## Websites
Trading Economics EU Natural Gas Prices
https://www.renewables.ninja/#/country
https://ember-energy.org/data/european-wholesale-electricity-price-data/

## Spain Electricity
[13 empty] | 1 | [6 empty] | Min SOC | 15%
[13 empty] | 1 | [6 empty] | Purchase capacity | 117.6471 | MWh
[13 empty] | 2026 | [6 empty] | Usable capacity | 100 | MWh
[20 empty] | RTE | 90% |  |  | 2026
[20 empty] | Total profit | 1474568 | 1107912.9
[9 empty] | Annual |  |  |  |  | Electricity price | Gas price | Hour of day | New day | Highest electricity price for the day | Hour of highest electricity price | Lowest electricity price in the day | Daily profit excl. RTE & SOC | Daily profit with RTE |  | CAPEX / kWh | 110 | €/kWh |  | Year | Yearly profit |  |  | Electriity price | Gas price | Implied heat rate
Country | ISO3 Code | Datetime (UTC) | Datetime (Local) | Electricity price (EUR/MWhe) |  | Gas price |  |  | Average electricity price | Average gas price | Number of hours at negative price | 1 | 2026-01-01 | 103.6 | 11.76 | 24 | TRUE | 106.78 | 20 | 52.8 | 5398 | 4330.2 |  | OPEX | 3% | of CAPEX |  |  | 1474568 | 1 | 2015-01-31 | 51.4842 | 9.25 | 5.5659
Spain | ESP | 2015-01-01 | 2015-01-01 01:00 | 48.1 | 2015 | 9.25 | 2015-01-31 | 2015 | 50.32 | 6.8146 | 0 | 2 | 2026-01-01 01:00 | 99.29 | 11.76 | 1 | FALSE | 0 | 0 | 0 | 0 | 0 | [5 empty] | 2015 |  | 2 | 2015-02-28 | 42.5958 | 8.27 | 5.1506
Spain | ESP | 2015-01-01 01:00 | 2015-01-01 02:00 | 47.33 | 2015 | 9.25 | 2015-01-31 | 2016 | 39.6678 | 4.5654 | 0 | 3 | 2026-01-01 02:00 | 99.29 | 11.76 | 2 | FALSE | 0 | 0 | 0 | 0 | 0 | [5 empty] | 2016 |  | 3 | 2015-03-31 | 43.0843 | 8.27 | 5.2097
Spain | ESP | 2015-01-01 02:00 | 2015-01-01 03:00 | 42.27 | 2015 | 9.25 | 2015-01-31 | 2017 | 52.2331 | 5.7148 | 0 | 4 | 2026-01-01 03:00 | 88.47 | 11.76 | 3 | FALSE | 0 | 0 | 0 | 0 | 0 | [5 empty] | 2017 |  | 4 | 2015-04-30 | 45.374 | 6.77 | 6.7022
Spain | ESP | 2015-01-01 03:00 | 2015-01-01 04:00 | 38.41 | 2015 | 9.25 | 2015-01-31 | 2018 | 57.3007 | 7.6865 | 0 | 5 | 2026-01-01 04:00 | 78.93 | 11.76 | 4 | FALSE | 0 | 0 | 0 | 0 | 0 | Excl. RTE & SOC |  |  |  |  | 2018 |  | 5 | 2015-05-31 | 45.1724 | 6.68 | 6.7623
Spain | ESP | 2015-01-01 04:00 | 2015-01-01 05:00 | 35.72 | 2015 | 9.25 | 2015-01-31 | 2019 | 47.6785 | 4.7971 | 0 | 6 | 2026-01-01 05:00 | 71.42 | 11.76 | 5 | FALSE | 0 | 0 | 0 | 0 | 0 |  | Total CAPEX |  | 11000000 | € | 2019 |  | 6 | 2015-06-30 | 54.7455 | 6.67 | 8.2077
Spain | ESP | 2015-01-01 05:00 | 2015-01-01 06:00 | 35.13 | 2015 | 9.25 | 2015-01-31 | 2020 | 33.959 | 3.2452 | 0 | 7 | 2026-01-01 06:00 | 71.22 | 11.76 | 6 | FALSE | 0 | 0 | 0 | 0 | 0 |  | Battery net revenues |  | 1474568 | EUR | 2020 |  | 7 | 2015-07-31 | 59.5267 | 6.69 | 8.8979
Spain | ESP | 2015-01-01 06:00 | 2015-01-01 07:00 | 36.22 | 2015 | 9.25 | 2015-01-31 | 2021 | 111.9449 | 16.1891 | 0 | 8 | 2026-01-01 07:00 | 75 | 11.76 | 7 | FALSE | 0 | 0 | 0 | 0 | 0 |  | O&M costs |  | 330000 | € | 2021 |  | 8 | 2015-08-31 | 55.6096 | 6.35 | 8.7574
Spain | ESP | 2015-01-01 07:00 | 2015-01-01 08:00 | 32.4 | 2015 | 9.25 | 2015-01-31 | 2022 | 167.5053 | 40.4482 | 4 | 9 | 2026-01-01 08:00 | 67.92 | 11.76 | 8 | FALSE | 0 | 0 | 0 | 0 | 0 |  | Net profit |  | 1144568 | € | 2022 |  | 9 | 2015-09-30 | 51.8738 | 6.28 | 8.2602
Spain | ESP | 2015-01-01 08:00 | 2015-01-01 09:00 | 36.6 | 2015 | 9.25 | 2015-01-31 | 2023 | 87.1057 | 13.093 | 108 | 10 | 2026-01-01 09:00 | 61.59 | 11.76 | 9 | FALSE | 0 | 0 | 0 | 0 | 0 |  | Payback |  | 9.6106 | year | 2023 |  | 10 | 2015-10-31 | 49.8858 | 6.03 | 8.2729
Spain | ESP | 2015-01-01 09:00 | 2015-01-01 10:00 | 43.1 | 2015 | 9.25 | 2015-01-31 | 2024 | 63.0489 | 10.9729 | 784 | 11 | 2026-01-01 10:00 | 56.6 | 11.76 | 10 | FALSE | 0 | 0 | 0 | 0 | 0 | [5 empty] | 2024 |  | 11 | 2015-11-30 | 51.2162 | 5.5 | 9.312
Spain | ESP | 2015-01-01 10:00 | 2015-01-01 11:00 | 45.14 | 2015 | 9.25 | 2015-01-31 | 2025 | 65.2849 | 11.9403 | 800 | 12 | 2026-01-01 11:00 | 52.8 | 11.76 | 11 | FALSE | 0 | 0 | 0 | 0 | 0 | Incl. RTE & SOC |  |  |  |  | 2025 |  | 12 | 2015-12-31 | 52.5864 | 5.09 | 10.3313
Spain | ESP | 2015-01-01 11:00 | 2015-01-01 12:00 | 45.14 | 2015 | 9.25 | 2015-01-31 | 2026 | 46.4072 | 14.6462 | 716 | 13 | 2026-01-01 12:00 | 54.26 | 11.76 | 12 | FALSE | 0 | 0 | 0 | 0 | 0 |  | Total CAPEX |  | 12941176.4706 | € | 2026 |  | 13 | 2016-01-31 | 36.5149 | 4.4 | 8.2988
Spain | ESP | 2015-01-01 12:00 | 2015-01-01 13:00 | 47.35 | 2015 | 9.25 | 2015-01-31 |  |  |  |  | 14 | 2026-01-01 13:00 | 57.58 | 11.76 | 13 | FALSE | 0 | 0 | 0 | 0 | 0 |  | Profit |  | 1107912.9 | € |  |  | 14 | 2016-02-29 | 27.4793 | 3.97 | 6.9217
Spain | ESP | 2015-01-01 13:00 | 2015-01-01 14:00 | 47.35 | 2015 | 9.25 | 2015-01-31 |  |  |  |  | 15 | 2026-01-01 14:00 | 61.4 | 11.76 | 14 | FALSE | 0 | 0 | 0 | 0 | 0 |  | Payback |  | 11.6807 | year |  |  | 15 | 2016-03-31 | 27.7932 | 3.91 | 7.1082
Spain | ESP | 2015-01-01 14:00 | 2015-01-01 15:00 | 43.61 | 2015 | 9.25 | 2015-01-31 |  |  |  |  | 16 | 2026-01-01 15:00 | 64.92 | 11.76 | 15 | FALSE | 0 | 0 | 0 | 0 | 0 | [7 empty] | 16 | 2016-04-30 | 24.0856 | 3.97 | 6.0669
Spain | ESP | 2015-01-01 15:00 | 2015-01-01 16:00 | 44.91 | 2015 | 9.25 | 2015-01-31 |  |  |  |  | 17 | 2026-01-01 16:00 | 77.29 | 11.76 | 16 | FALSE | 0 | 0 | 0 | 0 | 0 |  | Target IRR |  | 15% |  |  |  | 17 | 2016-05-31 | 25.8121 | 4.33 | 5.9612
Spain | ESP | 2015-01-01 16:00 | 2015-01-01 17:00 | 48.1 | 2015 | 9.25 | 2015-01-31 |  |  |  |  | 18 | 2026-01-01 17:00 | 93.76 | 11.76 | 17 | FALSE | 0 | 0 | 0 | 0 | 0 |  | Lifetime cycles |  | 8000 | cycles |  |  | 18 | 2016-06-30 | 38.9243 | 4.76 | 8.1774
Spain | ESP | 2015-01-01 17:00 | 2015-01-01 18:00 | 58.02 | 2015 | 9.25 | 2015-01-31 |  |  |  |  | 19 | 2026-01-01 18:00 | 101.18 | 11.76 | 18 | FALSE | 0 | 0 | 0 | 0 | 0 |  | Lifetime |  | 21.9178 | year |  |  | 19 | 2016-07-31 | 40.5158 | 4.67 | 8.6758
Spain | ESP | 2015-01-01 18:00 | 2015-01-01 19:00 | 61.01 | 2015 | 9.25 | 2015-01-31 |  |  |  |  | 20 | 2026-01-01 19:00 | 104.71 | 11.76 | 19 | FALSE | 0 | 0 | 0 | 0 | 0 |  | Degradation | [5 empty] | 20 | 2016-08-31 | 41.1442 | 4.05 | 10.1591
Spain | ESP | 2015-01-01 19:00 | 2015-01-01 20:00 | 62.69 | 2015 | 9.25 | 2015-01-31 |  |  |  |  | 21 | 2026-01-01 20:00 | 106.78 | 11.76 | 20 | FALSE | 0 | 0 | 0 | 0 | 0 |  | Annual capital recovery |  | 1730892.1511 | €/year |  |  | 21 | 2016-09-30 | 43.6101 | 4.25 | 10.2612
Spain | ESP | 2015-01-01 20:00 | 2015-01-01 21:00 | 60.41 | 2015 | 9.25 | 2015-01-31 |  |  |  |  | 22 | 2026-01-01 21:00 | 106.35 | 11.76 | 21 | FALSE | 0 | 0 | 0 | 0 | 0 |  | Annual capital recovery + O&M |  | 2060892.1511 | €/year |  |  | 22 | 2016-10-31 | 52.8476 | 5.34 | 9.8965
Spain | ESP | 2015-01-01 21:00 | 2015-01-01 22:00 | 58.15 | 2015 | 9.25 | 2015-01-31 |  |  |  |  | 23 | 2026-01-01 22:00 | 104.16 | 11.76 | 22 | FALSE | 0 | 0 | 0 | 0 | 0 | [7 empty] | 23 | 2016-11-30 | 56.1464 | 5.69 | 9.8676
Spain | ESP | 2015-01-01 22:00 | 2015-01-01 23:00 | 53.6 | 2015 | 9.25 | 2015-01-31 |  |  |  |  | 24 | 2026-01-01 23:00 | 96.68 | 11.76 | 23 | FALSE | 0 | 0 | 0 | 0 | 0 | [7 empty] | 24 | 2016-12-31 | 60.4864 | 5.42 | 11.1598
Spain | ESP | 2015-01-01 23:00 | 2015-01-02 | 47.34 | 2015 | 9.25 | 2015-01-31 |  |  |  |  | 25 | 2026-01-02 | 80.43 | 11.76 | 24 | TRUE | 107 | 21 | 55.01 | 5199 | 4129 | [7 empty] | 25 | 2017-01-31 | 71.5061 | 6.14 | 11.6459
Spain | ESP | 2015-01-02 | 2015-01-02 01:00 | 40.4 | 2015 | 9.25 | 2015-01-31 |  |  |  |  | 26 | 2026-01-02 01:00 | 63.68 | 11.76 | 1 | FALSE | 0 | 0 | 0 | 0 | 0 | [7 empty] | 26 | 2017-02-28 | 51.7036 | 6.05 | 8.5461
Spain | ESP | 2015-01-02 01:00 | 2015-01-02 02:00 | 36 | 2015 | 9.25 | 2015-01-31 |  |  |  |  | 27 | 2026-01-02 02:00 | 59.11 | 11.76 | 2 | FALSE | 0 | 0 | 0 | 0 | 0 | [7 empty] | 27 | 2017-03-31 | 43.1602 | 5 | 8.632
Spain | ESP | 2015-01-02 02:00 | 2015-01-02 03:00 | 37 | 2015 | 9.25 | 2015-01-31 |  |  |  |  | 28 | 2026-01-02 03:00 | 56.34 | 11.76 | 3 | FALSE | 0 | 0 | 0 | 0 | 0 | [7 empty] | 28 | 2017-04-30 | 43.6867 | 5.01 | 8.7199
Spain | ESP | 2015-01-02 03:00 | 2015-01-02 04:00 | 35.99 | 2015 | 9.25 | 2015-01-31 |  |  |  |  | 29 | 2026-01-02 04:00 | 55.01 | 11.76 | 4 | FALSE | 0 | 0 | 0 | 0 | 0 | [7 empty] | 29 | 2017-05-31 | 47.1742 | 5.06 | 9.323
Spain | ESP | 2015-01-02 04:00 | 2015-01-02 05:00 | 37.98 | 2015 | 9.25 | 2015-01-31 |  |  |  |  | 30 | 2026-01-02 05:00 | 55.37 | 11.76 | 5 | FALSE | 0 | 0 | 0 | 0 | 0 | [7 empty] | 30 | 2017-06-30 | 50.2033 | 4.89 | 10.2665
Spain | ESP | 2015-01-02 05:00 | 2015-01-02 06:00 | 43.61 | 2015 | 9.25 | 2015-01-31 |  |  |  |  | 31 | 2026-01-02 06:00 | 61.34 | 11.76 | 6 | FALSE | 0 | 0 | 0 | 0 | 0 | [7 empty] | 31 | 2017-07-31 | 48.6322 | 5 | 9.7264
Spain | ESP | 2015-01-02 06:00 | 2015-01-02 07:00 | 43.61 | 2015 | 9.25 | 2015-01-31 |  |  |  |  | 32 | 2026-01-02 07:00 | 77.06 | 11.76 | 7 | FALSE | 0 | 0 | 0 | 0 | 0 | [7 empty] | 32 | 2017-08-31 | 47.4499 | 5.48 | 8.6587
Spain | ESP | 2015-01-02 07:00 | 2015-01-02 08:00 | 43.61 | 2015 | 9.25 | 2015-01-31 |  |  |  |  | 33 | 2026-01-02 08:00 | 84.86 | 11.76 | 8 | FALSE | 0 | 0 | 0 | 0 | 0 | [7 empty] | 33 | 2017-09-30 | 49.1609 | 5.96 | 8.2485
Spain | ESP | 2015-01-02 08:00 | 2015-01-02 09:00 | 43.61 | 2015 | 9.25 | 2015-01-31 |  |  |  |  | 34 | 2026-01-02 09:00 | 89.5 | 11.76 | 9 | FALSE | 0 | 0 | 0 | 0 | 0 | [7 empty] | 34 | 2017-10-31 | 56.7844 | 6.18 | 9.1884
Spain | ESP | 2015-01-02 09:00 | 2015-01-02 10:00 | 62.25 | 2015 | 9.25 | 2015-01-31 |  |  |  |  | 35 | 2026-01-02 10:00 | 88.64 | 11.76 | 10 | FALSE | 0 | 0 | 0 | 0 | 0 | [7 empty] | 35 | 2017-11-30 | 59.2162 | 6.69 | 8.8515
Spain | ESP | 2015-01-02 10:00 | 2015-01-02 11:00 | 60.01 | 2015 | 9.25 | 2015-01-31 |  |  |  |  | 36 | 2026-01-02 11:00 | 84.64 | 11.76 | 11 | FALSE | 0 | 0 | 0 | 0 | 0 | [7 empty] | 36 | 2017-12-31 | 57.8536 | 7.14 | 8.1027
Spain | ESP | 2015-01-02 11:00 | 2015-01-02 12:00 | 60.01 | 2015 | 9.25 | 2015-01-31 |  |  |  |  | 37 | 2026-01-02 12:00 | 80.16 | 11.76 | 12 | FALSE | 0 | 0 | 0 | 0 | 0 | [7 empty] | 37 | 2018-01-31 | 50.051 | 6.66 | 7.5152
Spain | ESP | 2015-01-02 12:00 | 2015-01-02 13:00 | 60.01 | 2015 | 9.25 | 2015-01-31 |  |  |  |  | 38 | 2026-01-02 13:00 | 74.39 | 11.76 | 13 | FALSE | 0 | 0 | 0 | 0 | 0 | [7 empty] | 38 | 2018-02-28 | 54.8673 | 6.72 | 8.1648
Spain | ESP | 2015-01-02 13:00 | 2015-01-02 14:00 | 60.01 | 2015 | 9.25 | 2015-01-31 |  |  |  |  | 39 | 2026-01-02 14:00 | 77.92 | 11.76 | 14 | FALSE | 0 | 0 | 0 | 0 | 0 | [7 empty] | 39 | 2018-03-31 | 40.1562 | 6.7 | 5.9935
Spain | ESP | 2015-01-02 14:00 | 2015-01-02 15:00 | 60.01 | 2015 | 9.25 | 2015-01-31 |  |  |  |  | 40 | 2026-01-02 15:00 | 85.13 | 11.76 | 15 | FALSE | 0 | 0 | 0 | 0 | 0 | [7 empty] | 40 | 2018-04-30 | 42.6853 | 6.93 | 6.1595
Spain | ESP | 2015-01-02 15:00 | 2015-01-02 16:00 | 60.01 | 2015 | 9.25 | 2015-01-31 |  |  |  |  | 41 | 2026-01-02 16:00 | 95.27 | 11.76 | 16 | FALSE | 0 | 0 | 0 | 0 | 0 | [7 empty] | 41 | 2018-05-31 | 54.9802 | 7.49 | 7.3405
Spain | ESP | 2015-01-02 16:00 | 2015-01-02 17:00 | 60.01 | 2015 | 9.25 | 2015-01-31 |  |  |  |  | 42 | 2026-01-02 17:00 | 99.83 | 11.76 | 17 | FALSE | 0 | 0 | 0 | 0 | 0 | [7 empty] | 42 | 2018-06-30 | 58.4496 | 7.45 | 7.8456
Spain | ESP | 2015-01-02 17:00 | 2015-01-02 18:00 | 60.01 | 2015 | 9.25 | 2015-01-31 |  |  |  |  | 43 | 2026-01-02 18:00 | 103.6 | 11.76 | 18 | FALSE | 0 | 0 | 0 | 0 | 0 | [7 empty] | 43 | 2018-07-31 | 61.8782 | 7.6 | 8.1419
Spain | ESP | 2015-01-02 18:00 | 2015-01-02 19:00 | 60.01 | 2015 | 9.25 | 2015-01-31 |  |  |  |  | 44 | 2026-01-02 19:00 | 103.16 | 11.76 | 19 | FALSE | 0 | 0 | 0 | 0 | 0 | [7 empty] | 44 | 2018-08-31 | 64.3402 | 8.08 | 7.9629
Spain | ESP | 2015-01-02 19:00 | 2015-01-02 20:00 | 65.01 | 2015 | 9.25 | 2015-01-31 |  |  |  |  | 45 | 2026-01-02 20:00 | 106.61 | 11.76 | 20 | FALSE | 0 | 0 | 0 | 0 | 0 | [7 empty] | 45 | 2018-09-30 | 71.2544 | 9.52 | 7.4847
Spain | ESP | 2015-01-02 20:00 | 2015-01-02 21:00 | 61.75 | 2015 | 9.25 | 2015-01-31 |  |  |  |  | 46 | 2026-01-02 21:00 | 107 | 11.76 | 21 | FALSE | 0 | 0 | 0 | 0 | 0 | [7 empty] | 46 | 2018-10-31 | 65.1065 | 8.79 | 7.4069
Spain | ESP | 2015-01-02 21:00 | 2015-01-02 22:00 | 59.96 | 2015 | 9.25 | 2015-01-31 |  |  |  |  | 47 | 2026-01-02 22:00 | 103.61 | 11.76 | 22 | FALSE | 0 | 0 | 0 | 0 | 0 | [7 empty] | 47 | 2018-11-30 | 61.963 | 8.27 | 7.4925
Spain | ESP | 2015-01-02 22:00 | 2015-01-02 23:00 | 58.69 | 2015 | 9.25 | 2015-01-31 |  |  |  |  | 48 | 2026-01-02 23:00 | 97.78 | 11.76 | 23 | FALSE | 0 | 0 | 0 | 0 | 0 | [7 empty] | 48 | 2018-12-31 | 61.8071 | 7.98 | 7.7453
Spain | ESP | 2015-01-02 23:00 | 2015-01-03 | 52.1 | 2015 | 9.25 | 2015-01-31 |  |  |  |  | 49 | 2026-01-03 | 80.37 | 11.76 | 24 | TRUE | 108.09 | 17 | 73.94 | 3415 | 2334.1 | [7 empty] | 49 | 2019-01-31 | 61.9599 | 7.26 | 8.5344
Spain | ESP | 2015-01-03 | 2015-01-03 01:00 | 47.84 | 2015 | 9.25 | 2015-01-31 |  |  |  |  | 50 | 2026-01-03 01:00 | 78.68 | 11.76 | 1 | FALSE | 0 | 0 | 0 | 0 | 0 | [7 empty] | 50 | 2019-02-28 | 54.0205 | 6.01 | 8.9884
Spain | ESP | 2015-01-03 01:00 | 2015-01-03 02:00 | 43.66 | 2015 | 9.25 | 2015-01-31 |  |  |  |  | 51 | 2026-01-03 02:00 | 76.86 | 11.76 | 2 | FALSE | 0 | 0 | 0 | 0 | 0 | [7 empty] | 51 | 2019-03-31 | 48.8361 | 5.18 | 9.4278
Spain | ESP | 2015-01-03 02:00 | 2015-01-03 03:00 | 43.66 | 2015 | 9.25 | 2015-01-31 |  |  |  |  | 52 | 2026-01-03 03:00 | 75.88 | 11.76 | 3 | FALSE | 0 | 0 | 0 | 0 | 0 | [7 empty] | 52 | 2019-04-30 | 50.4036 | 4.92 | 10.2446
Spain | ESP | 2015-01-03 03:00 | 2015-01-03 04:00 | 41.98 | 2015 | 9.25 | 2015-01-31 |  |  |  |  | 53 | 2026-01-03 04:00 | 73.94 | 11.76 | 4 | FALSE | 0 | 0 | 0 | 0 | 0 | [7 empty] | 53 | 2019-05-31 | 48.394 | 4.34 | 11.1507
Spain | ESP | 2015-01-03 04:00 | 2015-01-03 05:00 | 43.93 | 2015 | 9.25 | 2015-01-31 |  |  |  |  | 54 | 2026-01-03 05:00 | 75.27 | 11.76 | 5 | FALSE | 0 | 0 | 0 | 0 | 0 | [7 empty] | 54 | 2019-06-30 | 47.1612 | 3.59 | 13.1368
Spain | ESP | 2015-01-03 05:00 | 2015-01-03 06:00 | 46.02 | 2015 | 9.25 | 2015-01-31 |  |  |  |  | 55 | 2026-01-03 06:00 | 76.57 | 11.76 | 6 | FALSE | 0 | 0 | 0 | 0 | 0 | [7 empty] | 55 | 2019-07-31 | 51.4643 | 3.62 | 14.2167
Spain | ESP | 2015-01-03 06:00 | 2015-01-03 07:00 | 50.92 | 2015 | 9.25 | 2015-01-31 |  |  |  |  | 56 | 2026-01-03 07:00 | 79.76 | 11.76 | 7 | FALSE | 0 | 0 | 0 | 0 | 0 | [7 empty] | 56 | 2019-08-31 | 44.9518 | 3.68 | 12.2152
Spain | ESP | 2015-01-03 07:00 | 2015-01-03 08:00 | 55.57 | 2015 | 9.25 | 2015-01-31 |  |  |  |  | 57 | 2026-01-03 08:00 | 90.69 | 11.76 | 8 | FALSE | 0 | 0 | 0 | 0 | 0 | [7 empty] | 57 | 2019-09-30 | 42.1301 | 4.21 | 10.0072
Spain | ESP | 2015-01-03 08:00 | 2015-01-03 09:00 | 58.1 | 2015 | 9.25 | 2015-01-31 |  |  |  |  | 58 | 2026-01-03 09:00 | 94.09 | 11.76 | 9 | FALSE | 0 | 0 | 0 | 0 | 0 | [7 empty] | 58 | 2019-10-31 | 47.1523 | 5.06 | 9.3186
Spain | ESP | 2015-01-03 09:00 | 2015-01-03 10:00 | 59.8 | 2015 | 9.25 | 2015-01-31 |  |  |  |  | 59 | 2026-01-03 10:00 | 93.31 | 11.76 | 10 | FALSE | 0 | 0 | 0 | 0 | 0 | [7 empty] | 59 | 2019-11-30 | 42.1872 | 5.15 | 8.1917
Spain | ESP | 2015-01-03 10:00 | 2015-01-03 11:00 | 59.51 | 2015 | 9.25 | 2015-01-31 |  |  |  |  | 60 | 2026-01-03 11:00 | 88.71 | 11.76 | 11 | FALSE | 0 | 0 | 0 | 0 | 0 | [7 empty] | 60 | 2019-12-31 | 33.8094 | 4.62 | 7.318
Spain | ESP | 2015-01-03 11:00 | 2015-01-03 12:00 | 59 | 2015 | 9.25 | 2015-01-31 |  |  |  |  | 61 | 2026-01-03 12:00 | 87.41 | 11.76 | 12 | FALSE | 0 | 0 | 0 | 0 | 0 | [7 empty] | 61 | 2020-01-31 | 41.0801 | 3.63 | 11.3168
Spain | ESP | 2015-01-03 12:00 | 2015-01-03 13:00 | 58.13 | 2015 | 9.25 | 2015-01-31 |  |  |  |  | 62 | 2026-01-03 13:00 | 86.6 | 11.76 | 13 | FALSE | 0 | 0 | 0 | 0 | 0 | [7 empty] | 62 | 2020-02-29 | 35.8557 | 2.91 | 12.3215
Spain | ESP | 2015-01-03 13:00 | 2015-01-03 14:00 | 56.9 | 2015 | 9.25 | 2015-01-31 |  |  |  |  | 63 | 2026-01-03 14:00 | 89.83 | 11.76 | 14 | FALSE | 0 | 0 | 0 | 0 | 0 | [7 empty] | 63 | 2020-03-31 | 27.737 | 2.72 | 10.1974
Spain | ESP | 2015-01-03 14:00 | 2015-01-03 15:00 | 52.69 | 2015 | 9.25 | 2015-01-31 |  |  |  |  | 64 | 2026-01-03 15:00 | 95.08 | 11.76 | 15 | FALSE | 0 | 0 | 0 | 0 | 0 | [7 empty] | 64 | 2020-04-30 | 17.609 | 2.12 | 8.3061
Spain | ESP | 2015-01-03 15:00 | 2015-01-03 16:00 | 52.1 | 2015 | 9.25 | 2015-01-31 |  |  |  |  | 65 | 2026-01-03 16:00 | 100.21 | 11.76 | 16 | FALSE | 0 | 0 | 0 | 0 | 0 | [7 empty] | 65 | 2020-05-31 | 21.3337 | 1.58 | 13.5023
Spain | ESP | 2015-01-03 16:00 | 2015-01-03 17:00 | 56.1 | 2015 | 9.25 | 2015-01-31 |  |  |  |  | 66 | 2026-01-03 17:00 | 108.09 | 11.76 | 17 | FALSE | 0 | 0 | 0 | 0 | 0 | [7 empty] | 66 | 2020-06-30 | 30.6321 | 1.75 | 17.5041
Spain | ESP | 2015-01-03 17:00 | 2015-01-03 18:00 | 59 | 2015 | 9.25 | 2015-01-31 |  |  |  |  | 67 | 2026-01-03 18:00 | 103.78 | 11.76 | 18 | FALSE | 0 | 0 | 0 | 0 | 0 | [7 empty] | 67 | 2020-07-31 | 34.6233 | 1.8 | 19.2352
Spain | ESP | 2015-01-03 18:00 | 2015-01-03 19:00 | 59.8 | 2015 | 9.25 | 2015-01-31 |  |  |  |  | 68 | 2026-01-03 19:00 | 101.02 | 11.76 | 19 | FALSE | 0 | 0 | 0 | 0 | 0 | [7 empty] | 68 | 2020-08-31 | 36.2119 | 2.86 | 12.6615
Spain | ESP | 2015-01-03 19:00 | 2015-01-03 20:00 | 59.92 | 2015 | 9.25 | 2015-01-31 |  |  |  |  | 69 | 2026-01-03 20:00 | 98.03 | 11.76 | 20 | FALSE | 0 | 0 | 0 | 0 | 0 | [7 empty] | 69 | 2020-09-30 | 41.9461 | 3.95 | 10.6193
Spain | ESP | 2015-01-03 20:00 | 2015-01-03 21:00 | 59.51 | 2015 | 9.25 | 2015-01-31 |  |  |  |  | 70 | 2026-01-03 21:00 | 91.73 | 11.76 | 21 | FALSE | 0 | 0 | 0 | 0 | 0 | [7 empty] | 70 | 2020-10-31 | 36.5469 | 4.89 | 7.4738
Spain | ESP | 2015-01-03 21:00 | 2015-01-03 22:00 | 58.1 | 2015 | 9.25 | 2015-01-31 |  |  |  |  | 71 | 2026-01-03 22:00 | 90.4 | 11.76 | 22 | FALSE | 0 | 0 | 0 | 0 | 0 | [7 empty] | 71 | 2020-11-30 | 41.9642 | 4.84 | 8.6703
Spain | ESP | 2015-01-03 22:00 | 2015-01-03 23:00 | 56.1 | 2015 | 9.25 | 2015-01-31 |  |  |  |  | 72 | 2026-01-03 23:00 | 85.95 | 11.76 | 23 | FALSE | 0 | 0 | 0 | 0 | 0 | [7 empty] | 72 | 2020-12-31 | 41.9715 | 5.86 | 7.1624
Spain | ESP | 2015-01-03 23:00 | 2015-01-04 | 39.82 | 2015 | 9.25 | 2015-01-31 |  |  |  |  | 73 | 2026-01-04 | 87.74 | 11.76 | 24 | TRUE | 97.68 | 21 | 50.43 | 4725 | 3748.2 | [7 empty] | 73 | 2021-01-31 | 60.0996 | 7.27 | 8.2668
Spain | ESP | 2015-01-04 | 2015-01-04 01:00 | 34.82 | 2015 | 9.25 | 2015-01-31 |  |  |  |  | 74 | 2026-01-04 01:00 | 65.92 | 11.76 | 1 | FALSE | 0 | 0 | 0 | 0 | 0 | [7 empty] | 74 | 2021-02-28 | 28.5425 | 6.16 | 4.6335
Spain | ESP | 2015-01-04 01:00 | 2015-01-04 02:00 | 34 | 2015 | 9.25 | 2015-01-31 |  |  |  |  | 75 | 2026-01-04 02:00 | 60.11 | 11.76 | 2 | FALSE | 0 | 0 | 0 | 0 | 0 | [7 empty] | 75 | 2021-03-31 | 45.4809 | 6.13 | 7.4194
Spain | ESP | 2015-01-04 02:00 | 2015-01-04 03:00 | 36 | 2015 | 9.25 | 2015-01-31 |  |  |  |  | 76 | 2026-01-04 03:00 | 57.57 | 11.76 | 3 | FALSE | 0 | 0 | 0 | 0 | 0 | [7 empty] | 76 | 2021-04-30 | 65.0615 | 7.15 | 9.0995
Spain | ESP | 2015-01-04 03:00 | 2015-01-04 04:00 | 35 | 2015 | 9.25 | 2015-01-31 |  |  |  |  | 77 | 2026-01-04 04:00 | 53.38 | 11.76 | 4 | FALSE | 0 | 0 | 0 | 0 | 0 | [7 empty] | 77 | 2021-05-31 | 67.1837 | 8.91 | 7.5403
Spain | ESP | 2015-01-04 04:00 | 2015-01-04 05:00 | 35.5 | 2015 | 9.25 | 2015-01-31 |  |  |  |  | 78 | 2026-01-04 05:00 | 50.43 | 11.76 | 5 | FALSE | 0 | 0 | 0 | 0 | 0 | [7 empty] | 78 | 2021-06-30 | 83.3111 | 10.3 | 8.0885
Spain | ESP | 2015-01-04 05:00 | 2015-01-04 06:00 | 36 | 2015 | 9.25 | 2015-01-31 |  |  |  |  | 79 | 2026-01-04 06:00 | 54.39 | 11.76 | 6 | FALSE | 0 | 0 | 0 | 0 | 0 | [7 empty] | 79 | 2021-07-31 | 92.3696 | 12.51 | 7.3837
Spain | ESP | 2015-01-04 06:00 | 2015-01-04 07:00 | 36.49 | 2015 | 9.25 | 2015-01-31 |  |  |  |  | 80 | 2026-01-04 07:00 | 56.76 | 11.76 | 7 | FALSE | 0 | 0 | 0 | 0 | 0 | [7 empty] | 80 | 2021-08-31 | 106.0812 | 15.43 | 6.875
Spain | ESP | 2015-01-04 07:00 | 2015-01-04 08:00 | 38.5 | 2015 | 9.25 | 2015-01-31 |  |  |  |  | 81 | 2026-01-04 08:00 | 57.78 | 11.76 | 8 | FALSE | 0 | 0 | 0 | 0 | 0 | [7 empty] | 81 | 2021-09-30 | 156.4047 | 22.84 | 6.8478
Spain | ESP | 2015-01-04 08:00 | 2015-01-04 09:00 | 41.86 | 2015 | 9.25 | 2015-01-31 |  |  |  |  | 82 | 2026-01-04 09:00 | 55.96 | 11.76 | 9 | FALSE | 0 | 0 | 0 | 0 | 0 | [7 empty] | 82 | 2021-10-31 | 199.673 | 31.05 | 6.4307
Spain | ESP | 2015-01-04 09:00 | 2015-01-04 10:00 | 48.51 | 2015 | 9.25 | 2015-01-31 |  |  |  |  | 83 | 2026-01-04 10:00 | 55.55 | 11.76 | 10 | FALSE | 0 | 0 | 0 | 0 | 0 | [7 empty] | 83 | 2021-11-30 | 193.7234 | 27.62 | 7.0139
Spain | ESP | 2015-01-04 10:00 | 2015-01-04 11:00 | 48.51 | 2015 | 9.25 | 2015-01-31 |  |  |  |  | 84 | 2026-01-04 11:00 | 57.98 | 11.76 | 11 | FALSE | 0 | 0 | 0 | 0 | 0 | [7 empty] | 84 | 2021-12-31 | 238.9724 | 38.03 | 6.2838
Spain | ESP | 2015-01-04 11:00 | 2015-01-04 12:00 | 45.5 | 2015 | 9.25 | 2015-01-31 |  |  |  |  | 85 | 2026-01-04 12:00 | 58.11 | 11.76 | 12 | FALSE | 0 | 0 | 0 | 0 | 0 | [7 empty] | 85 | 2022-01-31 | 201.8017 | 28.26 | 7.1409
Spain | ESP | 2015-01-04 12:00 | 2015-01-04 13:00 | 47.71 | 2015 | 9.25 | 2015-01-31 |  |  |  |  | 86 | 2026-01-04 13:00 | 60.09 | 11.76 | 13 | FALSE | 0 | 0 | 0 | 0 | 0 | [7 empty] | 86 | 2022-02-28 | 200.3093 | 27.23 | 7.3562
Spain | ESP | 2015-01-04 13:00 | 2015-01-04 14:00 | 46.48 | 2015 | 9.25 | 2015-01-31 |  |  |  |  | 87 | 2026-01-04 14:00 | 61.24 | 11.76 | 14 | FALSE | 0 | 0 | 0 | 0 | 0 | [7 empty] | 87 | 2022-03-31 | 283.1902 | 42.39 | 6.6806
Spain | ESP | 2015-01-04 14:00 | 2015-01-04 15:00 | 39.82 | 2015 | 9.25 | 2015-01-31 |  |  |  |  | 88 | 2026-01-04 15:00 | 61.01 | 11.76 | 15 | FALSE | 0 | 0 | 0 | 0 | 0 | [7 empty] | 88 | 2022-04-30 | 191.5189 | 32.2 | 5.9478
Spain | ESP | 2015-01-04 15:00 | 2015-01-04 16:00 | 39.6 | 2015 | 9.25 | 2015-01-31 |  |  |  |  | 89 | 2026-01-04 16:00 | 62.68 | 11.76 | 16 | FALSE | 0 | 0 | 0 | 0 | 0 | [7 empty] | 89 | 2022-05-31 | 187.1648 | 29.17 | 6.4163
Spain | ESP | 2015-01-04 16:00 | 2015-01-04 17:00 | 47.69 | 2015 | 9.25 | 2015-01-31 |  |  |  |  | 90 | 2026-01-04 17:00 | 68.09 | 11.76 | 17 | FALSE | 0 | 0 | 0 | 0 | 0 | [7 empty] | 90 | 2022-06-30 | 169.4306 | 33.56 | 5.0486
Spain | ESP | 2015-01-04 17:00 | 2015-01-04 18:00 | 59.11 | 2015 | 9.25 | 2015-01-31 |  |  |  |  | 91 | 2026-01-04 18:00 | 80.84 | 11.76 | 18 | FALSE | 0 | 0 | 0 | 0 | 0 | [7 empty] | 91 | 2022-07-31 | 142.6817 | 51.33 | 2.7797
Spain | ESP | 2015-01-04 18:00 | 2015-01-04 19:00 | 61.26 | 2015 | 9.25 | 2015-01-31 |  |  |  |  | 92 | 2026-01-04 19:00 | 84.57 | 11.76 | 19 | FALSE | 0 | 0 | 0 | 0 | 0 | [7 empty] | 92 | 2022-08-31 | 154.9903 | 70.04 | 2.2129
Spain | ESP | 2015-01-04 19:00 | 2015-01-04 20:00 | 62.31 | 2015 | 9.25 | 2015-01-31 |  |  |  |  | 93 | 2026-01-04 20:00 | 88.18 | 11.76 | 20 | FALSE | 0 | 0 | 0 | 0 | 0 | [7 empty] | 93 | 2022-09-30 | 140.9152 | 59.1 | 2.3844
Spain | ESP | 2015-01-04 20:00 | 2015-01-04 21:00 | 62.69 | 2015 | 9.25 | 2015-01-31 |  |  |  |  | 94 | 2026-01-04 21:00 | 97.68 | 11.76 | 21 | FALSE | 0 | 0 | 0 | 0 | 0 | [7 empty] | 94 | 2022-10-31 | 127.2172 | 39.02 | 3.2603
Spain | ESP | 2015-01-04 21:00 | 2015-01-04 22:00 | 61.19 | 2015 | 9.25 | 2015-01-31 |  |  |  |  | 95 | 2026-01-04 22:00 | 87.96 | 11.76 | 22 | FALSE | 0 | 0 | 0 | 0 | 0 | [7 empty] | 95 | 2022-11-30 | 115.5725 | 35.72 | 3.2355
Spain | ESP | 2015-01-04 22:00 | 2015-01-04 23:00 | 59.8 | 2015 | 9.25 | 2015-01-31 |  |  |  |  | 96 | 2026-01-04 23:00 | 78.76 | 11.76 | 23 | FALSE | 0 | 0 | 0 | 0 | 0 | [7 empty] | 96 | 2022-12-31 | 96.7491 | 36.04 | 2.6845
Spain | ESP | 2015-01-04 23:00 | 2015-01-05 | 56.06 | 2015 | 9.25 | 2015-01-31 |  |  |  |  | 97 | 2026-01-05 | 88.18 | 11.76 | 24 | TRUE | 123.68 | 18 | 61.93 | 6175 | 4938.2 | [7 empty] | 97 | 2023-01-31 | 69.7314 | 20.18 | 3.4555
Spain | ESP | 2015-01-05 | 2015-01-05 01:00 | 48.07 | 2015 | 9.25 | 2015-01-31 |  |  |  |  | 98 | 2026-01-05 01:00 | 71.66 | 11.76 | 1 | FALSE | 0 | 0 | 0 | 0 | 0 | [7 empty] | 98 | 2023-02-28 | 133.4899 | 16.54 | 8.0707
Spain | ESP | 2015-01-05 01:00 | 2015-01-05 02:00 | 43.93 | 2015 | 9.25 | 2015-01-31 |  |  |  |  | 99 | 2026-01-05 02:00 | 62.99 | 11.76 | 2 | FALSE | 0 | 0 | 0 | 0 | 0 | [7 empty] | 99 | 2023-03-31 | 89.5765 | 13.81 | 6.4864
Spain | ESP | 2015-01-05 02:00 | 2015-01-05 03:00 | 45.67 | 2015 | 9.25 | 2015-01-31 |  |  |  |  | 100 | 2026-01-05 03:00 | 61.93 | 11.76 | 3 | FALSE | 0 | 0 | 0 | 0 | 0 | [7 empty] | 100 | 2023-04-30 | 73.8219 | 13.52 | 5.4602
Spain | ESP | 2015-01-05 03:00 | 2015-01-05 04:00 | 45.69 | 2015 | 9.25 | 2015-01-31 |  |  |  |  | 101 | 2026-01-05 04:00 | 61.93 | 11.76 | 4 | FALSE | 0 | 0 | 0 | 0 | 0 | [7 empty] | 101 | 2023-05-31 | 74.1697 | 10.11 | 7.3363
Spain | ESP | 2015-01-05 04:00 | 2015-01-05 05:00 | 47.49 | 2015 | 9.25 | 2015-01-31 |  |  |  |  | 102 | 2026-01-05 05:00 | 64.21 | 11.76 | 5 | FALSE | 0 | 0 | 0 | 0 | 0 | [7 empty] | 102 | 2023-06-30 | 93.0549 | 10.35 | 8.9908
Spain | ESP | 2015-01-05 05:00 | 2015-01-05 06:00 | 57.5 | 2015 | 9.25 | 2015-01-31 |  |  |  |  | 103 | 2026-01-05 06:00 | 77.28 | 11.76 | 6 | FALSE | 0 | 0 | 0 | 0 | 0 | [7 empty] | 103 | 2023-07-31 | 90.4621 | 9.55 | 9.4725
Spain | ESP | 2015-01-05 06:00 | 2015-01-05 07:00 | 63 | 2015 | 9.25 | 2015-01-31 |  |  |  |  | 104 | 2026-01-05 07:00 | 94.12 | 11.76 | 7 | FALSE | 0 | 0 | 0 | 0 | 0 | [7 empty] | 104 | 2023-08-31 | 96.0933 | 11.19 | 8.5874
Spain | ESP | 2015-01-05 07:00 | 2015-01-05 08:00 | 65.11 | 2015 | 9.25 | 2015-01-31 |  |  |  |  | 105 | 2026-01-05 08:00 | 102.86 | 11.76 | 8 | FALSE | 0 | 0 | 0 | 0 | 0 | [7 empty] | 105 | 2023-09-30 | 103.3586 | 11.55 | 8.9488
Spain | ESP | 2015-01-05 08:00 | 2015-01-05 09:00 | 66.96 | 2015 | 9.25 | 2015-01-31 |  |  |  |  | 106 | 2026-01-05 09:00 | 107.92 | 11.76 | 9 | FALSE | 0 | 0 | 0 | 0 | 0 | [7 empty] | 106 | 2023-10-31 | 89.8406 | 14.57 | 6.1661
Spain | ESP | 2015-01-05 09:00 | 2015-01-05 10:00 | 67.52 | 2015 | 9.25 | 2015-01-31 |  |  |  |  | 107 | 2026-01-05 10:00 | 104.34 | 11.76 | 10 | FALSE | 0 | 0 | 0 | 0 | 0 | [7 empty] | 107 | 2023-11-30 | 63.5709 | 14.49 | 4.3872
Spain | ESP | 2015-01-05 10:00 | 2015-01-05 11:00 | 65.97 | 2015 | 9.25 | 2015-01-31 |  |  |  |  | 108 | 2026-01-05 11:00 | 100.52 | 11.76 | 11 | FALSE | 0 | 0 | 0 | 0 | 0 | [7 empty] | 108 | 2023-12-31 | 72.1154 | 11.51 | 6.2655
Spain | ESP | 2015-01-05 11:00 | 2015-01-05 12:00 | 63.68 | 2015 | 9.25 | 2015-01-31 |  |  |  |  | 109 | 2026-01-05 12:00 | 97.71 | 11.76 | 12 | FALSE | 0 | 0 | 0 | 0 | 0 | [7 empty] | 109 | 2024-01-31 | 74.1077 | 9.56 | 7.7519
Spain | ESP | 2015-01-05 12:00 | 2015-01-05 13:00 | 62.71 | 2015 | 9.25 | 2015-01-31 |  |  |  |  | 110 | 2026-01-05 13:00 | 98.04 | 11.76 | 13 | FALSE | 0 | 0 | 0 | 0 | 0 | [7 empty] | 110 | 2024-02-29 | 39.9029 | 8.15 | 4.8961
Spain | ESP | 2015-01-05 13:00 | 2015-01-05 14:00 | 60.01 | 2015 | 9.25 | 2015-01-31 |  |  |  |  | 111 | 2026-01-05 14:00 | 97.98 | 11.76 | 14 | FALSE | 0 | 0 | 0 | 0 | 0 | [7 empty] | 111 | 2024-03-31 | 20.276 | 8.55 | 2.3715
Spain | ESP | 2015-01-05 14:00 | 2015-01-05 15:00 | 59.8 | 2015 | 9.25 | 2015-01-31 |  |  |  |  | 112 | 2026-01-05 15:00 | 97.6 | 11.76 | 15 | FALSE | 0 | 0 | 0 | 0 | 0 | [7 empty] | 112 | 2024-04-30 | 13.7663 | 9.09 | 1.5144
Spain | ESP | 2015-01-05 15:00 | 2015-01-05 16:00 | 59.98 | 2015 | 9.25 | 2015-01-31 |  |  |  |  | 113 | 2026-01-05 16:00 | 103.07 | 11.76 | 16 | FALSE | 0 | 0 | 0 | 0 | 0 | [7 empty] | 113 | 2024-05-31 | 30.3156 | 10.12 | 2.9956
Spain | ESP | 2015-01-05 16:00 | 2015-01-05 17:00 | 63.46 | 2015 | 9.25 | 2015-01-31 |  |  |  |  | 114 | 2026-01-05 17:00 | 114.9 | 11.76 | 17 | FALSE | 0 | 0 | 0 | 0 | 0 | [7 empty] | 114 | 2024-06-30 | 56.2637 | 10.87 | 5.1761
Spain | ESP | 2015-01-05 17:00 | 2015-01-05 18:00 | 67.52 | 2015 | 9.25 | 2015-01-31 |  |  |  |  | 115 | 2026-01-05 18:00 | 123.68 | 11.76 | 18 | FALSE | 0 | 0 | 0 | 0 | 0 | [7 empty] | 115 | 2024-07-31 | 72.4331 | 10.35 | 6.9984
Spain | ESP | 2015-01-05 18:00 | 2015-01-05 19:00 | 69 | 2015 | 9.25 | 2015-01-31 |  |  |  |  | 116 | 2026-01-05 19:00 | 116.9 | 11.76 | 19 | FALSE | 0 | 0 | 0 | 0 | 0 | [7 empty] | 116 | 2024-08-31 | 91.0987 | 12.37 | 7.3645
Spain | ESP | 2015-01-05 19:00 | 2015-01-05 20:00 | 67.52 | 2015 | 9.25 | 2015-01-31 |  |  |  |  | 117 | 2026-01-05 20:00 | 116.72 | 11.76 | 20 | FALSE | 0 | 0 | 0 | 0 | 0 | [7 empty] | 117 | 2024-09-30 | 72.5379 | 11.78 | 6.1577
Spain | ESP | 2015-01-05 20:00 | 2015-01-05 21:00 | 65.11 | 2015 | 9.25 | 2015-01-31 |  |  |  |  | 118 | 2026-01-05 21:00 | 113.04 | 11.76 | 21 | FALSE | 0 | 0 | 0 | 0 | 0 | [7 empty] | 118 | 2024-10-31 | 68.4911 | 12.92 | 5.3012
Spain | ESP | 2015-01-05 21:00 | 2015-01-05 22:00 | 63.07 | 2015 | 9.25 | 2015-01-31 |  |  |  |  | 119 | 2026-01-05 22:00 | 109.7 | 11.76 | 22 | FALSE | 0 | 0 | 0 | 0 | 0 | [7 empty] | 119 | 2024-11-30 | 104.4808 | 13.93 | 7.5004
Spain | ESP | 2015-01-05 22:00 | 2015-01-05 23:00 | 59.8 | 2015 | 9.25 | 2015-01-31 |  |  |  |  | 120 | 2026-01-05 23:00 | 103.24 | 11.76 | 23 | FALSE | 0 | 0 | 0 | 0 | 0 | [7 empty] | 120 | 2024-12-31 | 111.2534 | 13.86 | 8.0269
Spain | ESP | 2015-01-05 23:00 | 2015-01-06 | 57.98 | 2015 | 9.25 | 2015-01-31 |  |  |  |  | 121 | 2026-01-06 | 100.5 | 11.76 | 24 | TRUE | 117.9 | 20 | 0 | 11790 | 10611 | [7 empty] | 121 | 2025-01-31 | 96.6935 | 14.66 | 6.5957
Spain | ESP | 2015-01-06 | 2015-01-06 01:00 | 50.45 | 2015 | 9.25 | 2015-01-31 |  |  |  |  | 122 | 2026-01-06 01:00 | 81.8 | 11.76 | 1 | FALSE | 0 | 0 | 0 | 0 | 0 | [7 empty] | 122 | 2025-02-28 | 108.2605 | 15.34 | 7.0574
Spain | ESP | 2015-01-06 01:00 | 2015-01-06 02:00 | 46 | 2015 | 9.25 | 2015-01-31 |  |  |  |  | 123 | 2026-01-06 02:00 | 70.54 | 11.76 | 2 | FALSE | 0 | 0 | 0 | 0 | 0 | [7 empty] | 123 | 2025-03-31 | 53.1044 | 13.24 | 4.0109
Spain | ESP | 2015-01-06 02:00 | 2015-01-06 03:00 | 43.84 | 2015 | 9.25 | 2015-01-31 |  |  |  |  | 124 | 2026-01-06 03:00 | 68.33 | 11.76 | 3 | FALSE | 0 | 0 | 0 | 0 | 0 | [7 empty] | 124 | 2025-04-30 | 26.6509 | 11.59 | 2.2995
Spain | ESP | 2015-01-06 03:00 | 2015-01-06 04:00 | 40.13 | 2015 | 9.25 | 2015-01-31 |  |  |  |  | 125 | 2026-01-06 04:00 | 65.47 | 11.76 | 4 | FALSE | 0 | 0 | 0 | 0 | 0 | [7 empty] | 125 | 2025-05-31 | 16.9869 | 11.66 | 1.4569
Spain | ESP | 2015-01-06 04:00 | 2015-01-06 05:00 | 40 | 2015 | 9.25 | 2015-01-31 |  |  |  |  | 126 | 2026-01-06 05:00 | 64.27 | 11.76 | 5 | FALSE | 0 | 0 | 0 | 0 | 0 | [7 empty] | 126 | 2025-06-30 | 72.8086 | 12.37 | 5.8859
Spain | ESP | 2015-01-06 05:00 | 2015-01-06 06:00 | 43.32 | 2015 | 9.25 | 2015-01-31 |  |  |  |  | 127 | 2026-01-06 06:00 | 64.19 | 11.76 | 6 | FALSE | 0 | 0 | 0 | 0 | 0 | [7 empty] | 127 | 2025-07-31 | 69.9439 | 11.62 | 6.0193
Spain | ESP | 2015-01-06 06:00 | 2015-01-06 07:00 | 50 | 2015 | 9.25 | 2015-01-31 |  |  |  |  | 128 | 2026-01-06 07:00 | 67.55 | 11.76 | 7 | FALSE | 0 | 0 | 0 | 0 | 0 | [7 empty] | 128 | 2025-08-31 | 68.2541 | 11.15 | 6.1214
Spain | ESP | 2015-01-06 07:00 | 2015-01-06 08:00 | 49.53 | 2015 | 9.25 | 2015-01-31 |  |  |  |  | 129 | 2026-01-06 08:00 | 71.34 | 11.76 | 8 | FALSE | 0 | 0 | 0 | 0 | 0 | [7 empty] | 129 | 2025-09-30 | 61.2578 | 11.12 | 5.5088
Spain | ESP | 2015-01-06 08:00 | 2015-01-06 09:00 | 54 | 2015 | 9.25 | 2015-01-31 |  |  |  |  | 130 | 2026-01-06 09:00 | 65.65 | 11.76 | 9 | FALSE | 0 | 0 | 0 | 0 | 0 | [7 empty] | 130 | 2025-10-31 | 75.6305 | 10.89 | 6.945
Spain | ESP | 2015-01-06 09:00 | 2015-01-06 10:00 | 59.28 | 2015 | 9.25 | 2015-01-31 |  |  |  |  | 131 | 2026-01-06 10:00 | 12 | 11.76 | 10 | FALSE | 0 | 0 | 0 | 0 | 0 | [7 empty] | 131 | 2025-11-30 | 58.7062 | 10.42 | 5.634
Spain | ESP | 2015-01-06 10:00 | 2015-01-06 11:00 | 59.69 | 2015 | 9.25 | 2015-01-31 |  |  |  |  | 132 | 2026-01-06 11:00 | 1.65 | 11.76 | 11 | FALSE | 0 | 0 | 0 | 0 | 0 | [7 empty] | 132 | 2025-12-31 | 77.9344 | 9.48 | 8.2209
Spain | ESP | 2015-01-06 11:00 | 2015-01-06 12:00 | 56.86 | 2015 | 9.25 | 2015-01-31 |  |  |  |  | 133 | 2026-01-06 12:00 | 0.92 | 11.76 | 12 | FALSE | 0 | 0 | 0 | 0 | 0 | [7 empty] | 133 | 2026-01-31 | 71.5294 | 11.76 | 6.0824
Spain | ESP | 2015-01-06 12:00 | 2015-01-06 13:00 | 54.2 | 2015 | 9.25 | 2015-01-31 |  |  |  |  | 134 | 2026-01-06 13:00 | 0.99 | 11.76 | 13 | FALSE | 0 | 0 | 0 | 0 | 0 | [7 empty] | 134 | 2026-02-28 | 16.4537 | 11.24 | 1.4639
Spain | ESP | 2015-01-06 13:00 | 2015-01-06 14:00 | 51 | 2015 | 9.25 | 2015-01-31 |  |  |  |  | 135 | 2026-01-06 14:00 | 0.98 | 11.76 | 14 | FALSE | 0 | 0 | 0 | 0 | 0 | [7 empty] | 135 | 2026-03-31 | 41.6836 | 17.91 | 2.3274
Spain | ESP | 2015-01-06 14:00 | 2015-01-06 15:00 | 48.51 | 2015 | 9.25 | 2015-01-31 |  |  |  |  | 136 | 2026-01-06 15:00 | 0 | 11.76 | 15 | FALSE | 0 | 0 | 0 | 0 | 0 | [7 empty] | 136 | 2026-04-30 | 42.5451 | 15.41 | 2.7609
Spain | ESP | 2015-01-06 15:00 | 2015-01-06 16:00 | 50.31 | 2015 | 9.25 | 2015-01-31 |  |  |  |  | 137 | 2026-01-06 16:00 | 20.21 | 11.76 | 16 | FALSE | 0 | 0 | 0 | 0 | 0 | [7 empty] | 137 | 2026-05-31 | 54.0877 | 16.17 | 3.3449
Spain | ESP | 2015-01-06 16:00 | 2015-01-06 17:00 | 57 | 2015 | 9.25 | 2015-01-31 |  |  |  |  | 138 | 2026-01-06 17:00 | 90.2 | 11.76 | 17 | FALSE | 0 | 0 | 0 | 0 | 0 | [7 empty] | 138 | 2026-06-30 | 55.8751 | 16.17 | 3.4555
Spain | ESP | 2015-01-06 17:00 | 2015-01-06 18:00 | 60.69 | 2015 | 9.25 | 2015-01-31 |  |  |  |  | 139 | 2026-01-06 18:00 | 111.44 | 11.76 | 18 | FALSE | 0 | 0 | 0 | 0 | 0 | [7 empty] | 139 | 2026-07-31 | #DIV/0! | #DIV/0! | #DIV/0!
Spain | ESP | 2015-01-06 18:00 | 2015-01-06 19:00 | 62.99 | 2015 | 9.25 | 2015-01-31 |  |  |  |  | 140 | 2026-01-06 19:00 | 114.77 | 11.76 | 19 | FALSE | 0 | 0 | 0 | 0 | 0 | [7 empty] | 140 | 2026-08-31 | #DIV/0! | #DIV/0! | #DIV/0!
Spain | ESP | 2015-01-06 19:00 | 2015-01-06 20:00 | 63.7 | 2015 | 9.25 | 2015-01-31 |  |  |  |  | 141 | 2026-01-06 20:00 | 117.9 | 11.76 | 20 | FALSE | 0 | 0 | 0 | 0 | 0 | [7 empty] | 141 | 2026-09-30 | #DIV/0! | #DIV/0! | #DIV/0!
Spain | ESP | 2015-01-06 20:00 | 2015-01-06 21:00 | 62.69 | 2015 | 9.25 | 2015-01-31 |  |  |  |  | 142 | 2026-01-06 21:00 | 112.55 | 11.76 | 21 | FALSE | 0 | 0 | 0 | 0 | 0 | [7 empty] | 142 | 2026-10-31 | #DIV/0! | #DIV/0! | #DIV/0!
Spain | ESP | 2015-01-06 21:00 | 2015-01-06 22:00 | 60.1 | 2015 | 9.25 | 2015-01-31 |  |  |  |  | 143 | 2026-01-06 22:00 | 107.92 | 11.76 | 22 | FALSE | 0 | 0 | 0 | 0 | 0 | [7 empty] | 143 | 2026-11-30 | #DIV/0! | #DIV/0! | #DIV/0!
Spain | ESP | 2015-01-06 22:00 | 2015-01-06 23:00 | 59.86 | 2015 | 9.25 | 2015-01-31 |  |  |  |  | 144 | 2026-01-06 23:00 | 98.32 | 11.76 | 23 | FALSE | 0 | 0 | 0 | 0 | 0 | [7 empty] | 144 | 2026-12-31 | #DIV/0! | #DIV/0! | #DIV/0!
Spain | ESP | 2015-01-06 23:00 | 2015-01-07 | 52.85 | 2015 | 9.25 | 2015-01-31 |  |  |  |  | 145 | 2026-01-07 | 95.58 | 11.76 | 24 | TRUE | 134.94 | 18 | 81.96 | 5298 | 3948.6
Spain | ESP | 2015-01-07 | 2015-01-07 01:00 | 49.67 | 2015 | 9.25 | 2015-01-31 |  |  |  |  | 146 | 2026-01-07 01:00 | 90.34 | 11.76 | 1 | FALSE | 0 | 0 | 0 | 0 | 0
Spain | ESP | 2015-01-07 01:00 | 2015-01-07 02:00 | 48.95 | 2015 | 9.25 | 2015-01-31 |  |  |  |  | 147 | 2026-01-07 02:00 | 86.52 | 11.76 | 2 | FALSE | 0 | 0 | 0 | 0 | 0
Spain | ESP | 2015-01-07 02:00 | 2015-01-07 03:00 | 50 | 2015 | 9.25 | 2015-01-31 |  |  |  |  | 148 | 2026-01-07 03:00 | 82.38 | 11.76 | 3 | FALSE | 0 | 0 | 0 | 0 | 0
Spain | ESP | 2015-01-07 03:00 | 2015-01-07 04:00 | 47.73 | 2015 | 9.25 | 2015-01-31 |  |  |  |  | 149 | 2026-01-07 04:00 | 81.96 | 11.76 | 4 | FALSE | 0 | 0 | 0 | 0 | 0
Spain | ESP | 2015-01-07 04:00 | 2015-01-07 05:00 | 51.12 | 2015 | 9.25 | 2015-01-31 |  |  |  |  | 150 | 2026-01-07 05:00 | 87.83 | 11.76 | 5 | FALSE | 0 | 0 | 0 | 0 | 0
Spain | ESP | 2015-01-07 05:00 | 2015-01-07 06:00 | 60.1 | 2015 | 9.25 | 2015-01-31 |  |  |  |  | 151 | 2026-01-07 06:00 | 95.91 | 11.76 | 6 | FALSE | 0 | 0 | 0 | 0 | 0
Spain | ESP | 2015-01-07 06:00 | 2015-01-07 07:00 | 66.49 | 2015 | 9.25 | 2015-01-31 |  |  |  |  | 152 | 2026-01-07 07:00 | 110.49 | 11.76 | 7 | FALSE | 0 | 0 | 0 | 0 | 0
Spain | ESP | 2015-01-07 07:00 | 2015-01-07 08:00 | 68.81 | 2015 | 9.25 | 2015-01-31 |  |  |  |  | 153 | 2026-01-07 08:00 | 116.5 | 11.76 | 8 | FALSE | 0 | 0 | 0 | 0 | 0
Spain | ESP | 2015-01-07 08:00 | 2015-01-07 09:00 | 79.99 | 2015 | 9.25 | 2015-01-31 |  |  |  |  | 154 | 2026-01-07 09:00 | 112.61 | 11.76 | 9 | FALSE | 0 | 0 | 0 | 0 | 0
Spain | ESP | 2015-01-07 09:00 | 2015-01-07 10:00 | 85.05 | 2015 | 9.25 | 2015-01-31 |  |  |  |  | 155 | 2026-01-07 10:00 | 103.84 | 11.76 | 10 | FALSE | 0 | 0 | 0 | 0 | 0
Spain | ESP | 2015-01-07 10:00 | 2015-01-07 11:00 | 79.99 | 2015 | 9.25 | 2015-01-31 |  |  |  |  | 156 | 2026-01-07 11:00 | 101.46 | 11.76 | 11 | FALSE | 0 | 0 | 0 | 0 | 0
Spain | ESP | 2015-01-07 11:00 | 2015-01-07 12:00 | 68.81 | 2015 | 9.25 | 2015-01-31 |  |  |  |  | 157 | 2026-01-07 12:00 | 96.15 | 11.76 | 12 | FALSE | 0 | 0 | 0 | 0 | 0
Spain | ESP | 2015-01-07 12:00 | 2015-01-07 13:00 | 67.24 | 2015 | 9.25 | 2015-01-31 |  |  |  |  | 158 | 2026-01-07 13:00 | 94.31 | 11.76 | 13 | FALSE | 0 | 0 | 0 | 0 | 0
Spain | ESP | 2015-01-07 13:00 | 2015-01-07 14:00 | 64.89 | 2015 | 9.25 | 2015-01-31 |  |  |  |  | 159 | 2026-01-07 14:00 | 90.57 | 11.76 | 14 | FALSE | 0 | 0 | 0 | 0 | 0
Spain | ESP | 2015-01-07 14:00 | 2015-01-07 15:00 | 64.13 | 2015 | 9.25 | 2015-01-31 |  |  |  |  | 160 | 2026-01-07 15:00 | 98 | 11.76 | 15 | FALSE | 0 | 0 | 0 | 0 | 0
Spain | ESP | 2015-01-07 15:00 | 2015-01-07 16:00 | 65.1 | 2015 | 9.25 | 2015-01-31 |  |  |  |  | 161 | 2026-01-07 16:00 | 106.12 | 11.76 | 16 | FALSE | 0 | 0 | 0 | 0 | 0
Spain | ESP | 2015-01-07 16:00 | 2015-01-07 17:00 | 67.24 | 2015 | 9.25 | 2015-01-31 |  |  |  |  | 162 | 2026-01-07 17:00 | 115.46 | 11.76 | 17 | FALSE | 0 | 0 | 0 | 0 | 0
Spain | ESP | 2015-01-07 17:00 | 2015-01-07 18:00 | 70.4 | 2015 | 9.25 | 2015-01-31 |  |  |  |  | 163 | 2026-01-07 18:00 | 134.94 | 11.76 | 18 | FALSE | 0 | 0 | 0 | 0 | 0
Spain | ESP | 2015-01-07 18:00 | 2015-01-07 19:00 | 75 | 2015 | 9.25 | 2015-01-31 |  |  |  |  | 164 | 2026-01-07 19:00 | 132.06 | 11.76 | 19 | FALSE | 0 | 0 | 0 | 0 | 0
Spain | ESP | 2015-01-07 19:00 | 2015-01-07 20:00 | 70.55 | 2015 | 9.25 | 2015-01-31 |  |  |  |  | 165 | 2026-01-07 20:00 | 119.84 | 11.76 | 20 | FALSE | 0 | 0 | 0 | 0 | 0
Spain | ESP | 2015-01-07 20:00 | 2015-01-07 21:00 | 66.69 | 2015 | 9.25 | 2015-01-31 |  |  |  |  | 166 | 2026-01-07 21:00 | 109.62 | 11.76 | 21 | FALSE | 0 | 0 | 0 | 0 | 0
Spain | ESP | 2015-01-07 21:00 | 2015-01-07 22:00 | 63.19 | 2015 | 9.25 | 2015-01-31 |  |  |  |  | 167 | 2026-01-07 22:00 | 103.02 | 11.76 | 22 | FALSE | 0 | 0 | 0 | 0 | 0
Spain | ESP | 2015-01-07 22:00 | 2015-01-07 23:00 | 61.53 | 2015 | 9.25 | 2015-01-31 |  |  |  |  | 168 | 2026-01-07 23:00 | 90.32 | 11.76 | 23 | FALSE | 0 | 0 | 0 | 0 | 0
Spain | ESP | 2015-01-07 23:00 | 2015-01-08 | 61.5 | 2015 | 9.25 | 2015-01-31 |  |  |  |  | 169 | 2026-01-08 | 84.79 | 11.76 | 24 | TRUE | 107.36 | 8 | 60.08 | 4728 | 3654.4
Spain | ESP | 2015-01-08 | 2015-01-08 01:00 | 59.82 | 2015 | 9.25 | 2015-01-31 |  |  |  |  | 170 | 2026-01-08 01:00 | 83.58 | 11.76 | 1 | FALSE | 0 | 0 | 0 | 0 | 0
Spain | ESP | 2015-01-08 01:00 | 2015-01-08 02:00 | 57.9 | 2015 | 9.25 | 2015-01-31 |  |  |  |  | 171 | 2026-01-08 02:00 | 82.18 | 11.76 | 2 | FALSE | 0 | 0 | 0 | 0 | 0
Spain | ESP | 2015-01-08 02:00 | 2015-01-08 03:00 | 55 | 2015 | 9.25 | 2015-01-31 |  |  |  |  | 172 | 2026-01-08 03:00 | 79.06 | 11.76 | 3 | FALSE | 0 | 0 | 0 | 0 | 0
Spain | ESP | 2015-01-08 03:00 | 2015-01-08 04:00 | 54.56 | 2015 | 9.25 | 2015-01-31 |  |  |  |  | 173 | 2026-01-08 04:00 | 74.46 | 11.76 | 4 | FALSE | 0 | 0 | 0 | 0 | 0
Spain | ESP | 2015-01-08 04:00 | 2015-01-08 05:00 | 57.59 | 2015 | 9.25 | 2015-01-31 |  |  |  |  | 174 | 2026-01-08 05:00 | 77.98 | 11.76 | 5 | FALSE | 0 | 0 | 0 | 0 | 0
Spain | ESP | 2015-01-08 05:00 | 2015-01-08 06:00 | 60.89 | 2015 | 9.25 | 2015-01-31 |  |  |  |  | 175 | 2026-01-08 06:00 | 81.05 | 11.76 | 6 | FALSE | 0 | 0 | 0 | 0 | 0
Spain | ESP | 2015-01-08 06:00 | 2015-01-08 07:00 | 67.5 | 2015 | 9.25 | 2015-01-31 |  |  |  |  | 176 | 2026-01-08 07:00 | 95.75 | 11.76 | 7 | FALSE | 0 | 0 | 0 | 0 | 0
Spain | ESP | 2015-01-08 07:00 | 2015-01-08 08:00 | 69.1 | 2015 | 9.25 | 2015-01-31 |  |  |  |  | 177 | 2026-01-08 08:00 | 107.36 | 11.76 | 8 | FALSE | 0 | 0 | 0 | 0 | 0
Spain | ESP | 2015-01-08 08:00 | 2015-01-08 09:00 | 74.69 | 2015 | 9.25 | 2015-01-31 |  |  |  |  | 178 | 2026-01-08 09:00 | 95.66 | 11.76 | 9 | FALSE | 0 | 0 | 0 | 0 | 0
Spain | ESP | 2015-01-08 09:00 | 2015-01-08 10:00 | 75.96 | 2015 | 9.25 | 2015-01-31 |  |  |  |  | 179 | 2026-01-08 10:00 | 73.51 | 11.76 | 10 | FALSE | 0 | 0 | 0 | 0 | 0
Spain | ESP | 2015-01-08 10:00 | 2015-01-08 11:00 | 73.6 | 2015 | 9.25 | 2015-01-31 |  |  |  |  | 180 | 2026-01-08 11:00 | 68.84 | 11.76 | 11 | FALSE | 0 | 0 | 0 | 0 | 0
Spain | ESP | 2015-01-08 11:00 | 2015-01-08 12:00 | 69.96 | 2015 | 9.25 | 2015-01-31 |  |  |  |  | 181 | 2026-01-08 12:00 | 65.74 | 11.76 | 12 | FALSE | 0 | 0 | 0 | 0 | 0
Spain | ESP | 2015-01-08 12:00 | 2015-01-08 13:00 | 68 | 2015 | 9.25 | 2015-01-31 |  |  |  |  | 182 | 2026-01-08 13:00 | 63.54 | 11.76 | 13 | FALSE | 0 | 0 | 0 | 0 | 0
Spain | ESP | 2015-01-08 13:00 | 2015-01-08 14:00 | 65.1 | 2015 | 9.25 | 2015-01-31 |  |  |  |  | 183 | 2026-01-08 14:00 | 60.08 | 11.76 | 14 | FALSE | 0 | 0 | 0 | 0 | 0
Spain | ESP | 2015-01-08 14:00 | 2015-01-08 15:00 | 64.89 | 2015 | 9.25 | 2015-01-31 |  |  |  |  | 184 | 2026-01-08 15:00 | 63.4 | 11.76 | 15 | FALSE | 0 | 0 | 0 | 0 | 0
Spain | ESP | 2015-01-08 15:00 | 2015-01-08 16:00 | 66.49 | 2015 | 9.25 | 2015-01-31 |  |  |  |  | 185 | 2026-01-08 16:00 | 76.86 | 11.76 | 16 | FALSE | 0 | 0 | 0 | 0 | 0
Spain | ESP | 2015-01-08 16:00 | 2015-01-08 17:00 | 67.73 | 2015 | 9.25 | 2015-01-31 |  |  |  |  | 186 | 2026-01-08 17:00 | 85.85 | 11.76 | 17 | FALSE | 0 | 0 | 0 | 0 | 0
Spain | ESP | 2015-01-08 17:00 | 2015-01-08 18:00 | 71.46 | 2015 | 9.25 | 2015-01-31 |  |  |  |  | 187 | 2026-01-08 18:00 | 97.87 | 11.76 | 18 | FALSE | 0 | 0 | 0 | 0 | 0
Spain | ESP | 2015-01-08 18:00 | 2015-01-08 19:00 | 74.69 | 2015 | 9.25 | 2015-01-31 |  |  |  |  | 188 | 2026-01-08 19:00 | 98.74 | 11.76 | 19 | FALSE | 0 | 0 | 0 | 0 | 0
Spain | ESP | 2015-01-08 19:00 | 2015-01-08 20:00 | 71 | 2015 | 9.25 | 2015-01-31 |  |  |  |  | 189 | 2026-01-08 20:00 | 93.63 | 11.76 | 20 | FALSE | 0 | 0 | 0 | 0 | 0
Spain | ESP | 2015-01-08 20:00 | 2015-01-08 21:00 | 66.49 | 2015 | 9.25 | 2015-01-31 |  |  |  |  | 190 | 2026-01-08 21:00 | 86.76 | 11.76 | 21 | FALSE | 0 | 0 | 0 | 0 | 0
Spain | ESP | 2015-01-08 21:00 | 2015-01-08 22:00 | 63.31 | 2015 | 9.25 | 2015-01-31 |  |  |  |  | 191 | 2026-01-08 22:00 | 82.98 | 11.76 | 22 | FALSE | 0 | 0 | 0 | 0 | 0
Spain | ESP | 2015-01-08 22:00 | 2015-01-08 23:00 | 60 | 2015 | 9.25 | 2015-01-31 |  |  |  |  | 192 | 2026-01-08 23:00 | 73.55 | 11.76 | 23 | FALSE | 0 | 0 | 0 | 0 | 0
Spain | ESP | 2015-01-08 23:00 | 2015-01-09 | 56.73 | 2015 | 9.25 | 2015-01-31 |  |  |  |  | 193 | 2026-01-09 | 61.66 | 11.76 | 24 | TRUE | 91.25 | 19 | 6.5 | 8475 | 7562.5
Spain | ESP | 2015-01-09 | 2015-01-09 01:00 | 50.25 | 2015 | 9.25 | 2015-01-31 |  |  |  |  | 194 | 2026-01-09 01:00 | 44.36 | 11.76 | 1 | FALSE | 0 | 0 | 0 | 0 | 0
Spain | ESP | 2015-01-09 01:00 | 2015-01-09 02:00 | 48.89 | 2015 | 9.25 | 2015-01-31 |  |  |  |  | 195 | 2026-01-09 02:00 | 38.25 | 11.76 | 2 | FALSE | 0 | 0 | 0 | 0 | 0
Spain | ESP | 2015-01-09 02:00 | 2015-01-09 03:00 | 49.14 | 2015 | 9.25 | 2015-01-31 |  |  |  |  | 196 | 2026-01-09 03:00 | 25.04 | 11.76 | 3 | FALSE | 0 | 0 | 0 | 0 | 0
Spain | ESP | 2015-01-09 03:00 | 2015-01-09 04:00 | 49.14 | 2015 | 9.25 | 2015-01-31 |  |  |  |  | 197 | 2026-01-09 04:00 | 20 | 11.76 | 4 | FALSE | 0 | 0 | 0 | 0 | 0
Spain | ESP | 2015-01-09 04:00 | 2015-01-09 05:00 | 50.6 | 2015 | 9.25 | 2015-01-31 |  |  |  |  | 198 | 2026-01-09 05:00 | 35.74 | 11.76 | 5 | FALSE | 0 | 0 | 0 | 0 | 0
Spain | ESP | 2015-01-09 05:00 | 2015-01-09 06:00 | 59.82 | 2015 | 9.25 | 2015-01-31 |  |  |  |  | 199 | 2026-01-09 06:00 | 49.5 | 11.76 | 6 | FALSE | 0 | 0 | 0 | 0 | 0
Spain | ESP | 2015-01-09 06:00 | 2015-01-09 07:00 | 67.69 | 2015 | 9.25 | 2015-01-31 |  |  |  |  | 200 | 2026-01-09 07:00 | 70.25 | 11.76 | 7 | FALSE | 0 | 0 | 0 | 0 | 0
Spain | ESP | 2015-01-09 07:00 | 2015-01-09 08:00 | 69.19 | 2015 | 9.25 | 2015-01-31 |  |  |  |  | 201 | 2026-01-09 08:00 | 78.61 | 11.76 | 8 | FALSE | 0 | 0 | 0 | 0 | 0
Spain | ESP | 2015-01-09 08:00 | 2015-01-09 09:00 | 73.02 | 2015 | 9.25 | 2015-01-31 |  |  |  |  | 202 | 2026-01-09 09:00 | 68.16 | 11.76 | 9 | FALSE | 0 | 0 | 0 | 0 | 0
Spain | ESP | 2015-01-09 09:00 | 2015-01-09 10:00 | 75.69 | 2015 | 9.25 | 2015-01-31 |  |  |  |  | 203 | 2026-01-09 10:00 | 55.75 | 11.76 | 10 | FALSE | 0 | 0 | 0 | 0 | 0
Spain | ESP | 2015-01-09 10:00 | 2015-01-09 11:00 | 73 | 2015 | 9.25 | 2015-01-31 |  |  |  |  | 204 | 2026-01-09 11:00 | 42.57 | 11.76 | 11 | FALSE | 0 | 0 | 0 | 0 | 0
Spain | ESP | 2015-01-09 11:00 | 2015-01-09 12:00 | 70.2 | 2015 | 9.25 | 2015-01-31 |  |  |  |  | 205 | 2026-01-09 12:00 | 26.09 | 11.76 | 12 | FALSE | 0 | 0 | 0 | 0 | 0
Spain | ESP | 2015-01-09 12:00 | 2015-01-09 13:00 | 69 | 2015 | 9.25 | 2015-01-31 |  |  |  |  | 206 | 2026-01-09 13:00 | 16.26 | 11.76 | 13 | FALSE | 0 | 0 | 0 | 0 | 0
Spain | ESP | 2015-01-09 13:00 | 2015-01-09 14:00 | 65 | 2015 | 9.25 | 2015-01-31 |  |  |  |  | 207 | 2026-01-09 14:00 | 6.5 | 11.76 | 14 | FALSE | 0 | 0 | 0 | 0 | 0
Spain | ESP | 2015-01-09 14:00 | 2015-01-09 15:00 | 64.99 | 2015 | 9.25 | 2015-01-31 |  |  |  |  | 208 | 2026-01-09 15:00 | 14.99 | 11.76 | 15 | FALSE | 0 | 0 | 0 | 0 | 0
Spain | ESP | 2015-01-09 15:00 | 2015-01-09 16:00 | 67.52 | 2015 | 9.25 | 2015-01-31 |  |  |  |  | 209 | 2026-01-09 16:00 | 48.08 | 11.76 | 16 | FALSE | 0 | 0 | 0 | 0 | 0
Spain | ESP | 2015-01-09 16:00 | 2015-01-09 17:00 | 69 | 2015 | 9.25 | 2015-01-31 |  |  |  |  | 210 | 2026-01-09 17:00 | 71.28 | 11.76 | 17 | FALSE | 0 | 0 | 0 | 0 | 0
Spain | ESP | 2015-01-09 17:00 | 2015-01-09 18:00 | 70.15 | 2015 | 9.25 | 2015-01-31 |  |  |  |  | 211 | 2026-01-09 18:00 | 85.04 | 11.76 | 18 | FALSE | 0 | 0 | 0 | 0 | 0
Spain | ESP | 2015-01-09 18:00 | 2015-01-09 19:00 | 71 | 2015 | 9.25 | 2015-01-31 |  |  |  |  | 212 | 2026-01-09 19:00 | 91.25 | 11.76 | 19 | FALSE | 0 | 0 | 0 | 0 | 0
Spain | ESP | 2015-01-09 19:00 | 2015-01-09 20:00 | 69 | 2015 | 9.25 | 2015-01-31 |  |  |  |  | 213 | 2026-01-09 20:00 | 87.6 | 11.76 | 20 | FALSE | 0 | 0 | 0 | 0 | 0
Spain | ESP | 2015-01-09 20:00 | 2015-01-09 21:00 | 65.01 | 2015 | 9.25 | 2015-01-31 |  |  |  |  | 214 | 2026-01-09 21:00 | 84.26 | 11.76 | 21 | FALSE | 0 | 0 | 0 | 0 | 0
Spain | ESP | 2015-01-09 21:00 | 2015-01-09 22:00 | 63.05 | 2015 | 9.25 | 2015-01-31 |  |  |  |  | 215 | 2026-01-09 22:00 | 83.05 | 11.76 | 22 | FALSE | 0 | 0 | 0 | 0 | 0
Spain | ESP | 2015-01-09 22:00 | 2015-01-09 23:00 | 59.33 | 2015 | 9.25 | 2015-01-31 |  |  |  |  | 216 | 2026-01-09 23:00 | 77.22 | 11.76 | 23 | FALSE | 0 | 0 | 0 | 0 | 0
Spain | ESP | 2015-01-09 23:00 | 2015-01-10 | 45.28 | 2015 | 9.25 | 2015-01-31 |  |  |  |  | 217 | 2026-01-10 | 75.16 | 11.76 | 24 | TRUE | 126.26 | 19 | 28.77 | 9749 | 8486.4
Spain | ESP | 2015-01-10 | 2015-01-10 01:00 | 44.96 | 2015 | 9.25 | 2015-01-31 |  |  |  |  | 218 | 2026-01-10 01:00 | 70.12 | 11.76 | 1 | FALSE | 0 | 0 | 0 | 0 | 0
Spain | ESP | 2015-01-10 01:00 | 2015-01-10 02:00 | 43.05 | 2015 | 9.25 | 2015-01-31 |  |  |  |  | 219 | 2026-01-10 02:00 | 65.22 | 11.76 | 2 | FALSE | 0 | 0 | 0 | 0 | 0
Spain | ESP | 2015-01-10 02:00 | 2015-01-10 03:00 | 43 | 2015 | 9.25 | 2015-01-31 |  |  |  |  | 220 | 2026-01-10 03:00 | 59.9 | 11.76 | 3 | FALSE | 0 | 0 | 0 | 0 | 0
Spain | ESP | 2015-01-10 03:00 | 2015-01-10 04:00 | 43.83 | 2015 | 9.25 | 2015-01-31 |  |  |  |  | 221 | 2026-01-10 04:00 | 55 | 11.76 | 4 | FALSE | 0 | 0 | 0 | 0 | 0
Spain | ESP | 2015-01-10 04:00 | 2015-01-10 05:00 | 45 | 2015 | 9.25 | 2015-01-31 |  |  |  |  | 222 | 2026-01-10 05:00 | 54.27 | 11.76 | 5 | FALSE | 0 | 0 | 0 | 0 | 0
Spain | ESP | 2015-01-10 05:00 | 2015-01-10 06:00 | 47.43 | 2015 | 9.25 | 2015-01-31 |  |  |  |  | 223 | 2026-01-10 06:00 | 62.89 | 11.76 | 6 | FALSE | 0 | 0 | 0 | 0 | 0
Spain | ESP | 2015-01-10 06:00 | 2015-01-10 07:00 | 54.12 | 2015 | 9.25 | 2015-01-31 |  |  |  |  | 224 | 2026-01-10 07:00 | 70.3 | 11.76 | 7 | FALSE | 0 | 0 | 0 | 0 | 0
Spain | ESP | 2015-01-10 07:00 | 2015-01-10 08:00 | 60.69 | 2015 | 9.25 | 2015-01-31 |  |  |  |  | 225 | 2026-01-10 08:00 | 80.46 | 11.76 | 8 | FALSE | 0 | 0 | 0 | 0 | 0
Spain | ESP | 2015-01-10 08:00 | 2015-01-10 09:00 | 64.82 | 2015 | 9.25 | 2015-01-31 |  |  |  |  | 226 | 2026-01-10 09:00 | 83.32 | 11.76 | 9 | FALSE | 0 | 0 | 0 | 0 | 0
Spain | ESP | 2015-01-10 09:00 | 2015-01-10 10:00 | 67.69 | 2015 | 9.25 | 2015-01-31 |  |  |  |  | 227 | 2026-01-10 10:00 | 64.99 | 11.76 | 10 | FALSE | 0 | 0 | 0 | 0 | 0
Spain | ESP | 2015-01-10 10:00 | 2015-01-10 11:00 | 66.2 | 2015 | 9.25 | 2015-01-31 |  |  |  |  | 228 | 2026-01-10 11:00 | 47.14 | 11.76 | 11 | FALSE | 0 | 0 | 0 | 0 | 0
Spain | ESP | 2015-01-10 11:00 | 2015-01-10 12:00 | 65.01 | 2015 | 9.25 | 2015-01-31 |  |  |  |  | 229 | 2026-01-10 12:00 | 28.77 | 11.76 | 12 | FALSE | 0 | 0 | 0 | 0 | 0
Spain | ESP | 2015-01-10 12:00 | 2015-01-10 13:00 | 64.82 | 2015 | 9.25 | 2015-01-31 |  |  |  |  | 230 | 2026-01-10 13:00 | 30.78 | 11.76 | 13 | FALSE | 0 | 0 | 0 | 0 | 0
Spain | ESP | 2015-01-10 13:00 | 2015-01-10 14:00 | 62.43 | 2015 | 9.25 | 2015-01-31 |  |  |  |  | 231 | 2026-01-10 14:00 | 36.83 | 11.76 | 14 | FALSE | 0 | 0 | 0 | 0 | 0
Spain | ESP | 2015-01-10 14:00 | 2015-01-10 15:00 | 58.58 | 2015 | 9.25 | 2015-01-31 |  |  |  |  | 232 | 2026-01-10 15:00 | 48.21 | 11.76 | 15 | FALSE | 0 | 0 | 0 | 0 | 0
Spain | ESP | 2015-01-10 15:00 | 2015-01-10 16:00 | 58.34 | 2015 | 9.25 | 2015-01-31 |  |  |  |  | 233 | 2026-01-10 16:00 | 71.22 | 11.76 | 16 | FALSE | 0 | 0 | 0 | 0 | 0
Spain | ESP | 2015-01-10 16:00 | 2015-01-10 17:00 | 61.69 | 2015 | 9.25 | 2015-01-31 |  |  |  |  | 234 | 2026-01-10 17:00 | 96.14 | 11.76 | 17 | FALSE | 0 | 0 | 0 | 0 | 0
Spain | ESP | 2015-01-10 17:00 | 2015-01-10 18:00 | 63.89 | 2015 | 9.25 | 2015-01-31 |  |  |  |  | 235 | 2026-01-10 18:00 | 118.54 | 11.76 | 18 | FALSE | 0 | 0 | 0 | 0 | 0
Spain | ESP | 2015-01-10 18:00 | 2015-01-10 19:00 | 64.89 | 2015 | 9.25 | 2015-01-31 |  |  |  |  | 236 | 2026-01-10 19:00 | 126.26 | 11.76 | 19 | FALSE | 0 | 0 | 0 | 0 | 0
Spain | ESP | 2015-01-10 19:00 | 2015-01-10 20:00 | 64.34 | 2015 | 9.25 | 2015-01-31 |  |  |  |  | 237 | 2026-01-10 20:00 | 112.26 | 11.76 | 20 | FALSE | 0 | 0 | 0 | 0 | 0
Spain | ESP | 2015-01-10 20:00 | 2015-01-10 21:00 | 63.71 | 2015 | 9.25 | 2015-01-31 |  |  |  |  | 238 | 2026-01-10 21:00 | 101.17 | 11.76 | 21 | FALSE | 0 | 0 | 0 | 0 | 0
Spain | ESP | 2015-01-10 21:00 | 2015-01-10 22:00 | 59.33 | 2015 | 9.25 | 2015-01-31 |  |  |  |  | 239 | 2026-01-10 22:00 | 100.43 | 11.76 | 22 | FALSE | 0 | 0 | 0 | 0 | 0
Spain | ESP | 2015-01-10 22:00 | 2015-01-10 23:00 | 48.8 | 2015 | 9.25 | 2015-01-31 |  |  |  |  | 240 | 2026-01-10 23:00 | 98.2 | 11.76 | 23 | FALSE | 0 | 0 | 0 | 0 | 0
Spain | ESP | 2015-01-10 23:00 | 2015-01-11 | 44.39 | 2015 | 9.25 | 2015-01-31 |  |  |  |  | 241 | 2026-01-11 | 96.9 | 11.76 | 24 | TRUE | 103.14 | 18 | 50.46 | 5268 | 4236.6
Spain | ESP | 2015-01-11 | 2015-01-11 01:00 | 39.88 | 2015 | 9.25 | 2015-01-31 |  |  |  |  | 242 | 2026-01-11 01:00 | 85.68 | 11.76 | 1 | FALSE | 0 | 0 | 0 | 0 | 0
Spain | ESP | 2015-01-11 01:00 | 2015-01-11 02:00 | 39.41 | 2015 | 9.25 | 2015-01-31 |  |  |  |  | 243 | 2026-01-11 02:00 | 81.56 | 11.76 | 2 | FALSE | 0 | 0 | 0 | 0 | 0
Spain | ESP | 2015-01-11 02:00 | 2015-01-11 03:00 | 39.41 | 2015 | 9.25 | 2015-01-31 |  |  |  |  | 244 | 2026-01-11 03:00 | 82.62 | 11.76 | 3 | FALSE | 0 | 0 | 0 | 0 | 0
Spain | ESP | 2015-01-11 03:00 | 2015-01-11 04:00 | 38.4 | 2015 | 9.25 | 2015-01-31 |  |  |  |  | 245 | 2026-01-11 04:00 | 81.57 | 11.76 | 4 | FALSE | 0 | 0 | 0 | 0 | 0
Spain | ESP | 2015-01-11 04:00 | 2015-01-11 05:00 | 37 | 2015 | 9.25 | 2015-01-31 |  |  |  |  | 246 | 2026-01-11 05:00 | 82.24 | 11.76 | 5 | FALSE | 0 | 0 | 0 | 0 | 0
Spain | ESP | 2015-01-11 05:00 | 2015-01-11 06:00 | 37 | 2015 | 9.25 | 2015-01-31 |  |  |  |  | 247 | 2026-01-11 06:00 | 81.6 | 11.76 | 6 | FALSE | 0 | 0 | 0 | 0 | 0
Spain | ESP | 2015-01-11 06:00 | 2015-01-11 07:00 | 37.59 | 2015 | 9.25 | 2015-01-31 |  |  |  |  | 248 | 2026-01-11 07:00 | 84.26 | 11.76 | 7 | FALSE | 0 | 0 | 0 | 0 | 0
Spain | ESP | 2015-01-11 07:00 | 2015-01-11 08:00 | 38.5 | 2015 | 9.25 | 2015-01-31 |  |  |  |  | 249 | 2026-01-11 08:00 | 90.62 | 11.76 | 8 | FALSE | 0 | 0 | 0 | 0 | 0
Spain | ESP | 2015-01-11 08:00 | 2015-01-11 09:00 | 41.5 | 2015 | 9.25 | 2015-01-31 |  |  |  |  | 250 | 2026-01-11 09:00 | 83.92 | 11.76 | 9 | FALSE | 0 | 0 | 0 | 0 | 0
Spain | ESP | 2015-01-11 09:00 | 2015-01-11 10:00 | 43 | 2015 | 9.25 | 2015-01-31 |  |  |  |  | 251 | 2026-01-11 10:00 | 69.53 | 11.76 | 10 | FALSE | 0 | 0 | 0 | 0 | 0
Spain | ESP | 2015-01-11 10:00 | 2015-01-11 11:00 | 43.39 | 2015 | 9.25 | 2015-01-31 |  |  |  |  | 252 | 2026-01-11 11:00 | 54.02 | 11.76 | 11 | FALSE | 0 | 0 | 0 | 0 | 0
Spain | ESP | 2015-01-11 11:00 | 2015-01-11 12:00 | 40.8 | 2015 | 9.25 | 2015-01-31 |  |  |  |  | 253 | 2026-01-11 12:00 | 50.46 | 11.76 | 12 | FALSE | 0 | 0 | 0 | 0 | 0
Spain | ESP | 2015-01-11 12:00 | 2015-01-11 13:00 | 42.88 | 2015 | 9.25 | 2015-01-31 |  |  |  |  | 254 | 2026-01-11 13:00 | 53.05 | 11.76 | 13 | FALSE | 0 | 0 | 0 | 0 | 0
Spain | ESP | 2015-01-11 13:00 | 2015-01-11 14:00 | 42 | 2015 | 9.25 | 2015-01-31 |  |  |  |  | 255 | 2026-01-11 14:00 | 55.1 | 11.76 | 14 | FALSE | 0 | 0 | 0 | 0 | 0
Spain | ESP | 2015-01-11 14:00 | 2015-01-11 15:00 | 39.2 | 2015 | 9.25 | 2015-01-31 |  |  |  |  | 256 | 2026-01-11 15:00 | 58.14 | 11.76 | 15 | FALSE | 0 | 0 | 0 | 0 | 0
Spain | ESP | 2015-01-11 15:00 | 2015-01-11 16:00 | 39.54 | 2015 | 9.25 | 2015-01-31 |  |  |  |  | 257 | 2026-01-11 16:00 | 76.84 | 11.76 | 16 | FALSE | 0 | 0 | 0 | 0 | 0
Spain | ESP | 2015-01-11 16:00 | 2015-01-11 17:00 | 43.39 | 2015 | 9.25 | 2015-01-31 |  |  |  |  | 258 | 2026-01-11 17:00 | 92.64 | 11.76 | 17 | FALSE | 0 | 0 | 0 | 0 | 0
Spain | ESP | 2015-01-11 17:00 | 2015-01-11 18:00 | 62.32 | 2015 | 9.25 | 2015-01-31 |  |  |  |  | 259 | 2026-01-11 18:00 | 103.14 | 11.76 | 18 | FALSE | 0 | 0 | 0 | 0 | 0
Spain | ESP | 2015-01-11 18:00 | 2015-01-11 19:00 | 66.2 | 2015 | 9.25 | 2015-01-31 |  |  |  |  | 260 | 2026-01-11 19:00 | 102.14 | 11.76 | 19 | FALSE | 0 | 0 | 0 | 0 | 0
Spain | ESP | 2015-01-11 19:00 | 2015-01-11 20:00 | 68.03 | 2015 | 9.25 | 2015-01-31 |  |  |  |  | 261 | 2026-01-11 20:00 | 99.02 | 11.76 | 20 | FALSE | 0 | 0 | 0 | 0 | 0
Spain | ESP | 2015-01-11 20:00 | 2015-01-11 21:00 | 67.92 | 2015 | 9.25 | 2015-01-31 |  |  |  |  | 262 | 2026-01-11 21:00 | 96.54 | 11.76 | 21 | FALSE | 0 | 0 | 0 | 0 | 0
Spain | ESP | 2015-01-11 21:00 | 2015-01-11 22:00 | 64.82 | 2015 | 9.25 | 2015-01-31 |  |  |  |  | 263 | 2026-01-11 22:00 | 92.52 | 11.76 | 22 | FALSE | 0 | 0 | 0 | 0 | 0
Spain | ESP | 2015-01-11 22:00 | 2015-01-11 23:00 | 59.82 | 2015 | 9.25 | 2015-01-31 |  |  |  |  | 264 | 2026-01-11 23:00 | 80.97 | 11.76 | 23 | FALSE | 0 | 0 | 0 | 0 | 0
Spain | ESP | 2015-01-11 23:00 | 2015-01-12 | 48.96 | 2015 | 9.25 | 2015-01-31 |  |  |  |  | 265 | 2026-01-12 | 77.49 | 11.76 | 24 | TRUE | 119.64 | 20 | 60.13 | 5951 | 4754.6
Spain | ESP | 2015-01-12 | 2015-01-12 01:00 | 45.34 | 2015 | 9.25 | 2015-01-31 |  |  |  |  | 266 | 2026-01-12 01:00 | 77.94 | 11.76 | 1 | FALSE | 0 | 0 | 0 | 0 | 0
Spain | ESP | 2015-01-12 01:00 | 2015-01-12 02:00 | 41.3 | 2015 | 9.25 | 2015-01-31 |  |  |  |  | 267 | 2026-01-12 02:00 | 73.01 | 11.76 | 2 | FALSE | 0 | 0 | 0 | 0 | 0
Spain | ESP | 2015-01-12 02:00 | 2015-01-12 03:00 | 41 | 2015 | 9.25 | 2015-01-31 |  |  |  |  | 268 | 2026-01-12 03:00 | 63.43 | 11.76 | 3 | FALSE | 0 | 0 | 0 | 0 | 0
Spain | ESP | 2015-01-12 03:00 | 2015-01-12 04:00 | 41.01 | 2015 | 9.25 | 2015-01-31 |  |  |  |  | 269 | 2026-01-12 04:00 | 60.13 | 11.76 | 4 | FALSE | 0 | 0 | 0 | 0 | 0
Spain | ESP | 2015-01-12 04:00 | 2015-01-12 05:00 | 43.05 | 2015 | 9.25 | 2015-01-31 |  |  |  |  | 270 | 2026-01-12 05:00 | 67.89 | 11.76 | 5 | FALSE | 0 | 0 | 0 | 0 | 0
Spain | ESP | 2015-01-12 05:00 | 2015-01-12 06:00 | 49.21 | 2015 | 9.25 | 2015-01-31 |  |  |  |  | 271 | 2026-01-12 06:00 | 82.45 | 11.76 | 6 | FALSE | 0 | 0 | 0 | 0 | 0
Spain | ESP | 2015-01-12 06:00 | 2015-01-12 07:00 | 62.01 | 2015 | 9.25 | 2015-01-31 |  |  |  |  | 272 | 2026-01-12 07:00 | 97.14 | 11.76 | 7 | FALSE | 0 | 0 | 0 | 0 | 0
Spain | ESP | 2015-01-12 07:00 | 2015-01-12 08:00 | 63.89 | 2015 | 9.25 | 2015-01-31 |  |  |  |  | 273 | 2026-01-12 08:00 | 104.65 | 11.76 | 8 | FALSE | 0 | 0 | 0 | 0 | 0
Spain | ESP | 2015-01-12 08:00 | 2015-01-12 09:00 | 70 | 2015 | 9.25 | 2015-01-31 |  |  |  |  | 274 | 2026-01-12 09:00 | 101.29 | 11.76 | 9 | FALSE | 0 | 0 | 0 | 0 | 0
Spain | ESP | 2015-01-12 09:00 | 2015-01-12 10:00 | 70.69 | 2015 | 9.25 | 2015-01-31 |  |  |  |  | 275 | 2026-01-12 10:00 | 89.32 | 11.76 | 10 | FALSE | 0 | 0 | 0 | 0 | 0
Spain | ESP | 2015-01-12 10:00 | 2015-01-12 11:00 | 70.52 | 2015 | 9.25 | 2015-01-31 |  |  |  |  | 276 | 2026-01-12 11:00 | 78.74 | 11.76 | 11 | FALSE | 0 | 0 | 0 | 0 | 0
Spain | ESP | 2015-01-12 11:00 | 2015-01-12 12:00 | 67.11 | 2015 | 9.25 | 2015-01-31 |  |  |  |  | 277 | 2026-01-12 12:00 | 76.37 | 11.76 | 12 | FALSE | 0 | 0 | 0 | 0 | 0
Spain | ESP | 2015-01-12 12:00 | 2015-01-12 13:00 | 64.3 | 2015 | 9.25 | 2015-01-31 |  |  |  |  | 278 | 2026-01-12 13:00 | 76.87 | 11.76 | 13 | FALSE | 0 | 0 | 0 | 0 | 0
Spain | ESP | 2015-01-12 13:00 | 2015-01-12 14:00 | 62.01 | 2015 | 9.25 | 2015-01-31 |  |  |  |  | 279 | 2026-01-12 14:00 | 77.33 | 11.76 | 14 | FALSE | 0 | 0 | 0 | 0 | 0
Spain | ESP | 2015-01-12 14:00 | 2015-01-12 15:00 | 60.76 | 2015 | 9.25 | 2015-01-31 |  |  |  |  | 280 | 2026-01-12 15:00 | 76.03 | 11.76 | 15 | FALSE | 0 | 0 | 0 | 0 | 0
Spain | ESP | 2015-01-12 15:00 | 2015-01-12 16:00 | 62.01 | 2015 | 9.25 | 2015-01-31 |  |  |  |  | 281 | 2026-01-12 16:00 | 85.62 | 11.76 | 16 | FALSE | 0 | 0 | 0 | 0 | 0
Spain | ESP | 2015-01-12 16:00 | 2015-01-12 17:00 | 63.5 | 2015 | 9.25 | 2015-01-31 |  |  |  |  | 282 | 2026-01-12 17:00 | 102.85 | 11.76 | 17 | FALSE | 0 | 0 | 0 | 0 | 0
Spain | ESP | 2015-01-12 17:00 | 2015-01-12 18:00 | 66.2 | 2015 | 9.25 | 2015-01-31 |  |  |  |  | 283 | 2026-01-12 18:00 | 116.49 | 11.76 | 18 | FALSE | 0 | 0 | 0 | 0 | 0
Spain | ESP | 2015-01-12 18:00 | 2015-01-12 19:00 | 69.7 | 2015 | 9.25 | 2015-01-31 |  |  |  |  | 284 | 2026-01-12 19:00 | 115.7 | 11.76 | 19 | FALSE | 0 | 0 | 0 | 0 | 0
Spain | ESP | 2015-01-12 19:00 | 2015-01-12 20:00 | 67.69 | 2015 | 9.25 | 2015-01-31 |  |  |  |  | 285 | 2026-01-12 20:00 | 119.64 | 11.76 | 20 | FALSE | 0 | 0 | 0 | 0 | 0
Spain | ESP | 2015-01-12 20:00 | 2015-01-12 21:00 | 62.99 | 2015 | 9.25 | 2015-01-31 |  |  |  |  | 286 | 2026-01-12 21:00 | 118.42 | 11.76 | 21 | FALSE | 0 | 0 | 0 | 0 | 0
Spain | ESP | 2015-01-12 21:00 | 2015-01-12 22:00 | 54.56 | 2015 | 9.25 | 2015-01-31 |  |  |  |  | 287 | 2026-01-12 22:00 | 99.24 | 11.76 | 22 | FALSE | 0 | 0 | 0 | 0 | 0
Spain | ESP | 2015-01-12 22:00 | 2015-01-12 23:00 | 48.96 | 2015 | 9.25 | 2015-01-31 |  |  |  |  | 288 | 2026-01-12 23:00 | 86.31 | 11.76 | 23 | FALSE | 0 | 0 | 0 | 0 | 0
Spain | ESP | 2015-01-12 23:00 | 2015-01-13 | 46.17 | 2015 | 9.25 | 2015-01-31 |  |  |  |  | 289 | 2026-01-13 | 83.36 | 11.76 | 24 | TRUE | 140.65 | 20 | 74.66 | 6599 | 5192.5
Spain | ESP | 2015-01-13 | 2015-01-13 01:00 | 42 | 2015 | 9.25 | 2015-01-31 |  |  |  |  | 290 | 2026-01-13 01:00 | 80.04 | 11.76 | 1 | FALSE | 0 | 0 | 0 | 0 | 0
Spain | ESP | 2015-01-13 01:00 | 2015-01-13 02:00 | 40.8 | 2015 | 9.25 | 2015-01-31 |  |  |  |  | 291 | 2026-01-13 02:00 | 78.47 | 11.76 | 2 | FALSE | 0 | 0 | 0 | 0 | 0
Spain | ESP | 2015-01-13 02:00 | 2015-01-13 03:00 | 39.69 | 2015 | 9.25 | 2015-01-31 |  |  |  |  | 292 | 2026-01-13 03:00 | 75.89 | 11.76 | 3 | FALSE | 0 | 0 | 0 | 0 | 0
Spain | ESP | 2015-01-13 03:00 | 2015-01-13 04:00 | 39.2 | 2015 | 9.25 | 2015-01-31 |  |  |  |  | 293 | 2026-01-13 04:00 | 74.66 | 11.76 | 4 | FALSE | 0 | 0 | 0 | 0 | 0
Spain | ESP | 2015-01-13 04:00 | 2015-01-13 05:00 | 40 | 2015 | 9.25 | 2015-01-31 |  |  |  |  | 294 | 2026-01-13 05:00 | 77.04 | 11.76 | 5 | FALSE | 0 | 0 | 0 | 0 | 0
Spain | ESP | 2015-01-13 05:00 | 2015-01-13 06:00 | 44.93 | 2015 | 9.25 | 2015-01-31 |  |  |  |  | 295 | 2026-01-13 06:00 | 86.7 | 11.76 | 6 | FALSE | 0 | 0 | 0 | 0 | 0
Spain | ESP | 2015-01-13 06:00 | 2015-01-13 07:00 | 58.34 | 2015 | 9.25 | 2015-01-31 |  |  |  |  | 296 | 2026-01-13 07:00 | 97.56 | 11.76 | 7 | FALSE | 0 | 0 | 0 | 0 | 0
Spain | ESP | 2015-01-13 07:00 | 2015-01-13 08:00 | 62.2 | 2015 | 9.25 | 2015-01-31 |  |  |  |  | 297 | 2026-01-13 08:00 | 106.58 | 11.76 | 8 | FALSE | 0 | 0 | 0 | 0 | 0
Spain | ESP | 2015-01-13 08:00 | 2015-01-13 09:00 | 66.2 | 2015 | 9.25 | 2015-01-31 |  |  |  |  | 298 | 2026-01-13 09:00 | 101.64 | 11.76 | 9 | FALSE | 0 | 0 | 0 | 0 | 0
Spain | ESP | 2015-01-13 09:00 | 2015-01-13 10:00 | 68.52 | 2015 | 9.25 | 2015-01-31 |  |  |  |  | 299 | 2026-01-13 10:00 | 95.03 | 11.76 | 10 | FALSE | 0 | 0 | 0 | 0 | 0
Spain | ESP | 2015-01-13 10:00 | 2015-01-13 11:00 | 66.49 | 2015 | 9.25 | 2015-01-31 |  |  |  |  | 300 | 2026-01-13 11:00 | 87.3 | 11.76 | 11 | FALSE | 0 | 0 | 0 | 0 | 0
Spain | ESP | 2015-01-13 11:00 | 2015-01-13 12:00 | 63.31 | 2015 | 9.25 | 2015-01-31 |  |  |  |  | 301 | 2026-01-13 12:00 | 80.66 | 11.76 | 12 | FALSE | 0 | 0 | 0 | 0 | 0
Spain | ESP | 2015-01-13 12:00 | 2015-01-13 13:00 | 61.84 | 2015 | 9.25 | 2015-01-31 |  |  |  |  | 302 | 2026-01-13 13:00 | 76.76 | 11.76 | 13 | FALSE | 0 | 0 | 0 | 0 | 0
Spain | ESP | 2015-01-13 13:00 | 2015-01-13 14:00 | 57.46 | 2015 | 9.25 | 2015-01-31 |  |  |  |  | 303 | 2026-01-13 14:00 | 78.54 | 11.76 | 14 | FALSE | 0 | 0 | 0 | 0 | 0
Spain | ESP | 2015-01-13 14:00 | 2015-01-13 15:00 | 57.59 | 2015 | 9.25 | 2015-01-31 |  |  |  |  | 304 | 2026-01-13 15:00 | 87.67 | 11.76 | 15 | FALSE | 0 | 0 | 0 | 0 | 0
Spain | ESP | 2015-01-13 15:00 | 2015-01-13 16:00 | 60.69 | 2015 | 9.25 | 2015-01-31 |  |  |  |  | 305 | 2026-01-13 16:00 | 92.29 | 11.76 | 16 | FALSE | 0 | 0 | 0 | 0 | 0
Spain | ESP | 2015-01-13 16:00 | 2015-01-13 17:00 | 62.56 | 2015 | 9.25 | 2015-01-31 |  |  |  |  | 306 | 2026-01-13 17:00 | 102.76 | 11.76 | 17 | FALSE | 0 | 0 | 0 | 0 | 0
Spain | ESP | 2015-01-13 17:00 | 2015-01-13 18:00 | 67.11 | 2015 | 9.25 | 2015-01-31 |  |  |  |  | 307 | 2026-01-13 18:00 | 114.19 | 11.76 | 18 | FALSE | 0 | 0 | 0 | 0 | 0
Spain | ESP | 2015-01-13 18:00 | 2015-01-13 19:00 | 70.2 | 2015 | 9.25 | 2015-01-31 |  |  |  |  | 308 | 2026-01-13 19:00 | 116.75 | 11.76 | 19 | FALSE | 0 | 0 | 0 | 0 | 0
Spain | ESP | 2015-01-13 19:00 | 2015-01-13 20:00 | 69.1 | 2015 | 9.25 | 2015-01-31 |  |  |  |  | 309 | 2026-01-13 20:00 | 140.65 | 11.76 | 20 | FALSE | 0 | 0 | 0 | 0 | 0
Spain | ESP | 2015-01-13 20:00 | 2015-01-13 21:00 | 63.89 | 2015 | 9.25 | 2015-01-31 |  |  |  |  | 310 | 2026-01-13 21:00 | 135.56 | 11.76 | 21 | FALSE | 0 | 0 | 0 | 0 | 0
Spain | ESP | 2015-01-13 21:00 | 2015-01-13 22:00 | 61.84 | 2015 | 9.25 | 2015-01-31 |  |  |  |  | 311 | 2026-01-13 22:00 | 117.08 | 11.76 | 22 | FALSE | 0 | 0 | 0 | 0 | 0
Spain | ESP | 2015-01-13 22:00 | 2015-01-13 23:00 | 54.96 | 2015 | 9.25 | 2015-01-31 |  |  |  |  | 312 | 2026-01-13 23:00 | 109.32 | 11.76 | 23 | FALSE | 0 | 0 | 0 | 0 | 0
Spain | ESP | 2015-01-13 23:00 | 2015-01-14 | 48.04 | 2015 | 9.25 | 2015-01-31 |  |  |  |  | 313 | 2026-01-14 | 102.98 | 11.76 | 24 | TRUE | 166 | 18 | 88.88 | 7712 | 6052
Spain | ESP | 2015-01-14 | 2015-01-14 01:00 | 43.22 | 2015 | 9.25 | 2015-01-31 |  |  |  |  | 314 | 2026-01-14 01:00 | 95.84 | 11.76 | 1 | FALSE | 0 | 0 | 0 | 0 | 0
Spain | ESP | 2015-01-14 01:00 | 2015-01-14 02:00 | 43.05 | 2015 | 9.25 | 2015-01-31 |  |  |  |  | 315 | 2026-01-14 02:00 | 88.88 | 11.76 | 2 | FALSE | 0 | 0 | 0 | 0 | 0
Spain | ESP | 2015-01-14 02:00 | 2015-01-14 03:00 | 43.21 | 2015 | 9.25 | 2015-01-31 |  |  |  |  | 316 | 2026-01-14 03:00 | 88.96 | 11.76 | 3 | FALSE | 0 | 0 | 0 | 0 | 0
Spain | ESP | 2015-01-14 03:00 | 2015-01-14 04:00 | 43.05 | 2015 | 9.25 | 2015-01-31 |  |  |  |  | 317 | 2026-01-14 04:00 | 89.66 | 11.76 | 4 | FALSE | 0 | 0 | 0 | 0 | 0
Spain | ESP | 2015-01-14 04:00 | 2015-01-14 05:00 | 46.83 | 2015 | 9.25 | 2015-01-31 |  |  |  |  | 318 | 2026-01-14 05:00 | 96.48 | 11.76 | 5 | FALSE | 0 | 0 | 0 | 0 | 0
Spain | ESP | 2015-01-14 05:00 | 2015-01-14 06:00 | 60.69 | 2015 | 9.25 | 2015-01-31 |  |  |  |  | 319 | 2026-01-14 06:00 | 100.49 | 11.76 | 6 | FALSE | 0 | 0 | 0 | 0 | 0
Spain | ESP | 2015-01-14 06:00 | 2015-01-14 07:00 | 68.03 | 2015 | 9.25 | 2015-01-31 |  |  |  |  | 320 | 2026-01-14 07:00 | 125.3 | 11.76 | 7 | FALSE | 0 | 0 | 0 | 0 | 0
Spain | ESP | 2015-01-14 07:00 | 2015-01-14 08:00 | 71.46 | 2015 | 9.25 | 2015-01-31 |  |  |  |  | 321 | 2026-01-14 08:00 | 134.44 | 11.76 | 8 | FALSE | 0 | 0 | 0 | 0 | 0
Spain | ESP | 2015-01-14 08:00 | 2015-01-14 09:00 | 78.9 | 2015 | 9.25 | 2015-01-31 |  |  |  |  | 322 | 2026-01-14 09:00 | 136.32 | 11.76 | 9 | FALSE | 0 | 0 | 0 | 0 | 0
Spain | ESP | 2015-01-14 09:00 | 2015-01-14 10:00 | 81.12 | 2015 | 9.25 | 2015-01-31 |  |  |  |  | 323 | 2026-01-14 10:00 | 121.38 | 11.76 | 10 | FALSE | 0 | 0 | 0 | 0 | 0
Spain | ESP | 2015-01-14 10:00 | 2015-01-14 11:00 | 77.15 | 2015 | 9.25 | 2015-01-31 |  |  |  |  | 324 | 2026-01-14 11:00 | 112.86 | 11.76 | 11 | FALSE | 0 | 0 | 0 | 0 | 0
Spain | ESP | 2015-01-14 11:00 | 2015-01-14 12:00 | 71.15 | 2015 | 9.25 | 2015-01-31 |  |  |  |  | 325 | 2026-01-14 12:00 | 108.29 | 11.76 | 12 | FALSE | 0 | 0 | 0 | 0 | 0
Spain | ESP | 2015-01-14 12:00 | 2015-01-14 13:00 | 68.25 | 2015 | 9.25 | 2015-01-31 |  |  |  |  | 326 | 2026-01-14 13:00 | 103.26 | 11.76 | 13 | FALSE | 0 | 0 | 0 | 0 | 0
Spain | ESP | 2015-01-14 13:00 | 2015-01-14 14:00 | 63.89 | 2015 | 9.25 | 2015-01-31 |  |  |  |  | 327 | 2026-01-14 14:00 | 107.2 | 11.76 | 14 | FALSE | 0 | 0 | 0 | 0 | 0
Spain | ESP | 2015-01-14 14:00 | 2015-01-14 15:00 | 63.01 | 2015 | 9.25 | 2015-01-31 |  |  |  |  | 328 | 2026-01-14 15:00 | 112 | 11.76 | 15 | FALSE | 0 | 0 | 0 | 0 | 0
Spain | ESP | 2015-01-14 15:00 | 2015-01-14 16:00 | 64.89 | 2015 | 9.25 | 2015-01-31 |  |  |  |  | 329 | 2026-01-14 16:00 | 126.14 | 11.76 | 16 | FALSE | 0 | 0 | 0 | 0 | 0
Spain | ESP | 2015-01-14 16:00 | 2015-01-14 17:00 | 67.11 | 2015 | 9.25 | 2015-01-31 |  |  |  |  | 330 | 2026-01-14 17:00 | 138.04 | 11.76 | 17 | FALSE | 0 | 0 | 0 | 0 | 0
Spain | ESP | 2015-01-14 17:00 | 2015-01-14 18:00 | 69.96 | 2015 | 9.25 | 2015-01-31 |  |  |  |  | 331 | 2026-01-14 18:00 | 166 | 11.76 | 18 | FALSE | 0 | 0 | 0 | 0 | 0
Spain | ESP | 2015-01-14 18:00 | 2015-01-14 19:00 | 70.52 | 2015 | 9.25 | 2015-01-31 |  |  |  |  | 332 | 2026-01-14 19:00 | 154.74 | 11.76 | 19 | FALSE | 0 | 0 | 0 | 0 | 0
Spain | ESP | 2015-01-14 19:00 | 2015-01-14 20:00 | 68.75 | 2015 | 9.25 | 2015-01-31 |  |  |  |  | 333 | 2026-01-14 20:00 | 143.85 | 11.76 | 20 | FALSE | 0 | 0 | 0 | 0 | 0
Spain | ESP | 2015-01-14 20:00 | 2015-01-14 21:00 | 62.99 | 2015 | 9.25 | 2015-01-31 |  |  |  |  | 334 | 2026-01-14 21:00 | 124.54 | 11.76 | 21 | FALSE | 0 | 0 | 0 | 0 | 0
Spain | ESP | 2015-01-14 21:00 | 2015-01-14 22:00 | 55 | 2015 | 9.25 | 2015-01-31 |  |  |  |  | 335 | 2026-01-14 22:00 | 104.86 | 11.76 | 22 | FALSE | 0 | 0 | 0 | 0 | 0
Spain | ESP | 2015-01-14 22:00 | 2015-01-14 23:00 | 45.67 | 2015 | 9.25 | 2015-01-31 |  |  |  |  | 336 | 2026-01-14 23:00 | 90.33 | 11.76 | 23 | FALSE | 0 | 0 | 0 | 0 | 0
Spain | ESP | 2015-01-14 23:00 | 2015-01-15 | 39 | 2015 | 9.25 | 2015-01-31 |  |  |  |  | 337 | 2026-01-15 | 119.04 | 11.76 | 24 | TRUE | 138.2 | 21 | 86.31 | 5189 | 3807
Spain | ESP | 2015-01-15 | 2015-01-15 01:00 | 35 | 2015 | 9.25 | 2015-01-31 |  |  |  |  | 338 | 2026-01-15 01:00 | 107.56 | 11.76 | 1 | FALSE | 0 | 0 | 0 | 0 | 0
Spain | ESP | 2015-01-15 01:00 | 2015-01-15 02:00 | 34.73 | 2015 | 9.25 | 2015-01-31 |  |  |  |  | 339 | 2026-01-15 02:00 | 101.39 | 11.76 | 2 | FALSE | 0 | 0 | 0 | 0 | 0
Spain | ESP | 2015-01-15 02:00 | 2015-01-15 03:00 | 33.04 | 2015 | 9.25 | 2015-01-31 |  |  |  |  | 340 | 2026-01-15 03:00 | 94.83 | 11.76 | 3 | FALSE | 0 | 0 | 0 | 0 | 0
Spain | ESP | 2015-01-15 03:00 | 2015-01-15 04:00 | 32.25 | 2015 | 9.25 | 2015-01-31 |  |  |  |  | 341 | 2026-01-15 04:00 | 87.04 | 11.76 | 4 | FALSE | 0 | 0 | 0 | 0 | 0
Spain | ESP | 2015-01-15 04:00 | 2015-01-15 05:00 | 33 | 2015 | 9.25 | 2015-01-31 |  |  |  |  | 342 | 2026-01-15 05:00 | 86.31 | 11.76 | 5 | FALSE | 0 | 0 | 0 | 0 | 0
Spain | ESP | 2015-01-15 05:00 | 2015-01-15 06:00 | 38 | 2015 | 9.25 | 2015-01-31 |  |  |  |  | 343 | 2026-01-15 06:00 | 98.9 | 11.76 | 6 | FALSE | 0 | 0 | 0 | 0 | 0
Spain | ESP | 2015-01-15 06:00 | 2015-01-15 07:00 | 48.62 | 2015 | 9.25 | 2015-01-31 |  |  |  |  | 344 | 2026-01-15 07:00 | 112.55 | 11.76 | 7 | FALSE | 0 | 0 | 0 | 0 | 0
Spain | ESP | 2015-01-15 07:00 | 2015-01-15 08:00 | 57.59 | 2015 | 9.25 | 2015-01-31 |  |  |  |  | 345 | 2026-01-15 08:00 | 114.7 | 11.76 | 8 | FALSE | 0 | 0 | 0 | 0 | 0
Spain | ESP | 2015-01-15 08:00 | 2015-01-15 09:00 | 63.01 | 2015 | 9.25 | 2015-01-31 |  |  |  |  | 346 | 2026-01-15 09:00 | 105.48 | 11.76 | 9 | FALSE | 0 | 0 | 0 | 0 | 0
Spain | ESP | 2015-01-15 09:00 | 2015-01-15 10:00 | 64 | 2015 | 9.25 | 2015-01-31 |  |  |  |  | 347 | 2026-01-15 10:00 | 98.58 | 11.76 | 10 | FALSE | 0 | 0 | 0 | 0 | 0
Spain | ESP | 2015-01-15 10:00 | 2015-01-15 11:00 | 62.01 | 2015 | 9.25 | 2015-01-31 |  |  |  |  | 348 | 2026-01-15 11:00 | 94.89 | 11.76 | 11 | FALSE | 0 | 0 | 0 | 0 | 0
Spain | ESP | 2015-01-15 11:00 | 2015-01-15 12:00 | 54.87 | 2015 | 9.25 | 2015-01-31 |  |  |  |  | 349 | 2026-01-15 12:00 | 92.2 | 11.76 | 12 | FALSE | 0 | 0 | 0 | 0 | 0
Spain | ESP | 2015-01-15 12:00 | 2015-01-15 13:00 | 45.3 | 2015 | 9.25 | 2015-01-31 |  |  |  |  | 350 | 2026-01-15 13:00 | 86.67 | 11.76 | 13 | FALSE | 0 | 0 | 0 | 0 | 0
Spain | ESP | 2015-01-15 13:00 | 2015-01-15 14:00 | 41.35 | 2015 | 9.25 | 2015-01-31 |  |  |  |  | 351 | 2026-01-15 14:00 | 89.82 | 11.76 | 14 | FALSE | 0 | 0 | 0 | 0 | 0
Spain | ESP | 2015-01-15 14:00 | 2015-01-15 15:00 | 40.8 | 2015 | 9.25 | 2015-01-31 |  |  |  |  | 352 | 2026-01-15 15:00 | 94.51 | 11.76 | 15 | FALSE | 0 | 0 | 0 | 0 | 0
Spain | ESP | 2015-01-15 15:00 | 2015-01-15 16:00 | 45.03 | 2015 | 9.25 | 2015-01-31 |  |  |  |  | 353 | 2026-01-15 16:00 | 105.03 | 11.76 | 16 | FALSE | 0 | 0 | 0 | 0 | 0
Spain | ESP | 2015-01-15 16:00 | 2015-01-15 17:00 | 52.47 | 2015 | 9.25 | 2015-01-31 |  |  |  |  | 354 | 2026-01-15 17:00 | 113.14 | 11.76 | 17 | FALSE | 0 | 0 | 0 | 0 | 0
Spain | ESP | 2015-01-15 17:00 | 2015-01-15 18:00 | 61.69 | 2015 | 9.25 | 2015-01-31 |  |  |  |  | 355 | 2026-01-15 18:00 | 116.66 | 11.76 | 18 | FALSE | 0 | 0 | 0 | 0 | 0
Spain | ESP | 2015-01-15 18:00 | 2015-01-15 19:00 | 63.43 | 2015 | 9.25 | 2015-01-31 |  |  |  |  | 356 | 2026-01-15 19:00 | 120.72 | 11.76 | 19 | FALSE | 0 | 0 | 0 | 0 | 0
Spain | ESP | 2015-01-15 19:00 | 2015-01-15 20:00 | 62.01 | 2015 | 9.25 | 2015-01-31 |  |  |  |  | 357 | 2026-01-15 20:00 | 133.07 | 11.76 | 20 | FALSE | 0 | 0 | 0 | 0 | 0
Spain | ESP | 2015-01-15 20:00 | 2015-01-15 21:00 | 54.12 | 2015 | 9.25 | 2015-01-31 |  |  |  |  | 358 | 2026-01-15 21:00 | 138.2 | 11.76 | 21 | FALSE | 0 | 0 | 0 | 0 | 0
Spain | ESP | 2015-01-15 21:00 | 2015-01-15 22:00 | 42.35 | 2015 | 9.25 | 2015-01-31 |  |  |  |  | 359 | 2026-01-15 22:00 | 128.64 | 11.76 | 22 | FALSE | 0 | 0 | 0 | 0 | 0
Spain | ESP | 2015-01-15 22:00 | 2015-01-15 23:00 | 40.13 | 2015 | 9.25 | 2015-01-31 |  |  |  |  | 360 | 2026-01-15 23:00 | 113.8 | 11.76 | 23 | FALSE | 0 | 0 | 0 | 0 | 0
Spain | ESP | 2015-01-15 23:00 | 2015-01-16 | 36 | 2015 | 9.25 | 2015-01-31 |  |  |  |  | 361 | 2026-01-16 | 100.92 | 11.76 | 24 | TRUE | 156.88 | 18 | 94.75 | 6213 | 4644.2
Spain | ESP | 2015-01-16 | 2015-01-16 01:00 | 34 | 2015 | 9.25 | 2015-01-31 |  |  |  |  | 362 | 2026-01-16 01:00 | 95.04 | 11.76 | 1 | FALSE | 0 | 0 | 0 | 0 | 0
Spain | ESP | 2015-01-16 01:00 | 2015-01-16 02:00 | 33.04 | 2015 | 9.25 | 2015-01-31 |  |  |  |  | 363 | 2026-01-16 02:00 | 94.75 | 11.76 | 2 | FALSE | 0 | 0 | 0 | 0 | 0
Spain | ESP | 2015-01-16 02:00 | 2015-01-16 03:00 | 33.04 | 2015 | 9.25 | 2015-01-31 |  |  |  |  | 364 | 2026-01-16 03:00 | 94.95 | 11.76 | 3 | FALSE | 0 | 0 | 0 | 0 | 0
Spain | ESP | 2015-01-16 03:00 | 2015-01-16 04:00 | 33.73 | 2015 | 9.25 | 2015-01-31 |  |  |  |  | 365 | 2026-01-16 04:00 | 94.75 | 11.76 | 4 | FALSE | 0 | 0 | 0 | 0 | 0
Spain | ESP | 2015-01-16 04:00 | 2015-01-16 05:00 | 35 | 2015 | 9.25 | 2015-01-31 |  |  |  |  | 366 | 2026-01-16 05:00 | 95.42 | 11.76 | 5 | FALSE | 0 | 0 | 0 | 0 | 0
Spain | ESP | 2015-01-16 05:00 | 2015-01-16 06:00 | 40.69 | 2015 | 9.25 | 2015-01-31 |  |  |  |  | 367 | 2026-01-16 06:00 | 103.02 | 11.76 | 6 | FALSE | 0 | 0 | 0 | 0 | 0
Spain | ESP | 2015-01-16 06:00 | 2015-01-16 07:00 | 57.93 | 2015 | 9.25 | 2015-01-31 |  |  |  |  | 368 | 2026-01-16 07:00 | 121.88 | 11.76 | 7 | FALSE | 0 | 0 | 0 | 0 | 0
Spain | ESP | 2015-01-16 07:00 | 2015-01-16 08:00 | 64.89 | 2015 | 9.25 | 2015-01-31 |  |  |  |  | 369 | 2026-01-16 08:00 | 133.6 | 11.76 | 8 | FALSE | 0 | 0 | 0 | 0 | 0
Spain | ESP | 2015-01-16 08:00 | 2015-01-16 09:00 | 70.52 | 2015 | 9.25 | 2015-01-31 |  |  |  |  | 370 | 2026-01-16 09:00 | 130.28 | 11.76 | 9 | FALSE | 0 | 0 | 0 | 0 | 0
Spain | ESP | 2015-01-16 09:00 | 2015-01-16 10:00 | 71.25 | 2015 | 9.25 | 2015-01-31 |  |  |  |  | 371 | 2026-01-16 10:00 | 118.32 | 11.76 | 10 | FALSE | 0 | 0 | 0 | 0 | 0
Spain | ESP | 2015-01-16 10:00 | 2015-01-16 11:00 | 68.69 | 2015 | 9.25 | 2015-01-31 |  |  |  |  | 372 | 2026-01-16 11:00 | 111.3 | 11.76 | 11 | FALSE | 0 | 0 | 0 | 0 | 0
Spain | ESP | 2015-01-16 11:00 | 2015-01-16 12:00 | 62.56 | 2015 | 9.25 | 2015-01-31 |  |  |  |  | 373 | 2026-01-16 12:00 | 109.84 | 11.76 | 12 | FALSE | 0 | 0 | 0 | 0 | 0
Spain | ESP | 2015-01-16 12:00 | 2015-01-16 13:00 | 58.34 | 2015 | 9.25 | 2015-01-31 |  |  |  |  | 374 | 2026-01-16 13:00 | 108.16 | 11.76 | 13 | FALSE | 0 | 0 | 0 | 0 | 0
Spain | ESP | 2015-01-16 13:00 | 2015-01-16 14:00 | 48.84 | 2015 | 9.25 | 2015-01-31 |  |  |  |  | 375 | 2026-01-16 14:00 | 116.07 | 11.76 | 14 | FALSE | 0 | 0 | 0 | 0 | 0
Spain | ESP | 2015-01-16 14:00 | 2015-01-16 15:00 | 46.25 | 2015 | 9.25 | 2015-01-31 |  |  |  |  | 376 | 2026-01-16 15:00 | 124.38 | 11.76 | 15 | FALSE | 0 | 0 | 0 | 0 | 0
Spain | ESP | 2015-01-16 15:00 | 2015-01-16 16:00 | 54.02 | 2015 | 9.25 | 2015-01-31 |  |  |  |  | 377 | 2026-01-16 16:00 | 127.64 | 11.76 | 16 | FALSE | 0 | 0 | 0 | 0 | 0
Spain | ESP | 2015-01-16 16:00 | 2015-01-16 17:00 | 58.98 | 2015 | 9.25 | 2015-01-31 |  |  |  |  | 378 | 2026-01-16 17:00 | 147.46 | 11.76 | 17 | FALSE | 0 | 0 | 0 | 0 | 0
Spain | ESP | 2015-01-16 17:00 | 2015-01-16 18:00 | 63.52 | 2015 | 9.25 | 2015-01-31 |  |  |  |  | 379 | 2026-01-16 18:00 | 156.88 | 11.76 | 18 | FALSE | 0 | 0 | 0 | 0 | 0
Spain | ESP | 2015-01-16 18:00 | 2015-01-16 19:00 | 66.94 | 2015 | 9.25 | 2015-01-31 |  |  |  |  | 380 | 2026-01-16 19:00 | 152.79 | 11.76 | 19 | FALSE | 0 | 0 | 0 | 0 | 0
Spain | ESP | 2015-01-16 19:00 | 2015-01-16 20:00 | 64.89 | 2015 | 9.25 | 2015-01-31 |  |  |  |  | 381 | 2026-01-16 20:00 | 137.01 | 11.76 | 20 | FALSE | 0 | 0 | 0 | 0 | 0
Spain | ESP | 2015-01-16 20:00 | 2015-01-16 21:00 | 59.88 | 2015 | 9.25 | 2015-01-31 |  |  |  |  | 382 | 2026-01-16 21:00 | 132.02 | 11.76 | 21 | FALSE | 0 | 0 | 0 | 0 | 0
Spain | ESP | 2015-01-16 21:00 | 2015-01-16 22:00 | 55.02 | 2015 | 9.25 | 2015-01-31 |  |  |  |  | 383 | 2026-01-16 22:00 | 126.74 | 11.76 | 22 | FALSE | 0 | 0 | 0 | 0 | 0
Spain | ESP | 2015-01-16 22:00 | 2015-01-16 23:00 | 45.34 | 2015 | 9.25 | 2015-01-31 |  |  |  |  | 384 | 2026-01-16 23:00 | 122.56 | 11.76 | 23 | FALSE | 0 | 0 | 0 | 0 | 0
Spain | ESP | 2015-01-16 23:00 | 2015-01-17 | 36.54 | 2015 | 9.25 | 2015-01-31 |  |  |  |  | 385 | 2026-01-17 | 135.59 | 11.76 | 24 | TRUE | 155.22 | 20 | 112.06 | 4316 | 2763.8
Spain | ESP | 2015-01-17 | 2015-01-17 01:00 | 33.8 | 2015 | 9.25 | 2015-01-31 |  |  |  |  | 386 | 2026-01-17 01:00 | 126.8 | 11.76 | 1 | FALSE | 0 | 0 | 0 | 0 | 0
Spain | ESP | 2015-01-17 01:00 | 2015-01-17 02:00 | 33.04 | 2015 | 9.25 | 2015-01-31 |  |  |  |  | 387 | 2026-01-17 02:00 | 122.9 | 11.76 | 2 | FALSE | 0 | 0 | 0 | 0 | 0
Spain | ESP | 2015-01-17 02:00 | 2015-01-17 03:00 | 33.04 | 2015 | 9.25 | 2015-01-31 |  |  |  |  | 388 | 2026-01-17 03:00 | 119.84 | 11.76 | 3 | FALSE | 0 | 0 | 0 | 0 | 0
Spain | ESP | 2015-01-17 03:00 | 2015-01-17 04:00 | 33.04 | 2015 | 9.25 | 2015-01-31 |  |  |  |  | 389 | 2026-01-17 04:00 | 119.14 | 11.76 | 4 | FALSE | 0 | 0 | 0 | 0 | 0
Spain | ESP | 2015-01-17 04:00 | 2015-01-17 05:00 | 34 | 2015 | 9.25 | 2015-01-31 |  |  |  |  | 390 | 2026-01-17 05:00 | 118.84 | 11.76 | 5 | FALSE | 0 | 0 | 0 | 0 | 0
Spain | ESP | 2015-01-17 05:00 | 2015-01-17 06:00 | 36 | 2015 | 9.25 | 2015-01-31 |  |  |  |  | 391 | 2026-01-17 06:00 | 120.35 | 11.76 | 6 | FALSE | 0 | 0 | 0 | 0 | 0
Spain | ESP | 2015-01-17 06:00 | 2015-01-17 07:00 | 41.19 | 2015 | 9.25 | 2015-01-31 |  |  |  |  | 392 | 2026-01-17 07:00 | 123.12 | 11.76 | 7 | FALSE | 0 | 0 | 0 | 0 | 0
Spain | ESP | 2015-01-17 07:00 | 2015-01-17 08:00 | 48.2 | 2015 | 9.25 | 2015-01-31 |  |  |  |  | 393 | 2026-01-17 08:00 | 126.82 | 11.76 | 8 | FALSE | 0 | 0 | 0 | 0 | 0
Spain | ESP | 2015-01-17 08:00 | 2015-01-17 09:00 | 60.64 | 2015 | 9.25 | 2015-01-31 |  |  |  |  | 394 | 2026-01-17 09:00 | 121.98 | 11.76 | 9 | FALSE | 0 | 0 | 0 | 0 | 0
Spain | ESP | 2015-01-17 09:00 | 2015-01-17 10:00 | 64.88 | 2015 | 9.25 | 2015-01-31 |  |  |  |  | 395 | 2026-01-17 10:00 | 118.26 | 11.76 | 10 | FALSE | 0 | 0 | 0 | 0 | 0
Spain | ESP | 2015-01-17 10:00 | 2015-01-17 11:00 | 64.88 | 2015 | 9.25 | 2015-01-31 |  |  |  |  | 396 | 2026-01-17 11:00 | 117.99 | 11.76 | 11 | FALSE | 0 | 0 | 0 | 0 | 0
Spain | ESP | 2015-01-17 11:00 | 2015-01-17 12:00 | 62.5 | 2015 | 9.25 | 2015-01-31 |  |  |  |  | 397 | 2026-01-17 12:00 | 116.7 | 11.76 | 12 | FALSE | 0 | 0 | 0 | 0 | 0
Spain | ESP | 2015-01-17 12:00 | 2015-01-17 13:00 | 58.69 | 2015 | 9.25 | 2015-01-31 |  |  |  |  | 398 | 2026-01-17 13:00 | 112.06 | 11.76 | 13 | FALSE | 0 | 0 | 0 | 0 | 0
Spain | ESP | 2015-01-17 13:00 | 2015-01-17 14:00 | 47 | 2015 | 9.25 | 2015-01-31 |  |  |  |  | 399 | 2026-01-17 14:00 | 115.82 | 11.76 | 14 | FALSE | 0 | 0 | 0 | 0 | 0
Spain | ESP | 2015-01-17 14:00 | 2015-01-17 15:00 | 40.4 | 2015 | 9.25 | 2015-01-31 |  |  |  |  | 400 | 2026-01-17 15:00 | 120.27 | 11.76 | 15 | FALSE | 0 | 0 | 0 | 0 | 0
Spain | ESP | 2015-01-17 15:00 | 2015-01-17 16:00 | 39.84 | 2015 | 9.25 | 2015-01-31 |  |  |  |  | 401 | 2026-01-17 16:00 | 124.36 | 11.76 | 16 | FALSE | 0 | 0 | 0 | 0 | 0
Spain | ESP | 2015-01-17 16:00 | 2015-01-17 17:00 | 43.1 | 2015 | 9.25 | 2015-01-31 |  |  |  |  | 402 | 2026-01-17 17:00 | 135.98 | 11.76 | 17 | FALSE | 0 | 0 | 0 | 0 | 0
Spain | ESP | 2015-01-17 17:00 | 2015-01-17 18:00 | 56.68 | 2015 | 9.25 | 2015-01-31 |  |  |  |  | 403 | 2026-01-17 18:00 | 142.85 | 11.76 | 18 | FALSE | 0 | 0 | 0 | 0 | 0
Spain | ESP | 2015-01-17 18:00 | 2015-01-17 19:00 | 59.82 | 2015 | 9.25 | 2015-01-31 |  |  |  |  | 404 | 2026-01-17 19:00 | 140.91 | 11.76 | 19 | FALSE | 0 | 0 | 0 | 0 | 0
Spain | ESP | 2015-01-17 19:00 | 2015-01-17 20:00 | 57.59 | 2015 | 9.25 | 2015-01-31 |  |  |  |  | 405 | 2026-01-17 20:00 | 155.22 | 11.76 | 20 | FALSE | 0 | 0 | 0 | 0 | 0
Spain | ESP | 2015-01-17 20:00 | 2015-01-17 21:00 | 53.7 | 2015 | 9.25 | 2015-01-31 |  |  |  |  | 406 | 2026-01-17 21:00 | 154.7 | 11.76 | 21 | FALSE | 0 | 0 | 0 | 0 | 0
Spain | ESP | 2015-01-17 21:00 | 2015-01-17 22:00 | 42.25 | 2015 | 9.25 | 2015-01-31 |  |  |  |  | 407 | 2026-01-17 22:00 | 130.11 | 11.76 | 22 | FALSE | 0 | 0 | 0 | 0 | 0
Spain | ESP | 2015-01-17 22:00 | 2015-01-17 23:00 | 37.78 | 2015 | 9.25 | 2015-01-31 |  |  |  |  | 408 | 2026-01-17 23:00 | 133.08 | 11.76 | 23 | FALSE | 0 | 0 | 0 | 0 | 0
Spain | ESP | 2015-01-17 23:00 | 2015-01-18 | 36.24 | 2015 | 9.25 | 2015-01-31 |  |  |  |  | 409 | 2026-01-18 | 132.12 | 11.76 | 24 | TRUE | 177.28 | 20 | 96.85 | 8043 | 6270.2
Spain | ESP | 2015-01-18 | 2015-01-18 01:00 | 33.8 | 2015 | 9.25 | 2015-01-31 |  |  |  |  | 410 | 2026-01-18 01:00 | 120.02 | 11.76 | 1 | FALSE | 0 | 0 | 0 | 0 | 0
Spain | ESP | 2015-01-18 01:00 | 2015-01-18 02:00 | 28.75 | 2015 | 9.25 | 2015-01-31 |  |  |  |  | 411 | 2026-01-18 02:00 | 109.64 | 11.76 | 2 | FALSE | 0 | 0 | 0 | 0 | 0
Spain | ESP | 2015-01-18 02:00 | 2015-01-18 03:00 | 27.57 | 2015 | 9.25 | 2015-01-31 |  |  |  |  | 412 | 2026-01-18 03:00 | 102.54 | 11.76 | 3 | FALSE | 0 | 0 | 0 | 0 | 0
Spain | ESP | 2015-01-18 03:00 | 2015-01-18 04:00 | 25 | 2015 | 9.25 | 2015-01-31 |  |  |  |  | 413 | 2026-01-18 04:00 | 102.24 | 11.76 | 4 | FALSE | 0 | 0 | 0 | 0 | 0
Spain | ESP | 2015-01-18 04:00 | 2015-01-18 05:00 | 27.25 | 2015 | 9.25 | 2015-01-31 |  |  |  |  | 414 | 2026-01-18 05:00 | 102.08 | 11.76 | 5 | FALSE | 0 | 0 | 0 | 0 | 0
Spain | ESP | 2015-01-18 05:00 | 2015-01-18 06:00 | 28.79 | 2015 | 9.25 | 2015-01-31 |  |  |  |  | 415 | 2026-01-18 06:00 | 101.18 | 11.76 | 6 | FALSE | 0 | 0 | 0 | 0 | 0
Spain | ESP | 2015-01-18 06:00 | 2015-01-18 07:00 | 33.6 | 2015 | 9.25 | 2015-01-31 |  |  |  |  | 416 | 2026-01-18 07:00 | 101.63 | 11.76 | 7 | FALSE | 0 | 0 | 0 | 0 | 0
Spain | ESP | 2015-01-18 07:00 | 2015-01-18 08:00 | 34.9 | 2015 | 9.25 | 2015-01-31 |  |  |  |  | 417 | 2026-01-18 08:00 | 106.32 | 11.76 | 8 | FALSE | 0 | 0 | 0 | 0 | 0
Spain | ESP | 2015-01-18 08:00 | 2015-01-18 09:00 | 39.84 | 2015 | 9.25 | 2015-01-31 |  |  |  |  | 418 | 2026-01-18 09:00 | 107.46 | 11.76 | 9 | FALSE | 0 | 0 | 0 | 0 | 0
Spain | ESP | 2015-01-18 09:00 | 2015-01-18 10:00 | 43.97 | 2015 | 9.25 | 2015-01-31 |  |  |  |  | 419 | 2026-01-18 10:00 | 101.91 | 11.76 | 10 | FALSE | 0 | 0 | 0 | 0 | 0
Spain | ESP | 2015-01-18 10:00 | 2015-01-18 11:00 | 53.98 | 2015 | 9.25 | 2015-01-31 |  |  |  |  | 420 | 2026-01-18 11:00 | 98.87 | 11.76 | 11 | FALSE | 0 | 0 | 0 | 0 | 0
Spain | ESP | 2015-01-18 11:00 | 2015-01-18 12:00 | 50.1 | 2015 | 9.25 | 2015-01-31 |  |  |  |  | 421 | 2026-01-18 12:00 | 96.85 | 11.76 | 12 | FALSE | 0 | 0 | 0 | 0 | 0
Spain | ESP | 2015-01-18 12:00 | 2015-01-18 13:00 | 53.69 | 2015 | 9.25 | 2015-01-31 |  |  |  |  | 422 | 2026-01-18 13:00 | 96.96 | 11.76 | 13 | FALSE | 0 | 0 | 0 | 0 | 0
Spain | ESP | 2015-01-18 13:00 | 2015-01-18 14:00 | 52.8 | 2015 | 9.25 | 2015-01-31 |  |  |  |  | 423 | 2026-01-18 14:00 | 101 | 11.76 | 14 | FALSE | 0 | 0 | 0 | 0 | 0
Spain | ESP | 2015-01-18 14:00 | 2015-01-18 15:00 | 42.51 | 2015 | 9.25 | 2015-01-31 |  |  |  |  | 424 | 2026-01-18 15:00 | 104.85 | 11.76 | 15 | FALSE | 0 | 0 | 0 | 0 | 0
Spain | ESP | 2015-01-18 15:00 | 2015-01-18 16:00 | 42 | 2015 | 9.25 | 2015-01-31 |  |  |  |  | 425 | 2026-01-18 16:00 | 111.14 | 11.76 | 16 | FALSE | 0 | 0 | 0 | 0 | 0
Spain | ESP | 2015-01-18 16:00 | 2015-01-18 17:00 | 42.51 | 2015 | 9.25 | 2015-01-31 |  |  |  |  | 426 | 2026-01-18 17:00 | 131.14 | 11.76 | 17 | FALSE | 0 | 0 | 0 | 0 | 0
Spain | ESP | 2015-01-18 17:00 | 2015-01-18 18:00 | 55.57 | 2015 | 9.25 | 2015-01-31 |  |  |  |  | 427 | 2026-01-18 18:00 | 145.19 | 11.76 | 18 | FALSE | 0 | 0 | 0 | 0 | 0
Spain | ESP | 2015-01-18 18:00 | 2015-01-18 19:00 | 60.8 | 2015 | 9.25 | 2015-01-31 |  |  |  |  | 428 | 2026-01-18 19:00 | 152.43 | 11.76 | 19 | FALSE | 0 | 0 | 0 | 0 | 0
Spain | ESP | 2015-01-18 19:00 | 2015-01-18 20:00 | 59.82 | 2015 | 9.25 | 2015-01-31 |  |  |  |  | 429 | 2026-01-18 20:00 | 177.28 | 11.76 | 20 | FALSE | 0 | 0 | 0 | 0 | 0
Spain | ESP | 2015-01-18 20:00 | 2015-01-18 21:00 | 57.59 | 2015 | 9.25 | 2015-01-31 |  |  |  |  | 430 | 2026-01-18 21:00 | 166.47 | 11.76 | 21 | FALSE | 0 | 0 | 0 | 0 | 0
Spain | ESP | 2015-01-18 21:00 | 2015-01-18 22:00 | 53.69 | 2015 | 9.25 | 2015-01-31 |  |  |  |  | 431 | 2026-01-18 22:00 | 142.68 | 11.76 | 22 | FALSE | 0 | 0 | 0 | 0 | 0
Spain | ESP | 2015-01-18 22:00 | 2015-01-18 23:00 | 42.51 | 2015 | 9.25 | 2015-01-31 |  |  |  |  | 432 | 2026-01-18 23:00 | 129.34 | 11.76 | 23 | FALSE | 0 | 0 | 0 | 0 | 0
Spain | ESP | 2015-01-18 23:00 | 2015-01-19 | 38.24 | 2015 | 9.25 | 2015-01-31 |  |  |  |  | 433 | 2026-01-19 | 119.35 | 11.76 | 24 | TRUE | 183.14 | 18 | 100.14 | 8300 | 6468.6
Spain | ESP | 2015-01-19 | 2015-01-19 01:00 | 34.9 | 2015 | 9.25 | 2015-01-31 |  |  |  |  | 434 | 2026-01-19 01:00 | 110.01 | 11.76 | 1 | FALSE | 0 | 0 | 0 | 0 | 0
Spain | ESP | 2015-01-19 01:00 | 2015-01-19 02:00 | 33.04 | 2015 | 9.25 | 2015-01-31 |  |  |  |  | 435 | 2026-01-19 02:00 | 102.21 | 11.76 | 2 | FALSE | 0 | 0 | 0 | 0 | 0
Spain | ESP | 2015-01-19 02:00 | 2015-01-19 03:00 | 29.53 | 2015 | 9.25 | 2015-01-31 |  |  |  |  | 436 | 2026-01-19 03:00 | 100.44 | 11.76 | 3 | FALSE | 0 | 0 | 0 | 0 | 0
Spain | ESP | 2015-01-19 03:00 | 2015-01-19 04:00 | 28.07 | 2015 | 9.25 | 2015-01-31 |  |  |  |  | 437 | 2026-01-19 04:00 | 100.14 | 11.76 | 4 | FALSE | 0 | 0 | 0 | 0 | 0
Spain | ESP | 2015-01-19 04:00 | 2015-01-19 05:00 | 31.17 | 2015 | 9.25 | 2015-01-31 |  |  |  |  | 438 | 2026-01-19 05:00 | 102.93 | 11.76 | 5 | FALSE | 0 | 0 | 0 | 0 | 0
Spain | ESP | 2015-01-19 05:00 | 2015-01-19 06:00 | 39.2 | 2015 | 9.25 | 2015-01-31 |  |  |  |  | 439 | 2026-01-19 06:00 | 126.97 | 11.76 | 6 | FALSE | 0 | 0 | 0 | 0 | 0
Spain | ESP | 2015-01-19 06:00 | 2015-01-19 07:00 | 52.07 | 2015 | 9.25 | 2015-01-31 |  |  |  |  | 440 | 2026-01-19 07:00 | 158.7 | 11.76 | 7 | FALSE | 0 | 0 | 0 | 0 | 0
Spain | ESP | 2015-01-19 07:00 | 2015-01-19 08:00 | 56.49 | 2015 | 9.25 | 2015-01-31 |  |  |  |  | 441 | 2026-01-19 08:00 | 174.19 | 11.76 | 8 | FALSE | 0 | 0 | 0 | 0 | 0
Spain | ESP | 2015-01-19 08:00 | 2015-01-19 09:00 | 64.88 | 2015 | 9.25 | 2015-01-31 |  |  |  |  | 442 | 2026-01-19 09:00 | 151.07 | 11.76 | 9 | FALSE | 0 | 0 | 0 | 0 | 0
Spain | ESP | 2015-01-19 09:00 | 2015-01-19 10:00 | 65.02 | 2015 | 9.25 | 2015-01-31 |  |  |  |  | 443 | 2026-01-19 10:00 | 132.29 | 11.76 | 10 | FALSE | 0 | 0 | 0 | 0 | 0
Spain | ESP | 2015-01-19 10:00 | 2015-01-19 11:00 | 64.88 | 2015 | 9.25 | 2015-01-31 |  |  |  |  | 444 | 2026-01-19 11:00 | 121.9 | 11.76 | 11 | FALSE | 0 | 0 | 0 | 0 | 0
Spain | ESP | 2015-01-19 11:00 | 2015-01-19 12:00 | 59.07 | 2015 | 9.25 | 2015-01-31 |  |  |  |  | 445 | 2026-01-19 12:00 | 119.24 | 11.76 | 12 | FALSE | 0 | 0 | 0 | 0 | 0
Spain | ESP | 2015-01-19 12:00 | 2015-01-19 13:00 | 55.69 | 2015 | 9.25 | 2015-01-31 |  |  |  |  | 446 | 2026-01-19 13:00 | 118.98 | 11.76 | 13 | FALSE | 0 | 0 | 0 | 0 | 0
Spain | ESP | 2015-01-19 13:00 | 2015-01-19 14:00 | 47.72 | 2015 | 9.25 | 2015-01-31 |  |  |  |  | 447 | 2026-01-19 14:00 | 111.96 | 11.76 | 14 | FALSE | 0 | 0 | 0 | 0 | 0
Spain | ESP | 2015-01-19 14:00 | 2015-01-19 15:00 | 47.43 | 2015 | 9.25 | 2015-01-31 |  |  |  |  | 448 | 2026-01-19 15:00 | 115.45 | 11.76 | 15 | FALSE | 0 | 0 | 0 | 0 | 0
Spain | ESP | 2015-01-19 15:00 | 2015-01-19 16:00 | 54.56 | 2015 | 9.25 | 2015-01-31 |  |  |  |  | 449 | 2026-01-19 16:00 | 123.08 | 11.76 | 16 | FALSE | 0 | 0 | 0 | 0 | 0
Spain | ESP | 2015-01-19 16:00 | 2015-01-19 17:00 | 60.69 | 2015 | 9.25 | 2015-01-31 |  |  |  |  | 450 | 2026-01-19 17:00 | 138.92 | 11.76 | 17 | FALSE | 0 | 0 | 0 | 0 | 0
Spain | ESP | 2015-01-19 17:00 | 2015-01-19 18:00 | 67.25 | 2015 | 9.25 | 2015-01-31 |  |  |  |  | 451 | 2026-01-19 18:00 | 183.14 | 11.76 | 18 | FALSE | 0 | 0 | 0 | 0 | 0
Spain | ESP | 2015-01-19 18:00 | 2015-01-19 19:00 | 70.01 | 2015 | 9.25 | 2015-01-31 |  |  |  |  | 452 | 2026-01-19 19:00 | 181.57 | 11.76 | 19 | FALSE | 0 | 0 | 0 | 0 | 0
Spain | ESP | 2015-01-19 19:00 | 2015-01-19 20:00 | 69 | 2015 | 9.25 | 2015-01-31 |  |  |  |  | 453 | 2026-01-19 20:00 | 149.61 | 11.76 | 20 | FALSE | 0 | 0 | 0 | 0 | 0
Spain | ESP | 2015-01-19 20:00 | 2015-01-19 21:00 | 65.69 | 2015 | 9.25 | 2015-01-31 |  |  |  |  | 454 | 2026-01-19 21:00 | 135.34 | 11.76 | 21 | FALSE | 0 | 0 | 0 | 0 | 0
Spain | ESP | 2015-01-19 21:00 | 2015-01-19 22:00 | 60.76 | 2015 | 9.25 | 2015-01-31 |  |  |  |  | 455 | 2026-01-19 22:00 | 126.58 | 11.76 | 22 | FALSE | 0 | 0 | 0 | 0 | 0
Spain | ESP | 2015-01-19 22:00 | 2015-01-19 23:00 | 56.69 | 2015 | 9.25 | 2015-01-31 |  |  |  |  | 456 | 2026-01-19 23:00 | 112.62 | 11.76 | 23 | FALSE | 0 | 0 | 0 | 0 | 0
Spain | ESP | 2015-01-19 23:00 | 2015-01-20 | 46.67 | 2015 | 9.25 | 2015-01-31 |  |  |  |  | 457 | 2026-01-20 | 103.8 | 11.76 | 24 | TRUE | 127.25 | 19 | 83.83 | 4342 | 3069.5
Spain | ESP | 2015-01-20 | 2015-01-20 01:00 | 42.44 | 2015 | 9.25 | 2015-01-31 |  |  |  |  | 458 | 2026-01-20 01:00 | 98.13 | 11.76 | 1 | FALSE | 0 | 0 | 0 | 0 | 0
Spain | ESP | 2015-01-20 01:00 | 2015-01-20 02:00 | 42.02 | 2015 | 9.25 | 2015-01-31 |  |  |  |  | 459 | 2026-01-20 02:00 | 90.31 | 11.76 | 2 | FALSE | 0 | 0 | 0 | 0 | 0
Spain | ESP | 2015-01-20 02:00 | 2015-01-20 03:00 | 40 | 2015 | 9.25 | 2015-01-31 |  |  |  |  | 460 | 2026-01-20 03:00 | 86.27 | 11.76 | 3 | FALSE | 0 | 0 | 0 | 0 | 0
Spain | ESP | 2015-01-20 03:00 | 2015-01-20 04:00 | 39.4 | 2015 | 9.25 | 2015-01-31 |  |  |  |  | 461 | 2026-01-20 04:00 | 83.83 | 11.76 | 4 | FALSE | 0 | 0 | 0 | 0 | 0
Spain | ESP | 2015-01-20 04:00 | 2015-01-20 05:00 | 42.02 | 2015 | 9.25 | 2015-01-31 |  |  |  |  | 462 | 2026-01-20 05:00 | 87.52 | 11.76 | 5 | FALSE | 0 | 0 | 0 | 0 | 0
Spain | ESP | 2015-01-20 05:00 | 2015-01-20 06:00 | 47.43 | 2015 | 9.25 | 2015-01-31 |  |  |  |  | 463 | 2026-01-20 06:00 | 96.93 | 11.76 | 6 | FALSE | 0 | 0 | 0 | 0 | 0
Spain | ESP | 2015-01-20 06:00 | 2015-01-20 07:00 | 63.89 | 2015 | 9.25 | 2015-01-31 |  |  |  |  | 464 | 2026-01-20 07:00 | 109.99 | 11.76 | 7 | FALSE | 0 | 0 | 0 | 0 | 0
Spain | ESP | 2015-01-20 07:00 | 2015-01-20 08:00 | 67.69 | 2015 | 9.25 | 2015-01-31 |  |  |  |  | 465 | 2026-01-20 08:00 | 123.86 | 11.76 | 8 | FALSE | 0 | 0 | 0 | 0 | 0
Spain | ESP | 2015-01-20 08:00 | 2015-01-20 09:00 | 71.15 | 2015 | 9.25 | 2015-01-31 |  |  |  |  | 466 | 2026-01-20 09:00 | 118.19 | 11.76 | 9 | FALSE | 0 | 0 | 0 | 0 | 0
Spain | ESP | 2015-01-20 09:00 | 2015-01-20 10:00 | 77.51 | 2015 | 9.25 | 2015-01-31 |  |  |  |  | 467 | 2026-01-20 10:00 | 98.21 | 11.76 | 10 | FALSE | 0 | 0 | 0 | 0 | 0
Spain | ESP | 2015-01-20 10:00 | 2015-01-20 11:00 | 74.75 | 2015 | 9.25 | 2015-01-31 |  |  |  |  | 468 | 2026-01-20 11:00 | 94.54 | 11.76 | 11 | FALSE | 0 | 0 | 0 | 0 | 0
Spain | ESP | 2015-01-20 11:00 | 2015-01-20 12:00 | 69.89 | 2015 | 9.25 | 2015-01-31 |  |  |  |  | 469 | 2026-01-20 12:00 | 93.56 | 11.76 | 12 | FALSE | 0 | 0 | 0 | 0 | 0
Spain | ESP | 2015-01-20 12:00 | 2015-01-20 13:00 | 67.94 | 2015 | 9.25 | 2015-01-31 |  |  |  |  | 470 | 2026-01-20 13:00 | 86.14 | 11.76 | 13 | FALSE | 0 | 0 | 0 | 0 | 0
Spain | ESP | 2015-01-20 13:00 | 2015-01-20 14:00 | 65.01 | 2015 | 9.25 | 2015-01-31 |  |  |  |  | 471 | 2026-01-20 14:00 | 86.04 | 11.76 | 14 | FALSE | 0 | 0 | 0 | 0 | 0
Spain | ESP | 2015-01-20 14:00 | 2015-01-20 15:00 | 65.01 | 2015 | 9.25 | 2015-01-31 |  |  |  |  | 472 | 2026-01-20 15:00 | 86.98 | 11.76 | 15 | FALSE | 0 | 0 | 0 | 0 | 0
Spain | ESP | 2015-01-20 15:00 | 2015-01-20 16:00 | 66.6 | 2015 | 9.25 | 2015-01-31 |  |  |  |  | 473 | 2026-01-20 16:00 | 92.12 | 11.76 | 16 | FALSE | 0 | 0 | 0 | 0 | 0
Spain | ESP | 2015-01-20 16:00 | 2015-01-20 17:00 | 67.94 | 2015 | 9.25 | 2015-01-31 |  |  |  |  | 474 | 2026-01-20 17:00 | 108.99 | 11.76 | 17 | FALSE | 0 | 0 | 0 | 0 | 0
Spain | ESP | 2015-01-20 17:00 | 2015-01-20 18:00 | 69.89 | 2015 | 9.25 | 2015-01-31 |  |  |  |  | 475 | 2026-01-20 18:00 | 125.1 | 11.76 | 18 | FALSE | 0 | 0 | 0 | 0 | 0
Spain | ESP | 2015-01-20 18:00 | 2015-01-20 19:00 | 70.91 | 2015 | 9.25 | 2015-01-31 |  |  |  |  | 476 | 2026-01-20 19:00 | 127.25 | 11.76 | 19 | FALSE | 0 | 0 | 0 | 0 | 0
Spain | ESP | 2015-01-20 19:00 | 2015-01-20 20:00 | 69.18 | 2015 | 9.25 | 2015-01-31 |  |  |  |  | 477 | 2026-01-20 20:00 | 127.01 | 11.76 | 20 | FALSE | 0 | 0 | 0 | 0 | 0
Spain | ESP | 2015-01-20 20:00 | 2015-01-20 21:00 | 65.75 | 2015 | 9.25 | 2015-01-31 |  |  |  |  | 478 | 2026-01-20 21:00 | 120.82 | 11.76 | 21 | FALSE | 0 | 0 | 0 | 0 | 0
Spain | ESP | 2015-01-20 21:00 | 2015-01-20 22:00 | 63.1 | 2015 | 9.25 | 2015-01-31 |  |  |  |  | 479 | 2026-01-20 22:00 | 108.33 | 11.76 | 22 | FALSE | 0 | 0 | 0 | 0 | 0
Spain | ESP | 2015-01-20 22:00 | 2015-01-20 23:00 | 57.59 | 2015 | 9.25 | 2015-01-31 |  |  |  |  | 480 | 2026-01-20 23:00 | 97.24 | 11.76 | 23 | FALSE | 0 | 0 | 0 | 0 | 0
Spain | ESP | 2015-01-20 23:00 | 2015-01-21 | 60.01 | 2015 | 9.25 | 2015-01-31 |  |  |  |  | 481 | 2026-01-21 | 87.26 | 11.76 | 24 | TRUE | 99.22 | 20 | 64.62 | 3460 | 2467.8
Spain | ESP | 2015-01-21 | 2015-01-21 01:00 | 47.43 | 2015 | 9.25 | 2015-01-31 |  |  |  |  | 482 | 2026-01-21 01:00 | 79.6 | 11.76 | 1 | FALSE | 0 | 0 | 0 | 0 | 0
Spain | ESP | 2015-01-21 01:00 | 2015-01-21 02:00 | 45.94 | 2015 | 9.25 | 2015-01-31 |  |  |  |  | 483 | 2026-01-21 02:00 | 73.66 | 11.76 | 2 | FALSE | 0 | 0 | 0 | 0 | 0
Spain | ESP | 2015-01-21 02:00 | 2015-01-21 03:00 | 43.77 | 2015 | 9.25 | 2015-01-31 |  |  |  |  | 484 | 2026-01-21 03:00 | 65.87 | 11.76 | 3 | FALSE | 0 | 0 | 0 | 0 | 0
Spain | ESP | 2015-01-21 03:00 | 2015-01-21 04:00 | 42 | 2015 | 9.25 | 2015-01-31 |  |  |  |  | 485 | 2026-01-21 04:00 | 64.62 | 11.76 | 4 | FALSE | 0 | 0 | 0 | 0 | 0
Spain | ESP | 2015-01-21 04:00 | 2015-01-21 05:00 | 42.88 | 2015 | 9.25 | 2015-01-31 |  |  |  |  | 486 | 2026-01-21 05:00 | 69.65 | 11.76 | 5 | FALSE | 0 | 0 | 0 | 0 | 0
Spain | ESP | 2015-01-21 05:00 | 2015-01-21 06:00 | 46.04 | 2015 | 9.25 | 2015-01-31 |  |  |  |  | 487 | 2026-01-21 06:00 | 84.53 | 11.76 | 6 | FALSE | 0 | 0 | 0 | 0 | 0
Spain | ESP | 2015-01-21 06:00 | 2015-01-21 07:00 | 59.82 | 2015 | 9.25 | 2015-01-31 |  |  |  |  | 488 | 2026-01-21 07:00 | 96.75 | 11.76 | 7 | FALSE | 0 | 0 | 0 | 0 | 0
Spain | ESP | 2015-01-21 07:00 | 2015-01-21 08:00 | 62.33 | 2015 | 9.25 | 2015-01-31 |  |  |  |  | 489 | 2026-01-21 08:00 | 97 | 11.76 | 8 | FALSE | 0 | 0 | 0 | 0 | 0
Spain | ESP | 2015-01-21 08:00 | 2015-01-21 09:00 | 65.69 | 2015 | 9.25 | 2015-01-31 |  |  |  |  | 490 | 2026-01-21 09:00 | 94.38 | 11.76 | 9 | FALSE | 0 | 0 | 0 | 0 | 0
Spain | ESP | 2015-01-21 09:00 | 2015-01-21 10:00 | 67.75 | 2015 | 9.25 | 2015-01-31 |  |  |  |  | 491 | 2026-01-21 10:00 | 88.66 | 11.76 | 10 | FALSE | 0 | 0 | 0 | 0 | 0
Spain | ESP | 2015-01-21 10:00 | 2015-01-21 11:00 | 65.01 | 2015 | 9.25 | 2015-01-31 |  |  |  |  | 492 | 2026-01-21 11:00 | 80.88 | 11.76 | 11 | FALSE | 0 | 0 | 0 | 0 | 0
Spain | ESP | 2015-01-21 11:00 | 2015-01-21 12:00 | 59.01 | 2015 | 9.25 | 2015-01-31 |  |  |  |  | 493 | 2026-01-21 12:00 | 70.61 | 11.76 | 12 | FALSE | 0 | 0 | 0 | 0 | 0
Spain | ESP | 2015-01-21 12:00 | 2015-01-21 13:00 | 52.6 | 2015 | 9.25 | 2015-01-31 |  |  |  |  | 494 | 2026-01-21 13:00 | 69.52 | 11.76 | 13 | FALSE | 0 | 0 | 0 | 0 | 0
Spain | ESP | 2015-01-21 13:00 | 2015-01-21 14:00 | 45.13 | 2015 | 9.25 | 2015-01-31 |  |  |  |  | 495 | 2026-01-21 14:00 | 74.88 | 11.76 | 14 | FALSE | 0 | 0 | 0 | 0 | 0
Spain | ESP | 2015-01-21 14:00 | 2015-01-21 15:00 | 44.95 | 2015 | 9.25 | 2015-01-31 |  |  |  |  | 496 | 2026-01-21 15:00 | 80.76 | 11.76 | 15 | FALSE | 0 | 0 | 0 | 0 | 0
Spain | ESP | 2015-01-21 15:00 | 2015-01-21 16:00 | 46.25 | 2015 | 9.25 | 2015-01-31 |  |  |  |  | 497 | 2026-01-21 16:00 | 81 | 11.76 | 16 | FALSE | 0 | 0 | 0 | 0 | 0
Spain | ESP | 2015-01-21 16:00 | 2015-01-21 17:00 | 55.47 | 2015 | 9.25 | 2015-01-31 |  |  |  |  | 498 | 2026-01-21 17:00 | 81.9 | 11.76 | 17 | FALSE | 0 | 0 | 0 | 0 | 0
Spain | ESP | 2015-01-21 17:00 | 2015-01-21 18:00 | 59.82 | 2015 | 9.25 | 2015-01-31 |  |  |  |  | 499 | 2026-01-21 18:00 | 80.9 | 11.76 | 18 | FALSE | 0 | 0 | 0 | 0 | 0
Spain | ESP | 2015-01-21 18:00 | 2015-01-21 19:00 | 58.34 | 2015 | 9.25 | 2015-01-31 |  |  |  |  | 500 | 2026-01-21 19:00 | 92.61 | 11.76 | 19 | FALSE | 0 | 0 | 0 | 0 | 0
Spain | ESP | 2015-01-21 19:00 | 2015-01-21 20:00 | 55.02 | 2015 | 9.25 | 2015-01-31 |  |  |  |  | 501 | 2026-01-21 20:00 | 99.22 | 11.76 | 20 | FALSE | 0 | 0 | 0 | 0 | 0
Spain | ESP | 2015-01-21 20:00 | 2015-01-21 21:00 | 45 | 2015 | 9.25 | 2015-01-31 |  |  |  |  | 502 | 2026-01-21 21:00 | 95.32 | 11.76 | 21 | FALSE | 0 | 0 | 0 | 0 | 0
Spain | ESP | 2015-01-21 21:00 | 2015-01-21 22:00 | 42 | 2015 | 9.25 | 2015-01-31 |  |  |  |  | 503 | 2026-01-21 22:00 | 93.12 | 11.76 | 22 | FALSE | 0 | 0 | 0 | 0 | 0
Spain | ESP | 2015-01-21 22:00 | 2015-01-21 23:00 | 38.5 | 2015 | 9.25 | 2015-01-31 |  |  |  |  | 504 | 2026-01-21 23:00 | 79.02 | 11.76 | 23 | FALSE | 0 | 0 | 0 | 0 | 0
Spain | ESP | 2015-01-21 23:00 | 2015-01-22 | 39.96 | 2015 | 9.25 | 2015-01-31 |  |  |  |  | 505 | 2026-01-22 | 41.06 | 11.76 | 24 | TRUE | 82.32 | 9 | 30.64 | 5168 | 4344.8
Spain | ESP | 2015-01-22 | 2015-01-22 01:00 | 38.4 | 2015 | 9.25 | 2015-01-31 |  |  |  |  | 506 | 2026-01-22 01:00 | 33.72 | 11.76 | 1 | FALSE | 0 | 0 | 0 | 0 | 0
Spain | ESP | 2015-01-22 01:00 | 2015-01-22 02:00 | 36.98 | 2015 | 9.25 | 2015-01-31 |  |  |  |  | 507 | 2026-01-22 02:00 | 44.4 | 11.76 | 2 | FALSE | 0 | 0 | 0 | 0 | 0
Spain | ESP | 2015-01-22 02:00 | 2015-01-22 03:00 | 33.33 | 2015 | 9.25 | 2015-01-31 |  |  |  |  | 508 | 2026-01-22 03:00 | 34.37 | 11.76 | 3 | FALSE | 0 | 0 | 0 | 0 | 0
Spain | ESP | 2015-01-22 03:00 | 2015-01-22 04:00 | 33.04 | 2015 | 9.25 | 2015-01-31 |  |  |  |  | 509 | 2026-01-22 04:00 | 30.64 | 11.76 | 4 | FALSE | 0 | 0 | 0 | 0 | 0
Spain | ESP | 2015-01-22 04:00 | 2015-01-22 05:00 | 33.33 | 2015 | 9.25 | 2015-01-31 |  |  |  |  | 510 | 2026-01-22 05:00 | 43.43 | 11.76 | 5 | FALSE | 0 | 0 | 0 | 0 | 0
Spain | ESP | 2015-01-22 05:00 | 2015-01-22 06:00 | 39.2 | 2015 | 9.25 | 2015-01-31 |  |  |  |  | 511 | 2026-01-22 06:00 | 48.14 | 11.76 | 6 | FALSE | 0 | 0 | 0 | 0 | 0
Spain | ESP | 2015-01-22 06:00 | 2015-01-22 07:00 | 45.03 | 2015 | 9.25 | 2015-01-31 |  |  |  |  | 512 | 2026-01-22 07:00 | 56.23 | 11.76 | 7 | FALSE | 0 | 0 | 0 | 0 | 0
Spain | ESP | 2015-01-22 07:00 | 2015-01-22 08:00 | 57.2 | 2015 | 9.25 | 2015-01-31 |  |  |  |  | 513 | 2026-01-22 08:00 | 75.6 | 11.76 | 8 | FALSE | 0 | 0 | 0 | 0 | 0
Spain | ESP | 2015-01-22 08:00 | 2015-01-22 09:00 | 61.57 | 2015 | 9.25 | 2015-01-31 |  |  |  |  | 514 | 2026-01-22 09:00 | 82.32 | 11.76 | 9 | FALSE | 0 | 0 | 0 | 0 | 0
Spain | ESP | 2015-01-22 09:00 | 2015-01-22 10:00 | 63.27 | 2015 | 9.25 | 2015-01-31 |  |  |  |  | 515 | 2026-01-22 10:00 | 74.06 | 11.76 | 10 | FALSE | 0 | 0 | 0 | 0 | 0
Spain | ESP | 2015-01-22 10:00 | 2015-01-22 11:00 | 61.45 | 2015 | 9.25 | 2015-01-31 |  |  |  |  | 516 | 2026-01-22 11:00 | 56.7 | 11.76 | 11 | FALSE | 0 | 0 | 0 | 0 | 0
Spain | ESP | 2015-01-22 11:00 | 2015-01-22 12:00 | 55.35 | 2015 | 9.25 | 2015-01-31 |  |  |  |  | 517 | 2026-01-22 12:00 | 53.31 | 11.76 | 12 | FALSE | 0 | 0 | 0 | 0 | 0
Spain | ESP | 2015-01-22 12:00 | 2015-01-22 13:00 | 54.01 | 2015 | 9.25 | 2015-01-31 |  |  |  |  | 518 | 2026-01-22 13:00 | 53.34 | 11.76 | 13 | FALSE | 0 | 0 | 0 | 0 | 0
Spain | ESP | 2015-01-22 13:00 | 2015-01-22 14:00 | 47.43 | 2015 | 9.25 | 2015-01-31 |  |  |  |  | 519 | 2026-01-22 14:00 | 55.06 | 11.76 | 14 | FALSE | 0 | 0 | 0 | 0 | 0
Spain | ESP | 2015-01-22 14:00 | 2015-01-22 15:00 | 47.37 | 2015 | 9.25 | 2015-01-31 |  |  |  |  | 520 | 2026-01-22 15:00 | 63.99 | 11.76 | 15 | FALSE | 0 | 0 | 0 | 0 | 0
Spain | ESP | 2015-01-22 15:00 | 2015-01-22 16:00 | 51.99 | 2015 | 9.25 | 2015-01-31 |  |  |  |  | 521 | 2026-01-22 16:00 | 68.8 | 11.76 | 16 | FALSE | 0 | 0 | 0 | 0 | 0
Spain | ESP | 2015-01-22 16:00 | 2015-01-22 17:00 | 59.2 | 2015 | 9.25 | 2015-01-31 |  |  |  |  | 522 | 2026-01-22 17:00 | 78.55 | 11.76 | 17 | FALSE | 0 | 0 | 0 | 0 | 0
Spain | ESP | 2015-01-22 17:00 | 2015-01-22 18:00 | 64.56 | 2015 | 9.25 | 2015-01-31 |  |  |  |  | 523 | 2026-01-22 18:00 | 80.74 | 11.76 | 18 | FALSE | 0 | 0 | 0 | 0 | 0
Spain | ESP | 2015-01-22 18:00 | 2015-01-22 19:00 | 65 | 2015 | 9.25 | 2015-01-31 |  |  |  |  | 524 | 2026-01-22 19:00 | 81.82 | 11.76 | 19 | FALSE | 0 | 0 | 0 | 0 | 0
Spain | ESP | 2015-01-22 19:00 | 2015-01-22 20:00 | 63.91 | 2015 | 9.25 | 2015-01-31 |  |  |  |  | 525 | 2026-01-22 20:00 | 80.97 | 11.76 | 20 | FALSE | 0 | 0 | 0 | 0 | 0
Spain | ESP | 2015-01-22 20:00 | 2015-01-22 21:00 | 60.76 | 2015 | 9.25 | 2015-01-31 |  |  |  |  | 526 | 2026-01-22 21:00 | 77.93 | 11.76 | 21 | FALSE | 0 | 0 | 0 | 0 | 0
Spain | ESP | 2015-01-22 21:00 | 2015-01-22 22:00 | 55.1 | 2015 | 9.25 | 2015-01-31 |  |  |  |  | 527 | 2026-01-22 22:00 | 65.83 | 11.76 | 22 | FALSE | 0 | 0 | 0 | 0 | 0
Spain | ESP | 2015-01-22 22:00 | 2015-01-22 23:00 | 48 | 2015 | 9.25 | 2015-01-31 |  |  |  |  | 528 | 2026-01-22 23:00 | 55.06 | 11.76 | 23 | FALSE | 0 | 0 | 0 | 0 | 0
Spain | ESP | 2015-01-22 23:00 | 2015-01-23 | 44.45 | 2015 | 9.25 | 2015-01-31 |  |  |  |  | 529 | 2026-01-23 | 31.49 | 11.76 | 24 | TRUE | 107.1 | 20 | 0.91 | 10619 | 9548
Spain | ESP | 2015-01-23 | 2015-01-23 01:00 | 42.1 | 2015 | 9.25 | 2015-01-31 |  |  |  |  | 530 | 2026-01-23 01:00 | 23.74 | 11.76 | 1 | FALSE | 0 | 0 | 0 | 0 | 0
Spain | ESP | 2015-01-23 01:00 | 2015-01-23 02:00 | 39.4 | 2015 | 9.25 | 2015-01-31 |  |  |  |  | 531 | 2026-01-23 02:00 | 20.57 | 11.76 | 2 | FALSE | 0 | 0 | 0 | 0 | 0
Spain | ESP | 2015-01-23 02:00 | 2015-01-23 03:00 | 38 | 2015 | 9.25 | 2015-01-31 |  |  |  |  | 532 | 2026-01-23 03:00 | 15.91 | 11.76 | 3 | FALSE | 0 | 0 | 0 | 0 | 0
Spain | ESP | 2015-01-23 03:00 | 2015-01-23 04:00 | 35 | 2015 | 9.25 | 2015-01-31 |  |  |  |  | 533 | 2026-01-23 04:00 | 15.89 | 11.76 | 4 | FALSE | 0 | 0 | 0 | 0 | 0
Spain | ESP | 2015-01-23 04:00 | 2015-01-23 05:00 | 38 | 2015 | 9.25 | 2015-01-31 |  |  |  |  | 534 | 2026-01-23 05:00 | 24.91 | 11.76 | 5 | FALSE | 0 | 0 | 0 | 0 | 0
Spain | ESP | 2015-01-23 05:00 | 2015-01-23 06:00 | 43.6 | 2015 | 9.25 | 2015-01-31 |  |  |  |  | 535 | 2026-01-23 06:00 | 35.48 | 11.76 | 6 | FALSE | 0 | 0 | 0 | 0 | 0
Spain | ESP | 2015-01-23 06:00 | 2015-01-23 07:00 | 57.66 | 2015 | 9.25 | 2015-01-31 |  |  |  |  | 536 | 2026-01-23 07:00 | 58.29 | 11.76 | 7 | FALSE | 0 | 0 | 0 | 0 | 0
Spain | ESP | 2015-01-23 07:00 | 2015-01-23 08:00 | 62.1 | 2015 | 9.25 | 2015-01-31 |  |  |  |  | 537 | 2026-01-23 08:00 | 56.83 | 11.76 | 8 | FALSE | 0 | 0 | 0 | 0 | 0
Spain | ESP | 2015-01-23 08:00 | 2015-01-23 09:00 | 67.01 | 2015 | 9.25 | 2015-01-31 |  |  |  |  | 538 | 2026-01-23 09:00 | 31.82 | 11.76 | 9 | FALSE | 0 | 0 | 0 | 0 | 0
Spain | ESP | 2015-01-23 09:00 | 2015-01-23 10:00 | 68.5 | 2015 | 9.25 | 2015-01-31 |  |  |  |  | 539 | 2026-01-23 10:00 | 6.6 | 11.76 | 10 | FALSE | 0 | 0 | 0 | 0 | 0
Spain | ESP | 2015-01-23 10:00 | 2015-01-23 11:00 | 67 | 2015 | 9.25 | 2015-01-31 |  |  |  |  | 540 | 2026-01-23 11:00 | 1.06 | 11.76 | 11 | FALSE | 0 | 0 | 0 | 0 | 0
Spain | ESP | 2015-01-23 11:00 | 2015-01-23 12:00 | 62.78 | 2015 | 9.25 | 2015-01-31 |  |  |  |  | 541 | 2026-01-23 12:00 | 0.91 | 11.76 | 12 | FALSE | 0 | 0 | 0 | 0 | 0
Spain | ESP | 2015-01-23 12:00 | 2015-01-23 13:00 | 59.65 | 2015 | 9.25 | 2015-01-31 |  |  |  |  | 542 | 2026-01-23 13:00 | 0.92 | 11.76 | 13 | FALSE | 0 | 0 | 0 | 0 | 0
Spain | ESP | 2015-01-23 13:00 | 2015-01-23 14:00 | 48.25 | 2015 | 9.25 | 2015-01-31 |  |  |  |  | 543 | 2026-01-23 14:00 | 2.02 | 11.76 | 14 | FALSE | 0 | 0 | 0 | 0 | 0
Spain | ESP | 2015-01-23 14:00 | 2015-01-23 15:00 | 47.1 | 2015 | 9.25 | 2015-01-31 |  |  |  |  | 544 | 2026-01-23 15:00 | 4.24 | 11.76 | 15 | FALSE | 0 | 0 | 0 | 0 | 0
Spain | ESP | 2015-01-23 15:00 | 2015-01-23 16:00 | 52.6 | 2015 | 9.25 | 2015-01-31 |  |  |  |  | 545 | 2026-01-23 16:00 | 14.47 | 11.76 | 16 | FALSE | 0 | 0 | 0 | 0 | 0
Spain | ESP | 2015-01-23 16:00 | 2015-01-23 17:00 | 58.34 | 2015 | 9.25 | 2015-01-31 |  |  |  |  | 546 | 2026-01-23 17:00 | 43.94 | 11.76 | 17 | FALSE | 0 | 0 | 0 | 0 | 0
Spain | ESP | 2015-01-23 17:00 | 2015-01-23 18:00 | 62.42 | 2015 | 9.25 | 2015-01-31 |  |  |  |  | 547 | 2026-01-23 18:00 | 80.64 | 11.76 | 18 | FALSE | 0 | 0 | 0 | 0 | 0
Spain | ESP | 2015-01-23 18:00 | 2015-01-23 19:00 | 65 | 2015 | 9.25 | 2015-01-31 |  |  |  |  | 548 | 2026-01-23 19:00 | 101 | 11.76 | 19 | FALSE | 0 | 0 | 0 | 0 | 0
Spain | ESP | 2015-01-23 19:00 | 2015-01-23 20:00 | 63.13 | 2015 | 9.25 | 2015-01-31 |  |  |  |  | 549 | 2026-01-23 20:00 | 107.1 | 11.76 | 20 | FALSE | 0 | 0 | 0 | 0 | 0
Spain | ESP | 2015-01-23 20:00 | 2015-01-23 21:00 | 60.03 | 2015 | 9.25 | 2015-01-31 |  |  |  |  | 550 | 2026-01-23 21:00 | 100.25 | 11.76 | 21 | FALSE | 0 | 0 | 0 | 0 | 0
Spain | ESP | 2015-01-23 21:00 | 2015-01-23 22:00 | 57.59 | 2015 | 9.25 | 2015-01-31 |  |  |  |  | 551 | 2026-01-23 22:00 | 81.83 | 11.76 | 22 | FALSE | 0 | 0 | 0 | 0 | 0
Spain | ESP | 2015-01-23 22:00 | 2015-01-23 23:00 | 47.87 | 2015 | 9.25 | 2015-01-31 |  |  |  |  | 552 | 2026-01-23 23:00 | 61.61 | 11.76 | 23 | FALSE | 0 | 0 | 0 | 0 | 0
Spain | ESP | 2015-01-23 23:00 | 2015-01-24 | 44.01 | 2015 | 9.25 | 2015-01-31 |  |  |  |  | 553 | 2026-01-24 | 42.94 | 11.76 | 24 | TRUE | 42.94 | 24 | 3.23 | 3971 | 3541.6
Spain | ESP | 2015-01-24 | 2015-01-24 01:00 | 43.12 | 2015 | 9.25 | 2015-01-31 |  |  |  |  | 554 | 2026-01-24 01:00 | 30.14 | 11.76 | 1 | FALSE | 0 | 0 | 0 | 0 | 0
Spain | ESP | 2015-01-24 01:00 | 2015-01-24 02:00 | 40.43 | 2015 | 9.25 | 2015-01-31 |  |  |  |  | 555 | 2026-01-24 02:00 | 23.93 | 11.76 | 2 | FALSE | 0 | 0 | 0 | 0 | 0
Spain | ESP | 2015-01-24 02:00 | 2015-01-24 03:00 | 36.1 | 2015 | 9.25 | 2015-01-31 |  |  |  |  | 556 | 2026-01-24 03:00 | 19.18 | 11.76 | 3 | FALSE | 0 | 0 | 0 | 0 | 0
Spain | ESP | 2015-01-24 03:00 | 2015-01-24 04:00 | 35 | 2015 | 9.25 | 2015-01-31 |  |  |  |  | 557 | 2026-01-24 04:00 | 15.5 | 11.76 | 4 | FALSE | 0 | 0 | 0 | 0 | 0
Spain | ESP | 2015-01-24 04:00 | 2015-01-24 05:00 | 35 | 2015 | 9.25 | 2015-01-31 |  |  |  |  | 558 | 2026-01-24 05:00 | 10.52 | 11.76 | 5 | FALSE | 0 | 0 | 0 | 0 | 0
Spain | ESP | 2015-01-24 05:00 | 2015-01-24 06:00 | 39.1 | 2015 | 9.25 | 2015-01-31 |  |  |  |  | 559 | 2026-01-24 06:00 | 9.26 | 11.76 | 6 | FALSE | 0 | 0 | 0 | 0 | 0
Spain | ESP | 2015-01-24 06:00 | 2015-01-24 07:00 | 41.35 | 2015 | 9.25 | 2015-01-31 |  |  |  |  | 560 | 2026-01-24 07:00 | 21.5 | 11.76 | 7 | FALSE | 0 | 0 | 0 | 0 | 0
Spain | ESP | 2015-01-24 07:00 | 2015-01-24 08:00 | 42.58 | 2015 | 9.25 | 2015-01-31 |  |  |  |  | 561 | 2026-01-24 08:00 | 34.33 | 11.76 | 8 | FALSE | 0 | 0 | 0 | 0 | 0
Spain | ESP | 2015-01-24 08:00 | 2015-01-24 09:00 | 51.9 | 2015 | 9.25 | 2015-01-31 |  |  |  |  | 562 | 2026-01-24 09:00 | 37.96 | 11.76 | 9 | FALSE | 0 | 0 | 0 | 0 | 0
Spain | ESP | 2015-01-24 09:00 | 2015-01-24 10:00 | 57.1 | 2015 | 9.25 | 2015-01-31 |  |  |  |  | 563 | 2026-01-24 10:00 | 27.84 | 11.76 | 10 | FALSE | 0 | 0 | 0 | 0 | 0
Spain | ESP | 2015-01-24 10:00 | 2015-01-24 11:00 | 57.59 | 2015 | 9.25 | 2015-01-31 |  |  |  |  | 564 | 2026-01-24 11:00 | 13.63 | 11.76 | 11 | FALSE | 0 | 0 | 0 | 0 | 0
Spain | ESP | 2015-01-24 11:00 | 2015-01-24 12:00 | 55.79 | 2015 | 9.25 | 2015-01-31 |  |  |  |  | 565 | 2026-01-24 12:00 | 3.9 | 11.76 | 12 | FALSE | 0 | 0 | 0 | 0 | 0
Spain | ESP | 2015-01-24 12:00 | 2015-01-24 13:00 | 52.6 | 2015 | 9.25 | 2015-01-31 |  |  |  |  | 566 | 2026-01-24 13:00 | 3.78 | 11.76 | 13 | FALSE | 0 | 0 | 0 | 0 | 0
Spain | ESP | 2015-01-24 13:00 | 2015-01-24 14:00 | 45.2 | 2015 | 9.25 | 2015-01-31 |  |  |  |  | 567 | 2026-01-24 14:00 | 3.69 | 11.76 | 14 | FALSE | 0 | 0 | 0 | 0 | 0
Spain | ESP | 2015-01-24 14:00 | 2015-01-24 15:00 | 43.1 | 2015 | 9.25 | 2015-01-31 |  |  |  |  | 568 | 2026-01-24 15:00 | 3.23 | 11.76 | 15 | FALSE | 0 | 0 | 0 | 0 | 0
Spain | ESP | 2015-01-24 15:00 | 2015-01-24 16:00 | 40.43 | 2015 | 9.25 | 2015-01-31 |  |  |  |  | 569 | 2026-01-24 16:00 | 5.64 | 11.76 | 16 | FALSE | 0 | 0 | 0 | 0 | 0
Spain | ESP | 2015-01-24 16:00 | 2015-01-24 17:00 | 43.52 | 2015 | 9.25 | 2015-01-31 |  |  |  |  | 570 | 2026-01-24 17:00 | 23.56 | 11.76 | 17 | FALSE | 0 | 0 | 0 | 0 | 0
Spain | ESP | 2015-01-24 17:00 | 2015-01-24 18:00 | 53.04 | 2015 | 9.25 | 2015-01-31 |  |  |  |  | 571 | 2026-01-24 18:00 | 27 | 11.76 | 18 | FALSE | 0 | 0 | 0 | 0 | 0
Spain | ESP | 2015-01-24 18:00 | 2015-01-24 19:00 | 57.9 | 2015 | 9.25 | 2015-01-31 |  |  |  |  | 572 | 2026-01-24 19:00 | 30.02 | 11.76 | 19 | FALSE | 0 | 0 | 0 | 0 | 0
Spain | ESP | 2015-01-24 19:00 | 2015-01-24 20:00 | 57.59 | 2015 | 9.25 | 2015-01-31 |  |  |  |  | 573 | 2026-01-24 20:00 | 35.27 | 11.76 | 20 | FALSE | 0 | 0 | 0 | 0 | 0
Spain | ESP | 2015-01-24 20:00 | 2015-01-24 21:00 | 57.25 | 2015 | 9.25 | 2015-01-31 |  |  |  |  | 574 | 2026-01-24 21:00 | 36.42 | 11.76 | 21 | FALSE | 0 | 0 | 0 | 0 | 0
Spain | ESP | 2015-01-24 21:00 | 2015-01-24 22:00 | 50.95 | 2015 | 9.25 | 2015-01-31 |  |  |  |  | 575 | 2026-01-24 22:00 | 24.81 | 11.76 | 22 | FALSE | 0 | 0 | 0 | 0 | 0
Spain | ESP | 2015-01-24 22:00 | 2015-01-24 23:00 | 45.95 | 2015 | 9.25 | 2015-01-31 |  |  |  |  | 576 | 2026-01-24 23:00 | 20.92 | 11.76 | 23 | FALSE | 0 | 0 | 0 | 0 | 0
Spain | ESP | 2015-01-24 23:00 | 2015-01-25 | 39.79 | 2015 | 9.25 | 2015-01-31 |  |  |  |  | 577 | 2026-01-25 | 21.53 | 11.76 | 24 | TRUE | 37.35 | 21 | 0 | 3735 | 3361.5
Spain | ESP | 2015-01-25 | 2015-01-25 01:00 | 31.4 | 2015 | 9.25 | 2015-01-31 |  |  |  |  | 578 | 2026-01-25 01:00 | 16.03 | 11.76 | 1 | FALSE | 0 | 0 | 0 | 0 | 0
Spain | ESP | 2015-01-25 01:00 | 2015-01-25 02:00 | 25.83 | 2015 | 9.25 | 2015-01-31 |  |  |  |  | 579 | 2026-01-25 02:00 | 5.46 | 11.76 | 2 | FALSE | 0 | 0 | 0 | 0 | 0
Spain | ESP | 2015-01-25 02:00 | 2015-01-25 03:00 | 28.58 | 2015 | 9.25 | 2015-01-31 |  |  |  |  | 580 | 2026-01-25 03:00 | 3.78 | 11.76 | 3 | FALSE | 0 | 0 | 0 | 0 | 0
Spain | ESP | 2015-01-25 03:00 | 2015-01-25 04:00 | 25.88 | 2015 | 9.25 | 2015-01-31 |  |  |  |  | 581 | 2026-01-25 04:00 | 3.78 | 11.76 | 4 | FALSE | 0 | 0 | 0 | 0 | 0
Spain | ESP | 2015-01-25 04:00 | 2015-01-25 05:00 | 28.13 | 2015 | 9.25 | 2015-01-31 |  |  |  |  | 582 | 2026-01-25 05:00 | 3.78 | 11.76 | 5 | FALSE | 0 | 0 | 0 | 0 | 0
Spain | ESP | 2015-01-25 05:00 | 2015-01-25 06:00 | 30 | 2015 | 9.25 | 2015-01-31 |  |  |  |  | 583 | 2026-01-25 06:00 | 3.78 | 11.76 | 6 | FALSE | 0 | 0 | 0 | 0 | 0
Spain | ESP | 2015-01-25 06:00 | 2015-01-25 07:00 | 30.6 | 2015 | 9.25 | 2015-01-31 |  |  |  |  | 584 | 2026-01-25 07:00 | 3.78 | 11.76 | 7 | FALSE | 0 | 0 | 0 | 0 | 0
Spain | ESP | 2015-01-25 07:00 | 2015-01-25 08:00 | 32.8 | 2015 | 9.25 | 2015-01-31 |  |  |  |  | 585 | 2026-01-25 08:00 | 3.96 | 11.76 | 8 | FALSE | 0 | 0 | 0 | 0 | 0
Spain | ESP | 2015-01-25 08:00 | 2015-01-25 09:00 | 38.4 | 2015 | 9.25 | 2015-01-31 |  |  |  |  | 586 | 2026-01-25 09:00 | 3.78 | 11.76 | 9 | FALSE | 0 | 0 | 0 | 0 | 0
Spain | ESP | 2015-01-25 09:00 | 2015-01-25 10:00 | 40.5 | 2015 | 9.25 | 2015-01-31 |  |  |  |  | 587 | 2026-01-25 10:00 | 1.45 | 11.76 | 10 | FALSE | 0 | 0 | 0 | 0 | 0
Spain | ESP | 2015-01-25 10:00 | 2015-01-25 11:00 | 41 | 2015 | 9.25 | 2015-01-31 |  |  |  |  | 588 | 2026-01-25 11:00 | 0.32 | 11.76 | 11 | FALSE | 0 | 0 | 0 | 0 | 0
Spain | ESP | 2015-01-25 11:00 | 2015-01-25 12:00 | 40.5 | 2015 | 9.25 | 2015-01-31 |  |  |  |  | 589 | 2026-01-25 12:00 | 0.04 | 11.76 | 12 | FALSE | 0 | 0 | 0 | 0 | 0
Spain | ESP | 2015-01-25 12:00 | 2015-01-25 13:00 | 40.44 | 2015 | 9.25 | 2015-01-31 |  |  |  |  | 590 | 2026-01-25 13:00 | 0 | 11.76 | 13 | FALSE | 0 | 0 | 0 | 0 | 0
Spain | ESP | 2015-01-25 13:00 | 2015-01-25 14:00 | 38.5 | 2015 | 9.25 | 2015-01-31 |  |  |  |  | 591 | 2026-01-25 14:00 | 0 | 11.76 | 14 | FALSE | 0 | 0 | 0 | 0 | 0
Spain | ESP | 2015-01-25 14:00 | 2015-01-25 15:00 | 34.82 | 2015 | 9.25 | 2015-01-31 |  |  |  |  | 592 | 2026-01-25 15:00 | 0 | 11.76 | 15 | FALSE | 0 | 0 | 0 | 0 | 0
Spain | ESP | 2015-01-25 15:00 | 2015-01-25 16:00 | 35.9 | 2015 | 9.25 | 2015-01-31 |  |  |  |  | 593 | 2026-01-25 16:00 | 0.57 | 11.76 | 16 | FALSE | 0 | 0 | 0 | 0 | 0
Spain | ESP | 2015-01-25 16:00 | 2015-01-25 17:00 | 40.5 | 2015 | 9.25 | 2015-01-31 |  |  |  |  | 594 | 2026-01-25 17:00 | 3.53 | 11.76 | 17 | FALSE | 0 | 0 | 0 | 0 | 0
Spain | ESP | 2015-01-25 17:00 | 2015-01-25 18:00 | 55.1 | 2015 | 9.25 | 2015-01-31 |  |  |  |  | 595 | 2026-01-25 18:00 | 28.92 | 11.76 | 18 | FALSE | 0 | 0 | 0 | 0 | 0
Spain | ESP | 2015-01-25 18:00 | 2015-01-25 19:00 | 62.7 | 2015 | 9.25 | 2015-01-31 |  |  |  |  | 596 | 2026-01-25 19:00 | 35.75 | 11.76 | 19 | FALSE | 0 | 0 | 0 | 0 | 0
Spain | ESP | 2015-01-25 19:00 | 2015-01-25 20:00 | 63.89 | 2015 | 9.25 | 2015-01-31 |  |  |  |  | 597 | 2026-01-25 20:00 | 36.44 | 11.76 | 20 | FALSE | 0 | 0 | 0 | 0 | 0
Spain | ESP | 2015-01-25 20:00 | 2015-01-25 21:00 | 61.95 | 2015 | 9.25 | 2015-01-31 |  |  |  |  | 598 | 2026-01-25 21:00 | 37.35 | 11.76 | 21 | FALSE | 0 | 0 | 0 | 0 | 0
Spain | ESP | 2015-01-25 21:00 | 2015-01-25 22:00 | 58.34 | 2015 | 9.25 | 2015-01-31 |  |  |  |  | 599 | 2026-01-25 22:00 | 34.49 | 11.76 | 22 | FALSE | 0 | 0 | 0 | 0 | 0
Spain | ESP | 2015-01-25 22:00 | 2015-01-25 23:00 | 51.1 | 2015 | 9.25 | 2015-01-31 |  |  |  |  | 600 | 2026-01-25 23:00 | 21.56 | 11.76 | 23 | FALSE | 0 | 0 | 0 | 0 | 0
Spain | ESP | 2015-01-25 23:00 | 2015-01-26 | 40.84 | 2015 | 9.25 | 2015-01-31 |  |  |  |  | 601 | 2026-01-26 | 4.08 | 11.76 | 24 | TRUE | 88.71 | 20 | 1.92 | 8679 | 7791.9
Spain | ESP | 2015-01-26 | 2015-01-26 01:00 | 38 | 2015 | 9.25 | 2015-01-31 |  |  |  |  | 602 | 2026-01-26 01:00 | 3.13 | 11.76 | 1 | FALSE | 0 | 0 | 0 | 0 | 0
Spain | ESP | 2015-01-26 01:00 | 2015-01-26 02:00 | 35.09 | 2015 | 9.25 | 2015-01-31 |  |  |  |  | 603 | 2026-01-26 02:00 | 1.92 | 11.76 | 2 | FALSE | 0 | 0 | 0 | 0 | 0
Spain | ESP | 2015-01-26 02:00 | 2015-01-26 03:00 | 35 | 2015 | 9.25 | 2015-01-31 |  |  |  |  | 604 | 2026-01-26 03:00 | 3.78 | 11.76 | 3 | FALSE | 0 | 0 | 0 | 0 | 0
Spain | ESP | 2015-01-26 03:00 | 2015-01-26 04:00 | 35.63 | 2015 | 9.25 | 2015-01-31 |  |  |  |  | 605 | 2026-01-26 04:00 | 3.78 | 11.76 | 4 | FALSE | 0 | 0 | 0 | 0 | 0
Spain | ESP | 2015-01-26 04:00 | 2015-01-26 05:00 | 36.99 | 2015 | 9.25 | 2015-01-31 |  |  |  |  | 606 | 2026-01-26 05:00 | 5.59 | 11.76 | 5 | FALSE | 0 | 0 | 0 | 0 | 0
Spain | ESP | 2015-01-26 05:00 | 2015-01-26 06:00 | 45.1 | 2015 | 9.25 | 2015-01-31 |  |  |  |  | 607 | 2026-01-26 06:00 | 6.65 | 11.76 | 6 | FALSE | 0 | 0 | 0 | 0 | 0
Spain | ESP | 2015-01-26 06:00 | 2015-01-26 07:00 | 60.76 | 2015 | 9.25 | 2015-01-31 |  |  |  |  | 608 | 2026-01-26 07:00 | 24.76 | 11.76 | 7 | FALSE | 0 | 0 | 0 | 0 | 0
Spain | ESP | 2015-01-26 07:00 | 2015-01-26 08:00 | 65.01 | 2015 | 9.25 | 2015-01-31 |  |  |  |  | 609 | 2026-01-26 08:00 | 64.72 | 11.76 | 8 | FALSE | 0 | 0 | 0 | 0 | 0
Spain | ESP | 2015-01-26 08:00 | 2015-01-26 09:00 | 68.85 | 2015 | 9.25 | 2015-01-31 |  |  |  |  | 610 | 2026-01-26 09:00 | 61.01 | 11.76 | 9 | FALSE | 0 | 0 | 0 | 0 | 0
Spain | ESP | 2015-01-26 09:00 | 2015-01-26 10:00 | 69.7 | 2015 | 9.25 | 2015-01-31 |  |  |  |  | 611 | 2026-01-26 10:00 | 54.1 | 11.76 | 10 | FALSE | 0 | 0 | 0 | 0 | 0
Spain | ESP | 2015-01-26 10:00 | 2015-01-26 11:00 | 69.49 | 2015 | 9.25 | 2015-01-31 |  |  |  |  | 612 | 2026-01-26 11:00 | 48.75 | 11.76 | 11 | FALSE | 0 | 0 | 0 | 0 | 0
Spain | ESP | 2015-01-26 11:00 | 2015-01-26 12:00 | 67.48 | 2015 | 9.25 | 2015-01-31 |  |  |  |  | 613 | 2026-01-26 12:00 | 32.33 | 11.76 | 12 | FALSE | 0 | 0 | 0 | 0 | 0
Spain | ESP | 2015-01-26 12:00 | 2015-01-26 13:00 | 65.78 | 2015 | 9.25 | 2015-01-31 |  |  |  |  | 614 | 2026-01-26 13:00 | 29.91 | 11.76 | 13 | FALSE | 0 | 0 | 0 | 0 | 0
Spain | ESP | 2015-01-26 13:00 | 2015-01-26 14:00 | 61.64 | 2015 | 9.25 | 2015-01-31 |  |  |  |  | 615 | 2026-01-26 14:00 | 30.46 | 11.76 | 14 | FALSE | 0 | 0 | 0 | 0 | 0
Spain | ESP | 2015-01-26 14:00 | 2015-01-26 15:00 | 60.76 | 2015 | 9.25 | 2015-01-31 |  |  |  |  | 616 | 2026-01-26 15:00 | 35.02 | 11.76 | 15 | FALSE | 0 | 0 | 0 | 0 | 0
Spain | ESP | 2015-01-26 15:00 | 2015-01-26 16:00 | 62.75 | 2015 | 9.25 | 2015-01-31 |  |  |  |  | 617 | 2026-01-26 16:00 | 43.62 | 11.76 | 16 | FALSE | 0 | 0 | 0 | 0 | 0
Spain | ESP | 2015-01-26 16:00 | 2015-01-26 17:00 | 65.78 | 2015 | 9.25 | 2015-01-31 |  |  |  |  | 618 | 2026-01-26 17:00 | 39.66 | 11.76 | 17 | FALSE | 0 | 0 | 0 | 0 | 0
Spain | ESP | 2015-01-26 17:00 | 2015-01-26 18:00 | 69 | 2015 | 9.25 | 2015-01-31 |  |  |  |  | 619 | 2026-01-26 18:00 | 53.41 | 11.76 | 18 | FALSE | 0 | 0 | 0 | 0 | 0
Spain | ESP | 2015-01-26 18:00 | 2015-01-26 19:00 | 71.15 | 2015 | 9.25 | 2015-01-31 |  |  |  |  | 620 | 2026-01-26 19:00 | 78.05 | 11.76 | 19 | FALSE | 0 | 0 | 0 | 0 | 0
Spain | ESP | 2015-01-26 19:00 | 2015-01-26 20:00 | 69.7 | 2015 | 9.25 | 2015-01-31 |  |  |  |  | 621 | 2026-01-26 20:00 | 88.71 | 11.76 | 20 | FALSE | 0 | 0 | 0 | 0 | 0
Spain | ESP | 2015-01-26 20:00 | 2015-01-26 21:00 | 67.01 | 2015 | 9.25 | 2015-01-31 |  |  |  |  | 622 | 2026-01-26 21:00 | 78.47 | 11.76 | 21 | FALSE | 0 | 0 | 0 | 0 | 0
Spain | ESP | 2015-01-26 21:00 | 2015-01-26 22:00 | 63 | 2015 | 9.25 | 2015-01-31 |  |  |  |  | 623 | 2026-01-26 22:00 | 35.85 | 11.76 | 22 | FALSE | 0 | 0 | 0 | 0 | 0
Spain | ESP | 2015-01-26 22:00 | 2015-01-26 23:00 | 57.59 | 2015 | 9.25 | 2015-01-31 |  |  |  |  | 624 | 2026-01-26 23:00 | 24.74 | 11.76 | 23 | FALSE | 0 | 0 | 0 | 0 | 0
Spain | ESP | 2015-01-26 23:00 | 2015-01-27 | 52.1 | 2015 | 9.25 | 2015-01-31 |  |  |  |  | 625 | 2026-01-27 | 18.46 | 11.76 | 24 | TRUE | 95.92 | 20 | 3.78 | 9214 | 8254.8
Spain | ESP | 2015-01-27 | 2015-01-27 01:00 | 43.52 | 2015 | 9.25 | 2015-01-31 |  |  |  |  | 626 | 2026-01-27 01:00 | 5.12 | 11.76 | 1 | FALSE | 0 | 0 | 0 | 0 | 0
Spain | ESP | 2015-01-27 01:00 | 2015-01-27 02:00 | 41.1 | 2015 | 9.25 | 2015-01-31 |  |  |  |  | 627 | 2026-01-27 02:00 | 3.78 | 11.76 | 2 | FALSE | 0 | 0 | 0 | 0 | 0
Spain | ESP | 2015-01-27 02:00 | 2015-01-27 03:00 | 40 | 2015 | 9.25 | 2015-01-31 |  |  |  |  | 628 | 2026-01-27 03:00 | 3.78 | 11.76 | 3 | FALSE | 0 | 0 | 0 | 0 | 0
Spain | ESP | 2015-01-27 03:00 | 2015-01-27 04:00 | 39.8 | 2015 | 9.25 | 2015-01-31 |  |  |  |  | 629 | 2026-01-27 04:00 | 3.78 | 11.76 | 4 | FALSE | 0 | 0 | 0 | 0 | 0
Spain | ESP | 2015-01-27 04:00 | 2015-01-27 05:00 | 40.1 | 2015 | 9.25 | 2015-01-31 |  |  |  |  | 630 | 2026-01-27 05:00 | 3.78 | 11.76 | 5 | FALSE | 0 | 0 | 0 | 0 | 0
Spain | ESP | 2015-01-27 05:00 | 2015-01-27 06:00 | 46.25 | 2015 | 9.25 | 2015-01-31 |  |  |  |  | 631 | 2026-01-27 06:00 | 4.84 | 11.76 | 6 | FALSE | 0 | 0 | 0 | 0 | 0
Spain | ESP | 2015-01-27 06:00 | 2015-01-27 07:00 | 61.89 | 2015 | 9.25 | 2015-01-31 |  |  |  |  | 632 | 2026-01-27 07:00 | 17.62 | 11.76 | 7 | FALSE | 0 | 0 | 0 | 0 | 0
Spain | ESP | 2015-01-27 07:00 | 2015-01-27 08:00 | 66.15 | 2015 | 9.25 | 2015-01-31 |  |  |  |  | 633 | 2026-01-27 08:00 | 32.76 | 11.76 | 8 | FALSE | 0 | 0 | 0 | 0 | 0
Spain | ESP | 2015-01-27 08:00 | 2015-01-27 09:00 | 69.49 | 2015 | 9.25 | 2015-01-31 |  |  |  |  | 634 | 2026-01-27 09:00 | 33.14 | 11.76 | 9 | FALSE | 0 | 0 | 0 | 0 | 0
Spain | ESP | 2015-01-27 09:00 | 2015-01-27 10:00 | 70.52 | 2015 | 9.25 | 2015-01-31 |  |  |  |  | 635 | 2026-01-27 10:00 | 26.63 | 11.76 | 10 | FALSE | 0 | 0 | 0 | 0 | 0
Spain | ESP | 2015-01-27 10:00 | 2015-01-27 11:00 | 67.7 | 2015 | 9.25 | 2015-01-31 |  |  |  |  | 636 | 2026-01-27 11:00 | 26.88 | 11.76 | 11 | FALSE | 0 | 0 | 0 | 0 | 0
Spain | ESP | 2015-01-27 11:00 | 2015-01-27 12:00 | 63.89 | 2015 | 9.25 | 2015-01-31 |  |  |  |  | 637 | 2026-01-27 12:00 | 26.34 | 11.76 | 12 | FALSE | 0 | 0 | 0 | 0 | 0
Spain | ESP | 2015-01-27 12:00 | 2015-01-27 13:00 | 60.77 | 2015 | 9.25 | 2015-01-31 |  |  |  |  | 638 | 2026-01-27 13:00 | 22.72 | 11.76 | 13 | FALSE | 0 | 0 | 0 | 0 | 0
Spain | ESP | 2015-01-27 13:00 | 2015-01-27 14:00 | 53.38 | 2015 | 9.25 | 2015-01-31 |  |  |  |  | 639 | 2026-01-27 14:00 | 20.23 | 11.76 | 14 | FALSE | 0 | 0 | 0 | 0 | 0
Spain | ESP | 2015-01-27 14:00 | 2015-01-27 15:00 | 49.93 | 2015 | 9.25 | 2015-01-31 |  |  |  |  | 640 | 2026-01-27 15:00 | 13.71 | 11.76 | 15 | FALSE | 0 | 0 | 0 | 0 | 0
Spain | ESP | 2015-01-27 15:00 | 2015-01-27 16:00 | 54.12 | 2015 | 9.25 | 2015-01-31 |  |  |  |  | 641 | 2026-01-27 16:00 | 23.84 | 11.76 | 16 | FALSE | 0 | 0 | 0 | 0 | 0
Spain | ESP | 2015-01-27 16:00 | 2015-01-27 17:00 | 57.3 | 2015 | 9.25 | 2015-01-31 |  |  |  |  | 642 | 2026-01-27 17:00 | 46.5 | 11.76 | 17 | FALSE | 0 | 0 | 0 | 0 | 0
Spain | ESP | 2015-01-27 17:00 | 2015-01-27 18:00 | 63.29 | 2015 | 9.25 | 2015-01-31 |  |  |  |  | 643 | 2026-01-27 18:00 | 55.77 | 11.76 | 18 | FALSE | 0 | 0 | 0 | 0 | 0
Spain | ESP | 2015-01-27 18:00 | 2015-01-27 19:00 | 66 | 2015 | 9.25 | 2015-01-31 |  |  |  |  | 644 | 2026-01-27 19:00 | 85.34 | 11.76 | 19 | FALSE | 0 | 0 | 0 | 0 | 0
Spain | ESP | 2015-01-27 19:00 | 2015-01-27 20:00 | 64.16 | 2015 | 9.25 | 2015-01-31 |  |  |  |  | 645 | 2026-01-27 20:00 | 95.92 | 11.76 | 20 | FALSE | 0 | 0 | 0 | 0 | 0
Spain | ESP | 2015-01-27 20:00 | 2015-01-27 21:00 | 61 | 2015 | 9.25 | 2015-01-31 |  |  |  |  | 646 | 2026-01-27 21:00 | 69.63 | 11.76 | 21 | FALSE | 0 | 0 | 0 | 0 | 0
Spain | ESP | 2015-01-27 21:00 | 2015-01-27 22:00 | 56.18 | 2015 | 9.25 | 2015-01-31 |  |  |  |  | 647 | 2026-01-27 22:00 | 37.44 | 11.76 | 22 | FALSE | 0 | 0 | 0 | 0 | 0
Spain | ESP | 2015-01-27 22:00 | 2015-01-27 23:00 | 45.2 | 2015 | 9.25 | 2015-01-31 |  |  |  |  | 648 | 2026-01-27 23:00 | 13.59 | 11.76 | 23 | FALSE | 0 | 0 | 0 | 0 | 0
Spain | ESP | 2015-01-27 23:00 | 2015-01-28 | 42.74 | 2015 | 9.25 | 2015-01-31 |  |  |  |  | 649 | 2026-01-28 | 3.78 | 11.76 | 24 | TRUE | 86.28 | 20 | 1.98 | 8430 | 7567.2
Spain | ESP | 2015-01-28 | 2015-01-28 01:00 | 40.38 | 2015 | 9.25 | 2015-01-31 |  |  |  |  | 650 | 2026-01-28 01:00 | 3.74 | 11.76 | 1 | FALSE | 0 | 0 | 0 | 0 | 0
Spain | ESP | 2015-01-28 01:00 | 2015-01-28 02:00 | 39.5 | 2015 | 9.25 | 2015-01-31 |  |  |  |  | 651 | 2026-01-28 02:00 | 2.16 | 11.76 | 2 | FALSE | 0 | 0 | 0 | 0 | 0
Spain | ESP | 2015-01-28 02:00 | 2015-01-28 03:00 | 39.5 | 2015 | 9.25 | 2015-01-31 |  |  |  |  | 652 | 2026-01-28 03:00 | 1.98 | 11.76 | 3 | FALSE | 0 | 0 | 0 | 0 | 0
Spain | ESP | 2015-01-28 03:00 | 2015-01-28 04:00 | 39.68 | 2015 | 9.25 | 2015-01-31 |  |  |  |  | 653 | 2026-01-28 04:00 | 2.63 | 11.76 | 4 | FALSE | 0 | 0 | 0 | 0 | 0
Spain | ESP | 2015-01-28 04:00 | 2015-01-28 05:00 | 40.1 | 2015 | 9.25 | 2015-01-31 |  |  |  |  | 654 | 2026-01-28 05:00 | 3.53 | 11.76 | 5 | FALSE | 0 | 0 | 0 | 0 | 0
Spain | ESP | 2015-01-28 05:00 | 2015-01-28 06:00 | 44.93 | 2015 | 9.25 | 2015-01-31 |  |  |  |  | 655 | 2026-01-28 06:00 | 11.85 | 11.76 | 6 | FALSE | 0 | 0 | 0 | 0 | 0
Spain | ESP | 2015-01-28 06:00 | 2015-01-28 07:00 | 62 | 2015 | 9.25 | 2015-01-31 |  |  |  |  | 656 | 2026-01-28 07:00 | 32.23 | 11.76 | 7 | FALSE | 0 | 0 | 0 | 0 | 0
Spain | ESP | 2015-01-28 07:00 | 2015-01-28 08:00 | 68.03 | 2015 | 9.25 | 2015-01-31 |  |  |  |  | 657 | 2026-01-28 08:00 | 72.27 | 11.76 | 8 | FALSE | 0 | 0 | 0 | 0 | 0
Spain | ESP | 2015-01-28 08:00 | 2015-01-28 09:00 | 70.64 | 2015 | 9.25 | 2015-01-31 |  |  |  |  | 658 | 2026-01-28 09:00 | 78.14 | 11.76 | 9 | FALSE | 0 | 0 | 0 | 0 | 0
Spain | ESP | 2015-01-28 09:00 | 2015-01-28 10:00 | 72.52 | 2015 | 9.25 | 2015-01-31 |  |  |  |  | 659 | 2026-01-28 10:00 | 46.68 | 11.76 | 10 | FALSE | 0 | 0 | 0 | 0 | 0
Spain | ESP | 2015-01-28 10:00 | 2015-01-28 11:00 | 70.2 | 2015 | 9.25 | 2015-01-31 |  |  |  |  | 660 | 2026-01-28 11:00 | 22.41 | 11.76 | 11 | FALSE | 0 | 0 | 0 | 0 | 0
Spain | ESP | 2015-01-28 11:00 | 2015-01-28 12:00 | 68.03 | 2015 | 9.25 | 2015-01-31 |  |  |  |  | 661 | 2026-01-28 12:00 | 12.77 | 11.76 | 12 | FALSE | 0 | 0 | 0 | 0 | 0
Spain | ESP | 2015-01-28 12:00 | 2015-01-28 13:00 | 68.03 | 2015 | 9.25 | 2015-01-31 |  |  |  |  | 662 | 2026-01-28 13:00 | 8.09 | 11.76 | 13 | FALSE | 0 | 0 | 0 | 0 | 0
Spain | ESP | 2015-01-28 13:00 | 2015-01-28 14:00 | 59.82 | 2015 | 9.25 | 2015-01-31 |  |  |  |  | 663 | 2026-01-28 14:00 | 3.78 | 11.76 | 14 | FALSE | 0 | 0 | 0 | 0 | 0
Spain | ESP | 2015-01-28 14:00 | 2015-01-28 15:00 | 58.38 | 2015 | 9.25 | 2015-01-31 |  |  |  |  | 664 | 2026-01-28 15:00 | 3.78 | 11.76 | 15 | FALSE | 0 | 0 | 0 | 0 | 0
Spain | ESP | 2015-01-28 15:00 | 2015-01-28 16:00 | 59.89 | 2015 | 9.25 | 2015-01-31 |  |  |  |  | 665 | 2026-01-28 16:00 | 7.46 | 11.76 | 16 | FALSE | 0 | 0 | 0 | 0 | 0
Spain | ESP | 2015-01-28 16:00 | 2015-01-28 17:00 | 63 | 2015 | 9.25 | 2015-01-31 |  |  |  |  | 666 | 2026-01-28 17:00 | 23.22 | 11.76 | 17 | FALSE | 0 | 0 | 0 | 0 | 0
Spain | ESP | 2015-01-28 17:00 | 2015-01-28 18:00 | 67.1 | 2015 | 9.25 | 2015-01-31 |  |  |  |  | 667 | 2026-01-28 18:00 | 48.86 | 11.76 | 18 | FALSE | 0 | 0 | 0 | 0 | 0
Spain | ESP | 2015-01-28 18:00 | 2015-01-28 19:00 | 69.1 | 2015 | 9.25 | 2015-01-31 |  |  |  |  | 668 | 2026-01-28 19:00 | 75.96 | 11.76 | 19 | FALSE | 0 | 0 | 0 | 0 | 0
Spain | ESP | 2015-01-28 19:00 | 2015-01-28 20:00 | 68.2 | 2015 | 9.25 | 2015-01-31 |  |  |  |  | 669 | 2026-01-28 20:00 | 86.28 | 11.76 | 20 | FALSE | 0 | 0 | 0 | 0 | 0
Spain | ESP | 2015-01-28 20:00 | 2015-01-28 21:00 | 63.1 | 2015 | 9.25 | 2015-01-31 |  |  |  |  | 670 | 2026-01-28 21:00 | 73.6 | 11.76 | 21 | FALSE | 0 | 0 | 0 | 0 | 0
Spain | ESP | 2015-01-28 21:00 | 2015-01-28 22:00 | 58.18 | 2015 | 9.25 | 2015-01-31 |  |  |  |  | 671 | 2026-01-28 22:00 | 34.29 | 11.76 | 22 | FALSE | 0 | 0 | 0 | 0 | 0
Spain | ESP | 2015-01-28 22:00 | 2015-01-28 23:00 | 48.75 | 2015 | 9.25 | 2015-01-31 |  |  |  |  | 672 | 2026-01-28 23:00 | 13.91 | 11.76 | 23 | FALSE | 0 | 0 | 0 | 0 | 0
Spain | ESP | 2015-01-28 23:00 | 2015-01-29 | 45.28 | 2015 | 9.25 | 2015-01-31 |  |  |  |  | 673 | 2026-01-29 | 24.34 | 11.76 | 24 | TRUE | 53.93 | 7 | 11.07 | 4286 | 3746.7
Spain | ESP | 2015-01-29 | 2015-01-29 01:00 | 42.67 | 2015 | 9.25 | 2015-01-31 |  |  |  |  | 674 | 2026-01-29 01:00 | 18.16 | 11.76 | 1 | FALSE | 0 | 0 | 0 | 0 | 0
Spain | ESP | 2015-01-29 01:00 | 2015-01-29 02:00 | 40.09 | 2015 | 9.25 | 2015-01-31 |  |  |  |  | 675 | 2026-01-29 02:00 | 13.94 | 11.76 | 2 | FALSE | 0 | 0 | 0 | 0 | 0
Spain | ESP | 2015-01-29 02:00 | 2015-01-29 03:00 | 39.1 | 2015 | 9.25 | 2015-01-31 |  |  |  |  | 676 | 2026-01-29 03:00 | 13.74 | 11.76 | 3 | FALSE | 0 | 0 | 0 | 0 | 0
Spain | ESP | 2015-01-29 03:00 | 2015-01-29 04:00 | 38.4 | 2015 | 9.25 | 2015-01-31 |  |  |  |  | 677 | 2026-01-29 04:00 | 13.55 | 11.76 | 4 | FALSE | 0 | 0 | 0 | 0 | 0
Spain | ESP | 2015-01-29 04:00 | 2015-01-29 05:00 | 38.5 | 2015 | 9.25 | 2015-01-31 |  |  |  |  | 678 | 2026-01-29 05:00 | 15.42 | 11.76 | 5 | FALSE | 0 | 0 | 0 | 0 | 0
Spain | ESP | 2015-01-29 05:00 | 2015-01-29 06:00 | 44.52 | 2015 | 9.25 | 2015-01-31 |  |  |  |  | 679 | 2026-01-29 06:00 | 26.64 | 11.76 | 6 | FALSE | 0 | 0 | 0 | 0 | 0
Spain | ESP | 2015-01-29 06:00 | 2015-01-29 07:00 | 49.69 | 2015 | 9.25 | 2015-01-31 |  |  |  |  | 680 | 2026-01-29 07:00 | 53.93 | 11.76 | 7 | FALSE | 0 | 0 | 0 | 0 | 0
Spain | ESP | 2015-01-29 07:00 | 2015-01-29 08:00 | 54.55 | 2015 | 9.25 | 2015-01-31 |  |  |  |  | 681 | 2026-01-29 08:00 | 39.04 | 11.76 | 8 | FALSE | 0 | 0 | 0 | 0 | 0
Spain | ESP | 2015-01-29 08:00 | 2015-01-29 09:00 | 59.82 | 2015 | 9.25 | 2015-01-31 |  |  |  |  | 682 | 2026-01-29 09:00 | 35.26 | 11.76 | 9 | FALSE | 0 | 0 | 0 | 0 | 0
Spain | ESP | 2015-01-29 09:00 | 2015-01-29 10:00 | 61.44 | 2015 | 9.25 | 2015-01-31 |  |  |  |  | 683 | 2026-01-29 10:00 | 31.24 | 11.76 | 10 | FALSE | 0 | 0 | 0 | 0 | 0
Spain | ESP | 2015-01-29 10:00 | 2015-01-29 11:00 | 56.01 | 2015 | 9.25 | 2015-01-31 |  |  |  |  | 684 | 2026-01-29 11:00 | 26.82 | 11.76 | 11 | FALSE | 0 | 0 | 0 | 0 | 0
Spain | ESP | 2015-01-29 11:00 | 2015-01-29 12:00 | 48.77 | 2015 | 9.25 | 2015-01-31 |  |  |  |  | 685 | 2026-01-29 12:00 | 23.34 | 11.76 | 12 | FALSE | 0 | 0 | 0 | 0 | 0
Spain | ESP | 2015-01-29 12:00 | 2015-01-29 13:00 | 41.45 | 2015 | 9.25 | 2015-01-31 |  |  |  |  | 686 | 2026-01-29 13:00 | 22.97 | 11.76 | 13 | FALSE | 0 | 0 | 0 | 0 | 0
Spain | ESP | 2015-01-29 13:00 | 2015-01-29 14:00 | 37.63 | 2015 | 9.25 | 2015-01-31 |  |  |  |  | 687 | 2026-01-29 14:00 | 20.71 | 11.76 | 14 | FALSE | 0 | 0 | 0 | 0 | 0
Spain | ESP | 2015-01-29 14:00 | 2015-01-29 15:00 | 34.52 | 2015 | 9.25 | 2015-01-31 |  |  |  |  | 688 | 2026-01-29 15:00 | 18.5 | 11.76 | 15 | FALSE | 0 | 0 | 0 | 0 | 0
Spain | ESP | 2015-01-29 15:00 | 2015-01-29 16:00 | 37.4 | 2015 | 9.25 | 2015-01-31 |  |  |  |  | 689 | 2026-01-29 16:00 | 19 | 11.76 | 16 | FALSE | 0 | 0 | 0 | 0 | 0
Spain | ESP | 2015-01-29 16:00 | 2015-01-29 17:00 | 39.1 | 2015 | 9.25 | 2015-01-31 |  |  |  |  | 690 | 2026-01-29 17:00 | 30.18 | 11.76 | 17 | FALSE | 0 | 0 | 0 | 0 | 0
Spain | ESP | 2015-01-29 17:00 | 2015-01-29 18:00 | 49.19 | 2015 | 9.25 | 2015-01-31 |  |  |  |  | 691 | 2026-01-29 18:00 | 36.26 | 11.76 | 18 | FALSE | 0 | 0 | 0 | 0 | 0
Spain | ESP | 2015-01-29 18:00 | 2015-01-29 19:00 | 52 | 2015 | 9.25 | 2015-01-31 |  |  |  |  | 692 | 2026-01-29 19:00 | 35.02 | 11.76 | 19 | FALSE | 0 | 0 | 0 | 0 | 0
Spain | ESP | 2015-01-29 19:00 | 2015-01-29 20:00 | 47.87 | 2015 | 9.25 | 2015-01-31 |  |  |  |  | 693 | 2026-01-29 20:00 | 35.02 | 11.76 | 20 | FALSE | 0 | 0 | 0 | 0 | 0
Spain | ESP | 2015-01-29 20:00 | 2015-01-29 21:00 | 39.9 | 2015 | 9.25 | 2015-01-31 |  |  |  |  | 694 | 2026-01-29 21:00 | 34.71 | 11.76 | 21 | FALSE | 0 | 0 | 0 | 0 | 0
Spain | ESP | 2015-01-29 21:00 | 2015-01-29 22:00 | 36.07 | 2015 | 9.25 | 2015-01-31 |  |  |  |  | 695 | 2026-01-29 22:00 | 27.32 | 11.76 | 22 | FALSE | 0 | 0 | 0 | 0 | 0
Spain | ESP | 2015-01-29 22:00 | 2015-01-29 23:00 | 30.52 | 2015 | 9.25 | 2015-01-31 |  |  |  |  | 696 | 2026-01-29 23:00 | 11.07 | 11.76 | 23 | FALSE | 0 | 0 | 0 | 0 | 0
Spain | ESP | 2015-01-29 23:00 | 2015-01-30 | 20 | 2015 | 9.25 | 2015-01-31 |  |  |  |  | 697 | 2026-01-30 | 2.05 | 11.76 | 24 | TRUE | 37.67 | 20 | 0.73 | 3694 | 3317.3
Spain | ESP | 2015-01-30 | 2015-01-30 01:00 | 7.88 | 2015 | 9.25 | 2015-01-31 |  |  |  |  | 698 | 2026-01-30 01:00 | 0.93 | 11.76 | 1 | FALSE | 0 | 0 | 0 | 0 | 0
Spain | ESP | 2015-01-30 01:00 | 2015-01-30 02:00 | 7.04 | 2015 | 9.25 | 2015-01-31 |  |  |  |  | 699 | 2026-01-30 02:00 | 0.84 | 11.76 | 2 | FALSE | 0 | 0 | 0 | 0 | 0
Spain | ESP | 2015-01-30 02:00 | 2015-01-30 03:00 | 7.04 | 2015 | 9.25 | 2015-01-31 |  |  |  |  | 700 | 2026-01-30 03:00 | 0.73 | 11.76 | 3 | FALSE | 0 | 0 | 0 | 0 | 0
Spain | ESP | 2015-01-30 03:00 | 2015-01-30 04:00 | 5 | 2015 | 9.25 | 2015-01-31 |  |  |  |  | 701 | 2026-01-30 04:00 | 0.73 | 11.76 | 4 | FALSE | 0 | 0 | 0 | 0 | 0
Spain | ESP | 2015-01-30 04:00 | 2015-01-30 05:00 | 7.04 | 2015 | 9.25 | 2015-01-31 |  |  |  |  | 702 | 2026-01-30 05:00 | 1.28 | 11.76 | 5 | FALSE | 0 | 0 | 0 | 0 | 0
Spain | ESP | 2015-01-30 05:00 | 2015-01-30 06:00 | 25 | 2015 | 9.25 | 2015-01-31 |  |  |  |  | 703 | 2026-01-30 06:00 | 3.06 | 11.76 | 6 | FALSE | 0 | 0 | 0 | 0 | 0
Spain | ESP | 2015-01-30 06:00 | 2015-01-30 07:00 | 34.31 | 2015 | 9.25 | 2015-01-31 |  |  |  |  | 704 | 2026-01-30 07:00 | 30.87 | 11.76 | 7 | FALSE | 0 | 0 | 0 | 0 | 0
Spain | ESP | 2015-01-30 07:00 | 2015-01-30 08:00 | 42.59 | 2015 | 9.25 | 2015-01-31 |  |  |  |  | 705 | 2026-01-30 08:00 | 35.02 | 11.76 | 8 | FALSE | 0 | 0 | 0 | 0 | 0
Spain | ESP | 2015-01-30 08:00 | 2015-01-30 09:00 | 49.02 | 2015 | 9.25 | 2015-01-31 |  |  |  |  | 706 | 2026-01-30 09:00 | 27.34 | 11.76 | 9 | FALSE | 0 | 0 | 0 | 0 | 0
Spain | ESP | 2015-01-30 09:00 | 2015-01-30 10:00 | 52.01 | 2015 | 9.25 | 2015-01-31 |  |  |  |  | 707 | 2026-01-30 10:00 | 11.14 | 11.76 | 10 | FALSE | 0 | 0 | 0 | 0 | 0
Spain | ESP | 2015-01-30 10:00 | 2015-01-30 11:00 | 50.01 | 2015 | 9.25 | 2015-01-31 |  |  |  |  | 708 | 2026-01-30 11:00 | 3.53 | 11.76 | 11 | FALSE | 0 | 0 | 0 | 0 | 0
Spain | ESP | 2015-01-30 11:00 | 2015-01-30 12:00 | 47.45 | 2015 | 9.25 | 2015-01-31 |  |  |  |  | 709 | 2026-01-30 12:00 | 2.25 | 11.76 | 12 | FALSE | 0 | 0 | 0 | 0 | 0
Spain | ESP | 2015-01-30 12:00 | 2015-01-30 13:00 | 42.59 | 2015 | 9.25 | 2015-01-31 |  |  |  |  | 710 | 2026-01-30 13:00 | 1.46 | 11.76 | 13 | FALSE | 0 | 0 | 0 | 0 | 0
Spain | ESP | 2015-01-30 13:00 | 2015-01-30 14:00 | 34.48 | 2015 | 9.25 | 2015-01-31 |  |  |  |  | 711 | 2026-01-30 14:00 | 0.98 | 11.76 | 14 | FALSE | 0 | 0 | 0 | 0 | 0
Spain | ESP | 2015-01-30 14:00 | 2015-01-30 15:00 | 33.8 | 2015 | 9.25 | 2015-01-31 |  |  |  |  | 712 | 2026-01-30 15:00 | 1.75 | 11.76 | 15 | FALSE | 0 | 0 | 0 | 0 | 0
Spain | ESP | 2015-01-30 15:00 | 2015-01-30 16:00 | 36 | 2015 | 9.25 | 2015-01-31 |  |  |  |  | 713 | 2026-01-30 16:00 | 3.28 | 11.76 | 16 | FALSE | 0 | 0 | 0 | 0 | 0
Spain | ESP | 2015-01-30 16:00 | 2015-01-30 17:00 | 42 | 2015 | 9.25 | 2015-01-31 |  |  |  |  | 714 | 2026-01-30 17:00 | 10.93 | 11.76 | 17 | FALSE | 0 | 0 | 0 | 0 | 0
Spain | ESP | 2015-01-30 17:00 | 2015-01-30 18:00 | 50 | 2015 | 9.25 | 2015-01-31 |  |  |  |  | 715 | 2026-01-30 18:00 | 31.41 | 11.76 | 18 | FALSE | 0 | 0 | 0 | 0 | 0
Spain | ESP | 2015-01-30 18:00 | 2015-01-30 19:00 | 52.01 | 2015 | 9.25 | 2015-01-31 |  |  |  |  | 716 | 2026-01-30 19:00 | 37.41 | 11.76 | 19 | FALSE | 0 | 0 | 0 | 0 | 0
Spain | ESP | 2015-01-30 19:00 | 2015-01-30 20:00 | 49 | 2015 | 9.25 | 2015-01-31 |  |  |  |  | 717 | 2026-01-30 20:00 | 37.67 | 11.76 | 20 | FALSE | 0 | 0 | 0 | 0 | 0
Spain | ESP | 2015-01-30 20:00 | 2015-01-30 21:00 | 42.94 | 2015 | 9.25 | 2015-01-31 |  |  |  |  | 718 | 2026-01-30 21:00 | 34.76 | 11.76 | 21 | FALSE | 0 | 0 | 0 | 0 | 0
Spain | ESP | 2015-01-30 21:00 | 2015-01-30 22:00 | 38.4 | 2015 | 9.25 | 2015-01-31 |  |  |  |  | 719 | 2026-01-30 22:00 | 19.09 | 11.76 | 22 | FALSE | 0 | 0 | 0 | 0 | 0
Spain | ESP | 2015-01-30 22:00 | 2015-01-30 23:00 | 29.93 | 2015 | 9.25 | 2015-01-31 |  |  |  |  | 720 | 2026-01-30 23:00 | 4.08 | 11.76 | 23 | FALSE | 0 | 0 | 0 | 0 | 0
Spain | ESP | 2015-01-30 23:00 | 2015-01-31 | 5 | 2015 | 9.25 | 2015-01-31 |  |  |  |  | 721 | 2026-01-31 | 0.01 | 11.76 | 24 | TRUE | 35 | 20 | -0.44 | 3544 | 3194
Spain | ESP | 2015-01-31 | 2015-01-31 01:00 | 4 | 2015 | 9.25 | 2015-01-31 |  |  |  |  | 722 | 2026-01-31 01:00 | -0.01 | 11.76 | 1 | FALSE | 0 | 0 | 0 | 0 | 0
Spain | ESP | 2015-01-31 01:00 | 2015-01-31 02:00 | 4 | 2015 | 9.25 | 2015-01-31 |  |  |  |  | 723 | 2026-01-31 02:00 | 0 | 11.76 | 2 | FALSE | 0 | 0 | 0 | 0 | 0
Spain | ESP | 2015-01-31 02:00 | 2015-01-31 03:00 | 4 | 2015 | 9.25 | 2015-01-31 |  |  |  |  | 724 | 2026-01-31 03:00 | -0.02 | 11.76 | 3 | FALSE | 0 | 0 | 0 | 0 | 0
Spain | ESP | 2015-01-31 03:00 | 2015-01-31 04:00 | 4 | 2015 | 9.25 | 2015-01-31 |  |  |  |  | 725 | 2026-01-31 04:00 | -0.03 | 11.76 | 4 | FALSE | 0 | 0 | 0 | 0 | 0
Spain | ESP | 2015-01-31 04:00 | 2015-01-31 05:00 | 4 | 2015 | 9.25 | 2015-01-31 |  |  |  |  | 726 | 2026-01-31 05:00 | -0.42 | 11.76 | 5 | FALSE | 0 | 0 | 0 | 0 | 0
Spain | ESP | 2015-01-31 05:00 | 2015-01-31 06:00 | 5 | 2015 | 9.25 | 2015-01-31 |  |  |  |  | 727 | 2026-01-31 06:00 | -0.19 | 11.76 | 6 | FALSE | 0 | 0 | 0 | 0 | 0
Spain | ESP | 2015-01-31 06:00 | 2015-01-31 07:00 | 9.2 | 2015 | 9.25 | 2015-01-31 |  |  |  |  | 728 | 2026-01-31 07:00 | 0 | 11.76 | 7 | FALSE | 0 | 0 | 0 | 0 | 0
Spain | ESP | 2015-01-31 07:00 | 2015-01-31 08:00 | 17.2 | 2015 | 9.25 | 2015-01-31 |  |  |  |  | 729 | 2026-01-31 08:00 | 0 | 11.76 | 8 | FALSE | 0 | 0 | 0 | 0 | 0
Spain | ESP | 2015-01-31 08:00 | 2015-01-31 09:00 | 25.1 | 2015 | 9.25 | 2015-01-31 |  |  |  |  | 730 | 2026-01-31 09:00 | -0.11 | 11.76 | 9 | FALSE | 0 | 0 | 0 | 0 | 0
Spain | ESP | 2015-01-31 09:00 | 2015-01-31 10:00 | 35.62 | 2015 | 9.25 | 2015-01-31 |  |  |  |  | 731 | 2026-01-31 10:00 | -0.35 | 11.76 | 10 | FALSE | 0 | 0 | 0 | 0 | 0
Spain | ESP | 2015-01-31 10:00 | 2015-01-31 11:00 | 34.3 | 2015 | 9.25 | 2015-01-31 |  |  |  |  | 732 | 2026-01-31 11:00 | -0.44 | 11.76 | 11 | FALSE | 0 | 0 | 0 | 0 | 0
Spain | ESP | 2015-01-31 11:00 | 2015-01-31 12:00 | 23.23 | 2015 | 9.25 | 2015-01-31 |  |  |  |  | 733 | 2026-01-31 12:00 | -0.44 | 11.76 | 12 | FALSE | 0 | 0 | 0 | 0 | 0
Spain | ESP | 2015-01-31 12:00 | 2015-01-31 13:00 | 18.2 | 2015 | 9.25 | 2015-01-31 |  |  |  |  | 734 | 2026-01-31 13:00 | -0.42 | 11.76 | 13 | FALSE | 0 | 0 | 0 | 0 | 0
Spain | ESP | 2015-01-31 13:00 | 2015-01-31 14:00 | 7.5 | 2015 | 9.25 | 2015-01-31 |  |  |  |  | 735 | 2026-01-31 14:00 | -0.42 | 11.76 | 14 | FALSE | 0 | 0 | 0 | 0 | 0
Spain | ESP | 2015-01-31 14:00 | 2015-01-31 15:00 | 5 | 2015 | 9.25 | 2015-01-31 |  |  |  |  | 736 | 2026-01-31 15:00 | -0.42 | 11.76 | 15 | FALSE | 0 | 0 | 0 | 0 | 0
Spain | ESP | 2015-01-31 15:00 | 2015-01-31 16:00 | 5 | 2015 | 9.25 | 2015-01-31 |  |  |  |  | 737 | 2026-01-31 16:00 | -0.11 | 11.76 | 16 | FALSE | 0 | 0 | 0 | 0 | 0
Spain | ESP | 2015-01-31 16:00 | 2015-01-31 17:00 | 9 | 2015 | 9.25 | 2015-01-31 |  |  |  |  | 738 | 2026-01-31 17:00 | 0.44 | 11.76 | 17 | FALSE | 0 | 0 | 0 | 0 | 0
Spain | ESP | 2015-01-31 17:00 | 2015-01-31 18:00 | 22.33 | 2015 | 9.25 | 2015-01-31 |  |  |  |  | 739 | 2026-01-31 18:00 | 9.04 | 11.76 | 18 | FALSE | 0 | 0 | 0 | 0 | 0
Spain | ESP | 2015-01-31 18:00 | 2015-01-31 19:00 | 35.62 | 2015 | 9.25 | 2015-01-31 |  |  |  |  | 740 | 2026-01-31 19:00 | 29.17 | 11.76 | 19 | FALSE | 0 | 0 | 0 | 0 | 0
Spain | ESP | 2015-01-31 19:00 | 2015-01-31 20:00 | 40.4 | 2015 | 9.25 | 2015-01-31 |  |  |  |  | 741 | 2026-01-31 20:00 | 35 | 11.76 | 20 | FALSE | 0 | 0 | 0 | 0 | 0
Spain | ESP | 2015-01-31 20:00 | 2015-01-31 21:00 | 37.54 | 2015 | 9.25 | 2015-01-31 |  |  |  |  | 742 | 2026-01-31 21:00 | 35 | 11.76 | 21 | FALSE | 0 | 0 | 0 | 0 | 0
Spain | ESP | 2015-01-31 21:00 | 2015-01-31 22:00 | 34.6 | 2015 | 9.25 | 2015-01-31 |  |  |  |  | 743 | 2026-01-31 22:00 | 21.45 | 11.76 | 22 | FALSE | 0 | 0 | 0 | 0 | 0
Spain | ESP | 2015-01-31 22:00 | 2015-01-31 23:00 | 22.43 | 2015 | 9.25 | 2015-01-31 |  |  |  |  | 744 | 2026-01-31 23:00 | 6.91 | 11.76 | 23 | FALSE | 0 | 0 | 0 | 0 | 0
Spain | ESP | 2015-01-31 23:00 | 2015-02-01 | 10 | 2015 | 9.25 | 2015-01-31 |  |  |  |  | 745 | 2026-02-01 | 2.93 | 11.76 | 24 | TRUE | 127.08 | 20 | 0.1 | 12698 | 11427.2
Spain | ESP | 2015-02-01 | 2015-02-01 01:00 | 7 | 2015 | 8.27 | 2015-02-28 |  |  |  |  | 746 | 2026-02-01 01:00 | 1.13 | 11.24 | 1 | FALSE | 0 | 0 | 0 | 0 | 0
Spain | ESP | 2015-02-01 01:00 | 2015-02-01 02:00 | 5 | 2015 | 8.27 | 2015-02-28 |  |  |  |  | 747 | 2026-02-01 02:00 | 0.59 | 11.24 | 2 | FALSE | 0 | 0 | 0 | 0 | 0
Spain | ESP | 2015-02-01 02:00 | 2015-02-01 03:00 | 4 | 2015 | 8.27 | 2015-02-28 |  |  |  |  | 748 | 2026-02-01 03:00 | 0.14 | 11.24 | 3 | FALSE | 0 | 0 | 0 | 0 | 0
Spain | ESP | 2015-02-01 03:00 | 2015-02-01 04:00 | 4 | 2015 | 8.27 | 2015-02-28 |  |  |  |  | 749 | 2026-02-01 04:00 | 0.1 | 11.24 | 4 | FALSE | 0 | 0 | 0 | 0 | 0
Spain | ESP | 2015-02-01 04:00 | 2015-02-01 05:00 | 4.8 | 2015 | 8.27 | 2015-02-28 |  |  |  |  | 750 | 2026-02-01 05:00 | 0.38 | 11.24 | 5 | FALSE | 0 | 0 | 0 | 0 | 0
Spain | ESP | 2015-02-01 05:00 | 2015-02-01 06:00 | 5 | 2015 | 8.27 | 2015-02-28 |  |  |  |  | 751 | 2026-02-01 06:00 | 1.15 | 11.24 | 6 | FALSE | 0 | 0 | 0 | 0 | 0
Spain | ESP | 2015-02-01 06:00 | 2015-02-01 07:00 | 7.04 | 2015 | 8.27 | 2015-02-28 |  |  |  |  | 752 | 2026-02-01 07:00 | 3.33 | 11.24 | 7 | FALSE | 0 | 0 | 0 | 0 | 0
Spain | ESP | 2015-02-01 07:00 | 2015-02-01 08:00 | 7.04 | 2015 | 8.27 | 2015-02-28 |  |  |  |  | 753 | 2026-02-01 08:00 | 5.98 | 11.24 | 8 | FALSE | 0 | 0 | 0 | 0 | 0
Spain | ESP | 2015-02-01 08:00 | 2015-02-01 09:00 | 7.88 | 2015 | 8.27 | 2015-02-28 |  |  |  |  | 754 | 2026-02-01 09:00 | 9.08 | 11.24 | 9 | FALSE | 0 | 0 | 0 | 0 | 0
Spain | ESP | 2015-02-01 09:00 | 2015-02-01 10:00 | 10.71 | 2015 | 8.27 | 2015-02-28 |  |  |  |  | 755 | 2026-02-01 10:00 | 3.36 | 11.24 | 10 | FALSE | 0 | 0 | 0 | 0 | 0
Spain | ESP | 2015-02-01 10:00 | 2015-02-01 11:00 | 10 | 2015 | 8.27 | 2015-02-28 |  |  |  |  | 756 | 2026-02-01 11:00 | 2.35 | 11.24 | 11 | FALSE | 0 | 0 | 0 | 0 | 0
Spain | ESP | 2015-02-01 11:00 | 2015-02-01 12:00 | 7.04 | 2015 | 8.27 | 2015-02-28 |  |  |  |  | 757 | 2026-02-01 12:00 | 1.81 | 11.24 | 12 | FALSE | 0 | 0 | 0 | 0 | 0
Spain | ESP | 2015-02-01 12:00 | 2015-02-01 13:00 | 7 | 2015 | 8.27 | 2015-02-28 |  |  |  |  | 758 | 2026-02-01 13:00 | 2.04 | 11.24 | 13 | FALSE | 0 | 0 | 0 | 0 | 0
Spain | ESP | 2015-02-01 13:00 | 2015-02-01 14:00 | 6.33 | 2015 | 8.27 | 2015-02-28 |  |  |  |  | 759 | 2026-02-01 14:00 | 2.04 | 11.24 | 14 | FALSE | 0 | 0 | 0 | 0 | 0
Spain | ESP | 2015-02-01 14:00 | 2015-02-01 15:00 | 5 | 2015 | 8.27 | 2015-02-28 |  |  |  |  | 760 | 2026-02-01 15:00 | 1.91 | 11.24 | 15 | FALSE | 0 | 0 | 0 | 0 | 0
Spain | ESP | 2015-02-01 15:00 | 2015-02-01 16:00 | 6.21 | 2015 | 8.27 | 2015-02-28 |  |  |  |  | 761 | 2026-02-01 16:00 | 7.32 | 11.24 | 16 | FALSE | 0 | 0 | 0 | 0 | 0
Spain | ESP | 2015-02-01 16:00 | 2015-02-01 17:00 | 9.98 | 2015 | 8.27 | 2015-02-28 |  |  |  |  | 762 | 2026-02-01 17:00 | 32.68 | 11.24 | 17 | FALSE | 0 | 0 | 0 | 0 | 0
Spain | ESP | 2015-02-01 17:00 | 2015-02-01 18:00 | 33.15 | 2015 | 8.27 | 2015-02-28 |  |  |  |  | 763 | 2026-02-01 18:00 | 78.1 | 11.24 | 18 | FALSE | 0 | 0 | 0 | 0 | 0
Spain | ESP | 2015-02-01 18:00 | 2015-02-01 19:00 | 50 | 2015 | 8.27 | 2015-02-28 |  |  |  |  | 764 | 2026-02-01 19:00 | 122.72 | 11.24 | 19 | FALSE | 0 | 0 | 0 | 0 | 0
Spain | ESP | 2015-02-01 19:00 | 2015-02-01 20:00 | 52.01 | 2015 | 8.27 | 2015-02-28 |  |  |  |  | 765 | 2026-02-01 20:00 | 127.08 | 11.24 | 20 | FALSE | 0 | 0 | 0 | 0 | 0
Spain | ESP | 2015-02-01 20:00 | 2015-02-01 21:00 | 50.01 | 2015 | 8.27 | 2015-02-28 |  |  |  |  | 766 | 2026-02-01 21:00 | 113.12 | 11.24 | 21 | FALSE | 0 | 0 | 0 | 0 | 0
Spain | ESP | 2015-02-01 21:00 | 2015-02-01 22:00 | 45.8 | 2015 | 8.27 | 2015-02-28 |  |  |  |  | 767 | 2026-02-01 22:00 | 42.11 | 11.24 | 22 | FALSE | 0 | 0 | 0 | 0 | 0
Spain | ESP | 2015-02-01 22:00 | 2015-02-01 23:00 | 41.74 | 2015 | 8.27 | 2015-02-28 |  |  |  |  | 768 | 2026-02-01 23:00 | 28.36 | 11.24 | 23 | FALSE | 0 | 0 | 0 | 0 | 0
Spain | ESP | 2015-02-01 23:00 | 2015-02-02 | 42.47 | 2015 | 8.27 | 2015-02-28 |  |  |  |  | 769 | 2026-02-02 | 7.38 | 11.24 | 24 | TRUE | 51.35 | 20 | 0 | 5135 | 4621.5
Spain | ESP | 2015-02-02 | 2015-02-02 01:00 | 36.67 | 2015 | 8.27 | 2015-02-28 |  |  |  |  | 770 | 2026-02-02 01:00 | 2.62 | 11.24 | 1 | FALSE | 0 | 0 | 0 | 0 | 0
Spain | ESP | 2015-02-02 01:00 | 2015-02-02 02:00 | 35 | 2015 | 8.27 | 2015-02-28 |  |  |  |  | 771 | 2026-02-02 02:00 | 0.91 | 11.24 | 2 | FALSE | 0 | 0 | 0 | 0 | 0
Spain | ESP | 2015-02-02 02:00 | 2015-02-02 03:00 | 31.04 | 2015 | 8.27 | 2015-02-28 |  |  |  |  | 772 | 2026-02-02 03:00 | 0.18 | 11.24 | 3 | FALSE | 0 | 0 | 0 | 0 | 0
Spain | ESP | 2015-02-02 03:00 | 2015-02-02 04:00 | 29.87 | 2015 | 8.27 | 2015-02-28 |  |  |  |  | 773 | 2026-02-02 04:00 | 0 | 11.24 | 4 | FALSE | 0 | 0 | 0 | 0 | 0
Spain | ESP | 2015-02-02 04:00 | 2015-02-02 05:00 | 30.5 | 2015 | 8.27 | 2015-02-28 |  |  |  |  | 774 | 2026-02-02 05:00 | 0.27 | 11.24 | 5 | FALSE | 0 | 0 | 0 | 0 | 0
Spain | ESP | 2015-02-02 05:00 | 2015-02-02 06:00 | 39.2 | 2015 | 8.27 | 2015-02-28 |  |  |  |  | 775 | 2026-02-02 06:00 | 2.88 | 11.24 | 6 | FALSE | 0 | 0 | 0 | 0 | 0
Spain | ESP | 2015-02-02 06:00 | 2015-02-02 07:00 | 57.26 | 2015 | 8.27 | 2015-02-28 |  |  |  |  | 776 | 2026-02-02 07:00 | 27.67 | 11.24 | 7 | FALSE | 0 | 0 | 0 | 0 | 0
Spain | ESP | 2015-02-02 07:00 | 2015-02-02 08:00 | 57.59 | 2015 | 8.27 | 2015-02-28 |  |  |  |  | 777 | 2026-02-02 08:00 | 35.01 | 11.24 | 8 | FALSE | 0 | 0 | 0 | 0 | 0
Spain | ESP | 2015-02-02 08:00 | 2015-02-02 09:00 | 61.33 | 2015 | 8.27 | 2015-02-28 |  |  |  |  | 778 | 2026-02-02 09:00 | 31.01 | 11.24 | 9 | FALSE | 0 | 0 | 0 | 0 | 0
Spain | ESP | 2015-02-02 09:00 | 2015-02-02 10:00 | 63.89 | 2015 | 8.27 | 2015-02-28 |  |  |  |  | 779 | 2026-02-02 10:00 | 13.18 | 11.24 | 10 | FALSE | 0 | 0 | 0 | 0 | 0
Spain | ESP | 2015-02-02 10:00 | 2015-02-02 11:00 | 62.61 | 2015 | 8.27 | 2015-02-28 |  |  |  |  | 780 | 2026-02-02 11:00 | 3.33 | 11.24 | 11 | FALSE | 0 | 0 | 0 | 0 | 0
Spain | ESP | 2015-02-02 11:00 | 2015-02-02 12:00 | 58.34 | 2015 | 8.27 | 2015-02-28 |  |  |  |  | 781 | 2026-02-02 12:00 | 0.89 | 11.24 | 12 | FALSE | 0 | 0 | 0 | 0 | 0
Spain | ESP | 2015-02-02 12:00 | 2015-02-02 13:00 | 54.1 | 2015 | 8.27 | 2015-02-28 |  |  |  |  | 782 | 2026-02-02 13:00 | 0.08 | 11.24 | 13 | FALSE | 0 | 0 | 0 | 0 | 0
Spain | ESP | 2015-02-02 13:00 | 2015-02-02 14:00 | 43.89 | 2015 | 8.27 | 2015-02-28 |  |  |  |  | 783 | 2026-02-02 14:00 | 0.01 | 11.24 | 14 | FALSE | 0 | 0 | 0 | 0 | 0
Spain | ESP | 2015-02-02 14:00 | 2015-02-02 15:00 | 42.59 | 2015 | 8.27 | 2015-02-28 |  |  |  |  | 784 | 2026-02-02 15:00 | 0.02 | 11.24 | 15 | FALSE | 0 | 0 | 0 | 0 | 0
Spain | ESP | 2015-02-02 15:00 | 2015-02-02 16:00 | 43.89 | 2015 | 8.27 | 2015-02-28 |  |  |  |  | 785 | 2026-02-02 16:00 | 0.88 | 11.24 | 16 | FALSE | 0 | 0 | 0 | 0 | 0
Spain | ESP | 2015-02-02 16:00 | 2015-02-02 17:00 | 49.64 | 2015 | 8.27 | 2015-02-28 |  |  |  |  | 786 | 2026-02-02 17:00 | 9.24 | 11.24 | 17 | FALSE | 0 | 0 | 0 | 0 | 0
Spain | ESP | 2015-02-02 17:00 | 2015-02-02 18:00 | 52.5 | 2015 | 8.27 | 2015-02-28 |  |  |  |  | 787 | 2026-02-02 18:00 | 32.68 | 11.24 | 18 | FALSE | 0 | 0 | 0 | 0 | 0
Spain | ESP | 2015-02-02 18:00 | 2015-02-02 19:00 | 64.89 | 2015 | 8.27 | 2015-02-28 |  |  |  |  | 788 | 2026-02-02 19:00 | 38.4 | 11.24 | 19 | FALSE | 0 | 0 | 0 | 0 | 0
Spain | ESP | 2015-02-02 19:00 | 2015-02-02 20:00 | 61.99 | 2015 | 8.27 | 2015-02-28 |  |  |  |  | 789 | 2026-02-02 20:00 | 51.35 | 11.24 | 20 | FALSE | 0 | 0 | 0 | 0 | 0
Spain | ESP | 2015-02-02 20:00 | 2015-02-02 21:00 | 54.1 | 2015 | 8.27 | 2015-02-28 |  |  |  |  | 790 | 2026-02-02 21:00 | 36.96 | 11.24 | 21 | FALSE | 0 | 0 | 0 | 0 | 0
Spain | ESP | 2015-02-02 21:00 | 2015-02-02 22:00 | 46.45 | 2015 | 8.27 | 2015-02-28 |  |  |  |  | 791 | 2026-02-02 22:00 | 30.41 | 11.24 | 22 | FALSE | 0 | 0 | 0 | 0 | 0
Spain | ESP | 2015-02-02 22:00 | 2015-02-02 23:00 | 38.4 | 2015 | 8.27 | 2015-02-28 |  |  |  |  | 792 | 2026-02-02 23:00 | 6.66 | 11.24 | 23 | FALSE | 0 | 0 | 0 | 0 | 0
Spain | ESP | 2015-02-02 23:00 | 2015-02-03 | 31.5 | 2015 | 8.27 | 2015-02-28 |  |  |  |  | 793 | 2026-02-03 | 0.04 | 11.24 | 24 | TRUE | 125.92 | 19 | 0 | 12592 | 11332.8
Spain | ESP | 2015-02-03 | 2015-02-03 01:00 | 28.71 | 2015 | 8.27 | 2015-02-28 |  |  |  |  | 794 | 2026-02-03 01:00 | 0 | 11.24 | 1 | FALSE | 0 | 0 | 0 | 0 | 0
Spain | ESP | 2015-02-03 01:00 | 2015-02-03 02:00 | 23.33 | 2015 | 8.27 | 2015-02-28 |  |  |  |  | 795 | 2026-02-03 02:00 | 0 | 11.24 | 2 | FALSE | 0 | 0 | 0 | 0 | 0
Spain | ESP | 2015-02-03 02:00 | 2015-02-03 03:00 | 20.01 | 2015 | 8.27 | 2015-02-28 |  |  |  |  | 796 | 2026-02-03 03:00 | 0 | 11.24 | 3 | FALSE | 0 | 0 | 0 | 0 | 0
Spain | ESP | 2015-02-03 03:00 | 2015-02-03 04:00 | 19.99 | 2015 | 8.27 | 2015-02-28 |  |  |  |  | 797 | 2026-02-03 04:00 | 0 | 11.24 | 4 | FALSE | 0 | 0 | 0 | 0 | 0
Spain | ESP | 2015-02-03 04:00 | 2015-02-03 05:00 | 20 | 2015 | 8.27 | 2015-02-28 |  |  |  |  | 798 | 2026-02-03 05:00 | 0.12 | 11.24 | 5 | FALSE | 0 | 0 | 0 | 0 | 0
Spain | ESP | 2015-02-03 05:00 | 2015-02-03 06:00 | 26.2 | 2015 | 8.27 | 2015-02-28 |  |  |  |  | 799 | 2026-02-03 06:00 | 4.14 | 11.24 | 6 | FALSE | 0 | 0 | 0 | 0 | 0
Spain | ESP | 2015-02-03 06:00 | 2015-02-03 07:00 | 40.82 | 2015 | 8.27 | 2015-02-28 |  |  |  |  | 800 | 2026-02-03 07:00 | 61.86 | 11.24 | 7 | FALSE | 0 | 0 | 0 | 0 | 0
Spain | ESP | 2015-02-03 07:00 | 2015-02-03 08:00 | 42.59 | 2015 | 8.27 | 2015-02-28 |  |  |  |  | 801 | 2026-02-03 08:00 | 108.8 | 11.24 | 8 | FALSE | 0 | 0 | 0 | 0 | 0
Spain | ESP | 2015-02-03 08:00 | 2015-02-03 09:00 | 55 | 2015 | 8.27 | 2015-02-28 |  |  |  |  | 802 | 2026-02-03 09:00 | 73.63 | 11.24 | 9 | FALSE | 0 | 0 | 0 | 0 | 0
Spain | ESP | 2015-02-03 09:00 | 2015-02-03 10:00 | 57.59 | 2015 | 8.27 | 2015-02-28 |  |  |  |  | 803 | 2026-02-03 10:00 | 18.54 | 11.24 | 10 | FALSE | 0 | 0 | 0 | 0 | 0
Spain | ESP | 2015-02-03 10:00 | 2015-02-03 11:00 | 55.57 | 2015 | 8.27 | 2015-02-28 |  |  |  |  | 804 | 2026-02-03 11:00 | 2.15 | 11.24 | 11 | FALSE | 0 | 0 | 0 | 0 | 0
Spain | ESP | 2015-02-03 11:00 | 2015-02-03 12:00 | 54.69 | 2015 | 8.27 | 2015-02-28 |  |  |  |  | 805 | 2026-02-03 12:00 | 0.91 | 11.24 | 12 | FALSE | 0 | 0 | 0 | 0 | 0
Spain | ESP | 2015-02-03 12:00 | 2015-02-03 13:00 | 51.38 | 2015 | 8.27 | 2015-02-28 |  |  |  |  | 806 | 2026-02-03 13:00 | 0.91 | 11.24 | 13 | FALSE | 0 | 0 | 0 | 0 | 0
Spain | ESP | 2015-02-03 13:00 | 2015-02-03 14:00 | 42.59 | 2015 | 8.27 | 2015-02-28 |  |  |  |  | 807 | 2026-02-03 14:00 | 0.78 | 11.24 | 14 | FALSE | 0 | 0 | 0 | 0 | 0
Spain | ESP | 2015-02-03 14:00 | 2015-02-03 15:00 | 42.55 | 2015 | 8.27 | 2015-02-28 |  |  |  |  | 808 | 2026-02-03 15:00 | 0.98 | 11.24 | 15 | FALSE | 0 | 0 | 0 | 0 | 0
Spain | ESP | 2015-02-03 15:00 | 2015-02-03 16:00 | 43.89 | 2015 | 8.27 | 2015-02-28 |  |  |  |  | 809 | 2026-02-03 16:00 | 3.67 | 11.24 | 16 | FALSE | 0 | 0 | 0 | 0 | 0
Spain | ESP | 2015-02-03 16:00 | 2015-02-03 17:00 | 51.1 | 2015 | 8.27 | 2015-02-28 |  |  |  |  | 810 | 2026-02-03 17:00 | 31.14 | 11.24 | 17 | FALSE | 0 | 0 | 0 | 0 | 0
Spain | ESP | 2015-02-03 17:00 | 2015-02-03 18:00 | 54.69 | 2015 | 8.27 | 2015-02-28 |  |  |  |  | 811 | 2026-02-03 18:00 | 92.38 | 11.24 | 18 | FALSE | 0 | 0 | 0 | 0 | 0
Spain | ESP | 2015-02-03 18:00 | 2015-02-03 19:00 | 66.12 | 2015 | 8.27 | 2015-02-28 |  |  |  |  | 812 | 2026-02-03 19:00 | 125.92 | 11.24 | 19 | FALSE | 0 | 0 | 0 | 0 | 0
Spain | ESP | 2015-02-03 19:00 | 2015-02-03 20:00 | 61.75 | 2015 | 8.27 | 2015-02-28 |  |  |  |  | 813 | 2026-02-03 20:00 | 115.45 | 11.24 | 20 | FALSE | 0 | 0 | 0 | 0 | 0
Spain | ESP | 2015-02-03 20:00 | 2015-02-03 21:00 | 54.7 | 2015 | 8.27 | 2015-02-28 |  |  |  |  | 814 | 2026-02-03 21:00 | 92.89 | 11.24 | 21 | FALSE | 0 | 0 | 0 | 0 | 0
Spain | ESP | 2015-02-03 21:00 | 2015-02-03 22:00 | 51.8 | 2015 | 8.27 | 2015-02-28 |  |  |  |  | 815 | 2026-02-03 22:00 | 40.4 | 11.24 | 22 | FALSE | 0 | 0 | 0 | 0 | 0
Spain | ESP | 2015-02-03 22:00 | 2015-02-03 23:00 | 44.86 | 2015 | 8.27 | 2015-02-28 |  |  |  |  | 816 | 2026-02-03 23:00 | 11.07 | 11.24 | 23 | FALSE | 0 | 0 | 0 | 0 | 0
Spain | ESP | 2015-02-03 23:00 | 2015-02-04 | 32.4 | 2015 | 8.27 | 2015-02-28 |  |  |  |  | 817 | 2026-02-04 | 8.02 | 11.24 | 24 | TRUE | 62.06 | 20 | 0.71 | 6135 | 5514.4
Spain | ESP | 2015-02-04 | 2015-02-04 01:00 | 27.71 | 2015 | 8.27 | 2015-02-28 |  |  |  |  | 818 | 2026-02-04 01:00 | 3.78 | 11.24 | 1 | FALSE | 0 | 0 | 0 | 0 | 0
Spain | ESP | 2015-02-04 01:00 | 2015-02-04 02:00 | 25 | 2015 | 8.27 | 2015-02-28 |  |  |  |  | 819 | 2026-02-04 02:00 | 3.78 | 11.24 | 2 | FALSE | 0 | 0 | 0 | 0 | 0
Spain | ESP | 2015-02-04 02:00 | 2015-02-04 03:00 | 23.98 | 2015 | 8.27 | 2015-02-28 |  |  |  |  | 820 | 2026-02-04 03:00 | 1.88 | 11.24 | 3 | FALSE | 0 | 0 | 0 | 0 | 0
Spain | ESP | 2015-02-04 03:00 | 2015-02-04 04:00 | 22 | 2015 | 8.27 | 2015-02-28 |  |  |  |  | 821 | 2026-02-04 04:00 | 0.71 | 11.24 | 4 | FALSE | 0 | 0 | 0 | 0 | 0
Spain | ESP | 2015-02-04 04:00 | 2015-02-04 05:00 | 24.6 | 2015 | 8.27 | 2015-02-28 |  |  |  |  | 822 | 2026-02-04 05:00 | 0.79 | 11.24 | 5 | FALSE | 0 | 0 | 0 | 0 | 0
Spain | ESP | 2015-02-04 05:00 | 2015-02-04 06:00 | 30 | 2015 | 8.27 | 2015-02-28 |  |  |  |  | 823 | 2026-02-04 06:00 | 3.64 | 11.24 | 6 | FALSE | 0 | 0 | 0 | 0 | 0
Spain | ESP | 2015-02-04 06:00 | 2015-02-04 07:00 | 45.01 | 2015 | 8.27 | 2015-02-28 |  |  |  |  | 824 | 2026-02-04 07:00 | 31.3 | 11.24 | 7 | FALSE | 0 | 0 | 0 | 0 | 0
Spain | ESP | 2015-02-04 07:00 | 2015-02-04 08:00 | 51.69 | 2015 | 8.27 | 2015-02-28 |  |  |  |  | 825 | 2026-02-04 08:00 | 35.02 | 11.24 | 8 | FALSE | 0 | 0 | 0 | 0 | 0
Spain | ESP | 2015-02-04 08:00 | 2015-02-04 09:00 | 57.25 | 2015 | 8.27 | 2015-02-28 |  |  |  |  | 826 | 2026-02-04 09:00 | 32.68 | 11.24 | 9 | FALSE | 0 | 0 | 0 | 0 | 0
Spain | ESP | 2015-02-04 09:00 | 2015-02-04 10:00 | 58.31 | 2015 | 8.27 | 2015-02-28 |  |  |  |  | 827 | 2026-02-04 10:00 | 13.87 | 11.24 | 10 | FALSE | 0 | 0 | 0 | 0 | 0
Spain | ESP | 2015-02-04 10:00 | 2015-02-04 11:00 | 54.1 | 2015 | 8.27 | 2015-02-28 |  |  |  |  | 828 | 2026-02-04 11:00 | 5.94 | 11.24 | 11 | FALSE | 0 | 0 | 0 | 0 | 0
Spain | ESP | 2015-02-04 11:00 | 2015-02-04 12:00 | 51.14 | 2015 | 8.27 | 2015-02-28 |  |  |  |  | 829 | 2026-02-04 12:00 | 3.78 | 11.24 | 12 | FALSE | 0 | 0 | 0 | 0 | 0
Spain | ESP | 2015-02-04 12:00 | 2015-02-04 13:00 | 42.59 | 2015 | 8.27 | 2015-02-28 |  |  |  |  | 830 | 2026-02-04 13:00 | 3.78 | 11.24 | 13 | FALSE | 0 | 0 | 0 | 0 | 0
Spain | ESP | 2015-02-04 13:00 | 2015-02-04 14:00 | 30.62 | 2015 | 8.27 | 2015-02-28 |  |  |  |  | 831 | 2026-02-04 14:00 | 3.78 | 11.24 | 14 | FALSE | 0 | 0 | 0 | 0 | 0
Spain | ESP | 2015-02-04 14:00 | 2015-02-04 15:00 | 29.5 | 2015 | 8.27 | 2015-02-28 |  |  |  |  | 832 | 2026-02-04 15:00 | 3.78 | 11.24 | 15 | FALSE | 0 | 0 | 0 | 0 | 0
Spain | ESP | 2015-02-04 15:00 | 2015-02-04 16:00 | 31.5 | 2015 | 8.27 | 2015-02-28 |  |  |  |  | 833 | 2026-02-04 16:00 | 5.34 | 11.24 | 16 | FALSE | 0 | 0 | 0 | 0 | 0
Spain | ESP | 2015-02-04 16:00 | 2015-02-04 17:00 | 35.15 | 2015 | 8.27 | 2015-02-28 |  |  |  |  | 834 | 2026-02-04 17:00 | 17.56 | 11.24 | 17 | FALSE | 0 | 0 | 0 | 0 | 0
Spain | ESP | 2015-02-04 17:00 | 2015-02-04 18:00 | 42.59 | 2015 | 8.27 | 2015-02-28 |  |  |  |  | 835 | 2026-02-04 18:00 | 33.76 | 11.24 | 18 | FALSE | 0 | 0 | 0 | 0 | 0
Spain | ESP | 2015-02-04 18:00 | 2015-02-04 19:00 | 54.1 | 2015 | 8.27 | 2015-02-28 |  |  |  |  | 836 | 2026-02-04 19:00 | 49.14 | 11.24 | 19 | FALSE | 0 | 0 | 0 | 0 | 0
Spain | ESP | 2015-02-04 19:00 | 2015-02-04 20:00 | 56.07 | 2015 | 8.27 | 2015-02-28 |  |  |  |  | 837 | 2026-02-04 20:00 | 62.06 | 11.24 | 20 | FALSE | 0 | 0 | 0 | 0 | 0
Spain | ESP | 2015-02-04 20:00 | 2015-02-04 21:00 | 50.83 | 2015 | 8.27 | 2015-02-28 |  |  |  |  | 838 | 2026-02-04 21:00 | 46.67 | 11.24 | 21 | FALSE | 0 | 0 | 0 | 0 | 0
Spain | ESP | 2015-02-04 21:00 | 2015-02-04 22:00 | 40.82 | 2015 | 8.27 | 2015-02-28 |  |  |  |  | 839 | 2026-02-04 22:00 | 31.42 | 11.24 | 22 | FALSE | 0 | 0 | 0 | 0 | 0
Spain | ESP | 2015-02-04 22:00 | 2015-02-04 23:00 | 31.5 | 2015 | 8.27 | 2015-02-28 |  |  |  |  | 840 | 2026-02-04 23:00 | 10.78 | 11.24 | 23 | FALSE | 0 | 0 | 0 | 0 | 0
Spain | ESP | 2015-02-04 23:00 | 2015-02-05 | 27.21 | 2015 | 8.27 | 2015-02-28 |  |  |  |  | 841 | 2026-02-05 | 3.33 | 11.24 | 24 | TRUE | 35.02 | 20 | -0.1 | 3512 | 3161.8
Spain | ESP | 2015-02-05 | 2015-02-05 01:00 | 26.28 | 2015 | 8.27 | 2015-02-28 |  |  |  |  | 842 | 2026-02-05 01:00 | 0.23 | 11.24 | 1 | FALSE | 0 | 0 | 0 | 0 | 0
Spain | ESP | 2015-02-05 01:00 | 2015-02-05 02:00 | 17 | 2015 | 8.27 | 2015-02-28 |  |  |  |  | 843 | 2026-02-05 02:00 | 0 | 11.24 | 2 | FALSE | 0 | 0 | 0 | 0 | 0
Spain | ESP | 2015-02-05 02:00 | 2015-02-05 03:00 | 20 | 2015 | 8.27 | 2015-02-28 |  |  |  |  | 844 | 2026-02-05 03:00 | 0 | 11.24 | 3 | FALSE | 0 | 0 | 0 | 0 | 0
Spain | ESP | 2015-02-05 03:00 | 2015-02-05 04:00 | 17 | 2015 | 8.27 | 2015-02-28 |  |  |  |  | 845 | 2026-02-05 04:00 | 0 | 11.24 | 4 | FALSE | 0 | 0 | 0 | 0 | 0
Spain | ESP | 2015-02-05 04:00 | 2015-02-05 05:00 | 25 | 2015 | 8.27 | 2015-02-28 |  |  |  |  | 846 | 2026-02-05 05:00 | 0 | 11.24 | 5 | FALSE | 0 | 0 | 0 | 0 | 0
Spain | ESP | 2015-02-05 05:00 | 2015-02-05 06:00 | 30 | 2015 | 8.27 | 2015-02-28 |  |  |  |  | 847 | 2026-02-05 06:00 | 0.72 | 11.24 | 6 | FALSE | 0 | 0 | 0 | 0 | 0
Spain | ESP | 2015-02-05 06:00 | 2015-02-05 07:00 | 43.89 | 2015 | 8.27 | 2015-02-28 |  |  |  |  | 848 | 2026-02-05 07:00 | 6.14 | 11.24 | 7 | FALSE | 0 | 0 | 0 | 0 | 0
Spain | ESP | 2015-02-05 07:00 | 2015-02-05 08:00 | 50.69 | 2015 | 8.27 | 2015-02-28 |  |  |  |  | 849 | 2026-02-05 08:00 | 11.88 | 11.24 | 8 | FALSE | 0 | 0 | 0 | 0 | 0
Spain | ESP | 2015-02-05 08:00 | 2015-02-05 09:00 | 57.25 | 2015 | 8.27 | 2015-02-28 |  |  |  |  | 850 | 2026-02-05 09:00 | 4.42 | 11.24 | 9 | FALSE | 0 | 0 | 0 | 0 | 0
Spain | ESP | 2015-02-05 09:00 | 2015-02-05 10:00 | 57.25 | 2015 | 8.27 | 2015-02-28 |  |  |  |  | 851 | 2026-02-05 10:00 | 2.44 | 11.24 | 10 | FALSE | 0 | 0 | 0 | 0 | 0
Spain | ESP | 2015-02-05 10:00 | 2015-02-05 11:00 | 55.1 | 2015 | 8.27 | 2015-02-28 |  |  |  |  | 852 | 2026-02-05 11:00 | 0.24 | 11.24 | 11 | FALSE | 0 | 0 | 0 | 0 | 0
Spain | ESP | 2015-02-05 11:00 | 2015-02-05 12:00 | 52.6 | 2015 | 8.27 | 2015-02-28 |  |  |  |  | 853 | 2026-02-05 12:00 | 0 | 11.24 | 12 | FALSE | 0 | 0 | 0 | 0 | 0
Spain | ESP | 2015-02-05 12:00 | 2015-02-05 13:00 | 47.1 | 2015 | 8.27 | 2015-02-28 |  |  |  |  | 854 | 2026-02-05 13:00 | 0 | 11.24 | 13 | FALSE | 0 | 0 | 0 | 0 | 0
Spain | ESP | 2015-02-05 13:00 | 2015-02-05 14:00 | 42.59 | 2015 | 8.27 | 2015-02-28 |  |  |  |  | 855 | 2026-02-05 14:00 | -0.04 | 11.24 | 14 | FALSE | 0 | 0 | 0 | 0 | 0
Spain | ESP | 2015-02-05 14:00 | 2015-02-05 15:00 | 42.55 | 2015 | 8.27 | 2015-02-28 |  |  |  |  | 856 | 2026-02-05 15:00 | -0.1 | 11.24 | 15 | FALSE | 0 | 0 | 0 | 0 | 0
Spain | ESP | 2015-02-05 15:00 | 2015-02-05 16:00 | 43.89 | 2015 | 8.27 | 2015-02-28 |  |  |  |  | 857 | 2026-02-05 16:00 | -0.02 | 11.24 | 16 | FALSE | 0 | 0 | 0 | 0 | 0
Spain | ESP | 2015-02-05 16:00 | 2015-02-05 17:00 | 48.6 | 2015 | 8.27 | 2015-02-28 |  |  |  |  | 858 | 2026-02-05 17:00 | 0.34 | 11.24 | 17 | FALSE | 0 | 0 | 0 | 0 | 0
Spain | ESP | 2015-02-05 17:00 | 2015-02-05 18:00 | 52.6 | 2015 | 8.27 | 2015-02-28 |  |  |  |  | 859 | 2026-02-05 18:00 | 10.62 | 11.24 | 18 | FALSE | 0 | 0 | 0 | 0 | 0
Spain | ESP | 2015-02-05 18:00 | 2015-02-05 19:00 | 61.01 | 2015 | 8.27 | 2015-02-28 |  |  |  |  | 860 | 2026-02-05 19:00 | 35 | 11.24 | 19 | FALSE | 0 | 0 | 0 | 0 | 0
Spain | ESP | 2015-02-05 19:00 | 2015-02-05 20:00 | 57.99 | 2015 | 8.27 | 2015-02-28 |  |  |  |  | 861 | 2026-02-05 20:00 | 35.02 | 11.24 | 20 | FALSE | 0 | 0 | 0 | 0 | 0
Spain | ESP | 2015-02-05 20:00 | 2015-02-05 21:00 | 53 | 2015 | 8.27 | 2015-02-28 |  |  |  |  | 862 | 2026-02-05 21:00 | 32.75 | 11.24 | 21 | FALSE | 0 | 0 | 0 | 0 | 0
Spain | ESP | 2015-02-05 21:00 | 2015-02-05 22:00 | 47.5 | 2015 | 8.27 | 2015-02-28 |  |  |  |  | 863 | 2026-02-05 22:00 | 7.57 | 11.24 | 22 | FALSE | 0 | 0 | 0 | 0 | 0
Spain | ESP | 2015-02-05 22:00 | 2015-02-05 23:00 | 46.25 | 2015 | 8.27 | 2015-02-28 |  |  |  |  | 864 | 2026-02-05 23:00 | 0.75 | 11.24 | 23 | FALSE | 0 | 0 | 0 | 0 | 0
Spain | ESP | 2015-02-05 23:00 | 2015-02-06 | 41.27 | 2015 | 8.27 | 2015-02-28 |  |  |  |  | 865 | 2026-02-06 | 0 | 11.24 | 24 | TRUE | 51.32 | 19 | -0.15 | 5147 | 4633.8
Spain | ESP | 2015-02-06 | 2015-02-06 01:00 | 33.73 | 2015 | 8.27 | 2015-02-28 |  |  |  |  | 866 | 2026-02-06 01:00 | -0.02 | 11.24 | 1 | FALSE | 0 | 0 | 0 | 0 | 0
Spain | ESP | 2015-02-06 01:00 | 2015-02-06 02:00 | 30.15 | 2015 | 8.27 | 2015-02-28 |  |  |  |  | 867 | 2026-02-06 02:00 | -0.12 | 11.24 | 2 | FALSE | 0 | 0 | 0 | 0 | 0
Spain | ESP | 2015-02-06 02:00 | 2015-02-06 03:00 | 28 | 2015 | 8.27 | 2015-02-28 |  |  |  |  | 868 | 2026-02-06 03:00 | -0.15 | 11.24 | 3 | FALSE | 0 | 0 | 0 | 0 | 0
Spain | ESP | 2015-02-06 03:00 | 2015-02-06 04:00 | 28 | 2015 | 8.27 | 2015-02-28 |  |  |  |  | 869 | 2026-02-06 04:00 | -0.14 | 11.24 | 4 | FALSE | 0 | 0 | 0 | 0 | 0
Spain | ESP | 2015-02-06 04:00 | 2015-02-06 05:00 | 30.15 | 2015 | 8.27 | 2015-02-28 |  |  |  |  | 870 | 2026-02-06 05:00 | -0.06 | 11.24 | 5 | FALSE | 0 | 0 | 0 | 0 | 0
Spain | ESP | 2015-02-06 05:00 | 2015-02-06 06:00 | 37.03 | 2015 | 8.27 | 2015-02-28 |  |  |  |  | 871 | 2026-02-06 06:00 | 0.54 | 11.24 | 6 | FALSE | 0 | 0 | 0 | 0 | 0
Spain | ESP | 2015-02-06 06:00 | 2015-02-06 07:00 | 52.69 | 2015 | 8.27 | 2015-02-28 |  |  |  |  | 872 | 2026-02-06 07:00 | 9.68 | 11.24 | 7 | FALSE | 0 | 0 | 0 | 0 | 0
Spain | ESP | 2015-02-06 07:00 | 2015-02-06 08:00 | 53.89 | 2015 | 8.27 | 2015-02-28 |  |  |  |  | 873 | 2026-02-06 08:00 | 28.46 | 11.24 | 8 | FALSE | 0 | 0 | 0 | 0 | 0
Spain | ESP | 2015-02-06 08:00 | 2015-02-06 09:00 | 58.7 | 2015 | 8.27 | 2015-02-28 |  |  |  |  | 874 | 2026-02-06 09:00 | 11.37 | 11.24 | 9 | FALSE | 0 | 0 | 0 | 0 | 0
Spain | ESP | 2015-02-06 09:00 | 2015-02-06 10:00 | 59.99 | 2015 | 8.27 | 2015-02-28 |  |  |  |  | 875 | 2026-02-06 10:00 | 0.39 | 11.24 | 10 | FALSE | 0 | 0 | 0 | 0 | 0
Spain | ESP | 2015-02-06 10:00 | 2015-02-06 11:00 | 55.1 | 2015 | 8.27 | 2015-02-28 |  |  |  |  | 876 | 2026-02-06 11:00 | 0 | 11.24 | 11 | FALSE | 0 | 0 | 0 | 0 | 0
Spain | ESP | 2015-02-06 11:00 | 2015-02-06 12:00 | 53.35 | 2015 | 8.27 | 2015-02-28 |  |  |  |  | 877 | 2026-02-06 12:00 | 0 | 11.24 | 12 | FALSE | 0 | 0 | 0 | 0 | 0
Spain | ESP | 2015-02-06 12:00 | 2015-02-06 13:00 | 49.64 | 2015 | 8.27 | 2015-02-28 |  |  |  |  | 878 | 2026-02-06 13:00 | 0 | 11.24 | 13 | FALSE | 0 | 0 | 0 | 0 | 0
Spain | ESP | 2015-02-06 13:00 | 2015-02-06 14:00 | 40.75 | 2015 | 8.27 | 2015-02-28 |  |  |  |  | 879 | 2026-02-06 14:00 | -0.01 | 11.24 | 14 | FALSE | 0 | 0 | 0 | 0 | 0
Spain | ESP | 2015-02-06 14:00 | 2015-02-06 15:00 | 40.4 | 2015 | 8.27 | 2015-02-28 |  |  |  |  | 880 | 2026-02-06 15:00 | 0 | 11.24 | 15 | FALSE | 0 | 0 | 0 | 0 | 0
Spain | ESP | 2015-02-06 15:00 | 2015-02-06 16:00 | 42.19 | 2015 | 8.27 | 2015-02-28 |  |  |  |  | 881 | 2026-02-06 16:00 | 0 | 11.24 | 16 | FALSE | 0 | 0 | 0 | 0 | 0
Spain | ESP | 2015-02-06 16:00 | 2015-02-06 17:00 | 48.6 | 2015 | 8.27 | 2015-02-28 |  |  |  |  | 882 | 2026-02-06 17:00 | 1.89 | 11.24 | 17 | FALSE | 0 | 0 | 0 | 0 | 0
Spain | ESP | 2015-02-06 17:00 | 2015-02-06 18:00 | 52.6 | 2015 | 8.27 | 2015-02-28 |  |  |  |  | 883 | 2026-02-06 18:00 | 27.5 | 11.24 | 18 | FALSE | 0 | 0 | 0 | 0 | 0
Spain | ESP | 2015-02-06 18:00 | 2015-02-06 19:00 | 57.99 | 2015 | 8.27 | 2015-02-28 |  |  |  |  | 884 | 2026-02-06 19:00 | 51.32 | 11.24 | 19 | FALSE | 0 | 0 | 0 | 0 | 0
Spain | ESP | 2015-02-06 19:00 | 2015-02-06 20:00 | 56.1 | 2015 | 8.27 | 2015-02-28 |  |  |  |  | 885 | 2026-02-06 20:00 | 47.93 | 11.24 | 20 | FALSE | 0 | 0 | 0 | 0 | 0
Spain | ESP | 2015-02-06 20:00 | 2015-02-06 21:00 | 54.49 | 2015 | 8.27 | 2015-02-28 |  |  |  |  | 886 | 2026-02-06 21:00 | 35.76 | 11.24 | 21 | FALSE | 0 | 0 | 0 | 0 | 0
Spain | ESP | 2015-02-06 21:00 | 2015-02-06 22:00 | 52.03 | 2015 | 8.27 | 2015-02-28 |  |  |  |  | 887 | 2026-02-06 22:00 | 8.56 | 11.24 | 22 | FALSE | 0 | 0 | 0 | 0 | 0
Spain | ESP | 2015-02-06 22:00 | 2015-02-06 23:00 | 50.01 | 2015 | 8.27 | 2015-02-28 |  |  |  |  | 888 | 2026-02-06 23:00 | 2.52 | 11.24 | 23 | FALSE | 0 | 0 | 0 | 0 | 0
Spain | ESP | 2015-02-06 23:00 | 2015-02-07 | 53.68 | 2015 | 8.27 | 2015-02-28 |  |  |  |  | 889 | 2026-02-07 | 0.28 | 11.24 | 24 | TRUE | 35.66 | 19 | -0.17 | 3583 | 3226.4
Spain | ESP | 2015-02-07 | 2015-02-07 01:00 | 51.49 | 2015 | 8.27 | 2015-02-28 |  |  |  |  | 890 | 2026-02-07 01:00 | 0 | 11.24 | 1 | FALSE | 0 | 0 | 0 | 0 | 0
Spain | ESP | 2015-02-07 01:00 | 2015-02-07 02:00 | 47.44 | 2015 | 8.27 | 2015-02-28 |  |  |  |  | 891 | 2026-02-07 02:00 | -0.05 | 11.24 | 2 | FALSE | 0 | 0 | 0 | 0 | 0
Spain | ESP | 2015-02-07 02:00 | 2015-02-07 03:00 | 43.94 | 2015 | 8.27 | 2015-02-28 |  |  |  |  | 892 | 2026-02-07 03:00 | -0.14 | 11.24 | 3 | FALSE | 0 | 0 | 0 | 0 | 0
Spain | ESP | 2015-02-07 03:00 | 2015-02-07 04:00 | 42.45 | 2015 | 8.27 | 2015-02-28 |  |  |  |  | 893 | 2026-02-07 04:00 | -0.16 | 11.24 | 4 | FALSE | 0 | 0 | 0 | 0 | 0
Spain | ESP | 2015-02-07 04:00 | 2015-02-07 05:00 | 43.94 | 2015 | 8.27 | 2015-02-28 |  |  |  |  | 894 | 2026-02-07 05:00 | -0.17 | 11.24 | 5 | FALSE | 0 | 0 | 0 | 0 | 0
Spain | ESP | 2015-02-07 05:00 | 2015-02-07 06:00 | 45.21 | 2015 | 8.27 | 2015-02-28 |  |  |  |  | 895 | 2026-02-07 06:00 | -0.11 | 11.24 | 6 | FALSE | 0 | 0 | 0 | 0 | 0
Spain | ESP | 2015-02-07 06:00 | 2015-02-07 07:00 | 49.11 | 2015 | 8.27 | 2015-02-28 |  |  |  |  | 896 | 2026-02-07 07:00 | 0 | 11.24 | 7 | FALSE | 0 | 0 | 0 | 0 | 0
Spain | ESP | 2015-02-07 07:00 | 2015-02-07 08:00 | 49.97 | 2015 | 8.27 | 2015-02-28 |  |  |  |  | 897 | 2026-02-07 08:00 | 0 | 11.24 | 8 | FALSE | 0 | 0 | 0 | 0 | 0
Spain | ESP | 2015-02-07 08:00 | 2015-02-07 09:00 | 53.81 | 2015 | 8.27 | 2015-02-28 |  |  |  |  | 898 | 2026-02-07 09:00 | 0 | 11.24 | 9 | FALSE | 0 | 0 | 0 | 0 | 0
Spain | ESP | 2015-02-07 09:00 | 2015-02-07 10:00 | 56.62 | 2015 | 8.27 | 2015-02-28 |  |  |  |  | 899 | 2026-02-07 10:00 | -0.04 | 11.24 | 10 | FALSE | 0 | 0 | 0 | 0 | 0
Spain | ESP | 2015-02-07 10:00 | 2015-02-07 11:00 | 55.19 | 2015 | 8.27 | 2015-02-28 |  |  |  |  | 900 | 2026-02-07 11:00 | -0.1 | 11.24 | 11 | FALSE | 0 | 0 | 0 | 0 | 0
Spain | ESP | 2015-02-07 11:00 | 2015-02-07 12:00 | 54.24 | 2015 | 8.27 | 2015-02-28 |  |  |  |  | 901 | 2026-02-07 12:00 | -0.05 | 11.24 | 12 | FALSE | 0 | 0 | 0 | 0 | 0
Spain | ESP | 2015-02-07 12:00 | 2015-02-07 13:00 | 55.74 | 2015 | 8.27 | 2015-02-28 |  |  |  |  | 902 | 2026-02-07 13:00 | 0 | 11.24 | 13 | FALSE | 0 | 0 | 0 | 0 | 0
Spain | ESP | 2015-02-07 13:00 | 2015-02-07 14:00 | 53.24 | 2015 | 8.27 | 2015-02-28 |  |  |  |  | 903 | 2026-02-07 14:00 | 0 | 11.24 | 14 | FALSE | 0 | 0 | 0 | 0 | 0
Spain | ESP | 2015-02-07 14:00 | 2015-02-07 15:00 | 51.37 | 2015 | 8.27 | 2015-02-28 |  |  |  |  | 904 | 2026-02-07 15:00 | 0.25 | 11.24 | 15 | FALSE | 0 | 0 | 0 | 0 | 0
Spain | ESP | 2015-02-07 15:00 | 2015-02-07 16:00 | 50.51 | 2015 | 8.27 | 2015-02-28 |  |  |  |  | 905 | 2026-02-07 16:00 | 1.54 | 11.24 | 16 | FALSE | 0 | 0 | 0 | 0 | 0
Spain | ESP | 2015-02-07 16:00 | 2015-02-07 17:00 | 51.69 | 2015 | 8.27 | 2015-02-28 |  |  |  |  | 906 | 2026-02-07 17:00 | 6.34 | 11.24 | 17 | FALSE | 0 | 0 | 0 | 0 | 0
Spain | ESP | 2015-02-07 17:00 | 2015-02-07 18:00 | 61.25 | 2015 | 8.27 | 2015-02-28 |  |  |  |  | 907 | 2026-02-07 18:00 | 27.32 | 11.24 | 18 | FALSE | 0 | 0 | 0 | 0 | 0
Spain | ESP | 2015-02-07 18:00 | 2015-02-07 19:00 | 70.03 | 2015 | 8.27 | 2015-02-28 |  |  |  |  | 908 | 2026-02-07 19:00 | 35.66 | 11.24 | 19 | FALSE | 0 | 0 | 0 | 0 | 0
Spain | ESP | 2015-02-07 19:00 | 2015-02-07 20:00 | 64.89 | 2015 | 8.27 | 2015-02-28 |  |  |  |  | 909 | 2026-02-07 20:00 | 35.26 | 11.24 | 20 | FALSE | 0 | 0 | 0 | 0 | 0
Spain | ESP | 2015-02-07 20:00 | 2015-02-07 21:00 | 60 | 2015 | 8.27 | 2015-02-28 |  |  |  |  | 910 | 2026-02-07 21:00 | 35.02 | 11.24 | 21 | FALSE | 0 | 0 | 0 | 0 | 0
Spain | ESP | 2015-02-07 21:00 | 2015-02-07 22:00 | 55.19 | 2015 | 8.27 | 2015-02-28 |  |  |  |  | 911 | 2026-02-07 22:00 | 19.7 | 11.24 | 22 | FALSE | 0 | 0 | 0 | 0 | 0
Spain | ESP | 2015-02-07 22:00 | 2015-02-07 23:00 | 53.24 | 2015 | 8.27 | 2015-02-28 |  |  |  |  | 912 | 2026-02-07 23:00 | 3.98 | 11.24 | 23 | FALSE | 0 | 0 | 0 | 0 | 0
Spain | ESP | 2015-02-07 23:00 | 2015-02-08 | 50.42 | 2015 | 8.27 | 2015-02-28 |  |  |  |  | 913 | 2026-02-08 | 0.36 | 11.24 | 24 | TRUE | 42.78 | 21 | -2.2 | 4498 | 4070.2
Spain | ESP | 2015-02-08 | 2015-02-08 01:00 | 43.98 | 2015 | 8.27 | 2015-02-28 |  |  |  |  | 914 | 2026-02-08 01:00 | 0 | 11.24 | 1 | FALSE | 0 | 0 | 0 | 0 | 0
Spain | ESP | 2015-02-08 01:00 | 2015-02-08 02:00 | 40.94 | 2015 | 8.27 | 2015-02-28 |  |  |  |  | 915 | 2026-02-08 02:00 | -0.01 | 11.24 | 2 | FALSE | 0 | 0 | 0 | 0 | 0
Spain | ESP | 2015-02-08 02:00 | 2015-02-08 03:00 | 39.51 | 2015 | 8.27 | 2015-02-28 |  |  |  |  | 916 | 2026-02-08 03:00 | -0.1 | 11.24 | 3 | FALSE | 0 | 0 | 0 | 0 | 0
Spain | ESP | 2015-02-08 03:00 | 2015-02-08 04:00 | 39 | 2015 | 8.27 | 2015-02-28 |  |  |  |  | 917 | 2026-02-08 04:00 | -0.1 | 11.24 | 4 | FALSE | 0 | 0 | 0 | 0 | 0
Spain | ESP | 2015-02-08 04:00 | 2015-02-08 05:00 | 40.13 | 2015 | 8.27 | 2015-02-28 |  |  |  |  | 918 | 2026-02-08 05:00 | -0.07 | 11.24 | 5 | FALSE | 0 | 0 | 0 | 0 | 0
Spain | ESP | 2015-02-08 05:00 | 2015-02-08 06:00 | 42.1 | 2015 | 8.27 | 2015-02-28 |  |  |  |  | 919 | 2026-02-08 06:00 | 0 | 11.24 | 6 | FALSE | 0 | 0 | 0 | 0 | 0
Spain | ESP | 2015-02-08 06:00 | 2015-02-08 07:00 | 43.98 | 2015 | 8.27 | 2015-02-28 |  |  |  |  | 920 | 2026-02-08 07:00 | 0 | 11.24 | 7 | FALSE | 0 | 0 | 0 | 0 | 0
Spain | ESP | 2015-02-08 07:00 | 2015-02-08 08:00 | 42.1 | 2015 | 8.27 | 2015-02-28 |  |  |  |  | 921 | 2026-02-08 08:00 | 0 | 11.24 | 8 | FALSE | 0 | 0 | 0 | 0 | 0
Spain | ESP | 2015-02-08 08:00 | 2015-02-08 09:00 | 43.76 | 2015 | 8.27 | 2015-02-28 |  |  |  |  | 922 | 2026-02-08 09:00 | -0.21 | 11.24 | 9 | FALSE | 0 | 0 | 0 | 0 | 0
Spain | ESP | 2015-02-08 09:00 | 2015-02-08 10:00 | 43.98 | 2015 | 8.27 | 2015-02-28 |  |  |  |  | 923 | 2026-02-08 10:00 | -1.2 | 11.24 | 10 | FALSE | 0 | 0 | 0 | 0 | 0
Spain | ESP | 2015-02-08 10:00 | 2015-02-08 11:00 | 40.94 | 2015 | 8.27 | 2015-02-28 |  |  |  |  | 924 | 2026-02-08 11:00 | -2.2 | 11.24 | 11 | FALSE | 0 | 0 | 0 | 0 | 0
Spain | ESP | 2015-02-08 11:00 | 2015-02-08 12:00 | 37.02 | 2015 | 8.27 | 2015-02-28 |  |  |  |  | 925 | 2026-02-08 12:00 | -2.1 | 11.24 | 12 | FALSE | 0 | 0 | 0 | 0 | 0
Spain | ESP | 2015-02-08 12:00 | 2015-02-08 13:00 | 34.84 | 2015 | 8.27 | 2015-02-28 |  |  |  |  | 926 | 2026-02-08 13:00 | -2.01 | 11.24 | 13 | FALSE | 0 | 0 | 0 | 0 | 0
Spain | ESP | 2015-02-08 13:00 | 2015-02-08 14:00 | 33.21 | 2015 | 8.27 | 2015-02-28 |  |  |  |  | 927 | 2026-02-08 14:00 | -2.08 | 11.24 | 14 | FALSE | 0 | 0 | 0 | 0 | 0
Spain | ESP | 2015-02-08 14:00 | 2015-02-08 15:00 | 27 | 2015 | 8.27 | 2015-02-28 |  |  |  |  | 928 | 2026-02-08 15:00 | -2.08 | 11.24 | 15 | FALSE | 0 | 0 | 0 | 0 | 0
Spain | ESP | 2015-02-08 15:00 | 2015-02-08 16:00 | 26.39 | 2015 | 8.27 | 2015-02-28 |  |  |  |  | 929 | 2026-02-08 16:00 | -1.16 | 11.24 | 16 | FALSE | 0 | 0 | 0 | 0 | 0
Spain | ESP | 2015-02-08 16:00 | 2015-02-08 17:00 | 26.84 | 2015 | 8.27 | 2015-02-28 |  |  |  |  | 930 | 2026-02-08 17:00 | -0.12 | 11.24 | 17 | FALSE | 0 | 0 | 0 | 0 | 0
Spain | ESP | 2015-02-08 17:00 | 2015-02-08 18:00 | 37.1 | 2015 | 8.27 | 2015-02-28 |  |  |  |  | 931 | 2026-02-08 18:00 | 3.39 | 11.24 | 18 | FALSE | 0 | 0 | 0 | 0 | 0
Spain | ESP | 2015-02-08 18:00 | 2015-02-08 19:00 | 45.56 | 2015 | 8.27 | 2015-02-28 |  |  |  |  | 932 | 2026-02-08 19:00 | 35.01 | 11.24 | 19 | FALSE | 0 | 0 | 0 | 0 | 0
Spain | ESP | 2015-02-08 19:00 | 2015-02-08 20:00 | 50.48 | 2015 | 8.27 | 2015-02-28 |  |  |  |  | 933 | 2026-02-08 20:00 | 42.39 | 11.24 | 20 | FALSE | 0 | 0 | 0 | 0 | 0
Spain | ESP | 2015-02-08 20:00 | 2015-02-08 21:00 | 49.88 | 2015 | 8.27 | 2015-02-28 |  |  |  |  | 934 | 2026-02-08 21:00 | 42.78 | 11.24 | 21 | FALSE | 0 | 0 | 0 | 0 | 0
Spain | ESP | 2015-02-08 21:00 | 2015-02-08 22:00 | 45.56 | 2015 | 8.27 | 2015-02-28 |  |  |  |  | 935 | 2026-02-08 22:00 | 26 | 11.24 | 22 | FALSE | 0 | 0 | 0 | 0 | 0
Spain | ESP | 2015-02-08 22:00 | 2015-02-08 23:00 | 40.56 | 2015 | 8.27 | 2015-02-28 |  |  |  |  | 936 | 2026-02-08 23:00 | 5.7 | 11.24 | 23 | FALSE | 0 | 0 | 0 | 0 | 0
Spain | ESP | 2015-02-08 23:00 | 2015-02-09 | 34.23 | 2015 | 8.27 | 2015-02-28 |  |  |  |  | 937 | 2026-02-09 | 0.48 | 11.24 | 24 | TRUE | 94.88 | 19 | -0.02 | 9490 | 8541.2
Spain | ESP | 2015-02-09 | 2015-02-09 01:00 | 30.08 | 2015 | 8.27 | 2015-02-28 |  |  |  |  | 938 | 2026-02-09 01:00 | 0 | 11.24 | 1 | FALSE | 0 | 0 | 0 | 0 | 0
Spain | ESP | 2015-02-09 01:00 | 2015-02-09 02:00 | 26 | 2015 | 8.27 | 2015-02-28 |  |  |  |  | 939 | 2026-02-09 02:00 | 0 | 11.24 | 2 | FALSE | 0 | 0 | 0 | 0 | 0
Spain | ESP | 2015-02-09 02:00 | 2015-02-09 03:00 | 25 | 2015 | 8.27 | 2015-02-28 |  |  |  |  | 940 | 2026-02-09 03:00 | -0.02 | 11.24 | 3 | FALSE | 0 | 0 | 0 | 0 | 0
Spain | ESP | 2015-02-09 03:00 | 2015-02-09 04:00 | 25 | 2015 | 8.27 | 2015-02-28 |  |  |  |  | 941 | 2026-02-09 04:00 | -0.02 | 11.24 | 4 | FALSE | 0 | 0 | 0 | 0 | 0
Spain | ESP | 2015-02-09 04:00 | 2015-02-09 05:00 | 26.83 | 2015 | 8.27 | 2015-02-28 |  |  |  |  | 942 | 2026-02-09 05:00 | 0 | 11.24 | 5 | FALSE | 0 | 0 | 0 | 0 | 0
Spain | ESP | 2015-02-09 05:00 | 2015-02-09 06:00 | 34.84 | 2015 | 8.27 | 2015-02-28 |  |  |  |  | 943 | 2026-02-09 06:00 | 4.09 | 11.24 | 6 | FALSE | 0 | 0 | 0 | 0 | 0
Spain | ESP | 2015-02-09 06:00 | 2015-02-09 07:00 | 52.86 | 2015 | 8.27 | 2015-02-28 |  |  |  |  | 944 | 2026-02-09 07:00 | 42 | 11.24 | 7 | FALSE | 0 | 0 | 0 | 0 | 0
Spain | ESP | 2015-02-09 07:00 | 2015-02-09 08:00 | 55.28 | 2015 | 8.27 | 2015-02-28 |  |  |  |  | 945 | 2026-02-09 08:00 | 85.92 | 11.24 | 8 | FALSE | 0 | 0 | 0 | 0 | 0
Spain | ESP | 2015-02-09 08:00 | 2015-02-09 09:00 | 60.75 | 2015 | 8.27 | 2015-02-28 |  |  |  |  | 946 | 2026-02-09 09:00 | 42.21 | 11.24 | 9 | FALSE | 0 | 0 | 0 | 0 | 0
Spain | ESP | 2015-02-09 09:00 | 2015-02-09 10:00 | 62.21 | 2015 | 8.27 | 2015-02-28 |  |  |  |  | 947 | 2026-02-09 10:00 | 12.32 | 11.24 | 10 | FALSE | 0 | 0 | 0 | 0 | 0
Spain | ESP | 2015-02-09 10:00 | 2015-02-09 11:00 | 60.02 | 2015 | 8.27 | 2015-02-28 |  |  |  |  | 948 | 2026-02-09 11:00 | 3.22 | 11.24 | 11 | FALSE | 0 | 0 | 0 | 0 | 0
Spain | ESP | 2015-02-09 11:00 | 2015-02-09 12:00 | 60 | 2015 | 8.27 | 2015-02-28 |  |  |  |  | 949 | 2026-02-09 12:00 | 0.71 | 11.24 | 12 | FALSE | 0 | 0 | 0 | 0 | 0
Spain | ESP | 2015-02-09 12:00 | 2015-02-09 13:00 | 59.16 | 2015 | 8.27 | 2015-02-28 |  |  |  |  | 950 | 2026-02-09 13:00 | 0.1 | 11.24 | 13 | FALSE | 0 | 0 | 0 | 0 | 0
Spain | ESP | 2015-02-09 13:00 | 2015-02-09 14:00 | 55.1 | 2015 | 8.27 | 2015-02-28 |  |  |  |  | 951 | 2026-02-09 14:00 | 0.02 | 11.24 | 14 | FALSE | 0 | 0 | 0 | 0 | 0
Spain | ESP | 2015-02-09 14:00 | 2015-02-09 15:00 | 54.16 | 2015 | 8.27 | 2015-02-28 |  |  |  |  | 952 | 2026-02-09 15:00 | 0.08 | 11.24 | 15 | FALSE | 0 | 0 | 0 | 0 | 0
Spain | ESP | 2015-02-09 15:00 | 2015-02-09 16:00 | 55.7 | 2015 | 8.27 | 2015-02-28 |  |  |  |  | 953 | 2026-02-09 16:00 | 0.97 | 11.24 | 16 | FALSE | 0 | 0 | 0 | 0 | 0
Spain | ESP | 2015-02-09 16:00 | 2015-02-09 17:00 | 58.9 | 2015 | 8.27 | 2015-02-28 |  |  |  |  | 954 | 2026-02-09 17:00 | 4.26 | 11.24 | 17 | FALSE | 0 | 0 | 0 | 0 | 0
Spain | ESP | 2015-02-09 17:00 | 2015-02-09 18:00 | 63.89 | 2015 | 8.27 | 2015-02-28 |  |  |  |  | 955 | 2026-02-09 18:00 | 31.13 | 11.24 | 18 | FALSE | 0 | 0 | 0 | 0 | 0
Spain | ESP | 2015-02-09 18:00 | 2015-02-09 19:00 | 82.01 | 2015 | 8.27 | 2015-02-28 |  |  |  |  | 956 | 2026-02-09 19:00 | 94.88 | 11.24 | 19 | FALSE | 0 | 0 | 0 | 0 | 0
Spain | ESP | 2015-02-09 19:00 | 2015-02-09 20:00 | 77.56 | 2015 | 8.27 | 2015-02-28 |  |  |  |  | 957 | 2026-02-09 20:00 | 91.4 | 11.24 | 20 | FALSE | 0 | 0 | 0 | 0 | 0
Spain | ESP | 2015-02-09 20:00 | 2015-02-09 21:00 | 63.89 | 2015 | 8.27 | 2015-02-28 |  |  |  |  | 958 | 2026-02-09 21:00 | 68.6 | 11.24 | 21 | FALSE | 0 | 0 | 0 | 0 | 0
Spain | ESP | 2015-02-09 21:00 | 2015-02-09 22:00 | 59.34 | 2015 | 8.27 | 2015-02-28 |  |  |  |  | 959 | 2026-02-09 22:00 | 18.31 | 11.24 | 22 | FALSE | 0 | 0 | 0 | 0 | 0
Spain | ESP | 2015-02-09 22:00 | 2015-02-09 23:00 | 55.7 | 2015 | 8.27 | 2015-02-28 |  |  |  |  | 960 | 2026-02-09 23:00 | 2.18 | 11.24 | 23 | FALSE | 0 | 0 | 0 | 0 | 0
Spain | ESP | 2015-02-09 23:00 | 2015-02-10 | 50.3 | 2015 | 8.27 | 2015-02-28 |  |  |  |  | 961 | 2026-02-10 | 0.57 | 11.24 | 24 | TRUE | 35 | 20 | 0 | 3500 | 3150
Spain | ESP | 2015-02-10 | 2015-02-10 01:00 | 49 | 2015 | 8.27 | 2015-02-28 |  |  |  |  | 962 | 2026-02-10 01:00 | 0.04 | 11.24 | 1 | FALSE | 0 | 0 | 0 | 0 | 0
Spain | ESP | 2015-02-10 01:00 | 2015-02-10 02:00 | 43.76 | 2015 | 8.27 | 2015-02-28 |  |  |  |  | 963 | 2026-02-10 02:00 | 0 | 11.24 | 2 | FALSE | 0 | 0 | 0 | 0 | 0
Spain | ESP | 2015-02-10 02:00 | 2015-02-10 03:00 | 43.06 | 2015 | 8.27 | 2015-02-28 |  |  |  |  | 964 | 2026-02-10 03:00 | 0 | 11.24 | 3 | FALSE | 0 | 0 | 0 | 0 | 0
Spain | ESP | 2015-02-10 03:00 | 2015-02-10 04:00 | 42.88 | 2015 | 8.27 | 2015-02-28 |  |  |  |  | 965 | 2026-02-10 04:00 | 0 | 11.24 | 4 | FALSE | 0 | 0 | 0 | 0 | 0
Spain | ESP | 2015-02-10 04:00 | 2015-02-10 05:00 | 43.94 | 2015 | 8.27 | 2015-02-28 |  |  |  |  | 966 | 2026-02-10 05:00 | 0 | 11.24 | 5 | FALSE | 0 | 0 | 0 | 0 | 0
Spain | ESP | 2015-02-10 05:00 | 2015-02-10 06:00 | 49.92 | 2015 | 8.27 | 2015-02-28 |  |  |  |  | 967 | 2026-02-10 06:00 | 0.03 | 11.24 | 6 | FALSE | 0 | 0 | 0 | 0 | 0
Spain | ESP | 2015-02-10 06:00 | 2015-02-10 07:00 | 65.01 | 2015 | 8.27 | 2015-02-28 |  |  |  |  | 968 | 2026-02-10 07:00 | 2.64 | 11.24 | 7 | FALSE | 0 | 0 | 0 | 0 | 0
Spain | ESP | 2015-02-10 07:00 | 2015-02-10 08:00 | 65.01 | 2015 | 8.27 | 2015-02-28 |  |  |  |  | 969 | 2026-02-10 08:00 | 6.19 | 11.24 | 8 | FALSE | 0 | 0 | 0 | 0 | 0
Spain | ESP | 2015-02-10 08:00 | 2015-02-10 09:00 | 69.49 | 2015 | 8.27 | 2015-02-28 |  |  |  |  | 970 | 2026-02-10 09:00 | 2.58 | 11.24 | 9 | FALSE | 0 | 0 | 0 | 0 | 0
Spain | ESP | 2015-02-10 09:00 | 2015-02-10 10:00 | 70.7 | 2015 | 8.27 | 2015-02-28 |  |  |  |  | 971 | 2026-02-10 10:00 | 2.44 | 11.24 | 10 | FALSE | 0 | 0 | 0 | 0 | 0
Spain | ESP | 2015-02-10 10:00 | 2015-02-10 11:00 | 70.7 | 2015 | 8.27 | 2015-02-28 |  |  |  |  | 972 | 2026-02-10 11:00 | 0.81 | 11.24 | 11 | FALSE | 0 | 0 | 0 | 0 | 0
Spain | ESP | 2015-02-10 11:00 | 2015-02-10 12:00 | 68.78 | 2015 | 8.27 | 2015-02-28 |  |  |  |  | 973 | 2026-02-10 12:00 | 0.31 | 11.24 | 12 | FALSE | 0 | 0 | 0 | 0 | 0
Spain | ESP | 2015-02-10 12:00 | 2015-02-10 13:00 | 66.69 | 2015 | 8.27 | 2015-02-28 |  |  |  |  | 974 | 2026-02-10 13:00 | 0.07 | 11.24 | 13 | FALSE | 0 | 0 | 0 | 0 | 0
Spain | ESP | 2015-02-10 13:00 | 2015-02-10 14:00 | 61.9 | 2015 | 8.27 | 2015-02-28 |  |  |  |  | 975 | 2026-02-10 14:00 | 0.02 | 11.24 | 14 | FALSE | 0 | 0 | 0 | 0 | 0
Spain | ESP | 2015-02-10 14:00 | 2015-02-10 15:00 | 61.01 | 2015 | 8.27 | 2015-02-28 |  |  |  |  | 976 | 2026-02-10 15:00 | 0.07 | 11.24 | 15 | FALSE | 0 | 0 | 0 | 0 | 0
Spain | ESP | 2015-02-10 15:00 | 2015-02-10 16:00 | 63.89 | 2015 | 8.27 | 2015-02-28 |  |  |  |  | 977 | 2026-02-10 16:00 | 0.5 | 11.24 | 16 | FALSE | 0 | 0 | 0 | 0 | 0
Spain | ESP | 2015-02-10 16:00 | 2015-02-10 17:00 | 64.1 | 2015 | 8.27 | 2015-02-28 |  |  |  |  | 978 | 2026-02-10 17:00 | 2.03 | 11.24 | 17 | FALSE | 0 | 0 | 0 | 0 | 0
Spain | ESP | 2015-02-10 17:00 | 2015-02-10 18:00 | 67.48 | 2015 | 8.27 | 2015-02-28 |  |  |  |  | 979 | 2026-02-10 18:00 | 4.44 | 11.24 | 18 | FALSE | 0 | 0 | 0 | 0 | 0
Spain | ESP | 2015-02-10 18:00 | 2015-02-10 19:00 | 71 | 2015 | 8.27 | 2015-02-28 |  |  |  |  | 980 | 2026-02-10 19:00 | 31.94 | 11.24 | 19 | FALSE | 0 | 0 | 0 | 0 | 0
Spain | ESP | 2015-02-10 19:00 | 2015-02-10 20:00 | 71 | 2015 | 8.27 | 2015-02-28 |  |  |  |  | 981 | 2026-02-10 20:00 | 35 | 11.24 | 20 | FALSE | 0 | 0 | 0 | 0 | 0
Spain | ESP | 2015-02-10 20:00 | 2015-02-10 21:00 | 66.69 | 2015 | 8.27 | 2015-02-28 |  |  |  |  | 982 | 2026-02-10 21:00 | 19.43 | 11.24 | 21 | FALSE | 0 | 0 | 0 | 0 | 0
Spain | ESP | 2015-02-10 21:00 | 2015-02-10 22:00 | 62 | 2015 | 8.27 | 2015-02-28 |  |  |  |  | 983 | 2026-02-10 22:00 | 2.6 | 11.24 | 22 | FALSE | 0 | 0 | 0 | 0 | 0
Spain | ESP | 2015-02-10 22:00 | 2015-02-10 23:00 | 56.19 | 2015 | 8.27 | 2015-02-28 |  |  |  |  | 984 | 2026-02-10 23:00 | 0.95 | 11.24 | 23 | FALSE | 0 | 0 | 0 | 0 | 0
Spain | ESP | 2015-02-10 23:00 | 2015-02-11 | 50.01 | 2015 | 8.27 | 2015-02-28 |  |  |  |  | 985 | 2026-02-11 | 0 | 11.24 | 24 | TRUE | 32.7 | 19 | -0.42 | 3312 | 2985
Spain | ESP | 2015-02-11 | 2015-02-11 01:00 | 47.41 | 2015 | 8.27 | 2015-02-28 |  |  |  |  | 986 | 2026-02-11 01:00 | 0 | 11.24 | 1 | FALSE | 0 | 0 | 0 | 0 | 0
Spain | ESP | 2015-02-11 01:00 | 2015-02-11 02:00 | 45.42 | 2015 | 8.27 | 2015-02-28 |  |  |  |  | 987 | 2026-02-11 02:00 | -0.34 | 11.24 | 2 | FALSE | 0 | 0 | 0 | 0 | 0
Spain | ESP | 2015-02-11 02:00 | 2015-02-11 03:00 | 43.76 | 2015 | 8.27 | 2015-02-28 |  |  |  |  | 988 | 2026-02-11 03:00 | -0.42 | 11.24 | 3 | FALSE | 0 | 0 | 0 | 0 | 0
Spain | ESP | 2015-02-11 03:00 | 2015-02-11 04:00 | 42.39 | 2015 | 8.27 | 2015-02-28 |  |  |  |  | 989 | 2026-02-11 04:00 | -0.42 | 11.24 | 4 | FALSE | 0 | 0 | 0 | 0 | 0
Spain | ESP | 2015-02-11 04:00 | 2015-02-11 05:00 | 44.3 | 2015 | 8.27 | 2015-02-28 |  |  |  |  | 990 | 2026-02-11 05:00 | -0.32 | 11.24 | 5 | FALSE | 0 | 0 | 0 | 0 | 0
Spain | ESP | 2015-02-11 05:00 | 2015-02-11 06:00 | 49.78 | 2015 | 8.27 | 2015-02-28 |  |  |  |  | 991 | 2026-02-11 06:00 | 0.09 | 11.24 | 6 | FALSE | 0 | 0 | 0 | 0 | 0
Spain | ESP | 2015-02-11 06:00 | 2015-02-11 07:00 | 68.03 | 2015 | 8.27 | 2015-02-28 |  |  |  |  | 992 | 2026-02-11 07:00 | 3.33 | 11.24 | 7 | FALSE | 0 | 0 | 0 | 0 | 0
Spain | ESP | 2015-02-11 07:00 | 2015-02-11 08:00 | 68.03 | 2015 | 8.27 | 2015-02-28 |  |  |  |  | 993 | 2026-02-11 08:00 | 3.78 | 11.24 | 8 | FALSE | 0 | 0 | 0 | 0 | 0
Spain | ESP | 2015-02-11 08:00 | 2015-02-11 09:00 | 72.02 | 2015 | 8.27 | 2015-02-28 |  |  |  |  | 994 | 2026-02-11 09:00 | 3.08 | 11.24 | 9 | FALSE | 0 | 0 | 0 | 0 | 0
Spain | ESP | 2015-02-11 09:00 | 2015-02-11 10:00 | 73.21 | 2015 | 8.27 | 2015-02-28 |  |  |  |  | 995 | 2026-02-11 10:00 | 0.9 | 11.24 | 10 | FALSE | 0 | 0 | 0 | 0 | 0
Spain | ESP | 2015-02-11 10:00 | 2015-02-11 11:00 | 72.19 | 2015 | 8.27 | 2015-02-28 |  |  |  |  | 996 | 2026-02-11 11:00 | 0.28 | 11.24 | 11 | FALSE | 0 | 0 | 0 | 0 | 0
Spain | ESP | 2015-02-11 11:00 | 2015-02-11 12:00 | 72.02 | 2015 | 8.27 | 2015-02-28 |  |  |  |  | 997 | 2026-02-11 12:00 | 0.01 | 11.24 | 12 | FALSE | 0 | 0 | 0 | 0 | 0
Spain | ESP | 2015-02-11 12:00 | 2015-02-11 13:00 | 70.19 | 2015 | 8.27 | 2015-02-28 |  |  |  |  | 998 | 2026-02-11 13:00 | 0 | 11.24 | 13 | FALSE | 0 | 0 | 0 | 0 | 0
Spain | ESP | 2015-02-11 13:00 | 2015-02-11 14:00 | 68.03 | 2015 | 8.27 | 2015-02-28 |  |  |  |  | 999 | 2026-02-11 14:00 | 0.02 | 11.24 | 14 | FALSE | 0 | 0 | 0 | 0 | 0
Spain | ESP | 2015-02-11 14:00 | 2015-02-11 15:00 | 68.05 | 2015 | 8.27 | 2015-02-28 |  |  |  |  | 1000 | 2026-02-11 15:00 | 0.33 | 11.24 | 15 | FALSE | 0 | 0 | 0 | 0 | 0
Spain | ESP | 2015-02-11 15:00 | 2015-02-11 16:00 | 69.65 | 2015 | 8.27 | 2015-02-28 |  |  |  |  | 1001 | 2026-02-11 16:00 | 0.9 | 11.24 | 16 | FALSE | 0 | 0 | 0 | 0 | 0
Spain | ESP | 2015-02-11 16:00 | 2015-02-11 17:00 | 69.49 | 2015 | 8.27 | 2015-02-28 |  |  |  |  | 1002 | 2026-02-11 17:00 | 3.33 | 11.24 | 17 | FALSE | 0 | 0 | 0 | 0 | 0
Spain | ESP | 2015-02-11 17:00 | 2015-02-11 18:00 | 71.15 | 2015 | 8.27 | 2015-02-28 |  |  |  |  | 1003 | 2026-02-11 18:00 | 10.09 | 11.24 | 18 | FALSE | 0 | 0 | 0 | 0 | 0
Spain | ESP | 2015-02-11 18:00 | 2015-02-11 19:00 | 74.71 | 2015 | 8.27 | 2015-02-28 |  |  |  |  | 1004 | 2026-02-11 19:00 | 32.7 | 11.24 | 19 | FALSE | 0 | 0 | 0 | 0 | 0
Spain | ESP | 2015-02-11 19:00 | 2015-02-11 20:00 | 77.15 | 2015 | 8.27 | 2015-02-28 |  |  |  |  | 1005 | 2026-02-11 20:00 | 30.62 | 11.24 | 20 | FALSE | 0 | 0 | 0 | 0 | 0
Spain | ESP | 2015-02-11 20:00 | 2015-02-11 21:00 | 72.21 | 2015 | 8.27 | 2015-02-28 |  |  |  |  | 1006 | 2026-02-11 21:00 | 8.6 | 11.24 | 21 | FALSE | 0 | 0 | 0 | 0 | 0
Spain | ESP | 2015-02-11 21:00 | 2015-02-11 22:00 | 71 | 2015 | 8.27 | 2015-02-28 |  |  |  |  | 1007 | 2026-02-11 22:00 | 4.08 | 11.24 | 22 | FALSE | 0 | 0 | 0 | 0 | 0
Spain | ESP | 2015-02-11 22:00 | 2015-02-11 23:00 | 68.6 | 2015 | 8.27 | 2015-02-28 |  |  |  |  | 1008 | 2026-02-11 23:00 | 0.81 | 11.24 | 23 | FALSE | 0 | 0 | 0 | 0 | 0
Spain | ESP | 2015-02-11 23:00 | 2015-02-12 | 64.1 | 2015 | 8.27 | 2015-02-28 |  |  |  |  | 1009 | 2026-02-12 | 0 | 11.24 | 24 | TRUE | 35 | 20 | -1 | 3600 | 3250
Spain | ESP | 2015-02-12 | 2015-02-12 01:00 | 54.69 | 2015 | 8.27 | 2015-02-28 |  |  |  |  | 1010 | 2026-02-12 01:00 | 0 | 11.24 | 1 | FALSE | 0 | 0 | 0 | 0 | 0
Spain | ESP | 2015-02-12 01:00 | 2015-02-12 02:00 | 46 | 2015 | 8.27 | 2015-02-28 |  |  |  |  | 1011 | 2026-02-12 02:00 | -0.24 | 11.24 | 2 | FALSE | 0 | 0 | 0 | 0 | 0
Spain | ESP | 2015-02-12 02:00 | 2015-02-12 03:00 | 45.42 | 2015 | 8.27 | 2015-02-28 |  |  |  |  | 1012 | 2026-02-12 03:00 | -0.42 | 11.24 | 3 | FALSE | 0 | 0 | 0 | 0 | 0
Spain | ESP | 2015-02-12 03:00 | 2015-02-12 04:00 | 45.2 | 2015 | 8.27 | 2015-02-28 |  |  |  |  | 1013 | 2026-02-12 04:00 | -0.42 | 11.24 | 4 | FALSE | 0 | 0 | 0 | 0 | 0
Spain | ESP | 2015-02-12 04:00 | 2015-02-12 05:00 | 46.5 | 2015 | 8.27 | 2015-02-28 |  |  |  |  | 1014 | 2026-02-12 05:00 | -0.22 | 11.24 | 5 | FALSE | 0 | 0 | 0 | 0 | 0
Spain | ESP | 2015-02-12 05:00 | 2015-02-12 06:00 | 53.35 | 2015 | 8.27 | 2015-02-28 |  |  |  |  | 1015 | 2026-02-12 06:00 | 0 | 11.24 | 6 | FALSE | 0 | 0 | 0 | 0 | 0
Spain | ESP | 2015-02-12 06:00 | 2015-02-12 07:00 | 69 | 2015 | 8.27 | 2015-02-28 |  |  |  |  | 1016 | 2026-02-12 07:00 | 2.25 | 11.24 | 7 | FALSE | 0 | 0 | 0 | 0 | 0
Spain | ESP | 2015-02-12 07:00 | 2015-02-12 08:00 | 70.6 | 2015 | 8.27 | 2015-02-28 |  |  |  |  | 1017 | 2026-02-12 08:00 | 2.97 | 11.24 | 8 | FALSE | 0 | 0 | 0 | 0 | 0
Spain | ESP | 2015-02-12 08:00 | 2015-02-12 09:00 | 70.6 | 2015 | 8.27 | 2015-02-28 |  |  |  |  | 1018 | 2026-02-12 09:00 | 0.45 | 11.24 | 9 | FALSE | 0 | 0 | 0 | 0 | 0
Spain | ESP | 2015-02-12 09:00 | 2015-02-12 10:00 | 75.71 | 2015 | 8.27 | 2015-02-28 |  |  |  |  | 1019 | 2026-02-12 10:00 | -0.38 | 11.24 | 10 | FALSE | 0 | 0 | 0 | 0 | 0
Spain | ESP | 2015-02-12 10:00 | 2015-02-12 11:00 | 73.21 | 2015 | 8.27 | 2015-02-28 |  |  |  |  | 1020 | 2026-02-12 11:00 | -0.81 | 11.24 | 11 | FALSE | 0 | 0 | 0 | 0 | 0
Spain | ESP | 2015-02-12 11:00 | 2015-02-12 12:00 | 72.21 | 2015 | 8.27 | 2015-02-28 |  |  |  |  | 1021 | 2026-02-12 12:00 | -0.98 | 11.24 | 12 | FALSE | 0 | 0 | 0 | 0 | 0
Spain | ESP | 2015-02-12 12:00 | 2015-02-12 13:00 | 70.59 | 2015 | 8.27 | 2015-02-28 |  |  |  |  | 1022 | 2026-02-12 13:00 | -1 | 11.24 | 13 | FALSE | 0 | 0 | 0 | 0 | 0
Spain | ESP | 2015-02-12 13:00 | 2015-02-12 14:00 | 69.1 | 2015 | 8.27 | 2015-02-28 |  |  |  |  | 1023 | 2026-02-12 14:00 | -1 | 11.24 | 14 | FALSE | 0 | 0 | 0 | 0 | 0
Spain | ESP | 2015-02-12 14:00 | 2015-02-12 15:00 | 69 | 2015 | 8.27 | 2015-02-28 |  |  |  |  | 1024 | 2026-02-12 15:00 | -0.95 | 11.24 | 15 | FALSE | 0 | 0 | 0 | 0 | 0
Spain | ESP | 2015-02-12 15:00 | 2015-02-12 16:00 | 69.65 | 2015 | 8.27 | 2015-02-28 |  |  |  |  | 1025 | 2026-02-12 16:00 | -0.53 | 11.24 | 16 | FALSE | 0 | 0 | 0 | 0 | 0
Spain | ESP | 2015-02-12 16:00 | 2015-02-12 17:00 | 68.03 | 2015 | 8.27 | 2015-02-28 |  |  |  |  | 1026 | 2026-02-12 17:00 | 0.57 | 11.24 | 17 | FALSE | 0 | 0 | 0 | 0 | 0
Spain | ESP | 2015-02-12 17:00 | 2015-02-12 18:00 | 72 | 2015 | 8.27 | 2015-02-28 |  |  |  |  | 1027 | 2026-02-12 18:00 | 11.06 | 11.24 | 18 | FALSE | 0 | 0 | 0 | 0 | 0
Spain | ESP | 2015-02-12 18:00 | 2015-02-12 19:00 | 74.71 | 2015 | 8.27 | 2015-02-28 |  |  |  |  | 1028 | 2026-02-12 19:00 | 32.62 | 11.24 | 19 | FALSE | 0 | 0 | 0 | 0 | 0
Spain | ESP | 2015-02-12 19:00 | 2015-02-12 20:00 | 75.79 | 2015 | 8.27 | 2015-02-28 |  |  |  |  | 1029 | 2026-02-12 20:00 | 35 | 11.24 | 20 | FALSE | 0 | 0 | 0 | 0 | 0
Spain | ESP | 2015-02-12 20:00 | 2015-02-12 21:00 | 71.75 | 2015 | 8.27 | 2015-02-28 |  |  |  |  | 1030 | 2026-02-12 21:00 | 29.15 | 11.24 | 21 | FALSE | 0 | 0 | 0 | 0 | 0
Spain | ESP | 2015-02-12 21:00 | 2015-02-12 22:00 | 69.65 | 2015 | 8.27 | 2015-02-28 |  |  |  |  | 1031 | 2026-02-12 22:00 | 21.75 | 11.24 | 22 | FALSE | 0 | 0 | 0 | 0 | 0
Spain | ESP | 2015-02-12 22:00 | 2015-02-12 23:00 | 66.1 | 2015 | 8.27 | 2015-02-28 |  |  |  |  | 1032 | 2026-02-12 23:00 | 7.94 | 11.24 | 23 | FALSE | 0 | 0 | 0 | 0 | 0
Spain | ESP | 2015-02-12 23:00 | 2015-02-13 | 59 | 2015 | 8.27 | 2015-02-28 |  |  |  |  | 1033 | 2026-02-13 | 3.34 | 11.24 | 24 | TRUE | 27.74 | 8 | -0.02 | 2776 | 2498.6
Spain | ESP | 2015-02-13 | 2015-02-13 01:00 | 49.07 | 2015 | 8.27 | 2015-02-28 |  |  |  |  | 1034 | 2026-02-13 01:00 | 0.94 | 11.24 | 1 | FALSE | 0 | 0 | 0 | 0 | 0
Spain | ESP | 2015-02-13 01:00 | 2015-02-13 02:00 | 45.3 | 2015 | 8.27 | 2015-02-28 |  |  |  |  | 1035 | 2026-02-13 02:00 | 0.16 | 11.24 | 2 | FALSE | 0 | 0 | 0 | 0 | 0
Spain | ESP | 2015-02-13 02:00 | 2015-02-13 03:00 | 42.43 | 2015 | 8.27 | 2015-02-28 |  |  |  |  | 1036 | 2026-02-13 03:00 | 0.25 | 11.24 | 3 | FALSE | 0 | 0 | 0 | 0 | 0
Spain | ESP | 2015-02-13 03:00 | 2015-02-13 04:00 | 41.62 | 2015 | 8.27 | 2015-02-28 |  |  |  |  | 1037 | 2026-02-13 04:00 | 0.66 | 11.24 | 4 | FALSE | 0 | 0 | 0 | 0 | 0
Spain | ESP | 2015-02-13 04:00 | 2015-02-13 05:00 | 41.71 | 2015 | 8.27 | 2015-02-28 |  |  |  |  | 1038 | 2026-02-13 05:00 | 2.15 | 11.24 | 5 | FALSE | 0 | 0 | 0 | 0 | 0
Spain | ESP | 2015-02-13 05:00 | 2015-02-13 06:00 | 45.42 | 2015 | 8.27 | 2015-02-28 |  |  |  |  | 1039 | 2026-02-13 06:00 | 6.73 | 11.24 | 6 | FALSE | 0 | 0 | 0 | 0 | 0
Spain | ESP | 2015-02-13 06:00 | 2015-02-13 07:00 | 58.25 | 2015 | 8.27 | 2015-02-28 |  |  |  |  | 1040 | 2026-02-13 07:00 | 26.2 | 11.24 | 7 | FALSE | 0 | 0 | 0 | 0 | 0
Spain | ESP | 2015-02-13 07:00 | 2015-02-13 08:00 | 57.84 | 2015 | 8.27 | 2015-02-28 |  |  |  |  | 1041 | 2026-02-13 08:00 | 27.74 | 11.24 | 8 | FALSE | 0 | 0 | 0 | 0 | 0
Spain | ESP | 2015-02-13 08:00 | 2015-02-13 09:00 | 60.1 | 2015 | 8.27 | 2015-02-28 |  |  |  |  | 1042 | 2026-02-13 09:00 | 9.3 | 11.24 | 9 | FALSE | 0 | 0 | 0 | 0 | 0
Spain | ESP | 2015-02-13 09:00 | 2015-02-13 10:00 | 60.1 | 2015 | 8.27 | 2015-02-28 |  |  |  |  | 1043 | 2026-02-13 10:00 | 1.14 | 11.24 | 10 | FALSE | 0 | 0 | 0 | 0 | 0
Spain | ESP | 2015-02-13 10:00 | 2015-02-13 11:00 | 58.03 | 2015 | 8.27 | 2015-02-28 |  |  |  |  | 1044 | 2026-02-13 11:00 | 0.08 | 11.24 | 11 | FALSE | 0 | 0 | 0 | 0 | 0
Spain | ESP | 2015-02-13 11:00 | 2015-02-13 12:00 | 54.35 | 2015 | 8.27 | 2015-02-28 |  |  |  |  | 1045 | 2026-02-13 12:00 | 0 | 11.24 | 12 | FALSE | 0 | 0 | 0 | 0 | 0
Spain | ESP | 2015-02-13 12:00 | 2015-02-13 13:00 | 49.89 | 2015 | 8.27 | 2015-02-28 |  |  |  |  | 1046 | 2026-02-13 13:00 | 0 | 11.24 | 13 | FALSE | 0 | 0 | 0 | 0 | 0
Spain | ESP | 2015-02-13 13:00 | 2015-02-13 14:00 | 47.54 | 2015 | 8.27 | 2015-02-28 |  |  |  |  | 1047 | 2026-02-13 14:00 | 0 | 11.24 | 14 | FALSE | 0 | 0 | 0 | 0 | 0
Spain | ESP | 2015-02-13 14:00 | 2015-02-13 15:00 | 44.19 | 2015 | 8.27 | 2015-02-28 |  |  |  |  | 1048 | 2026-02-13 15:00 | -0.02 | 11.24 | 15 | FALSE | 0 | 0 | 0 | 0 | 0
Spain | ESP | 2015-02-13 15:00 | 2015-02-13 16:00 | 43.2 | 2015 | 8.27 | 2015-02-28 |  |  |  |  | 1049 | 2026-02-13 16:00 | -0.02 | 11.24 | 16 | FALSE | 0 | 0 | 0 | 0 | 0
Spain | ESP | 2015-02-13 16:00 | 2015-02-13 17:00 | 45.75 | 2015 | 8.27 | 2015-02-28 |  |  |  |  | 1050 | 2026-02-13 17:00 | 0.01 | 11.24 | 17 | FALSE | 0 | 0 | 0 | 0 | 0
Spain | ESP | 2015-02-13 17:00 | 2015-02-13 18:00 | 51.49 | 2015 | 8.27 | 2015-02-28 |  |  |  |  | 1051 | 2026-02-13 18:00 | 1.68 | 11.24 | 18 | FALSE | 0 | 0 | 0 | 0 | 0
Spain | ESP | 2015-02-13 18:00 | 2015-02-13 19:00 | 59.99 | 2015 | 8.27 | 2015-02-28 |  |  |  |  | 1052 | 2026-02-13 19:00 | 7.18 | 11.24 | 19 | FALSE | 0 | 0 | 0 | 0 | 0
Spain | ESP | 2015-02-13 19:00 | 2015-02-13 20:00 | 61.1 | 2015 | 8.27 | 2015-02-28 |  |  |  |  | 1053 | 2026-02-13 20:00 | 10.14 | 11.24 | 20 | FALSE | 0 | 0 | 0 | 0 | 0
Spain | ESP | 2015-02-13 20:00 | 2015-02-13 21:00 | 60 | 2015 | 8.27 | 2015-02-28 |  |  |  |  | 1054 | 2026-02-13 21:00 | 5.99 | 11.24 | 21 | FALSE | 0 | 0 | 0 | 0 | 0
Spain | ESP | 2015-02-13 21:00 | 2015-02-13 22:00 | 52.6 | 2015 | 8.27 | 2015-02-28 |  |  |  |  | 1055 | 2026-02-13 22:00 | 2.22 | 11.24 | 22 | FALSE | 0 | 0 | 0 | 0 | 0
Spain | ESP | 2015-02-13 22:00 | 2015-02-13 23:00 | 46.3 | 2015 | 8.27 | 2015-02-28 |  |  |  |  | 1056 | 2026-02-13 23:00 | 0.14 | 11.24 | 23 | FALSE | 0 | 0 | 0 | 0 | 0
Spain | ESP | 2015-02-13 23:00 | 2015-02-14 | 41.3 | 2015 | 8.27 | 2015-02-28 |  |  |  |  | 1057 | 2026-02-14 | 0.04 | 11.24 | 24 | TRUE | 22 | 20 | -4 | 2600 | 2380
Spain | ESP | 2015-02-14 | 2015-02-14 01:00 | 36.19 | 2015 | 8.27 | 2015-02-28 |  |  |  |  | 1058 | 2026-02-14 01:00 | 0 | 11.24 | 1 | FALSE | 0 | 0 | 0 | 0 | 0
Spain | ESP | 2015-02-14 01:00 | 2015-02-14 02:00 | 35.68 | 2015 | 8.27 | 2015-02-28 |  |  |  |  | 1059 | 2026-02-14 02:00 | -0.03 | 11.24 | 2 | FALSE | 0 | 0 | 0 | 0 | 0
Spain | ESP | 2015-02-14 02:00 | 2015-02-14 03:00 | 33.18 | 2015 | 8.27 | 2015-02-28 |  |  |  |  | 1060 | 2026-02-14 03:00 | -0.28 | 11.24 | 3 | FALSE | 0 | 0 | 0 | 0 | 0
Spain | ESP | 2015-02-14 03:00 | 2015-02-14 04:00 | 31.43 | 2015 | 8.27 | 2015-02-28 |  |  |  |  | 1061 | 2026-02-14 04:00 | -0.42 | 11.24 | 4 | FALSE | 0 | 0 | 0 | 0 | 0
Spain | ESP | 2015-02-14 04:00 | 2015-02-14 05:00 | 32.85 | 2015 | 8.27 | 2015-02-28 |  |  |  |  | 1062 | 2026-02-14 05:00 | -0.42 | 11.24 | 5 | FALSE | 0 | 0 | 0 | 0 | 0
Spain | ESP | 2015-02-14 05:00 | 2015-02-14 06:00 | 33.93 | 2015 | 8.27 | 2015-02-28 |  |  |  |  | 1063 | 2026-02-14 06:00 | -0.06 | 11.24 | 6 | FALSE | 0 | 0 | 0 | 0 | 0
Spain | ESP | 2015-02-14 06:00 | 2015-02-14 07:00 | 36.12 | 2015 | 8.27 | 2015-02-28 |  |  |  |  | 1064 | 2026-02-14 07:00 | 0 | 11.24 | 7 | FALSE | 0 | 0 | 0 | 0 | 0
Spain | ESP | 2015-02-14 07:00 | 2015-02-14 08:00 | 37.8 | 2015 | 8.27 | 2015-02-28 |  |  |  |  | 1065 | 2026-02-14 08:00 | -0.03 | 11.24 | 8 | FALSE | 0 | 0 | 0 | 0 | 0
Spain | ESP | 2015-02-14 08:00 | 2015-02-14 09:00 | 44.02 | 2015 | 8.27 | 2015-02-28 |  |  |  |  | 1066 | 2026-02-14 09:00 | -0.73 | 11.24 | 9 | FALSE | 0 | 0 | 0 | 0 | 0
Spain | ESP | 2015-02-14 09:00 | 2015-02-14 10:00 | 47.31 | 2015 | 8.27 | 2015-02-28 |  |  |  |  | 1067 | 2026-02-14 10:00 | -2.18 | 11.24 | 10 | FALSE | 0 | 0 | 0 | 0 | 0
Spain | ESP | 2015-02-14 10:00 | 2015-02-14 11:00 | 47.1 | 2015 | 8.27 | 2015-02-28 |  |  |  |  | 1068 | 2026-02-14 11:00 | -3.4 | 11.24 | 11 | FALSE | 0 | 0 | 0 | 0 | 0
Spain | ESP | 2015-02-14 11:00 | 2015-02-14 12:00 | 44.1 | 2015 | 8.27 | 2015-02-28 |  |  |  |  | 1069 | 2026-02-14 12:00 | -4 | 11.24 | 12 | FALSE | 0 | 0 | 0 | 0 | 0
Spain | ESP | 2015-02-14 12:00 | 2015-02-14 13:00 | 43.5 | 2015 | 8.27 | 2015-02-28 |  |  |  |  | 1070 | 2026-02-14 13:00 | -4 | 11.24 | 13 | FALSE | 0 | 0 | 0 | 0 | 0
Spain | ESP | 2015-02-14 13:00 | 2015-02-14 14:00 | 37.9 | 2015 | 8.27 | 2015-02-28 |  |  |  |  | 1071 | 2026-02-14 14:00 | -4 | 11.24 | 14 | FALSE | 0 | 0 | 0 | 0 | 0
Spain | ESP | 2015-02-14 14:00 | 2015-02-14 15:00 | 33.93 | 2015 | 8.27 | 2015-02-28 |  |  |  |  | 1072 | 2026-02-14 15:00 | -4 | 11.24 | 15 | FALSE | 0 | 0 | 0 | 0 | 0
Spain | ESP | 2015-02-14 15:00 | 2015-02-14 16:00 | 32.4 | 2015 | 8.27 | 2015-02-28 |  |  |  |  | 1073 | 2026-02-14 16:00 | -3.15 | 11.24 | 16 | FALSE | 0 | 0 | 0 | 0 | 0
Spain | ESP | 2015-02-14 16:00 | 2015-02-14 17:00 | 35.01 | 2015 | 8.27 | 2015-02-28 |  |  |  |  | 1074 | 2026-02-14 17:00 | -0.87 | 11.24 | 17 | FALSE | 0 | 0 | 0 | 0 | 0
Spain | ESP | 2015-02-14 17:00 | 2015-02-14 18:00 | 40.1 | 2015 | 8.27 | 2015-02-28 |  |  |  |  | 1075 | 2026-02-14 18:00 | 1.45 | 11.24 | 18 | FALSE | 0 | 0 | 0 | 0 | 0
Spain | ESP | 2015-02-14 18:00 | 2015-02-14 19:00 | 44.98 | 2015 | 8.27 | 2015-02-28 |  |  |  |  | 1076 | 2026-02-14 19:00 | 15.78 | 11.24 | 19 | FALSE | 0 | 0 | 0 | 0 | 0
Spain | ESP | 2015-02-14 19:00 | 2015-02-14 20:00 | 45.1 | 2015 | 8.27 | 2015-02-28 |  |  |  |  | 1077 | 2026-02-14 20:00 | 22 | 11.24 | 20 | FALSE | 0 | 0 | 0 | 0 | 0
Spain | ESP | 2015-02-14 20:00 | 2015-02-14 21:00 | 42.61 | 2015 | 8.27 | 2015-02-28 |  |  |  |  | 1078 | 2026-02-14 21:00 | 22 | 11.24 | 21 | FALSE | 0 | 0 | 0 | 0 | 0
Spain | ESP | 2015-02-14 21:00 | 2015-02-14 22:00 | 42.71 | 2015 | 8.27 | 2015-02-28 |  |  |  |  | 1079 | 2026-02-14 22:00 | 13.07 | 11.24 | 22 | FALSE | 0 | 0 | 0 | 0 | 0
Spain | ESP | 2015-02-14 22:00 | 2015-02-14 23:00 | 37.21 | 2015 | 8.27 | 2015-02-28 |  |  |  |  | 1080 | 2026-02-14 23:00 | 4.35 | 11.24 | 23 | FALSE | 0 | 0 | 0 | 0 | 0
Spain | ESP | 2015-02-14 23:00 | 2015-02-15 | 27.5 | 2015 | 8.27 | 2015-02-28 |  |  |  |  | 1081 | 2026-02-15 | 4.83 | 11.24 | 24 | TRUE | 12.5 | 19 | -2.41 | 1491 | 1366
Spain | ESP | 2015-02-15 | 2015-02-15 01:00 | 20 | 2015 | 8.27 | 2015-02-28 |  |  |  |  | 1082 | 2026-02-15 01:00 | 1.64 | 11.24 | 1 | FALSE | 0 | 0 | 0 | 0 | 0
Spain | ESP | 2015-02-15 01:00 | 2015-02-15 02:00 | 12.51 | 2015 | 8.27 | 2015-02-28 |  |  |  |  | 1083 | 2026-02-15 02:00 | 0.24 | 11.24 | 2 | FALSE | 0 | 0 | 0 | 0 | 0
Spain | ESP | 2015-02-15 02:00 | 2015-02-15 03:00 | 10 | 2015 | 8.27 | 2015-02-28 |  |  |  |  | 1084 | 2026-02-15 03:00 | 0 | 11.24 | 3 | FALSE | 0 | 0 | 0 | 0 | 0
Spain | ESP | 2015-02-15 03:00 | 2015-02-15 04:00 | 8.4 | 2015 | 8.27 | 2015-02-28 |  |  |  |  | 1085 | 2026-02-15 04:00 | 0 | 11.24 | 4 | FALSE | 0 | 0 | 0 | 0 | 0
Spain | ESP | 2015-02-15 04:00 | 2015-02-15 05:00 | 9.34 | 2015 | 8.27 | 2015-02-28 |  |  |  |  | 1086 | 2026-02-15 05:00 | 0 | 11.24 | 5 | FALSE | 0 | 0 | 0 | 0 | 0
Spain | ESP | 2015-02-15 05:00 | 2015-02-15 06:00 | 12.4 | 2015 | 8.27 | 2015-02-28 |  |  |  |  | 1087 | 2026-02-15 06:00 | 0.01 | 11.24 | 6 | FALSE | 0 | 0 | 0 | 0 | 0
Spain | ESP | 2015-02-15 06:00 | 2015-02-15 07:00 | 16.33 | 2015 | 8.27 | 2015-02-28 |  |  |  |  | 1088 | 2026-02-15 07:00 | 0.06 | 11.24 | 7 | FALSE | 0 | 0 | 0 | 0 | 0
Spain | ESP | 2015-02-15 07:00 | 2015-02-15 08:00 | 21.1 | 2015 | 8.27 | 2015-02-28 |  |  |  |  | 1089 | 2026-02-15 08:00 | 0 | 11.24 | 8 | FALSE | 0 | 0 | 0 | 0 | 0
Spain | ESP | 2015-02-15 08:00 | 2015-02-15 09:00 | 26.55 | 2015 | 8.27 | 2015-02-28 |  |  |  |  | 1090 | 2026-02-15 09:00 | -0.63 | 11.24 | 9 | FALSE | 0 | 0 | 0 | 0 | 0
Spain | ESP | 2015-02-15 09:00 | 2015-02-15 10:00 | 33.02 | 2015 | 8.27 | 2015-02-28 |  |  |  |  | 1091 | 2026-02-15 10:00 | -1.19 | 11.24 | 10 | FALSE | 0 | 0 | 0 | 0 | 0
Spain | ESP | 2015-02-15 10:00 | 2015-02-15 11:00 | 34.15 | 2015 | 8.27 | 2015-02-28 |  |  |  |  | 1092 | 2026-02-15 11:00 | -1.98 | 11.24 | 11 | FALSE | 0 | 0 | 0 | 0 | 0
Spain | ESP | 2015-02-15 11:00 | 2015-02-15 12:00 | 27.33 | 2015 | 8.27 | 2015-02-28 |  |  |  |  | 1093 | 2026-02-15 12:00 | -2.1 | 11.24 | 12 | FALSE | 0 | 0 | 0 | 0 | 0
Spain | ESP | 2015-02-15 12:00 | 2015-02-15 13:00 | 26.86 | 2015 | 8.27 | 2015-02-28 |  |  |  |  | 1094 | 2026-02-15 13:00 | -2.1 | 11.24 | 13 | FALSE | 0 | 0 | 0 | 0 | 0
Spain | ESP | 2015-02-15 13:00 | 2015-02-15 14:00 | 26.32 | 2015 | 8.27 | 2015-02-28 |  |  |  |  | 1095 | 2026-02-15 14:00 | -2.2 | 11.24 | 14 | FALSE | 0 | 0 | 0 | 0 | 0
Spain | ESP | 2015-02-15 14:00 | 2015-02-15 15:00 | 25.5 | 2015 | 8.27 | 2015-02-28 |  |  |  |  | 1096 | 2026-02-15 15:00 | -2.41 | 11.24 | 15 | FALSE | 0 | 0 | 0 | 0 | 0
Spain | ESP | 2015-02-15 15:00 | 2015-02-15 16:00 | 25.5 | 2015 | 8.27 | 2015-02-28 |  |  |  |  | 1097 | 2026-02-15 16:00 | -1.7 | 11.24 | 16 | FALSE | 0 | 0 | 0 | 0 | 0
Spain | ESP | 2015-02-15 16:00 | 2015-02-15 17:00 | 29.65 | 2015 | 8.27 | 2015-02-28 |  |  |  |  | 1098 | 2026-02-15 17:00 | -0.47 | 11.24 | 17 | FALSE | 0 | 0 | 0 | 0 | 0
Spain | ESP | 2015-02-15 17:00 | 2015-02-15 18:00 | 38.81 | 2015 | 8.27 | 2015-02-28 |  |  |  |  | 1099 | 2026-02-15 18:00 | 2.09 | 11.24 | 18 | FALSE | 0 | 0 | 0 | 0 | 0
Spain | ESP | 2015-02-15 18:00 | 2015-02-15 19:00 | 50.24 | 2015 | 8.27 | 2015-02-28 |  |  |  |  | 1100 | 2026-02-15 19:00 | 12.5 | 11.24 | 19 | FALSE | 0 | 0 | 0 | 0 | 0
Spain | ESP | 2015-02-15 19:00 | 2015-02-15 20:00 | 54.92 | 2015 | 8.27 | 2015-02-28 |  |  |  |  | 1101 | 2026-02-15 20:00 | 10.7 | 11.24 | 20 | FALSE | 0 | 0 | 0 | 0 | 0
Spain | ESP | 2015-02-15 20:00 | 2015-02-15 21:00 | 53.15 | 2015 | 8.27 | 2015-02-28 |  |  |  |  | 1102 | 2026-02-15 21:00 | 11.76 | 11.24 | 21 | FALSE | 0 | 0 | 0 | 0 | 0
Spain | ESP | 2015-02-15 21:00 | 2015-02-15 22:00 | 54.33 | 2015 | 8.27 | 2015-02-28 |  |  |  |  | 1103 | 2026-02-15 22:00 | 6.3 | 11.24 | 22 | FALSE | 0 | 0 | 0 | 0 | 0
Spain | ESP | 2015-02-15 22:00 | 2015-02-15 23:00 | 49.74 | 2015 | 8.27 | 2015-02-28 |  |  |  |  | 1104 | 2026-02-15 23:00 | 1.92 | 11.24 | 23 | FALSE | 0 | 0 | 0 | 0 | 0
Spain | ESP | 2015-02-15 23:00 | 2015-02-16 | 43.2 | 2015 | 8.27 | 2015-02-28 |  |  |  |  | 1105 | 2026-02-16 | 0.01 | 11.24 | 24 | TRUE | 25.35 | 19 | -0.03 | 2538 | 2284.5
Spain | ESP | 2015-02-16 | 2015-02-16 01:00 | 37.2 | 2015 | 8.27 | 2015-02-28 |  |  |  |  | 1106 | 2026-02-16 01:00 | 0 | 11.24 | 1 | FALSE | 0 | 0 | 0 | 0 | 0
Spain | ESP | 2015-02-16 01:00 | 2015-02-16 02:00 | 35.01 | 2015 | 8.27 | 2015-02-28 |  |  |  |  | 1107 | 2026-02-16 02:00 | -0.01 | 11.24 | 2 | FALSE | 0 | 0 | 0 | 0 | 0
Spain | ESP | 2015-02-16 02:00 | 2015-02-16 03:00 | 34.5 | 2015 | 8.27 | 2015-02-28 |  |  |  |  | 1108 | 2026-02-16 03:00 | -0.02 | 11.24 | 3 | FALSE | 0 | 0 | 0 | 0 | 0
Spain | ESP | 2015-02-16 03:00 | 2015-02-16 04:00 | 34.34 | 2015 | 8.27 | 2015-02-28 |  |  |  |  | 1109 | 2026-02-16 04:00 | -0.03 | 11.24 | 4 | FALSE | 0 | 0 | 0 | 0 | 0
Spain | ESP | 2015-02-16 04:00 | 2015-02-16 05:00 | 34.7 | 2015 | 8.27 | 2015-02-28 |  |  |  |  | 1110 | 2026-02-16 05:00 | -0.01 | 11.24 | 5 | FALSE | 0 | 0 | 0 | 0 | 0
Spain | ESP | 2015-02-16 05:00 | 2015-02-16 06:00 | 39.33 | 2015 | 8.27 | 2015-02-28 |  |  |  |  | 1111 | 2026-02-16 06:00 | 0.4 | 11.24 | 6 | FALSE | 0 | 0 | 0 | 0 | 0
Spain | ESP | 2015-02-16 06:00 | 2015-02-16 07:00 | 53.42 | 2015 | 8.27 | 2015-02-28 |  |  |  |  | 1112 | 2026-02-16 07:00 | 6.6 | 11.24 | 7 | FALSE | 0 | 0 | 0 | 0 | 0
Spain | ESP | 2015-02-16 07:00 | 2015-02-16 08:00 | 57.36 | 2015 | 8.27 | 2015-02-28 |  |  |  |  | 1113 | 2026-02-16 08:00 | 9.96 | 11.24 | 8 | FALSE | 0 | 0 | 0 | 0 | 0
Spain | ESP | 2015-02-16 08:00 | 2015-02-16 09:00 | 65.1 | 2015 | 8.27 | 2015-02-28 |  |  |  |  | 1114 | 2026-02-16 09:00 | 2.15 | 11.24 | 9 | FALSE | 0 | 0 | 0 | 0 | 0
Spain | ESP | 2015-02-16 09:00 | 2015-02-16 10:00 | 66.73 | 2015 | 8.27 | 2015-02-28 |  |  |  |  | 1115 | 2026-02-16 10:00 | 0.1 | 11.24 | 10 | FALSE | 0 | 0 | 0 | 0 | 0
Spain | ESP | 2015-02-16 10:00 | 2015-02-16 11:00 | 68.03 | 2015 | 8.27 | 2015-02-28 |  |  |  |  | 1116 | 2026-02-16 11:00 | 0 | 11.24 | 11 | FALSE | 0 | 0 | 0 | 0 | 0
Spain | ESP | 2015-02-16 11:00 | 2015-02-16 12:00 | 63.3 | 2015 | 8.27 | 2015-02-28 |  |  |  |  | 1117 | 2026-02-16 12:00 | 0 | 11.24 | 12 | FALSE | 0 | 0 | 0 | 0 | 0
Spain | ESP | 2015-02-16 12:00 | 2015-02-16 13:00 | 59.5 | 2015 | 8.27 | 2015-02-28 |  |  |  |  | 1118 | 2026-02-16 13:00 | 0 | 11.24 | 13 | FALSE | 0 | 0 | 0 | 0 | 0
Spain | ESP | 2015-02-16 13:00 | 2015-02-16 14:00 | 54.01 | 2015 | 8.27 | 2015-02-28 |  |  |  |  | 1119 | 2026-02-16 14:00 | 0 | 11.24 | 14 | FALSE | 0 | 0 | 0 | 0 | 0
Spain | ESP | 2015-02-16 14:00 | 2015-02-16 15:00 | 49.87 | 2015 | 8.27 | 2015-02-28 |  |  |  |  | 1120 | 2026-02-16 15:00 | 0 | 11.24 | 15 | FALSE | 0 | 0 | 0 | 0 | 0
Spain | ESP | 2015-02-16 15:00 | 2015-02-16 16:00 | 52.46 | 2015 | 8.27 | 2015-02-28 |  |  |  |  | 1121 | 2026-02-16 16:00 | 0 | 11.24 | 16 | FALSE | 0 | 0 | 0 | 0 | 0
Spain | ESP | 2015-02-16 16:00 | 2015-02-16 17:00 | 54.76 | 2015 | 8.27 | 2015-02-28 |  |  |  |  | 1122 | 2026-02-16 17:00 | 1.48 | 11.24 | 17 | FALSE | 0 | 0 | 0 | 0 | 0
Spain | ESP | 2015-02-16 17:00 | 2015-02-16 18:00 | 55.21 | 2015 | 8.27 | 2015-02-28 |  |  |  |  | 1123 | 2026-02-16 18:00 | 8.73 | 11.24 | 18 | FALSE | 0 | 0 | 0 | 0 | 0
Spain | ESP | 2015-02-16 18:00 | 2015-02-16 19:00 | 67.7 | 2015 | 8.27 | 2015-02-28 |  |  |  |  | 1124 | 2026-02-16 19:00 | 25.35 | 11.24 | 19 | FALSE | 0 | 0 | 0 | 0 | 0
Spain | ESP | 2015-02-16 19:00 | 2015-02-16 20:00 | 61.49 | 2015 | 8.27 | 2015-02-28 |  |  |  |  | 1125 | 2026-02-16 20:00 | 24.74 | 11.24 | 20 | FALSE | 0 | 0 | 0 | 0 | 0
Spain | ESP | 2015-02-16 20:00 | 2015-02-16 21:00 | 53.01 | 2015 | 8.27 | 2015-02-28 |  |  |  |  | 1126 | 2026-02-16 21:00 | 13.84 | 11.24 | 21 | FALSE | 0 | 0 | 0 | 0 | 0
Spain | ESP | 2015-02-16 21:00 | 2015-02-16 22:00 | 49.99 | 2015 | 8.27 | 2015-02-28 |  |  |  |  | 1127 | 2026-02-16 22:00 | 10.16 | 11.24 | 22 | FALSE | 0 | 0 | 0 | 0 | 0
Spain | ESP | 2015-02-16 22:00 | 2015-02-16 23:00 | 39.36 | 2015 | 8.27 | 2015-02-28 |  |  |  |  | 1128 | 2026-02-16 23:00 | 2.18 | 11.24 | 23 | FALSE | 0 | 0 | 0 | 0 | 0
Spain | ESP | 2015-02-16 23:00 | 2015-02-17 | 39.1 | 2015 | 8.27 | 2015-02-28 |  |  |  |  | 1129 | 2026-02-17 | 4.09 | 11.24 | 24 | TRUE | 129.87 | 19 | -0.01 | 12988 | 11689.3
Spain | ESP | 2015-02-17 | 2015-02-17 01:00 | 37.1 | 2015 | 8.27 | 2015-02-28 |  |  |  |  | 1130 | 2026-02-17 01:00 | 2.61 | 11.24 | 1 | FALSE | 0 | 0 | 0 | 0 | 0
Spain | ESP | 2015-02-17 01:00 | 2015-02-17 02:00 | 26.56 | 2015 | 8.27 | 2015-02-28 |  |  |  |  | 1131 | 2026-02-17 02:00 | 0.98 | 11.24 | 2 | FALSE | 0 | 0 | 0 | 0 | 0
Spain | ESP | 2015-02-17 02:00 | 2015-02-17 03:00 | 25.01 | 2015 | 8.27 | 2015-02-28 |  |  |  |  | 1132 | 2026-02-17 03:00 | 0.17 | 11.24 | 3 | FALSE | 0 | 0 | 0 | 0 | 0
Spain | ESP | 2015-02-17 03:00 | 2015-02-17 04:00 | 20.1 | 2015 | 8.27 | 2015-02-28 |  |  |  |  | 1133 | 2026-02-17 04:00 | 0.12 | 11.24 | 4 | FALSE | 0 | 0 | 0 | 0 | 0
Spain | ESP | 2015-02-17 04:00 | 2015-02-17 05:00 | 25 | 2015 | 8.27 | 2015-02-28 |  |  |  |  | 1134 | 2026-02-17 05:00 | 1.93 | 11.24 | 5 | FALSE | 0 | 0 | 0 | 0 | 0
Spain | ESP | 2015-02-17 05:00 | 2015-02-17 06:00 | 28.11 | 2015 | 8.27 | 2015-02-28 |  |  |  |  | 1135 | 2026-02-17 06:00 | 9.6 | 11.24 | 6 | FALSE | 0 | 0 | 0 | 0 | 0
Spain | ESP | 2015-02-17 06:00 | 2015-02-17 07:00 | 42.69 | 2015 | 8.27 | 2015-02-28 |  |  |  |  | 1136 | 2026-02-17 07:00 | 29.86 | 11.24 | 7 | FALSE | 0 | 0 | 0 | 0 | 0
Spain | ESP | 2015-02-17 07:00 | 2015-02-17 08:00 | 41.1 | 2015 | 8.27 | 2015-02-28 |  |  |  |  | 1137 | 2026-02-17 08:00 | 32.7 | 11.24 | 8 | FALSE | 0 | 0 | 0 | 0 | 0
Spain | ESP | 2015-02-17 08:00 | 2015-02-17 09:00 | 48.99 | 2015 | 8.27 | 2015-02-28 |  |  |  |  | 1138 | 2026-02-17 09:00 | 14.82 | 11.24 | 9 | FALSE | 0 | 0 | 0 | 0 | 0
Spain | ESP | 2015-02-17 09:00 | 2015-02-17 10:00 | 48.99 | 2015 | 8.27 | 2015-02-28 |  |  |  |  | 1139 | 2026-02-17 10:00 | 1.74 | 11.24 | 10 | FALSE | 0 | 0 | 0 | 0 | 0
Spain | ESP | 2015-02-17 10:00 | 2015-02-17 11:00 | 44.89 | 2015 | 8.27 | 2015-02-28 |  |  |  |  | 1140 | 2026-02-17 11:00 | 0.14 | 11.24 | 11 | FALSE | 0 | 0 | 0 | 0 | 0
Spain | ESP | 2015-02-17 11:00 | 2015-02-17 12:00 | 43.5 | 2015 | 8.27 | 2015-02-28 |  |  |  |  | 1141 | 2026-02-17 12:00 | 0 | 11.24 | 12 | FALSE | 0 | 0 | 0 | 0 | 0
Spain | ESP | 2015-02-17 12:00 | 2015-02-17 13:00 | 40.1 | 2015 | 8.27 | 2015-02-28 |  |  |  |  | 1142 | 2026-02-17 13:00 | 0 | 11.24 | 13 | FALSE | 0 | 0 | 0 | 0 | 0
Spain | ESP | 2015-02-17 13:00 | 2015-02-17 14:00 | 38.71 | 2015 | 8.27 | 2015-02-28 |  |  |  |  | 1143 | 2026-02-17 14:00 | 0 | 11.24 | 14 | FALSE | 0 | 0 | 0 | 0 | 0
Spain | ESP | 2015-02-17 14:00 | 2015-02-17 15:00 | 38.98 | 2015 | 8.27 | 2015-02-28 |  |  |  |  | 1144 | 2026-02-17 15:00 | -0.01 | 11.24 | 15 | FALSE | 0 | 0 | 0 | 0 | 0
Spain | ESP | 2015-02-17 15:00 | 2015-02-17 16:00 | 40 | 2015 | 8.27 | 2015-02-28 |  |  |  |  | 1145 | 2026-02-17 16:00 | 0.05 | 11.24 | 16 | FALSE | 0 | 0 | 0 | 0 | 0
Spain | ESP | 2015-02-17 16:00 | 2015-02-17 17:00 | 42 | 2015 | 8.27 | 2015-02-28 |  |  |  |  | 1146 | 2026-02-17 17:00 | 9.6 | 11.24 | 17 | FALSE | 0 | 0 | 0 | 0 | 0
Spain | ESP | 2015-02-17 17:00 | 2015-02-17 18:00 | 44 | 2015 | 8.27 | 2015-02-28 |  |  |  |  | 1147 | 2026-02-17 18:00 | 69.04 | 11.24 | 18 | FALSE | 0 | 0 | 0 | 0 | 0
Spain | ESP | 2015-02-17 18:00 | 2015-02-17 19:00 | 55.1 | 2015 | 8.27 | 2015-02-28 |  |  |  |  | 1148 | 2026-02-17 19:00 | 129.87 | 11.24 | 19 | FALSE | 0 | 0 | 0 | 0 | 0
Spain | ESP | 2015-02-17 19:00 | 2015-02-17 20:00 | 53.59 | 2015 | 8.27 | 2015-02-28 |  |  |  |  | 1149 | 2026-02-17 20:00 | 114.46 | 11.24 | 20 | FALSE | 0 | 0 | 0 | 0 | 0
Spain | ESP | 2015-02-17 20:00 | 2015-02-17 21:00 | 48.99 | 2015 | 8.27 | 2015-02-28 |  |  |  |  | 1150 | 2026-02-17 21:00 | 101.19 | 11.24 | 21 | FALSE | 0 | 0 | 0 | 0 | 0
Spain | ESP | 2015-02-17 21:00 | 2015-02-17 22:00 | 44.01 | 2015 | 8.27 | 2015-02-28 |  |  |  |  | 1151 | 2026-02-17 22:00 | 83.54 | 11.24 | 22 | FALSE | 0 | 0 | 0 | 0 | 0
Spain | ESP | 2015-02-17 22:00 | 2015-02-17 23:00 | 39.33 | 2015 | 8.27 | 2015-02-28 |  |  |  |  | 1152 | 2026-02-17 23:00 | 36.26 | 11.24 | 23 | FALSE | 0 | 0 | 0 | 0 | 0
Spain | ESP | 2015-02-17 23:00 | 2015-02-18 | 28.2 | 2015 | 8.27 | 2015-02-28 |  |  |  |  | 1153 | 2026-02-18 | 35.01 | 11.24 | 24 | TRUE | 72.05 | 8 | 0 | 7205 | 6484.5
Spain | ESP | 2015-02-18 | 2015-02-18 01:00 | 27.5 | 2015 | 8.27 | 2015-02-28 |  |  |  |  | 1154 | 2026-02-18 01:00 | 28.33 | 11.24 | 1 | FALSE | 0 | 0 | 0 | 0 | 0
Spain | ESP | 2015-02-18 01:00 | 2015-02-18 02:00 | 19 | 2015 | 8.27 | 2015-02-28 |  |  |  |  | 1155 | 2026-02-18 02:00 | 24.62 | 11.24 | 2 | FALSE | 0 | 0 | 0 | 0 | 0
Spain | ESP | 2015-02-18 02:00 | 2015-02-18 03:00 | 20.66 | 2015 | 8.27 | 2015-02-28 |  |  |  |  | 1156 | 2026-02-18 03:00 | 23.3 | 11.24 | 3 | FALSE | 0 | 0 | 0 | 0 | 0
Spain | ESP | 2015-02-18 03:00 | 2015-02-18 04:00 | 21 | 2015 | 8.27 | 2015-02-28 |  |  |  |  | 1157 | 2026-02-18 04:00 | 21.65 | 11.24 | 4 | FALSE | 0 | 0 | 0 | 0 | 0
Spain | ESP | 2015-02-18 04:00 | 2015-02-18 05:00 | 22 | 2015 | 8.27 | 2015-02-28 |  |  |  |  | 1158 | 2026-02-18 05:00 | 23 | 11.24 | 5 | FALSE | 0 | 0 | 0 | 0 | 0
Spain | ESP | 2015-02-18 05:00 | 2015-02-18 06:00 | 28.68 | 2015 | 8.27 | 2015-02-28 |  |  |  |  | 1159 | 2026-02-18 06:00 | 27.54 | 11.24 | 6 | FALSE | 0 | 0 | 0 | 0 | 0
Spain | ESP | 2015-02-18 06:00 | 2015-02-18 07:00 | 52 | 2015 | 8.27 | 2015-02-28 |  |  |  |  | 1160 | 2026-02-18 07:00 | 59.67 | 11.24 | 7 | FALSE | 0 | 0 | 0 | 0 | 0
Spain | ESP | 2015-02-18 07:00 | 2015-02-18 08:00 | 53.1 | 2015 | 8.27 | 2015-02-28 |  |  |  |  | 1161 | 2026-02-18 08:00 | 72.05 | 11.24 | 8 | FALSE | 0 | 0 | 0 | 0 | 0
Spain | ESP | 2015-02-18 08:00 | 2015-02-18 09:00 | 58.1 | 2015 | 8.27 | 2015-02-28 |  |  |  |  | 1162 | 2026-02-18 09:00 | 23.64 | 11.24 | 9 | FALSE | 0 | 0 | 0 | 0 | 0
Spain | ESP | 2015-02-18 09:00 | 2015-02-18 10:00 | 56.69 | 2015 | 8.27 | 2015-02-28 |  |  |  |  | 1163 | 2026-02-18 10:00 | 5.66 | 11.24 | 10 | FALSE | 0 | 0 | 0 | 0 | 0
Spain | ESP | 2015-02-18 10:00 | 2015-02-18 11:00 | 54.8 | 2015 | 8.27 | 2015-02-28 |  |  |  |  | 1164 | 2026-02-18 11:00 | 1.67 | 11.24 | 11 | FALSE | 0 | 0 | 0 | 0 | 0
Spain | ESP | 2015-02-18 11:00 | 2015-02-18 12:00 | 54.85 | 2015 | 8.27 | 2015-02-28 |  |  |  |  | 1165 | 2026-02-18 12:00 | 0.19 | 11.24 | 12 | FALSE | 0 | 0 | 0 | 0 | 0
Spain | ESP | 2015-02-18 12:00 | 2015-02-18 13:00 | 53.05 | 2015 | 8.27 | 2015-02-28 |  |  |  |  | 1166 | 2026-02-18 13:00 | 0 | 11.24 | 13 | FALSE | 0 | 0 | 0 | 0 | 0
Spain | ESP | 2015-02-18 13:00 | 2015-02-18 14:00 | 50.36 | 2015 | 8.27 | 2015-02-28 |  |  |  |  | 1167 | 2026-02-18 14:00 | 0 | 11.24 | 14 | FALSE | 0 | 0 | 0 | 0 | 0
Spain | ESP | 2015-02-18 14:00 | 2015-02-18 15:00 | 50.1 | 2015 | 8.27 | 2015-02-28 |  |  |  |  | 1168 | 2026-02-18 15:00 | 0 | 11.24 | 15 | FALSE | 0 | 0 | 0 | 0 | 0
Spain | ESP | 2015-02-18 15:00 | 2015-02-18 16:00 | 52 | 2015 | 8.27 | 2015-02-28 |  |  |  |  | 1169 | 2026-02-18 16:00 | 0.26 | 11.24 | 16 | FALSE | 0 | 0 | 0 | 0 | 0
Spain | ESP | 2015-02-18 16:00 | 2015-02-18 17:00 | 54 | 2015 | 8.27 | 2015-02-28 |  |  |  |  | 1170 | 2026-02-18 17:00 | 2.55 | 11.24 | 17 | FALSE | 0 | 0 | 0 | 0 | 0
Spain | ESP | 2015-02-18 17:00 | 2015-02-18 18:00 | 57.95 | 2015 | 8.27 | 2015-02-28 |  |  |  |  | 1171 | 2026-02-18 18:00 | 10.66 | 11.24 | 18 | FALSE | 0 | 0 | 0 | 0 | 0
Spain | ESP | 2015-02-18 18:00 | 2015-02-18 19:00 | 61.55 | 2015 | 8.27 | 2015-02-28 |  |  |  |  | 1172 | 2026-02-18 19:00 | 24.95 | 11.24 | 19 | FALSE | 0 | 0 | 0 | 0 | 0
Spain | ESP | 2015-02-18 19:00 | 2015-02-18 20:00 | 60.19 | 2015 | 8.27 | 2015-02-28 |  |  |  |  | 1173 | 2026-02-18 20:00 | 25.54 | 11.24 | 20 | FALSE | 0 | 0 | 0 | 0 | 0
Spain | ESP | 2015-02-18 20:00 | 2015-02-18 21:00 | 56.69 | 2015 | 8.27 | 2015-02-28 |  |  |  |  | 1174 | 2026-02-18 21:00 | 20.02 | 11.24 | 21 | FALSE | 0 | 0 | 0 | 0 | 0
Spain | ESP | 2015-02-18 21:00 | 2015-02-18 22:00 | 55.46 | 2015 | 8.27 | 2015-02-28 |  |  |  |  | 1175 | 2026-02-18 22:00 | 6.17 | 11.24 | 22 | FALSE | 0 | 0 | 0 | 0 | 0
Spain | ESP | 2015-02-18 22:00 | 2015-02-18 23:00 | 51.65 | 2015 | 8.27 | 2015-02-28 |  |  |  |  | 1176 | 2026-02-18 23:00 | 1.39 | 11.24 | 23 | FALSE | 0 | 0 | 0 | 0 | 0
Spain | ESP | 2015-02-18 23:00 | 2015-02-19 | 47.54 | 2015 | 8.27 | 2015-02-28 |  |  |  |  | 1177 | 2026-02-19 | 2.66 | 11.24 | 24 | TRUE | 81.3 | 20 | -0.81 | 8211 | 7398
Spain | ESP | 2015-02-19 | 2015-02-19 01:00 | 45.94 | 2015 | 8.27 | 2015-02-28 |  |  |  |  | 1178 | 2026-02-19 01:00 | 0.4 | 11.24 | 1 | FALSE | 0 | 0 | 0 | 0 | 0
Spain | ESP | 2015-02-19 01:00 | 2015-02-19 02:00 | 43.9 | 2015 | 8.27 | 2015-02-28 |  |  |  |  | 1179 | 2026-02-19 02:00 | 0.06 | 11.24 | 2 | FALSE | 0 | 0 | 0 | 0 | 0
Spain | ESP | 2015-02-19 02:00 | 2015-02-19 03:00 | 41.3 | 2015 | 8.27 | 2015-02-28 |  |  |  |  | 1180 | 2026-02-19 03:00 | 0 | 11.24 | 3 | FALSE | 0 | 0 | 0 | 0 | 0
Spain | ESP | 2015-02-19 03:00 | 2015-02-19 04:00 | 40.84 | 2015 | 8.27 | 2015-02-28 |  |  |  |  | 1181 | 2026-02-19 04:00 | 0 | 11.24 | 4 | FALSE | 0 | 0 | 0 | 0 | 0
Spain | ESP | 2015-02-19 04:00 | 2015-02-19 05:00 | 41.47 | 2015 | 8.27 | 2015-02-28 |  |  |  |  | 1182 | 2026-02-19 05:00 | 0.36 | 11.24 | 5 | FALSE | 0 | 0 | 0 | 0 | 0
Spain | ESP | 2015-02-19 05:00 | 2015-02-19 06:00 | 47.15 | 2015 | 8.27 | 2015-02-28 |  |  |  |  | 1183 | 2026-02-19 06:00 | 2.61 | 11.24 | 6 | FALSE | 0 | 0 | 0 | 0 | 0
Spain | ESP | 2015-02-19 06:00 | 2015-02-19 07:00 | 56.77 | 2015 | 8.27 | 2015-02-28 |  |  |  |  | 1184 | 2026-02-19 07:00 | 16.06 | 11.24 | 7 | FALSE | 0 | 0 | 0 | 0 | 0
Spain | ESP | 2015-02-19 07:00 | 2015-02-19 08:00 | 59.03 | 2015 | 8.27 | 2015-02-28 |  |  |  |  | 1185 | 2026-02-19 08:00 | 13.46 | 11.24 | 8 | FALSE | 0 | 0 | 0 | 0 | 0
Spain | ESP | 2015-02-19 08:00 | 2015-02-19 09:00 | 62.43 | 2015 | 8.27 | 2015-02-28 |  |  |  |  | 1186 | 2026-02-19 09:00 | 1.46 | 11.24 | 9 | FALSE | 0 | 0 | 0 | 0 | 0
Spain | ESP | 2015-02-19 09:00 | 2015-02-19 10:00 | 61.49 | 2015 | 8.27 | 2015-02-28 |  |  |  |  | 1187 | 2026-02-19 10:00 | -0.24 | 11.24 | 10 | FALSE | 0 | 0 | 0 | 0 | 0
Spain | ESP | 2015-02-19 10:00 | 2015-02-19 11:00 | 60.22 | 2015 | 8.27 | 2015-02-28 |  |  |  |  | 1188 | 2026-02-19 11:00 | -0.53 | 11.24 | 11 | FALSE | 0 | 0 | 0 | 0 | 0
Spain | ESP | 2015-02-19 11:00 | 2015-02-19 12:00 | 60.25 | 2015 | 8.27 | 2015-02-28 |  |  |  |  | 1189 | 2026-02-19 12:00 | -0.76 | 11.24 | 12 | FALSE | 0 | 0 | 0 | 0 | 0
Spain | ESP | 2015-02-19 12:00 | 2015-02-19 13:00 | 58.01 | 2015 | 8.27 | 2015-02-28 |  |  |  |  | 1190 | 2026-02-19 13:00 | -0.81 | 11.24 | 13 | FALSE | 0 | 0 | 0 | 0 | 0
Spain | ESP | 2015-02-19 13:00 | 2015-02-19 14:00 | 56.15 | 2015 | 8.27 | 2015-02-28 |  |  |  |  | 1191 | 2026-02-19 14:00 | -0.81 | 11.24 | 14 | FALSE | 0 | 0 | 0 | 0 | 0
Spain | ESP | 2015-02-19 14:00 | 2015-02-19 15:00 | 56.77 | 2015 | 8.27 | 2015-02-28 |  |  |  |  | 1192 | 2026-02-19 15:00 | -0.8 | 11.24 | 15 | FALSE | 0 | 0 | 0 | 0 | 0
Spain | ESP | 2015-02-19 15:00 | 2015-02-19 16:00 | 58.13 | 2015 | 8.27 | 2015-02-28 |  |  |  |  | 1193 | 2026-02-19 16:00 | -0.3 | 11.24 | 16 | FALSE | 0 | 0 | 0 | 0 | 0
Spain | ESP | 2015-02-19 16:00 | 2015-02-19 17:00 | 58.21 | 2015 | 8.27 | 2015-02-28 |  |  |  |  | 1194 | 2026-02-19 17:00 | 1.46 | 11.24 | 17 | FALSE | 0 | 0 | 0 | 0 | 0
Spain | ESP | 2015-02-19 17:00 | 2015-02-19 18:00 | 61.3 | 2015 | 8.27 | 2015-02-28 |  |  |  |  | 1195 | 2026-02-19 18:00 | 23.11 | 11.24 | 18 | FALSE | 0 | 0 | 0 | 0 | 0
Spain | ESP | 2015-02-19 18:00 | 2015-02-19 19:00 | 71.4 | 2015 | 8.27 | 2015-02-28 |  |  |  |  | 1196 | 2026-02-19 19:00 | 74.95 | 11.24 | 19 | FALSE | 0 | 0 | 0 | 0 | 0
Spain | ESP | 2015-02-19 19:00 | 2015-02-19 20:00 | 75.8 | 2015 | 8.27 | 2015-02-28 |  |  |  |  | 1197 | 2026-02-19 20:00 | 81.3 | 11.24 | 20 | FALSE | 0 | 0 | 0 | 0 | 0
Spain | ESP | 2015-02-19 20:00 | 2015-02-19 21:00 | 68.03 | 2015 | 8.27 | 2015-02-28 |  |  |  |  | 1198 | 2026-02-19 21:00 | 63.52 | 11.24 | 21 | FALSE | 0 | 0 | 0 | 0 | 0
Spain | ESP | 2015-02-19 21:00 | 2015-02-19 22:00 | 60.35 | 2015 | 8.27 | 2015-02-28 |  |  |  |  | 1199 | 2026-02-19 22:00 | 46.32 | 11.24 | 22 | FALSE | 0 | 0 | 0 | 0 | 0
Spain | ESP | 2015-02-19 22:00 | 2015-02-19 23:00 | 58.01 | 2015 | 8.27 | 2015-02-28 |  |  |  |  | 1200 | 2026-02-19 23:00 | 33.4 | 11.24 | 23 | FALSE | 0 | 0 | 0 | 0 | 0
Spain | ESP | 2015-02-19 23:00 | 2015-02-20 | 48.15 | 2015 | 8.27 | 2015-02-28 |  |  |  |  | 1201 | 2026-02-20 | 24.94 | 11.24 | 24 | TRUE | 100.54 | 20 | -1 | 10154 | 9148.6
Spain | ESP | 2015-02-20 | 2015-02-20 01:00 | 47.02 | 2015 | 8.27 | 2015-02-28 |  |  |  |  | 1202 | 2026-02-20 01:00 | 20.38 | 11.24 | 1 | FALSE | 0 | 0 | 0 | 0 | 0
Spain | ESP | 2015-02-20 01:00 | 2015-02-20 02:00 | 44.16 | 2015 | 8.27 | 2015-02-28 |  |  |  |  | 1203 | 2026-02-20 02:00 | 12.45 | 11.24 | 2 | FALSE | 0 | 0 | 0 | 0 | 0
Spain | ESP | 2015-02-20 02:00 | 2015-02-20 03:00 | 41.11 | 2015 | 8.27 | 2015-02-28 |  |  |  |  | 1204 | 2026-02-20 03:00 | 7.26 | 11.24 | 3 | FALSE | 0 | 0 | 0 | 0 | 0
Spain | ESP | 2015-02-20 03:00 | 2015-02-20 04:00 | 40.52 | 2015 | 8.27 | 2015-02-28 |  |  |  |  | 1205 | 2026-02-20 04:00 | 6.89 | 11.24 | 4 | FALSE | 0 | 0 | 0 | 0 | 0
Spain | ESP | 2015-02-20 04:00 | 2015-02-20 05:00 | 42.63 | 2015 | 8.27 | 2015-02-28 |  |  |  |  | 1206 | 2026-02-20 05:00 | 9.8 | 11.24 | 5 | FALSE | 0 | 0 | 0 | 0 | 0
Spain | ESP | 2015-02-20 05:00 | 2015-02-20 06:00 | 49.29 | 2015 | 8.27 | 2015-02-28 |  |  |  |  | 1207 | 2026-02-20 06:00 | 24.03 | 11.24 | 6 | FALSE | 0 | 0 | 0 | 0 | 0
Spain | ESP | 2015-02-20 06:00 | 2015-02-20 07:00 | 57.2 | 2015 | 8.27 | 2015-02-28 |  |  |  |  | 1208 | 2026-02-20 07:00 | 61.39 | 11.24 | 7 | FALSE | 0 | 0 | 0 | 0 | 0
Spain | ESP | 2015-02-20 07:00 | 2015-02-20 08:00 | 57.18 | 2015 | 8.27 | 2015-02-28 |  |  |  |  | 1209 | 2026-02-20 08:00 | 54.28 | 11.24 | 8 | FALSE | 0 | 0 | 0 | 0 | 0
Spain | ESP | 2015-02-20 08:00 | 2015-02-20 09:00 | 59.2 | 2015 | 8.27 | 2015-02-28 |  |  |  |  | 1210 | 2026-02-20 09:00 | 7.44 | 11.24 | 9 | FALSE | 0 | 0 | 0 | 0 | 0
Spain | ESP | 2015-02-20 09:00 | 2015-02-20 10:00 | 58.92 | 2015 | 8.27 | 2015-02-28 |  |  |  |  | 1211 | 2026-02-20 10:00 | -0.15 | 11.24 | 10 | FALSE | 0 | 0 | 0 | 0 | 0
Spain | ESP | 2015-02-20 10:00 | 2015-02-20 11:00 | 58.09 | 2015 | 8.27 | 2015-02-28 |  |  |  |  | 1212 | 2026-02-20 11:00 | -0.68 | 11.24 | 11 | FALSE | 0 | 0 | 0 | 0 | 0
Spain | ESP | 2015-02-20 11:00 | 2015-02-20 12:00 | 57 | 2015 | 8.27 | 2015-02-28 |  |  |  |  | 1213 | 2026-02-20 12:00 | -0.92 | 11.24 | 12 | FALSE | 0 | 0 | 0 | 0 | 0
Spain | ESP | 2015-02-20 12:00 | 2015-02-20 13:00 | 53.03 | 2015 | 8.27 | 2015-02-28 |  |  |  |  | 1214 | 2026-02-20 13:00 | -1 | 11.24 | 13 | FALSE | 0 | 0 | 0 | 0 | 0
Spain | ESP | 2015-02-20 13:00 | 2015-02-20 14:00 | 51.9 | 2015 | 8.27 | 2015-02-28 |  |  |  |  | 1215 | 2026-02-20 14:00 | -0.99 | 11.24 | 14 | FALSE | 0 | 0 | 0 | 0 | 0
Spain | ESP | 2015-02-20 14:00 | 2015-02-20 15:00 | 49.81 | 2015 | 8.27 | 2015-02-28 |  |  |  |  | 1216 | 2026-02-20 15:00 | -0.93 | 11.24 | 15 | FALSE | 0 | 0 | 0 | 0 | 0
Spain | ESP | 2015-02-20 15:00 | 2015-02-20 16:00 | 49.4 | 2015 | 8.27 | 2015-02-28 |  |  |  |  | 1217 | 2026-02-20 16:00 | -0.29 | 11.24 | 16 | FALSE | 0 | 0 | 0 | 0 | 0
Spain | ESP | 2015-02-20 16:00 | 2015-02-20 17:00 | 50.39 | 2015 | 8.27 | 2015-02-28 |  |  |  |  | 1218 | 2026-02-20 17:00 | 9.41 | 11.24 | 17 | FALSE | 0 | 0 | 0 | 0 | 0
Spain | ESP | 2015-02-20 17:00 | 2015-02-20 18:00 | 53 | 2015 | 8.27 | 2015-02-28 |  |  |  |  | 1219 | 2026-02-20 18:00 | 59.1 | 11.24 | 18 | FALSE | 0 | 0 | 0 | 0 | 0
Spain | ESP | 2015-02-20 18:00 | 2015-02-20 19:00 | 58.1 | 2015 | 8.27 | 2015-02-28 |  |  |  |  | 1220 | 2026-02-20 19:00 | 93.46 | 11.24 | 19 | FALSE | 0 | 0 | 0 | 0 | 0
Spain | ESP | 2015-02-20 19:00 | 2015-02-20 20:00 | 59.99 | 2015 | 8.27 | 2015-02-28 |  |  |  |  | 1221 | 2026-02-20 20:00 | 100.54 | 11.24 | 20 | FALSE | 0 | 0 | 0 | 0 | 0
Spain | ESP | 2015-02-20 20:00 | 2015-02-20 21:00 | 58.09 | 2015 | 8.27 | 2015-02-28 |  |  |  |  | 1222 | 2026-02-20 21:00 | 96.02 | 11.24 | 21 | FALSE | 0 | 0 | 0 | 0 | 0
Spain | ESP | 2015-02-20 21:00 | 2015-02-20 22:00 | 53.1 | 2015 | 8.27 | 2015-02-28 |  |  |  |  | 1223 | 2026-02-20 22:00 | 60.07 | 11.24 | 22 | FALSE | 0 | 0 | 0 | 0 | 0
Spain | ESP | 2015-02-20 22:00 | 2015-02-20 23:00 | 50.93 | 2015 | 8.27 | 2015-02-28 |  |  |  |  | 1224 | 2026-02-20 23:00 | 38.68 | 11.24 | 23 | FALSE | 0 | 0 | 0 | 0 | 0
Spain | ESP | 2015-02-20 23:00 | 2015-02-21 | 50.03 | 2015 | 8.27 | 2015-02-28 |  |  |  |  | 1225 | 2026-02-21 | 32.97 | 11.24 | 24 | TRUE | 101.4 | 20 | -0.01 | 10141 | 9127
Spain | ESP | 2015-02-21 | 2015-02-21 01:00 | 45.1 | 2015 | 8.27 | 2015-02-28 |  |  |  |  | 1226 | 2026-02-21 01:00 | 27.75 | 11.24 | 1 | FALSE | 0 | 0 | 0 | 0 | 0
Spain | ESP | 2015-02-21 01:00 | 2015-02-21 02:00 | 41.25 | 2015 | 8.27 | 2015-02-28 |  |  |  |  | 1227 | 2026-02-21 02:00 | 24.1 | 11.24 | 2 | FALSE | 0 | 0 | 0 | 0 | 0
Spain | ESP | 2015-02-21 02:00 | 2015-02-21 03:00 | 39.1 | 2015 | 8.27 | 2015-02-28 |  |  |  |  | 1228 | 2026-02-21 03:00 | 23 | 11.24 | 3 | FALSE | 0 | 0 | 0 | 0 | 0
Spain | ESP | 2015-02-21 03:00 | 2015-02-21 04:00 | 37.49 | 2015 | 8.27 | 2015-02-28 |  |  |  |  | 1229 | 2026-02-21 04:00 | 20.01 | 11.24 | 4 | FALSE | 0 | 0 | 0 | 0 | 0
Spain | ESP | 2015-02-21 04:00 | 2015-02-21 05:00 | 39.94 | 2015 | 8.27 | 2015-02-28 |  |  |  |  | 1230 | 2026-02-21 05:00 | 23 | 11.24 | 5 | FALSE | 0 | 0 | 0 | 0 | 0
Spain | ESP | 2015-02-21 05:00 | 2015-02-21 06:00 | 38.4 | 2015 | 8.27 | 2015-02-28 |  |  |  |  | 1231 | 2026-02-21 06:00 | 27.47 | 11.24 | 6 | FALSE | 0 | 0 | 0 | 0 | 0
Spain | ESP | 2015-02-21 06:00 | 2015-02-21 07:00 | 37.5 | 2015 | 8.27 | 2015-02-28 |  |  |  |  | 1232 | 2026-02-21 07:00 | 31.46 | 11.24 | 7 | FALSE | 0 | 0 | 0 | 0 | 0
Spain | ESP | 2015-02-21 07:00 | 2015-02-21 08:00 | 36.15 | 2015 | 8.27 | 2015-02-28 |  |  |  |  | 1233 | 2026-02-21 08:00 | 27.98 | 11.24 | 8 | FALSE | 0 | 0 | 0 | 0 | 0
Spain | ESP | 2015-02-21 08:00 | 2015-02-21 09:00 | 43.55 | 2015 | 8.27 | 2015-02-28 |  |  |  |  | 1234 | 2026-02-21 09:00 | 10.17 | 11.24 | 9 | FALSE | 0 | 0 | 0 | 0 | 0
Spain | ESP | 2015-02-21 09:00 | 2015-02-21 10:00 | 46.1 | 2015 | 8.27 | 2015-02-28 |  |  |  |  | 1235 | 2026-02-21 10:00 | 0.59 | 11.24 | 10 | FALSE | 0 | 0 | 0 | 0 | 0
Spain | ESP | 2015-02-21 10:00 | 2015-02-21 11:00 | 43.1 | 2015 | 8.27 | 2015-02-28 |  |  |  |  | 1236 | 2026-02-21 11:00 | 0 | 11.24 | 11 | FALSE | 0 | 0 | 0 | 0 | 0
Spain | ESP | 2015-02-21 11:00 | 2015-02-21 12:00 | 35.93 | 2015 | 8.27 | 2015-02-28 |  |  |  |  | 1237 | 2026-02-21 12:00 | 0 | 11.24 | 12 | FALSE | 0 | 0 | 0 | 0 | 0
Spain | ESP | 2015-02-21 12:00 | 2015-02-21 13:00 | 36.1 | 2015 | 8.27 | 2015-02-28 |  |  |  |  | 1238 | 2026-02-21 13:00 | 0 | 11.24 | 13 | FALSE | 0 | 0 | 0 | 0 | 0
Spain | ESP | 2015-02-21 13:00 | 2015-02-21 14:00 | 27.72 | 2015 | 8.27 | 2015-02-28 |  |  |  |  | 1239 | 2026-02-21 14:00 | -0.01 | 11.24 | 14 | FALSE | 0 | 0 | 0 | 0 | 0
Spain | ESP | 2015-02-21 14:00 | 2015-02-21 15:00 | 17.67 | 2015 | 8.27 | 2015-02-28 |  |  |  |  | 1240 | 2026-02-21 15:00 | -0.01 | 11.24 | 15 | FALSE | 0 | 0 | 0 | 0 | 0
Spain | ESP | 2015-02-21 15:00 | 2015-02-21 16:00 | 12 | 2015 | 8.27 | 2015-02-28 |  |  |  |  | 1241 | 2026-02-21 16:00 | 0 | 11.24 | 16 | FALSE | 0 | 0 | 0 | 0 | 0
Spain | ESP | 2015-02-21 16:00 | 2015-02-21 17:00 | 17.65 | 2015 | 8.27 | 2015-02-28 |  |  |  |  | 1242 | 2026-02-21 17:00 | 7.78 | 11.24 | 17 | FALSE | 0 | 0 | 0 | 0 | 0
Spain | ESP | 2015-02-21 17:00 | 2015-02-21 18:00 | 28.21 | 2015 | 8.27 | 2015-02-28 |  |  |  |  | 1243 | 2026-02-21 18:00 | 46.28 | 11.24 | 18 | FALSE | 0 | 0 | 0 | 0 | 0
Spain | ESP | 2015-02-21 18:00 | 2015-02-21 19:00 | 36.1 | 2015 | 8.27 | 2015-02-28 |  |  |  |  | 1244 | 2026-02-21 19:00 | 93.81 | 11.24 | 19 | FALSE | 0 | 0 | 0 | 0 | 0
Spain | ESP | 2015-02-21 19:00 | 2015-02-21 20:00 | 40 | 2015 | 8.27 | 2015-02-28 |  |  |  |  | 1245 | 2026-02-21 20:00 | 101.4 | 11.24 | 20 | FALSE | 0 | 0 | 0 | 0 | 0
Spain | ESP | 2015-02-21 20:00 | 2015-02-21 21:00 | 37.5 | 2015 | 8.27 | 2015-02-28 |  |  |  |  | 1246 | 2026-02-21 21:00 | 98.32 | 11.24 | 21 | FALSE | 0 | 0 | 0 | 0 | 0
Spain | ESP | 2015-02-21 21:00 | 2015-02-21 22:00 | 33.4 | 2015 | 8.27 | 2015-02-28 |  |  |  |  | 1247 | 2026-02-21 22:00 | 65.95 | 11.24 | 22 | FALSE | 0 | 0 | 0 | 0 | 0
Spain | ESP | 2015-02-21 22:00 | 2015-02-21 23:00 | 29.56 | 2015 | 8.27 | 2015-02-28 |  |  |  |  | 1248 | 2026-02-21 23:00 | 36.51 | 11.24 | 23 | FALSE | 0 | 0 | 0 | 0 | 0
Spain | ESP | 2015-02-21 23:00 | 2015-02-22 | 12.4 | 2015 | 8.27 | 2015-02-28 |  |  |  |  | 1249 | 2026-02-22 | 33.8 | 11.24 | 24 | TRUE | 99.34 | 20 | -0.96 | 10030 | 9036.6
Spain | ESP | 2015-02-22 | 2015-02-22 01:00 | 10.15 | 2015 | 8.27 | 2015-02-28 |  |  |  |  | 1250 | 2026-02-22 01:00 | 27.23 | 11.24 | 1 | FALSE | 0 | 0 | 0 | 0 | 0
Spain | ESP | 2015-02-22 01:00 | 2015-02-22 02:00 | 5.02 | 2015 | 8.27 | 2015-02-28 |  |  |  |  | 1251 | 2026-02-22 02:00 | 22.7 | 11.24 | 2 | FALSE | 0 | 0 | 0 | 0 | 0
Spain | ESP | 2015-02-22 02:00 | 2015-02-22 03:00 | 4.99 | 2015 | 8.27 | 2015-02-28 |  |  |  |  | 1252 | 2026-02-22 03:00 | 15.27 | 11.24 | 3 | FALSE | 0 | 0 | 0 | 0 | 0
Spain | ESP | 2015-02-22 03:00 | 2015-02-22 04:00 | 4.99 | 2015 | 8.27 | 2015-02-28 |  |  |  |  | 1253 | 2026-02-22 04:00 | 9.38 | 11.24 | 4 | FALSE | 0 | 0 | 0 | 0 | 0
Spain | ESP | 2015-02-22 04:00 | 2015-02-22 05:00 | 5 | 2015 | 8.27 | 2015-02-28 |  |  |  |  | 1254 | 2026-02-22 05:00 | 9.18 | 11.24 | 5 | FALSE | 0 | 0 | 0 | 0 | 0
Spain | ESP | 2015-02-22 05:00 | 2015-02-22 06:00 | 6.5 | 2015 | 8.27 | 2015-02-28 |  |  |  |  | 1255 | 2026-02-22 06:00 | 11.74 | 11.24 | 6 | FALSE | 0 | 0 | 0 | 0 | 0
Spain | ESP | 2015-02-22 06:00 | 2015-02-22 07:00 | 11.7 | 2015 | 8.27 | 2015-02-28 |  |  |  |  | 1256 | 2026-02-22 07:00 | 19.58 | 11.24 | 7 | FALSE | 0 | 0 | 0 | 0 | 0
Spain | ESP | 2015-02-22 07:00 | 2015-02-22 08:00 | 12 | 2015 | 8.27 | 2015-02-28 |  |  |  |  | 1257 | 2026-02-22 08:00 | 5.97 | 11.24 | 8 | FALSE | 0 | 0 | 0 | 0 | 0
Spain | ESP | 2015-02-22 08:00 | 2015-02-22 09:00 | 13 | 2015 | 8.27 | 2015-02-28 |  |  |  |  | 1258 | 2026-02-22 09:00 | 0.98 | 11.24 | 9 | FALSE | 0 | 0 | 0 | 0 | 0
Spain | ESP | 2015-02-22 09:00 | 2015-02-22 10:00 | 15.55 | 2015 | 8.27 | 2015-02-28 |  |  |  |  | 1259 | 2026-02-22 10:00 | -0.26 | 11.24 | 10 | FALSE | 0 | 0 | 0 | 0 | 0
Spain | ESP | 2015-02-22 10:00 | 2015-02-22 11:00 | 15.55 | 2015 | 8.27 | 2015-02-28 |  |  |  |  | 1260 | 2026-02-22 11:00 | -0.59 | 11.24 | 11 | FALSE | 0 | 0 | 0 | 0 | 0
Spain | ESP | 2015-02-22 11:00 | 2015-02-22 12:00 | 12.4 | 2015 | 8.27 | 2015-02-28 |  |  |  |  | 1261 | 2026-02-22 12:00 | -0.96 | 11.24 | 12 | FALSE | 0 | 0 | 0 | 0 | 0
Spain | ESP | 2015-02-22 12:00 | 2015-02-22 13:00 | 12.4 | 2015 | 8.27 | 2015-02-28 |  |  |  |  | 1262 | 2026-02-22 13:00 | -0.75 | 11.24 | 13 | FALSE | 0 | 0 | 0 | 0 | 0
Spain | ESP | 2015-02-22 13:00 | 2015-02-22 14:00 | 9.85 | 2015 | 8.27 | 2015-02-28 |  |  |  |  | 1263 | 2026-02-22 14:00 | -0.6 | 11.24 | 14 | FALSE | 0 | 0 | 0 | 0 | 0
Spain | ESP | 2015-02-22 14:00 | 2015-02-22 15:00 | 5.02 | 2015 | 8.27 | 2015-02-28 |  |  |  |  | 1264 | 2026-02-22 15:00 | -0.65 | 11.24 | 15 | FALSE | 0 | 0 | 0 | 0 | 0
Spain | ESP | 2015-02-22 15:00 | 2015-02-22 16:00 | 5 | 2015 | 8.27 | 2015-02-28 |  |  |  |  | 1265 | 2026-02-22 16:00 | -0.14 | 11.24 | 16 | FALSE | 0 | 0 | 0 | 0 | 0
Spain | ESP | 2015-02-22 16:00 | 2015-02-22 17:00 | 5.02 | 2015 | 8.27 | 2015-02-28 |  |  |  |  | 1266 | 2026-02-22 17:00 | 5.43 | 11.24 | 17 | FALSE | 0 | 0 | 0 | 0 | 0
Spain | ESP | 2015-02-22 17:00 | 2015-02-22 18:00 | 25.05 | 2015 | 8.27 | 2015-02-28 |  |  |  |  | 1267 | 2026-02-22 18:00 | 21.68 | 11.24 | 18 | FALSE | 0 | 0 | 0 | 0 | 0
Spain | ESP | 2015-02-22 18:00 | 2015-02-22 19:00 | 39.96 | 2015 | 8.27 | 2015-02-28 |  |  |  |  | 1268 | 2026-02-22 19:00 | 69.06 | 11.24 | 19 | FALSE | 0 | 0 | 0 | 0 | 0
Spain | ESP | 2015-02-22 19:00 | 2015-02-22 20:00 | 47.15 | 2015 | 8.27 | 2015-02-28 |  |  |  |  | 1269 | 2026-02-22 20:00 | 99.34 | 11.24 | 20 | FALSE | 0 | 0 | 0 | 0 | 0
Spain | ESP | 2015-02-22 20:00 | 2015-02-22 21:00 | 43.6 | 2015 | 8.27 | 2015-02-28 |  |  |  |  | 1270 | 2026-02-22 21:00 | 93.9 | 11.24 | 21 | FALSE | 0 | 0 | 0 | 0 | 0
Spain | ESP | 2015-02-22 21:00 | 2015-02-22 22:00 | 40 | 2015 | 8.27 | 2015-02-28 |  |  |  |  | 1271 | 2026-02-22 22:00 | 56.52 | 11.24 | 22 | FALSE | 0 | 0 | 0 | 0 | 0
Spain | ESP | 2015-02-22 22:00 | 2015-02-22 23:00 | 30.1 | 2015 | 8.27 | 2015-02-28 |  |  |  |  | 1272 | 2026-02-22 23:00 | 35.26 | 11.24 | 23 | FALSE | 0 | 0 | 0 | 0 | 0
Spain | ESP | 2015-02-22 23:00 | 2015-02-23 | 24.99 | 2015 | 8.27 | 2015-02-28 |  |  |  |  | 1273 | 2026-02-23 | 23.89 | 11.24 | 24 | TRUE | 175.13 | 20 | -1.15 | 17628 | 15876.7
Spain | ESP | 2015-02-23 | 2015-02-23 01:00 | 10 | 2015 | 8.27 | 2015-02-28 |  |  |  |  | 1274 | 2026-02-23 01:00 | 19.64 | 11.24 | 1 | FALSE | 0 | 0 | 0 | 0 | 0
Spain | ESP | 2015-02-23 01:00 | 2015-02-23 02:00 | 5 | 2015 | 8.27 | 2015-02-28 |  |  |  |  | 1275 | 2026-02-23 02:00 | 17.61 | 11.24 | 2 | FALSE | 0 | 0 | 0 | 0 | 0
Spain | ESP | 2015-02-23 02:00 | 2015-02-23 03:00 | 5 | 2015 | 8.27 | 2015-02-28 |  |  |  |  | 1276 | 2026-02-23 03:00 | 11.66 | 11.24 | 3 | FALSE | 0 | 0 | 0 | 0 | 0
Spain | ESP | 2015-02-23 03:00 | 2015-02-23 04:00 | 5 | 2015 | 8.27 | 2015-02-28 |  |  |  |  | 1277 | 2026-02-23 04:00 | 9.81 | 11.24 | 4 | FALSE | 0 | 0 | 0 | 0 | 0
Spain | ESP | 2015-02-23 04:00 | 2015-02-23 05:00 | 7.5 | 2015 | 8.27 | 2015-02-28 |  |  |  |  | 1278 | 2026-02-23 05:00 | 18.03 | 11.24 | 5 | FALSE | 0 | 0 | 0 | 0 | 0
Spain | ESP | 2015-02-23 05:00 | 2015-02-23 06:00 | 24.6 | 2015 | 8.27 | 2015-02-28 |  |  |  |  | 1279 | 2026-02-23 06:00 | 24.22 | 11.24 | 6 | FALSE | 0 | 0 | 0 | 0 | 0
Spain | ESP | 2015-02-23 06:00 | 2015-02-23 07:00 | 35.6 | 2015 | 8.27 | 2015-02-28 |  |  |  |  | 1280 | 2026-02-23 07:00 | 60.07 | 11.24 | 7 | FALSE | 0 | 0 | 0 | 0 | 0
Spain | ESP | 2015-02-23 07:00 | 2015-02-23 08:00 | 36.6 | 2015 | 8.27 | 2015-02-28 |  |  |  |  | 1281 | 2026-02-23 08:00 | 60.69 | 11.24 | 8 | FALSE | 0 | 0 | 0 | 0 | 0
Spain | ESP | 2015-02-23 08:00 | 2015-02-23 09:00 | 46.63 | 2015 | 8.27 | 2015-02-28 |  |  |  |  | 1282 | 2026-02-23 09:00 | 13.2 | 11.24 | 9 | FALSE | 0 | 0 | 0 | 0 | 0
Spain | ESP | 2015-02-23 09:00 | 2015-02-23 10:00 | 49.62 | 2015 | 8.27 | 2015-02-28 |  |  |  |  | 1283 | 2026-02-23 10:00 | 0.22 | 11.24 | 10 | FALSE | 0 | 0 | 0 | 0 | 0
Spain | ESP | 2015-02-23 10:00 | 2015-02-23 11:00 | 45.41 | 2015 | 8.27 | 2015-02-28 |  |  |  |  | 1284 | 2026-02-23 11:00 | -0.37 | 11.24 | 11 | FALSE | 0 | 0 | 0 | 0 | 0
Spain | ESP | 2015-02-23 11:00 | 2015-02-23 12:00 | 45.04 | 2015 | 8.27 | 2015-02-28 |  |  |  |  | 1285 | 2026-02-23 12:00 | -1.15 | 11.24 | 12 | FALSE | 0 | 0 | 0 | 0 | 0
Spain | ESP | 2015-02-23 12:00 | 2015-02-23 13:00 | 42.1 | 2015 | 8.27 | 2015-02-28 |  |  |  |  | 1286 | 2026-02-23 13:00 | -1.08 | 11.24 | 13 | FALSE | 0 | 0 | 0 | 0 | 0
Spain | ESP | 2015-02-23 13:00 | 2015-02-23 14:00 | 28.51 | 2015 | 8.27 | 2015-02-28 |  |  |  |  | 1287 | 2026-02-23 14:00 | -1 | 11.24 | 14 | FALSE | 0 | 0 | 0 | 0 | 0
Spain | ESP | 2015-02-23 14:00 | 2015-02-23 15:00 | 27.52 | 2015 | 8.27 | 2015-02-28 |  |  |  |  | 1288 | 2026-02-23 15:00 | -0.75 | 11.24 | 15 | FALSE | 0 | 0 | 0 | 0 | 0
Spain | ESP | 2015-02-23 15:00 | 2015-02-23 16:00 | 28.4 | 2015 | 8.27 | 2015-02-28 |  |  |  |  | 1289 | 2026-02-23 16:00 | -0.05 | 11.24 | 16 | FALSE | 0 | 0 | 0 | 0 | 0
Spain | ESP | 2015-02-23 16:00 | 2015-02-23 17:00 | 30 | 2015 | 8.27 | 2015-02-28 |  |  |  |  | 1290 | 2026-02-23 17:00 | 18.07 | 11.24 | 17 | FALSE | 0 | 0 | 0 | 0 | 0
Spain | ESP | 2015-02-23 17:00 | 2015-02-23 18:00 | 33.83 | 2015 | 8.27 | 2015-02-28 |  |  |  |  | 1291 | 2026-02-23 18:00 | 71.4 | 11.24 | 18 | FALSE | 0 | 0 | 0 | 0 | 0
Spain | ESP | 2015-02-23 18:00 | 2015-02-23 19:00 | 44 | 2015 | 8.27 | 2015-02-28 |  |  |  |  | 1292 | 2026-02-23 19:00 | 120.07 | 11.24 | 19 | FALSE | 0 | 0 | 0 | 0 | 0
Spain | ESP | 2015-02-23 19:00 | 2015-02-23 20:00 | 45.04 | 2015 | 8.27 | 2015-02-28 |  |  |  |  | 1293 | 2026-02-23 20:00 | 175.13 | 11.24 | 20 | FALSE | 0 | 0 | 0 | 0 | 0
Spain | ESP | 2015-02-23 20:00 | 2015-02-23 21:00 | 38.4 | 2015 | 8.27 | 2015-02-28 |  |  |  |  | 1294 | 2026-02-23 21:00 | 110.76 | 11.24 | 21 | FALSE | 0 | 0 | 0 | 0 | 0
Spain | ESP | 2015-02-23 21:00 | 2015-02-23 22:00 | 27.91 | 2015 | 8.27 | 2015-02-28 |  |  |  |  | 1295 | 2026-02-23 22:00 | 54.16 | 11.24 | 22 | FALSE | 0 | 0 | 0 | 0 | 0
Spain | ESP | 2015-02-23 22:00 | 2015-02-23 23:00 | 25 | 2015 | 8.27 | 2015-02-28 |  |  |  |  | 1296 | 2026-02-23 23:00 | 31.56 | 11.24 | 23 | FALSE | 0 | 0 | 0 | 0 | 0
Spain | ESP | 2015-02-23 23:00 | 2015-02-24 | 12.4 | 2015 | 8.27 | 2015-02-28 |  |  |  |  | 1297 | 2026-02-24 | 31.94 | 11.24 | 24 | TRUE | 98.15 | 19 | -0.92 | 9907 | 8925.5
Spain | ESP | 2015-02-24 | 2015-02-24 01:00 | 5 | 2015 | 8.27 | 2015-02-28 |  |  |  |  | 1298 | 2026-02-24 01:00 | 23.4 | 11.24 | 1 | FALSE | 0 | 0 | 0 | 0 | 0
Spain | ESP | 2015-02-24 01:00 | 2015-02-24 02:00 | 4 | 2015 | 8.27 | 2015-02-28 |  |  |  |  | 1299 | 2026-02-24 02:00 | 21.3 | 11.24 | 2 | FALSE | 0 | 0 | 0 | 0 | 0
Spain | ESP | 2015-02-24 02:00 | 2015-02-24 03:00 | 4.8 | 2015 | 8.27 | 2015-02-28 |  |  |  |  | 1300 | 2026-02-24 03:00 | 20.29 | 11.24 | 3 | FALSE | 0 | 0 | 0 | 0 | 0
Spain | ESP | 2015-02-24 03:00 | 2015-02-24 04:00 | 4.8 | 2015 | 8.27 | 2015-02-28 |  |  |  |  | 1301 | 2026-02-24 04:00 | 19.03 | 11.24 | 4 | FALSE | 0 | 0 | 0 | 0 | 0
Spain | ESP | 2015-02-24 04:00 | 2015-02-24 05:00 | 5 | 2015 | 8.27 | 2015-02-28 |  |  |  |  | 1302 | 2026-02-24 05:00 | 22.37 | 11.24 | 5 | FALSE | 0 | 0 | 0 | 0 | 0
Spain | ESP | 2015-02-24 05:00 | 2015-02-24 06:00 | 19.09 | 2015 | 8.27 | 2015-02-28 |  |  |  |  | 1303 | 2026-02-24 06:00 | 36.24 | 11.24 | 6 | FALSE | 0 | 0 | 0 | 0 | 0
Spain | ESP | 2015-02-24 06:00 | 2015-02-24 07:00 | 32.54 | 2015 | 8.27 | 2015-02-28 |  |  |  |  | 1304 | 2026-02-24 07:00 | 85.72 | 11.24 | 7 | FALSE | 0 | 0 | 0 | 0 | 0
Spain | ESP | 2015-02-24 07:00 | 2015-02-24 08:00 | 30.11 | 2015 | 8.27 | 2015-02-28 |  |  |  |  | 1305 | 2026-02-24 08:00 | 63.5 | 11.24 | 8 | FALSE | 0 | 0 | 0 | 0 | 0
Spain | ESP | 2015-02-24 08:00 | 2015-02-24 09:00 | 37.6 | 2015 | 8.27 | 2015-02-28 |  |  |  |  | 1306 | 2026-02-24 09:00 | 18.08 | 11.24 | 9 | FALSE | 0 | 0 | 0 | 0 | 0
Spain | ESP | 2015-02-24 09:00 | 2015-02-24 10:00 | 35.01 | 2015 | 8.27 | 2015-02-28 |  |  |  |  | 1307 | 2026-02-24 10:00 | 0.22 | 11.24 | 10 | FALSE | 0 | 0 | 0 | 0 | 0
Spain | ESP | 2015-02-24 10:00 | 2015-02-24 11:00 | 30.1 | 2015 | 8.27 | 2015-02-28 |  |  |  |  | 1308 | 2026-02-24 11:00 | -0.4 | 11.24 | 11 | FALSE | 0 | 0 | 0 | 0 | 0
Spain | ESP | 2015-02-24 11:00 | 2015-02-24 12:00 | 27.79 | 2015 | 8.27 | 2015-02-28 |  |  |  |  | 1309 | 2026-02-24 12:00 | -0.77 | 11.24 | 12 | FALSE | 0 | 0 | 0 | 0 | 0
Spain | ESP | 2015-02-24 12:00 | 2015-02-24 13:00 | 27.26 | 2015 | 8.27 | 2015-02-28 |  |  |  |  | 1310 | 2026-02-24 13:00 | -0.83 | 11.24 | 13 | FALSE | 0 | 0 | 0 | 0 | 0
Spain | ESP | 2015-02-24 13:00 | 2015-02-24 14:00 | 24.13 | 2015 | 8.27 | 2015-02-28 |  |  |  |  | 1311 | 2026-02-24 14:00 | -0.92 | 11.24 | 14 | FALSE | 0 | 0 | 0 | 0 | 0
Spain | ESP | 2015-02-24 14:00 | 2015-02-24 15:00 | 24.13 | 2015 | 8.27 | 2015-02-28 |  |  |  |  | 1312 | 2026-02-24 15:00 | -0.88 | 11.24 | 15 | FALSE | 0 | 0 | 0 | 0 | 0
Spain | ESP | 2015-02-24 15:00 | 2015-02-24 16:00 | 26.1 | 2015 | 8.27 | 2015-02-28 |  |  |  |  | 1313 | 2026-02-24 16:00 | -0.05 | 11.24 | 16 | FALSE | 0 | 0 | 0 | 0 | 0
Spain | ESP | 2015-02-24 16:00 | 2015-02-24 17:00 | 28.34 | 2015 | 8.27 | 2015-02-28 |  |  |  |  | 1314 | 2026-02-24 17:00 | 13.63 | 11.24 | 17 | FALSE | 0 | 0 | 0 | 0 | 0
Spain | ESP | 2015-02-24 17:00 | 2015-02-24 18:00 | 33.49 | 2015 | 8.27 | 2015-02-28 |  |  |  |  | 1315 | 2026-02-24 18:00 | 47.98 | 11.24 | 18 | FALSE | 0 | 0 | 0 | 0 | 0
Spain | ESP | 2015-02-24 18:00 | 2015-02-24 19:00 | 46.1 | 2015 | 8.27 | 2015-02-28 |  |  |  |  | 1316 | 2026-02-24 19:00 | 98.15 | 11.24 | 19 | FALSE | 0 | 0 | 0 | 0 | 0
Spain | ESP | 2015-02-24 19:00 | 2015-02-24 20:00 | 51.5 | 2015 | 8.27 | 2015-02-28 |  |  |  |  | 1317 | 2026-02-24 20:00 | 74.98 | 11.24 | 20 | FALSE | 0 | 0 | 0 | 0 | 0
Spain | ESP | 2015-02-24 20:00 | 2015-02-24 21:00 | 45.2 | 2015 | 8.27 | 2015-02-28 |  |  |  |  | 1318 | 2026-02-24 21:00 | 39.56 | 11.24 | 21 | FALSE | 0 | 0 | 0 | 0 | 0
Spain | ESP | 2015-02-24 21:00 | 2015-02-24 22:00 | 40 | 2015 | 8.27 | 2015-02-28 |  |  |  |  | 1319 | 2026-02-24 22:00 | 34.34 | 11.24 | 22 | FALSE | 0 | 0 | 0 | 0 | 0
Spain | ESP | 2015-02-24 22:00 | 2015-02-24 23:00 | 33.71 | 2015 | 8.27 | 2015-02-28 |  |  |  |  | 1320 | 2026-02-24 23:00 | 31.06 | 11.24 | 23 | FALSE | 0 | 0 | 0 | 0 | 0
Spain | ESP | 2015-02-24 23:00 | 2015-02-25 | 30.01 | 2015 | 8.27 | 2015-02-28 |  |  |  |  | 1321 | 2026-02-25 | 19.02 | 11.24 | 24 | TRUE | 104.44 | 19 | -0.81 | 10525 | 9480.6
Spain | ESP | 2015-02-25 | 2015-02-25 01:00 | 25.05 | 2015 | 8.27 | 2015-02-28 |  |  |  |  | 1322 | 2026-02-25 01:00 | 14.55 | 11.24 | 1 | FALSE | 0 | 0 | 0 | 0 | 0
Spain | ESP | 2015-02-25 01:00 | 2015-02-25 02:00 | 20.43 | 2015 | 8.27 | 2015-02-28 |  |  |  |  | 1323 | 2026-02-25 02:00 | 11.3 | 11.24 | 2 | FALSE | 0 | 0 | 0 | 0 | 0
Spain | ESP | 2015-02-25 02:00 | 2015-02-25 03:00 | 13 | 2015 | 8.27 | 2015-02-28 |  |  |  |  | 1324 | 2026-02-25 03:00 | 7.6 | 11.24 | 3 | FALSE | 0 | 0 | 0 | 0 | 0
Spain | ESP | 2015-02-25 03:00 | 2015-02-25 04:00 | 12.4 | 2015 | 8.27 | 2015-02-28 |  |  |  |  | 1325 | 2026-02-25 04:00 | 7.67 | 11.24 | 4 | FALSE | 0 | 0 | 0 | 0 | 0
Spain | ESP | 2015-02-25 04:00 | 2015-02-25 05:00 | 16.5 | 2015 | 8.27 | 2015-02-28 |  |  |  |  | 1326 | 2026-02-25 05:00 | 10.74 | 11.24 | 5 | FALSE | 0 | 0 | 0 | 0 | 0
Spain | ESP | 2015-02-25 05:00 | 2015-02-25 06:00 | 26.11 | 2015 | 8.27 | 2015-02-28 |  |  |  |  | 1327 | 2026-02-25 06:00 | 24.94 | 11.24 | 6 | FALSE | 0 | 0 | 0 | 0 | 0
Spain | ESP | 2015-02-25 06:00 | 2015-02-25 07:00 | 43 | 2015 | 8.27 | 2015-02-28 |  |  |  |  | 1328 | 2026-02-25 07:00 | 66.9 | 11.24 | 7 | FALSE | 0 | 0 | 0 | 0 | 0
Spain | ESP | 2015-02-25 07:00 | 2015-02-25 08:00 | 40 | 2015 | 8.27 | 2015-02-28 |  |  |  |  | 1329 | 2026-02-25 08:00 | 66.7 | 11.24 | 8 | FALSE | 0 | 0 | 0 | 0 | 0
Spain | ESP | 2015-02-25 08:00 | 2015-02-25 09:00 | 48 | 2015 | 8.27 | 2015-02-28 |  |  |  |  | 1330 | 2026-02-25 09:00 | 14.58 | 11.24 | 9 | FALSE | 0 | 0 | 0 | 0 | 0
Spain | ESP | 2015-02-25 09:00 | 2015-02-25 10:00 | 44 | 2015 | 8.27 | 2015-02-28 |  |  |  |  | 1331 | 2026-02-25 10:00 | 0.2 | 11.24 | 10 | FALSE | 0 | 0 | 0 | 0 | 0
Spain | ESP | 2015-02-25 10:00 | 2015-02-25 11:00 | 39.6 | 2015 | 8.27 | 2015-02-28 |  |  |  |  | 1332 | 2026-02-25 11:00 | -0.16 | 11.24 | 11 | FALSE | 0 | 0 | 0 | 0 | 0
Spain | ESP | 2015-02-25 11:00 | 2015-02-25 12:00 | 38.4 | 2015 | 8.27 | 2015-02-28 |  |  |  |  | 1333 | 2026-02-25 12:00 | -0.55 | 11.24 | 12 | FALSE | 0 | 0 | 0 | 0 | 0
Spain | ESP | 2015-02-25 12:00 | 2015-02-25 13:00 | 34.51 | 2015 | 8.27 | 2015-02-28 |  |  |  |  | 1334 | 2026-02-25 13:00 | -0.81 | 11.24 | 13 | FALSE | 0 | 0 | 0 | 0 | 0
Spain | ESP | 2015-02-25 13:00 | 2015-02-25 14:00 | 28.63 | 2015 | 8.27 | 2015-02-28 |  |  |  |  | 1335 | 2026-02-25 14:00 | -0.55 | 11.24 | 14 | FALSE | 0 | 0 | 0 | 0 | 0
Spain | ESP | 2015-02-25 14:00 | 2015-02-25 15:00 | 28.6 | 2015 | 8.27 | 2015-02-28 |  |  |  |  | 1336 | 2026-02-25 15:00 | -0.39 | 11.24 | 15 | FALSE | 0 | 0 | 0 | 0 | 0
Spain | ESP | 2015-02-25 15:00 | 2015-02-25 16:00 | 34.2 | 2015 | 8.27 | 2015-02-28 |  |  |  |  | 1337 | 2026-02-25 16:00 | 1.17 | 11.24 | 16 | FALSE | 0 | 0 | 0 | 0 | 0
Spain | ESP | 2015-02-25 16:00 | 2015-02-25 17:00 | 37.08 | 2015 | 8.27 | 2015-02-28 |  |  |  |  | 1338 | 2026-02-25 17:00 | 18.37 | 11.24 | 17 | FALSE | 0 | 0 | 0 | 0 | 0
Spain | ESP | 2015-02-25 17:00 | 2015-02-25 18:00 | 37.59 | 2015 | 8.27 | 2015-02-28 |  |  |  |  | 1339 | 2026-02-25 18:00 | 67.08 | 11.24 | 18 | FALSE | 0 | 0 | 0 | 0 | 0
Spain | ESP | 2015-02-25 18:00 | 2015-02-25 19:00 | 48.8 | 2015 | 8.27 | 2015-02-28 |  |  |  |  | 1340 | 2026-02-25 19:00 | 104.44 | 11.24 | 19 | FALSE | 0 | 0 | 0 | 0 | 0
Spain | ESP | 2015-02-25 19:00 | 2015-02-25 20:00 | 51.48 | 2015 | 8.27 | 2015-02-28 |  |  |  |  | 1341 | 2026-02-25 20:00 | 104.1 | 11.24 | 20 | FALSE | 0 | 0 | 0 | 0 | 0
Spain | ESP | 2015-02-25 20:00 | 2015-02-25 21:00 | 43.1 | 2015 | 8.27 | 2015-02-28 |  |  |  |  | 1342 | 2026-02-25 21:00 | 95.75 | 11.24 | 21 | FALSE | 0 | 0 | 0 | 0 | 0
Spain | ESP | 2015-02-25 21:00 | 2015-02-25 22:00 | 38.55 | 2015 | 8.27 | 2015-02-28 |  |  |  |  | 1343 | 2026-02-25 22:00 | 54.48 | 11.24 | 22 | FALSE | 0 | 0 | 0 | 0 | 0
Spain | ESP | 2015-02-25 22:00 | 2015-02-25 23:00 | 37.33 | 2015 | 8.27 | 2015-02-28 |  |  |  |  | 1344 | 2026-02-25 23:00 | 30.6 | 11.24 | 23 | FALSE | 0 | 0 | 0 | 0 | 0
Spain | ESP | 2015-02-25 23:00 | 2015-02-26 | 35.1 | 2015 | 8.27 | 2015-02-28 |  |  |  |  | 1345 | 2026-02-26 | 28.76 | 11.24 | 24 | TRUE | 102.28 | 20 | -2.1 | 10438 | 9415.2
Spain | ESP | 2015-02-26 | 2015-02-26 01:00 | 27.28 | 2015 | 8.27 | 2015-02-28 |  |  |  |  | 1346 | 2026-02-26 01:00 | 23.04 | 11.24 | 1 | FALSE | 0 | 0 | 0 | 0 | 0
Spain | ESP | 2015-02-26 01:00 | 2015-02-26 02:00 | 24.1 | 2015 | 8.27 | 2015-02-28 |  |  |  |  | 1347 | 2026-02-26 02:00 | 17.3 | 11.24 | 2 | FALSE | 0 | 0 | 0 | 0 | 0
Spain | ESP | 2015-02-26 02:00 | 2015-02-26 03:00 | 22.1 | 2015 | 8.27 | 2015-02-28 |  |  |  |  | 1348 | 2026-02-26 03:00 | 11.74 | 11.24 | 3 | FALSE | 0 | 0 | 0 | 0 | 0
Spain | ESP | 2015-02-26 03:00 | 2015-02-26 04:00 | 22.1 | 2015 | 8.27 | 2015-02-28 |  |  |  |  | 1349 | 2026-02-26 04:00 | 11.8 | 11.24 | 4 | FALSE | 0 | 0 | 0 | 0 | 0
Spain | ESP | 2015-02-26 04:00 | 2015-02-26 05:00 | 23.13 | 2015 | 8.27 | 2015-02-28 |  |  |  |  | 1350 | 2026-02-26 05:00 | 19.95 | 11.24 | 5 | FALSE | 0 | 0 | 0 | 0 | 0
Spain | ESP | 2015-02-26 05:00 | 2015-02-26 06:00 | 32.02 | 2015 | 8.27 | 2015-02-28 |  |  |  |  | 1351 | 2026-02-26 06:00 | 28.25 | 11.24 | 6 | FALSE | 0 | 0 | 0 | 0 | 0
Spain | ESP | 2015-02-26 06:00 | 2015-02-26 07:00 | 42 | 2015 | 8.27 | 2015-02-28 |  |  |  |  | 1352 | 2026-02-26 07:00 | 70.98 | 11.24 | 7 | FALSE | 0 | 0 | 0 | 0 | 0
Spain | ESP | 2015-02-26 07:00 | 2015-02-26 08:00 | 46.1 | 2015 | 8.27 | 2015-02-28 |  |  |  |  | 1353 | 2026-02-26 08:00 | 54.46 | 11.24 | 8 | FALSE | 0 | 0 | 0 | 0 | 0
Spain | ESP | 2015-02-26 08:00 | 2015-02-26 09:00 | 50.1 | 2015 | 8.27 | 2015-02-28 |  |  |  |  | 1354 | 2026-02-26 09:00 | 14.64 | 11.24 | 9 | FALSE | 0 | 0 | 0 | 0 | 0
Spain | ESP | 2015-02-26 09:00 | 2015-02-26 10:00 | 51.48 | 2015 | 8.27 | 2015-02-28 |  |  |  |  | 1355 | 2026-02-26 10:00 | -0.2 | 11.24 | 10 | FALSE | 0 | 0 | 0 | 0 | 0
Spain | ESP | 2015-02-26 10:00 | 2015-02-26 11:00 | 47.05 | 2015 | 8.27 | 2015-02-28 |  |  |  |  | 1356 | 2026-02-26 11:00 | -1.75 | 11.24 | 11 | FALSE | 0 | 0 | 0 | 0 | 0
Spain | ESP | 2015-02-26 11:00 | 2015-02-26 12:00 | 46.03 | 2015 | 8.27 | 2015-02-28 |  |  |  |  | 1357 | 2026-02-26 12:00 | -2.1 | 11.24 | 12 | FALSE | 0 | 0 | 0 | 0 | 0
Spain | ESP | 2015-02-26 12:00 | 2015-02-26 13:00 | 44.92 | 2015 | 8.27 | 2015-02-28 |  |  |  |  | 1358 | 2026-02-26 13:00 | -2.1 | 11.24 | 13 | FALSE | 0 | 0 | 0 | 0 | 0
Spain | ESP | 2015-02-26 13:00 | 2015-02-26 14:00 | 41.1 | 2015 | 8.27 | 2015-02-28 |  |  |  |  | 1359 | 2026-02-26 14:00 | -2.1 | 11.24 | 14 | FALSE | 0 | 0 | 0 | 0 | 0
Spain | ESP | 2015-02-26 14:00 | 2015-02-26 15:00 | 40 | 2015 | 8.27 | 2015-02-28 |  |  |  |  | 1360 | 2026-02-26 15:00 | -2.1 | 11.24 | 15 | FALSE | 0 | 0 | 0 | 0 | 0
Spain | ESP | 2015-02-26 15:00 | 2015-02-26 16:00 | 42.9 | 2015 | 8.27 | 2015-02-28 |  |  |  |  | 1361 | 2026-02-26 16:00 | -0.75 | 11.24 | 16 | FALSE | 0 | 0 | 0 | 0 | 0
Spain | ESP | 2015-02-26 16:00 | 2015-02-26 17:00 | 43.4 | 2015 | 8.27 | 2015-02-28 |  |  |  |  | 1362 | 2026-02-26 17:00 | 7.68 | 11.24 | 17 | FALSE | 0 | 0 | 0 | 0 | 0
Spain | ESP | 2015-02-26 17:00 | 2015-02-26 18:00 | 43.82 | 2015 | 8.27 | 2015-02-28 |  |  |  |  | 1363 | 2026-02-26 18:00 | 38.99 | 11.24 | 18 | FALSE | 0 | 0 | 0 | 0 | 0
Spain | ESP | 2015-02-26 18:00 | 2015-02-26 19:00 | 56 | 2015 | 8.27 | 2015-02-28 |  |  |  |  | 1364 | 2026-02-26 19:00 | 94.44 | 11.24 | 19 | FALSE | 0 | 0 | 0 | 0 | 0
Spain | ESP | 2015-02-26 19:00 | 2015-02-26 20:00 | 53.15 | 2015 | 8.27 | 2015-02-28 |  |  |  |  | 1365 | 2026-02-26 20:00 | 102.28 | 11.24 | 20 | FALSE | 0 | 0 | 0 | 0 | 0
Spain | ESP | 2015-02-26 20:00 | 2015-02-26 21:00 | 48.82 | 2015 | 8.27 | 2015-02-28 |  |  |  |  | 1366 | 2026-02-26 21:00 | 84.73 | 11.24 | 21 | FALSE | 0 | 0 | 0 | 0 | 0
Spain | ESP | 2015-02-26 21:00 | 2015-02-26 22:00 | 46.38 | 2015 | 8.27 | 2015-02-28 |  |  |  |  | 1367 | 2026-02-26 22:00 | 37.28 | 11.24 | 22 | FALSE | 0 | 0 | 0 | 0 | 0
Spain | ESP | 2015-02-26 22:00 | 2015-02-26 23:00 | 42.9 | 2015 | 8.27 | 2015-02-28 |  |  |  |  | 1368 | 2026-02-26 23:00 | 21.91 | 11.24 | 23 | FALSE | 0 | 0 | 0 | 0 | 0
Spain | ESP | 2015-02-26 23:00 | 2015-02-27 | 42.01 | 2015 | 8.27 | 2015-02-28 |  |  |  |  | 1369 | 2026-02-27 | 20.07 | 11.24 | 24 | TRUE | 73.59 | 20 | -0.01 | 7360 | 6624.1
Spain | ESP | 2015-02-27 | 2015-02-27 01:00 | 28.4 | 2015 | 8.27 | 2015-02-28 |  |  |  |  | 1370 | 2026-02-27 01:00 | 10.93 | 11.24 | 1 | FALSE | 0 | 0 | 0 | 0 | 0
Spain | ESP | 2015-02-27 01:00 | 2015-02-27 02:00 | 26 | 2015 | 8.27 | 2015-02-28 |  |  |  |  | 1371 | 2026-02-27 02:00 | 11.62 | 11.24 | 2 | FALSE | 0 | 0 | 0 | 0 | 0
Spain | ESP | 2015-02-27 02:00 | 2015-02-27 03:00 | 24.4 | 2015 | 8.27 | 2015-02-28 |  |  |  |  | 1372 | 2026-02-27 03:00 | 10.49 | 11.24 | 3 | FALSE | 0 | 0 | 0 | 0 | 0
Spain | ESP | 2015-02-27 03:00 | 2015-02-27 04:00 | 24.13 | 2015 | 8.27 | 2015-02-28 |  |  |  |  | 1373 | 2026-02-27 04:00 | 9.7 | 11.24 | 4 | FALSE | 0 | 0 | 0 | 0 | 0
Spain | ESP | 2015-02-27 04:00 | 2015-02-27 05:00 | 25 | 2015 | 8.27 | 2015-02-28 |  |  |  |  | 1374 | 2026-02-27 05:00 | 11.34 | 11.24 | 5 | FALSE | 0 | 0 | 0 | 0 | 0
Spain | ESP | 2015-02-27 05:00 | 2015-02-27 06:00 | 28.49 | 2015 | 8.27 | 2015-02-28 |  |  |  |  | 1375 | 2026-02-27 06:00 | 22.9 | 11.24 | 6 | FALSE | 0 | 0 | 0 | 0 | 0
Spain | ESP | 2015-02-27 06:00 | 2015-02-27 07:00 | 44.4 | 2015 | 8.27 | 2015-02-28 |  |  |  |  | 1376 | 2026-02-27 07:00 | 33.75 | 11.24 | 7 | FALSE | 0 | 0 | 0 | 0 | 0
Spain | ESP | 2015-02-27 07:00 | 2015-02-27 08:00 | 44.4 | 2015 | 8.27 | 2015-02-28 |  |  |  |  | 1377 | 2026-02-27 08:00 | 29.34 | 11.24 | 8 | FALSE | 0 | 0 | 0 | 0 | 0
Spain | ESP | 2015-02-27 08:00 | 2015-02-27 09:00 | 45.1 | 2015 | 8.27 | 2015-02-28 |  |  |  |  | 1378 | 2026-02-27 09:00 | 14.4 | 11.24 | 9 | FALSE | 0 | 0 | 0 | 0 | 0
Spain | ESP | 2015-02-27 09:00 | 2015-02-27 10:00 | 46.1 | 2015 | 8.27 | 2015-02-28 |  |  |  |  | 1379 | 2026-02-27 10:00 | 2.9 | 11.24 | 10 | FALSE | 0 | 0 | 0 | 0 | 0
Spain | ESP | 2015-02-27 10:00 | 2015-02-27 11:00 | 44.4 | 2015 | 8.27 | 2015-02-28 |  |  |  |  | 1380 | 2026-02-27 11:00 | 0 | 11.24 | 11 | FALSE | 0 | 0 | 0 | 0 | 0
Spain | ESP | 2015-02-27 11:00 | 2015-02-27 12:00 | 44.4 | 2015 | 8.27 | 2015-02-28 |  |  |  |  | 1381 | 2026-02-27 12:00 | 0 | 11.24 | 12 | FALSE | 0 | 0 | 0 | 0 | 0
Spain | ESP | 2015-02-27 12:00 | 2015-02-27 13:00 | 44.1 | 2015 | 8.27 | 2015-02-28 |  |  |  |  | 1382 | 2026-02-27 13:00 | -0.01 | 11.24 | 13 | FALSE | 0 | 0 | 0 | 0 | 0
Spain | ESP | 2015-02-27 13:00 | 2015-02-27 14:00 | 40.57 | 2015 | 8.27 | 2015-02-28 |  |  |  |  | 1383 | 2026-02-27 14:00 | 0 | 11.24 | 14 | FALSE | 0 | 0 | 0 | 0 | 0
Spain | ESP | 2015-02-27 14:00 | 2015-02-27 15:00 | 40 | 2015 | 8.27 | 2015-02-28 |  |  |  |  | 1384 | 2026-02-27 15:00 | 0.24 | 11.24 | 15 | FALSE | 0 | 0 | 0 | 0 | 0
Spain | ESP | 2015-02-27 15:00 | 2015-02-27 16:00 | 40 | 2015 | 8.27 | 2015-02-28 |  |  |  |  | 1385 | 2026-02-27 16:00 | 5.9 | 11.24 | 16 | FALSE | 0 | 0 | 0 | 0 | 0
Spain | ESP | 2015-02-27 16:00 | 2015-02-27 17:00 | 40 | 2015 | 8.27 | 2015-02-28 |  |  |  |  | 1386 | 2026-02-27 17:00 | 16.28 | 11.24 | 17 | FALSE | 0 | 0 | 0 | 0 | 0
Spain | ESP | 2015-02-27 17:00 | 2015-02-27 18:00 | 40 | 2015 | 8.27 | 2015-02-28 |  |  |  |  | 1387 | 2026-02-27 18:00 | 31.39 | 11.24 | 18 | FALSE | 0 | 0 | 0 | 0 | 0
Spain | ESP | 2015-02-27 18:00 | 2015-02-27 19:00 | 48.03 | 2015 | 8.27 | 2015-02-28 |  |  |  |  | 1388 | 2026-02-27 19:00 | 62.92 | 11.24 | 19 | FALSE | 0 | 0 | 0 | 0 | 0
Spain | ESP | 2015-02-27 19:00 | 2015-02-27 20:00 | 50.1 | 2015 | 8.27 | 2015-02-28 |  |  |  |  | 1389 | 2026-02-27 20:00 | 73.59 | 11.24 | 20 | FALSE | 0 | 0 | 0 | 0 | 0
Spain | ESP | 2015-02-27 20:00 | 2015-02-27 21:00 | 48.82 | 2015 | 8.27 | 2015-02-28 |  |  |  |  | 1390 | 2026-02-27 21:00 | 55.31 | 11.24 | 21 | FALSE | 0 | 0 | 0 | 0 | 0
Spain | ESP | 2015-02-27 21:00 | 2015-02-27 22:00 | 47.5 | 2015 | 8.27 | 2015-02-28 |  |  |  |  | 1391 | 2026-02-27 22:00 | 33.8 | 11.24 | 22 | FALSE | 0 | 0 | 0 | 0 | 0
Spain | ESP | 2015-02-27 22:00 | 2015-02-27 23:00 | 45 | 2015 | 8.27 | 2015-02-28 |  |  |  |  | 1392 | 2026-02-27 23:00 | 25.54 | 11.24 | 23 | FALSE | 0 | 0 | 0 | 0 | 0
Spain | ESP | 2015-02-27 23:00 | 2015-02-28 | 34.8 | 2015 | 8.27 | 2015-02-28 |  |  |  |  | 1393 | 2026-02-28 | 16.47 | 11.24 | 24 | TRUE | 73.65 | 19 | -0.02 | 7367 | 6630.5
Spain | ESP | 2015-02-28 | 2015-02-28 01:00 | 30.1 | 2015 | 8.27 | 2015-02-28 |  |  |  |  | 1394 | 2026-02-28 01:00 | 6.79 | 11.24 | 1 | FALSE | 0 | 0 | 0 | 0 | 0
Spain | ESP | 2015-02-28 01:00 | 2015-02-28 02:00 | 27.4 | 2015 | 8.27 | 2015-02-28 |  |  |  |  | 1395 | 2026-02-28 02:00 | 8.75 | 11.24 | 2 | FALSE | 0 | 0 | 0 | 0 | 0
Spain | ESP | 2015-02-28 02:00 | 2015-02-28 03:00 | 27.32 | 2015 | 8.27 | 2015-02-28 |  |  |  |  | 1396 | 2026-02-28 03:00 | 4.15 | 11.24 | 3 | FALSE | 0 | 0 | 0 | 0 | 0
Spain | ESP | 2015-02-28 03:00 | 2015-02-28 04:00 | 27.27 | 2015 | 8.27 | 2015-02-28 |  |  |  |  | 1397 | 2026-02-28 04:00 | 3.53 | 11.24 | 4 | FALSE | 0 | 0 | 0 | 0 | 0
Spain | ESP | 2015-02-28 04:00 | 2015-02-28 05:00 | 27.22 | 2015 | 8.27 | 2015-02-28 |  |  |  |  | 1398 | 2026-02-28 05:00 | 3.82 | 11.24 | 5 | FALSE | 0 | 0 | 0 | 0 | 0
Spain | ESP | 2015-02-28 05:00 | 2015-02-28 06:00 | 28.22 | 2015 | 8.27 | 2015-02-28 |  |  |  |  | 1399 | 2026-02-28 06:00 | 4.48 | 11.24 | 6 | FALSE | 0 | 0 | 0 | 0 | 0
Spain | ESP | 2015-02-28 06:00 | 2015-02-28 07:00 | 28.59 | 2015 | 8.27 | 2015-02-28 |  |  |  |  | 1400 | 2026-02-28 07:00 | 3.91 | 11.24 | 7 | FALSE | 0 | 0 | 0 | 0 | 0
Spain | ESP | 2015-02-28 07:00 | 2015-02-28 08:00 | 30.13 | 2015 | 8.27 | 2015-02-28 |  |  |  |  | 1401 | 2026-02-28 08:00 | 3.61 | 11.24 | 8 | FALSE | 0 | 0 | 0 | 0 | 0
Spain | ESP | 2015-02-28 08:00 | 2015-02-28 09:00 | 35.12 | 2015 | 8.27 | 2015-02-28 |  |  |  |  | 1402 | 2026-02-28 09:00 | 1.77 | 11.24 | 9 | FALSE | 0 | 0 | 0 | 0 | 0
Spain | ESP | 2015-02-28 09:00 | 2015-02-28 10:00 | 41.79 | 2015 | 8.27 | 2015-02-28 |  |  |  |  | 1403 | 2026-02-28 10:00 | 0 | 11.24 | 10 | FALSE | 0 | 0 | 0 | 0 | 0
Spain | ESP | 2015-02-28 10:00 | 2015-02-28 11:00 | 41.7 | 2015 | 8.27 | 2015-02-28 |  |  |  |  | 1404 | 2026-02-28 11:00 | -0.02 | 11.24 | 11 | FALSE | 0 | 0 | 0 | 0 | 0
Spain | ESP | 2015-02-28 11:00 | 2015-02-28 12:00 | 40.7 | 2015 | 8.27 | 2015-02-28 |  |  |  |  | 1405 | 2026-02-28 12:00 | -0.01 | 11.24 | 12 | FALSE | 0 | 0 | 0 | 0 | 0
Spain | ESP | 2015-02-28 12:00 | 2015-02-28 13:00 | 41.7 | 2015 | 8.27 | 2015-02-28 |  |  |  |  | 1406 | 2026-02-28 13:00 | -0.01 | 11.24 | 13 | FALSE | 0 | 0 | 0 | 0 | 0
Spain | ESP | 2015-02-28 13:00 | 2015-02-28 14:00 | 35.12 | 2015 | 8.27 | 2015-02-28 |  |  |  |  | 1407 | 2026-02-28 14:00 | -0.01 | 11.24 | 14 | FALSE | 0 | 0 | 0 | 0 | 0
Spain | ESP | 2015-02-28 14:00 | 2015-02-28 15:00 | 30.1 | 2015 | 8.27 | 2015-02-28 |  |  |  |  | 1408 | 2026-02-28 15:00 | 0 | 11.24 | 15 | FALSE | 0 | 0 | 0 | 0 | 0
Spain | ESP | 2015-02-28 15:00 | 2015-02-28 16:00 | 28.58 | 2015 | 8.27 | 2015-02-28 |  |  |  |  | 1409 | 2026-02-28 16:00 | 0.17 | 11.24 | 16 | FALSE | 0 | 0 | 0 | 0 | 0
Spain | ESP | 2015-02-28 16:00 | 2015-02-28 17:00 | 31.27 | 2015 | 8.27 | 2015-02-28 |  |  |  |  | 1410 | 2026-02-28 17:00 | 2.78 | 11.24 | 17 | FALSE | 0 | 0 | 0 | 0 | 0
Spain | ESP | 2015-02-28 17:00 | 2015-02-28 18:00 | 41.32 | 2015 | 8.27 | 2015-02-28 |  |  |  |  | 1411 | 2026-02-28 18:00 | 21.94 | 11.24 | 18 | FALSE | 0 | 0 | 0 | 0 | 0
Spain | ESP | 2015-02-28 18:00 | 2015-02-28 19:00 | 45 | 2015 | 8.27 | 2015-02-28 |  |  |  |  | 1412 | 2026-02-28 19:00 | 73.65 | 11.24 | 19 | FALSE | 0 | 0 | 0 | 0 | 0
Spain | ESP | 2015-02-28 19:00 | 2015-02-28 20:00 | 45.9 | 2015 | 8.27 | 2015-02-28 |  |  |  |  | 1413 | 2026-02-28 20:00 | 63.89 | 11.24 | 20 | FALSE | 0 | 0 | 0 | 0 | 0
Spain | ESP | 2015-02-28 20:00 | 2015-02-28 21:00 | 44.51 | 2015 | 8.27 | 2015-02-28 |  |  |  |  | 1414 | 2026-02-28 21:00 | 51.72 | 11.24 | 21 | FALSE | 0 | 0 | 0 | 0 | 0
Spain | ESP | 2015-02-28 21:00 | 2015-02-28 22:00 | 40.7 | 2015 | 8.27 | 2015-02-28 |  |  |  |  | 1415 | 2026-02-28 22:00 | 41.63 | 11.24 | 22 | FALSE | 0 | 0 | 0 | 0 | 0
Spain | ESP | 2015-02-28 22:00 | 2015-02-28 23:00 | 35.12 | 2015 | 8.27 | 2015-02-28 |  |  |  |  | 1416 | 2026-02-28 23:00 | 35.01 | 11.24 | 23 | FALSE | 0 | 0 | 0 | 0 | 0
Spain | ESP | 2015-02-28 23:00 | 2015-03-01 | 35.62 | 2015 | 8.27 | 2015-02-28 |  |  |  |  | 1417 | 2026-03-01 | 32.46 | 11.24 | 24 | TRUE | 35.01 | 20 | -2.1 | 3711 | 3360.9
Spain | ESP | 2015-03-01 | 2015-03-01 01:00 | 27.1 | 2015 | 8.27 | 2015-03-31 |  |  |  |  | 1418 | 2026-03-01 01:00 | 31.12 | 17.91 | 1 | FALSE | 0 | 0 | 0 | 0 | 0
Spain | ESP | 2015-03-01 01:00 | 2015-03-01 02:00 | 25 | 2015 | 8.27 | 2015-03-31 |  |  |  |  | 1419 | 2026-03-01 02:00 | 24.17 | 17.91 | 2 | FALSE | 0 | 0 | 0 | 0 | 0
Spain | ESP | 2015-03-01 02:00 | 2015-03-01 03:00 | 20.01 | 2015 | 8.27 | 2015-03-31 |  |  |  |  | 1420 | 2026-03-01 03:00 | 23 | 17.91 | 3 | FALSE | 0 | 0 | 0 | 0 | 0
Spain | ESP | 2015-03-01 03:00 | 2015-03-01 04:00 | 17.1 | 2015 | 8.27 | 2015-03-31 |  |  |  |  | 1421 | 2026-03-01 04:00 | 23 | 17.91 | 4 | FALSE | 0 | 0 | 0 | 0 | 0
Spain | ESP | 2015-03-01 04:00 | 2015-03-01 05:00 | 17.22 | 2015 | 8.27 | 2015-03-31 |  |  |  |  | 1422 | 2026-03-01 05:00 | 23 | 17.91 | 5 | FALSE | 0 | 0 | 0 | 0 | 0
Spain | ESP | 2015-03-01 05:00 | 2015-03-01 06:00 | 20.14 | 2015 | 8.27 | 2015-03-31 |  |  |  |  | 1423 | 2026-03-01 06:00 | 23.92 | 17.91 | 6 | FALSE | 0 | 0 | 0 | 0 | 0
Spain | ESP | 2015-03-01 06:00 | 2015-03-01 07:00 | 19.87 | 2015 | 8.27 | 2015-03-31 |  |  |  |  | 1424 | 2026-03-01 07:00 | 23.88 | 17.91 | 7 | FALSE | 0 | 0 | 0 | 0 | 0
Spain | ESP | 2015-03-01 07:00 | 2015-03-01 08:00 | 20.22 | 2015 | 8.27 | 2015-03-31 |  |  |  |  | 1425 | 2026-03-01 08:00 | 17.19 | 17.91 | 8 | FALSE | 0 | 0 | 0 | 0 | 0
Spain | ESP | 2015-03-01 08:00 | 2015-03-01 09:00 | 25.22 | 2015 | 8.27 | 2015-03-31 |  |  |  |  | 1426 | 2026-03-01 09:00 | 1.25 | 17.91 | 9 | FALSE | 0 | 0 | 0 | 0 | 0
Spain | ESP | 2015-03-01 09:00 | 2015-03-01 10:00 | 25.13 | 2015 | 8.27 | 2015-03-31 |  |  |  |  | 1427 | 2026-03-01 10:00 | -0.33 | 17.91 | 10 | FALSE | 0 | 0 | 0 | 0 | 0
Spain | ESP | 2015-03-01 10:00 | 2015-03-01 11:00 | 27.1 | 2015 | 8.27 | 2015-03-31 |  |  |  |  | 1428 | 2026-03-01 11:00 | -1.93 | 17.91 | 11 | FALSE | 0 | 0 | 0 | 0 | 0
Spain | ESP | 2015-03-01 11:00 | 2015-03-01 12:00 | 28.71 | 2015 | 8.27 | 2015-03-31 |  |  |  |  | 1429 | 2026-03-01 12:00 | -2.1 | 17.91 | 12 | FALSE | 0 | 0 | 0 | 0 | 0
Spain | ESP | 2015-03-01 12:00 | 2015-03-01 13:00 | 25 | 2015 | 8.27 | 2015-03-31 |  |  |  |  | 1430 | 2026-03-01 13:00 | -2.1 | 17.91 | 13 | FALSE | 0 | 0 | 0 | 0 | 0
Spain | ESP | 2015-03-01 13:00 | 2015-03-01 14:00 | 23.68 | 2015 | 8.27 | 2015-03-31 |  |  |  |  | 1431 | 2026-03-01 14:00 | -2.1 | 17.91 | 14 | FALSE | 0 | 0 | 0 | 0 | 0
Spain | ESP | 2015-03-01 14:00 | 2015-03-01 15:00 | 14.87 | 2015 | 8.27 | 2015-03-31 |  |  |  |  | 1432 | 2026-03-01 15:00 | -2.08 | 17.91 | 15 | FALSE | 0 | 0 | 0 | 0 | 0
Spain | ESP | 2015-03-01 15:00 | 2015-03-01 16:00 | 11.7 | 2015 | 8.27 | 2015-03-31 |  |  |  |  | 1433 | 2026-03-01 16:00 | -1.33 | 17.91 | 16 | FALSE | 0 | 0 | 0 | 0 | 0
Spain | ESP | 2015-03-01 16:00 | 2015-03-01 17:00 | 19.52 | 2015 | 8.27 | 2015-03-31 |  |  |  |  | 1434 | 2026-03-01 17:00 | -0.34 | 17.91 | 17 | FALSE | 0 | 0 | 0 | 0 | 0
Spain | ESP | 2015-03-01 17:00 | 2015-03-01 18:00 | 25.13 | 2015 | 8.27 | 2015-03-31 |  |  |  |  | 1435 | 2026-03-01 18:00 | 7.05 | 17.91 | 18 | FALSE | 0 | 0 | 0 | 0 | 0
Spain | ESP | 2015-03-01 18:00 | 2015-03-01 19:00 | 39.71 | 2015 | 8.27 | 2015-03-31 |  |  |  |  | 1436 | 2026-03-01 19:00 | 33.77 | 17.91 | 19 | FALSE | 0 | 0 | 0 | 0 | 0
Spain | ESP | 2015-03-01 19:00 | 2015-03-01 20:00 | 44 | 2015 | 8.27 | 2015-03-31 |  |  |  |  | 1437 | 2026-03-01 20:00 | 35.01 | 17.91 | 20 | FALSE | 0 | 0 | 0 | 0 | 0
Spain | ESP | 2015-03-01 20:00 | 2015-03-01 21:00 | 41.21 | 2015 | 8.27 | 2015-03-31 |  |  |  |  | 1438 | 2026-03-01 21:00 | 28.85 | 17.91 | 21 | FALSE | 0 | 0 | 0 | 0 | 0
Spain | ESP | 2015-03-01 21:00 | 2015-03-01 22:00 | 35.69 | 2015 | 8.27 | 2015-03-31 |  |  |  |  | 1439 | 2026-03-01 22:00 | 26.54 | 17.91 | 22 | FALSE | 0 | 0 | 0 | 0 | 0
Spain | ESP | 2015-03-01 22:00 | 2015-03-01 23:00 | 30.23 | 2015 | 8.27 | 2015-03-31 |  |  |  |  | 1440 | 2026-03-01 23:00 | 18.08 | 17.91 | 23 | FALSE | 0 | 0 | 0 | 0 | 0
Spain | ESP | 2015-03-01 23:00 | 2015-03-02 | 20.17 | 2015 | 8.27 | 2015-03-31 |  |  |  |  | 1441 | 2026-03-02 | 15.88 | 17.91 | 24 | TRUE | 79.97 | 20 | 0 | 7997 | 7197.3
Spain | ESP | 2015-03-02 | 2015-03-02 01:00 | 15.1 | 2015 | 8.27 | 2015-03-31 |  |  |  |  | 1442 | 2026-03-02 01:00 | 8.88 | 17.91 | 1 | FALSE | 0 | 0 | 0 | 0 | 0
Spain | ESP | 2015-03-02 01:00 | 2015-03-02 02:00 | 13.55 | 2015 | 8.27 | 2015-03-31 |  |  |  |  | 1443 | 2026-03-02 02:00 | 5.22 | 17.91 | 2 | FALSE | 0 | 0 | 0 | 0 | 0
Spain | ESP | 2015-03-02 02:00 | 2015-03-02 03:00 | 13 | 2015 | 8.27 | 2015-03-31 |  |  |  |  | 1444 | 2026-03-02 03:00 | 4.88 | 17.91 | 3 | FALSE | 0 | 0 | 0 | 0 | 0
Spain | ESP | 2015-03-02 03:00 | 2015-03-02 04:00 | 12 | 2015 | 8.27 | 2015-03-31 |  |  |  |  | 1445 | 2026-03-02 04:00 | 4.52 | 17.91 | 4 | FALSE | 0 | 0 | 0 | 0 | 0
Spain | ESP | 2015-03-02 04:00 | 2015-03-02 05:00 | 18.1 | 2015 | 8.27 | 2015-03-31 |  |  |  |  | 1446 | 2026-03-02 05:00 | 9.37 | 17.91 | 5 | FALSE | 0 | 0 | 0 | 0 | 0
Spain | ESP | 2015-03-02 05:00 | 2015-03-02 06:00 | 30.23 | 2015 | 8.27 | 2015-03-31 |  |  |  |  | 1447 | 2026-03-02 06:00 | 20.8 | 17.91 | 6 | FALSE | 0 | 0 | 0 | 0 | 0
Spain | ESP | 2015-03-02 06:00 | 2015-03-02 07:00 | 43.52 | 2015 | 8.27 | 2015-03-31 |  |  |  |  | 1448 | 2026-03-02 07:00 | 26.67 | 17.91 | 7 | FALSE | 0 | 0 | 0 | 0 | 0
Spain | ESP | 2015-03-02 07:00 | 2015-03-02 08:00 | 47.05 | 2015 | 8.27 | 2015-03-31 |  |  |  |  | 1449 | 2026-03-02 08:00 | 24.9 | 17.91 | 8 | FALSE | 0 | 0 | 0 | 0 | 0
Spain | ESP | 2015-03-02 08:00 | 2015-03-02 09:00 | 50 | 2015 | 8.27 | 2015-03-31 |  |  |  |  | 1450 | 2026-03-02 09:00 | 14.29 | 17.91 | 9 | FALSE | 0 | 0 | 0 | 0 | 0
Spain | ESP | 2015-03-02 09:00 | 2015-03-02 10:00 | 50.48 | 2015 | 8.27 | 2015-03-31 |  |  |  |  | 1451 | 2026-03-02 10:00 | 2.26 | 17.91 | 10 | FALSE | 0 | 0 | 0 | 0 | 0
Spain | ESP | 2015-03-02 10:00 | 2015-03-02 11:00 | 49.38 | 2015 | 8.27 | 2015-03-31 |  |  |  |  | 1452 | 2026-03-02 11:00 | 0.18 | 17.91 | 11 | FALSE | 0 | 0 | 0 | 0 | 0
Spain | ESP | 2015-03-02 11:00 | 2015-03-02 12:00 | 49.12 | 2015 | 8.27 | 2015-03-31 |  |  |  |  | 1453 | 2026-03-02 12:00 | 0 | 17.91 | 12 | FALSE | 0 | 0 | 0 | 0 | 0
Spain | ESP | 2015-03-02 12:00 | 2015-03-02 13:00 | 49.05 | 2015 | 8.27 | 2015-03-31 |  |  |  |  | 1454 | 2026-03-02 13:00 | 0 | 17.91 | 13 | FALSE | 0 | 0 | 0 | 0 | 0
Spain | ESP | 2015-03-02 13:00 | 2015-03-02 14:00 | 47.47 | 2015 | 8.27 | 2015-03-31 |  |  |  |  | 1455 | 2026-03-02 14:00 | 0 | 17.91 | 14 | FALSE | 0 | 0 | 0 | 0 | 0
Spain | ESP | 2015-03-02 14:00 | 2015-03-02 15:00 | 45.94 | 2015 | 8.27 | 2015-03-31 |  |  |  |  | 1456 | 2026-03-02 15:00 | 0.61 | 17.91 | 15 | FALSE | 0 | 0 | 0 | 0 | 0
Spain | ESP | 2015-03-02 15:00 | 2015-03-02 16:00 | 45.94 | 2015 | 8.27 | 2015-03-31 |  |  |  |  | 1457 | 2026-03-02 16:00 | 2.21 | 17.91 | 16 | FALSE | 0 | 0 | 0 | 0 | 0
Spain | ESP | 2015-03-02 16:00 | 2015-03-02 17:00 | 46.26 | 2015 | 8.27 | 2015-03-31 |  |  |  |  | 1458 | 2026-03-02 17:00 | 9.62 | 17.91 | 17 | FALSE | 0 | 0 | 0 | 0 | 0
Spain | ESP | 2015-03-02 17:00 | 2015-03-02 18:00 | 50.48 | 2015 | 8.27 | 2015-03-31 |  |  |  |  | 1459 | 2026-03-02 18:00 | 27.34 | 17.91 | 18 | FALSE | 0 | 0 | 0 | 0 | 0
Spain | ESP | 2015-03-02 18:00 | 2015-03-02 19:00 | 70.16 | 2015 | 8.27 | 2015-03-31 |  |  |  |  | 1460 | 2026-03-02 19:00 | 65.36 | 17.91 | 19 | FALSE | 0 | 0 | 0 | 0 | 0
Spain | ESP | 2015-03-02 19:00 | 2015-03-02 20:00 | 77.15 | 2015 | 8.27 | 2015-03-31 |  |  |  |  | 1461 | 2026-03-02 20:00 | 79.97 | 17.91 | 20 | FALSE | 0 | 0 | 0 | 0 | 0
Spain | ESP | 2015-03-02 20:00 | 2015-03-02 21:00 | 75.6 | 2015 | 8.27 | 2015-03-31 |  |  |  |  | 1462 | 2026-03-02 21:00 | 50.95 | 17.91 | 21 | FALSE | 0 | 0 | 0 | 0 | 0
Spain | ESP | 2015-03-02 21:00 | 2015-03-02 22:00 | 54.92 | 2015 | 8.27 | 2015-03-31 |  |  |  |  | 1463 | 2026-03-02 22:00 | 36.6 | 17.91 | 22 | FALSE | 0 | 0 | 0 | 0 | 0
Spain | ESP | 2015-03-02 22:00 | 2015-03-02 23:00 | 50.94 | 2015 | 8.27 | 2015-03-31 |  |  |  |  | 1464 | 2026-03-02 23:00 | 30.19 | 17.91 | 23 | FALSE | 0 | 0 | 0 | 0 | 0
Spain | ESP | 2015-03-02 23:00 | 2015-03-03 | 53.1 | 2015 | 8.27 | 2015-03-31 |  |  |  |  | 1465 | 2026-03-03 | 34.41 | 17.91 | 24 | TRUE | 93.35 | 20 | 0.93 | 9242 | 8308.5
Spain | ESP | 2015-03-03 | 2015-03-03 01:00 | 49.34 | 2015 | 8.27 | 2015-03-31 |  |  |  |  | 1466 | 2026-03-03 01:00 | 29.2 | 17.91 | 1 | FALSE | 0 | 0 | 0 | 0 | 0
Spain | ESP | 2015-03-03 01:00 | 2015-03-03 02:00 | 46.16 | 2015 | 8.27 | 2015-03-31 |  |  |  |  | 1467 | 2026-03-03 02:00 | 24.28 | 17.91 | 2 | FALSE | 0 | 0 | 0 | 0 | 0
Spain | ESP | 2015-03-03 02:00 | 2015-03-03 03:00 | 44.4 | 2015 | 8.27 | 2015-03-31 |  |  |  |  | 1468 | 2026-03-03 03:00 | 23 | 17.91 | 3 | FALSE | 0 | 0 | 0 | 0 | 0
Spain | ESP | 2015-03-03 03:00 | 2015-03-03 04:00 | 41.96 | 2015 | 8.27 | 2015-03-31 |  |  |  |  | 1469 | 2026-03-03 04:00 | 23 | 17.91 | 4 | FALSE | 0 | 0 | 0 | 0 | 0
Spain | ESP | 2015-03-03 04:00 | 2015-03-03 05:00 | 45.53 | 2015 | 8.27 | 2015-03-31 |  |  |  |  | 1470 | 2026-03-03 05:00 | 25.29 | 17.91 | 5 | FALSE | 0 | 0 | 0 | 0 | 0
Spain | ESP | 2015-03-03 05:00 | 2015-03-03 06:00 | 51.1 | 2015 | 8.27 | 2015-03-31 |  |  |  |  | 1471 | 2026-03-03 06:00 | 30.2 | 17.91 | 6 | FALSE | 0 | 0 | 0 | 0 | 0
Spain | ESP | 2015-03-03 06:00 | 2015-03-03 07:00 | 55.49 | 2015 | 8.27 | 2015-03-31 |  |  |  |  | 1472 | 2026-03-03 07:00 | 35.54 | 17.91 | 7 | FALSE | 0 | 0 | 0 | 0 | 0
Spain | ESP | 2015-03-03 07:00 | 2015-03-03 08:00 | 60.19 | 2015 | 8.27 | 2015-03-31 |  |  |  |  | 1473 | 2026-03-03 08:00 | 34.3 | 17.91 | 8 | FALSE | 0 | 0 | 0 | 0 | 0
Spain | ESP | 2015-03-03 08:00 | 2015-03-03 09:00 | 63.5 | 2015 | 8.27 | 2015-03-31 |  |  |  |  | 1474 | 2026-03-03 09:00 | 22.82 | 17.91 | 9 | FALSE | 0 | 0 | 0 | 0 | 0
Spain | ESP | 2015-03-03 09:00 | 2015-03-03 10:00 | 61.69 | 2015 | 8.27 | 2015-03-31 |  |  |  |  | 1475 | 2026-03-03 10:00 | 6.94 | 17.91 | 10 | FALSE | 0 | 0 | 0 | 0 | 0
Spain | ESP | 2015-03-03 10:00 | 2015-03-03 11:00 | 58.69 | 2015 | 8.27 | 2015-03-31 |  |  |  |  | 1476 | 2026-03-03 11:00 | 3.38 | 17.91 | 11 | FALSE | 0 | 0 | 0 | 0 | 0
Spain | ESP | 2015-03-03 11:00 | 2015-03-03 12:00 | 57.19 | 2015 | 8.27 | 2015-03-31 |  |  |  |  | 1477 | 2026-03-03 12:00 | 1.92 | 17.91 | 12 | FALSE | 0 | 0 | 0 | 0 | 0
Spain | ESP | 2015-03-03 12:00 | 2015-03-03 13:00 | 57.69 | 2015 | 8.27 | 2015-03-31 |  |  |  |  | 1478 | 2026-03-03 13:00 | 1.19 | 17.91 | 13 | FALSE | 0 | 0 | 0 | 0 | 0
Spain | ESP | 2015-03-03 13:00 | 2015-03-03 14:00 | 53.69 | 2015 | 8.27 | 2015-03-31 |  |  |  |  | 1479 | 2026-03-03 14:00 | 1.04 | 17.91 | 14 | FALSE | 0 | 0 | 0 | 0 | 0
Spain | ESP | 2015-03-03 14:00 | 2015-03-03 15:00 | 51.8 | 2015 | 8.27 | 2015-03-31 |  |  |  |  | 1480 | 2026-03-03 15:00 | 0.93 | 17.91 | 15 | FALSE | 0 | 0 | 0 | 0 | 0
Spain | ESP | 2015-03-03 15:00 | 2015-03-03 16:00 | 51.1 | 2015 | 8.27 | 2015-03-31 |  |  |  |  | 1481 | 2026-03-03 16:00 | 3.06 | 17.91 | 16 | FALSE | 0 | 0 | 0 | 0 | 0
Spain | ESP | 2015-03-03 16:00 | 2015-03-03 17:00 | 52.52 | 2015 | 8.27 | 2015-03-31 |  |  |  |  | 1482 | 2026-03-03 17:00 | 12.84 | 17.91 | 17 | FALSE | 0 | 0 | 0 | 0 | 0
Spain | ESP | 2015-03-03 17:00 | 2015-03-03 18:00 | 55.49 | 2015 | 8.27 | 2015-03-31 |  |  |  |  | 1483 | 2026-03-03 18:00 | 37.12 | 17.91 | 18 | FALSE | 0 | 0 | 0 | 0 | 0
Spain | ESP | 2015-03-03 18:00 | 2015-03-03 19:00 | 67.32 | 2015 | 8.27 | 2015-03-31 |  |  |  |  | 1484 | 2026-03-03 19:00 | 87.06 | 17.91 | 19 | FALSE | 0 | 0 | 0 | 0 | 0
Spain | ESP | 2015-03-03 19:00 | 2015-03-03 20:00 | 69.69 | 2015 | 8.27 | 2015-03-31 |  |  |  |  | 1485 | 2026-03-03 20:00 | 93.35 | 17.91 | 20 | FALSE | 0 | 0 | 0 | 0 | 0
Spain | ESP | 2015-03-03 20:00 | 2015-03-03 21:00 | 60.53 | 2015 | 8.27 | 2015-03-31 |  |  |  |  | 1486 | 2026-03-03 21:00 | 62.33 | 17.91 | 21 | FALSE | 0 | 0 | 0 | 0 | 0
Spain | ESP | 2015-03-03 21:00 | 2015-03-03 22:00 | 53.15 | 2015 | 8.27 | 2015-03-31 |  |  |  |  | 1487 | 2026-03-03 22:00 | 52.91 | 17.91 | 22 | FALSE | 0 | 0 | 0 | 0 | 0
Spain | ESP | 2015-03-03 22:00 | 2015-03-03 23:00 | 48.97 | 2015 | 8.27 | 2015-03-31 |  |  |  |  | 1488 | 2026-03-03 23:00 | 36.24 | 17.91 | 23 | FALSE | 0 | 0 | 0 | 0 | 0
Spain | ESP | 2015-03-03 23:00 | 2015-03-04 | 43.99 | 2015 | 8.27 | 2015-03-31 |  |  |  |  | 1489 | 2026-03-04 | 64.08 | 17.91 | 24 | TRUE | 176.98 | 19 | 6 | 17098 | 15328.2
Spain | ESP | 2015-03-04 | 2015-03-04 01:00 | 41 | 2015 | 8.27 | 2015-03-31 |  |  |  |  | 1490 | 2026-03-04 01:00 | 51.28 | 17.91 | 1 | FALSE | 0 | 0 | 0 | 0 | 0
Spain | ESP | 2015-03-04 01:00 | 2015-03-04 02:00 | 38.15 | 2015 | 8.27 | 2015-03-31 |  |  |  |  | 1491 | 2026-03-04 02:00 | 42.56 | 17.91 | 2 | FALSE | 0 | 0 | 0 | 0 | 0
Spain | ESP | 2015-03-04 02:00 | 2015-03-04 03:00 | 31.95 | 2015 | 8.27 | 2015-03-31 |  |  |  |  | 1492 | 2026-03-04 03:00 | 38.88 | 17.91 | 3 | FALSE | 0 | 0 | 0 | 0 | 0
Spain | ESP | 2015-03-04 03:00 | 2015-03-04 04:00 | 25 | 2015 | 8.27 | 2015-03-31 |  |  |  |  | 1493 | 2026-03-04 04:00 | 37.28 | 17.91 | 4 | FALSE | 0 | 0 | 0 | 0 | 0
Spain | ESP | 2015-03-04 04:00 | 2015-03-04 05:00 | 22.12 | 2015 | 8.27 | 2015-03-31 |  |  |  |  | 1494 | 2026-03-04 05:00 | 42.65 | 17.91 | 5 | FALSE | 0 | 0 | 0 | 0 | 0
Spain | ESP | 2015-03-04 05:00 | 2015-03-04 06:00 | 28.83 | 2015 | 8.27 | 2015-03-31 |  |  |  |  | 1495 | 2026-03-04 06:00 | 43.94 | 17.91 | 6 | FALSE | 0 | 0 | 0 | 0 | 0
Spain | ESP | 2015-03-04 06:00 | 2015-03-04 07:00 | 32.95 | 2015 | 8.27 | 2015-03-31 |  |  |  |  | 1496 | 2026-03-04 07:00 | 79.09 | 17.91 | 7 | FALSE | 0 | 0 | 0 | 0 | 0
Spain | ESP | 2015-03-04 07:00 | 2015-03-04 08:00 | 41 | 2015 | 8.27 | 2015-03-31 |  |  |  |  | 1497 | 2026-03-04 08:00 | 72.21 | 17.91 | 8 | FALSE | 0 | 0 | 0 | 0 | 0
Spain | ESP | 2015-03-04 08:00 | 2015-03-04 09:00 | 42.1 | 2015 | 8.27 | 2015-03-31 |  |  |  |  | 1498 | 2026-03-04 09:00 | 46.24 | 17.91 | 9 | FALSE | 0 | 0 | 0 | 0 | 0
Spain | ESP | 2015-03-04 09:00 | 2015-03-04 10:00 | 42 | 2015 | 8.27 | 2015-03-31 |  |  |  |  | 1499 | 2026-03-04 10:00 | 28.18 | 17.91 | 10 | FALSE | 0 | 0 | 0 | 0 | 0
Spain | ESP | 2015-03-04 10:00 | 2015-03-04 11:00 | 40 | 2015 | 8.27 | 2015-03-31 |  |  |  |  | 1500 | 2026-03-04 11:00 | 17.27 | 17.91 | 11 | FALSE | 0 | 0 | 0 | 0 | 0
Spain | ESP | 2015-03-04 11:00 | 2015-03-04 12:00 | 35.5 | 2015 | 8.27 | 2015-03-31 |  |  |  |  | 1501 | 2026-03-04 12:00 | 7.38 | 17.91 | 12 | FALSE | 0 | 0 | 0 | 0 | 0
Spain | ESP | 2015-03-04 12:00 | 2015-03-04 13:00 | 38.4 | 2015 | 8.27 | 2015-03-31 |  |  |  |  | 1502 | 2026-03-04 13:00 | 6 | 17.91 | 13 | FALSE | 0 | 0 | 0 | 0 | 0
Spain | ESP | 2015-03-04 13:00 | 2015-03-04 14:00 | 31.45 | 2015 | 8.27 | 2015-03-31 |  |  |  |  | 1503 | 2026-03-04 14:00 | 9.6 | 17.91 | 14 | FALSE | 0 | 0 | 0 | 0 | 0
Spain | ESP | 2015-03-04 14:00 | 2015-03-04 15:00 | 28.48 | 2015 | 8.27 | 2015-03-31 |  |  |  |  | 1504 | 2026-03-04 15:00 | 17.65 | 17.91 | 15 | FALSE | 0 | 0 | 0 | 0 | 0
Spain | ESP | 2015-03-04 15:00 | 2015-03-04 16:00 | 28.41 | 2015 | 8.27 | 2015-03-31 |  |  |  |  | 1505 | 2026-03-04 16:00 | 17.07 | 17.91 | 16 | FALSE | 0 | 0 | 0 | 0 | 0
Spain | ESP | 2015-03-04 16:00 | 2015-03-04 17:00 | 30 | 2015 | 8.27 | 2015-03-31 |  |  |  |  | 1506 | 2026-03-04 17:00 | 43.7 | 17.91 | 17 | FALSE | 0 | 0 | 0 | 0 | 0
Spain | ESP | 2015-03-04 17:00 | 2015-03-04 18:00 | 32.45 | 2015 | 8.27 | 2015-03-31 |  |  |  |  | 1507 | 2026-03-04 18:00 | 93.97 | 17.91 | 18 | FALSE | 0 | 0 | 0 | 0 | 0
Spain | ESP | 2015-03-04 18:00 | 2015-03-04 19:00 | 41.6 | 2015 | 8.27 | 2015-03-31 |  |  |  |  | 1508 | 2026-03-04 19:00 | 176.98 | 17.91 | 19 | FALSE | 0 | 0 | 0 | 0 | 0
Spain | ESP | 2015-03-04 19:00 | 2015-03-04 20:00 | 44.69 | 2015 | 8.27 | 2015-03-31 |  |  |  |  | 1509 | 2026-03-04 20:00 | 163.65 | 17.91 | 20 | FALSE | 0 | 0 | 0 | 0 | 0
Spain | ESP | 2015-03-04 20:00 | 2015-03-04 21:00 | 41.52 | 2015 | 8.27 | 2015-03-31 |  |  |  |  | 1510 | 2026-03-04 21:00 | 98.35 | 17.91 | 21 | FALSE | 0 | 0 | 0 | 0 | 0
Spain | ESP | 2015-03-04 21:00 | 2015-03-04 22:00 | 34.67 | 2015 | 8.27 | 2015-03-31 |  |  |  |  | 1511 | 2026-03-04 22:00 | 82.96 | 17.91 | 22 | FALSE | 0 | 0 | 0 | 0 | 0
Spain | ESP | 2015-03-04 22:00 | 2015-03-04 23:00 | 27.55 | 2015 | 8.27 | 2015-03-31 |  |  |  |  | 1512 | 2026-03-04 23:00 | 75.24 | 17.91 | 23 | FALSE | 0 | 0 | 0 | 0 | 0
Spain | ESP | 2015-03-04 23:00 | 2015-03-05 | 15.99 | 2015 | 8.27 | 2015-03-31 |  |  |  |  | 1513 | 2026-03-05 | 94.83 | 17.91 | 24 | TRUE | 158.49 | 19 | 38.27 | 12022 | 10437.1
Spain | ESP | 2015-03-05 | 2015-03-05 01:00 | 7.88 | 2015 | 8.27 | 2015-03-31 |  |  |  |  | 1514 | 2026-03-05 01:00 | 85.48 | 17.91 | 1 | FALSE | 0 | 0 | 0 | 0 | 0
Spain | ESP | 2015-03-05 01:00 | 2015-03-05 02:00 | 5.13 | 2015 | 8.27 | 2015-03-31 |  |  |  |  | 1515 | 2026-03-05 02:00 | 84.3 | 17.91 | 2 | FALSE | 0 | 0 | 0 | 0 | 0
Spain | ESP | 2015-03-05 02:00 | 2015-03-05 03:00 | 5 | 2015 | 8.27 | 2015-03-31 |  |  |  |  | 1516 | 2026-03-05 03:00 | 74.02 | 17.91 | 3 | FALSE | 0 | 0 | 0 | 0 | 0
Spain | ESP | 2015-03-05 03:00 | 2015-03-05 04:00 | 4.13 | 2015 | 8.27 | 2015-03-31 |  |  |  |  | 1517 | 2026-03-05 04:00 | 76.21 | 17.91 | 4 | FALSE | 0 | 0 | 0 | 0 | 0
Spain | ESP | 2015-03-05 04:00 | 2015-03-05 05:00 | 5 | 2015 | 8.27 | 2015-03-31 |  |  |  |  | 1518 | 2026-03-05 05:00 | 86.42 | 17.91 | 5 | FALSE | 0 | 0 | 0 | 0 | 0
Spain | ESP | 2015-03-05 05:00 | 2015-03-05 06:00 | 12.22 | 2015 | 8.27 | 2015-03-31 |  |  |  |  | 1519 | 2026-03-05 06:00 | 111.52 | 17.91 | 6 | FALSE | 0 | 0 | 0 | 0 | 0
Spain | ESP | 2015-03-05 06:00 | 2015-03-05 07:00 | 20 | 2015 | 8.27 | 2015-03-31 |  |  |  |  | 1520 | 2026-03-05 07:00 | 145.13 | 17.91 | 7 | FALSE | 0 | 0 | 0 | 0 | 0
Spain | ESP | 2015-03-05 07:00 | 2015-03-05 08:00 | 27.57 | 2015 | 8.27 | 2015-03-31 |  |  |  |  | 1521 | 2026-03-05 08:00 | 143.46 | 17.91 | 8 | FALSE | 0 | 0 | 0 | 0 | 0
Spain | ESP | 2015-03-05 08:00 | 2015-03-05 09:00 | 30 | 2015 | 8.27 | 2015-03-31 |  |  |  |  | 1522 | 2026-03-05 09:00 | 111.32 | 17.91 | 9 | FALSE | 0 | 0 | 0 | 0 | 0
Spain | ESP | 2015-03-05 09:00 | 2015-03-05 10:00 | 30.68 | 2015 | 8.27 | 2015-03-31 |  |  |  |  | 1523 | 2026-03-05 10:00 | 93.43 | 17.91 | 10 | FALSE | 0 | 0 | 0 | 0 | 0
Spain | ESP | 2015-03-05 10:00 | 2015-03-05 11:00 | 28.7 | 2015 | 8.27 | 2015-03-31 |  |  |  |  | 1524 | 2026-03-05 11:00 | 62.69 | 17.91 | 11 | FALSE | 0 | 0 | 0 | 0 | 0
Spain | ESP | 2015-03-05 11:00 | 2015-03-05 12:00 | 28.76 | 2015 | 8.27 | 2015-03-31 |  |  |  |  | 1525 | 2026-03-05 12:00 | 40.9 | 17.91 | 12 | FALSE | 0 | 0 | 0 | 0 | 0
Spain | ESP | 2015-03-05 12:00 | 2015-03-05 13:00 | 28.85 | 2015 | 8.27 | 2015-03-31 |  |  |  |  | 1526 | 2026-03-05 13:00 | 38.27 | 17.91 | 13 | FALSE | 0 | 0 | 0 | 0 | 0
Spain | ESP | 2015-03-05 13:00 | 2015-03-05 14:00 | 27.56 | 2015 | 8.27 | 2015-03-31 |  |  |  |  | 1527 | 2026-03-05 14:00 | 40.62 | 17.91 | 14 | FALSE | 0 | 0 | 0 | 0 | 0
Spain | ESP | 2015-03-05 14:00 | 2015-03-05 15:00 | 27.95 | 2015 | 8.27 | 2015-03-31 |  |  |  |  | 1528 | 2026-03-05 15:00 | 47.56 | 17.91 | 15 | FALSE | 0 | 0 | 0 | 0 | 0
Spain | ESP | 2015-03-05 15:00 | 2015-03-05 16:00 | 28.45 | 2015 | 8.27 | 2015-03-31 |  |  |  |  | 1529 | 2026-03-05 16:00 | 68.83 | 17.91 | 16 | FALSE | 0 | 0 | 0 | 0 | 0
Spain | ESP | 2015-03-05 16:00 | 2015-03-05 17:00 | 33 | 2015 | 8.27 | 2015-03-31 |  |  |  |  | 1530 | 2026-03-05 17:00 | 95.61 | 17.91 | 17 | FALSE | 0 | 0 | 0 | 0 | 0
Spain | ESP | 2015-03-05 17:00 | 2015-03-05 18:00 | 39.59 | 2015 | 8.27 | 2015-03-31 |  |  |  |  | 1531 | 2026-03-05 18:00 | 124.25 | 17.91 | 18 | FALSE | 0 | 0 | 0 | 0 | 0
Spain | ESP | 2015-03-05 18:00 | 2015-03-05 19:00 | 47.29 | 2015 | 8.27 | 2015-03-31 |  |  |  |  | 1532 | 2026-03-05 19:00 | 158.49 | 17.91 | 19 | FALSE | 0 | 0 | 0 | 0 | 0
Spain | ESP | 2015-03-05 19:00 | 2015-03-05 20:00 | 52.1 | 2015 | 8.27 | 2015-03-31 |  |  |  |  | 1533 | 2026-03-05 20:00 | 125.91 | 17.91 | 20 | FALSE | 0 | 0 | 0 | 0 | 0
Spain | ESP | 2015-03-05 20:00 | 2015-03-05 21:00 | 47.09 | 2015 | 8.27 | 2015-03-31 |  |  |  |  | 1534 | 2026-03-05 21:00 | 95.81 | 17.91 | 21 | FALSE | 0 | 0 | 0 | 0 | 0
Spain | ESP | 2015-03-05 21:00 | 2015-03-05 22:00 | 42.59 | 2015 | 8.27 | 2015-03-31 |  |  |  |  | 1535 | 2026-03-05 22:00 | 86 | 17.91 | 22 | FALSE | 0 | 0 | 0 | 0 | 0
Spain | ESP | 2015-03-05 22:00 | 2015-03-05 23:00 | 40.4 | 2015 | 8.27 | 2015-03-31 |  |  |  |  | 1536 | 2026-03-05 23:00 | 72.2 | 17.91 | 23 | FALSE | 0 | 0 | 0 | 0 | 0
Spain | ESP | 2015-03-05 23:00 | 2015-03-06 | 39 | 2015 | 8.27 | 2015-03-31 |  |  |  |  | 1537 | 2026-03-06 | 62.06 | 17.91 | 24 | TRUE | 101.09 | 20 | 34.76 | 6633 | 5622.1
Spain | ESP | 2015-03-06 | 2015-03-06 01:00 | 35.03 | 2015 | 8.27 | 2015-03-31 |  |  |  |  | 1538 | 2026-03-06 01:00 | 55.71 | 17.91 | 1 | FALSE | 0 | 0 | 0 | 0 | 0
Spain | ESP | 2015-03-06 01:00 | 2015-03-06 02:00 | 30 | 2015 | 8.27 | 2015-03-31 |  |  |  |  | 1539 | 2026-03-06 02:00 | 51.51 | 17.91 | 2 | FALSE | 0 | 0 | 0 | 0 | 0
Spain | ESP | 2015-03-06 02:00 | 2015-03-06 03:00 | 28.25 | 2015 | 8.27 | 2015-03-31 |  |  |  |  | 1540 | 2026-03-06 03:00 | 44.18 | 17.91 | 3 | FALSE | 0 | 0 | 0 | 0 | 0
Spain | ESP | 2015-03-06 03:00 | 2015-03-06 04:00 | 28.24 | 2015 | 8.27 | 2015-03-31 |  |  |  |  | 1541 | 2026-03-06 04:00 | 34.76 | 17.91 | 4 | FALSE | 0 | 0 | 0 | 0 | 0
Spain | ESP | 2015-03-06 04:00 | 2015-03-06 05:00 | 34.75 | 2015 | 8.27 | 2015-03-31 |  |  |  |  | 1542 | 2026-03-06 05:00 | 37.34 | 17.91 | 5 | FALSE | 0 | 0 | 0 | 0 | 0
Spain | ESP | 2015-03-06 05:00 | 2015-03-06 06:00 | 43.4 | 2015 | 8.27 | 2015-03-31 |  |  |  |  | 1543 | 2026-03-06 06:00 | 50.03 | 17.91 | 6 | FALSE | 0 | 0 | 0 | 0 | 0
Spain | ESP | 2015-03-06 06:00 | 2015-03-06 07:00 | 50.48 | 2015 | 8.27 | 2015-03-31 |  |  |  |  | 1544 | 2026-03-06 07:00 | 60.66 | 17.91 | 7 | FALSE | 0 | 0 | 0 | 0 | 0
Spain | ESP | 2015-03-06 07:00 | 2015-03-06 08:00 | 52.95 | 2015 | 8.27 | 2015-03-31 |  |  |  |  | 1545 | 2026-03-06 08:00 | 74.7 | 17.91 | 8 | FALSE | 0 | 0 | 0 | 0 | 0
Spain | ESP | 2015-03-06 08:00 | 2015-03-06 09:00 | 59.01 | 2015 | 8.27 | 2015-03-31 |  |  |  |  | 1546 | 2026-03-06 09:00 | 69.2 | 17.91 | 9 | FALSE | 0 | 0 | 0 | 0 | 0
Spain | ESP | 2015-03-06 09:00 | 2015-03-06 10:00 | 57 | 2015 | 8.27 | 2015-03-31 |  |  |  |  | 1547 | 2026-03-06 10:00 | 64.57 | 17.91 | 10 | FALSE | 0 | 0 | 0 | 0 | 0
Spain | ESP | 2015-03-06 10:00 | 2015-03-06 11:00 | 52.97 | 2015 | 8.27 | 2015-03-31 |  |  |  |  | 1548 | 2026-03-06 11:00 | 64.26 | 17.91 | 11 | FALSE | 0 | 0 | 0 | 0 | 0
Spain | ESP | 2015-03-06 11:00 | 2015-03-06 12:00 | 50.48 | 2015 | 8.27 | 2015-03-31 |  |  |  |  | 1549 | 2026-03-06 12:00 | 56.89 | 17.91 | 12 | FALSE | 0 | 0 | 0 | 0 | 0
Spain | ESP | 2015-03-06 12:00 | 2015-03-06 13:00 | 50.48 | 2015 | 8.27 | 2015-03-31 |  |  |  |  | 1550 | 2026-03-06 13:00 | 52.45 | 17.91 | 13 | FALSE | 0 | 0 | 0 | 0 | 0
Spain | ESP | 2015-03-06 13:00 | 2015-03-06 14:00 | 49.33 | 2015 | 8.27 | 2015-03-31 |  |  |  |  | 1551 | 2026-03-06 14:00 | 50.18 | 17.91 | 14 | FALSE | 0 | 0 | 0 | 0 | 0
Spain | ESP | 2015-03-06 14:00 | 2015-03-06 15:00 | 45.4 | 2015 | 8.27 | 2015-03-31 |  |  |  |  | 1552 | 2026-03-06 15:00 | 49.57 | 17.91 | 15 | FALSE | 0 | 0 | 0 | 0 | 0
Spain | ESP | 2015-03-06 15:00 | 2015-03-06 16:00 | 45.1 | 2015 | 8.27 | 2015-03-31 |  |  |  |  | 1553 | 2026-03-06 16:00 | 50.24 | 17.91 | 16 | FALSE | 0 | 0 | 0 | 0 | 0
Spain | ESP | 2015-03-06 16:00 | 2015-03-06 17:00 | 47.01 | 2015 | 8.27 | 2015-03-31 |  |  |  |  | 1554 | 2026-03-06 17:00 | 53.15 | 17.91 | 17 | FALSE | 0 | 0 | 0 | 0 | 0
Spain | ESP | 2015-03-06 17:00 | 2015-03-06 18:00 | 52.69 | 2015 | 8.27 | 2015-03-31 |  |  |  |  | 1555 | 2026-03-06 18:00 | 66.25 | 17.91 | 18 | FALSE | 0 | 0 | 0 | 0 | 0
Spain | ESP | 2015-03-06 18:00 | 2015-03-06 19:00 | 62 | 2015 | 8.27 | 2015-03-31 |  |  |  |  | 1556 | 2026-03-06 19:00 | 97.6 | 17.91 | 19 | FALSE | 0 | 0 | 0 | 0 | 0
Spain | ESP | 2015-03-06 19:00 | 2015-03-06 20:00 | 71 | 2015 | 8.27 | 2015-03-31 |  |  |  |  | 1557 | 2026-03-06 20:00 | 101.09 | 17.91 | 20 | FALSE | 0 | 0 | 0 | 0 | 0
Spain | ESP | 2015-03-06 20:00 | 2015-03-06 21:00 | 62 | 2015 | 8.27 | 2015-03-31 |  |  |  |  | 1558 | 2026-03-06 21:00 | 97.32 | 17.91 | 21 | FALSE | 0 | 0 | 0 | 0 | 0
Spain | ESP | 2015-03-06 21:00 | 2015-03-06 22:00 | 52.69 | 2015 | 8.27 | 2015-03-31 |  |  |  |  | 1559 | 2026-03-06 22:00 | 90.76 | 17.91 | 22 | FALSE | 0 | 0 | 0 | 0 | 0
Spain | ESP | 2015-03-06 22:00 | 2015-03-06 23:00 | 50.48 | 2015 | 8.27 | 2015-03-31 |  |  |  |  | 1560 | 2026-03-06 23:00 | 83.3 | 17.91 | 23 | FALSE | 0 | 0 | 0 | 0 | 0
Spain | ESP | 2015-03-06 23:00 | 2015-03-07 | 47.1 | 2015 | 8.27 | 2015-03-31 |  |  |  |  | 1561 | 2026-03-07 | 75.08 | 17.91 | 24 | TRUE | 134.46 | 19 | 4.42 | 13004 | 11659.4
Spain | ESP | 2015-03-07 | 2015-03-07 01:00 | 43.76 | 2015 | 8.27 | 2015-03-31 |  |  |  |  | 1562 | 2026-03-07 01:00 | 64.47 | 17.91 | 1 | FALSE | 0 | 0 | 0 | 0 | 0
Spain | ESP | 2015-03-07 01:00 | 2015-03-07 02:00 | 41.36 | 2015 | 8.27 | 2015-03-31 |  |  |  |  | 1563 | 2026-03-07 02:00 | 61.5 | 17.91 | 2 | FALSE | 0 | 0 | 0 | 0 | 0
Spain | ESP | 2015-03-07 02:00 | 2015-03-07 03:00 | 37.5 | 2015 | 8.27 | 2015-03-31 |  |  |  |  | 1564 | 2026-03-07 03:00 | 53.74 | 17.91 | 3 | FALSE | 0 | 0 | 0 | 0 | 0
Spain | ESP | 2015-03-07 03:00 | 2015-03-07 04:00 | 35.13 | 2015 | 8.27 | 2015-03-31 |  |  |  |  | 1565 | 2026-03-07 04:00 | 50.62 | 17.91 | 4 | FALSE | 0 | 0 | 0 | 0 | 0
Spain | ESP | 2015-03-07 04:00 | 2015-03-07 05:00 | 34.75 | 2015 | 8.27 | 2015-03-31 |  |  |  |  | 1566 | 2026-03-07 05:00 | 53.55 | 17.91 | 5 | FALSE | 0 | 0 | 0 | 0 | 0
Spain | ESP | 2015-03-07 05:00 | 2015-03-07 06:00 | 37.32 | 2015 | 8.27 | 2015-03-31 |  |  |  |  | 1567 | 2026-03-07 06:00 | 60 | 17.91 | 6 | FALSE | 0 | 0 | 0 | 0 | 0
Spain | ESP | 2015-03-07 06:00 | 2015-03-07 07:00 | 39.99 | 2015 | 8.27 | 2015-03-31 |  |  |  |  | 1568 | 2026-03-07 07:00 | 61.08 | 17.91 | 7 | FALSE | 0 | 0 | 0 | 0 | 0
Spain | ESP | 2015-03-07 07:00 | 2015-03-07 08:00 | 45.09 | 2015 | 8.27 | 2015-03-31 |  |  |  |  | 1569 | 2026-03-07 08:00 | 63.68 | 17.91 | 8 | FALSE | 0 | 0 | 0 | 0 | 0
Spain | ESP | 2015-03-07 08:00 | 2015-03-07 09:00 | 48.1 | 2015 | 8.27 | 2015-03-31 |  |  |  |  | 1570 | 2026-03-07 09:00 | 54.01 | 17.91 | 9 | FALSE | 0 | 0 | 0 | 0 | 0
Spain | ESP | 2015-03-07 09:00 | 2015-03-07 10:00 | 46.14 | 2015 | 8.27 | 2015-03-31 |  |  |  |  | 1571 | 2026-03-07 10:00 | 45.28 | 17.91 | 10 | FALSE | 0 | 0 | 0 | 0 | 0
Spain | ESP | 2015-03-07 10:00 | 2015-03-07 11:00 | 45.1 | 2015 | 8.27 | 2015-03-31 |  |  |  |  | 1572 | 2026-03-07 11:00 | 29.1 | 17.91 | 11 | FALSE | 0 | 0 | 0 | 0 | 0
Spain | ESP | 2015-03-07 11:00 | 2015-03-07 12:00 | 45.1 | 2015 | 8.27 | 2015-03-31 |  |  |  |  | 1573 | 2026-03-07 12:00 | 16.5 | 17.91 | 12 | FALSE | 0 | 0 | 0 | 0 | 0
Spain | ESP | 2015-03-07 12:00 | 2015-03-07 13:00 | 46 | 2015 | 8.27 | 2015-03-31 |  |  |  |  | 1574 | 2026-03-07 13:00 | 4.42 | 17.91 | 13 | FALSE | 0 | 0 | 0 | 0 | 0
Spain | ESP | 2015-03-07 13:00 | 2015-03-07 14:00 | 45.09 | 2015 | 8.27 | 2015-03-31 |  |  |  |  | 1575 | 2026-03-07 14:00 | 19.79 | 17.91 | 14 | FALSE | 0 | 0 | 0 | 0 | 0
Spain | ESP | 2015-03-07 14:00 | 2015-03-07 15:00 | 43.4 | 2015 | 8.27 | 2015-03-31 |  |  |  |  | 1576 | 2026-03-07 15:00 | 34 | 17.91 | 15 | FALSE | 0 | 0 | 0 | 0 | 0
Spain | ESP | 2015-03-07 15:00 | 2015-03-07 16:00 | 43 | 2015 | 8.27 | 2015-03-31 |  |  |  |  | 1577 | 2026-03-07 16:00 | 39.82 | 17.91 | 16 | FALSE | 0 | 0 | 0 | 0 | 0
Spain | ESP | 2015-03-07 16:00 | 2015-03-07 17:00 | 43.08 | 2015 | 8.27 | 2015-03-31 |  |  |  |  | 1578 | 2026-03-07 17:00 | 59.3 | 17.91 | 17 | FALSE | 0 | 0 | 0 | 0 | 0
Spain | ESP | 2015-03-07 17:00 | 2015-03-07 18:00 | 46.1 | 2015 | 8.27 | 2015-03-31 |  |  |  |  | 1579 | 2026-03-07 18:00 | 97.39 | 17.91 | 18 | FALSE | 0 | 0 | 0 | 0 | 0
Spain | ESP | 2015-03-07 18:00 | 2015-03-07 19:00 | 56.4 | 2015 | 8.27 | 2015-03-31 |  |  |  |  | 1580 | 2026-03-07 19:00 | 134.46 | 17.91 | 19 | FALSE | 0 | 0 | 0 | 0 | 0
Spain | ESP | 2015-03-07 19:00 | 2015-03-07 20:00 | 60.75 | 2015 | 8.27 | 2015-03-31 |  |  |  |  | 1581 | 2026-03-07 20:00 | 126.93 | 17.91 | 20 | FALSE | 0 | 0 | 0 | 0 | 0
Spain | ESP | 2015-03-07 20:00 | 2015-03-07 21:00 | 60 | 2015 | 8.27 | 2015-03-31 |  |  |  |  | 1582 | 2026-03-07 21:00 | 107.89 | 17.91 | 21 | FALSE | 0 | 0 | 0 | 0 | 0
Spain | ESP | 2015-03-07 21:00 | 2015-03-07 22:00 | 53.38 | 2015 | 8.27 | 2015-03-31 |  |  |  |  | 1583 | 2026-03-07 22:00 | 97.5 | 17.91 | 22 | FALSE | 0 | 0 | 0 | 0 | 0
Spain | ESP | 2015-03-07 22:00 | 2015-03-07 23:00 | 48.1 | 2015 | 8.27 | 2015-03-31 |  |  |  |  | 1584 | 2026-03-07 23:00 | 91.58 | 17.91 | 23 | FALSE | 0 | 0 | 0 | 0 | 0
Spain | ESP | 2015-03-07 23:00 | 2015-03-08 | 49.29 | 2015 | 8.27 | 2015-03-31 |  |  |  |  | 1585 | 2026-03-08 | 106.65 | 17.91 | 24 | TRUE | 154.05 | 19 | 12.98 | 14107 | 12566.5
Spain | ESP | 2015-03-08 | 2015-03-08 01:00 | 44.96 | 2015 | 8.27 | 2015-03-31 |  |  |  |  | 1586 | 2026-03-08 01:00 | 97.71 | 17.91 | 1 | FALSE | 0 | 0 | 0 | 0 | 0
Spain | ESP | 2015-03-08 01:00 | 2015-03-08 02:00 | 40.16 | 2015 | 8.27 | 2015-03-31 |  |  |  |  | 1587 | 2026-03-08 02:00 | 92.82 | 17.91 | 2 | FALSE | 0 | 0 | 0 | 0 | 0
Spain | ESP | 2015-03-08 02:00 | 2015-03-08 03:00 | 35.84 | 2015 | 8.27 | 2015-03-31 |  |  |  |  | 1588 | 2026-03-08 03:00 | 86 | 17.91 | 3 | FALSE | 0 | 0 | 0 | 0 | 0
Spain | ESP | 2015-03-08 03:00 | 2015-03-08 04:00 | 33.35 | 2015 | 8.27 | 2015-03-31 |  |  |  |  | 1589 | 2026-03-08 04:00 | 82.93 | 17.91 | 4 | FALSE | 0 | 0 | 0 | 0 | 0
Spain | ESP | 2015-03-08 04:00 | 2015-03-08 05:00 | 33.32 | 2015 | 8.27 | 2015-03-31 |  |  |  |  | 1590 | 2026-03-08 05:00 | 84.71 | 17.91 | 5 | FALSE | 0 | 0 | 0 | 0 | 0
Spain | ESP | 2015-03-08 05:00 | 2015-03-08 06:00 | 33.6 | 2015 | 8.27 | 2015-03-31 |  |  |  |  | 1591 | 2026-03-08 06:00 | 84.21 | 17.91 | 6 | FALSE | 0 | 0 | 0 | 0 | 0
Spain | ESP | 2015-03-08 06:00 | 2015-03-08 07:00 | 32.81 | 2015 | 8.27 | 2015-03-31 |  |  |  |  | 1592 | 2026-03-08 07:00 | 86.98 | 17.91 | 7 | FALSE | 0 | 0 | 0 | 0 | 0
Spain | ESP | 2015-03-08 07:00 | 2015-03-08 08:00 | 33.43 | 2015 | 8.27 | 2015-03-31 |  |  |  |  | 1593 | 2026-03-08 08:00 | 81.33 | 17.91 | 8 | FALSE | 0 | 0 | 0 | 0 | 0
Spain | ESP | 2015-03-08 08:00 | 2015-03-08 09:00 | 33.88 | 2015 | 8.27 | 2015-03-31 |  |  |  |  | 1594 | 2026-03-08 09:00 | 65.84 | 17.91 | 9 | FALSE | 0 | 0 | 0 | 0 | 0
Spain | ESP | 2015-03-08 09:00 | 2015-03-08 10:00 | 38.17 | 2015 | 8.27 | 2015-03-31 |  |  |  |  | 1595 | 2026-03-08 10:00 | 37.57 | 17.91 | 10 | FALSE | 0 | 0 | 0 | 0 | 0
Spain | ESP | 2015-03-08 10:00 | 2015-03-08 11:00 | 40 | 2015 | 8.27 | 2015-03-31 |  |  |  |  | 1596 | 2026-03-08 11:00 | 21.65 | 17.91 | 11 | FALSE | 0 | 0 | 0 | 0 | 0
Spain | ESP | 2015-03-08 11:00 | 2015-03-08 12:00 | 39 | 2015 | 8.27 | 2015-03-31 |  |  |  |  | 1597 | 2026-03-08 12:00 | 12.98 | 17.91 | 12 | FALSE | 0 | 0 | 0 | 0 | 0
Spain | ESP | 2015-03-08 12:00 | 2015-03-08 13:00 | 38.17 | 2015 | 8.27 | 2015-03-31 |  |  |  |  | 1598 | 2026-03-08 13:00 | 17.28 | 17.91 | 13 | FALSE | 0 | 0 | 0 | 0 | 0
Spain | ESP | 2015-03-08 13:00 | 2015-03-08 14:00 | 33.6 | 2015 | 8.27 | 2015-03-31 |  |  |  |  | 1599 | 2026-03-08 14:00 | 18.29 | 17.91 | 14 | FALSE | 0 | 0 | 0 | 0 | 0
Spain | ESP | 2015-03-08 14:00 | 2015-03-08 15:00 | 28.16 | 2015 | 8.27 | 2015-03-31 |  |  |  |  | 1600 | 2026-03-08 15:00 | 21.98 | 17.91 | 15 | FALSE | 0 | 0 | 0 | 0 | 0
Spain | ESP | 2015-03-08 15:00 | 2015-03-08 16:00 | 25.02 | 2015 | 8.27 | 2015-03-31 |  |  |  |  | 1601 | 2026-03-08 16:00 | 32.77 | 17.91 | 16 | FALSE | 0 | 0 | 0 | 0 | 0
Spain | ESP | 2015-03-08 16:00 | 2015-03-08 17:00 | 25.13 | 2015 | 8.27 | 2015-03-31 |  |  |  |  | 1602 | 2026-03-08 17:00 | 62.32 | 17.91 | 17 | FALSE | 0 | 0 | 0 | 0 | 0
Spain | ESP | 2015-03-08 17:00 | 2015-03-08 18:00 | 36.13 | 2015 | 8.27 | 2015-03-31 |  |  |  |  | 1603 | 2026-03-08 18:00 | 121.26 | 17.91 | 18 | FALSE | 0 | 0 | 0 | 0 | 0
Spain | ESP | 2015-03-08 18:00 | 2015-03-08 19:00 | 44.17 | 2015 | 8.27 | 2015-03-31 |  |  |  |  | 1604 | 2026-03-08 19:00 | 154.05 | 17.91 | 19 | FALSE | 0 | 0 | 0 | 0 | 0
Spain | ESP | 2015-03-08 19:00 | 2015-03-08 20:00 | 49.29 | 2015 | 8.27 | 2015-03-31 |  |  |  |  | 1605 | 2026-03-08 20:00 | 140.53 | 17.91 | 20 | FALSE | 0 | 0 | 0 | 0 | 0
Spain | ESP | 2015-03-08 20:00 | 2015-03-08 21:00 | 48 | 2015 | 8.27 | 2015-03-31 |  |  |  |  | 1606 | 2026-03-08 21:00 | 136.24 | 17.91 | 21 | FALSE | 0 | 0 | 0 | 0 | 0
Spain | ESP | 2015-03-08 21:00 | 2015-03-08 22:00 | 44.96 | 2015 | 8.27 | 2015-03-31 |  |  |  |  | 1607 | 2026-03-08 22:00 | 124.08 | 17.91 | 22 | FALSE | 0 | 0 | 0 | 0 | 0
Spain | ESP | 2015-03-08 22:00 | 2015-03-08 23:00 | 42.01 | 2015 | 8.27 | 2015-03-31 |  |  |  |  | 1608 | 2026-03-08 23:00 | 118.3 | 17.91 | 23 | FALSE | 0 | 0 | 0 | 0 | 0
Spain | ESP | 2015-03-08 23:00 | 2015-03-09 | 37.5 | 2015 | 8.27 | 2015-03-31 |  |  |  |  | 1609 | 2026-03-09 | 115.49 | 17.91 | 24 | TRUE | 202.11 | 19 | 80.28 | 12183 | 10161.9
Spain | ESP | 2015-03-09 | 2015-03-09 01:00 | 35 | 2015 | 8.27 | 2015-03-31 |  |  |  |  | 1610 | 2026-03-09 01:00 | 110.08 | 17.91 | 1 | FALSE | 0 | 0 | 0 | 0 | 0
Spain | ESP | 2015-03-09 01:00 | 2015-03-09 02:00 | 32.15 | 2015 | 8.27 | 2015-03-31 |  |  |  |  | 1611 | 2026-03-09 02:00 | 97.1 | 17.91 | 2 | FALSE | 0 | 0 | 0 | 0 | 0
Spain | ESP | 2015-03-09 02:00 | 2015-03-09 03:00 | 28.53 | 2015 | 8.27 | 2015-03-31 |  |  |  |  | 1612 | 2026-03-09 03:00 | 80.34 | 17.91 | 3 | FALSE | 0 | 0 | 0 | 0 | 0
Spain | ESP | 2015-03-09 03:00 | 2015-03-09 04:00 | 27.83 | 2015 | 8.27 | 2015-03-31 |  |  |  |  | 1613 | 2026-03-09 04:00 | 82.47 | 17.91 | 4 | FALSE | 0 | 0 | 0 | 0 | 0
Spain | ESP | 2015-03-09 04:00 | 2015-03-09 05:00 | 32 | 2015 | 8.27 | 2015-03-31 |  |  |  |  | 1614 | 2026-03-09 05:00 | 104.38 | 17.91 | 5 | FALSE | 0 | 0 | 0 | 0 | 0
Spain | ESP | 2015-03-09 05:00 | 2015-03-09 06:00 | 43.87 | 2015 | 8.27 | 2015-03-31 |  |  |  |  | 1615 | 2026-03-09 06:00 | 115.26 | 17.91 | 6 | FALSE | 0 | 0 | 0 | 0 | 0
Spain | ESP | 2015-03-09 06:00 | 2015-03-09 07:00 | 50.32 | 2015 | 8.27 | 2015-03-31 |  |  |  |  | 1616 | 2026-03-09 07:00 | 152.76 | 17.91 | 7 | FALSE | 0 | 0 | 0 | 0 | 0
Spain | ESP | 2015-03-09 07:00 | 2015-03-09 08:00 | 56.65 | 2015 | 8.27 | 2015-03-31 |  |  |  |  | 1617 | 2026-03-09 08:00 | 156.8 | 17.91 | 8 | FALSE | 0 | 0 | 0 | 0 | 0
Spain | ESP | 2015-03-09 08:00 | 2015-03-09 09:00 | 55.3 | 2015 | 8.27 | 2015-03-31 |  |  |  |  | 1618 | 2026-03-09 09:00 | 122.19 | 17.91 | 9 | FALSE | 0 | 0 | 0 | 0 | 0
Spain | ESP | 2015-03-09 09:00 | 2015-03-09 10:00 | 52.3 | 2015 | 8.27 | 2015-03-31 |  |  |  |  | 1619 | 2026-03-09 10:00 | 109.19 | 17.91 | 10 | FALSE | 0 | 0 | 0 | 0 | 0
Spain | ESP | 2015-03-09 10:00 | 2015-03-09 11:00 | 51.16 | 2015 | 8.27 | 2015-03-31 |  |  |  |  | 1620 | 2026-03-09 11:00 | 93.5 | 17.91 | 11 | FALSE | 0 | 0 | 0 | 0 | 0
Spain | ESP | 2015-03-09 11:00 | 2015-03-09 12:00 | 51.03 | 2015 | 8.27 | 2015-03-31 |  |  |  |  | 1621 | 2026-03-09 12:00 | 84.13 | 17.91 | 12 | FALSE | 0 | 0 | 0 | 0 | 0
Spain | ESP | 2015-03-09 12:00 | 2015-03-09 13:00 | 50.8 | 2015 | 8.27 | 2015-03-31 |  |  |  |  | 1622 | 2026-03-09 13:00 | 80.28 | 17.91 | 13 | FALSE | 0 | 0 | 0 | 0 | 0
Spain | ESP | 2015-03-09 13:00 | 2015-03-09 14:00 | 47.1 | 2015 | 8.27 | 2015-03-31 |  |  |  |  | 1623 | 2026-03-09 14:00 | 82.3 | 17.91 | 14 | FALSE | 0 | 0 | 0 | 0 | 0
Spain | ESP | 2015-03-09 14:00 | 2015-03-09 15:00 | 45.59 | 2015 | 8.27 | 2015-03-31 |  |  |  |  | 1624 | 2026-03-09 15:00 | 93.29 | 17.91 | 15 | FALSE | 0 | 0 | 0 | 0 | 0
Spain | ESP | 2015-03-09 15:00 | 2015-03-09 16:00 | 44.96 | 2015 | 8.27 | 2015-03-31 |  |  |  |  | 1625 | 2026-03-09 16:00 | 98.1 | 17.91 | 16 | FALSE | 0 | 0 | 0 | 0 | 0
Spain | ESP | 2015-03-09 16:00 | 2015-03-09 17:00 | 45.36 | 2015 | 8.27 | 2015-03-31 |  |  |  |  | 1626 | 2026-03-09 17:00 | 114.05 | 17.91 | 17 | FALSE | 0 | 0 | 0 | 0 | 0
Spain | ESP | 2015-03-09 17:00 | 2015-03-09 18:00 | 50.25 | 2015 | 8.27 | 2015-03-31 |  |  |  |  | 1627 | 2026-03-09 18:00 | 135.35 | 17.91 | 18 | FALSE | 0 | 0 | 0 | 0 | 0
Spain | ESP | 2015-03-09 18:00 | 2015-03-09 19:00 | 58.99 | 2015 | 8.27 | 2015-03-31 |  |  |  |  | 1628 | 2026-03-09 19:00 | 202.11 | 17.91 | 19 | FALSE | 0 | 0 | 0 | 0 | 0
Spain | ESP | 2015-03-09 19:00 | 2015-03-09 20:00 | 59.52 | 2015 | 8.27 | 2015-03-31 |  |  |  |  | 1629 | 2026-03-09 20:00 | 197.12 | 17.91 | 20 | FALSE | 0 | 0 | 0 | 0 | 0
Spain | ESP | 2015-03-09 20:00 | 2015-03-09 21:00 | 57.8 | 2015 | 8.27 | 2015-03-31 |  |  |  |  | 1630 | 2026-03-09 21:00 | 164.8 | 17.91 | 21 | FALSE | 0 | 0 | 0 | 0 | 0
Spain | ESP | 2015-03-09 21:00 | 2015-03-09 22:00 | 51.03 | 2015 | 8.27 | 2015-03-31 |  |  |  |  | 1631 | 2026-03-09 22:00 | 144.02 | 17.91 | 22 | FALSE | 0 | 0 | 0 | 0 | 0
Spain | ESP | 2015-03-09 22:00 | 2015-03-09 23:00 | 45.59 | 2015 | 8.27 | 2015-03-31 |  |  |  |  | 1632 | 2026-03-09 23:00 | 131.03 | 17.91 | 23 | FALSE | 0 | 0 | 0 | 0 | 0
Spain | ESP | 2015-03-09 23:00 | 2015-03-10 | 47.96 | 2015 | 8.27 | 2015-03-31 |  |  |  |  | 1633 | 2026-03-10 | 140.03 | 17.91 | 24 | TRUE | 247.15 | 20 | 95.18 | 15197 | 12725.5
Spain | ESP | 2015-03-10 | 2015-03-10 01:00 | 45 | 2015 | 8.27 | 2015-03-31 |  |  |  |  | 1634 | 2026-03-10 01:00 | 128.28 | 17.91 | 1 | FALSE | 0 | 0 | 0 | 0 | 0
Spain | ESP | 2015-03-10 01:00 | 2015-03-10 02:00 | 43.38 | 2015 | 8.27 | 2015-03-31 |  |  |  |  | 1635 | 2026-03-10 02:00 | 121.58 | 17.91 | 2 | FALSE | 0 | 0 | 0 | 0 | 0
Spain | ESP | 2015-03-10 02:00 | 2015-03-10 03:00 | 42.4 | 2015 | 8.27 | 2015-03-31 |  |  |  |  | 1636 | 2026-03-10 03:00 | 108.14 | 17.91 | 3 | FALSE | 0 | 0 | 0 | 0 | 0
Spain | ESP | 2015-03-10 03:00 | 2015-03-10 04:00 | 43 | 2015 | 8.27 | 2015-03-31 |  |  |  |  | 1637 | 2026-03-10 04:00 | 108.08 | 17.91 | 4 | FALSE | 0 | 0 | 0 | 0 | 0
Spain | ESP | 2015-03-10 04:00 | 2015-03-10 05:00 | 44.84 | 2015 | 8.27 | 2015-03-31 |  |  |  |  | 1638 | 2026-03-10 05:00 | 118.4 | 17.91 | 5 | FALSE | 0 | 0 | 0 | 0 | 0
Spain | ESP | 2015-03-10 05:00 | 2015-03-10 06:00 | 47.96 | 2015 | 8.27 | 2015-03-31 |  |  |  |  | 1639 | 2026-03-10 06:00 | 137.75 | 17.91 | 6 | FALSE | 0 | 0 | 0 | 0 | 0
Spain | ESP | 2015-03-10 06:00 | 2015-03-10 07:00 | 54.45 | 2015 | 8.27 | 2015-03-31 |  |  |  |  | 1640 | 2026-03-10 07:00 | 158.33 | 17.91 | 7 | FALSE | 0 | 0 | 0 | 0 | 0
Spain | ESP | 2015-03-10 07:00 | 2015-03-10 08:00 | 59.69 | 2015 | 8.27 | 2015-03-31 |  |  |  |  | 1641 | 2026-03-10 08:00 | 166.28 | 17.91 | 8 | FALSE | 0 | 0 | 0 | 0 | 0
Spain | ESP | 2015-03-10 08:00 | 2015-03-10 09:00 | 60.69 | 2015 | 8.27 | 2015-03-31 |  |  |  |  | 1642 | 2026-03-10 09:00 | 139.22 | 17.91 | 9 | FALSE | 0 | 0 | 0 | 0 | 0
Spain | ESP | 2015-03-10 09:00 | 2015-03-10 10:00 | 58.9 | 2015 | 8.27 | 2015-03-31 |  |  |  |  | 1643 | 2026-03-10 10:00 | 113.34 | 17.91 | 10 | FALSE | 0 | 0 | 0 | 0 | 0
Spain | ESP | 2015-03-10 10:00 | 2015-03-10 11:00 | 56.78 | 2015 | 8.27 | 2015-03-31 |  |  |  |  | 1644 | 2026-03-10 11:00 | 100.69 | 17.91 | 11 | FALSE | 0 | 0 | 0 | 0 | 0
Spain | ESP | 2015-03-10 11:00 | 2015-03-10 12:00 | 56 | 2015 | 8.27 | 2015-03-31 |  |  |  |  | 1645 | 2026-03-10 12:00 | 99.02 | 17.91 | 12 | FALSE | 0 | 0 | 0 | 0 | 0
Spain | ESP | 2015-03-10 12:00 | 2015-03-10 13:00 | 55.69 | 2015 | 8.27 | 2015-03-31 |  |  |  |  | 1646 | 2026-03-10 13:00 | 95.18 | 17.91 | 13 | FALSE | 0 | 0 | 0 | 0 | 0
Spain | ESP | 2015-03-10 13:00 | 2015-03-10 14:00 | 49.92 | 2015 | 8.27 | 2015-03-31 |  |  |  |  | 1647 | 2026-03-10 14:00 | 95.78 | 17.91 | 14 | FALSE | 0 | 0 | 0 | 0 | 0
Spain | ESP | 2015-03-10 14:00 | 2015-03-10 15:00 | 47.96 | 2015 | 8.27 | 2015-03-31 |  |  |  |  | 1648 | 2026-03-10 15:00 | 99.45 | 17.91 | 15 | FALSE | 0 | 0 | 0 | 0 | 0
Spain | ESP | 2015-03-10 15:00 | 2015-03-10 16:00 | 47.96 | 2015 | 8.27 | 2015-03-31 |  |  |  |  | 1649 | 2026-03-10 16:00 | 104.66 | 17.91 | 16 | FALSE | 0 | 0 | 0 | 0 | 0
Spain | ESP | 2015-03-10 16:00 | 2015-03-10 17:00 | 48.35 | 2015 | 8.27 | 2015-03-31 |  |  |  |  | 1650 | 2026-03-10 17:00 | 108.8 | 17.91 | 17 | FALSE | 0 | 0 | 0 | 0 | 0
Spain | ESP | 2015-03-10 17:00 | 2015-03-10 18:00 | 57.19 | 2015 | 8.27 | 2015-03-31 |  |  |  |  | 1651 | 2026-03-10 18:00 | 150.36 | 17.91 | 18 | FALSE | 0 | 0 | 0 | 0 | 0
Spain | ESP | 2015-03-10 18:00 | 2015-03-10 19:00 | 65.18 | 2015 | 8.27 | 2015-03-31 |  |  |  |  | 1652 | 2026-03-10 19:00 | 190.62 | 17.91 | 19 | FALSE | 0 | 0 | 0 | 0 | 0
Spain | ESP | 2015-03-10 19:00 | 2015-03-10 20:00 | 69.49 | 2015 | 8.27 | 2015-03-31 |  |  |  |  | 1653 | 2026-03-10 20:00 | 247.15 | 17.91 | 20 | FALSE | 0 | 0 | 0 | 0 | 0
Spain | ESP | 2015-03-10 20:00 | 2015-03-10 21:00 | 67.44 | 2015 | 8.27 | 2015-03-31 |  |  |  |  | 1654 | 2026-03-10 21:00 | 220.52 | 17.91 | 21 | FALSE | 0 | 0 | 0 | 0 | 0
Spain | ESP | 2015-03-10 21:00 | 2015-03-10 22:00 | 59.69 | 2015 | 8.27 | 2015-03-31 |  |  |  |  | 1655 | 2026-03-10 22:00 | 177.74 | 17.91 | 22 | FALSE | 0 | 0 | 0 | 0 | 0
Spain | ESP | 2015-03-10 22:00 | 2015-03-10 23:00 | 54.19 | 2015 | 8.27 | 2015-03-31 |  |  |  |  | 1656 | 2026-03-10 23:00 | 155.26 | 17.91 | 23 | FALSE | 0 | 0 | 0 | 0 | 0
Spain | ESP | 2015-03-10 23:00 | 2015-03-11 | 47.96 | 2015 | 8.27 | 2015-03-31 |  |  |  |  | 1657 | 2026-03-11 | 140.67 | 17.91 | 24 | TRUE | 237.95 | 20 | 15.21 | 22274 | 19894.5
Spain | ESP | 2015-03-11 | 2015-03-11 01:00 | 43.92 | 2015 | 8.27 | 2015-03-31 |  |  |  |  | 1658 | 2026-03-11 01:00 | 124.08 | 17.91 | 1 | FALSE | 0 | 0 | 0 | 0 | 0
Spain | ESP | 2015-03-11 01:00 | 2015-03-11 02:00 | 41.07 | 2015 | 8.27 | 2015-03-31 |  |  |  |  | 1659 | 2026-03-11 02:00 | 120.29 | 17.91 | 2 | FALSE | 0 | 0 | 0 | 0 | 0
Spain | ESP | 2015-03-11 02:00 | 2015-03-11 03:00 | 40 | 2015 | 8.27 | 2015-03-31 |  |  |  |  | 1660 | 2026-03-11 03:00 | 112.01 | 17.91 | 3 | FALSE | 0 | 0 | 0 | 0 | 0
Spain | ESP | 2015-03-11 03:00 | 2015-03-11 04:00 | 39.95 | 2015 | 8.27 | 2015-03-31 |  |  |  |  | 1661 | 2026-03-11 04:00 | 116.13 | 17.91 | 4 | FALSE | 0 | 0 | 0 | 0 | 0
Spain | ESP | 2015-03-11 04:00 | 2015-03-11 05:00 | 40.69 | 2015 | 8.27 | 2015-03-31 |  |  |  |  | 1662 | 2026-03-11 05:00 | 123.2 | 17.91 | 5 | FALSE | 0 | 0 | 0 | 0 | 0
Spain | ESP | 2015-03-11 05:00 | 2015-03-11 06:00 | 45.96 | 2015 | 8.27 | 2015-03-31 |  |  |  |  | 1663 | 2026-03-11 06:00 | 129.28 | 17.91 | 6 | FALSE | 0 | 0 | 0 | 0 | 0
Spain | ESP | 2015-03-11 06:00 | 2015-03-11 07:00 | 52.68 | 2015 | 8.27 | 2015-03-31 |  |  |  |  | 1664 | 2026-03-11 07:00 | 144.39 | 17.91 | 7 | FALSE | 0 | 0 | 0 | 0 | 0
Spain | ESP | 2015-03-11 07:00 | 2015-03-11 08:00 | 56.61 | 2015 | 8.27 | 2015-03-31 |  |  |  |  | 1665 | 2026-03-11 08:00 | 124.94 | 17.91 | 8 | FALSE | 0 | 0 | 0 | 0 | 0
Spain | ESP | 2015-03-11 08:00 | 2015-03-11 09:00 | 58.1 | 2015 | 8.27 | 2015-03-31 |  |  |  |  | 1666 | 2026-03-11 09:00 | 70.14 | 17.91 | 9 | FALSE | 0 | 0 | 0 | 0 | 0
Spain | ESP | 2015-03-11 09:00 | 2015-03-11 10:00 | 53.16 | 2015 | 8.27 | 2015-03-31 |  |  |  |  | 1667 | 2026-03-11 10:00 | 32.3 | 17.91 | 10 | FALSE | 0 | 0 | 0 | 0 | 0
Spain | ESP | 2015-03-11 10:00 | 2015-03-11 11:00 | 51.32 | 2015 | 8.27 | 2015-03-31 |  |  |  |  | 1668 | 2026-03-11 11:00 | 19.82 | 17.91 | 11 | FALSE | 0 | 0 | 0 | 0 | 0
Spain | ESP | 2015-03-11 11:00 | 2015-03-11 12:00 | 49.03 | 2015 | 8.27 | 2015-03-31 |  |  |  |  | 1669 | 2026-03-11 12:00 | 15.21 | 17.91 | 12 | FALSE | 0 | 0 | 0 | 0 | 0
Spain | ESP | 2015-03-11 12:00 | 2015-03-11 13:00 | 48.35 | 2015 | 8.27 | 2015-03-31 |  |  |  |  | 1670 | 2026-03-11 13:00 | 22.82 | 17.91 | 13 | FALSE | 0 | 0 | 0 | 0 | 0
Spain | ESP | 2015-03-11 13:00 | 2015-03-11 14:00 | 45.9 | 2015 | 8.27 | 2015-03-31 |  |  |  |  | 1671 | 2026-03-11 14:00 | 33.12 | 17.91 | 14 | FALSE | 0 | 0 | 0 | 0 | 0
Spain | ESP | 2015-03-11 14:00 | 2015-03-11 15:00 | 44 | 2015 | 8.27 | 2015-03-31 |  |  |  |  | 1672 | 2026-03-11 15:00 | 39.69 | 17.91 | 15 | FALSE | 0 | 0 | 0 | 0 | 0
Spain | ESP | 2015-03-11 15:00 | 2015-03-11 16:00 | 43 | 2015 | 8.27 | 2015-03-31 |  |  |  |  | 1673 | 2026-03-11 16:00 | 53.72 | 17.91 | 16 | FALSE | 0 | 0 | 0 | 0 | 0
Spain | ESP | 2015-03-11 16:00 | 2015-03-11 17:00 | 43.92 | 2015 | 8.27 | 2015-03-31 |  |  |  |  | 1674 | 2026-03-11 17:00 | 89.42 | 17.91 | 17 | FALSE | 0 | 0 | 0 | 0 | 0
Spain | ESP | 2015-03-11 17:00 | 2015-03-11 18:00 | 50.19 | 2015 | 8.27 | 2015-03-31 |  |  |  |  | 1675 | 2026-03-11 18:00 | 129.08 | 17.91 | 18 | FALSE | 0 | 0 | 0 | 0 | 0
Spain | ESP | 2015-03-11 18:00 | 2015-03-11 19:00 | 56.64 | 2015 | 8.27 | 2015-03-31 |  |  |  |  | 1676 | 2026-03-11 19:00 | 163.07 | 17.91 | 19 | FALSE | 0 | 0 | 0 | 0 | 0
Spain | ESP | 2015-03-11 19:00 | 2015-03-11 20:00 | 58 | 2015 | 8.27 | 2015-03-31 |  |  |  |  | 1677 | 2026-03-11 20:00 | 237.95 | 17.91 | 20 | FALSE | 0 | 0 | 0 | 0 | 0
Spain | ESP | 2015-03-11 20:00 | 2015-03-11 21:00 | 53.69 | 2015 | 8.27 | 2015-03-31 |  |  |  |  | 1678 | 2026-03-11 21:00 | 171.85 | 17.91 | 21 | FALSE | 0 | 0 | 0 | 0 | 0
Spain | ESP | 2015-03-11 21:00 | 2015-03-11 22:00 | 52.12 | 2015 | 8.27 | 2015-03-31 |  |  |  |  | 1679 | 2026-03-11 22:00 | 149.11 | 17.91 | 22 | FALSE | 0 | 0 | 0 | 0 | 0
Spain | ESP | 2015-03-11 22:00 | 2015-03-11 23:00 | 47.74 | 2015 | 8.27 | 2015-03-31 |  |  |  |  | 1680 | 2026-03-11 23:00 | 134.38 | 17.91 | 23 | FALSE | 0 | 0 | 0 | 0 | 0
Spain | ESP | 2015-03-11 23:00 | 2015-03-12 | 47.96 | 2015 | 8.27 | 2015-03-31 |  |  |  |  | 1681 | 2026-03-12 | 100.47 | 17.91 | 24 | TRUE | 169.49 | 20 | -0.01 | 16950 | 15255.1
Spain | ESP | 2015-03-12 | 2015-03-12 01:00 | 42.21 | 2015 | 8.27 | 2015-03-31 |  |  |  |  | 1682 | 2026-03-12 01:00 | 94.24 | 17.91 | 1 | FALSE | 0 | 0 | 0 | 0 | 0
Spain | ESP | 2015-03-12 01:00 | 2015-03-12 02:00 | 40.69 | 2015 | 8.27 | 2015-03-31 |  |  |  |  | 1683 | 2026-03-12 02:00 | 94.44 | 17.91 | 2 | FALSE | 0 | 0 | 0 | 0 | 0
Spain | ESP | 2015-03-12 02:00 | 2015-03-12 03:00 | 40.69 | 2015 | 8.27 | 2015-03-31 |  |  |  |  | 1684 | 2026-03-12 03:00 | 93.67 | 17.91 | 3 | FALSE | 0 | 0 | 0 | 0 | 0
Spain | ESP | 2015-03-12 03:00 | 2015-03-12 04:00 | 40.69 | 2015 | 8.27 | 2015-03-31 |  |  |  |  | 1685 | 2026-03-12 04:00 | 94.13 | 17.91 | 4 | FALSE | 0 | 0 | 0 | 0 | 0
Spain | ESP | 2015-03-12 04:00 | 2015-03-12 05:00 | 42.21 | 2015 | 8.27 | 2015-03-31 |  |  |  |  | 1686 | 2026-03-12 05:00 | 95 | 17.91 | 5 | FALSE | 0 | 0 | 0 | 0 | 0
Spain | ESP | 2015-03-12 05:00 | 2015-03-12 06:00 | 47.86 | 2015 | 8.27 | 2015-03-31 |  |  |  |  | 1687 | 2026-03-12 06:00 | 100.41 | 17.91 | 6 | FALSE | 0 | 0 | 0 | 0 | 0
Spain | ESP | 2015-03-12 06:00 | 2015-03-12 07:00 | 55.39 | 2015 | 8.27 | 2015-03-31 |  |  |  |  | 1688 | 2026-03-12 07:00 | 112.38 | 17.91 | 7 | FALSE | 0 | 0 | 0 | 0 | 0
Spain | ESP | 2015-03-12 07:00 | 2015-03-12 08:00 | 58.13 | 2015 | 8.27 | 2015-03-31 |  |  |  |  | 1689 | 2026-03-12 08:00 | 99.88 | 17.91 | 8 | FALSE | 0 | 0 | 0 | 0 | 0
Spain | ESP | 2015-03-12 08:00 | 2015-03-12 09:00 | 55.16 | 2015 | 8.27 | 2015-03-31 |  |  |  |  | 1690 | 2026-03-12 09:00 | 52.15 | 17.91 | 9 | FALSE | 0 | 0 | 0 | 0 | 0
Spain | ESP | 2015-03-12 09:00 | 2015-03-12 10:00 | 51.4 | 2015 | 8.27 | 2015-03-31 |  |  |  |  | 1691 | 2026-03-12 10:00 | 3.86 | 17.91 | 10 | FALSE | 0 | 0 | 0 | 0 | 0
Spain | ESP | 2015-03-12 10:00 | 2015-03-12 11:00 | 48.35 | 2015 | 8.27 | 2015-03-31 |  |  |  |  | 1692 | 2026-03-12 11:00 | 0 | 17.91 | 11 | FALSE | 0 | 0 | 0 | 0 | 0
Spain | ESP | 2015-03-12 11:00 | 2015-03-12 12:00 | 48.02 | 2015 | 8.27 | 2015-03-31 |  |  |  |  | 1693 | 2026-03-12 12:00 | 0 | 17.91 | 12 | FALSE | 0 | 0 | 0 | 0 | 0
Spain | ESP | 2015-03-12 12:00 | 2015-03-12 13:00 | 47.96 | 2015 | 8.27 | 2015-03-31 |  |  |  |  | 1694 | 2026-03-12 13:00 | -0.01 | 17.91 | 13 | FALSE | 0 | 0 | 0 | 0 | 0
Spain | ESP | 2015-03-12 13:00 | 2015-03-12 14:00 | 43.1 | 2015 | 8.27 | 2015-03-31 |  |  |  |  | 1695 | 2026-03-12 14:00 | -0.01 | 17.91 | 14 | FALSE | 0 | 0 | 0 | 0 | 0
Spain | ESP | 2015-03-12 14:00 | 2015-03-12 15:00 | 39.3 | 2015 | 8.27 | 2015-03-31 |  |  |  |  | 1696 | 2026-03-12 15:00 | -0.01 | 17.91 | 15 | FALSE | 0 | 0 | 0 | 0 | 0
Spain | ESP | 2015-03-12 15:00 | 2015-03-12 16:00 | 38.17 | 2015 | 8.27 | 2015-03-31 |  |  |  |  | 1697 | 2026-03-12 16:00 | 0 | 17.91 | 16 | FALSE | 0 | 0 | 0 | 0 | 0
Spain | ESP | 2015-03-12 16:00 | 2015-03-12 17:00 | 42.01 | 2015 | 8.27 | 2015-03-31 |  |  |  |  | 1698 | 2026-03-12 17:00 | 13.02 | 17.91 | 17 | FALSE | 0 | 0 | 0 | 0 | 0
Spain | ESP | 2015-03-12 17:00 | 2015-03-12 18:00 | 47.96 | 2015 | 8.27 | 2015-03-31 |  |  |  |  | 1699 | 2026-03-12 18:00 | 79.84 | 17.91 | 18 | FALSE | 0 | 0 | 0 | 0 | 0
Spain | ESP | 2015-03-12 18:00 | 2015-03-12 19:00 | 52.5 | 2015 | 8.27 | 2015-03-31 |  |  |  |  | 1700 | 2026-03-12 19:00 | 132.38 | 17.91 | 19 | FALSE | 0 | 0 | 0 | 0 | 0
Spain | ESP | 2015-03-12 19:00 | 2015-03-12 20:00 | 52.98 | 2015 | 8.27 | 2015-03-31 |  |  |  |  | 1701 | 2026-03-12 20:00 | 169.49 | 17.91 | 20 | FALSE | 0 | 0 | 0 | 0 | 0
Spain | ESP | 2015-03-12 20:00 | 2015-03-12 21:00 | 48.18 | 2015 | 8.27 | 2015-03-31 |  |  |  |  | 1702 | 2026-03-12 21:00 | 151.97 | 17.91 | 21 | FALSE | 0 | 0 | 0 | 0 | 0
Spain | ESP | 2015-03-12 21:00 | 2015-03-12 22:00 | 45 | 2015 | 8.27 | 2015-03-31 |  |  |  |  | 1703 | 2026-03-12 22:00 | 119.18 | 17.91 | 22 | FALSE | 0 | 0 | 0 | 0 | 0
Spain | ESP | 2015-03-12 22:00 | 2015-03-12 23:00 | 42.39 | 2015 | 8.27 | 2015-03-31 |  |  |  |  | 1704 | 2026-03-12 23:00 | 102.27 | 17.91 | 23 | FALSE | 0 | 0 | 0 | 0 | 0
Spain | ESP | 2015-03-12 23:00 | 2015-03-13 | 38.55 | 2015 | 8.27 | 2015-03-31 |  |  |  |  | 1705 | 2026-03-13 | 62.61 | 17.91 | 24 | TRUE | 96.2 | 20 | -0.5 | 9670 | 8708
Spain | ESP | 2015-03-13 | 2015-03-13 01:00 | 31.4 | 2015 | 8.27 | 2015-03-31 |  |  |  |  | 1706 | 2026-03-13 01:00 | 51.51 | 17.91 | 1 | FALSE | 0 | 0 | 0 | 0 | 0
Spain | ESP | 2015-03-13 01:00 | 2015-03-13 02:00 | 29.5 | 2015 | 8.27 | 2015-03-31 |  |  |  |  | 1707 | 2026-03-13 02:00 | 40.31 | 17.91 | 2 | FALSE | 0 | 0 | 0 | 0 | 0
Spain | ESP | 2015-03-13 02:00 | 2015-03-13 03:00 | 29.78 | 2015 | 8.27 | 2015-03-31 |  |  |  |  | 1708 | 2026-03-13 03:00 | 40.82 | 17.91 | 3 | FALSE | 0 | 0 | 0 | 0 | 0
Spain | ESP | 2015-03-13 03:00 | 2015-03-13 04:00 | 30.3 | 2015 | 8.27 | 2015-03-31 |  |  |  |  | 1709 | 2026-03-13 04:00 | 38.52 | 17.91 | 4 | FALSE | 0 | 0 | 0 | 0 | 0
Spain | ESP | 2015-03-13 04:00 | 2015-03-13 05:00 | 32 | 2015 | 8.27 | 2015-03-31 |  |  |  |  | 1710 | 2026-03-13 05:00 | 40.71 | 17.91 | 5 | FALSE | 0 | 0 | 0 | 0 | 0
Spain | ESP | 2015-03-13 05:00 | 2015-03-13 06:00 | 41.64 | 2015 | 8.27 | 2015-03-31 |  |  |  |  | 1711 | 2026-03-13 06:00 | 51.42 | 17.91 | 6 | FALSE | 0 | 0 | 0 | 0 | 0
Spain | ESP | 2015-03-13 06:00 | 2015-03-13 07:00 | 45.01 | 2015 | 8.27 | 2015-03-31 |  |  |  |  | 1712 | 2026-03-13 07:00 | 74.58 | 17.91 | 7 | FALSE | 0 | 0 | 0 | 0 | 0
Spain | ESP | 2015-03-13 07:00 | 2015-03-13 08:00 | 46.07 | 2015 | 8.27 | 2015-03-31 |  |  |  |  | 1713 | 2026-03-13 08:00 | 48.86 | 17.91 | 8 | FALSE | 0 | 0 | 0 | 0 | 0
Spain | ESP | 2015-03-13 08:00 | 2015-03-13 09:00 | 47.38 | 2015 | 8.27 | 2015-03-31 |  |  |  |  | 1714 | 2026-03-13 09:00 | 9.54 | 17.91 | 9 | FALSE | 0 | 0 | 0 | 0 | 0
Spain | ESP | 2015-03-13 09:00 | 2015-03-13 10:00 | 45.01 | 2015 | 8.27 | 2015-03-31 |  |  |  |  | 1715 | 2026-03-13 10:00 | 0.23 | 17.91 | 10 | FALSE | 0 | 0 | 0 | 0 | 0
Spain | ESP | 2015-03-13 10:00 | 2015-03-13 11:00 | 44.42 | 2015 | 8.27 | 2015-03-31 |  |  |  |  | 1716 | 2026-03-13 11:00 | -0.01 | 17.91 | 11 | FALSE | 0 | 0 | 0 | 0 | 0
Spain | ESP | 2015-03-13 11:00 | 2015-03-13 12:00 | 45 | 2015 | 8.27 | 2015-03-31 |  |  |  |  | 1717 | 2026-03-13 12:00 | -0.37 | 17.91 | 12 | FALSE | 0 | 0 | 0 | 0 | 0
Spain | ESP | 2015-03-13 12:00 | 2015-03-13 13:00 | 43.28 | 2015 | 8.27 | 2015-03-31 |  |  |  |  | 1718 | 2026-03-13 13:00 | -0.44 | 17.91 | 13 | FALSE | 0 | 0 | 0 | 0 | 0
Spain | ESP | 2015-03-13 13:00 | 2015-03-13 14:00 | 43.51 | 2015 | 8.27 | 2015-03-31 |  |  |  |  | 1719 | 2026-03-13 14:00 | -0.5 | 17.91 | 14 | FALSE | 0 | 0 | 0 | 0 | 0
Spain | ESP | 2015-03-13 14:00 | 2015-03-13 15:00 | 41.6 | 2015 | 8.27 | 2015-03-31 |  |  |  |  | 1720 | 2026-03-13 15:00 | -0.26 | 17.91 | 15 | FALSE | 0 | 0 | 0 | 0 | 0
Spain | ESP | 2015-03-13 15:00 | 2015-03-13 16:00 | 41.6 | 2015 | 8.27 | 2015-03-31 |  |  |  |  | 1721 | 2026-03-13 16:00 | 0 | 17.91 | 16 | FALSE | 0 | 0 | 0 | 0 | 0
Spain | ESP | 2015-03-13 16:00 | 2015-03-13 17:00 | 42.64 | 2015 | 8.27 | 2015-03-31 |  |  |  |  | 1722 | 2026-03-13 17:00 | 2.45 | 17.91 | 17 | FALSE | 0 | 0 | 0 | 0 | 0
Spain | ESP | 2015-03-13 17:00 | 2015-03-13 18:00 | 42.01 | 2015 | 8.27 | 2015-03-31 |  |  |  |  | 1723 | 2026-03-13 18:00 | 49.22 | 17.91 | 18 | FALSE | 0 | 0 | 0 | 0 | 0
Spain | ESP | 2015-03-13 18:00 | 2015-03-13 19:00 | 50.2 | 2015 | 8.27 | 2015-03-31 |  |  |  |  | 1724 | 2026-03-13 19:00 | 94.87 | 17.91 | 19 | FALSE | 0 | 0 | 0 | 0 | 0
Spain | ESP | 2015-03-13 19:00 | 2015-03-13 20:00 | 52.01 | 2015 | 8.27 | 2015-03-31 |  |  |  |  | 1725 | 2026-03-13 20:00 | 96.2 | 17.91 | 20 | FALSE | 0 | 0 | 0 | 0 | 0
Spain | ESP | 2015-03-13 20:00 | 2015-03-13 21:00 | 47.7 | 2015 | 8.27 | 2015-03-31 |  |  |  |  | 1726 | 2026-03-13 21:00 | 91.04 | 17.91 | 21 | FALSE | 0 | 0 | 0 | 0 | 0
Spain | ESP | 2015-03-13 21:00 | 2015-03-13 22:00 | 46.63 | 2015 | 8.27 | 2015-03-31 |  |  |  |  | 1727 | 2026-03-13 22:00 | 75.32 | 17.91 | 22 | FALSE | 0 | 0 | 0 | 0 | 0
Spain | ESP | 2015-03-13 22:00 | 2015-03-13 23:00 | 46.32 | 2015 | 8.27 | 2015-03-31 |  |  |  |  | 1728 | 2026-03-13 23:00 | 42.64 | 17.91 | 23 | FALSE | 0 | 0 | 0 | 0 | 0
Spain | ESP | 2015-03-13 23:00 | 2015-03-14 | 44.2 | 2015 | 8.27 | 2015-03-31 |  |  |  |  | 1729 | 2026-03-14 | 34.8 | 17.91 | 24 | TRUE | 45.69 | 20 | 0 | 4569 | 4112.1
Spain | ESP | 2015-03-14 | 2015-03-14 01:00 | 41.08 | 2015 | 8.27 | 2015-03-31 |  |  |  |  | 1730 | 2026-03-14 01:00 | 20.08 | 17.91 | 1 | FALSE | 0 | 0 | 0 | 0 | 0
Spain | ESP | 2015-03-14 01:00 | 2015-03-14 02:00 | 38.04 | 2015 | 8.27 | 2015-03-31 |  |  |  |  | 1731 | 2026-03-14 02:00 | 11.15 | 17.91 | 2 | FALSE | 0 | 0 | 0 | 0 | 0
Spain | ESP | 2015-03-14 02:00 | 2015-03-14 03:00 | 36.93 | 2015 | 8.27 | 2015-03-31 |  |  |  |  | 1732 | 2026-03-14 03:00 | 9.42 | 17.91 | 3 | FALSE | 0 | 0 | 0 | 0 | 0
Spain | ESP | 2015-03-14 03:00 | 2015-03-14 04:00 | 34.17 | 2015 | 8.27 | 2015-03-31 |  |  |  |  | 1733 | 2026-03-14 04:00 | 7.81 | 17.91 | 4 | FALSE | 0 | 0 | 0 | 0 | 0
Spain | ESP | 2015-03-14 04:00 | 2015-03-14 05:00 | 35.14 | 2015 | 8.27 | 2015-03-31 |  |  |  |  | 1734 | 2026-03-14 05:00 | 9.81 | 17.91 | 5 | FALSE | 0 | 0 | 0 | 0 | 0
Spain | ESP | 2015-03-14 05:00 | 2015-03-14 06:00 | 38 | 2015 | 8.27 | 2015-03-31 |  |  |  |  | 1735 | 2026-03-14 06:00 | 10.26 | 17.91 | 6 | FALSE | 0 | 0 | 0 | 0 | 0
Spain | ESP | 2015-03-14 06:00 | 2015-03-14 07:00 | 38.4 | 2015 | 8.27 | 2015-03-31 |  |  |  |  | 1736 | 2026-03-14 07:00 | 12.85 | 17.91 | 7 | FALSE | 0 | 0 | 0 | 0 | 0
Spain | ESP | 2015-03-14 07:00 | 2015-03-14 08:00 | 41.5 | 2015 | 8.27 | 2015-03-31 |  |  |  |  | 1737 | 2026-03-14 08:00 | 7.65 | 17.91 | 8 | FALSE | 0 | 0 | 0 | 0 | 0
Spain | ESP | 2015-03-14 08:00 | 2015-03-14 09:00 | 43.82 | 2015 | 8.27 | 2015-03-31 |  |  |  |  | 1738 | 2026-03-14 09:00 | 3.69 | 17.91 | 9 | FALSE | 0 | 0 | 0 | 0 | 0
Spain | ESP | 2015-03-14 09:00 | 2015-03-14 10:00 | 42.15 | 2015 | 8.27 | 2015-03-31 |  |  |  |  | 1739 | 2026-03-14 10:00 | 0.42 | 17.91 | 10 | FALSE | 0 | 0 | 0 | 0 | 0
Spain | ESP | 2015-03-14 10:00 | 2015-03-14 11:00 | 41.5 | 2015 | 8.27 | 2015-03-31 |  |  |  |  | 1740 | 2026-03-14 11:00 | 0 | 17.91 | 11 | FALSE | 0 | 0 | 0 | 0 | 0
Spain | ESP | 2015-03-14 11:00 | 2015-03-14 12:00 | 41.6 | 2015 | 8.27 | 2015-03-31 |  |  |  |  | 1741 | 2026-03-14 12:00 | 0 | 17.91 | 12 | FALSE | 0 | 0 | 0 | 0 | 0
Spain | ESP | 2015-03-14 12:00 | 2015-03-14 13:00 | 40.65 | 2015 | 8.27 | 2015-03-31 |  |  |  |  | 1742 | 2026-03-14 13:00 | 0 | 17.91 | 13 | FALSE | 0 | 0 | 0 | 0 | 0
Spain | ESP | 2015-03-14 13:00 | 2015-03-14 14:00 | 38.4 | 2015 | 8.27 | 2015-03-31 |  |  |  |  | 1743 | 2026-03-14 14:00 | 0 | 17.91 | 14 | FALSE | 0 | 0 | 0 | 0 | 0
Spain | ESP | 2015-03-14 14:00 | 2015-03-14 15:00 | 33.81 | 2015 | 8.27 | 2015-03-31 |  |  |  |  | 1744 | 2026-03-14 15:00 | 0 | 17.91 | 15 | FALSE | 0 | 0 | 0 | 0 | 0
Spain | ESP | 2015-03-14 15:00 | 2015-03-14 16:00 | 32.22 | 2015 | 8.27 | 2015-03-31 |  |  |  |  | 1745 | 2026-03-14 16:00 | 0.23 | 17.91 | 16 | FALSE | 0 | 0 | 0 | 0 | 0
Spain | ESP | 2015-03-14 16:00 | 2015-03-14 17:00 | 36.52 | 2015 | 8.27 | 2015-03-31 |  |  |  |  | 1746 | 2026-03-14 17:00 | 3.7 | 17.91 | 17 | FALSE | 0 | 0 | 0 | 0 | 0
Spain | ESP | 2015-03-14 17:00 | 2015-03-14 18:00 | 43.4 | 2015 | 8.27 | 2015-03-31 |  |  |  |  | 1747 | 2026-03-14 18:00 | 15.94 | 17.91 | 18 | FALSE | 0 | 0 | 0 | 0 | 0
Spain | ESP | 2015-03-14 18:00 | 2015-03-14 19:00 | 49.25 | 2015 | 8.27 | 2015-03-31 |  |  |  |  | 1748 | 2026-03-14 19:00 | 33.76 | 17.91 | 19 | FALSE | 0 | 0 | 0 | 0 | 0
Spain | ESP | 2015-03-14 19:00 | 2015-03-14 20:00 | 50.13 | 2015 | 8.27 | 2015-03-31 |  |  |  |  | 1749 | 2026-03-14 20:00 | 45.69 | 17.91 | 20 | FALSE | 0 | 0 | 0 | 0 | 0
Spain | ESP | 2015-03-14 20:00 | 2015-03-14 21:00 | 47.5 | 2015 | 8.27 | 2015-03-31 |  |  |  |  | 1750 | 2026-03-14 21:00 | 45.57 | 17.91 | 21 | FALSE | 0 | 0 | 0 | 0 | 0
Spain | ESP | 2015-03-14 21:00 | 2015-03-14 22:00 | 46.89 | 2015 | 8.27 | 2015-03-31 |  |  |  |  | 1751 | 2026-03-14 22:00 | 38.76 | 17.91 | 22 | FALSE | 0 | 0 | 0 | 0 | 0
Spain | ESP | 2015-03-14 22:00 | 2015-03-14 23:00 | 44.12 | 2015 | 8.27 | 2015-03-31 |  |  |  |  | 1752 | 2026-03-14 23:00 | 33.8 | 17.91 | 23 | FALSE | 0 | 0 | 0 | 0 | 0
Spain | ESP | 2015-03-14 23:00 | 2015-03-15 | 43.1 | 2015 | 8.27 | 2015-03-31 |  |  |  |  | 1753 | 2026-03-15 | 4.36 | 17.91 | 24 | TRUE | 35.01 | 21 | -2.1 | 3711 | 3360.9
Spain | ESP | 2015-03-15 | 2015-03-15 01:00 | 40.87 | 2015 | 8.27 | 2015-03-31 |  |  |  |  | 1754 | 2026-03-15 01:00 | 2.42 | 17.91 | 1 | FALSE | 0 | 0 | 0 | 0 | 0
Spain | ESP | 2015-03-15 01:00 | 2015-03-15 02:00 | 37.75 | 2015 | 8.27 | 2015-03-31 |  |  |  |  | 1755 | 2026-03-15 02:00 | 3.78 | 17.91 | 2 | FALSE | 0 | 0 | 0 | 0 | 0
Spain | ESP | 2015-03-15 02:00 | 2015-03-15 03:00 | 33 | 2015 | 8.27 | 2015-03-31 |  |  |  |  | 1756 | 2026-03-15 03:00 | 1.94 | 17.91 | 3 | FALSE | 0 | 0 | 0 | 0 | 0
Spain | ESP | 2015-03-15 03:00 | 2015-03-15 04:00 | 31.92 | 2015 | 8.27 | 2015-03-31 |  |  |  |  | 1757 | 2026-03-15 04:00 | 1.06 | 17.91 | 4 | FALSE | 0 | 0 | 0 | 0 | 0
Spain | ESP | 2015-03-15 04:00 | 2015-03-15 05:00 | 31.4 | 2015 | 8.27 | 2015-03-31 |  |  |  |  | 1758 | 2026-03-15 05:00 | 0.82 | 17.91 | 5 | FALSE | 0 | 0 | 0 | 0 | 0
Spain | ESP | 2015-03-15 05:00 | 2015-03-15 06:00 | 32 | 2015 | 8.27 | 2015-03-31 |  |  |  |  | 1759 | 2026-03-15 06:00 | 0.94 | 17.91 | 6 | FALSE | 0 | 0 | 0 | 0 | 0
Spain | ESP | 2015-03-15 06:00 | 2015-03-15 07:00 | 32 | 2015 | 8.27 | 2015-03-31 |  |  |  |  | 1760 | 2026-03-15 07:00 | 1.63 | 17.91 | 7 | FALSE | 0 | 0 | 0 | 0 | 0
Spain | ESP | 2015-03-15 07:00 | 2015-03-15 08:00 | 34.06 | 2015 | 8.27 | 2015-03-31 |  |  |  |  | 1761 | 2026-03-15 08:00 | 0.36 | 17.91 | 8 | FALSE | 0 | 0 | 0 | 0 | 0
Spain | ESP | 2015-03-15 08:00 | 2015-03-15 09:00 | 40.07 | 2015 | 8.27 | 2015-03-31 |  |  |  |  | 1762 | 2026-03-15 09:00 | -0.61 | 17.91 | 9 | FALSE | 0 | 0 | 0 | 0 | 0
Spain | ESP | 2015-03-15 09:00 | 2015-03-15 10:00 | 41.5 | 2015 | 8.27 | 2015-03-31 |  |  |  |  | 1763 | 2026-03-15 10:00 | -1.83 | 17.91 | 10 | FALSE | 0 | 0 | 0 | 0 | 0
Spain | ESP | 2015-03-15 10:00 | 2015-03-15 11:00 | 43.1 | 2015 | 8.27 | 2015-03-31 |  |  |  |  | 1764 | 2026-03-15 11:00 | -2.1 | 17.91 | 11 | FALSE | 0 | 0 | 0 | 0 | 0
Spain | ESP | 2015-03-15 11:00 | 2015-03-15 12:00 | 44.2 | 2015 | 8.27 | 2015-03-31 |  |  |  |  | 1765 | 2026-03-15 12:00 | -2.1 | 17.91 | 12 | FALSE | 0 | 0 | 0 | 0 | 0
Spain | ESP | 2015-03-15 12:00 | 2015-03-15 13:00 | 44.32 | 2015 | 8.27 | 2015-03-31 |  |  |  |  | 1766 | 2026-03-15 13:00 | -2.1 | 17.91 | 13 | FALSE | 0 | 0 | 0 | 0 | 0
Spain | ESP | 2015-03-15 13:00 | 2015-03-15 14:00 | 43.1 | 2015 | 8.27 | 2015-03-31 |  |  |  |  | 1767 | 2026-03-15 14:00 | -2.1 | 17.91 | 14 | FALSE | 0 | 0 | 0 | 0 | 0
Spain | ESP | 2015-03-15 14:00 | 2015-03-15 15:00 | 39.07 | 2015 | 8.27 | 2015-03-31 |  |  |  |  | 1768 | 2026-03-15 15:00 | -2.1 | 17.91 | 15 | FALSE | 0 | 0 | 0 | 0 | 0
Spain | ESP | 2015-03-15 15:00 | 2015-03-15 16:00 | 36.14 | 2015 | 8.27 | 2015-03-31 |  |  |  |  | 1769 | 2026-03-15 16:00 | -2.1 | 17.91 | 16 | FALSE | 0 | 0 | 0 | 0 | 0
Spain | ESP | 2015-03-15 16:00 | 2015-03-15 17:00 | 36.93 | 2015 | 8.27 | 2015-03-31 |  |  |  |  | 1770 | 2026-03-15 17:00 | -0.96 | 17.91 | 17 | FALSE | 0 | 0 | 0 | 0 | 0
Spain | ESP | 2015-03-15 17:00 | 2015-03-15 18:00 | 42.01 | 2015 | 8.27 | 2015-03-31 |  |  |  |  | 1771 | 2026-03-15 18:00 | 4.62 | 17.91 | 18 | FALSE | 0 | 0 | 0 | 0 | 0
Spain | ESP | 2015-03-15 18:00 | 2015-03-15 19:00 | 51.69 | 2015 | 8.27 | 2015-03-31 |  |  |  |  | 1772 | 2026-03-15 19:00 | 19.34 | 17.91 | 19 | FALSE | 0 | 0 | 0 | 0 | 0
Spain | ESP | 2015-03-15 19:00 | 2015-03-15 20:00 | 56.95 | 2015 | 8.27 | 2015-03-31 |  |  |  |  | 1773 | 2026-03-15 20:00 | 34.8 | 17.91 | 20 | FALSE | 0 | 0 | 0 | 0 | 0
Spain | ESP | 2015-03-15 20:00 | 2015-03-15 21:00 | 54.32 | 2015 | 8.27 | 2015-03-31 |  |  |  |  | 1774 | 2026-03-15 21:00 | 35.01 | 17.91 | 21 | FALSE | 0 | 0 | 0 | 0 | 0
Spain | ESP | 2015-03-15 21:00 | 2015-03-15 22:00 | 52 | 2015 | 8.27 | 2015-03-31 |  |  |  |  | 1775 | 2026-03-15 22:00 | 33.78 | 17.91 | 22 | FALSE | 0 | 0 | 0 | 0 | 0
Spain | ESP | 2015-03-15 22:00 | 2015-03-15 23:00 | 49.8 | 2015 | 8.27 | 2015-03-31 |  |  |  |  | 1776 | 2026-03-15 23:00 | 25.8 | 17.91 | 23 | FALSE | 0 | 0 | 0 | 0 | 0
Spain | ESP | 2015-03-15 23:00 | 2015-03-16 | 48.9 | 2015 | 8.27 | 2015-03-31 |  |  |  |  | 1777 | 2026-03-16 | 6.84 | 17.91 | 24 | TRUE | 190.23 | 20 | -1.76 | 19199 | 17296.7
Spain | ESP | 2015-03-16 | 2015-03-16 01:00 | 43.88 | 2015 | 8.27 | 2015-03-31 |  |  |  |  | 1778 | 2026-03-16 01:00 | 6.65 | 17.91 | 1 | FALSE | 0 | 0 | 0 | 0 | 0
Spain | ESP | 2015-03-16 01:00 | 2015-03-16 02:00 | 41.35 | 2015 | 8.27 | 2015-03-31 |  |  |  |  | 1779 | 2026-03-16 02:00 | 5.44 | 17.91 | 2 | FALSE | 0 | 0 | 0 | 0 | 0
Spain | ESP | 2015-03-16 02:00 | 2015-03-16 03:00 | 40.07 | 2015 | 8.27 | 2015-03-31 |  |  |  |  | 1780 | 2026-03-16 03:00 | 4.91 | 17.91 | 3 | FALSE | 0 | 0 | 0 | 0 | 0
Spain | ESP | 2015-03-16 03:00 | 2015-03-16 04:00 | 41 | 2015 | 8.27 | 2015-03-31 |  |  |  |  | 1781 | 2026-03-16 04:00 | 4.82 | 17.91 | 4 | FALSE | 0 | 0 | 0 | 0 | 0
Spain | ESP | 2015-03-16 04:00 | 2015-03-16 05:00 | 44.3 | 2015 | 8.27 | 2015-03-31 |  |  |  |  | 1782 | 2026-03-16 05:00 | 5.7 | 17.91 | 5 | FALSE | 0 | 0 | 0 | 0 | 0
Spain | ESP | 2015-03-16 05:00 | 2015-03-16 06:00 | 50 | 2015 | 8.27 | 2015-03-31 |  |  |  |  | 1783 | 2026-03-16 06:00 | 12.93 | 17.91 | 6 | FALSE | 0 | 0 | 0 | 0 | 0
Spain | ESP | 2015-03-16 06:00 | 2015-03-16 07:00 | 56 | 2015 | 8.27 | 2015-03-31 |  |  |  |  | 1784 | 2026-03-16 07:00 | 30.33 | 17.91 | 7 | FALSE | 0 | 0 | 0 | 0 | 0
Spain | ESP | 2015-03-16 07:00 | 2015-03-16 08:00 | 61.54 | 2015 | 8.27 | 2015-03-31 |  |  |  |  | 1785 | 2026-03-16 08:00 | 13.77 | 17.91 | 8 | FALSE | 0 | 0 | 0 | 0 | 0
Spain | ESP | 2015-03-16 08:00 | 2015-03-16 09:00 | 63.51 | 2015 | 8.27 | 2015-03-31 |  |  |  |  | 1786 | 2026-03-16 09:00 | 0.81 | 17.91 | 9 | FALSE | 0 | 0 | 0 | 0 | 0
Spain | ESP | 2015-03-16 09:00 | 2015-03-16 10:00 | 63 | 2015 | 8.27 | 2015-03-31 |  |  |  |  | 1787 | 2026-03-16 10:00 | -0.62 | 17.91 | 10 | FALSE | 0 | 0 | 0 | 0 | 0
Spain | ESP | 2015-03-16 10:00 | 2015-03-16 11:00 | 60.13 | 2015 | 8.27 | 2015-03-31 |  |  |  |  | 1788 | 2026-03-16 11:00 | -1.13 | 17.91 | 11 | FALSE | 0 | 0 | 0 | 0 | 0
Spain | ESP | 2015-03-16 11:00 | 2015-03-16 12:00 | 59.89 | 2015 | 8.27 | 2015-03-31 |  |  |  |  | 1789 | 2026-03-16 12:00 | -1.76 | 17.91 | 12 | FALSE | 0 | 0 | 0 | 0 | 0
Spain | ESP | 2015-03-16 12:00 | 2015-03-16 13:00 | 57.35 | 2015 | 8.27 | 2015-03-31 |  |  |  |  | 1790 | 2026-03-16 13:00 | -1.5 | 17.91 | 13 | FALSE | 0 | 0 | 0 | 0 | 0
Spain | ESP | 2015-03-16 13:00 | 2015-03-16 14:00 | 55.73 | 2015 | 8.27 | 2015-03-31 |  |  |  |  | 1791 | 2026-03-16 14:00 | -1 | 17.91 | 14 | FALSE | 0 | 0 | 0 | 0 | 0
Spain | ESP | 2015-03-16 14:00 | 2015-03-16 15:00 | 54.1 | 2015 | 8.27 | 2015-03-31 |  |  |  |  | 1792 | 2026-03-16 15:00 | -0.91 | 17.91 | 15 | FALSE | 0 | 0 | 0 | 0 | 0
Spain | ESP | 2015-03-16 15:00 | 2015-03-16 16:00 | 53.25 | 2015 | 8.27 | 2015-03-31 |  |  |  |  | 1793 | 2026-03-16 16:00 | -0.42 | 17.91 | 16 | FALSE | 0 | 0 | 0 | 0 | 0
Spain | ESP | 2015-03-16 16:00 | 2015-03-16 17:00 | 55.42 | 2015 | 8.27 | 2015-03-31 |  |  |  |  | 1794 | 2026-03-16 17:00 | 3.67 | 17.91 | 17 | FALSE | 0 | 0 | 0 | 0 | 0
Spain | ESP | 2015-03-16 17:00 | 2015-03-16 18:00 | 58.7 | 2015 | 8.27 | 2015-03-31 |  |  |  |  | 1795 | 2026-03-16 18:00 | 60.38 | 17.91 | 18 | FALSE | 0 | 0 | 0 | 0 | 0
Spain | ESP | 2015-03-16 18:00 | 2015-03-16 19:00 | 63.5 | 2015 | 8.27 | 2015-03-31 |  |  |  |  | 1796 | 2026-03-16 19:00 | 172.71 | 17.91 | 19 | FALSE | 0 | 0 | 0 | 0 | 0
Spain | ESP | 2015-03-16 19:00 | 2015-03-16 20:00 | 62.1 | 2015 | 8.27 | 2015-03-31 |  |  |  |  | 1797 | 2026-03-16 20:00 | 190.23 | 17.91 | 20 | FALSE | 0 | 0 | 0 | 0 | 0
Spain | ESP | 2015-03-16 20:00 | 2015-03-16 21:00 | 60.1 | 2015 | 8.27 | 2015-03-31 |  |  |  |  | 1798 | 2026-03-16 21:00 | 159.44 | 17.91 | 21 | FALSE | 0 | 0 | 0 | 0 | 0
Spain | ESP | 2015-03-16 21:00 | 2015-03-16 22:00 | 55 | 2015 | 8.27 | 2015-03-31 |  |  |  |  | 1799 | 2026-03-16 22:00 | 124.26 | 17.91 | 22 | FALSE | 0 | 0 | 0 | 0 | 0
Spain | ESP | 2015-03-16 22:00 | 2015-03-16 23:00 | 51 | 2015 | 8.27 | 2015-03-31 |  |  |  |  | 1800 | 2026-03-16 23:00 | 96.79 | 17.91 | 23 | FALSE | 0 | 0 | 0 | 0 | 0
Spain | ESP | 2015-03-16 23:00 | 2015-03-17 | 48.31 | 2015 | 8.27 | 2015-03-31 |  |  |  |  | 1801 | 2026-03-17 | 108.5 | 17.91 | 24 | TRUE | 133.96 | 19 | -1.37 | 13533 | 12193.4
Spain | ESP | 2015-03-17 | 2015-03-17 01:00 | 45 | 2015 | 8.27 | 2015-03-31 |  |  |  |  | 1802 | 2026-03-17 01:00 | 84.69 | 17.91 | 1 | FALSE | 0 | 0 | 0 | 0 | 0
Spain | ESP | 2015-03-17 01:00 | 2015-03-17 02:00 | 43.1 | 2015 | 8.27 | 2015-03-31 |  |  |  |  | 1803 | 2026-03-17 02:00 | 63.89 | 17.91 | 2 | FALSE | 0 | 0 | 0 | 0 | 0
Spain | ESP | 2015-03-17 02:00 | 2015-03-17 03:00 | 41.5 | 2015 | 8.27 | 2015-03-31 |  |  |  |  | 1804 | 2026-03-17 03:00 | 51.72 | 17.91 | 3 | FALSE | 0 | 0 | 0 | 0 | 0
Spain | ESP | 2015-03-17 03:00 | 2015-03-17 04:00 | 41.1 | 2015 | 8.27 | 2015-03-31 |  |  |  |  | 1805 | 2026-03-17 04:00 | 48.18 | 17.91 | 4 | FALSE | 0 | 0 | 0 | 0 | 0
Spain | ESP | 2015-03-17 04:00 | 2015-03-17 05:00 | 43.1 | 2015 | 8.27 | 2015-03-31 |  |  |  |  | 1806 | 2026-03-17 05:00 | 59.5 | 17.91 | 5 | FALSE | 0 | 0 | 0 | 0 | 0
Spain | ESP | 2015-03-17 05:00 | 2015-03-17 06:00 | 46.8 | 2015 | 8.27 | 2015-03-31 |  |  |  |  | 1807 | 2026-03-17 06:00 | 66.43 | 17.91 | 6 | FALSE | 0 | 0 | 0 | 0 | 0
Spain | ESP | 2015-03-17 06:00 | 2015-03-17 07:00 | 48.71 | 2015 | 8.27 | 2015-03-31 |  |  |  |  | 1808 | 2026-03-17 07:00 | 107.88 | 17.91 | 7 | FALSE | 0 | 0 | 0 | 0 | 0
Spain | ESP | 2015-03-17 07:00 | 2015-03-17 08:00 | 50 | 2015 | 8.27 | 2015-03-31 |  |  |  |  | 1809 | 2026-03-17 08:00 | 46.06 | 17.91 | 8 | FALSE | 0 | 0 | 0 | 0 | 0
Spain | ESP | 2015-03-17 08:00 | 2015-03-17 09:00 | 52.05 | 2015 | 8.27 | 2015-03-31 |  |  |  |  | 1810 | 2026-03-17 09:00 | 2.2 | 17.91 | 9 | FALSE | 0 | 0 | 0 | 0 | 0
Spain | ESP | 2015-03-17 09:00 | 2015-03-17 10:00 | 50.76 | 2015 | 8.27 | 2015-03-31 |  |  |  |  | 1811 | 2026-03-17 10:00 | -0.13 | 17.91 | 10 | FALSE | 0 | 0 | 0 | 0 | 0
Spain | ESP | 2015-03-17 10:00 | 2015-03-17 11:00 | 48.18 | 2015 | 8.27 | 2015-03-31 |  |  |  |  | 1812 | 2026-03-17 11:00 | -0.76 | 17.91 | 11 | FALSE | 0 | 0 | 0 | 0 | 0
Spain | ESP | 2015-03-17 11:00 | 2015-03-17 12:00 | 46.03 | 2015 | 8.27 | 2015-03-31 |  |  |  |  | 1813 | 2026-03-17 12:00 | -0.96 | 17.91 | 12 | FALSE | 0 | 0 | 0 | 0 | 0
Spain | ESP | 2015-03-17 12:00 | 2015-03-17 13:00 | 45.85 | 2015 | 8.27 | 2015-03-31 |  |  |  |  | 1814 | 2026-03-17 13:00 | -1.12 | 17.91 | 13 | FALSE | 0 | 0 | 0 | 0 | 0
Spain | ESP | 2015-03-17 13:00 | 2015-03-17 14:00 | 44 | 2015 | 8.27 | 2015-03-31 |  |  |  |  | 1815 | 2026-03-17 14:00 | -1.37 | 17.91 | 14 | FALSE | 0 | 0 | 0 | 0 | 0
Spain | ESP | 2015-03-17 14:00 | 2015-03-17 15:00 | 42 | 2015 | 8.27 | 2015-03-31 |  |  |  |  | 1816 | 2026-03-17 15:00 | -0.96 | 17.91 | 15 | FALSE | 0 | 0 | 0 | 0 | 0
Spain | ESP | 2015-03-17 15:00 | 2015-03-17 16:00 | 43.79 | 2015 | 8.27 | 2015-03-31 |  |  |  |  | 1817 | 2026-03-17 16:00 | -0.53 | 17.91 | 16 | FALSE | 0 | 0 | 0 | 0 | 0
Spain | ESP | 2015-03-17 16:00 | 2015-03-17 17:00 | 45 | 2015 | 8.27 | 2015-03-31 |  |  |  |  | 1818 | 2026-03-17 17:00 | 3.28 | 17.91 | 17 | FALSE | 0 | 0 | 0 | 0 | 0
Spain | ESP | 2015-03-17 17:00 | 2015-03-17 18:00 | 45.56 | 2015 | 8.27 | 2015-03-31 |  |  |  |  | 1819 | 2026-03-17 18:00 | 60.25 | 17.91 | 18 | FALSE | 0 | 0 | 0 | 0 | 0
Spain | ESP | 2015-03-17 18:00 | 2015-03-17 19:00 | 52.21 | 2015 | 8.27 | 2015-03-31 |  |  |  |  | 1820 | 2026-03-17 19:00 | 133.96 | 17.91 | 19 | FALSE | 0 | 0 | 0 | 0 | 0
Spain | ESP | 2015-03-17 19:00 | 2015-03-17 20:00 | 52.45 | 2015 | 8.27 | 2015-03-31 |  |  |  |  | 1821 | 2026-03-17 20:00 | 129.4 | 17.91 | 20 | FALSE | 0 | 0 | 0 | 0 | 0
Spain | ESP | 2015-03-17 20:00 | 2015-03-17 21:00 | 49.1 | 2015 | 8.27 | 2015-03-31 |  |  |  |  | 1822 | 2026-03-17 21:00 | 98.95 | 17.91 | 21 | FALSE | 0 | 0 | 0 | 0 | 0
Spain | ESP | 2015-03-17 21:00 | 2015-03-17 22:00 | 47.72 | 2015 | 8.27 | 2015-03-31 |  |  |  |  | 1823 | 2026-03-17 22:00 | 69.97 | 17.91 | 22 | FALSE | 0 | 0 | 0 | 0 | 0
Spain | ESP | 2015-03-17 22:00 | 2015-03-17 23:00 | 45.76 | 2015 | 8.27 | 2015-03-31 |  |  |  |  | 1824 | 2026-03-17 23:00 | 48.18 | 17.91 | 23 | FALSE | 0 | 0 | 0 | 0 | 0
Spain | ESP | 2015-03-17 23:00 | 2015-03-18 | 44.66 | 2015 | 8.27 | 2015-03-31 |  |  |  |  | 1825 | 2026-03-18 | 37.56 | 17.91 | 24 | TRUE | 76.88 | 20 | -0.01 | 7689 | 6920.2
Spain | ESP | 2015-03-18 | 2015-03-18 01:00 | 40.29 | 2015 | 8.27 | 2015-03-31 |  |  |  |  | 1826 | 2026-03-18 01:00 | 27.81 | 17.91 | 1 | FALSE | 0 | 0 | 0 | 0 | 0
Spain | ESP | 2015-03-18 01:00 | 2015-03-18 02:00 | 38.4 | 2015 | 8.27 | 2015-03-31 |  |  |  |  | 1827 | 2026-03-18 02:00 | 33.79 | 17.91 | 2 | FALSE | 0 | 0 | 0 | 0 | 0
Spain | ESP | 2015-03-18 02:00 | 2015-03-18 03:00 | 37.02 | 2015 | 8.27 | 2015-03-31 |  |  |  |  | 1828 | 2026-03-18 03:00 | 28.62 | 17.91 | 3 | FALSE | 0 | 0 | 0 | 0 | 0
Spain | ESP | 2015-03-18 03:00 | 2015-03-18 04:00 | 36.6 | 2015 | 8.27 | 2015-03-31 |  |  |  |  | 1829 | 2026-03-18 04:00 | 28.7 | 17.91 | 4 | FALSE | 0 | 0 | 0 | 0 | 0
Spain | ESP | 2015-03-18 04:00 | 2015-03-18 05:00 | 39.02 | 2015 | 8.27 | 2015-03-31 |  |  |  |  | 1830 | 2026-03-18 05:00 | 28.4 | 17.91 | 5 | FALSE | 0 | 0 | 0 | 0 | 0
Spain | ESP | 2015-03-18 05:00 | 2015-03-18 06:00 | 45.1 | 2015 | 8.27 | 2015-03-31 |  |  |  |  | 1831 | 2026-03-18 06:00 | 51.78 | 17.91 | 6 | FALSE | 0 | 0 | 0 | 0 | 0
Spain | ESP | 2015-03-18 06:00 | 2015-03-18 07:00 | 49.13 | 2015 | 8.27 | 2015-03-31 |  |  |  |  | 1832 | 2026-03-18 07:00 | 66.06 | 17.91 | 7 | FALSE | 0 | 0 | 0 | 0 | 0
Spain | ESP | 2015-03-18 07:00 | 2015-03-18 08:00 | 52.69 | 2015 | 8.27 | 2015-03-31 |  |  |  |  | 1833 | 2026-03-18 08:00 | 43.93 | 17.91 | 8 | FALSE | 0 | 0 | 0 | 0 | 0
Spain | ESP | 2015-03-18 08:00 | 2015-03-18 09:00 | 54.66 | 2015 | 8.27 | 2015-03-31 |  |  |  |  | 1834 | 2026-03-18 09:00 | 17.78 | 17.91 | 9 | FALSE | 0 | 0 | 0 | 0 | 0
Spain | ESP | 2015-03-18 09:00 | 2015-03-18 10:00 | 52.61 | 2015 | 8.27 | 2015-03-31 |  |  |  |  | 1835 | 2026-03-18 10:00 | 3.01 | 17.91 | 10 | FALSE | 0 | 0 | 0 | 0 | 0
Spain | ESP | 2015-03-18 10:00 | 2015-03-18 11:00 | 52 | 2015 | 8.27 | 2015-03-31 |  |  |  |  | 1836 | 2026-03-18 11:00 | 0.59 | 17.91 | 11 | FALSE | 0 | 0 | 0 | 0 | 0
Spain | ESP | 2015-03-18 11:00 | 2015-03-18 12:00 | 51.1 | 2015 | 8.27 | 2015-03-31 |  |  |  |  | 1837 | 2026-03-18 12:00 | 0 | 17.91 | 12 | FALSE | 0 | 0 | 0 | 0 | 0
Spain | ESP | 2015-03-18 12:00 | 2015-03-18 13:00 | 50 | 2015 | 8.27 | 2015-03-31 |  |  |  |  | 1838 | 2026-03-18 13:00 | -0.01 | 17.91 | 13 | FALSE | 0 | 0 | 0 | 0 | 0
Spain | ESP | 2015-03-18 13:00 | 2015-03-18 14:00 | 48.43 | 2015 | 8.27 | 2015-03-31 |  |  |  |  | 1839 | 2026-03-18 14:00 | -0.01 | 17.91 | 14 | FALSE | 0 | 0 | 0 | 0 | 0
Spain | ESP | 2015-03-18 14:00 | 2015-03-18 15:00 | 46.02 | 2015 | 8.27 | 2015-03-31 |  |  |  |  | 1840 | 2026-03-18 15:00 | 0 | 17.91 | 15 | FALSE | 0 | 0 | 0 | 0 | 0
Spain | ESP | 2015-03-18 15:00 | 2015-03-18 16:00 | 45.1 | 2015 | 8.27 | 2015-03-31 |  |  |  |  | 1841 | 2026-03-18 16:00 | 0.6 | 17.91 | 16 | FALSE | 0 | 0 | 0 | 0 | 0
Spain | ESP | 2015-03-18 16:00 | 2015-03-18 17:00 | 45.44 | 2015 | 8.27 | 2015-03-31 |  |  |  |  | 1842 | 2026-03-18 17:00 | 7.53 | 17.91 | 17 | FALSE | 0 | 0 | 0 | 0 | 0
Spain | ESP | 2015-03-18 17:00 | 2015-03-18 18:00 | 47.04 | 2015 | 8.27 | 2015-03-31 |  |  |  |  | 1843 | 2026-03-18 18:00 | 41.02 | 17.91 | 18 | FALSE | 0 | 0 | 0 | 0 | 0
Spain | ESP | 2015-03-18 18:00 | 2015-03-18 19:00 | 51.69 | 2015 | 8.27 | 2015-03-31 |  |  |  |  | 1844 | 2026-03-18 19:00 | 64.22 | 17.91 | 19 | FALSE | 0 | 0 | 0 | 0 | 0
Spain | ESP | 2015-03-18 19:00 | 2015-03-18 20:00 | 51.69 | 2015 | 8.27 | 2015-03-31 |  |  |  |  | 1845 | 2026-03-18 20:00 | 76.88 | 17.91 | 20 | FALSE | 0 | 0 | 0 | 0 | 0
Spain | ESP | 2015-03-18 20:00 | 2015-03-18 21:00 | 49.1 | 2015 | 8.27 | 2015-03-31 |  |  |  |  | 1846 | 2026-03-18 21:00 | 62.31 | 17.91 | 21 | FALSE | 0 | 0 | 0 | 0 | 0
Spain | ESP | 2015-03-18 21:00 | 2015-03-18 22:00 | 47.89 | 2015 | 8.27 | 2015-03-31 |  |  |  |  | 1847 | 2026-03-18 22:00 | 46.22 | 17.91 | 22 | FALSE | 0 | 0 | 0 | 0 | 0
Spain | ESP | 2015-03-18 22:00 | 2015-03-18 23:00 | 45 | 2015 | 8.27 | 2015-03-31 |  |  |  |  | 1848 | 2026-03-18 23:00 | 26.27 | 17.91 | 23 | FALSE | 0 | 0 | 0 | 0 | 0
Spain | ESP | 2015-03-18 23:00 | 2015-03-19 | 36.28 | 2015 | 8.27 | 2015-03-31 |  |  |  |  | 1849 | 2026-03-19 | 28.21 | 17.91 | 24 | TRUE | 80.12 | 20 | -0.01 | 8013 | 7211.8
Spain | ESP | 2015-03-19 | 2015-03-19 01:00 | 31.6 | 2015 | 8.27 | 2015-03-31 |  |  |  |  | 1850 | 2026-03-19 01:00 | 26.4 | 17.91 | 1 | FALSE | 0 | 0 | 0 | 0 | 0
Spain | ESP | 2015-03-19 01:00 | 2015-03-19 02:00 | 29.89 | 2015 | 8.27 | 2015-03-31 |  |  |  |  | 1851 | 2026-03-19 02:00 | 20.62 | 17.91 | 2 | FALSE | 0 | 0 | 0 | 0 | 0
Spain | ESP | 2015-03-19 02:00 | 2015-03-19 03:00 | 28.3 | 2015 | 8.27 | 2015-03-31 |  |  |  |  | 1852 | 2026-03-19 03:00 | 15.11 | 17.91 | 3 | FALSE | 0 | 0 | 0 | 0 | 0
Spain | ESP | 2015-03-19 03:00 | 2015-03-19 04:00 | 28.16 | 2015 | 8.27 | 2015-03-31 |  |  |  |  | 1853 | 2026-03-19 04:00 | 15.36 | 17.91 | 4 | FALSE | 0 | 0 | 0 | 0 | 0
Spain | ESP | 2015-03-19 04:00 | 2015-03-19 05:00 | 30 | 2015 | 8.27 | 2015-03-31 |  |  |  |  | 1854 | 2026-03-19 05:00 | 23.35 | 17.91 | 5 | FALSE | 0 | 0 | 0 | 0 | 0
Spain | ESP | 2015-03-19 05:00 | 2015-03-19 06:00 | 35.99 | 2015 | 8.27 | 2015-03-31 |  |  |  |  | 1855 | 2026-03-19 06:00 | 29.29 | 17.91 | 6 | FALSE | 0 | 0 | 0 | 0 | 0
Spain | ESP | 2015-03-19 06:00 | 2015-03-19 07:00 | 41.5 | 2015 | 8.27 | 2015-03-31 |  |  |  |  | 1856 | 2026-03-19 07:00 | 36.26 | 17.91 | 7 | FALSE | 0 | 0 | 0 | 0 | 0
Spain | ESP | 2015-03-19 07:00 | 2015-03-19 08:00 | 43 | 2015 | 8.27 | 2015-03-31 |  |  |  |  | 1857 | 2026-03-19 08:00 | 22.85 | 17.91 | 8 | FALSE | 0 | 0 | 0 | 0 | 0
Spain | ESP | 2015-03-19 08:00 | 2015-03-19 09:00 | 46.1 | 2015 | 8.27 | 2015-03-31 |  |  |  |  | 1858 | 2026-03-19 09:00 | 6.84 | 17.91 | 9 | FALSE | 0 | 0 | 0 | 0 | 0
Spain | ESP | 2015-03-19 09:00 | 2015-03-19 10:00 | 46.1 | 2015 | 8.27 | 2015-03-31 |  |  |  |  | 1859 | 2026-03-19 10:00 | 0 | 17.91 | 10 | FALSE | 0 | 0 | 0 | 0 | 0
Spain | ESP | 2015-03-19 10:00 | 2015-03-19 11:00 | 44.1 | 2015 | 8.27 | 2015-03-31 |  |  |  |  | 1860 | 2026-03-19 11:00 | 0 | 17.91 | 11 | FALSE | 0 | 0 | 0 | 0 | 0
Spain | ESP | 2015-03-19 11:00 | 2015-03-19 12:00 | 44.1 | 2015 | 8.27 | 2015-03-31 |  |  |  |  | 1861 | 2026-03-19 12:00 | -0.01 | 17.91 | 12 | FALSE | 0 | 0 | 0 | 0 | 0
Spain | ESP | 2015-03-19 12:00 | 2015-03-19 13:00 | 43 | 2015 | 8.27 | 2015-03-31 |  |  |  |  | 1862 | 2026-03-19 13:00 | -0.01 | 17.91 | 13 | FALSE | 0 | 0 | 0 | 0 | 0
Spain | ESP | 2015-03-19 13:00 | 2015-03-19 14:00 | 40.02 | 2015 | 8.27 | 2015-03-31 |  |  |  |  | 1863 | 2026-03-19 14:00 | 0 | 17.91 | 14 | FALSE | 0 | 0 | 0 | 0 | 0
Spain | ESP | 2015-03-19 14:00 | 2015-03-19 15:00 | 35.13 | 2015 | 8.27 | 2015-03-31 |  |  |  |  | 1864 | 2026-03-19 15:00 | 0 | 17.91 | 15 | FALSE | 0 | 0 | 0 | 0 | 0
Spain | ESP | 2015-03-19 15:00 | 2015-03-19 16:00 | 32.4 | 2015 | 8.27 | 2015-03-31 |  |  |  |  | 1865 | 2026-03-19 16:00 | 0.34 | 17.91 | 16 | FALSE | 0 | 0 | 0 | 0 | 0
Spain | ESP | 2015-03-19 16:00 | 2015-03-19 17:00 | 37 | 2015 | 8.27 | 2015-03-31 |  |  |  |  | 1866 | 2026-03-19 17:00 | 12.5 | 17.91 | 17 | FALSE | 0 | 0 | 0 | 0 | 0
Spain | ESP | 2015-03-19 17:00 | 2015-03-19 18:00 | 39.3 | 2015 | 8.27 | 2015-03-31 |  |  |  |  | 1867 | 2026-03-19 18:00 | 31.83 | 17.91 | 18 | FALSE | 0 | 0 | 0 | 0 | 0
Spain | ESP | 2015-03-19 18:00 | 2015-03-19 19:00 | 41.04 | 2015 | 8.27 | 2015-03-31 |  |  |  |  | 1868 | 2026-03-19 19:00 | 78.05 | 17.91 | 19 | FALSE | 0 | 0 | 0 | 0 | 0
Spain | ESP | 2015-03-19 19:00 | 2015-03-19 20:00 | 47.02 | 2015 | 8.27 | 2015-03-31 |  |  |  |  | 1869 | 2026-03-19 20:00 | 80.12 | 17.91 | 20 | FALSE | 0 | 0 | 0 | 0 | 0
Spain | ESP | 2015-03-19 20:00 | 2015-03-19 21:00 | 42.91 | 2015 | 8.27 | 2015-03-31 |  |  |  |  | 1870 | 2026-03-19 21:00 | 63.8 | 17.91 | 21 | FALSE | 0 | 0 | 0 | 0 | 0
Spain | ESP | 2015-03-19 21:00 | 2015-03-19 22:00 | 40.9 | 2015 | 8.27 | 2015-03-31 |  |  |  |  | 1871 | 2026-03-19 22:00 | 60.01 | 17.91 | 22 | FALSE | 0 | 0 | 0 | 0 | 0
Spain | ESP | 2015-03-19 22:00 | 2015-03-19 23:00 | 41.5 | 2015 | 8.27 | 2015-03-31 |  |  |  |  | 1872 | 2026-03-19 23:00 | 47.97 | 17.91 | 23 | FALSE | 0 | 0 | 0 | 0 | 0
Spain | ESP | 2015-03-19 23:00 | 2015-03-20 | 35.35 | 2015 | 8.27 | 2015-03-31 |  |  |  |  | 1873 | 2026-03-20 | 22.08 | 17.91 | 24 | TRUE | 98.72 | 19 | 1.37 | 9735 | 8747.8
Spain | ESP | 2015-03-20 | 2015-03-20 01:00 | 28.5 | 2015 | 8.27 | 2015-03-31 |  |  |  |  | 1874 | 2026-03-20 01:00 | 29.48 | 17.91 | 1 | FALSE | 0 | 0 | 0 | 0 | 0
Spain | ESP | 2015-03-20 01:00 | 2015-03-20 02:00 | 26.51 | 2015 | 8.27 | 2015-03-31 |  |  |  |  | 1875 | 2026-03-20 02:00 | 23.46 | 17.91 | 2 | FALSE | 0 | 0 | 0 | 0 | 0
Spain | ESP | 2015-03-20 02:00 | 2015-03-20 03:00 | 25.13 | 2015 | 8.27 | 2015-03-31 |  |  |  |  | 1876 | 2026-03-20 03:00 | 16.72 | 17.91 | 3 | FALSE | 0 | 0 | 0 | 0 | 0
Spain | ESP | 2015-03-20 03:00 | 2015-03-20 04:00 | 25 | 2015 | 8.27 | 2015-03-31 |  |  |  |  | 1877 | 2026-03-20 04:00 | 23.6 | 17.91 | 4 | FALSE | 0 | 0 | 0 | 0 | 0
Spain | ESP | 2015-03-20 04:00 | 2015-03-20 05:00 | 26 | 2015 | 8.27 | 2015-03-31 |  |  |  |  | 1878 | 2026-03-20 05:00 | 38.13 | 17.91 | 5 | FALSE | 0 | 0 | 0 | 0 | 0
Spain | ESP | 2015-03-20 05:00 | 2015-03-20 06:00 | 30 | 2015 | 8.27 | 2015-03-31 |  |  |  |  | 1879 | 2026-03-20 06:00 | 45.78 | 17.91 | 6 | FALSE | 0 | 0 | 0 | 0 | 0
Spain | ESP | 2015-03-20 06:00 | 2015-03-20 07:00 | 41.19 | 2015 | 8.27 | 2015-03-31 |  |  |  |  | 1880 | 2026-03-20 07:00 | 58.53 | 17.91 | 7 | FALSE | 0 | 0 | 0 | 0 | 0
Spain | ESP | 2015-03-20 07:00 | 2015-03-20 08:00 | 43.6 | 2015 | 8.27 | 2015-03-31 |  |  |  |  | 1881 | 2026-03-20 08:00 | 49.02 | 17.91 | 8 | FALSE | 0 | 0 | 0 | 0 | 0
Spain | ESP | 2015-03-20 08:00 | 2015-03-20 09:00 | 45.73 | 2015 | 8.27 | 2015-03-31 |  |  |  |  | 1882 | 2026-03-20 09:00 | 36.29 | 17.91 | 9 | FALSE | 0 | 0 | 0 | 0 | 0
Spain | ESP | 2015-03-20 09:00 | 2015-03-20 10:00 | 45.6 | 2015 | 8.27 | 2015-03-31 |  |  |  |  | 1883 | 2026-03-20 10:00 | 19.5 | 17.91 | 10 | FALSE | 0 | 0 | 0 | 0 | 0
Spain | ESP | 2015-03-20 10:00 | 2015-03-20 11:00 | 41.5 | 2015 | 8.27 | 2015-03-31 |  |  |  |  | 1884 | 2026-03-20 11:00 | 3.97 | 17.91 | 11 | FALSE | 0 | 0 | 0 | 0 | 0
Spain | ESP | 2015-03-20 11:00 | 2015-03-20 12:00 | 41.1 | 2015 | 8.27 | 2015-03-31 |  |  |  |  | 1885 | 2026-03-20 12:00 | 4 | 17.91 | 12 | FALSE | 0 | 0 | 0 | 0 | 0
Spain | ESP | 2015-03-20 12:00 | 2015-03-20 13:00 | 41.5 | 2015 | 8.27 | 2015-03-31 |  |  |  |  | 1886 | 2026-03-20 13:00 | 1.37 | 17.91 | 13 | FALSE | 0 | 0 | 0 | 0 | 0
Spain | ESP | 2015-03-20 13:00 | 2015-03-20 14:00 | 41.5 | 2015 | 8.27 | 2015-03-31 |  |  |  |  | 1887 | 2026-03-20 14:00 | 2.24 | 17.91 | 14 | FALSE | 0 | 0 | 0 | 0 | 0
Spain | ESP | 2015-03-20 14:00 | 2015-03-20 15:00 | 41.1 | 2015 | 8.27 | 2015-03-31 |  |  |  |  | 1888 | 2026-03-20 15:00 | 3.28 | 17.91 | 15 | FALSE | 0 | 0 | 0 | 0 | 0
Spain | ESP | 2015-03-20 15:00 | 2015-03-20 16:00 | 41.1 | 2015 | 8.27 | 2015-03-31 |  |  |  |  | 1889 | 2026-03-20 16:00 | 11.02 | 17.91 | 16 | FALSE | 0 | 0 | 0 | 0 | 0
Spain | ESP | 2015-03-20 16:00 | 2015-03-20 17:00 | 41.5 | 2015 | 8.27 | 2015-03-31 |  |  |  |  | 1890 | 2026-03-20 17:00 | 34.52 | 17.91 | 17 | FALSE | 0 | 0 | 0 | 0 | 0
Spain | ESP | 2015-03-20 17:00 | 2015-03-20 18:00 | 43.02 | 2015 | 8.27 | 2015-03-31 |  |  |  |  | 1891 | 2026-03-20 18:00 | 60.66 | 17.91 | 18 | FALSE | 0 | 0 | 0 | 0 | 0
Spain | ESP | 2015-03-20 18:00 | 2015-03-20 19:00 | 46 | 2015 | 8.27 | 2015-03-31 |  |  |  |  | 1892 | 2026-03-20 19:00 | 98.72 | 17.91 | 19 | FALSE | 0 | 0 | 0 | 0 | 0
Spain | ESP | 2015-03-20 19:00 | 2015-03-20 20:00 | 49.84 | 2015 | 8.27 | 2015-03-31 |  |  |  |  | 1893 | 2026-03-20 20:00 | 95.1 | 17.91 | 20 | FALSE | 0 | 0 | 0 | 0 | 0
Spain | ESP | 2015-03-20 20:00 | 2015-03-20 21:00 | 46 | 2015 | 8.27 | 2015-03-31 |  |  |  |  | 1894 | 2026-03-20 21:00 | 78.88 | 17.91 | 21 | FALSE | 0 | 0 | 0 | 0 | 0
Spain | ESP | 2015-03-20 21:00 | 2015-03-20 22:00 | 45.5 | 2015 | 8.27 | 2015-03-31 |  |  |  |  | 1895 | 2026-03-20 22:00 | 78.5 | 17.91 | 22 | FALSE | 0 | 0 | 0 | 0 | 0
Spain | ESP | 2015-03-20 22:00 | 2015-03-20 23:00 | 46.29 | 2015 | 8.27 | 2015-03-31 |  |  |  |  | 1896 | 2026-03-20 23:00 | 66.75 | 17.91 | 23 | FALSE | 0 | 0 | 0 | 0 | 0
Spain | ESP | 2015-03-20 23:00 | 2015-03-21 | 45.6 | 2015 | 8.27 | 2015-03-31 |  |  |  |  | 1897 | 2026-03-21 | 58.32 | 17.91 | 24 | TRUE | 93.03 | 19 | 4.96 | 8807 | 7876.7
Spain | ESP | 2015-03-21 | 2015-03-21 01:00 | 43.1 | 2015 | 8.27 | 2015-03-31 |  |  |  |  | 1898 | 2026-03-21 01:00 | 51.8 | 17.91 | 1 | FALSE | 0 | 0 | 0 | 0 | 0
Spain | ESP | 2015-03-21 01:00 | 2015-03-21 02:00 | 38 | 2015 | 8.27 | 2015-03-31 |  |  |  |  | 1899 | 2026-03-21 02:00 | 47.22 | 17.91 | 2 | FALSE | 0 | 0 | 0 | 0 | 0
Spain | ESP | 2015-03-21 02:00 | 2015-03-21 03:00 | 34.17 | 2015 | 8.27 | 2015-03-31 |  |  |  |  | 1900 | 2026-03-21 03:00 | 40.62 | 17.91 | 3 | FALSE | 0 | 0 | 0 | 0 | 0
Spain | ESP | 2015-03-21 03:00 | 2015-03-21 04:00 | 33.17 | 2015 | 8.27 | 2015-03-31 |  |  |  |  | 1901 | 2026-03-21 04:00 | 41.1 | 17.91 | 4 | FALSE | 0 | 0 | 0 | 0 | 0
Spain | ESP | 2015-03-21 04:00 | 2015-03-21 05:00 | 33.67 | 2015 | 8.27 | 2015-03-31 |  |  |  |  | 1902 | 2026-03-21 05:00 | 46.4 | 17.91 | 5 | FALSE | 0 | 0 | 0 | 0 | 0
Spain | ESP | 2015-03-21 05:00 | 2015-03-21 06:00 | 38.4 | 2015 | 8.27 | 2015-03-31 |  |  |  |  | 1903 | 2026-03-21 06:00 | 56.35 | 17.91 | 6 | FALSE | 0 | 0 | 0 | 0 | 0
Spain | ESP | 2015-03-21 06:00 | 2015-03-21 07:00 | 40.81 | 2015 | 8.27 | 2015-03-31 |  |  |  |  | 1904 | 2026-03-21 07:00 | 56.92 | 17.91 | 7 | FALSE | 0 | 0 | 0 | 0 | 0
Spain | ESP | 2015-03-21 07:00 | 2015-03-21 08:00 | 43.1 | 2015 | 8.27 | 2015-03-31 |  |  |  |  | 1905 | 2026-03-21 08:00 | 45.19 | 17.91 | 8 | FALSE | 0 | 0 | 0 | 0 | 0
Spain | ESP | 2015-03-21 08:00 | 2015-03-21 09:00 | 45.1 | 2015 | 8.27 | 2015-03-31 |  |  |  |  | 1906 | 2026-03-21 09:00 | 25.17 | 17.91 | 9 | FALSE | 0 | 0 | 0 | 0 | 0
Spain | ESP | 2015-03-21 09:00 | 2015-03-21 10:00 | 46.35 | 2015 | 8.27 | 2015-03-31 |  |  |  |  | 1907 | 2026-03-21 10:00 | 13.82 | 17.91 | 10 | FALSE | 0 | 0 | 0 | 0 | 0
Spain | ESP | 2015-03-21 10:00 | 2015-03-21 11:00 | 46.35 | 2015 | 8.27 | 2015-03-31 |  |  |  |  | 1908 | 2026-03-21 11:00 | 10.65 | 17.91 | 11 | FALSE | 0 | 0 | 0 | 0 | 0
Spain | ESP | 2015-03-21 11:00 | 2015-03-21 12:00 | 46 | 2015 | 8.27 | 2015-03-31 |  |  |  |  | 1909 | 2026-03-21 12:00 | 7.17 | 17.91 | 12 | FALSE | 0 | 0 | 0 | 0 | 0
Spain | ESP | 2015-03-21 12:00 | 2015-03-21 13:00 | 45.85 | 2015 | 8.27 | 2015-03-31 |  |  |  |  | 1910 | 2026-03-21 13:00 | 5 | 17.91 | 13 | FALSE | 0 | 0 | 0 | 0 | 0
Spain | ESP | 2015-03-21 13:00 | 2015-03-21 14:00 | 43.69 | 2015 | 8.27 | 2015-03-31 |  |  |  |  | 1911 | 2026-03-21 14:00 | 5 | 17.91 | 14 | FALSE | 0 | 0 | 0 | 0 | 0
Spain | ESP | 2015-03-21 14:00 | 2015-03-21 15:00 | 40.5 | 2015 | 8.27 | 2015-03-31 |  |  |  |  | 1912 | 2026-03-21 15:00 | 4.96 | 17.91 | 15 | FALSE | 0 | 0 | 0 | 0 | 0
Spain | ESP | 2015-03-21 15:00 | 2015-03-21 16:00 | 41.5 | 2015 | 8.27 | 2015-03-31 |  |  |  |  | 1913 | 2026-03-21 16:00 | 6.96 | 17.91 | 16 | FALSE | 0 | 0 | 0 | 0 | 0
Spain | ESP | 2015-03-21 16:00 | 2015-03-21 17:00 | 44.69 | 2015 | 8.27 | 2015-03-31 |  |  |  |  | 1914 | 2026-03-21 17:00 | 24.24 | 17.91 | 17 | FALSE | 0 | 0 | 0 | 0 | 0
Spain | ESP | 2015-03-21 17:00 | 2015-03-21 18:00 | 45.02 | 2015 | 8.27 | 2015-03-31 |  |  |  |  | 1915 | 2026-03-21 18:00 | 65.85 | 17.91 | 18 | FALSE | 0 | 0 | 0 | 0 | 0
Spain | ESP | 2015-03-21 18:00 | 2015-03-21 19:00 | 49.1 | 2015 | 8.27 | 2015-03-31 |  |  |  |  | 1916 | 2026-03-21 19:00 | 93.03 | 17.91 | 19 | FALSE | 0 | 0 | 0 | 0 | 0
Spain | ESP | 2015-03-21 19:00 | 2015-03-21 20:00 | 53.16 | 2015 | 8.27 | 2015-03-31 |  |  |  |  | 1917 | 2026-03-21 20:00 | 82.83 | 17.91 | 20 | FALSE | 0 | 0 | 0 | 0 | 0
Spain | ESP | 2015-03-21 20:00 | 2015-03-21 21:00 | 49.97 | 2015 | 8.27 | 2015-03-31 |  |  |  |  | 1918 | 2026-03-21 21:00 | 72.65 | 17.91 | 21 | FALSE | 0 | 0 | 0 | 0 | 0
Spain | ESP | 2015-03-21 21:00 | 2015-03-21 22:00 | 47.5 | 2015 | 8.27 | 2015-03-31 |  |  |  |  | 1919 | 2026-03-21 22:00 | 73.03 | 17.91 | 22 | FALSE | 0 | 0 | 0 | 0 | 0
Spain | ESP | 2015-03-21 22:00 | 2015-03-21 23:00 | 44.69 | 2015 | 8.27 | 2015-03-31 |  |  |  |  | 1920 | 2026-03-21 23:00 | 60.91 | 17.91 | 23 | FALSE | 0 | 0 | 0 | 0 | 0
Spain | ESP | 2015-03-21 23:00 | 2015-03-22 | 42 | 2015 | 8.27 | 2015-03-31 |  |  |  |  | 1921 | 2026-03-22 | 73.67 | 17.91 | 24 | TRUE | 77.22 | 20 | -3.53 | 8075 | 7302.8
Spain | ESP | 2015-03-22 | 2015-03-22 01:00 | 36.07 | 2015 | 8.27 | 2015-03-31 |  |  |  |  | 1922 | 2026-03-22 01:00 | 58 | 17.91 | 1 | FALSE | 0 | 0 | 0 | 0 | 0
Spain | ESP | 2015-03-22 01:00 | 2015-03-22 02:00 | 31.3 | 2015 | 8.27 | 2015-03-31 |  |  |  |  | 1923 | 2026-03-22 02:00 | 45.88 | 17.91 | 2 | FALSE | 0 | 0 | 0 | 0 | 0
Spain | ESP | 2015-03-22 02:00 | 2015-03-22 03:00 | 28.46 | 2015 | 8.27 | 2015-03-31 |  |  |  |  | 1924 | 2026-03-22 03:00 | 41.2 | 17.91 | 3 | FALSE | 0 | 0 | 0 | 0 | 0
Spain | ESP | 2015-03-22 03:00 | 2015-03-22 04:00 | 28.02 | 2015 | 8.27 | 2015-03-31 |  |  |  |  | 1925 | 2026-03-22 04:00 | 41.56 | 17.91 | 4 | FALSE | 0 | 0 | 0 | 0 | 0
Spain | ESP | 2015-03-22 04:00 | 2015-03-22 05:00 | 28.05 | 2015 | 8.27 | 2015-03-31 |  |  |  |  | 1926 | 2026-03-22 05:00 | 39.28 | 17.91 | 5 | FALSE | 0 | 0 | 0 | 0 | 0
Spain | ESP | 2015-03-22 05:00 | 2015-03-22 06:00 | 28.5 | 2015 | 8.27 | 2015-03-31 |  |  |  |  | 1927 | 2026-03-22 06:00 | 44.85 | 17.91 | 6 | FALSE | 0 | 0 | 0 | 0 | 0
Spain | ESP | 2015-03-22 06:00 | 2015-03-22 07:00 | 28.21 | 2015 | 8.27 | 2015-03-31 |  |  |  |  | 1928 | 2026-03-22 07:00 | 49.02 | 17.91 | 7 | FALSE | 0 | 0 | 0 | 0 | 0
Spain | ESP | 2015-03-22 07:00 | 2015-03-22 08:00 | 28.51 | 2015 | 8.27 | 2015-03-31 |  |  |  |  | 1929 | 2026-03-22 08:00 | 30.82 | 17.91 | 8 | FALSE | 0 | 0 | 0 | 0 | 0
Spain | ESP | 2015-03-22 08:00 | 2015-03-22 09:00 | 32.4 | 2015 | 8.27 | 2015-03-31 |  |  |  |  | 1930 | 2026-03-22 09:00 | 3.82 | 17.91 | 9 | FALSE | 0 | 0 | 0 | 0 | 0
Spain | ESP | 2015-03-22 09:00 | 2015-03-22 10:00 | 43.69 | 2015 | 8.27 | 2015-03-31 |  |  |  |  | 1931 | 2026-03-22 10:00 | -0.32 | 17.91 | 10 | FALSE | 0 | 0 | 0 | 0 | 0
Spain | ESP | 2015-03-22 10:00 | 2015-03-22 11:00 | 45.69 | 2015 | 8.27 | 2015-03-31 |  |  |  |  | 1932 | 2026-03-22 11:00 | -2.76 | 17.91 | 11 | FALSE | 0 | 0 | 0 | 0 | 0
Spain | ESP | 2015-03-22 11:00 | 2015-03-22 12:00 | 45.78 | 2015 | 8.27 | 2015-03-31 |  |  |  |  | 1933 | 2026-03-22 12:00 | -1.38 | 17.91 | 12 | FALSE | 0 | 0 | 0 | 0 | 0
Spain | ESP | 2015-03-22 12:00 | 2015-03-22 13:00 | 45.7 | 2015 | 8.27 | 2015-03-31 |  |  |  |  | 1934 | 2026-03-22 13:00 | -3.53 | 17.91 | 13 | FALSE | 0 | 0 | 0 | 0 | 0
Spain | ESP | 2015-03-22 13:00 | 2015-03-22 14:00 | 45.35 | 2015 | 8.27 | 2015-03-31 |  |  |  |  | 1935 | 2026-03-22 14:00 | -1.28 | 17.91 | 14 | FALSE | 0 | 0 | 0 | 0 | 0
Spain | ESP | 2015-03-22 14:00 | 2015-03-22 15:00 | 42.1 | 2015 | 8.27 | 2015-03-31 |  |  |  |  | 1936 | 2026-03-22 15:00 | -0.83 | 17.91 | 15 | FALSE | 0 | 0 | 0 | 0 | 0
Spain | ESP | 2015-03-22 15:00 | 2015-03-22 16:00 | 42 | 2015 | 8.27 | 2015-03-31 |  |  |  |  | 1937 | 2026-03-22 16:00 | -0.76 | 17.91 | 16 | FALSE | 0 | 0 | 0 | 0 | 0
Spain | ESP | 2015-03-22 16:00 | 2015-03-22 17:00 | 37.1 | 2015 | 8.27 | 2015-03-31 |  |  |  |  | 1938 | 2026-03-22 17:00 | 0.1 | 17.91 | 17 | FALSE | 0 | 0 | 0 | 0 | 0
Spain | ESP | 2015-03-22 17:00 | 2015-03-22 18:00 | 42 | 2015 | 8.27 | 2015-03-31 |  |  |  |  | 1939 | 2026-03-22 18:00 | 13.31 | 17.91 | 18 | FALSE | 0 | 0 | 0 | 0 | 0
Spain | ESP | 2015-03-22 18:00 | 2015-03-22 19:00 | 51.52 | 2015 | 8.27 | 2015-03-31 |  |  |  |  | 1940 | 2026-03-22 19:00 | 51.37 | 17.91 | 19 | FALSE | 0 | 0 | 0 | 0 | 0
Spain | ESP | 2015-03-22 19:00 | 2015-03-22 20:00 | 59.01 | 2015 | 8.27 | 2015-03-31 |  |  |  |  | 1941 | 2026-03-22 20:00 | 77.22 | 17.91 | 20 | FALSE | 0 | 0 | 0 | 0 | 0
Spain | ESP | 2015-03-22 20:00 | 2015-03-22 21:00 | 59.01 | 2015 | 8.27 | 2015-03-31 |  |  |  |  | 1942 | 2026-03-22 21:00 | 60.86 | 17.91 | 21 | FALSE | 0 | 0 | 0 | 0 | 0
Spain | ESP | 2015-03-22 21:00 | 2015-03-22 22:00 | 53.01 | 2015 | 8.27 | 2015-03-31 |  |  |  |  | 1943 | 2026-03-22 22:00 | 36.56 | 17.91 | 22 | FALSE | 0 | 0 | 0 | 0 | 0
Spain | ESP | 2015-03-22 22:00 | 2015-03-22 23:00 | 49.19 | 2015 | 8.27 | 2015-03-31 |  |  |  |  | 1944 | 2026-03-22 23:00 | 18.98 | 17.91 | 23 | FALSE | 0 | 0 | 0 | 0 | 0
Spain | ESP | 2015-03-22 23:00 | 2015-03-23 | 50.77 | 2015 | 8.27 | 2015-03-31 |  |  |  |  | 1945 | 2026-03-23 | 16.85 | 17.91 | 24 | TRUE | 146.4 | 20 | -0.02 | 14642 | 13178
Spain | ESP | 2015-03-23 | 2015-03-23 01:00 | 47.75 | 2015 | 8.27 | 2015-03-31 |  |  |  |  | 1946 | 2026-03-23 01:00 | 11.06 | 17.91 | 1 | FALSE | 0 | 0 | 0 | 0 | 0
Spain | ESP | 2015-03-23 01:00 | 2015-03-23 02:00 | 45.03 | 2015 | 8.27 | 2015-03-31 |  |  |  |  | 1947 | 2026-03-23 02:00 | 8.44 | 17.91 | 2 | FALSE | 0 | 0 | 0 | 0 | 0
Spain | ESP | 2015-03-23 02:00 | 2015-03-23 03:00 | 42.06 | 2015 | 8.27 | 2015-03-31 |  |  |  |  | 1948 | 2026-03-23 03:00 | 9.58 | 17.91 | 3 | FALSE | 0 | 0 | 0 | 0 | 0
Spain | ESP | 2015-03-23 03:00 | 2015-03-23 04:00 | 42 | 2015 | 8.27 | 2015-03-31 |  |  |  |  | 1949 | 2026-03-23 04:00 | 11.14 | 17.91 | 4 | FALSE | 0 | 0 | 0 | 0 | 0
Spain | ESP | 2015-03-23 04:00 | 2015-03-23 05:00 | 45.83 | 2015 | 8.27 | 2015-03-31 |  |  |  |  | 1950 | 2026-03-23 05:00 | 14.16 | 17.91 | 5 | FALSE | 0 | 0 | 0 | 0 | 0
Spain | ESP | 2015-03-23 05:00 | 2015-03-23 06:00 | 52 | 2015 | 8.27 | 2015-03-31 |  |  |  |  | 1951 | 2026-03-23 06:00 | 40.16 | 17.91 | 6 | FALSE | 0 | 0 | 0 | 0 | 0
Spain | ESP | 2015-03-23 06:00 | 2015-03-23 07:00 | 57.85 | 2015 | 8.27 | 2015-03-31 |  |  |  |  | 1952 | 2026-03-23 07:00 | 68.05 | 17.91 | 7 | FALSE | 0 | 0 | 0 | 0 | 0
Spain | ESP | 2015-03-23 07:00 | 2015-03-23 08:00 | 59.79 | 2015 | 8.27 | 2015-03-31 |  |  |  |  | 1953 | 2026-03-23 08:00 | 44.1 | 17.91 | 8 | FALSE | 0 | 0 | 0 | 0 | 0
Spain | ESP | 2015-03-23 08:00 | 2015-03-23 09:00 | 61.69 | 2015 | 8.27 | 2015-03-31 |  |  |  |  | 1954 | 2026-03-23 09:00 | 1.97 | 17.91 | 9 | FALSE | 0 | 0 | 0 | 0 | 0
Spain | ESP | 2015-03-23 09:00 | 2015-03-23 10:00 | 65.19 | 2015 | 8.27 | 2015-03-31 |  |  |  |  | 1955 | 2026-03-23 10:00 | 0 | 17.91 | 10 | FALSE | 0 | 0 | 0 | 0 | 0
Spain | ESP | 2015-03-23 10:00 | 2015-03-23 11:00 | 62 | 2015 | 8.27 | 2015-03-31 |  |  |  |  | 1956 | 2026-03-23 11:00 | -0.02 | 17.91 | 11 | FALSE | 0 | 0 | 0 | 0 | 0
Spain | ESP | 2015-03-23 11:00 | 2015-03-23 12:00 | 60.12 | 2015 | 8.27 | 2015-03-31 |  |  |  |  | 1957 | 2026-03-23 12:00 | -0.02 | 17.91 | 12 | FALSE | 0 | 0 | 0 | 0 | 0
Spain | ESP | 2015-03-23 12:00 | 2015-03-23 13:00 | 58.69 | 2015 | 8.27 | 2015-03-31 |  |  |  |  | 1958 | 2026-03-23 13:00 | -0.01 | 17.91 | 13 | FALSE | 0 | 0 | 0 | 0 | 0
Spain | ESP | 2015-03-23 13:00 | 2015-03-23 14:00 | 55.49 | 2015 | 8.27 | 2015-03-31 |  |  |  |  | 1959 | 2026-03-23 14:00 | 0 | 17.91 | 14 | FALSE | 0 | 0 | 0 | 0 | 0
Spain | ESP | 2015-03-23 14:00 | 2015-03-23 15:00 | 54.76 | 2015 | 8.27 | 2015-03-31 |  |  |  |  | 1960 | 2026-03-23 15:00 | 0 | 17.91 | 15 | FALSE | 0 | 0 | 0 | 0 | 0
Spain | ESP | 2015-03-23 15:00 | 2015-03-23 16:00 | 52.54 | 2015 | 8.27 | 2015-03-31 |  |  |  |  | 1961 | 2026-03-23 16:00 | 0.55 | 17.91 | 16 | FALSE | 0 | 0 | 0 | 0 | 0
Spain | ESP | 2015-03-23 16:00 | 2015-03-23 17:00 | 51.48 | 2015 | 8.27 | 2015-03-31 |  |  |  |  | 1962 | 2026-03-23 17:00 | 10.39 | 17.91 | 17 | FALSE | 0 | 0 | 0 | 0 | 0
Spain | ESP | 2015-03-23 17:00 | 2015-03-23 18:00 | 52.41 | 2015 | 8.27 | 2015-03-31 |  |  |  |  | 1963 | 2026-03-23 18:00 | 38.5 | 17.91 | 18 | FALSE | 0 | 0 | 0 | 0 | 0
Spain | ESP | 2015-03-23 18:00 | 2015-03-23 19:00 | 55.49 | 2015 | 8.27 | 2015-03-31 |  |  |  |  | 1964 | 2026-03-23 19:00 | 107.59 | 17.91 | 19 | FALSE | 0 | 0 | 0 | 0 | 0
Spain | ESP | 2015-03-23 19:00 | 2015-03-23 20:00 | 58.59 | 2015 | 8.27 | 2015-03-31 |  |  |  |  | 1965 | 2026-03-23 20:00 | 146.4 | 17.91 | 20 | FALSE | 0 | 0 | 0 | 0 | 0
Spain | ESP | 2015-03-23 20:00 | 2015-03-23 21:00 | 53.41 | 2015 | 8.27 | 2015-03-31 |  |  |  |  | 1966 | 2026-03-23 21:00 | 120.94 | 17.91 | 21 | FALSE | 0 | 0 | 0 | 0 | 0
Spain | ESP | 2015-03-23 21:00 | 2015-03-23 22:00 | 50.7 | 2015 | 8.27 | 2015-03-31 |  |  |  |  | 1967 | 2026-03-23 22:00 | 97.75 | 17.91 | 22 | FALSE | 0 | 0 | 0 | 0 | 0
Spain | ESP | 2015-03-23 22:00 | 2015-03-23 23:00 | 45.83 | 2015 | 8.27 | 2015-03-31 |  |  |  |  | 1968 | 2026-03-23 23:00 | 63.96 | 17.91 | 23 | FALSE | 0 | 0 | 0 | 0 | 0
Spain | ESP | 2015-03-23 23:00 | 2015-03-24 | 33 | 2015 | 8.27 | 2015-03-31 |  |  |  |  | 1969 | 2026-03-24 | 67.26 | 17.91 | 24 | TRUE | 151.82 | 20 | -0.04 | 15186 | 13667.8
Spain | ESP | 2015-03-24 | 2015-03-24 01:00 | 32 | 2015 | 8.27 | 2015-03-31 |  |  |  |  | 1970 | 2026-03-24 01:00 | 58.15 | 17.91 | 1 | FALSE | 0 | 0 | 0 | 0 | 0
Spain | ESP | 2015-03-24 01:00 | 2015-03-24 02:00 | 30 | 2015 | 8.27 | 2015-03-31 |  |  |  |  | 1971 | 2026-03-24 02:00 | 57.62 | 17.91 | 2 | FALSE | 0 | 0 | 0 | 0 | 0
Spain | ESP | 2015-03-24 02:00 | 2015-03-24 03:00 | 28.52 | 2015 | 8.27 | 2015-03-31 |  |  |  |  | 1972 | 2026-03-24 03:00 | 58.4 | 17.91 | 3 | FALSE | 0 | 0 | 0 | 0 | 0
Spain | ESP | 2015-03-24 03:00 | 2015-03-24 04:00 | 29.49 | 2015 | 8.27 | 2015-03-31 |  |  |  |  | 1973 | 2026-03-24 04:00 | 58.14 | 17.91 | 4 | FALSE | 0 | 0 | 0 | 0 | 0
Spain | ESP | 2015-03-24 04:00 | 2015-03-24 05:00 | 31 | 2015 | 8.27 | 2015-03-31 |  |  |  |  | 1974 | 2026-03-24 05:00 | 66.45 | 17.91 | 5 | FALSE | 0 | 0 | 0 | 0 | 0
Spain | ESP | 2015-03-24 05:00 | 2015-03-24 06:00 | 39.5 | 2015 | 8.27 | 2015-03-31 |  |  |  |  | 1975 | 2026-03-24 06:00 | 91.42 | 17.91 | 6 | FALSE | 0 | 0 | 0 | 0 | 0
Spain | ESP | 2015-03-24 06:00 | 2015-03-24 07:00 | 45.35 | 2015 | 8.27 | 2015-03-31 |  |  |  |  | 1976 | 2026-03-24 07:00 | 110.16 | 17.91 | 7 | FALSE | 0 | 0 | 0 | 0 | 0
Spain | ESP | 2015-03-24 07:00 | 2015-03-24 08:00 | 51.69 | 2015 | 8.27 | 2015-03-31 |  |  |  |  | 1977 | 2026-03-24 08:00 | 54.13 | 17.91 | 8 | FALSE | 0 | 0 | 0 | 0 | 0
Spain | ESP | 2015-03-24 08:00 | 2015-03-24 09:00 | 53.69 | 2015 | 8.27 | 2015-03-31 |  |  |  |  | 1978 | 2026-03-24 09:00 | 8.5 | 17.91 | 9 | FALSE | 0 | 0 | 0 | 0 | 0
Spain | ESP | 2015-03-24 09:00 | 2015-03-24 10:00 | 54.82 | 2015 | 8.27 | 2015-03-31 |  |  |  |  | 1979 | 2026-03-24 10:00 | 0.21 | 17.91 | 10 | FALSE | 0 | 0 | 0 | 0 | 0
Spain | ESP | 2015-03-24 10:00 | 2015-03-24 11:00 | 53.49 | 2015 | 8.27 | 2015-03-31 |  |  |  |  | 1980 | 2026-03-24 11:00 | -0.01 | 17.91 | 11 | FALSE | 0 | 0 | 0 | 0 | 0
Spain | ESP | 2015-03-24 11:00 | 2015-03-24 12:00 | 53.28 | 2015 | 8.27 | 2015-03-31 |  |  |  |  | 1981 | 2026-03-24 12:00 | -0.04 | 17.91 | 12 | FALSE | 0 | 0 | 0 | 0 | 0
Spain | ESP | 2015-03-24 12:00 | 2015-03-24 13:00 | 52.89 | 2015 | 8.27 | 2015-03-31 |  |  |  |  | 1982 | 2026-03-24 13:00 | -0.01 | 17.91 | 13 | FALSE | 0 | 0 | 0 | 0 | 0
Spain | ESP | 2015-03-24 13:00 | 2015-03-24 14:00 | 50.48 | 2015 | 8.27 | 2015-03-31 |  |  |  |  | 1983 | 2026-03-24 14:00 | -0.01 | 17.91 | 14 | FALSE | 0 | 0 | 0 | 0 | 0
Spain | ESP | 2015-03-24 14:00 | 2015-03-24 15:00 | 50 | 2015 | 8.27 | 2015-03-31 |  |  |  |  | 1984 | 2026-03-24 15:00 | 0 | 17.91 | 15 | FALSE | 0 | 0 | 0 | 0 | 0
Spain | ESP | 2015-03-24 15:00 | 2015-03-24 16:00 | 49.61 | 2015 | 8.27 | 2015-03-31 |  |  |  |  | 1985 | 2026-03-24 16:00 | 0.51 | 17.91 | 16 | FALSE | 0 | 0 | 0 | 0 | 0
Spain | ESP | 2015-03-24 16:00 | 2015-03-24 17:00 | 50.44 | 2015 | 8.27 | 2015-03-31 |  |  |  |  | 1986 | 2026-03-24 17:00 | 19.76 | 17.91 | 17 | FALSE | 0 | 0 | 0 | 0 | 0
Spain | ESP | 2015-03-24 17:00 | 2015-03-24 18:00 | 48.69 | 2015 | 8.27 | 2015-03-31 |  |  |  |  | 1987 | 2026-03-24 18:00 | 66.77 | 17.91 | 18 | FALSE | 0 | 0 | 0 | 0 | 0
Spain | ESP | 2015-03-24 18:00 | 2015-03-24 19:00 | 53 | 2015 | 8.27 | 2015-03-31 |  |  |  |  | 1988 | 2026-03-24 19:00 | 127.72 | 17.91 | 19 | FALSE | 0 | 0 | 0 | 0 | 0
Spain | ESP | 2015-03-24 19:00 | 2015-03-24 20:00 | 56.77 | 2015 | 8.27 | 2015-03-31 |  |  |  |  | 1989 | 2026-03-24 20:00 | 151.82 | 17.91 | 20 | FALSE | 0 | 0 | 0 | 0 | 0
Spain | ESP | 2015-03-24 20:00 | 2015-03-24 21:00 | 54.82 | 2015 | 8.27 | 2015-03-31 |  |  |  |  | 1990 | 2026-03-24 21:00 | 138.74 | 17.91 | 21 | FALSE | 0 | 0 | 0 | 0 | 0
Spain | ESP | 2015-03-24 21:00 | 2015-03-24 22:00 | 52.69 | 2015 | 8.27 | 2015-03-31 |  |  |  |  | 1991 | 2026-03-24 22:00 | 103.5 | 17.91 | 22 | FALSE | 0 | 0 | 0 | 0 | 0
Spain | ESP | 2015-03-24 22:00 | 2015-03-24 23:00 | 46.57 | 2015 | 8.27 | 2015-03-31 |  |  |  |  | 1992 | 2026-03-24 23:00 | 64.88 | 17.91 | 23 | FALSE | 0 | 0 | 0 | 0 | 0
Spain | ESP | 2015-03-24 23:00 | 2015-03-25 | 39.5 | 2015 | 8.27 | 2015-03-31 |  |  |  |  | 1993 | 2026-03-25 | 41.26 | 17.91 | 24 | TRUE | 41.26 | 24 | -0.87 | 4213 | 3800.4
Spain | ESP | 2015-03-25 | 2015-03-25 01:00 | 35.2 | 2015 | 8.27 | 2015-03-31 |  |  |  |  | 1994 | 2026-03-25 01:00 | 35.02 | 17.91 | 1 | FALSE | 0 | 0 | 0 | 0 | 0
Spain | ESP | 2015-03-25 01:00 | 2015-03-25 02:00 | 32 | 2015 | 8.27 | 2015-03-31 |  |  |  |  | 1995 | 2026-03-25 02:00 | 39.84 | 17.91 | 2 | FALSE | 0 | 0 | 0 | 0 | 0
Spain | ESP | 2015-03-25 02:00 | 2015-03-25 03:00 | 31.4 | 2015 | 8.27 | 2015-03-31 |  |  |  |  | 1996 | 2026-03-25 03:00 | 35.02 | 17.91 | 3 | FALSE | 0 | 0 | 0 | 0 | 0
Spain | ESP | 2015-03-25 03:00 | 2015-03-25 04:00 | 30 | 2015 | 8.27 | 2015-03-31 |  |  |  |  | 1997 | 2026-03-25 04:00 | 35.01 | 17.91 | 4 | FALSE | 0 | 0 | 0 | 0 | 0
Spain | ESP | 2015-03-25 04:00 | 2015-03-25 05:00 | 30.71 | 2015 | 8.27 | 2015-03-31 |  |  |  |  | 1998 | 2026-03-25 05:00 | 34.4 | 17.91 | 5 | FALSE | 0 | 0 | 0 | 0 | 0
Spain | ESP | 2015-03-25 05:00 | 2015-03-25 06:00 | 39.5 | 2015 | 8.27 | 2015-03-31 |  |  |  |  | 1999 | 2026-03-25 06:00 | 32.16 | 17.91 | 6 | FALSE | 0 | 0 | 0 | 0 | 0
Spain | ESP | 2015-03-25 06:00 | 2015-03-25 07:00 | 45.35 | 2015 | 8.27 | 2015-03-31 |  |  |  |  | 2000 | 2026-03-25 07:00 | 32.67 | 17.91 | 7 | FALSE | 0 | 0 | 0 | 0 | 0
Spain | ESP | 2015-03-25 07:00 | 2015-03-25 08:00 | 48.6 | 2015 | 8.27 | 2015-03-31 |  |  |  |  | 2001 | 2026-03-25 08:00 | 15.88 | 17.91 | 8 | FALSE | 0 | 0 | 0 | 0 | 0
Spain | ESP | 2015-03-25 08:00 | 2015-03-25 09:00 | 48.11 | 2015 | 8.27 | 2015-03-31 |  |  |  |  | 2002 | 2026-03-25 09:00 | 0.73 | 17.91 | 9 | FALSE | 0 | 0 | 0 | 0 | 0
Spain | ESP | 2015-03-25 09:00 | 2015-03-25 10:00 | 48.07 | 2015 | 8.27 | 2015-03-31 |  |  |  |  | 2003 | 2026-03-25 10:00 | -0.22 | 17.91 | 10 | FALSE | 0 | 0 | 0 | 0 | 0
Spain | ESP | 2015-03-25 10:00 | 2015-03-25 11:00 | 44.65 | 2015 | 8.27 | 2015-03-31 |  |  |  |  | 2004 | 2026-03-25 11:00 | -0.76 | 17.91 | 11 | FALSE | 0 | 0 | 0 | 0 | 0
Spain | ESP | 2015-03-25 11:00 | 2015-03-25 12:00 | 42.69 | 2015 | 8.27 | 2015-03-31 |  |  |  |  | 2005 | 2026-03-25 12:00 | -0.83 | 17.91 | 12 | FALSE | 0 | 0 | 0 | 0 | 0
Spain | ESP | 2015-03-25 12:00 | 2015-03-25 13:00 | 40.85 | 2015 | 8.27 | 2015-03-31 |  |  |  |  | 2006 | 2026-03-25 13:00 | -0.87 | 17.91 | 13 | FALSE | 0 | 0 | 0 | 0 | 0
Spain | ESP | 2015-03-25 13:00 | 2015-03-25 14:00 | 38.4 | 2015 | 8.27 | 2015-03-31 |  |  |  |  | 2007 | 2026-03-25 14:00 | -0.87 | 17.91 | 14 | FALSE | 0 | 0 | 0 | 0 | 0
Spain | ESP | 2015-03-25 14:00 | 2015-03-25 15:00 | 34.8 | 2015 | 8.27 | 2015-03-31 |  |  |  |  | 2008 | 2026-03-25 15:00 | -0.83 | 17.91 | 15 | FALSE | 0 | 0 | 0 | 0 | 0
Spain | ESP | 2015-03-25 15:00 | 2015-03-25 16:00 | 35.2 | 2015 | 8.27 | 2015-03-31 |  |  |  |  | 2009 | 2026-03-25 16:00 | -0.5 | 17.91 | 16 | FALSE | 0 | 0 | 0 | 0 | 0
Spain | ESP | 2015-03-25 16:00 | 2015-03-25 17:00 | 41.26 | 2015 | 8.27 | 2015-03-31 |  |  |  |  | 2010 | 2026-03-25 17:00 | 0.75 | 17.91 | 17 | FALSE | 0 | 0 | 0 | 0 | 0
Spain | ESP | 2015-03-25 17:00 | 2015-03-25 18:00 | 46.69 | 2015 | 8.27 | 2015-03-31 |  |  |  |  | 2011 | 2026-03-25 18:00 | 9.43 | 17.91 | 18 | FALSE | 0 | 0 | 0 | 0 | 0
Spain | ESP | 2015-03-25 18:00 | 2015-03-25 19:00 | 50.61 | 2015 | 8.27 | 2015-03-31 |  |  |  |  | 2012 | 2026-03-25 19:00 | 30.58 | 17.91 | 19 | FALSE | 0 | 0 | 0 | 0 | 0
Spain | ESP | 2015-03-25 19:00 | 2015-03-25 20:00 | 58.11 | 2015 | 8.27 | 2015-03-31 |  |  |  |  | 2013 | 2026-03-25 20:00 | 35.14 | 17.91 | 20 | FALSE | 0 | 0 | 0 | 0 | 0
Spain | ESP | 2015-03-25 20:00 | 2015-03-25 21:00 | 56.56 | 2015 | 8.27 | 2015-03-31 |  |  |  |  | 2014 | 2026-03-25 21:00 | 35.01 | 17.91 | 21 | FALSE | 0 | 0 | 0 | 0 | 0
Spain | ESP | 2015-03-25 21:00 | 2015-03-25 22:00 | 52.41 | 2015 | 8.27 | 2015-03-31 |  |  |  |  | 2015 | 2026-03-25 22:00 | 29.22 | 17.91 | 22 | FALSE | 0 | 0 | 0 | 0 | 0
Spain | ESP | 2015-03-25 22:00 | 2015-03-25 23:00 | 50.48 | 2015 | 8.27 | 2015-03-31 |  |  |  |  | 2016 | 2026-03-25 23:00 | 20.04 | 17.91 | 23 | FALSE | 0 | 0 | 0 | 0 | 0
Spain | ESP | 2015-03-25 23:00 | 2015-03-26 | 41.45 | 2015 | 8.27 | 2015-03-31 |  |  |  |  | 2017 | 2026-03-26 | 5.3 | 17.91 | 24 | TRUE | 35 | 20 | -2.86 | 3786 | 3436
Spain | ESP | 2015-03-26 | 2015-03-26 01:00 | 38.4 | 2015 | 8.27 | 2015-03-31 |  |  |  |  | 2018 | 2026-03-26 01:00 | 3.58 | 17.91 | 1 | FALSE | 0 | 0 | 0 | 0 | 0
Spain | ESP | 2015-03-26 01:00 | 2015-03-26 02:00 | 34 | 2015 | 8.27 | 2015-03-31 |  |  |  |  | 2019 | 2026-03-26 02:00 | 3.51 | 17.91 | 2 | FALSE | 0 | 0 | 0 | 0 | 0
Spain | ESP | 2015-03-26 02:00 | 2015-03-26 03:00 | 32 | 2015 | 8.27 | 2015-03-31 |  |  |  |  | 2020 | 2026-03-26 03:00 | 3.51 | 17.91 | 3 | FALSE | 0 | 0 | 0 | 0 | 0
Spain | ESP | 2015-03-26 03:00 | 2015-03-26 04:00 | 30.06 | 2015 | 8.27 | 2015-03-31 |  |  |  |  | 2021 | 2026-03-26 04:00 | 3.51 | 17.91 | 4 | FALSE | 0 | 0 | 0 | 0 | 0
Spain | ESP | 2015-03-26 04:00 | 2015-03-26 05:00 | 32.4 | 2015 | 8.27 | 2015-03-31 |  |  |  |  | 2022 | 2026-03-26 05:00 | 3.38 | 17.91 | 5 | FALSE | 0 | 0 | 0 | 0 | 0
Spain | ESP | 2015-03-26 05:00 | 2015-03-26 06:00 | 38.4 | 2015 | 8.27 | 2015-03-31 |  |  |  |  | 2023 | 2026-03-26 06:00 | 3.92 | 17.91 | 6 | FALSE | 0 | 0 | 0 | 0 | 0
Spain | ESP | 2015-03-26 06:00 | 2015-03-26 07:00 | 44.05 | 2015 | 8.27 | 2015-03-31 |  |  |  |  | 2024 | 2026-03-26 07:00 | 3.67 | 17.91 | 7 | FALSE | 0 | 0 | 0 | 0 | 0
Spain | ESP | 2015-03-26 07:00 | 2015-03-26 08:00 | 50.14 | 2015 | 8.27 | 2015-03-31 |  |  |  |  | 2025 | 2026-03-26 08:00 | 0.99 | 17.91 | 8 | FALSE | 0 | 0 | 0 | 0 | 0
Spain | ESP | 2015-03-26 08:00 | 2015-03-26 09:00 | 51.5 | 2015 | 8.27 | 2015-03-31 |  |  |  |  | 2026 | 2026-03-26 09:00 | -0.72 | 17.91 | 9 | FALSE | 0 | 0 | 0 | 0 | 0
Spain | ESP | 2015-03-26 09:00 | 2015-03-26 10:00 | 51.02 | 2015 | 8.27 | 2015-03-31 |  |  |  |  | 2027 | 2026-03-26 10:00 | -1.92 | 17.91 | 10 | FALSE | 0 | 0 | 0 | 0 | 0
Spain | ESP | 2015-03-26 10:00 | 2015-03-26 11:00 | 50.48 | 2015 | 8.27 | 2015-03-31 |  |  |  |  | 2028 | 2026-03-26 11:00 | -2.2 | 17.91 | 11 | FALSE | 0 | 0 | 0 | 0 | 0
Spain | ESP | 2015-03-26 11:00 | 2015-03-26 12:00 | 50.48 | 2015 | 8.27 | 2015-03-31 |  |  |  |  | 2029 | 2026-03-26 12:00 | -2.62 | 17.91 | 12 | FALSE | 0 | 0 | 0 | 0 | 0
Spain | ESP | 2015-03-26 12:00 | 2015-03-26 13:00 | 49.66 | 2015 | 8.27 | 2015-03-31 |  |  |  |  | 2030 | 2026-03-26 13:00 | -2.23 | 17.91 | 13 | FALSE | 0 | 0 | 0 | 0 | 0
Spain | ESP | 2015-03-26 13:00 | 2015-03-26 14:00 | 46.67 | 2015 | 8.27 | 2015-03-31 |  |  |  |  | 2031 | 2026-03-26 14:00 | -2.86 | 17.91 | 14 | FALSE | 0 | 0 | 0 | 0 | 0
Spain | ESP | 2015-03-26 14:00 | 2015-03-26 15:00 | 44.35 | 2015 | 8.27 | 2015-03-31 |  |  |  |  | 2032 | 2026-03-26 15:00 | -2.86 | 17.91 | 15 | FALSE | 0 | 0 | 0 | 0 | 0
Spain | ESP | 2015-03-26 15:00 | 2015-03-26 16:00 | 43.96 | 2015 | 8.27 | 2015-03-31 |  |  |  |  | 2033 | 2026-03-26 16:00 | -2.1 | 17.91 | 16 | FALSE | 0 | 0 | 0 | 0 | 0
Spain | ESP | 2015-03-26 16:00 | 2015-03-26 17:00 | 46.26 | 2015 | 8.27 | 2015-03-31 |  |  |  |  | 2034 | 2026-03-26 17:00 | -0.54 | 17.91 | 17 | FALSE | 0 | 0 | 0 | 0 | 0
Spain | ESP | 2015-03-26 17:00 | 2015-03-26 18:00 | 48.69 | 2015 | 8.27 | 2015-03-31 |  |  |  |  | 2035 | 2026-03-26 18:00 | 1.76 | 17.91 | 18 | FALSE | 0 | 0 | 0 | 0 | 0
Spain | ESP | 2015-03-26 18:00 | 2015-03-26 19:00 | 52.25 | 2015 | 8.27 | 2015-03-31 |  |  |  |  | 2036 | 2026-03-26 19:00 | 18.95 | 17.91 | 19 | FALSE | 0 | 0 | 0 | 0 | 0
Spain | ESP | 2015-03-26 19:00 | 2015-03-26 20:00 | 56.19 | 2015 | 8.27 | 2015-03-31 |  |  |  |  | 2037 | 2026-03-26 20:00 | 35 | 17.91 | 20 | FALSE | 0 | 0 | 0 | 0 | 0
Spain | ESP | 2015-03-26 20:00 | 2015-03-26 21:00 | 53.01 | 2015 | 8.27 | 2015-03-31 |  |  |  |  | 2038 | 2026-03-26 21:00 | 29.39 | 17.91 | 21 | FALSE | 0 | 0 | 0 | 0 | 0
Spain | ESP | 2015-03-26 21:00 | 2015-03-26 22:00 | 50.48 | 2015 | 8.27 | 2015-03-31 |  |  |  |  | 2039 | 2026-03-26 22:00 | 15.16 | 17.91 | 22 | FALSE | 0 | 0 | 0 | 0 | 0
Spain | ESP | 2015-03-26 22:00 | 2015-03-26 23:00 | 46.09 | 2015 | 8.27 | 2015-03-31 |  |  |  |  | 2040 | 2026-03-26 23:00 | 6.92 | 17.91 | 23 | FALSE | 0 | 0 | 0 | 0 | 0
Spain | ESP | 2015-03-26 23:00 | 2015-03-27 | 39.5 | 2015 | 8.27 | 2015-03-31 |  |  |  |  | 2041 | 2026-03-27 | 5.34 | 17.91 | 24 | TRUE | 62.4 | 20 | -5 | 6740 | 6116
Spain | ESP | 2015-03-27 | 2015-03-27 01:00 | 34.35 | 2015 | 8.27 | 2015-03-31 |  |  |  |  | 2042 | 2026-03-27 01:00 | 3.41 | 17.91 | 1 | FALSE | 0 | 0 | 0 | 0 | 0
Spain | ESP | 2015-03-27 01:00 | 2015-03-27 02:00 | 29.53 | 2015 | 8.27 | 2015-03-31 |  |  |  |  | 2043 | 2026-03-27 02:00 | 2.82 | 17.91 | 2 | FALSE | 0 | 0 | 0 | 0 | 0
Spain | ESP | 2015-03-27 02:00 | 2015-03-27 03:00 | 28.01 | 2015 | 8.27 | 2015-03-31 |  |  |  |  | 2044 | 2026-03-27 03:00 | 2.67 | 17.91 | 3 | FALSE | 0 | 0 | 0 | 0 | 0
Spain | ESP | 2015-03-27 03:00 | 2015-03-27 04:00 | 28.05 | 2015 | 8.27 | 2015-03-31 |  |  |  |  | 2045 | 2026-03-27 04:00 | 2.46 | 17.91 | 4 | FALSE | 0 | 0 | 0 | 0 | 0
Spain | ESP | 2015-03-27 04:00 | 2015-03-27 05:00 | 29.85 | 2015 | 8.27 | 2015-03-31 |  |  |  |  | 2046 | 2026-03-27 05:00 | 2.11 | 17.91 | 5 | FALSE | 0 | 0 | 0 | 0 | 0
Spain | ESP | 2015-03-27 05:00 | 2015-03-27 06:00 | 39.5 | 2015 | 8.27 | 2015-03-31 |  |  |  |  | 2047 | 2026-03-27 06:00 | 3.71 | 17.91 | 6 | FALSE | 0 | 0 | 0 | 0 | 0
Spain | ESP | 2015-03-27 06:00 | 2015-03-27 07:00 | 49 | 2015 | 8.27 | 2015-03-31 |  |  |  |  | 2048 | 2026-03-27 07:00 | 6.87 | 17.91 | 7 | FALSE | 0 | 0 | 0 | 0 | 0
Spain | ESP | 2015-03-27 07:00 | 2015-03-27 08:00 | 51.8 | 2015 | 8.27 | 2015-03-31 |  |  |  |  | 2049 | 2026-03-27 08:00 | 1.12 | 17.91 | 8 | FALSE | 0 | 0 | 0 | 0 | 0
Spain | ESP | 2015-03-27 08:00 | 2015-03-27 09:00 | 53 | 2015 | 8.27 | 2015-03-31 |  |  |  |  | 2050 | 2026-03-27 09:00 | -0.9 | 17.91 | 9 | FALSE | 0 | 0 | 0 | 0 | 0
Spain | ESP | 2015-03-27 09:00 | 2015-03-27 10:00 | 52.19 | 2015 | 8.27 | 2015-03-31 |  |  |  |  | 2051 | 2026-03-27 10:00 | -2.46 | 17.91 | 10 | FALSE | 0 | 0 | 0 | 0 | 0
Spain | ESP | 2015-03-27 10:00 | 2015-03-27 11:00 | 51.69 | 2015 | 8.27 | 2015-03-31 |  |  |  |  | 2052 | 2026-03-27 11:00 | -4.12 | 17.91 | 11 | FALSE | 0 | 0 | 0 | 0 | 0
Spain | ESP | 2015-03-27 11:00 | 2015-03-27 12:00 | 50.48 | 2015 | 8.27 | 2015-03-31 |  |  |  |  | 2053 | 2026-03-27 12:00 | -5 | 17.91 | 12 | FALSE | 0 | 0 | 0 | 0 | 0
Spain | ESP | 2015-03-27 12:00 | 2015-03-27 13:00 | 49.66 | 2015 | 8.27 | 2015-03-31 |  |  |  |  | 2054 | 2026-03-27 13:00 | -5 | 17.91 | 13 | FALSE | 0 | 0 | 0 | 0 | 0
Spain | ESP | 2015-03-27 13:00 | 2015-03-27 14:00 | 50.48 | 2015 | 8.27 | 2015-03-31 |  |  |  |  | 2055 | 2026-03-27 14:00 | -5 | 17.91 | 14 | FALSE | 0 | 0 | 0 | 0 | 0
Spain | ESP | 2015-03-27 14:00 | 2015-03-27 15:00 | 49 | 2015 | 8.27 | 2015-03-31 |  |  |  |  | 2056 | 2026-03-27 15:00 | -4.75 | 17.91 | 15 | FALSE | 0 | 0 | 0 | 0 | 0
Spain | ESP | 2015-03-27 15:00 | 2015-03-27 16:00 | 49 | 2015 | 8.27 | 2015-03-31 |  |  |  |  | 2057 | 2026-03-27 16:00 | -2.82 | 17.91 | 16 | FALSE | 0 | 0 | 0 | 0 | 0
Spain | ESP | 2015-03-27 16:00 | 2015-03-27 17:00 | 50.14 | 2015 | 8.27 | 2015-03-31 |  |  |  |  | 2058 | 2026-03-27 17:00 | -0.53 | 17.91 | 17 | FALSE | 0 | 0 | 0 | 0 | 0
Spain | ESP | 2015-03-27 17:00 | 2015-03-27 18:00 | 50 | 2015 | 8.27 | 2015-03-31 |  |  |  |  | 2059 | 2026-03-27 18:00 | 4.96 | 17.91 | 18 | FALSE | 0 | 0 | 0 | 0 | 0
Spain | ESP | 2015-03-27 18:00 | 2015-03-27 19:00 | 55 | 2015 | 8.27 | 2015-03-31 |  |  |  |  | 2060 | 2026-03-27 19:00 | 30.1 | 17.91 | 19 | FALSE | 0 | 0 | 0 | 0 | 0
Spain | ESP | 2015-03-27 19:00 | 2015-03-27 20:00 | 57.55 | 2015 | 8.27 | 2015-03-31 |  |  |  |  | 2061 | 2026-03-27 20:00 | 62.4 | 17.91 | 20 | FALSE | 0 | 0 | 0 | 0 | 0
Spain | ESP | 2015-03-27 20:00 | 2015-03-27 21:00 | 53.07 | 2015 | 8.27 | 2015-03-31 |  |  |  |  | 2062 | 2026-03-27 21:00 | 52.43 | 17.91 | 21 | FALSE | 0 | 0 | 0 | 0 | 0
Spain | ESP | 2015-03-27 21:00 | 2015-03-27 22:00 | 50.5 | 2015 | 8.27 | 2015-03-31 |  |  |  |  | 2063 | 2026-03-27 22:00 | 35.01 | 17.91 | 22 | FALSE | 0 | 0 | 0 | 0 | 0
Spain | ESP | 2015-03-27 22:00 | 2015-03-27 23:00 | 48.41 | 2015 | 8.27 | 2015-03-31 |  |  |  |  | 2064 | 2026-03-27 23:00 | 32.25 | 17.91 | 23 | FALSE | 0 | 0 | 0 | 0 | 0
Spain | ESP | 2015-03-27 23:00 | 2015-03-28 | 49.59 | 2015 | 8.27 | 2015-03-31 |  |  |  |  | 2065 | 2026-03-28 | 11.68 | 17.91 | 24 | TRUE | 11.68 | 24 | -5 | 1668 | 1551.2
Spain | ESP | 2015-03-28 | 2015-03-28 01:00 | 43.41 | 2015 | 8.27 | 2015-03-31 |  |  |  |  | 2066 | 2026-03-28 01:00 | 8.61 | 17.91 | 1 | FALSE | 0 | 0 | 0 | 0 | 0
Spain | ESP | 2015-03-28 01:00 | 2015-03-28 02:00 | 39.5 | 2015 | 8.27 | 2015-03-31 |  |  |  |  | 2067 | 2026-03-28 02:00 | 8.42 | 17.91 | 2 | FALSE | 0 | 0 | 0 | 0 | 0
Spain | ESP | 2015-03-28 02:00 | 2015-03-28 03:00 | 36.44 | 2015 | 8.27 | 2015-03-31 |  |  |  |  | 2068 | 2026-03-28 03:00 | 8.23 | 17.91 | 3 | FALSE | 0 | 0 | 0 | 0 | 0
Spain | ESP | 2015-03-28 03:00 | 2015-03-28 04:00 | 35 | 2015 | 8.27 | 2015-03-31 |  |  |  |  | 2069 | 2026-03-28 04:00 | 8.2 | 17.91 | 4 | FALSE | 0 | 0 | 0 | 0 | 0
Spain | ESP | 2015-03-28 04:00 | 2015-03-28 05:00 | 35 | 2015 | 8.27 | 2015-03-31 |  |  |  |  | 2070 | 2026-03-28 05:00 | 8.88 | 17.91 | 5 | FALSE | 0 | 0 | 0 | 0 | 0
Spain | ESP | 2015-03-28 05:00 | 2015-03-28 06:00 | 35.5 | 2015 | 8.27 | 2015-03-31 |  |  |  |  | 2071 | 2026-03-28 06:00 | 8.83 | 17.91 | 6 | FALSE | 0 | 0 | 0 | 0 | 0
Spain | ESP | 2015-03-28 06:00 | 2015-03-28 07:00 | 37.69 | 2015 | 8.27 | 2015-03-31 |  |  |  |  | 2072 | 2026-03-28 07:00 | 3.45 | 17.91 | 7 | FALSE | 0 | 0 | 0 | 0 | 0
Spain | ESP | 2015-03-28 07:00 | 2015-03-28 08:00 | 47.35 | 2015 | 8.27 | 2015-03-31 |  |  |  |  | 2073 | 2026-03-28 08:00 | -0.07 | 17.91 | 8 | FALSE | 0 | 0 | 0 | 0 | 0
Spain | ESP | 2015-03-28 08:00 | 2015-03-28 09:00 | 51.18 | 2015 | 8.27 | 2015-03-31 |  |  |  |  | 2074 | 2026-03-28 09:00 | -1.36 | 17.91 | 9 | FALSE | 0 | 0 | 0 | 0 | 0
Spain | ESP | 2015-03-28 09:00 | 2015-03-28 10:00 | 51.69 | 2015 | 8.27 | 2015-03-31 |  |  |  |  | 2075 | 2026-03-28 10:00 | -2.55 | 17.91 | 10 | FALSE | 0 | 0 | 0 | 0 | 0
Spain | ESP | 2015-03-28 10:00 | 2015-03-28 11:00 | 50.48 | 2015 | 8.27 | 2015-03-31 |  |  |  |  | 2076 | 2026-03-28 11:00 | -3.88 | 17.91 | 11 | FALSE | 0 | 0 | 0 | 0 | 0
Spain | ESP | 2015-03-28 11:00 | 2015-03-28 12:00 | 49.78 | 2015 | 8.27 | 2015-03-31 |  |  |  |  | 2077 | 2026-03-28 12:00 | -4.75 | 17.91 | 12 | FALSE | 0 | 0 | 0 | 0 | 0
Spain | ESP | 2015-03-28 12:00 | 2015-03-28 13:00 | 49 | 2015 | 8.27 | 2015-03-31 |  |  |  |  | 2078 | 2026-03-28 13:00 | -4.06 | 17.91 | 13 | FALSE | 0 | 0 | 0 | 0 | 0
Spain | ESP | 2015-03-28 13:00 | 2015-03-28 14:00 | 46.67 | 2015 | 8.27 | 2015-03-31 |  |  |  |  | 2079 | 2026-03-28 14:00 | -5 | 17.91 | 14 | FALSE | 0 | 0 | 0 | 0 | 0
Spain | ESP | 2015-03-28 14:00 | 2015-03-28 15:00 | 37.69 | 2015 | 8.27 | 2015-03-31 |  |  |  |  | 2080 | 2026-03-28 15:00 | -5 | 17.91 | 15 | FALSE | 0 | 0 | 0 | 0 | 0
Spain | ESP | 2015-03-28 15:00 | 2015-03-28 16:00 | 35.5 | 2015 | 8.27 | 2015-03-31 |  |  |  |  | 2081 | 2026-03-28 16:00 | -4.5 | 17.91 | 16 | FALSE | 0 | 0 | 0 | 0 | 0
Spain | ESP | 2015-03-28 16:00 | 2015-03-28 17:00 | 37.3 | 2015 | 8.27 | 2015-03-31 |  |  |  |  | 2082 | 2026-03-28 17:00 | -1.48 | 17.91 | 17 | FALSE | 0 | 0 | 0 | 0 | 0
Spain | ESP | 2015-03-28 17:00 | 2015-03-28 18:00 | 40 | 2015 | 8.27 | 2015-03-31 |  |  |  |  | 2083 | 2026-03-28 18:00 | 0.56 | 17.91 | 18 | FALSE | 0 | 0 | 0 | 0 | 0
Spain | ESP | 2015-03-28 18:00 | 2015-03-28 19:00 | 50.14 | 2015 | 8.27 | 2015-03-31 |  |  |  |  | 2084 | 2026-03-28 19:00 | 7.02 | 17.91 | 19 | FALSE | 0 | 0 | 0 | 0 | 0
Spain | ESP | 2015-03-28 19:00 | 2015-03-28 20:00 | 53 | 2015 | 8.27 | 2015-03-31 |  |  |  |  | 2085 | 2026-03-28 20:00 | 11.48 | 17.91 | 20 | FALSE | 0 | 0 | 0 | 0 | 0
Spain | ESP | 2015-03-28 20:00 | 2015-03-28 21:00 | 52.02 | 2015 | 8.27 | 2015-03-31 |  |  |  |  | 2086 | 2026-03-28 21:00 | 11.1 | 17.91 | 21 | FALSE | 0 | 0 | 0 | 0 | 0
Spain | ESP | 2015-03-28 21:00 | 2015-03-28 22:00 | 48.28 | 2015 | 8.27 | 2015-03-31 |  |  |  |  | 2087 | 2026-03-28 22:00 | 6.42 | 17.91 | 22 | FALSE | 0 | 0 | 0 | 0 | 0
Spain | ESP | 2015-03-28 22:00 | 2015-03-28 23:00 | 45.35 | 2015 | 8.27 | 2015-03-31 |  |  |  |  | 2088 | 2026-03-28 23:00 | 2.45 | 17.91 | 23 | FALSE | 0 | 0 | 0 | 0 | 0
Spain | ESP | 2015-03-28 23:00 | 2015-03-29 | 34.5 | 2015 | 8.27 | 2015-03-31 |  |  |  |  | 2089 | 2026-03-29 | 4.68 | 17.91 | 24 | TRUE | 12.52 | 20 | -9.82 | 2234 | 2108.8
Spain | ESP | 2015-03-29 | 2015-03-29 01:00 | 32.68 | 2015 | 8.27 | 2015-03-31 |  |  |  |  | 2090 | 2026-03-29 01:00 | 1.91 | 17.91 | 1 | FALSE | 0 | 0 | 0 | 0 | 0
Spain | ESP | 2015-03-29 01:00 | 2015-03-29 03:00 | 28.75 | 2015 | 8.27 | 2015-03-31 |  |  |  |  | 2091 | 2026-03-29 02:00 | 1.25 | 17.91 | 2 | FALSE | 0 | 0 | 0 | 0 | 0
Spain | ESP | 2015-03-29 02:00 | 2015-03-29 04:00 | 29.48 | 2015 | 8.27 | 2015-03-31 |  |  |  |  | 2092 | 2026-03-29 03:00 | 1.94 | 17.91 | 3 | FALSE | 0 | 0 | 0 | 0 | 0
Spain | ESP | 2015-03-29 03:00 | 2015-03-29 05:00 | 28.75 | 2015 | 8.27 | 2015-03-31 |  |  |  |  | 2093 | 2026-03-29 04:00 | 2 | 17.91 | 4 | FALSE | 0 | 0 | 0 | 0 | 0
Spain | ESP | 2015-03-29 04:00 | 2015-03-29 06:00 | 30.45 | 2015 | 8.27 | 2015-03-31 |  |  |  |  | 2094 | 2026-03-29 05:00 | 3.08 | 17.91 | 5 | FALSE | 0 | 0 | 0 | 0 | 0
Spain | ESP | 2015-03-29 05:00 | 2015-03-29 07:00 | 29.48 | 2015 | 8.27 | 2015-03-31 |  |  |  |  | 2095 | 2026-03-29 06:00 | 5.31 | 17.91 | 6 | FALSE | 0 | 0 | 0 | 0 | 0
Spain | ESP | 2015-03-29 06:00 | 2015-03-29 08:00 | 28.5 | 2015 | 8.27 | 2015-03-31 |  |  |  |  | 2096 | 2026-03-29 07:00 | 0.3 | 17.91 | 7 | FALSE | 0 | 0 | 0 | 0 | 0
Spain | ESP | 2015-03-29 07:00 | 2015-03-29 09:00 | 34 | 2015 | 8.27 | 2015-03-31 |  |  |  |  | 2097 | 2026-03-29 08:00 | -1.23 | 17.91 | 8 | FALSE | 0 | 0 | 0 | 0 | 0
Spain | ESP | 2015-03-29 08:00 | 2015-03-29 10:00 | 34.5 | 2015 | 8.27 | 2015-03-31 |  |  |  |  | 2098 | 2026-03-29 09:00 | -3.28 | 17.91 | 9 | FALSE | 0 | 0 | 0 | 0 | 0
Spain | ESP | 2015-03-29 09:00 | 2015-03-29 11:00 | 33.1 | 2015 | 8.27 | 2015-03-31 |  |  |  |  | 2099 | 2026-03-29 10:00 | -5.15 | 17.91 | 10 | FALSE | 0 | 0 | 0 | 0 | 0
Spain | ESP | 2015-03-29 10:00 | 2015-03-29 12:00 | 32.25 | 2015 | 8.27 | 2015-03-31 |  |  |  |  | 2100 | 2026-03-29 11:00 | -6.5 | 17.91 | 11 | FALSE | 0 | 0 | 0 | 0 | 0
Spain | ESP | 2015-03-29 11:00 | 2015-03-29 13:00 | 28.11 | 2015 | 8.27 | 2015-03-31 |  |  |  |  | 2101 | 2026-03-29 12:00 | -6.25 | 17.91 | 12 | FALSE | 0 | 0 | 0 | 0 | 0
Spain | ESP | 2015-03-29 12:00 | 2015-03-29 14:00 | 26 | 2015 | 8.27 | 2015-03-31 |  |  |  |  | 2102 | 2026-03-29 13:00 | -6.88 | 17.91 | 13 | FALSE | 0 | 0 | 0 | 0 | 0
Spain | ESP | 2015-03-29 13:00 | 2015-03-29 15:00 | 15 | 2015 | 8.27 | 2015-03-31 |  |  |  |  | 2103 | 2026-03-29 14:00 | -9.5 | 17.91 | 14 | FALSE | 0 | 0 | 0 | 0 | 0
Spain | ESP | 2015-03-29 14:00 | 2015-03-29 16:00 | 10.55 | 2015 | 8.27 | 2015-03-31 |  |  |  |  | 2104 | 2026-03-29 15:00 | -9.82 | 17.91 | 15 | FALSE | 0 | 0 | 0 | 0 | 0
Spain | ESP | 2015-03-29 15:00 | 2015-03-29 17:00 | 12.4 | 2015 | 8.27 | 2015-03-31 |  |  |  |  | 2105 | 2026-03-29 16:00 | -5.88 | 17.91 | 16 | FALSE | 0 | 0 | 0 | 0 | 0
Spain | ESP | 2015-03-29 16:00 | 2015-03-29 18:00 | 25 | 2015 | 8.27 | 2015-03-31 |  |  |  |  | 2106 | 2026-03-29 17:00 | -1.5 | 17.91 | 17 | FALSE | 0 | 0 | 0 | 0 | 0
Spain | ESP | 2015-03-29 17:00 | 2015-03-29 19:00 | 32.25 | 2015 | 8.27 | 2015-03-31 |  |  |  |  | 2107 | 2026-03-29 18:00 | 0.62 | 17.91 | 18 | FALSE | 0 | 0 | 0 | 0 | 0
Spain | ESP | 2015-03-29 18:00 | 2015-03-29 20:00 | 46.71 | 2015 | 8.27 | 2015-03-31 |  |  |  |  | 2108 | 2026-03-29 19:00 | 8.48 | 17.91 | 19 | FALSE | 0 | 0 | 0 | 0 | 0
Spain | ESP | 2015-03-29 19:00 | 2015-03-29 21:00 | 51 | 2015 | 8.27 | 2015-03-31 |  |  |  |  | 2109 | 2026-03-29 20:00 | 12.52 | 17.91 | 20 | FALSE | 0 | 0 | 0 | 0 | 0
Spain | ESP | 2015-03-29 20:00 | 2015-03-29 22:00 | 48.27 | 2015 | 8.27 | 2015-03-31 |  |  |  |  | 2110 | 2026-03-29 21:00 | 10.1 | 17.91 | 21 | FALSE | 0 | 0 | 0 | 0 | 0
Spain | ESP | 2015-03-29 21:00 | 2015-03-29 23:00 | 40.53 | 2015 | 8.27 | 2015-03-31 |  |  |  |  | 2111 | 2026-03-29 22:00 | 7.9 | 17.91 | 22 | FALSE | 0 | 0 | 0 | 0 | 0
Spain | ESP | 2015-03-29 22:00 | 2015-03-30 | 31.1 | 2015 | 8.27 | 2015-03-31 |  |  |  |  | 2112 | 2026-03-29 23:00 | 7.82 | 17.91 | 23 | FALSE | 0 | 0 | 0 | 0 | 0
Spain | ESP | 2015-03-29 23:00 | 2015-03-30 01:00 | 27.95 | 2015 | 8.27 | 2015-03-31 |  |  |  |  | 2113 | 2026-03-30 | 5.72 | 17.91 | 24 | TRUE | 64.01 | 20 | -1.88 | 6589 | 5948.9
Spain | ESP | 2015-03-30 | 2015-03-30 02:00 | 25 | 2015 | 8.27 | 2015-03-31 |  |  |  |  | 2114 | 2026-03-30 01:00 | 4.68 | 17.91 | 1 | FALSE | 0 | 0 | 0 | 0 | 0
Spain | ESP | 2015-03-30 01:00 | 2015-03-30 03:00 | 25 | 2015 | 8.27 | 2015-03-31 |  |  |  |  | 2115 | 2026-03-30 02:00 | 2.9 | 17.91 | 2 | FALSE | 0 | 0 | 0 | 0 | 0
Spain | ESP | 2015-03-30 02:00 | 2015-03-30 04:00 | 24.23 | 2015 | 8.27 | 2015-03-31 |  |  |  |  | 2116 | 2026-03-30 03:00 | 2.41 | 17.91 | 3 | FALSE | 0 | 0 | 0 | 0 | 0
Spain | ESP | 2015-03-30 03:00 | 2015-03-30 05:00 | 25.35 | 2015 | 8.27 | 2015-03-31 |  |  |  |  | 2117 | 2026-03-30 04:00 | 4.22 | 17.91 | 4 | FALSE | 0 | 0 | 0 | 0 | 0
Spain | ESP | 2015-03-30 04:00 | 2015-03-30 06:00 | 30.51 | 2015 | 8.27 | 2015-03-31 |  |  |  |  | 2118 | 2026-03-30 05:00 | 11.04 | 17.91 | 5 | FALSE | 0 | 0 | 0 | 0 | 0
Spain | ESP | 2015-03-30 05:00 | 2015-03-30 07:00 | 48.88 | 2015 | 8.27 | 2015-03-31 |  |  |  |  | 2119 | 2026-03-30 06:00 | 32.75 | 17.91 | 6 | FALSE | 0 | 0 | 0 | 0 | 0
Spain | ESP | 2015-03-30 06:00 | 2015-03-30 08:00 | 50.48 | 2015 | 8.27 | 2015-03-31 |  |  |  |  | 2120 | 2026-03-30 07:00 | 21.74 | 17.91 | 7 | FALSE | 0 | 0 | 0 | 0 | 0
Spain | ESP | 2015-03-30 07:00 | 2015-03-30 09:00 | 51.33 | 2015 | 8.27 | 2015-03-31 |  |  |  |  | 2121 | 2026-03-30 08:00 | 2.8 | 17.91 | 8 | FALSE | 0 | 0 | 0 | 0 | 0
Spain | ESP | 2015-03-30 08:00 | 2015-03-30 10:00 | 51.08 | 2015 | 8.27 | 2015-03-31 |  |  |  |  | 2122 | 2026-03-30 09:00 | -0.23 | 17.91 | 9 | FALSE | 0 | 0 | 0 | 0 | 0
Spain | ESP | 2015-03-30 09:00 | 2015-03-30 11:00 | 49.65 | 2015 | 8.27 | 2015-03-31 |  |  |  |  | 2123 | 2026-03-30 10:00 | -0.86 | 17.91 | 10 | FALSE | 0 | 0 | 0 | 0 | 0
Spain | ESP | 2015-03-30 10:00 | 2015-03-30 12:00 | 49.69 | 2015 | 8.27 | 2015-03-31 |  |  |  |  | 2124 | 2026-03-30 11:00 | -1 | 17.91 | 11 | FALSE | 0 | 0 | 0 | 0 | 0
Spain | ESP | 2015-03-30 11:00 | 2015-03-30 13:00 | 49.26 | 2015 | 8.27 | 2015-03-31 |  |  |  |  | 2125 | 2026-03-30 12:00 | -1.28 | 17.91 | 12 | FALSE | 0 | 0 | 0 | 0 | 0
Spain | ESP | 2015-03-30 12:00 | 2015-03-30 14:00 | 46.5 | 2015 | 8.27 | 2015-03-31 |  |  |  |  | 2126 | 2026-03-30 13:00 | -1.5 | 17.91 | 13 | FALSE | 0 | 0 | 0 | 0 | 0
Spain | ESP | 2015-03-30 13:00 | 2015-03-30 15:00 | 39.94 | 2015 | 8.27 | 2015-03-31 |  |  |  |  | 2127 | 2026-03-30 14:00 | -1.88 | 17.91 | 14 | FALSE | 0 | 0 | 0 | 0 | 0
Spain | ESP | 2015-03-30 14:00 | 2015-03-30 16:00 | 36.07 | 2015 | 8.27 | 2015-03-31 |  |  |  |  | 2128 | 2026-03-30 15:00 | -1.25 | 17.91 | 15 | FALSE | 0 | 0 | 0 | 0 | 0
Spain | ESP | 2015-03-30 15:00 | 2015-03-30 17:00 | 34.46 | 2015 | 8.27 | 2015-03-31 |  |  |  |  | 2129 | 2026-03-30 16:00 | -0.77 | 17.91 | 16 | FALSE | 0 | 0 | 0 | 0 | 0
Spain | ESP | 2015-03-30 16:00 | 2015-03-30 18:00 | 42.32 | 2015 | 8.27 | 2015-03-31 |  |  |  |  | 2130 | 2026-03-30 17:00 | 0.07 | 17.91 | 17 | FALSE | 0 | 0 | 0 | 0 | 0
Spain | ESP | 2015-03-30 17:00 | 2015-03-30 19:00 | 50.48 | 2015 | 8.27 | 2015-03-31 |  |  |  |  | 2131 | 2026-03-30 18:00 | 6.36 | 17.91 | 18 | FALSE | 0 | 0 | 0 | 0 | 0
Spain | ESP | 2015-03-30 18:00 | 2015-03-30 20:00 | 57.27 | 2015 | 8.27 | 2015-03-31 |  |  |  |  | 2132 | 2026-03-30 19:00 | 45.14 | 17.91 | 19 | FALSE | 0 | 0 | 0 | 0 | 0
Spain | ESP | 2015-03-30 19:00 | 2015-03-30 21:00 | 55.69 | 2015 | 8.27 | 2015-03-31 |  |  |  |  | 2133 | 2026-03-30 20:00 | 64.01 | 17.91 | 20 | FALSE | 0 | 0 | 0 | 0 | 0
Spain | ESP | 2015-03-30 20:00 | 2015-03-30 22:00 | 50.69 | 2015 | 8.27 | 2015-03-31 |  |  |  |  | 2134 | 2026-03-30 21:00 | 35.38 | 17.91 | 21 | FALSE | 0 | 0 | 0 | 0 | 0
Spain | ESP | 2015-03-30 21:00 | 2015-03-30 23:00 | 48 | 2015 | 8.27 | 2015-03-31 |  |  |  |  | 2135 | 2026-03-30 22:00 | 15.75 | 17.91 | 22 | FALSE | 0 | 0 | 0 | 0 | 0
Spain | ESP | 2015-03-30 22:00 | 2015-03-31 | 39.5 | 2015 | 8.27 | 2015-03-31 |  |  |  |  | 2136 | 2026-03-30 23:00 | 10.69 | 17.91 | 23 | FALSE | 0 | 0 | 0 | 0 | 0
Spain | ESP | 2015-03-30 23:00 | 2015-03-31 01:00 | 29.86 | 2015 | 8.27 | 2015-03-31 |  |  |  |  | 2137 | 2026-03-31 | 8.26 | 17.91 | 24 | TRUE | 47.11 | 20 | -2.99 | 5010 | 4538.9
Spain | ESP | 2015-03-31 | 2015-03-31 02:00 | 28.48 | 2015 | 8.27 | 2015-03-31 |  |  |  |  | 2138 | 2026-03-31 01:00 | 7.15 | 17.91 | 1 | FALSE | 0 | 0 | 0 | 0 | 0
Spain | ESP | 2015-03-31 01:00 | 2015-03-31 03:00 | 29.36 | 2015 | 8.27 | 2015-03-31 |  |  |  |  | 2139 | 2026-03-31 02:00 | 6.06 | 17.91 | 2 | FALSE | 0 | 0 | 0 | 0 | 0
Spain | ESP | 2015-03-31 02:00 | 2015-03-31 04:00 | 29.86 | 2015 | 8.27 | 2015-03-31 |  |  |  |  | 2140 | 2026-03-31 03:00 | 5.41 | 17.91 | 3 | FALSE | 0 | 0 | 0 | 0 | 0
Spain | ESP | 2015-03-31 03:00 | 2015-03-31 05:00 | 35 | 2015 | 8.27 | 2015-03-31 |  |  |  |  | 2141 | 2026-03-31 04:00 | 5.73 | 17.91 | 4 | FALSE | 0 | 0 | 0 | 0 | 0
Spain | ESP | 2015-03-31 04:00 | 2015-03-31 06:00 | 42.69 | 2015 | 8.27 | 2015-03-31 |  |  |  |  | 2142 | 2026-03-31 05:00 | 7.32 | 17.91 | 5 | FALSE | 0 | 0 | 0 | 0 | 0
Spain | ESP | 2015-03-31 05:00 | 2015-03-31 07:00 | 45.35 | 2015 | 8.27 | 2015-03-31 |  |  |  |  | 2143 | 2026-03-31 06:00 | 17.78 | 17.91 | 6 | FALSE | 0 | 0 | 0 | 0 | 0
Spain | ESP | 2015-03-31 06:00 | 2015-03-31 08:00 | 53.49 | 2015 | 8.27 | 2015-03-31 |  |  |  |  | 2144 | 2026-03-31 07:00 | 8.46 | 17.91 | 7 | FALSE | 0 | 0 | 0 | 0 | 0
Spain | ESP | 2015-03-31 07:00 | 2015-03-31 09:00 | 55.18 | 2015 | 8.27 | 2015-03-31 |  |  |  |  | 2145 | 2026-03-31 08:00 | 1.02 | 17.91 | 8 | FALSE | 0 | 0 | 0 | 0 | 0
Spain | ESP | 2015-03-31 08:00 | 2015-03-31 10:00 | 53.98 | 2015 | 8.27 | 2015-03-31 |  |  |  |  | 2146 | 2026-03-31 09:00 | -0.68 | 17.91 | 9 | FALSE | 0 | 0 | 0 | 0 | 0
Spain | ESP | 2015-03-31 09:00 | 2015-03-31 11:00 | 52 | 2015 | 8.27 | 2015-03-31 |  |  |  |  | 2147 | 2026-03-31 10:00 | -1.75 | 17.91 | 10 | FALSE | 0 | 0 | 0 | 0 | 0
Spain | ESP | 2015-03-31 10:00 | 2015-03-31 12:00 | 49.69 | 2015 | 8.27 | 2015-03-31 |  |  |  |  | 2148 | 2026-03-31 11:00 | -2.1 | 17.91 | 11 | FALSE | 0 | 0 | 0 | 0 | 0
Spain | ESP | 2015-03-31 11:00 | 2015-03-31 13:00 | 45.35 | 2015 | 8.27 | 2015-03-31 |  |  |  |  | 2149 | 2026-03-31 12:00 | -2.1 | 17.91 | 12 | FALSE | 0 | 0 | 0 | 0 | 0
Spain | ESP | 2015-03-31 12:00 | 2015-03-31 14:00 | 45 | 2015 | 8.27 | 2015-03-31 |  |  |  |  | 2150 | 2026-03-31 13:00 | -2.1 | 17.91 | 13 | FALSE | 0 | 0 | 0 | 0 | 0
Spain | ESP | 2015-03-31 13:00 | 2015-03-31 15:00 | 41.5 | 2015 | 8.27 | 2015-03-31 |  |  |  |  | 2151 | 2026-03-31 14:00 | -2.99 | 17.91 | 14 | FALSE | 0 | 0 | 0 | 0 | 0
Spain | ESP | 2015-03-31 14:00 | 2015-03-31 16:00 | 39.5 | 2015 | 8.27 | 2015-03-31 |  |  |  |  | 2152 | 2026-03-31 15:00 | -2.5 | 17.91 | 15 | FALSE | 0 | 0 | 0 | 0 | 0
Spain | ESP | 2015-03-31 15:00 | 2015-03-31 17:00 | 41.5 | 2015 | 8.27 | 2015-03-31 |  |  |  |  | 2153 | 2026-03-31 16:00 | -1.92 | 17.91 | 16 | FALSE | 0 | 0 | 0 | 0 | 0
Spain | ESP | 2015-03-31 16:00 | 2015-03-31 18:00 | 43.8 | 2015 | 8.27 | 2015-03-31 |  |  |  |  | 2154 | 2026-03-31 17:00 | -0.4 | 17.91 | 17 | FALSE | 0 | 0 | 0 | 0 | 0
Spain | ESP | 2015-03-31 17:00 | 2015-03-31 19:00 | 49.69 | 2015 | 8.27 | 2015-03-31 |  |  |  |  | 2155 | 2026-03-31 18:00 | 4.33 | 17.91 | 18 | FALSE | 0 | 0 | 0 | 0 | 0
Spain | ESP | 2015-03-31 18:00 | 2015-03-31 20:00 | 53.69 | 2015 | 8.27 | 2015-03-31 |  |  |  |  | 2156 | 2026-03-31 19:00 | 28.63 | 17.91 | 19 | FALSE | 0 | 0 | 0 | 0 | 0
Spain | ESP | 2015-03-31 19:00 | 2015-03-31 21:00 | 50.89 | 2015 | 8.27 | 2015-03-31 |  |  |  |  | 2157 | 2026-03-31 20:00 | 47.11 | 17.91 | 20 | FALSE | 0 | 0 | 0 | 0 | 0
Spain | ESP | 2015-03-31 20:00 | 2015-03-31 22:00 | 47.02 | 2015 | 8.27 | 2015-03-31 |  |  |  |  | 2158 | 2026-03-31 21:00 | 29.75 | 17.91 | 21 | FALSE | 0 | 0 | 0 | 0 | 0
Spain | ESP | 2015-03-31 21:00 | 2015-03-31 23:00 | 41.5 | 2015 | 8.27 | 2015-03-31 |  |  |  |  | 2159 | 2026-03-31 22:00 | 10.17 | 17.91 | 22 | FALSE | 0 | 0 | 0 | 0 | 0
Spain | ESP | 2015-03-31 22:00 | 2015-04-01 | 24.65 | 2015 | 8.27 | 2015-03-31 |  |  |  |  | 2160 | 2026-03-31 23:00 | 7.33 | 17.91 | 23 | FALSE | 0 | 0 | 0 | 0 | 0
Spain | ESP | 2015-03-31 23:00 | 2015-04-01 01:00 | 20.2 | 2015 | 8.27 | 2015-03-31 |  |  |  |  | 2161 | 2026-04-01 | 5.2 | 17.91 | 24 | TRUE | 35.02 | 20 | -4 | 3902 | 3551.8
Spain | ESP | 2015-04-01 | 2015-04-01 02:00 | 19.16 | 2015 | 6.77 | 2015-04-30 |  |  |  |  | 2162 | 2026-04-01 01:00 | 5.31 | 15.41 | 1 | FALSE | 0 | 0 | 0 | 0 | 0
Spain | ESP | 2015-04-01 01:00 | 2015-04-01 03:00 | 21.9 | 2015 | 6.77 | 2015-04-30 |  |  |  |  | 2163 | 2026-04-01 02:00 | 5.41 | 15.41 | 2 | FALSE | 0 | 0 | 0 | 0 | 0
Spain | ESP | 2015-04-01 02:00 | 2015-04-01 04:00 | 14.9 | 2015 | 6.77 | 2015-04-30 |  |  |  |  | 2164 | 2026-04-01 03:00 | 4.94 | 15.41 | 3 | FALSE | 0 | 0 | 0 | 0 | 0
Spain | ESP | 2015-04-01 03:00 | 2015-04-01 05:00 | 24.65 | 2015 | 6.77 | 2015-04-30 |  |  |  |  | 2165 | 2026-04-01 04:00 | 5.46 | 15.41 | 4 | FALSE | 0 | 0 | 0 | 0 | 0
Spain | ESP | 2015-04-01 04:00 | 2015-04-01 06:00 | 28.01 | 2015 | 6.77 | 2015-04-30 |  |  |  |  | 2166 | 2026-04-01 05:00 | 7.06 | 15.41 | 5 | FALSE | 0 | 0 | 0 | 0 | 0
Spain | ESP | 2015-04-01 05:00 | 2015-04-01 07:00 | 27.51 | 2015 | 6.77 | 2015-04-30 |  |  |  |  | 2167 | 2026-04-01 06:00 | 13.06 | 15.41 | 6 | FALSE | 0 | 0 | 0 | 0 | 0
Spain | ESP | 2015-04-01 06:00 | 2015-04-01 08:00 | 33.96 | 2015 | 6.77 | 2015-04-30 |  |  |  |  | 2168 | 2026-04-01 07:00 | 6.81 | 15.41 | 7 | FALSE | 0 | 0 | 0 | 0 | 0
Spain | ESP | 2015-04-01 07:00 | 2015-04-01 09:00 | 38 | 2015 | 6.77 | 2015-04-30 |  |  |  |  | 2169 | 2026-04-01 08:00 | 1.61 | 15.41 | 8 | FALSE | 0 | 0 | 0 | 0 | 0
Spain | ESP | 2015-04-01 08:00 | 2015-04-01 10:00 | 37.17 | 2015 | 6.77 | 2015-04-30 |  |  |  |  | 2170 | 2026-04-01 09:00 | -0.68 | 15.41 | 9 | FALSE | 0 | 0 | 0 | 0 | 0
Spain | ESP | 2015-04-01 09:00 | 2015-04-01 11:00 | 35.01 | 2015 | 6.77 | 2015-04-30 |  |  |  |  | 2171 | 2026-04-01 10:00 | -2 | 15.41 | 10 | FALSE | 0 | 0 | 0 | 0 | 0
Spain | ESP | 2015-04-01 10:00 | 2015-04-01 12:00 | 38 | 2015 | 6.77 | 2015-04-30 |  |  |  |  | 2172 | 2026-04-01 11:00 | -2.1 | 15.41 | 11 | FALSE | 0 | 0 | 0 | 0 | 0
Spain | ESP | 2015-04-01 11:00 | 2015-04-01 13:00 | 38.12 | 2015 | 6.77 | 2015-04-30 |  |  |  |  | 2173 | 2026-04-01 12:00 | -2.49 | 15.41 | 12 | FALSE | 0 | 0 | 0 | 0 | 0
Spain | ESP | 2015-04-01 12:00 | 2015-04-01 14:00 | 30.4 | 2015 | 6.77 | 2015-04-30 |  |  |  |  | 2174 | 2026-04-01 13:00 | -3.88 | 15.41 | 13 | FALSE | 0 | 0 | 0 | 0 | 0
Spain | ESP | 2015-04-01 13:00 | 2015-04-01 15:00 | 27.58 | 2015 | 6.77 | 2015-04-30 |  |  |  |  | 2175 | 2026-04-01 14:00 | -4 | 15.41 | 14 | FALSE | 0 | 0 | 0 | 0 | 0
Spain | ESP | 2015-04-01 14:00 | 2015-04-01 16:00 | 27.56 | 2015 | 6.77 | 2015-04-30 |  |  |  |  | 2176 | 2026-04-01 15:00 | -4 | 15.41 | 15 | FALSE | 0 | 0 | 0 | 0 | 0
Spain | ESP | 2015-04-01 15:00 | 2015-04-01 17:00 | 27.5 | 2015 | 6.77 | 2015-04-30 |  |  |  |  | 2177 | 2026-04-01 16:00 | -2.33 | 15.41 | 16 | FALSE | 0 | 0 | 0 | 0 | 0
Spain | ESP | 2015-04-01 16:00 | 2015-04-01 18:00 | 26.53 | 2015 | 6.77 | 2015-04-30 |  |  |  |  | 2178 | 2026-04-01 17:00 | -0.5 | 15.41 | 17 | FALSE | 0 | 0 | 0 | 0 | 0
Spain | ESP | 2015-04-01 17:00 | 2015-04-01 19:00 | 30 | 2015 | 6.77 | 2015-04-30 |  |  |  |  | 2179 | 2026-04-01 18:00 | 3.09 | 15.41 | 18 | FALSE | 0 | 0 | 0 | 0 | 0
Spain | ESP | 2015-04-01 18:00 | 2015-04-01 20:00 | 39.7 | 2015 | 6.77 | 2015-04-30 |  |  |  |  | 2180 | 2026-04-01 19:00 | 17.7 | 15.41 | 19 | FALSE | 0 | 0 | 0 | 0 | 0
Spain | ESP | 2015-04-01 19:00 | 2015-04-01 21:00 | 40.48 | 2015 | 6.77 | 2015-04-30 |  |  |  |  | 2181 | 2026-04-01 20:00 | 35.02 | 15.41 | 20 | FALSE | 0 | 0 | 0 | 0 | 0
Spain | ESP | 2015-04-01 20:00 | 2015-04-01 22:00 | 37.97 | 2015 | 6.77 | 2015-04-30 |  |  |  |  | 2182 | 2026-04-01 21:00 | 18.38 | 15.41 | 21 | FALSE | 0 | 0 | 0 | 0 | 0
Spain | ESP | 2015-04-01 21:00 | 2015-04-01 23:00 | 28 | 2015 | 6.77 | 2015-04-30 |  |  |  |  | 2183 | 2026-04-01 22:00 | 9.25 | 15.41 | 22 | FALSE | 0 | 0 | 0 | 0 | 0
Spain | ESP | 2015-04-01 22:00 | 2015-04-02 | 31.55 | 2015 | 6.77 | 2015-04-30 |  |  |  |  | 2184 | 2026-04-01 23:00 | 10.23 | 15.41 | 23 | FALSE | 0 | 0 | 0 | 0 | 0
Spain | ESP | 2015-04-01 23:00 | 2015-04-02 01:00 | 27.22 | 2015 | 6.77 | 2015-04-30 |  |  |  |  | 2185 | 2026-04-02 | 7.26 | 15.41 | 24 | TRUE | 35.01 | 20 | -5 | 4001 | 3650.9
Spain | ESP | 2015-04-02 | 2015-04-02 02:00 | 26.71 | 2015 | 6.77 | 2015-04-30 |  |  |  |  | 2186 | 2026-04-02 01:00 | 5.46 | 15.41 | 1 | FALSE | 0 | 0 | 0 | 0 | 0
Spain | ESP | 2015-04-02 01:00 | 2015-04-02 03:00 | 27.16 | 2015 | 6.77 | 2015-04-30 |  |  |  |  | 2187 | 2026-04-02 02:00 | 5.5 | 15.41 | 2 | FALSE | 0 | 0 | 0 | 0 | 0
Spain | ESP | 2015-04-02 02:00 | 2015-04-02 04:00 | 27.39 | 2015 | 6.77 | 2015-04-30 |  |  |  |  | 2188 | 2026-04-02 03:00 | 5.46 | 15.41 | 3 | FALSE | 0 | 0 | 0 | 0 | 0
Spain | ESP | 2015-04-02 03:00 | 2015-04-02 05:00 | 29.6 | 2015 | 6.77 | 2015-04-30 |  |  |  |  | 2189 | 2026-04-02 04:00 | 5.65 | 15.41 | 4 | FALSE | 0 | 0 | 0 | 0 | 0
Spain | ESP | 2015-04-02 04:00 | 2015-04-02 06:00 | 30 | 2015 | 6.77 | 2015-04-30 |  |  |  |  | 2190 | 2026-04-02 05:00 | 5.87 | 15.41 | 5 | FALSE | 0 | 0 | 0 | 0 | 0
Spain | ESP | 2015-04-02 05:00 | 2015-04-02 07:00 | 36 | 2015 | 6.77 | 2015-04-30 |  |  |  |  | 2191 | 2026-04-02 06:00 | 8.66 | 15.41 | 6 | FALSE | 0 | 0 | 0 | 0 | 0
Spain | ESP | 2015-04-02 06:00 | 2015-04-02 08:00 | 40.12 | 2015 | 6.77 | 2015-04-30 |  |  |  |  | 2192 | 2026-04-02 07:00 | 4.47 | 15.41 | 7 | FALSE | 0 | 0 | 0 | 0 | 0
Spain | ESP | 2015-04-02 07:00 | 2015-04-02 09:00 | 40.12 | 2015 | 6.77 | 2015-04-30 |  |  |  |  | 2193 | 2026-04-02 08:00 | 0.26 | 15.41 | 8 | FALSE | 0 | 0 | 0 | 0 | 0
Spain | ESP | 2015-04-02 08:00 | 2015-04-02 10:00 | 39.44 | 2015 | 6.77 | 2015-04-30 |  |  |  |  | 2194 | 2026-04-02 09:00 | -0.79 | 15.41 | 9 | FALSE | 0 | 0 | 0 | 0 | 0
Spain | ESP | 2015-04-02 09:00 | 2015-04-02 11:00 | 39.44 | 2015 | 6.77 | 2015-04-30 |  |  |  |  | 2195 | 2026-04-02 10:00 | -2.07 | 15.41 | 10 | FALSE | 0 | 0 | 0 | 0 | 0
Spain | ESP | 2015-04-02 10:00 | 2015-04-02 12:00 | 39.3 | 2015 | 6.77 | 2015-04-30 |  |  |  |  | 2196 | 2026-04-02 11:00 | -2.8 | 15.41 | 11 | FALSE | 0 | 0 | 0 | 0 | 0
Spain | ESP | 2015-04-02 11:00 | 2015-04-02 13:00 | 39.19 | 2015 | 6.77 | 2015-04-30 |  |  |  |  | 2197 | 2026-04-02 12:00 | -3.42 | 15.41 | 12 | FALSE | 0 | 0 | 0 | 0 | 0
Spain | ESP | 2015-04-02 12:00 | 2015-04-02 14:00 | 39.69 | 2015 | 6.77 | 2015-04-30 |  |  |  |  | 2198 | 2026-04-02 13:00 | -4 | 15.41 | 13 | FALSE | 0 | 0 | 0 | 0 | 0
Spain | ESP | 2015-04-02 13:00 | 2015-04-02 15:00 | 39.44 | 2015 | 6.77 | 2015-04-30 |  |  |  |  | 2199 | 2026-04-02 14:00 | -5 | 15.41 | 14 | FALSE | 0 | 0 | 0 | 0 | 0
Spain | ESP | 2015-04-02 14:00 | 2015-04-02 16:00 | 39.69 | 2015 | 6.77 | 2015-04-30 |  |  |  |  | 2200 | 2026-04-02 15:00 | -5 | 15.41 | 15 | FALSE | 0 | 0 | 0 | 0 | 0
Spain | ESP | 2015-04-02 15:00 | 2015-04-02 17:00 | 40.12 | 2015 | 6.77 | 2015-04-30 |  |  |  |  | 2201 | 2026-04-02 16:00 | -4 | 15.41 | 16 | FALSE | 0 | 0 | 0 | 0 | 0
Spain | ESP | 2015-04-02 16:00 | 2015-04-02 18:00 | 40 | 2015 | 6.77 | 2015-04-30 |  |  |  |  | 2202 | 2026-04-02 17:00 | -0.74 | 15.41 | 17 | FALSE | 0 | 0 | 0 | 0 | 0
Spain | ESP | 2015-04-02 17:00 | 2015-04-02 19:00 | 39.69 | 2015 | 6.77 | 2015-04-30 |  |  |  |  | 2203 | 2026-04-02 18:00 | 1.26 | 15.41 | 18 | FALSE | 0 | 0 | 0 | 0 | 0
Spain | ESP | 2015-04-02 18:00 | 2015-04-02 20:00 | 50 | 2015 | 6.77 | 2015-04-30 |  |  |  |  | 2204 | 2026-04-02 19:00 | 15.85 | 15.41 | 19 | FALSE | 0 | 0 | 0 | 0 | 0
Spain | ESP | 2015-04-02 19:00 | 2015-04-02 21:00 | 55.69 | 2015 | 6.77 | 2015-04-30 |  |  |  |  | 2205 | 2026-04-02 20:00 | 35.01 | 15.41 | 20 | FALSE | 0 | 0 | 0 | 0 | 0
Spain | ESP | 2015-04-02 20:00 | 2015-04-02 22:00 | 47.58 | 2015 | 6.77 | 2015-04-30 |  |  |  |  | 2206 | 2026-04-02 21:00 | 25.79 | 15.41 | 21 | FALSE | 0 | 0 | 0 | 0 | 0
Spain | ESP | 2015-04-02 21:00 | 2015-04-02 23:00 | 40.12 | 2015 | 6.77 | 2015-04-30 |  |  |  |  | 2207 | 2026-04-02 22:00 | 11.22 | 15.41 | 22 | FALSE | 0 | 0 | 0 | 0 | 0
Spain | ESP | 2015-04-02 22:00 | 2015-04-03 | 37.1 | 2015 | 6.77 | 2015-04-30 |  |  |  |  | 2208 | 2026-04-02 23:00 | 13.9 | 15.41 | 23 | FALSE | 0 | 0 | 0 | 0 | 0
Spain | ESP | 2015-04-02 23:00 | 2015-04-03 01:00 | 35.05 | 2015 | 6.77 | 2015-04-30 |  |  |  |  | 2209 | 2026-04-03 | 11.88 | 15.41 | 24 | TRUE | 80.62 | 20 | -5 | 8562 | 7755.8
Spain | ESP | 2015-04-03 | 2015-04-03 02:00 | 27.25 | 2015 | 6.77 | 2015-04-30 |  |  |  |  | 2210 | 2026-04-03 01:00 | 11.22 | 15.41 | 1 | FALSE | 0 | 0 | 0 | 0 | 0
Spain | ESP | 2015-04-03 01:00 | 2015-04-03 03:00 | 30 | 2015 | 6.77 | 2015-04-30 |  |  |  |  | 2211 | 2026-04-03 02:00 | 12.12 | 15.41 | 2 | FALSE | 0 | 0 | 0 | 0 | 0
Spain | ESP | 2015-04-03 02:00 | 2015-04-03 04:00 | 30 | 2015 | 6.77 | 2015-04-30 |  |  |  |  | 2212 | 2026-04-03 03:00 | 11.94 | 15.41 | 3 | FALSE | 0 | 0 | 0 | 0 | 0
Spain | ESP | 2015-04-03 03:00 | 2015-04-03 05:00 | 27.17 | 2015 | 6.77 | 2015-04-30 |  |  |  |  | 2213 | 2026-04-03 04:00 | 12.57 | 15.41 | 4 | FALSE | 0 | 0 | 0 | 0 | 0
Spain | ESP | 2015-04-03 04:00 | 2015-04-03 06:00 | 34 | 2015 | 6.77 | 2015-04-30 |  |  |  |  | 2214 | 2026-04-03 05:00 | 13.11 | 15.41 | 5 | FALSE | 0 | 0 | 0 | 0 | 0
Spain | ESP | 2015-04-03 05:00 | 2015-04-03 07:00 | 35 | 2015 | 6.77 | 2015-04-30 |  |  |  |  | 2215 | 2026-04-03 06:00 | 15.58 | 15.41 | 6 | FALSE | 0 | 0 | 0 | 0 | 0
Spain | ESP | 2015-04-03 06:00 | 2015-04-03 08:00 | 36.1 | 2015 | 6.77 | 2015-04-30 |  |  |  |  | 2216 | 2026-04-03 07:00 | 7.09 | 15.41 | 7 | FALSE | 0 | 0 | 0 | 0 | 0
Spain | ESP | 2015-04-03 07:00 | 2015-04-03 09:00 | 39.5 | 2015 | 6.77 | 2015-04-30 |  |  |  |  | 2217 | 2026-04-03 08:00 | 0.18 | 15.41 | 8 | FALSE | 0 | 0 | 0 | 0 | 0
Spain | ESP | 2015-04-03 08:00 | 2015-04-03 10:00 | 39.1 | 2015 | 6.77 | 2015-04-30 |  |  |  |  | 2218 | 2026-04-03 09:00 | -1.34 | 15.41 | 9 | FALSE | 0 | 0 | 0 | 0 | 0
Spain | ESP | 2015-04-03 09:00 | 2015-04-03 11:00 | 39.25 | 2015 | 6.77 | 2015-04-30 |  |  |  |  | 2219 | 2026-04-03 10:00 | -2.33 | 15.41 | 10 | FALSE | 0 | 0 | 0 | 0 | 0
Spain | ESP | 2015-04-03 10:00 | 2015-04-03 12:00 | 39 | 2015 | 6.77 | 2015-04-30 |  |  |  |  | 2220 | 2026-04-03 11:00 | -4 | 15.41 | 11 | FALSE | 0 | 0 | 0 | 0 | 0
Spain | ESP | 2015-04-03 11:00 | 2015-04-03 13:00 | 39.25 | 2015 | 6.77 | 2015-04-30 |  |  |  |  | 2221 | 2026-04-03 12:00 | -4 | 15.41 | 12 | FALSE | 0 | 0 | 0 | 0 | 0
Spain | ESP | 2015-04-03 12:00 | 2015-04-03 14:00 | 40.12 | 2015 | 6.77 | 2015-04-30 |  |  |  |  | 2222 | 2026-04-03 13:00 | -4.62 | 15.41 | 13 | FALSE | 0 | 0 | 0 | 0 | 0
Spain | ESP | 2015-04-03 13:00 | 2015-04-03 15:00 | 36.43 | 2015 | 6.77 | 2015-04-30 |  |  |  |  | 2223 | 2026-04-03 14:00 | -5 | 15.41 | 14 | FALSE | 0 | 0 | 0 | 0 | 0
Spain | ESP | 2015-04-03 14:00 | 2015-04-03 16:00 | 35.68 | 2015 | 6.77 | 2015-04-30 |  |  |  |  | 2224 | 2026-04-03 15:00 | -5 | 15.41 | 15 | FALSE | 0 | 0 | 0 | 0 | 0
Spain | ESP | 2015-04-03 15:00 | 2015-04-03 17:00 | 34.5 | 2015 | 6.77 | 2015-04-30 |  |  |  |  | 2225 | 2026-04-03 16:00 | -3.46 | 15.41 | 16 | FALSE | 0 | 0 | 0 | 0 | 0
Spain | ESP | 2015-04-03 16:00 | 2015-04-03 18:00 | 35.05 | 2015 | 6.77 | 2015-04-30 |  |  |  |  | 2226 | 2026-04-03 17:00 | -0.58 | 15.41 | 17 | FALSE | 0 | 0 | 0 | 0 | 0
Spain | ESP | 2015-04-03 17:00 | 2015-04-03 19:00 | 30 | 2015 | 6.77 | 2015-04-30 |  |  |  |  | 2227 | 2026-04-03 18:00 | 5.57 | 15.41 | 18 | FALSE | 0 | 0 | 0 | 0 | 0
Spain | ESP | 2015-04-03 18:00 | 2015-04-03 20:00 | 36.43 | 2015 | 6.77 | 2015-04-30 |  |  |  |  | 2228 | 2026-04-03 19:00 | 49.31 | 15.41 | 19 | FALSE | 0 | 0 | 0 | 0 | 0
Spain | ESP | 2015-04-03 19:00 | 2015-04-03 21:00 | 46.46 | 2015 | 6.77 | 2015-04-30 |  |  |  |  | 2229 | 2026-04-03 20:00 | 80.62 | 15.41 | 20 | FALSE | 0 | 0 | 0 | 0 | 0
Spain | ESP | 2015-04-03 20:00 | 2015-04-03 22:00 | 40.12 | 2015 | 6.77 | 2015-04-30 |  |  |  |  | 2230 | 2026-04-03 21:00 | 78.14 | 15.41 | 21 | FALSE | 0 | 0 | 0 | 0 | 0
Spain | ESP | 2015-04-03 21:00 | 2015-04-03 23:00 | 37.1 | 2015 | 6.77 | 2015-04-30 |  |  |  |  | 2231 | 2026-04-03 22:00 | 53.64 | 15.41 | 22 | FALSE | 0 | 0 | 0 | 0 | 0
Spain | ESP | 2015-04-03 22:00 | 2015-04-04 | 39.69 | 2015 | 6.77 | 2015-04-30 |  |  |  |  | 2232 | 2026-04-03 23:00 | 28.91 | 15.41 | 23 | FALSE | 0 | 0 | 0 | 0 | 0
Spain | ESP | 2015-04-03 23:00 | 2015-04-04 01:00 | 31.91 | 2015 | 6.77 | 2015-04-30 |  |  |  |  | 2233 | 2026-04-04 | 23.15 | 15.41 | 24 | TRUE | 77.01 | 20 | -2.5 | 7951 | 7180.9
Spain | ESP | 2015-04-04 | 2015-04-04 02:00 | 22.71 | 2015 | 6.77 | 2015-04-30 |  |  |  |  | 2234 | 2026-04-04 01:00 | 27.53 | 15.41 | 1 | FALSE | 0 | 0 | 0 | 0 | 0
Spain | ESP | 2015-04-04 01:00 | 2015-04-04 03:00 | 21.51 | 2015 | 6.77 | 2015-04-30 |  |  |  |  | 2235 | 2026-04-04 02:00 | 28.14 | 15.41 | 2 | FALSE | 0 | 0 | 0 | 0 | 0
Spain | ESP | 2015-04-04 02:00 | 2015-04-04 04:00 | 20 | 2015 | 6.77 | 2015-04-30 |  |  |  |  | 2236 | 2026-04-04 03:00 | 29.72 | 15.41 | 3 | FALSE | 0 | 0 | 0 | 0 | 0
Spain | ESP | 2015-04-04 03:00 | 2015-04-04 05:00 | 19.69 | 2015 | 6.77 | 2015-04-30 |  |  |  |  | 2237 | 2026-04-04 04:00 | 30.44 | 15.41 | 4 | FALSE | 0 | 0 | 0 | 0 | 0
Spain | ESP | 2015-04-04 04:00 | 2015-04-04 06:00 | 20.53 | 2015 | 6.77 | 2015-04-30 |  |  |  |  | 2238 | 2026-04-04 05:00 | 33.81 | 15.41 | 5 | FALSE | 0 | 0 | 0 | 0 | 0
Spain | ESP | 2015-04-04 05:00 | 2015-04-04 07:00 | 20.53 | 2015 | 6.77 | 2015-04-30 |  |  |  |  | 2239 | 2026-04-04 06:00 | 35.01 | 15.41 | 6 | FALSE | 0 | 0 | 0 | 0 | 0
Spain | ESP | 2015-04-04 06:00 | 2015-04-04 08:00 | 25.96 | 2015 | 6.77 | 2015-04-30 |  |  |  |  | 2240 | 2026-04-04 07:00 | 30.26 | 15.41 | 7 | FALSE | 0 | 0 | 0 | 0 | 0
Spain | ESP | 2015-04-04 07:00 | 2015-04-04 09:00 | 35.05 | 2015 | 6.77 | 2015-04-30 |  |  |  |  | 2241 | 2026-04-04 08:00 | 10.24 | 15.41 | 8 | FALSE | 0 | 0 | 0 | 0 | 0
Spain | ESP | 2015-04-04 08:00 | 2015-04-04 10:00 | 35.93 | 2015 | 6.77 | 2015-04-30 |  |  |  |  | 2242 | 2026-04-04 09:00 | -0.42 | 15.41 | 9 | FALSE | 0 | 0 | 0 | 0 | 0
Spain | ESP | 2015-04-04 09:00 | 2015-04-04 11:00 | 35 | 2015 | 6.77 | 2015-04-30 |  |  |  |  | 2243 | 2026-04-04 10:00 | -1.78 | 15.41 | 10 | FALSE | 0 | 0 | 0 | 0 | 0
Spain | ESP | 2015-04-04 10:00 | 2015-04-04 12:00 | 28 | 2015 | 6.77 | 2015-04-30 |  |  |  |  | 2244 | 2026-04-04 11:00 | -2.1 | 15.41 | 11 | FALSE | 0 | 0 | 0 | 0 | 0
Spain | ESP | 2015-04-04 11:00 | 2015-04-04 13:00 | 31.34 | 2015 | 6.77 | 2015-04-30 |  |  |  |  | 2245 | 2026-04-04 12:00 | -2.1 | 15.41 | 12 | FALSE | 0 | 0 | 0 | 0 | 0
Spain | ESP | 2015-04-04 12:00 | 2015-04-04 14:00 | 28 | 2015 | 6.77 | 2015-04-30 |  |  |  |  | 2246 | 2026-04-04 13:00 | -2.1 | 15.41 | 13 | FALSE | 0 | 0 | 0 | 0 | 0
Spain | ESP | 2015-04-04 13:00 | 2015-04-04 15:00 | 21.51 | 2015 | 6.77 | 2015-04-30 |  |  |  |  | 2247 | 2026-04-04 14:00 | -2.1 | 15.41 | 14 | FALSE | 0 | 0 | 0 | 0 | 0
Spain | ESP | 2015-04-04 14:00 | 2015-04-04 16:00 | 19.64 | 2015 | 6.77 | 2015-04-30 |  |  |  |  | 2248 | 2026-04-04 15:00 | -2.5 | 15.41 | 15 | FALSE | 0 | 0 | 0 | 0 | 0
Spain | ESP | 2015-04-04 15:00 | 2015-04-04 17:00 | 19.48 | 2015 | 6.77 | 2015-04-30 |  |  |  |  | 2249 | 2026-04-04 16:00 | -1.03 | 15.41 | 16 | FALSE | 0 | 0 | 0 | 0 | 0
Spain | ESP | 2015-04-04 16:00 | 2015-04-04 18:00 | 14.59 | 2015 | 6.77 | 2015-04-30 |  |  |  |  | 2250 | 2026-04-04 17:00 | 0.32 | 15.41 | 17 | FALSE | 0 | 0 | 0 | 0 | 0
Spain | ESP | 2015-04-04 17:00 | 2015-04-04 19:00 | 14.59 | 2015 | 6.77 | 2015-04-30 |  |  |  |  | 2251 | 2026-04-04 18:00 | 23.76 | 15.41 | 18 | FALSE | 0 | 0 | 0 | 0 | 0
Spain | ESP | 2015-04-04 18:00 | 2015-04-04 20:00 | 25.92 | 2015 | 6.77 | 2015-04-30 |  |  |  |  | 2252 | 2026-04-04 19:00 | 41.71 | 15.41 | 19 | FALSE | 0 | 0 | 0 | 0 | 0
Spain | ESP | 2015-04-04 19:00 | 2015-04-04 21:00 | 33.21 | 2015 | 6.77 | 2015-04-30 |  |  |  |  | 2253 | 2026-04-04 20:00 | 77.01 | 15.41 | 20 | FALSE | 0 | 0 | 0 | 0 | 0
Spain | ESP | 2015-04-04 20:00 | 2015-04-04 22:00 | 26.92 | 2015 | 6.77 | 2015-04-30 |  |  |  |  | 2254 | 2026-04-04 21:00 | 60.24 | 15.41 | 21 | FALSE | 0 | 0 | 0 | 0 | 0
Spain | ESP | 2015-04-04 21:00 | 2015-04-04 23:00 | 17.11 | 2015 | 6.77 | 2015-04-30 |  |  |  |  | 2255 | 2026-04-04 22:00 | 43 | 15.41 | 22 | FALSE | 0 | 0 | 0 | 0 | 0
Spain | ESP | 2015-04-04 22:00 | 2015-04-05 | 30 | 2015 | 6.77 | 2015-04-30 |  |  |  |  | 2256 | 2026-04-04 23:00 | 44.96 | 15.41 | 23 | FALSE | 0 | 0 | 0 | 0 | 0
Spain | ESP | 2015-04-04 23:00 | 2015-04-05 01:00 | 19.51 | 2015 | 6.77 | 2015-04-30 |  |  |  |  | 2257 | 2026-04-05 | 35.02 | 15.41 | 24 | TRUE | 75.91 | 21 | -7.51 | 8342 | 7582.9
Spain | ESP | 2015-04-05 | 2015-04-05 02:00 | 14.35 | 2015 | 6.77 | 2015-04-30 |  |  |  |  | 2258 | 2026-04-05 01:00 | 35 | 15.41 | 1 | FALSE | 0 | 0 | 0 | 0 | 0
Spain | ESP | 2015-04-05 01:00 | 2015-04-05 03:00 | 15.11 | 2015 | 6.77 | 2015-04-30 |  |  |  |  | 2259 | 2026-04-05 02:00 | 35.01 | 15.41 | 2 | FALSE | 0 | 0 | 0 | 0 | 0
Spain | ESP | 2015-04-05 02:00 | 2015-04-05 04:00 | 14.35 | 2015 | 6.77 | 2015-04-30 |  |  |  |  | 2260 | 2026-04-05 03:00 | 35 | 15.41 | 3 | FALSE | 0 | 0 | 0 | 0 | 0
Spain | ESP | 2015-04-05 03:00 | 2015-04-05 05:00 | 14.35 | 2015 | 6.77 | 2015-04-30 |  |  |  |  | 2261 | 2026-04-05 04:00 | 35 | 15.41 | 4 | FALSE | 0 | 0 | 0 | 0 | 0
Spain | ESP | 2015-04-05 04:00 | 2015-04-05 06:00 | 14.35 | 2015 | 6.77 | 2015-04-30 |  |  |  |  | 2262 | 2026-04-05 05:00 | 35 | 15.41 | 5 | FALSE | 0 | 0 | 0 | 0 | 0
Spain | ESP | 2015-04-05 05:00 | 2015-04-05 07:00 | 12.2 | 2015 | 6.77 | 2015-04-30 |  |  |  |  | 2263 | 2026-04-05 06:00 | 35.01 | 15.41 | 6 | FALSE | 0 | 0 | 0 | 0 | 0
Spain | ESP | 2015-04-05 06:00 | 2015-04-05 08:00 | 14.35 | 2015 | 6.77 | 2015-04-30 |  |  |  |  | 2264 | 2026-04-05 07:00 | 29.93 | 15.41 | 7 | FALSE | 0 | 0 | 0 | 0 | 0
Spain | ESP | 2015-04-05 07:00 | 2015-04-05 09:00 | 20.71 | 2015 | 6.77 | 2015-04-30 |  |  |  |  | 2265 | 2026-04-05 08:00 | 1.83 | 15.41 | 8 | FALSE | 0 | 0 | 0 | 0 | 0
Spain | ESP | 2015-04-05 08:00 | 2015-04-05 10:00 | 26 | 2015 | 6.77 | 2015-04-30 |  |  |  |  | 2266 | 2026-04-05 09:00 | -1.8 | 15.41 | 9 | FALSE | 0 | 0 | 0 | 0 | 0
Spain | ESP | 2015-04-05 09:00 | 2015-04-05 11:00 | 28 | 2015 | 6.77 | 2015-04-30 |  |  |  |  | 2267 | 2026-04-05 10:00 | -3.53 | 15.41 | 10 | FALSE | 0 | 0 | 0 | 0 | 0
Spain | ESP | 2015-04-05 10:00 | 2015-04-05 12:00 | 27.64 | 2015 | 6.77 | 2015-04-30 |  |  |  |  | 2268 | 2026-04-05 11:00 | -5.73 | 15.41 | 11 | FALSE | 0 | 0 | 0 | 0 | 0
Spain | ESP | 2015-04-05 11:00 | 2015-04-05 13:00 | 24.01 | 2015 | 6.77 | 2015-04-30 |  |  |  |  | 2269 | 2026-04-05 12:00 | -5.62 | 15.41 | 12 | FALSE | 0 | 0 | 0 | 0 | 0
Spain | ESP | 2015-04-05 12:00 | 2015-04-05 14:00 | 16.5 | 2015 | 6.77 | 2015-04-30 |  |  |  |  | 2270 | 2026-04-05 13:00 | -6.25 | 15.41 | 13 | FALSE | 0 | 0 | 0 | 0 | 0
Spain | ESP | 2015-04-05 13:00 | 2015-04-05 15:00 | 12 | 2015 | 6.77 | 2015-04-30 |  |  |  |  | 2271 | 2026-04-05 14:00 | -7.51 | 15.41 | 14 | FALSE | 0 | 0 | 0 | 0 | 0
Spain | ESP | 2015-04-05 14:00 | 2015-04-05 16:00 | 12.2 | 2015 | 6.77 | 2015-04-30 |  |  |  |  | 2272 | 2026-04-05 15:00 | -7.51 | 15.41 | 15 | FALSE | 0 | 0 | 0 | 0 | 0
Spain | ESP | 2015-04-05 15:00 | 2015-04-05 17:00 | 18.45 | 2015 | 6.77 | 2015-04-30 |  |  |  |  | 2273 | 2026-04-05 16:00 | -4.3 | 15.41 | 16 | FALSE | 0 | 0 | 0 | 0 | 0
Spain | ESP | 2015-04-05 16:00 | 2015-04-05 18:00 | 26.22 | 2015 | 6.77 | 2015-04-30 |  |  |  |  | 2274 | 2026-04-05 17:00 | -0.7 | 15.41 | 17 | FALSE | 0 | 0 | 0 | 0 | 0
Spain | ESP | 2015-04-05 17:00 | 2015-04-05 19:00 | 30.57 | 2015 | 6.77 | 2015-04-30 |  |  |  |  | 2275 | 2026-04-05 18:00 | 14.83 | 15.41 | 18 | FALSE | 0 | 0 | 0 | 0 | 0
Spain | ESP | 2015-04-05 18:00 | 2015-04-05 20:00 | 39 | 2015 | 6.77 | 2015-04-30 |  |  |  |  | 2276 | 2026-04-05 19:00 | 54.54 | 15.41 | 19 | FALSE | 0 | 0 | 0 | 0 | 0
Spain | ESP | 2015-04-05 19:00 | 2015-04-05 21:00 | 50.02 | 2015 | 6.77 | 2015-04-30 |  |  |  |  | 2277 | 2026-04-05 20:00 | 75.39 | 15.41 | 20 | FALSE | 0 | 0 | 0 | 0 | 0
Spain | ESP | 2015-04-05 20:00 | 2015-04-05 22:00 | 45 | 2015 | 6.77 | 2015-04-30 |  |  |  |  | 2278 | 2026-04-05 21:00 | 75.91 | 15.41 | 21 | FALSE | 0 | 0 | 0 | 0 | 0
Spain | ESP | 2015-04-05 21:00 | 2015-04-05 23:00 | 42 | 2015 | 6.77 | 2015-04-30 |  |  |  |  | 2279 | 2026-04-05 22:00 | 56.02 | 15.41 | 22 | FALSE | 0 | 0 | 0 | 0 | 0
Spain | ESP | 2015-04-05 22:00 | 2015-04-06 | 43.25 | 2015 | 6.77 | 2015-04-30 |  |  |  |  | 2280 | 2026-04-05 23:00 | 45.31 | 15.41 | 23 | FALSE | 0 | 0 | 0 | 0 | 0
Spain | ESP | 2015-04-05 23:00 | 2015-04-06 01:00 | 37.94 | 2015 | 6.77 | 2015-04-30 |  |  |  |  | 2281 | 2026-04-06 | 38.54 | 15.41 | 24 | TRUE | 45.01 | 20 | -6 | 5101 | 4650.9
Spain | ESP | 2015-04-06 | 2015-04-06 02:00 | 31.04 | 2015 | 6.77 | 2015-04-30 |  |  |  |  | 2282 | 2026-04-06 01:00 | 35.56 | 15.41 | 1 | FALSE | 0 | 0 | 0 | 0 | 0
Spain | ESP | 2015-04-06 01:00 | 2015-04-06 03:00 | 31.28 | 2015 | 6.77 | 2015-04-30 |  |  |  |  | 2283 | 2026-04-06 02:00 | 34.93 | 15.41 | 2 | FALSE | 0 | 0 | 0 | 0 | 0
Spain | ESP | 2015-04-06 02:00 | 2015-04-06 04:00 | 28.34 | 2015 | 6.77 | 2015-04-30 |  |  |  |  | 2284 | 2026-04-06 03:00 | 33.88 | 15.41 | 3 | FALSE | 0 | 0 | 0 | 0 | 0
Spain | ESP | 2015-04-06 03:00 | 2015-04-06 05:00 | 30 | 2015 | 6.77 | 2015-04-30 |  |  |  |  | 2285 | 2026-04-06 04:00 | 34.47 | 15.41 | 4 | FALSE | 0 | 0 | 0 | 0 | 0
Spain | ESP | 2015-04-06 04:00 | 2015-04-06 06:00 | 33.78 | 2015 | 6.77 | 2015-04-30 |  |  |  |  | 2286 | 2026-04-06 05:00 | 35.01 | 15.41 | 5 | FALSE | 0 | 0 | 0 | 0 | 0
Spain | ESP | 2015-04-06 05:00 | 2015-04-06 07:00 | 35.3 | 2015 | 6.77 | 2015-04-30 |  |  |  |  | 2287 | 2026-04-06 06:00 | 35.02 | 15.41 | 6 | FALSE | 0 | 0 | 0 | 0 | 0
Spain | ESP | 2015-04-06 06:00 | 2015-04-06 08:00 | 41.09 | 2015 | 6.77 | 2015-04-30 |  |  |  |  | 2288 | 2026-04-06 07:00 | 28.64 | 15.41 | 7 | FALSE | 0 | 0 | 0 | 0 | 0
Spain | ESP | 2015-04-06 07:00 | 2015-04-06 09:00 | 43.5 | 2015 | 6.77 | 2015-04-30 |  |  |  |  | 2289 | 2026-04-06 08:00 | 5.77 | 15.41 | 8 | FALSE | 0 | 0 | 0 | 0 | 0
Spain | ESP | 2015-04-06 08:00 | 2015-04-06 10:00 | 41.79 | 2015 | 6.77 | 2015-04-30 |  |  |  |  | 2290 | 2026-04-06 09:00 | -1.7 | 15.41 | 9 | FALSE | 0 | 0 | 0 | 0 | 0
Spain | ESP | 2015-04-06 09:00 | 2015-04-06 11:00 | 40.12 | 2015 | 6.77 | 2015-04-30 |  |  |  |  | 2291 | 2026-04-06 10:00 | -4.25 | 15.41 | 10 | FALSE | 0 | 0 | 0 | 0 | 0
Spain | ESP | 2015-04-06 10:00 | 2015-04-06 12:00 | 40.12 | 2015 | 6.77 | 2015-04-30 |  |  |  |  | 2292 | 2026-04-06 11:00 | -6 | 15.41 | 11 | FALSE | 0 | 0 | 0 | 0 | 0
Spain | ESP | 2015-04-06 11:00 | 2015-04-06 13:00 | 40.12 | 2015 | 6.77 | 2015-04-30 |  |  |  |  | 2293 | 2026-04-06 12:00 | -6 | 15.41 | 12 | FALSE | 0 | 0 | 0 | 0 | 0
Spain | ESP | 2015-04-06 12:00 | 2015-04-06 14:00 | 37.69 | 2015 | 6.77 | 2015-04-30 |  |  |  |  | 2294 | 2026-04-06 13:00 | -6 | 15.41 | 13 | FALSE | 0 | 0 | 0 | 0 | 0
Spain | ESP | 2015-04-06 13:00 | 2015-04-06 15:00 | 30 | 2015 | 6.77 | 2015-04-30 |  |  |  |  | 2295 | 2026-04-06 14:00 | -6 | 15.41 | 14 | FALSE | 0 | 0 | 0 | 0 | 0
Spain | ESP | 2015-04-06 14:00 | 2015-04-06 16:00 | 30 | 2015 | 6.77 | 2015-04-30 |  |  |  |  | 2296 | 2026-04-06 15:00 | -5.75 | 15.41 | 15 | FALSE | 0 | 0 | 0 | 0 | 0
Spain | ESP | 2015-04-06 15:00 | 2015-04-06 17:00 | 30 | 2015 | 6.77 | 2015-04-30 |  |  |  |  | 2297 | 2026-04-06 16:00 | -2.73 | 15.41 | 16 | FALSE | 0 | 0 | 0 | 0 | 0
Spain | ESP | 2015-04-06 16:00 | 2015-04-06 18:00 | 31.78 | 2015 | 6.77 | 2015-04-30 |  |  |  |  | 2298 | 2026-04-06 17:00 | 0.23 | 15.41 | 17 | FALSE | 0 | 0 | 0 | 0 | 0
Spain | ESP | 2015-04-06 17:00 | 2015-04-06 19:00 | 40.32 | 2015 | 6.77 | 2015-04-30 |  |  |  |  | 2299 | 2026-04-06 18:00 | 19.54 | 15.41 | 18 | FALSE | 0 | 0 | 0 | 0 | 0
Spain | ESP | 2015-04-06 18:00 | 2015-04-06 20:00 | 43.38 | 2015 | 6.77 | 2015-04-30 |  |  |  |  | 2300 | 2026-04-06 19:00 | 40.24 | 15.41 | 19 | FALSE | 0 | 0 | 0 | 0 | 0
Spain | ESP | 2015-04-06 19:00 | 2015-04-06 21:00 | 50.48 | 2015 | 6.77 | 2015-04-30 |  |  |  |  | 2301 | 2026-04-06 20:00 | 45.01 | 15.41 | 20 | FALSE | 0 | 0 | 0 | 0 | 0
Spain | ESP | 2015-04-06 20:00 | 2015-04-06 22:00 | 46.76 | 2015 | 6.77 | 2015-04-30 |  |  |  |  | 2302 | 2026-04-06 21:00 | 36.86 | 15.41 | 21 | FALSE | 0 | 0 | 0 | 0 | 0
Spain | ESP | 2015-04-06 21:00 | 2015-04-06 23:00 | 43.89 | 2015 | 6.77 | 2015-04-30 |  |  |  |  | 2303 | 2026-04-06 22:00 | 35.13 | 15.41 | 22 | FALSE | 0 | 0 | 0 | 0 | 0
Spain | ESP | 2015-04-06 22:00 | 2015-04-07 | 41.1 | 2015 | 6.77 | 2015-04-30 |  |  |  |  | 2304 | 2026-04-06 23:00 | 32.23 | 15.41 | 23 | FALSE | 0 | 0 | 0 | 0 | 0
Spain | ESP | 2015-04-06 23:00 | 2015-04-07 01:00 | 38.4 | 2015 | 6.77 | 2015-04-30 |  |  |  |  | 2305 | 2026-04-07 | 29.18 | 15.41 | 24 | TRUE | 118.14 | 20 | 0 | 11814 | 10632.6
Spain | ESP | 2015-04-07 | 2015-04-07 02:00 | 34.97 | 2015 | 6.77 | 2015-04-30 |  |  |  |  | 2306 | 2026-04-07 01:00 | 23.56 | 15.41 | 1 | FALSE | 0 | 0 | 0 | 0 | 0
Spain | ESP | 2015-04-07 01:00 | 2015-04-07 03:00 | 28.01 | 2015 | 6.77 | 2015-04-30 |  |  |  |  | 2307 | 2026-04-07 02:00 | 22.6 | 15.41 | 2 | FALSE | 0 | 0 | 0 | 0 | 0
Spain | ESP | 2015-04-07 02:00 | 2015-04-07 04:00 | 29.28 | 2015 | 6.77 | 2015-04-30 |  |  |  |  | 2308 | 2026-04-07 03:00 | 23.42 | 15.41 | 3 | FALSE | 0 | 0 | 0 | 0 | 0
Spain | ESP | 2015-04-07 03:00 | 2015-04-07 05:00 | 36.42 | 2015 | 6.77 | 2015-04-30 |  |  |  |  | 2309 | 2026-04-07 04:00 | 30.89 | 15.41 | 4 | FALSE | 0 | 0 | 0 | 0 | 0
Spain | ESP | 2015-04-07 04:00 | 2015-04-07 06:00 | 42.69 | 2015 | 6.77 | 2015-04-30 |  |  |  |  | 2310 | 2026-04-07 05:00 | 42.87 | 15.41 | 5 | FALSE | 0 | 0 | 0 | 0 | 0
Spain | ESP | 2015-04-07 05:00 | 2015-04-07 07:00 | 45.69 | 2015 | 6.77 | 2015-04-30 |  |  |  |  | 2311 | 2026-04-07 06:00 | 63.52 | 15.41 | 6 | FALSE | 0 | 0 | 0 | 0 | 0
Spain | ESP | 2015-04-07 06:00 | 2015-04-07 08:00 | 50.48 | 2015 | 6.77 | 2015-04-30 |  |  |  |  | 2312 | 2026-04-07 07:00 | 39.64 | 15.41 | 7 | FALSE | 0 | 0 | 0 | 0 | 0
Spain | ESP | 2015-04-07 07:00 | 2015-04-07 09:00 | 56.19 | 2015 | 6.77 | 2015-04-30 |  |  |  |  | 2313 | 2026-04-07 08:00 | 29.38 | 15.41 | 8 | FALSE | 0 | 0 | 0 | 0 | 0
Spain | ESP | 2015-04-07 08:00 | 2015-04-07 10:00 | 57.69 | 2015 | 6.77 | 2015-04-30 |  |  |  |  | 2314 | 2026-04-07 09:00 | 5.3 | 15.41 | 9 | FALSE | 0 | 0 | 0 | 0 | 0
Spain | ESP | 2015-04-07 09:00 | 2015-04-07 11:00 | 55.69 | 2015 | 6.77 | 2015-04-30 |  |  |  |  | 2315 | 2026-04-07 10:00 | 0.69 | 15.41 | 10 | FALSE | 0 | 0 | 0 | 0 | 0
Spain | ESP | 2015-04-07 10:00 | 2015-04-07 12:00 | 51.15 | 2015 | 6.77 | 2015-04-30 |  |  |  |  | 2316 | 2026-04-07 11:00 | 0 | 15.41 | 11 | FALSE | 0 | 0 | 0 | 0 | 0
Spain | ESP | 2015-04-07 11:00 | 2015-04-07 13:00 | 49.95 | 2015 | 6.77 | 2015-04-30 |  |  |  |  | 2317 | 2026-04-07 12:00 | 0 | 15.41 | 12 | FALSE | 0 | 0 | 0 | 0 | 0
Spain | ESP | 2015-04-07 12:00 | 2015-04-07 14:00 | 45.1 | 2015 | 6.77 | 2015-04-30 |  |  |  |  | 2318 | 2026-04-07 13:00 | 0 | 15.41 | 13 | FALSE | 0 | 0 | 0 | 0 | 0
Spain | ESP | 2015-04-07 13:00 | 2015-04-07 15:00 | 42.95 | 2015 | 6.77 | 2015-04-30 |  |  |  |  | 2319 | 2026-04-07 14:00 | 0 | 15.41 | 14 | FALSE | 0 | 0 | 0 | 0 | 0
Spain | ESP | 2015-04-07 14:00 | 2015-04-07 16:00 | 40.75 | 2015 | 6.77 | 2015-04-30 |  |  |  |  | 2320 | 2026-04-07 15:00 | 0.28 | 15.41 | 15 | FALSE | 0 | 0 | 0 | 0 | 0
Spain | ESP | 2015-04-07 15:00 | 2015-04-07 17:00 | 42.69 | 2015 | 6.77 | 2015-04-30 |  |  |  |  | 2321 | 2026-04-07 16:00 | 3.8 | 15.41 | 16 | FALSE | 0 | 0 | 0 | 0 | 0
Spain | ESP | 2015-04-07 16:00 | 2015-04-07 18:00 | 42.95 | 2015 | 6.77 | 2015-04-30 |  |  |  |  | 2322 | 2026-04-07 17:00 | 26.78 | 15.41 | 17 | FALSE | 0 | 0 | 0 | 0 | 0
Spain | ESP | 2015-04-07 17:00 | 2015-04-07 19:00 | 43.1 | 2015 | 6.77 | 2015-04-30 |  |  |  |  | 2323 | 2026-04-07 18:00 | 50.74 | 15.41 | 18 | FALSE | 0 | 0 | 0 | 0 | 0
Spain | ESP | 2015-04-07 18:00 | 2015-04-07 20:00 | 50.48 | 2015 | 6.77 | 2015-04-30 |  |  |  |  | 2324 | 2026-04-07 19:00 | 91.66 | 15.41 | 19 | FALSE | 0 | 0 | 0 | 0 | 0
Spain | ESP | 2015-04-07 19:00 | 2015-04-07 21:00 | 56.69 | 2015 | 6.77 | 2015-04-30 |  |  |  |  | 2325 | 2026-04-07 20:00 | 118.14 | 15.41 | 20 | FALSE | 0 | 0 | 0 | 0 | 0
Spain | ESP | 2015-04-07 20:00 | 2015-04-07 22:00 | 45.69 | 2015 | 6.77 | 2015-04-30 |  |  |  |  | 2326 | 2026-04-07 21:00 | 89.24 | 15.41 | 21 | FALSE | 0 | 0 | 0 | 0 | 0
Spain | ESP | 2015-04-07 21:00 | 2015-04-07 23:00 | 40.12 | 2015 | 6.77 | 2015-04-30 |  |  |  |  | 2327 | 2026-04-07 22:00 | 79.48 | 15.41 | 22 | FALSE | 0 | 0 | 0 | 0 | 0
Spain | ESP | 2015-04-07 22:00 | 2015-04-08 | 41.55 | 2015 | 6.77 | 2015-04-30 |  |  |  |  | 2328 | 2026-04-07 23:00 | 70.4 | 15.41 | 23 | FALSE | 0 | 0 | 0 | 0 | 0
Spain | ESP | 2015-04-07 23:00 | 2015-04-08 01:00 | 29.15 | 2015 | 6.77 | 2015-04-30 |  |  |  |  | 2329 | 2026-04-08 | 60.7 | 15.41 | 24 | TRUE | 136.34 | 20 | 2.12 | 13422 | 12058.6
Spain | ESP | 2015-04-08 | 2015-04-08 02:00 | 27.53 | 2015 | 6.77 | 2015-04-30 |  |  |  |  | 2330 | 2026-04-08 01:00 | 61.44 | 15.41 | 1 | FALSE | 0 | 0 | 0 | 0 | 0
Spain | ESP | 2015-04-08 01:00 | 2015-04-08 03:00 | 27.45 | 2015 | 6.77 | 2015-04-30 |  |  |  |  | 2331 | 2026-04-08 02:00 | 58.96 | 15.41 | 2 | FALSE | 0 | 0 | 0 | 0 | 0
Spain | ESP | 2015-04-08 02:00 | 2015-04-08 04:00 | 26.76 | 2015 | 6.77 | 2015-04-30 |  |  |  |  | 2332 | 2026-04-08 03:00 | 59.32 | 15.41 | 3 | FALSE | 0 | 0 | 0 | 0 | 0
Spain | ESP | 2015-04-08 03:00 | 2015-04-08 05:00 | 27.22 | 2015 | 6.77 | 2015-04-30 |  |  |  |  | 2333 | 2026-04-08 04:00 | 63.31 | 15.41 | 4 | FALSE | 0 | 0 | 0 | 0 | 0
Spain | ESP | 2015-04-08 04:00 | 2015-04-08 06:00 | 29.65 | 2015 | 6.77 | 2015-04-30 |  |  |  |  | 2334 | 2026-04-08 05:00 | 84.95 | 15.41 | 5 | FALSE | 0 | 0 | 0 | 0 | 0
Spain | ESP | 2015-04-08 05:00 | 2015-04-08 07:00 | 37.05 | 2015 | 6.77 | 2015-04-30 |  |  |  |  | 2335 | 2026-04-08 06:00 | 109.13 | 15.41 | 6 | FALSE | 0 | 0 | 0 | 0 | 0
Spain | ESP | 2015-04-08 06:00 | 2015-04-08 08:00 | 41.88 | 2015 | 6.77 | 2015-04-30 |  |  |  |  | 2336 | 2026-04-08 07:00 | 124 | 15.41 | 7 | FALSE | 0 | 0 | 0 | 0 | 0
Spain | ESP | 2015-04-08 07:00 | 2015-04-08 09:00 | 44.12 | 2015 | 6.77 | 2015-04-30 |  |  |  |  | 2337 | 2026-04-08 08:00 | 85.92 | 15.41 | 8 | FALSE | 0 | 0 | 0 | 0 | 0
Spain | ESP | 2015-04-08 08:00 | 2015-04-08 10:00 | 45.1 | 2015 | 6.77 | 2015-04-30 |  |  |  |  | 2338 | 2026-04-08 09:00 | 56.38 | 15.41 | 9 | FALSE | 0 | 0 | 0 | 0 | 0
Spain | ESP | 2015-04-08 09:00 | 2015-04-08 11:00 | 45 | 2015 | 6.77 | 2015-04-30 |  |  |  |  | 2339 | 2026-04-08 10:00 | 29.11 | 15.41 | 10 | FALSE | 0 | 0 | 0 | 0 | 0
Spain | ESP | 2015-04-08 10:00 | 2015-04-08 12:00 | 45.6 | 2015 | 6.77 | 2015-04-30 |  |  |  |  | 2340 | 2026-04-08 11:00 | 12.64 | 15.41 | 11 | FALSE | 0 | 0 | 0 | 0 | 0
Spain | ESP | 2015-04-08 11:00 | 2015-04-08 13:00 | 45.1 | 2015 | 6.77 | 2015-04-30 |  |  |  |  | 2341 | 2026-04-08 12:00 | 4.44 | 15.41 | 12 | FALSE | 0 | 0 | 0 | 0 | 0
Spain | ESP | 2015-04-08 12:00 | 2015-04-08 14:00 | 43.19 | 2015 | 6.77 | 2015-04-30 |  |  |  |  | 2342 | 2026-04-08 13:00 | 3.02 | 15.41 | 13 | FALSE | 0 | 0 | 0 | 0 | 0
Spain | ESP | 2015-04-08 13:00 | 2015-04-08 15:00 | 43.01 | 2015 | 6.77 | 2015-04-30 |  |  |  |  | 2343 | 2026-04-08 14:00 | 2.12 | 15.41 | 14 | FALSE | 0 | 0 | 0 | 0 | 0
Spain | ESP | 2015-04-08 14:00 | 2015-04-08 16:00 | 42.95 | 2015 | 6.77 | 2015-04-30 |  |  |  |  | 2344 | 2026-04-08 15:00 | 3.23 | 15.41 | 15 | FALSE | 0 | 0 | 0 | 0 | 0
Spain | ESP | 2015-04-08 15:00 | 2015-04-08 17:00 | 42.94 | 2015 | 6.77 | 2015-04-30 |  |  |  |  | 2345 | 2026-04-08 16:00 | 14.04 | 15.41 | 16 | FALSE | 0 | 0 | 0 | 0 | 0
Spain | ESP | 2015-04-08 16:00 | 2015-04-08 18:00 | 44.65 | 2015 | 6.77 | 2015-04-30 |  |  |  |  | 2346 | 2026-04-08 17:00 | 46.98 | 15.41 | 17 | FALSE | 0 | 0 | 0 | 0 | 0
Spain | ESP | 2015-04-08 17:00 | 2015-04-08 19:00 | 48 | 2015 | 6.77 | 2015-04-30 |  |  |  |  | 2347 | 2026-04-08 18:00 | 90.94 | 15.41 | 18 | FALSE | 0 | 0 | 0 | 0 | 0
Spain | ESP | 2015-04-08 18:00 | 2015-04-08 20:00 | 52.69 | 2015 | 6.77 | 2015-04-30 |  |  |  |  | 2348 | 2026-04-08 19:00 | 129.25 | 15.41 | 19 | FALSE | 0 | 0 | 0 | 0 | 0
Spain | ESP | 2015-04-08 19:00 | 2015-04-08 21:00 | 58.99 | 2015 | 6.77 | 2015-04-30 |  |  |  |  | 2349 | 2026-04-08 20:00 | 136.34 | 15.41 | 20 | FALSE | 0 | 0 | 0 | 0 | 0
Spain | ESP | 2015-04-08 20:00 | 2015-04-08 22:00 | 55.11 | 2015 | 6.77 | 2015-04-30 |  |  |  |  | 2350 | 2026-04-08 21:00 | 114.21 | 15.41 | 21 | FALSE | 0 | 0 | 0 | 0 | 0
Spain | ESP | 2015-04-08 21:00 | 2015-04-08 23:00 | 50.5 | 2015 | 6.77 | 2015-04-30 |  |  |  |  | 2351 | 2026-04-08 22:00 | 96.11 | 15.41 | 22 | FALSE | 0 | 0 | 0 | 0 | 0
Spain | ESP | 2015-04-08 22:00 | 2015-04-09 | 50 | 2015 | 6.77 | 2015-04-30 |  |  |  |  | 2352 | 2026-04-08 23:00 | 95.11 | 15.41 | 23 | FALSE | 0 | 0 | 0 | 0 | 0
Spain | ESP | 2015-04-08 23:00 | 2015-04-09 01:00 | 45.52 | 2015 | 6.77 | 2015-04-30 |  |  |  |  | 2353 | 2026-04-09 | 90.79 | 15.41 | 24 | TRUE | 129.7 | 6 | -0.85 | 13055 | 11758
Spain | ESP | 2015-04-09 | 2015-04-09 02:00 | 40.63 | 2015 | 6.77 | 2015-04-30 |  |  |  |  | 2354 | 2026-04-09 01:00 | 80.69 | 15.41 | 1 | FALSE | 0 | 0 | 0 | 0 | 0
Spain | ESP | 2015-04-09 01:00 | 2015-04-09 03:00 | 36.98 | 2015 | 6.77 | 2015-04-30 |  |  |  |  | 2355 | 2026-04-09 02:00 | 75.94 | 15.41 | 2 | FALSE | 0 | 0 | 0 | 0 | 0
Spain | ESP | 2015-04-09 02:00 | 2015-04-09 04:00 | 37 | 2015 | 6.77 | 2015-04-30 |  |  |  |  | 2356 | 2026-04-09 03:00 | 74.17 | 15.41 | 3 | FALSE | 0 | 0 | 0 | 0 | 0
Spain | ESP | 2015-04-09 03:00 | 2015-04-09 05:00 | 39.4 | 2015 | 6.77 | 2015-04-30 |  |  |  |  | 2357 | 2026-04-09 04:00 | 76.17 | 15.41 | 4 | FALSE | 0 | 0 | 0 | 0 | 0
Spain | ESP | 2015-04-09 04:00 | 2015-04-09 06:00 | 48 | 2015 | 6.77 | 2015-04-30 |  |  |  |  | 2358 | 2026-04-09 05:00 | 93.44 | 15.41 | 5 | FALSE | 0 | 0 | 0 | 0 | 0
Spain | ESP | 2015-04-09 05:00 | 2015-04-09 07:00 | 50.1 | 2015 | 6.77 | 2015-04-30 |  |  |  |  | 2359 | 2026-04-09 06:00 | 129.7 | 15.41 | 6 | FALSE | 0 | 0 | 0 | 0 | 0
Spain | ESP | 2015-04-09 06:00 | 2015-04-09 08:00 | 53.19 | 2015 | 6.77 | 2015-04-30 |  |  |  |  | 2360 | 2026-04-09 07:00 | 99.32 | 15.41 | 7 | FALSE | 0 | 0 | 0 | 0 | 0
Spain | ESP | 2015-04-09 07:00 | 2015-04-09 09:00 | 56.77 | 2015 | 6.77 | 2015-04-30 |  |  |  |  | 2361 | 2026-04-09 08:00 | 73.95 | 15.41 | 8 | FALSE | 0 | 0 | 0 | 0 | 0
Spain | ESP | 2015-04-09 08:00 | 2015-04-09 10:00 | 59.6 | 2015 | 6.77 | 2015-04-30 |  |  |  |  | 2362 | 2026-04-09 09:00 | 25.7 | 15.41 | 9 | FALSE | 0 | 0 | 0 | 0 | 0
Spain | ESP | 2015-04-09 09:00 | 2015-04-09 11:00 | 57.69 | 2015 | 6.77 | 2015-04-30 |  |  |  |  | 2363 | 2026-04-09 10:00 | 0.73 | 15.41 | 10 | FALSE | 0 | 0 | 0 | 0 | 0
Spain | ESP | 2015-04-09 10:00 | 2015-04-09 12:00 | 56.69 | 2015 | 6.77 | 2015-04-30 |  |  |  |  | 2364 | 2026-04-09 11:00 | -0.06 | 15.41 | 11 | FALSE | 0 | 0 | 0 | 0 | 0
Spain | ESP | 2015-04-09 11:00 | 2015-04-09 13:00 | 56.18 | 2015 | 6.77 | 2015-04-30 |  |  |  |  | 2365 | 2026-04-09 12:00 | -0.63 | 15.41 | 12 | FALSE | 0 | 0 | 0 | 0 | 0
Spain | ESP | 2015-04-09 12:00 | 2015-04-09 14:00 | 52.1 | 2015 | 6.77 | 2015-04-30 |  |  |  |  | 2366 | 2026-04-09 13:00 | -0.82 | 15.41 | 13 | FALSE | 0 | 0 | 0 | 0 | 0
Spain | ESP | 2015-04-09 13:00 | 2015-04-09 15:00 | 50.48 | 2015 | 6.77 | 2015-04-30 |  |  |  |  | 2367 | 2026-04-09 14:00 | -0.85 | 15.41 | 14 | FALSE | 0 | 0 | 0 | 0 | 0
Spain | ESP | 2015-04-09 14:00 | 2015-04-09 16:00 | 51.49 | 2015 | 6.77 | 2015-04-30 |  |  |  |  | 2368 | 2026-04-09 15:00 | -0.21 | 15.41 | 15 | FALSE | 0 | 0 | 0 | 0 | 0
Spain | ESP | 2015-04-09 15:00 | 2015-04-09 17:00 | 52.1 | 2015 | 6.77 | 2015-04-30 |  |  |  |  | 2369 | 2026-04-09 16:00 | 0 | 15.41 | 16 | FALSE | 0 | 0 | 0 | 0 | 0
Spain | ESP | 2015-04-09 16:00 | 2015-04-09 18:00 | 53.02 | 2015 | 6.77 | 2015-04-30 |  |  |  |  | 2370 | 2026-04-09 17:00 | 12.05 | 15.41 | 17 | FALSE | 0 | 0 | 0 | 0 | 0
Spain | ESP | 2015-04-09 17:00 | 2015-04-09 19:00 | 56.18 | 2015 | 6.77 | 2015-04-30 |  |  |  |  | 2371 | 2026-04-09 18:00 | 57.96 | 15.41 | 18 | FALSE | 0 | 0 | 0 | 0 | 0
Spain | ESP | 2015-04-09 18:00 | 2015-04-09 20:00 | 59.98 | 2015 | 6.77 | 2015-04-30 |  |  |  |  | 2372 | 2026-04-09 19:00 | 78 | 15.41 | 19 | FALSE | 0 | 0 | 0 | 0 | 0
Spain | ESP | 2015-04-09 19:00 | 2015-04-09 21:00 | 61.89 | 2015 | 6.77 | 2015-04-30 |  |  |  |  | 2373 | 2026-04-09 20:00 | 83.88 | 15.41 | 20 | FALSE | 0 | 0 | 0 | 0 | 0
Spain | ESP | 2015-04-09 20:00 | 2015-04-09 22:00 | 55 | 2015 | 6.77 | 2015-04-30 |  |  |  |  | 2374 | 2026-04-09 21:00 | 69.56 | 15.41 | 21 | FALSE | 0 | 0 | 0 | 0 | 0
Spain | ESP | 2015-04-09 21:00 | 2015-04-09 23:00 | 51.69 | 2015 | 6.77 | 2015-04-30 |  |  |  |  | 2375 | 2026-04-09 22:00 | 62.26 | 15.41 | 22 | FALSE | 0 | 0 | 0 | 0 | 0
Spain | ESP | 2015-04-09 22:00 | 2015-04-10 | 54.1 | 2015 | 6.77 | 2015-04-30 |  |  |  |  | 2376 | 2026-04-09 23:00 | 47.98 | 15.41 | 23 | FALSE | 0 | 0 | 0 | 0 | 0
Spain | ESP | 2015-04-09 23:00 | 2015-04-10 01:00 | 47.02 | 2015 | 6.77 | 2015-04-30 |  |  |  |  | 2377 | 2026-04-10 | 39.49 | 15.41 | 24 | TRUE | 104.85 | 19 | 0 | 10485 | 9436.5
Spain | ESP | 2015-04-10 | 2015-04-10 02:00 | 42.33 | 2015 | 6.77 | 2015-04-30 |  |  |  |  | 2378 | 2026-04-10 01:00 | 39.8 | 15.41 | 1 | FALSE | 0 | 0 | 0 | 0 | 0
Spain | ESP | 2015-04-10 01:00 | 2015-04-10 03:00 | 41.95 | 2015 | 6.77 | 2015-04-30 |  |  |  |  | 2379 | 2026-04-10 02:00 | 39.8 | 15.41 | 2 | FALSE | 0 | 0 | 0 | 0 | 0
Spain | ESP | 2015-04-10 02:00 | 2015-04-10 04:00 | 42.05 | 2015 | 6.77 | 2015-04-30 |  |  |  |  | 2380 | 2026-04-10 03:00 | 39.86 | 15.41 | 3 | FALSE | 0 | 0 | 0 | 0 | 0
Spain | ESP | 2015-04-10 03:00 | 2015-04-10 05:00 | 42.17 | 2015 | 6.77 | 2015-04-30 |  |  |  |  | 2381 | 2026-04-10 04:00 | 42.5 | 15.41 | 4 | FALSE | 0 | 0 | 0 | 0 | 0
Spain | ESP | 2015-04-10 04:00 | 2015-04-10 06:00 | 54.1 | 2015 | 6.77 | 2015-04-30 |  |  |  |  | 2382 | 2026-04-10 05:00 | 61.41 | 15.41 | 5 | FALSE | 0 | 0 | 0 | 0 | 0
Spain | ESP | 2015-04-10 05:00 | 2015-04-10 07:00 | 59.2 | 2015 | 6.77 | 2015-04-30 |  |  |  |  | 2383 | 2026-04-10 06:00 | 85.77 | 15.41 | 6 | FALSE | 0 | 0 | 0 | 0 | 0
Spain | ESP | 2015-04-10 06:00 | 2015-04-10 08:00 | 61.6 | 2015 | 6.77 | 2015-04-30 |  |  |  |  | 2384 | 2026-04-10 07:00 | 86 | 15.41 | 7 | FALSE | 0 | 0 | 0 | 0 | 0
Spain | ESP | 2015-04-10 07:00 | 2015-04-10 09:00 | 60.99 | 2015 | 6.77 | 2015-04-30 |  |  |  |  | 2385 | 2026-04-10 08:00 | 62.32 | 15.41 | 8 | FALSE | 0 | 0 | 0 | 0 | 0
Spain | ESP | 2015-04-10 08:00 | 2015-04-10 10:00 | 61.69 | 2015 | 6.77 | 2015-04-30 |  |  |  |  | 2386 | 2026-04-10 09:00 | 18.29 | 15.41 | 9 | FALSE | 0 | 0 | 0 | 0 | 0
Spain | ESP | 2015-04-10 09:00 | 2015-04-10 11:00 | 60.69 | 2015 | 6.77 | 2015-04-30 |  |  |  |  | 2387 | 2026-04-10 10:00 | 1.81 | 15.41 | 10 | FALSE | 0 | 0 | 0 | 0 | 0
Spain | ESP | 2015-04-10 10:00 | 2015-04-10 12:00 | 60.69 | 2015 | 6.77 | 2015-04-30 |  |  |  |  | 2388 | 2026-04-10 11:00 | 0.29 | 15.41 | 11 | FALSE | 0 | 0 | 0 | 0 | 0
Spain | ESP | 2015-04-10 11:00 | 2015-04-10 13:00 | 60.19 | 2015 | 6.77 | 2015-04-30 |  |  |  |  | 2389 | 2026-04-10 12:00 | 0 | 15.41 | 12 | FALSE | 0 | 0 | 0 | 0 | 0
Spain | ESP | 2015-04-10 12:00 | 2015-04-10 14:00 | 59.2 | 2015 | 6.77 | 2015-04-30 |  |  |  |  | 2390 | 2026-04-10 13:00 | 0 | 15.41 | 13 | FALSE | 0 | 0 | 0 | 0 | 0
Spain | ESP | 2015-04-10 13:00 | 2015-04-10 15:00 | 58 | 2015 | 6.77 | 2015-04-30 |  |  |  |  | 2391 | 2026-04-10 14:00 | 0 | 15.41 | 14 | FALSE | 0 | 0 | 0 | 0 | 0
Spain | ESP | 2015-04-10 14:00 | 2015-04-10 16:00 | 57.6 | 2015 | 6.77 | 2015-04-30 |  |  |  |  | 2392 | 2026-04-10 15:00 | 0.21 | 15.41 | 15 | FALSE | 0 | 0 | 0 | 0 | 0
Spain | ESP | 2015-04-10 15:00 | 2015-04-10 17:00 | 59.1 | 2015 | 6.77 | 2015-04-30 |  |  |  |  | 2393 | 2026-04-10 16:00 | 6 | 15.41 | 16 | FALSE | 0 | 0 | 0 | 0 | 0
Spain | ESP | 2015-04-10 16:00 | 2015-04-10 18:00 | 59.18 | 2015 | 6.77 | 2015-04-30 |  |  |  |  | 2394 | 2026-04-10 17:00 | 36.77 | 15.41 | 17 | FALSE | 0 | 0 | 0 | 0 | 0
Spain | ESP | 2015-04-10 17:00 | 2015-04-10 19:00 | 59.03 | 2015 | 6.77 | 2015-04-30 |  |  |  |  | 2395 | 2026-04-10 18:00 | 72.12 | 15.41 | 18 | FALSE | 0 | 0 | 0 | 0 | 0
Spain | ESP | 2015-04-10 18:00 | 2015-04-10 20:00 | 60 | 2015 | 6.77 | 2015-04-30 |  |  |  |  | 2396 | 2026-04-10 19:00 | 104.85 | 15.41 | 19 | FALSE | 0 | 0 | 0 | 0 | 0
Spain | ESP | 2015-04-10 19:00 | 2015-04-10 21:00 | 64.1 | 2015 | 6.77 | 2015-04-30 |  |  |  |  | 2397 | 2026-04-10 20:00 | 104.68 | 15.41 | 20 | FALSE | 0 | 0 | 0 | 0 | 0
Spain | ESP | 2015-04-10 20:00 | 2015-04-10 22:00 | 60.85 | 2015 | 6.77 | 2015-04-30 |  |  |  |  | 2398 | 2026-04-10 21:00 | 93.26 | 15.41 | 21 | FALSE | 0 | 0 | 0 | 0 | 0
Spain | ESP | 2015-04-10 21:00 | 2015-04-10 23:00 | 60.55 | 2015 | 6.77 | 2015-04-30 |  |  |  |  | 2399 | 2026-04-10 22:00 | 84.41 | 15.41 | 22 | FALSE | 0 | 0 | 0 | 0 | 0
Spain | ESP | 2015-04-10 22:00 | 2015-04-11 | 51.87 | 2015 | 6.77 | 2015-04-30 |  |  |  |  | 2400 | 2026-04-10 23:00 | 81.94 | 15.41 | 23 | FALSE | 0 | 0 | 0 | 0 | 0
Spain | ESP | 2015-04-10 23:00 | 2015-04-11 01:00 | 46.85 | 2015 | 6.77 | 2015-04-30 |  |  |  |  | 2401 | 2026-04-11 | 61.53 | 15.41 | 24 | TRUE | 63.9 | 6 | -1.44 | 6534 | 5895
Spain | ESP | 2015-04-11 | 2015-04-11 02:00 | 42.15 | 2015 | 6.77 | 2015-04-30 |  |  |  |  | 2402 | 2026-04-11 01:00 | 51.4 | 15.41 | 1 | FALSE | 0 | 0 | 0 | 0 | 0
Spain | ESP | 2015-04-11 01:00 | 2015-04-11 03:00 | 44.3 | 2015 | 6.77 | 2015-04-30 |  |  |  |  | 2403 | 2026-04-11 02:00 | 48.8 | 15.41 | 2 | FALSE | 0 | 0 | 0 | 0 | 0
Spain | ESP | 2015-04-11 02:00 | 2015-04-11 04:00 | 43.38 | 2015 | 6.77 | 2015-04-30 |  |  |  |  | 2404 | 2026-04-11 03:00 | 43.42 | 15.41 | 3 | FALSE | 0 | 0 | 0 | 0 | 0
Spain | ESP | 2015-04-11 03:00 | 2015-04-11 05:00 | 43 | 2015 | 6.77 | 2015-04-30 |  |  |  |  | 2405 | 2026-04-11 04:00 | 50.05 | 15.41 | 4 | FALSE | 0 | 0 | 0 | 0 | 0
Spain | ESP | 2015-04-11 04:00 | 2015-04-11 06:00 | 44.28 | 2015 | 6.77 | 2015-04-30 |  |  |  |  | 2406 | 2026-04-11 05:00 | 63.39 | 15.41 | 5 | FALSE | 0 | 0 | 0 | 0 | 0
Spain | ESP | 2015-04-11 05:00 | 2015-04-11 07:00 | 45.03 | 2015 | 6.77 | 2015-04-30 |  |  |  |  | 2407 | 2026-04-11 06:00 | 63.9 | 15.41 | 6 | FALSE | 0 | 0 | 0 | 0 | 0
Spain | ESP | 2015-04-11 06:00 | 2015-04-11 08:00 | 50.48 | 2015 | 6.77 | 2015-04-30 |  |  |  |  | 2408 | 2026-04-11 07:00 | 58.58 | 15.41 | 7 | FALSE | 0 | 0 | 0 | 0 | 0
Spain | ESP | 2015-04-11 07:00 | 2015-04-11 09:00 | 54.24 | 2015 | 6.77 | 2015-04-30 |  |  |  |  | 2409 | 2026-04-11 08:00 | 32.04 | 15.41 | 8 | FALSE | 0 | 0 | 0 | 0 | 0
Spain | ESP | 2015-04-11 08:00 | 2015-04-11 10:00 | 59.23 | 2015 | 6.77 | 2015-04-30 |  |  |  |  | 2410 | 2026-04-11 09:00 | 8.66 | 15.41 | 9 | FALSE | 0 | 0 | 0 | 0 | 0
Spain | ESP | 2015-04-11 09:00 | 2015-04-11 11:00 | 57.6 | 2015 | 6.77 | 2015-04-30 |  |  |  |  | 2411 | 2026-04-11 10:00 | 0.86 | 15.41 | 10 | FALSE | 0 | 0 | 0 | 0 | 0
Spain | ESP | 2015-04-11 10:00 | 2015-04-11 12:00 | 55.1 | 2015 | 6.77 | 2015-04-30 |  |  |  |  | 2412 | 2026-04-11 11:00 | 0 | 15.41 | 11 | FALSE | 0 | 0 | 0 | 0 | 0
Spain | ESP | 2015-04-11 11:00 | 2015-04-11 13:00 | 53.69 | 2015 | 6.77 | 2015-04-30 |  |  |  |  | 2413 | 2026-04-11 12:00 | -0.16 | 15.41 | 12 | FALSE | 0 | 0 | 0 | 0 | 0
Spain | ESP | 2015-04-11 12:00 | 2015-04-11 14:00 | 52.6 | 2015 | 6.77 | 2015-04-30 |  |  |  |  | 2414 | 2026-04-11 13:00 | -0.76 | 15.41 | 13 | FALSE | 0 | 0 | 0 | 0 | 0
Spain | ESP | 2015-04-11 13:00 | 2015-04-11 15:00 | 51.01 | 2015 | 6.77 | 2015-04-30 |  |  |  |  | 2415 | 2026-04-11 14:00 | -1.44 | 15.41 | 14 | FALSE | 0 | 0 | 0 | 0 | 0
Spain | ESP | 2015-04-11 14:00 | 2015-04-11 16:00 | 46.18 | 2015 | 6.77 | 2015-04-30 |  |  |  |  | 2416 | 2026-04-11 15:00 | -1.25 | 15.41 | 15 | FALSE | 0 | 0 | 0 | 0 | 0
Spain | ESP | 2015-04-11 15:00 | 2015-04-11 17:00 | 44.29 | 2015 | 6.77 | 2015-04-30 |  |  |  |  | 2417 | 2026-04-11 16:00 | -0.2 | 15.41 | 16 | FALSE | 0 | 0 | 0 | 0 | 0
Spain | ESP | 2015-04-11 16:00 | 2015-04-11 18:00 | 44.67 | 2015 | 6.77 | 2015-04-30 |  |  |  |  | 2418 | 2026-04-11 17:00 | 2.09 | 15.41 | 17 | FALSE | 0 | 0 | 0 | 0 | 0
Spain | ESP | 2015-04-11 17:00 | 2015-04-11 19:00 | 44.3 | 2015 | 6.77 | 2015-04-30 |  |  |  |  | 2419 | 2026-04-11 18:00 | 13.35 | 15.41 | 18 | FALSE | 0 | 0 | 0 | 0 | 0
Spain | ESP | 2015-04-11 18:00 | 2015-04-11 20:00 | 51.83 | 2015 | 6.77 | 2015-04-30 |  |  |  |  | 2420 | 2026-04-11 19:00 | 26.79 | 15.41 | 19 | FALSE | 0 | 0 | 0 | 0 | 0
Spain | ESP | 2015-04-11 19:00 | 2015-04-11 21:00 | 57.6 | 2015 | 6.77 | 2015-04-30 |  |  |  |  | 2421 | 2026-04-11 20:00 | 34.64 | 15.41 | 20 | FALSE | 0 | 0 | 0 | 0 | 0
Spain | ESP | 2015-04-11 20:00 | 2015-04-11 22:00 | 57.17 | 2015 | 6.77 | 2015-04-30 |  |  |  |  | 2422 | 2026-04-11 21:00 | 31.82 | 15.41 | 21 | FALSE | 0 | 0 | 0 | 0 | 0
Spain | ESP | 2015-04-11 21:00 | 2015-04-11 23:00 | 55.04 | 2015 | 6.77 | 2015-04-30 |  |  |  |  | 2423 | 2026-04-11 22:00 | 24.39 | 15.41 | 22 | FALSE | 0 | 0 | 0 | 0 | 0
Spain | ESP | 2015-04-11 22:00 | 2015-04-12 | 50.74 | 2015 | 6.77 | 2015-04-30 |  |  |  |  | 2424 | 2026-04-11 23:00 | 15.16 | 15.41 | 23 | FALSE | 0 | 0 | 0 | 0 | 0
Spain | ESP | 2015-04-11 23:00 | 2015-04-12 01:00 | 40.54 | 2015 | 6.77 | 2015-04-30 |  |  |  |  | 2425 | 2026-04-12 | 11.05 | 15.41 | 24 | TRUE | 71.92 | 20 | -0.81 | 7273 | 6553.8
Spain | ESP | 2015-04-12 | 2015-04-12 02:00 | 36.7 | 2015 | 6.77 | 2015-04-30 |  |  |  |  | 2426 | 2026-04-12 01:00 | 9.44 | 15.41 | 1 | FALSE | 0 | 0 | 0 | 0 | 0
Spain | ESP | 2015-04-12 01:00 | 2015-04-12 03:00 | 36.7 | 2015 | 6.77 | 2015-04-30 |  |  |  |  | 2427 | 2026-04-12 02:00 | 10.94 | 15.41 | 2 | FALSE | 0 | 0 | 0 | 0 | 0
Spain | ESP | 2015-04-12 02:00 | 2015-04-12 04:00 | 32.01 | 2015 | 6.77 | 2015-04-30 |  |  |  |  | 2428 | 2026-04-12 03:00 | 10.52 | 15.41 | 3 | FALSE | 0 | 0 | 0 | 0 | 0
Spain | ESP | 2015-04-12 03:00 | 2015-04-12 05:00 | 31.1 | 2015 | 6.77 | 2015-04-30 |  |  |  |  | 2429 | 2026-04-12 04:00 | 10.82 | 15.41 | 4 | FALSE | 0 | 0 | 0 | 0 | 0
Spain | ESP | 2015-04-12 04:00 | 2015-04-12 06:00 | 31.9 | 2015 | 6.77 | 2015-04-30 |  |  |  |  | 2430 | 2026-04-12 05:00 | 11.81 | 15.41 | 5 | FALSE | 0 | 0 | 0 | 0 | 0
Spain | ESP | 2015-04-12 05:00 | 2015-04-12 07:00 | 30 | 2015 | 6.77 | 2015-04-30 |  |  |  |  | 2431 | 2026-04-12 06:00 | 10.52 | 15.41 | 6 | FALSE | 0 | 0 | 0 | 0 | 0
Spain | ESP | 2015-04-12 06:00 | 2015-04-12 08:00 | 29.81 | 2015 | 6.77 | 2015-04-30 |  |  |  |  | 2432 | 2026-04-12 07:00 | 12.23 | 15.41 | 7 | FALSE | 0 | 0 | 0 | 0 | 0
Spain | ESP | 2015-04-12 07:00 | 2015-04-12 09:00 | 32.01 | 2015 | 6.77 | 2015-04-30 |  |  |  |  | 2433 | 2026-04-12 08:00 | 10.84 | 15.41 | 8 | FALSE | 0 | 0 | 0 | 0 | 0
Spain | ESP | 2015-04-12 08:00 | 2015-04-12 10:00 | 36.7 | 2015 | 6.77 | 2015-04-30 |  |  |  |  | 2434 | 2026-04-12 09:00 | 2.51 | 15.41 | 9 | FALSE | 0 | 0 | 0 | 0 | 0
Spain | ESP | 2015-04-12 09:00 | 2015-04-12 11:00 | 31.9 | 2015 | 6.77 | 2015-04-30 |  |  |  |  | 2435 | 2026-04-12 10:00 | 0.26 | 15.41 | 10 | FALSE | 0 | 0 | 0 | 0 | 0
Spain | ESP | 2015-04-12 10:00 | 2015-04-12 12:00 | 28.16 | 2015 | 6.77 | 2015-04-30 |  |  |  |  | 2436 | 2026-04-12 11:00 | 0 | 15.41 | 11 | FALSE | 0 | 0 | 0 | 0 | 0
Spain | ESP | 2015-04-12 11:00 | 2015-04-12 13:00 | 26.88 | 2015 | 6.77 | 2015-04-30 |  |  |  |  | 2437 | 2026-04-12 12:00 | 0 | 15.41 | 12 | FALSE | 0 | 0 | 0 | 0 | 0
Spain | ESP | 2015-04-12 12:00 | 2015-04-12 14:00 | 25.99 | 2015 | 6.77 | 2015-04-30 |  |  |  |  | 2438 | 2026-04-12 13:00 | 0 | 15.41 | 13 | FALSE | 0 | 0 | 0 | 0 | 0
Spain | ESP | 2015-04-12 13:00 | 2015-04-12 15:00 | 19.79 | 2015 | 6.77 | 2015-04-30 |  |  |  |  | 2439 | 2026-04-12 14:00 | -0.43 | 15.41 | 14 | FALSE | 0 | 0 | 0 | 0 | 0
Spain | ESP | 2015-04-12 14:00 | 2015-04-12 16:00 | 12.4 | 2015 | 6.77 | 2015-04-30 |  |  |  |  | 2440 | 2026-04-12 15:00 | -0.81 | 15.41 | 15 | FALSE | 0 | 0 | 0 | 0 | 0
Spain | ESP | 2015-04-12 15:00 | 2015-04-12 17:00 | 15.13 | 2015 | 6.77 | 2015-04-30 |  |  |  |  | 2441 | 2026-04-12 16:00 | -0.72 | 15.41 | 16 | FALSE | 0 | 0 | 0 | 0 | 0
Spain | ESP | 2015-04-12 16:00 | 2015-04-12 18:00 | 25.2 | 2015 | 6.77 | 2015-04-30 |  |  |  |  | 2442 | 2026-04-12 17:00 | -0.02 | 15.41 | 17 | FALSE | 0 | 0 | 0 | 0 | 0
Spain | ESP | 2015-04-12 17:00 | 2015-04-12 19:00 | 30 | 2015 | 6.77 | 2015-04-30 |  |  |  |  | 2443 | 2026-04-12 18:00 | 8.88 | 15.41 | 18 | FALSE | 0 | 0 | 0 | 0 | 0
Spain | ESP | 2015-04-12 18:00 | 2015-04-12 20:00 | 40.54 | 2015 | 6.77 | 2015-04-30 |  |  |  |  | 2444 | 2026-04-12 19:00 | 35.93 | 15.41 | 19 | FALSE | 0 | 0 | 0 | 0 | 0
Spain | ESP | 2015-04-12 19:00 | 2015-04-12 21:00 | 55.1 | 2015 | 6.77 | 2015-04-30 |  |  |  |  | 2445 | 2026-04-12 20:00 | 71.92 | 15.41 | 20 | FALSE | 0 | 0 | 0 | 0 | 0
Spain | ESP | 2015-04-12 20:00 | 2015-04-12 22:00 | 51.48 | 2015 | 6.77 | 2015-04-30 |  |  |  |  | 2446 | 2026-04-12 21:00 | 54.02 | 15.41 | 21 | FALSE | 0 | 0 | 0 | 0 | 0
Spain | ESP | 2015-04-12 21:00 | 2015-04-12 23:00 | 47.38 | 2015 | 6.77 | 2015-04-30 |  |  |  |  | 2447 | 2026-04-12 22:00 | 35.02 | 15.41 | 22 | FALSE | 0 | 0 | 0 | 0 | 0
Spain | ESP | 2015-04-12 22:00 | 2015-04-13 | 40.54 | 2015 | 6.77 | 2015-04-30 |  |  |  |  | 2448 | 2026-04-12 23:00 | 30.18 | 15.41 | 23 | FALSE | 0 | 0 | 0 | 0 | 0
Spain | ESP | 2015-04-12 23:00 | 2015-04-13 01:00 | 33.99 | 2015 | 6.77 | 2015-04-30 |  |  |  |  | 2449 | 2026-04-13 | 18.9 | 15.41 | 24 | TRUE | 99.95 | 20 | -0.04 | 9999 | 8999.5
Spain | ESP | 2015-04-13 | 2015-04-13 02:00 | 32.01 | 2015 | 6.77 | 2015-04-30 |  |  |  |  | 2450 | 2026-04-13 01:00 | 14.5 | 15.41 | 1 | FALSE | 0 | 0 | 0 | 0 | 0
Spain | ESP | 2015-04-13 01:00 | 2015-04-13 03:00 | 31.1 | 2015 | 6.77 | 2015-04-30 |  |  |  |  | 2451 | 2026-04-13 02:00 | 10.39 | 15.41 | 2 | FALSE | 0 | 0 | 0 | 0 | 0
Spain | ESP | 2015-04-13 02:00 | 2015-04-13 04:00 | 30.45 | 2015 | 6.77 | 2015-04-30 |  |  |  |  | 2452 | 2026-04-13 03:00 | 7.8 | 15.41 | 3 | FALSE | 0 | 0 | 0 | 0 | 0
Spain | ESP | 2015-04-13 03:00 | 2015-04-13 05:00 | 34.98 | 2015 | 6.77 | 2015-04-30 |  |  |  |  | 2453 | 2026-04-13 04:00 | 13.09 | 15.41 | 4 | FALSE | 0 | 0 | 0 | 0 | 0
Spain | ESP | 2015-04-13 04:00 | 2015-04-13 06:00 | 43.94 | 2015 | 6.77 | 2015-04-30 |  |  |  |  | 2454 | 2026-04-13 05:00 | 20.89 | 15.41 | 5 | FALSE | 0 | 0 | 0 | 0 | 0
Spain | ESP | 2015-04-13 05:00 | 2015-04-13 07:00 | 53 | 2015 | 6.77 | 2015-04-30 |  |  |  |  | 2455 | 2026-04-13 06:00 | 52.68 | 15.41 | 6 | FALSE | 0 | 0 | 0 | 0 | 0
Spain | ESP | 2015-04-13 06:00 | 2015-04-13 08:00 | 56.77 | 2015 | 6.77 | 2015-04-30 |  |  |  |  | 2456 | 2026-04-13 07:00 | 26.12 | 15.41 | 7 | FALSE | 0 | 0 | 0 | 0 | 0
Spain | ESP | 2015-04-13 07:00 | 2015-04-13 09:00 | 59.47 | 2015 | 6.77 | 2015-04-30 |  |  |  |  | 2457 | 2026-04-13 08:00 | 4.82 | 15.41 | 8 | FALSE | 0 | 0 | 0 | 0 | 0
Spain | ESP | 2015-04-13 08:00 | 2015-04-13 10:00 | 57.48 | 2015 | 6.77 | 2015-04-30 |  |  |  |  | 2458 | 2026-04-13 09:00 | 0.21 | 15.41 | 9 | FALSE | 0 | 0 | 0 | 0 | 0
Spain | ESP | 2015-04-13 09:00 | 2015-04-13 11:00 | 53.41 | 2015 | 6.77 | 2015-04-30 |  |  |  |  | 2459 | 2026-04-13 10:00 | -0.01 | 15.41 | 10 | FALSE | 0 | 0 | 0 | 0 | 0
Spain | ESP | 2015-04-13 10:00 | 2015-04-13 12:00 | 50.05 | 2015 | 6.77 | 2015-04-30 |  |  |  |  | 2460 | 2026-04-13 11:00 | -0.03 | 15.41 | 11 | FALSE | 0 | 0 | 0 | 0 | 0
Spain | ESP | 2015-04-13 11:00 | 2015-04-13 13:00 | 48.88 | 2015 | 6.77 | 2015-04-30 |  |  |  |  | 2461 | 2026-04-13 12:00 | -0.02 | 15.41 | 12 | FALSE | 0 | 0 | 0 | 0 | 0
Spain | ESP | 2015-04-13 12:00 | 2015-04-13 14:00 | 47.17 | 2015 | 6.77 | 2015-04-30 |  |  |  |  | 2462 | 2026-04-13 13:00 | -0.04 | 15.41 | 13 | FALSE | 0 | 0 | 0 | 0 | 0
Spain | ESP | 2015-04-13 13:00 | 2015-04-13 15:00 | 44.19 | 2015 | 6.77 | 2015-04-30 |  |  |  |  | 2463 | 2026-04-13 14:00 | -0.02 | 15.41 | 14 | FALSE | 0 | 0 | 0 | 0 | 0
Spain | ESP | 2015-04-13 14:00 | 2015-04-13 16:00 | 44.23 | 2015 | 6.77 | 2015-04-30 |  |  |  |  | 2464 | 2026-04-13 15:00 | -0.01 | 15.41 | 15 | FALSE | 0 | 0 | 0 | 0 | 0
Spain | ESP | 2015-04-13 15:00 | 2015-04-13 17:00 | 46.9 | 2015 | 6.77 | 2015-04-30 |  |  |  |  | 2465 | 2026-04-13 16:00 | 0 | 15.41 | 16 | FALSE | 0 | 0 | 0 | 0 | 0
Spain | ESP | 2015-04-13 16:00 | 2015-04-13 18:00 | 49.54 | 2015 | 6.77 | 2015-04-30 |  |  |  |  | 2466 | 2026-04-13 17:00 | 4.61 | 15.41 | 17 | FALSE | 0 | 0 | 0 | 0 | 0
Spain | ESP | 2015-04-13 17:00 | 2015-04-13 19:00 | 53 | 2015 | 6.77 | 2015-04-30 |  |  |  |  | 2467 | 2026-04-13 18:00 | 26.96 | 15.41 | 18 | FALSE | 0 | 0 | 0 | 0 | 0
Spain | ESP | 2015-04-13 18:00 | 2015-04-13 20:00 | 57.48 | 2015 | 6.77 | 2015-04-30 |  |  |  |  | 2468 | 2026-04-13 19:00 | 82.24 | 15.41 | 19 | FALSE | 0 | 0 | 0 | 0 | 0
Spain | ESP | 2015-04-13 19:00 | 2015-04-13 21:00 | 60.69 | 2015 | 6.77 | 2015-04-30 |  |  |  |  | 2469 | 2026-04-13 20:00 | 99.95 | 15.41 | 20 | FALSE | 0 | 0 | 0 | 0 | 0
Spain | ESP | 2015-04-13 20:00 | 2015-04-13 22:00 | 55.32 | 2015 | 6.77 | 2015-04-30 |  |  |  |  | 2470 | 2026-04-13 21:00 | 89.78 | 15.41 | 21 | FALSE | 0 | 0 | 0 | 0 | 0
Spain | ESP | 2015-04-13 21:00 | 2015-04-13 23:00 | 47.07 | 2015 | 6.77 | 2015-04-30 |  |  |  |  | 2471 | 2026-04-13 22:00 | 68.34 | 15.41 | 22 | FALSE | 0 | 0 | 0 | 0 | 0
Spain | ESP | 2015-04-13 22:00 | 2015-04-14 | 40.1 | 2015 | 6.77 | 2015-04-30 |  |  |  |  | 2472 | 2026-04-13 23:00 | 65.48 | 15.41 | 23 | FALSE | 0 | 0 | 0 | 0 | 0
Spain | ESP | 2015-04-13 23:00 | 2015-04-14 01:00 | 33.83 | 2015 | 6.77 | 2015-04-30 |  |  |  |  | 2473 | 2026-04-14 | 62.09 | 15.41 | 24 | TRUE | 114.8 | 20 | -0.6 | 11540 | 10392
Spain | ESP | 2015-04-14 | 2015-04-14 02:00 | 31.84 | 2015 | 6.77 | 2015-04-30 |  |  |  |  | 2474 | 2026-04-14 01:00 | 63.53 | 15.41 | 1 | FALSE | 0 | 0 | 0 | 0 | 0
Spain | ESP | 2015-04-14 01:00 | 2015-04-14 03:00 | 27.58 | 2015 | 6.77 | 2015-04-30 |  |  |  |  | 2475 | 2026-04-14 02:00 | 59.11 | 15.41 | 2 | FALSE | 0 | 0 | 0 | 0 | 0
Spain | ESP | 2015-04-14 02:00 | 2015-04-14 04:00 | 27.08 | 2015 | 6.77 | 2015-04-30 |  |  |  |  | 2476 | 2026-04-14 03:00 | 57.25 | 15.41 | 3 | FALSE | 0 | 0 | 0 | 0 | 0
Spain | ESP | 2015-04-14 03:00 | 2015-04-14 05:00 | 29.99 | 2015 | 6.77 | 2015-04-30 |  |  |  |  | 2477 | 2026-04-14 04:00 | 60.76 | 15.41 | 4 | FALSE | 0 | 0 | 0 | 0 | 0
Spain | ESP | 2015-04-14 04:00 | 2015-04-14 06:00 | 36 | 2015 | 6.77 | 2015-04-30 |  |  |  |  | 2478 | 2026-04-14 05:00 | 73.3 | 15.41 | 5 | FALSE | 0 | 0 | 0 | 0 | 0
Spain | ESP | 2015-04-14 05:00 | 2015-04-14 07:00 | 48.07 | 2015 | 6.77 | 2015-04-30 |  |  |  |  | 2479 | 2026-04-14 06:00 | 94.41 | 15.41 | 6 | FALSE | 0 | 0 | 0 | 0 | 0
Spain | ESP | 2015-04-14 06:00 | 2015-04-14 08:00 | 50.48 | 2015 | 6.77 | 2015-04-30 |  |  |  |  | 2480 | 2026-04-14 07:00 | 81.39 | 15.41 | 7 | FALSE | 0 | 0 | 0 | 0 | 0
Spain | ESP | 2015-04-14 07:00 | 2015-04-14 09:00 | 52.6 | 2015 | 6.77 | 2015-04-30 |  |  |  |  | 2481 | 2026-04-14 08:00 | 25.65 | 15.41 | 8 | FALSE | 0 | 0 | 0 | 0 | 0
Spain | ESP | 2015-04-14 08:00 | 2015-04-14 10:00 | 52.99 | 2015 | 6.77 | 2015-04-30 |  |  |  |  | 2482 | 2026-04-14 09:00 | 0.66 | 15.41 | 9 | FALSE | 0 | 0 | 0 | 0 | 0
Spain | ESP | 2015-04-14 09:00 | 2015-04-14 11:00 | 51.49 | 2015 | 6.77 | 2015-04-30 |  |  |  |  | 2483 | 2026-04-14 10:00 | -0.13 | 15.41 | 10 | FALSE | 0 | 0 | 0 | 0 | 0
Spain | ESP | 2015-04-14 10:00 | 2015-04-14 12:00 | 46.84 | 2015 | 6.77 | 2015-04-30 |  |  |  |  | 2484 | 2026-04-14 11:00 | -0.6 | 15.41 | 11 | FALSE | 0 | 0 | 0 | 0 | 0
Spain | ESP | 2015-04-14 11:00 | 2015-04-14 13:00 | 45 | 2015 | 6.77 | 2015-04-30 |  |  |  |  | 2485 | 2026-04-14 12:00 | -0.6 | 15.41 | 12 | FALSE | 0 | 0 | 0 | 0 | 0
Spain | ESP | 2015-04-14 12:00 | 2015-04-14 14:00 | 44.01 | 2015 | 6.77 | 2015-04-30 |  |  |  |  | 2486 | 2026-04-14 13:00 | -0.28 | 15.41 | 13 | FALSE | 0 | 0 | 0 | 0 | 0
Spain | ESP | 2015-04-14 13:00 | 2015-04-14 15:00 | 39.67 | 2015 | 6.77 | 2015-04-30 |  |  |  |  | 2487 | 2026-04-14 14:00 | -0.5 | 15.41 | 14 | FALSE | 0 | 0 | 0 | 0 | 0
Spain | ESP | 2015-04-14 14:00 | 2015-04-14 16:00 | 39.75 | 2015 | 6.77 | 2015-04-30 |  |  |  |  | 2488 | 2026-04-14 15:00 | -0.26 | 15.41 | 15 | FALSE | 0 | 0 | 0 | 0 | 0
Spain | ESP | 2015-04-14 15:00 | 2015-04-14 17:00 | 41.7 | 2015 | 6.77 | 2015-04-30 |  |  |  |  | 2489 | 2026-04-14 16:00 | 0 | 15.41 | 16 | FALSE | 0 | 0 | 0 | 0 | 0
Spain | ESP | 2015-04-14 16:00 | 2015-04-14 18:00 | 43 | 2015 | 6.77 | 2015-04-30 |  |  |  |  | 2490 | 2026-04-14 17:00 | 3.8 | 15.41 | 17 | FALSE | 0 | 0 | 0 | 0 | 0
Spain | ESP | 2015-04-14 17:00 | 2015-04-14 19:00 | 47.5 | 2015 | 6.77 | 2015-04-30 |  |  |  |  | 2491 | 2026-04-14 18:00 | 54.52 | 15.41 | 18 | FALSE | 0 | 0 | 0 | 0 | 0
Spain | ESP | 2015-04-14 18:00 | 2015-04-14 20:00 | 50.48 | 2015 | 6.77 | 2015-04-30 |  |  |  |  | 2492 | 2026-04-14 19:00 | 97.12 | 15.41 | 19 | FALSE | 0 | 0 | 0 | 0 | 0
Spain | ESP | 2015-04-14 19:00 | 2015-04-14 21:00 | 55.69 | 2015 | 6.77 | 2015-04-30 |  |  |  |  | 2493 | 2026-04-14 20:00 | 114.8 | 15.41 | 20 | FALSE | 0 | 0 | 0 | 0 | 0
Spain | ESP | 2015-04-14 20:00 | 2015-04-14 22:00 | 50.94 | 2015 | 6.77 | 2015-04-30 |  |  |  |  | 2494 | 2026-04-14 21:00 | 98.87 | 15.41 | 21 | FALSE | 0 | 0 | 0 | 0 | 0
Spain | ESP | 2015-04-14 21:00 | 2015-04-14 23:00 | 45.7 | 2015 | 6.77 | 2015-04-30 |  |  |  |  | 2495 | 2026-04-14 22:00 | 92.88 | 15.41 | 22 | FALSE | 0 | 0 | 0 | 0 | 0
Spain | ESP | 2015-04-14 22:00 | 2015-04-15 | 42.53 | 2015 | 6.77 | 2015-04-30 |  |  |  |  | 2496 | 2026-04-14 23:00 | 103.74 | 15.41 | 23 | FALSE | 0 | 0 | 0 | 0 | 0
Spain | ESP | 2015-04-14 23:00 | 2015-04-15 01:00 | 37.69 | 2015 | 6.77 | 2015-04-30 |  |  |  |  | 2497 | 2026-04-15 | 91.58 | 15.41 | 24 | TRUE | 134.6 | 20 | -0.81 | 13541 | 12195
Spain | ESP | 2015-04-15 | 2015-04-15 02:00 | 34.2 | 2015 | 6.77 | 2015-04-30 |  |  |  |  | 2498 | 2026-04-15 01:00 | 84.14 | 15.41 | 1 | FALSE | 0 | 0 | 0 | 0 | 0
Spain | ESP | 2015-04-15 01:00 | 2015-04-15 03:00 | 30.45 | 2015 | 6.77 | 2015-04-30 |  |  |  |  | 2499 | 2026-04-15 02:00 | 74.48 | 15.41 | 2 | FALSE | 0 | 0 | 0 | 0 | 0
Spain | ESP | 2015-04-15 02:00 | 2015-04-15 04:00 | 31.1 | 2015 | 6.77 | 2015-04-30 |  |  |  |  | 2500 | 2026-04-15 03:00 | 74.5 | 15.41 | 3 | FALSE | 0 | 0 | 0 | 0 | 0
Spain | ESP | 2015-04-15 03:00 | 2015-04-15 05:00 | 34.11 | 2015 | 6.77 | 2015-04-30 |  |  |  |  | 2501 | 2026-04-15 04:00 | 77.41 | 15.41 | 4 | FALSE | 0 | 0 | 0 | 0 | 0
Spain | ESP | 2015-04-15 04:00 | 2015-04-15 06:00 | 41.36 | 2015 | 6.77 | 2015-04-30 |  |  |  |  | 2502 | 2026-04-15 05:00 | 92.7 | 15.41 | 5 | FALSE | 0 | 0 | 0 | 0 | 0
Spain | ESP | 2015-04-15 05:00 | 2015-04-15 07:00 | 48.1 | 2015 | 6.77 | 2015-04-30 |  |  |  |  | 2503 | 2026-04-15 06:00 | 117.59 | 15.41 | 6 | FALSE | 0 | 0 | 0 | 0 | 0
Spain | ESP | 2015-04-15 06:00 | 2015-04-15 08:00 | 51.76 | 2015 | 6.77 | 2015-04-30 |  |  |  |  | 2504 | 2026-04-15 07:00 | 100.02 | 15.41 | 7 | FALSE | 0 | 0 | 0 | 0 | 0
Spain | ESP | 2015-04-15 07:00 | 2015-04-15 09:00 | 53.3 | 2015 | 6.77 | 2015-04-30 |  |  |  |  | 2505 | 2026-04-15 08:00 | 47.84 | 15.41 | 8 | FALSE | 0 | 0 | 0 | 0 | 0
Spain | ESP | 2015-04-15 08:00 | 2015-04-15 10:00 | 56.1 | 2015 | 6.77 | 2015-04-30 |  |  |  |  | 2506 | 2026-04-15 09:00 | 1.73 | 15.41 | 9 | FALSE | 0 | 0 | 0 | 0 | 0
Spain | ESP | 2015-04-15 09:00 | 2015-04-15 11:00 | 55.62 | 2015 | 6.77 | 2015-04-30 |  |  |  |  | 2507 | 2026-04-15 10:00 | 0 | 15.41 | 10 | FALSE | 0 | 0 | 0 | 0 | 0
Spain | ESP | 2015-04-15 10:00 | 2015-04-15 12:00 | 56.02 | 2015 | 6.77 | 2015-04-30 |  |  |  |  | 2508 | 2026-04-15 11:00 | -0.1 | 15.41 | 11 | FALSE | 0 | 0 | 0 | 0 | 0
Spain | ESP | 2015-04-15 11:00 | 2015-04-15 13:00 | 55.01 | 2015 | 6.77 | 2015-04-30 |  |  |  |  | 2509 | 2026-04-15 12:00 | -0.36 | 15.41 | 12 | FALSE | 0 | 0 | 0 | 0 | 0
Spain | ESP | 2015-04-15 12:00 | 2015-04-15 14:00 | 52.48 | 2015 | 6.77 | 2015-04-30 |  |  |  |  | 2510 | 2026-04-15 13:00 | -0.5 | 15.41 | 13 | FALSE | 0 | 0 | 0 | 0 | 0
Spain | ESP | 2015-04-15 13:00 | 2015-04-15 15:00 | 50.31 | 2015 | 6.77 | 2015-04-30 |  |  |  |  | 2511 | 2026-04-15 14:00 | -0.81 | 15.41 | 14 | FALSE | 0 | 0 | 0 | 0 | 0
Spain | ESP | 2015-04-15 14:00 | 2015-04-15 16:00 | 51.5 | 2015 | 6.77 | 2015-04-30 |  |  |  |  | 2512 | 2026-04-15 15:00 | -0.54 | 15.41 | 15 | FALSE | 0 | 0 | 0 | 0 | 0
Spain | ESP | 2015-04-15 15:00 | 2015-04-15 17:00 | 52.6 | 2015 | 6.77 | 2015-04-30 |  |  |  |  | 2513 | 2026-04-15 16:00 | 0 | 15.41 | 16 | FALSE | 0 | 0 | 0 | 0 | 0
Spain | ESP | 2015-04-15 16:00 | 2015-04-15 18:00 | 52.48 | 2015 | 6.77 | 2015-04-30 |  |  |  |  | 2514 | 2026-04-15 17:00 | 5.11 | 15.41 | 17 | FALSE | 0 | 0 | 0 | 0 | 0
Spain | ESP | 2015-04-15 17:00 | 2015-04-15 19:00 | 52.6 | 2015 | 6.77 | 2015-04-30 |  |  |  |  | 2515 | 2026-04-15 18:00 | 76.15 | 15.41 | 18 | FALSE | 0 | 0 | 0 | 0 | 0
Spain | ESP | 2015-04-15 18:00 | 2015-04-15 20:00 | 57.49 | 2015 | 6.77 | 2015-04-30 |  |  |  |  | 2516 | 2026-04-15 19:00 | 128.7 | 15.41 | 19 | FALSE | 0 | 0 | 0 | 0 | 0
Spain | ESP | 2015-04-15 19:00 | 2015-04-15 21:00 | 64.4 | 2015 | 6.77 | 2015-04-30 |  |  |  |  | 2517 | 2026-04-15 20:00 | 134.6 | 15.41 | 20 | FALSE | 0 | 0 | 0 | 0 | 0
Spain | ESP | 2015-04-15 20:00 | 2015-04-15 22:00 | 59.2 | 2015 | 6.77 | 2015-04-30 |  |  |  |  | 2518 | 2026-04-15 21:00 | 121.15 | 15.41 | 21 | FALSE | 0 | 0 | 0 | 0 | 0
Spain | ESP | 2015-04-15 21:00 | 2015-04-15 23:00 | 54.5 | 2015 | 6.77 | 2015-04-30 |  |  |  |  | 2519 | 2026-04-15 22:00 | 108.58 | 15.41 | 22 | FALSE | 0 | 0 | 0 | 0 | 0
Spain | ESP | 2015-04-15 22:00 | 2015-04-16 | 55.54 | 2015 | 6.77 | 2015-04-30 |  |  |  |  | 2520 | 2026-04-15 23:00 | 94.66 | 15.41 | 23 | FALSE | 0 | 0 | 0 | 0 | 0
Spain | ESP | 2015-04-15 23:00 | 2015-04-16 01:00 | 52 | 2015 | 6.77 | 2015-04-30 |  |  |  |  | 2521 | 2026-04-16 | 89.66 | 15.41 | 24 | TRUE | 134.66 | 20 | 0 | 13466 | 12119.4
Spain | ESP | 2015-04-16 | 2015-04-16 02:00 | 45.24 | 2015 | 6.77 | 2015-04-30 |  |  |  |  | 2522 | 2026-04-16 01:00 | 89.23 | 15.41 | 1 | FALSE | 0 | 0 | 0 | 0 | 0
Spain | ESP | 2015-04-16 01:00 | 2015-04-16 03:00 | 45.98 | 2015 | 6.77 | 2015-04-30 |  |  |  |  | 2523 | 2026-04-16 02:00 | 89.27 | 15.41 | 2 | FALSE | 0 | 0 | 0 | 0 | 0
Spain | ESP | 2015-04-16 02:00 | 2015-04-16 04:00 | 43.76 | 2015 | 6.77 | 2015-04-30 |  |  |  |  | 2524 | 2026-04-16 03:00 | 90.21 | 15.41 | 3 | FALSE | 0 | 0 | 0 | 0 | 0
Spain | ESP | 2015-04-16 03:00 | 2015-04-16 05:00 | 43.87 | 2015 | 6.77 | 2015-04-30 |  |  |  |  | 2525 | 2026-04-16 04:00 | 92.45 | 15.41 | 4 | FALSE | 0 | 0 | 0 | 0 | 0
Spain | ESP | 2015-04-16 04:00 | 2015-04-16 06:00 | 51.1 | 2015 | 6.77 | 2015-04-30 |  |  |  |  | 2526 | 2026-04-16 05:00 | 103.5 | 15.41 | 5 | FALSE | 0 | 0 | 0 | 0 | 0
Spain | ESP | 2015-04-16 05:00 | 2015-04-16 07:00 | 55.54 | 2015 | 6.77 | 2015-04-30 |  |  |  |  | 2527 | 2026-04-16 06:00 | 121.16 | 15.41 | 6 | FALSE | 0 | 0 | 0 | 0 | 0
Spain | ESP | 2015-04-16 06:00 | 2015-04-16 08:00 | 55.49 | 2015 | 6.77 | 2015-04-30 |  |  |  |  | 2528 | 2026-04-16 07:00 | 124.7 | 15.41 | 7 | FALSE | 0 | 0 | 0 | 0 | 0
Spain | ESP | 2015-04-16 07:00 | 2015-04-16 09:00 | 55.49 | 2015 | 6.77 | 2015-04-30 |  |  |  |  | 2529 | 2026-04-16 08:00 | 98.73 | 15.41 | 8 | FALSE | 0 | 0 | 0 | 0 | 0
Spain | ESP | 2015-04-16 08:00 | 2015-04-16 10:00 | 56.54 | 2015 | 6.77 | 2015-04-30 |  |  |  |  | 2530 | 2026-04-16 09:00 | 33.32 | 15.41 | 9 | FALSE | 0 | 0 | 0 | 0 | 0
Spain | ESP | 2015-04-16 09:00 | 2015-04-16 11:00 | 56.04 | 2015 | 6.77 | 2015-04-30 |  |  |  |  | 2531 | 2026-04-16 10:00 | 0.52 | 15.41 | 10 | FALSE | 0 | 0 | 0 | 0 | 0
Spain | ESP | 2015-04-16 10:00 | 2015-04-16 12:00 | 55.49 | 2015 | 6.77 | 2015-04-30 |  |  |  |  | 2532 | 2026-04-16 11:00 | 0 | 15.41 | 11 | FALSE | 0 | 0 | 0 | 0 | 0
Spain | ESP | 2015-04-16 11:00 | 2015-04-16 13:00 | 52.48 | 2015 | 6.77 | 2015-04-30 |  |  |  |  | 2533 | 2026-04-16 12:00 | 0 | 15.41 | 12 | FALSE | 0 | 0 | 0 | 0 | 0
Spain | ESP | 2015-04-16 12:00 | 2015-04-16 14:00 | 50.06 | 2015 | 6.77 | 2015-04-30 |  |  |  |  | 2534 | 2026-04-16 13:00 | 0 | 15.41 | 13 | FALSE | 0 | 0 | 0 | 0 | 0
Spain | ESP | 2015-04-16 13:00 | 2015-04-16 15:00 | 47.19 | 2015 | 6.77 | 2015-04-30 |  |  |  |  | 2535 | 2026-04-16 14:00 | 0 | 15.41 | 14 | FALSE | 0 | 0 | 0 | 0 | 0
Spain | ESP | 2015-04-16 14:00 | 2015-04-16 16:00 | 45.25 | 2015 | 6.77 | 2015-04-30 |  |  |  |  | 2536 | 2026-04-16 15:00 | 0 | 15.41 | 15 | FALSE | 0 | 0 | 0 | 0 | 0
Spain | ESP | 2015-04-16 15:00 | 2015-04-16 17:00 | 44.01 | 2015 | 6.77 | 2015-04-30 |  |  |  |  | 2537 | 2026-04-16 16:00 | 1.15 | 15.41 | 16 | FALSE | 0 | 0 | 0 | 0 | 0
Spain | ESP | 2015-04-16 16:00 | 2015-04-16 18:00 | 45.11 | 2015 | 6.77 | 2015-04-30 |  |  |  |  | 2538 | 2026-04-16 17:00 | 40.79 | 15.41 | 17 | FALSE | 0 | 0 | 0 | 0 | 0
Spain | ESP | 2015-04-16 17:00 | 2015-04-16 19:00 | 49.31 | 2015 | 6.77 | 2015-04-30 |  |  |  |  | 2539 | 2026-04-16 18:00 | 95.61 | 15.41 | 18 | FALSE | 0 | 0 | 0 | 0 | 0
Spain | ESP | 2015-04-16 18:00 | 2015-04-16 20:00 | 55.49 | 2015 | 6.77 | 2015-04-30 |  |  |  |  | 2540 | 2026-04-16 19:00 | 121.81 | 15.41 | 19 | FALSE | 0 | 0 | 0 | 0 | 0
Spain | ESP | 2015-04-16 19:00 | 2015-04-16 21:00 | 58.9 | 2015 | 6.77 | 2015-04-30 |  |  |  |  | 2541 | 2026-04-16 20:00 | 134.66 | 15.41 | 20 | FALSE | 0 | 0 | 0 | 0 | 0
Spain | ESP | 2015-04-16 20:00 | 2015-04-16 22:00 | 52.48 | 2015 | 6.77 | 2015-04-30 |  |  |  |  | 2542 | 2026-04-16 21:00 | 128.46 | 15.41 | 21 | FALSE | 0 | 0 | 0 | 0 | 0
Spain | ESP | 2015-04-16 21:00 | 2015-04-16 23:00 | 48.34 | 2015 | 6.77 | 2015-04-30 |  |  |  |  | 2543 | 2026-04-16 22:00 | 114.1 | 15.41 | 22 | FALSE | 0 | 0 | 0 | 0 | 0
Spain | ESP | 2015-04-16 22:00 | 2015-04-17 | 54.98 | 2015 | 6.77 | 2015-04-30 |  |  |  |  | 2544 | 2026-04-16 23:00 | 119.92 | 15.41 | 23 | FALSE | 0 | 0 | 0 | 0 | 0
Spain | ESP | 2015-04-16 23:00 | 2015-04-17 01:00 | 45.25 | 2015 | 6.77 | 2015-04-30 |  |  |  |  | 2545 | 2026-04-17 | 114.89 | 15.41 | 24 | TRUE | 123 | 20 | 0 | 12300 | 11070
Spain | ESP | 2015-04-17 | 2015-04-17 02:00 | 43.55 | 2015 | 6.77 | 2015-04-30 |  |  |  |  | 2546 | 2026-04-17 01:00 | 112.53 | 15.41 | 1 | FALSE | 0 | 0 | 0 | 0 | 0
Spain | ESP | 2015-04-17 01:00 | 2015-04-17 03:00 | 43.14 | 2015 | 6.77 | 2015-04-30 |  |  |  |  | 2547 | 2026-04-17 02:00 | 106.03 | 15.41 | 2 | FALSE | 0 | 0 | 0 | 0 | 0
Spain | ESP | 2015-04-17 02:00 | 2015-04-17 04:00 | 42.17 | 2015 | 6.77 | 2015-04-30 |  |  |  |  | 2548 | 2026-04-17 03:00 | 104.58 | 15.41 | 3 | FALSE | 0 | 0 | 0 | 0 | 0
Spain | ESP | 2015-04-17 03:00 | 2015-04-17 05:00 | 43.76 | 2015 | 6.77 | 2015-04-30 |  |  |  |  | 2549 | 2026-04-17 04:00 | 109.33 | 15.41 | 4 | FALSE | 0 | 0 | 0 | 0 | 0
Spain | ESP | 2015-04-17 04:00 | 2015-04-17 06:00 | 54.98 | 2015 | 6.77 | 2015-04-30 |  |  |  |  | 2550 | 2026-04-17 05:00 | 111.18 | 15.41 | 5 | FALSE | 0 | 0 | 0 | 0 | 0
Spain | ESP | 2015-04-17 05:00 | 2015-04-17 07:00 | 60.1 | 2015 | 6.77 | 2015-04-30 |  |  |  |  | 2551 | 2026-04-17 06:00 | 116.43 | 15.41 | 6 | FALSE | 0 | 0 | 0 | 0 | 0
Spain | ESP | 2015-04-17 06:00 | 2015-04-17 08:00 | 60.1 | 2015 | 6.77 | 2015-04-30 |  |  |  |  | 2552 | 2026-04-17 07:00 | 112.46 | 15.41 | 7 | FALSE | 0 | 0 | 0 | 0 | 0
Spain | ESP | 2015-04-17 07:00 | 2015-04-17 09:00 | 62 | 2015 | 6.77 | 2015-04-30 |  |  |  |  | 2553 | 2026-04-17 08:00 | 81.23 | 15.41 | 8 | FALSE | 0 | 0 | 0 | 0 | 0
Spain | ESP | 2015-04-17 08:00 | 2015-04-17 10:00 | 61.6 | 2015 | 6.77 | 2015-04-30 |  |  |  |  | 2554 | 2026-04-17 09:00 | 21.65 | 15.41 | 9 | FALSE | 0 | 0 | 0 | 0 | 0
Spain | ESP | 2015-04-17 09:00 | 2015-04-17 11:00 | 60.95 | 2015 | 6.77 | 2015-04-30 |  |  |  |  | 2555 | 2026-04-17 10:00 | 0.9 | 15.41 | 10 | FALSE | 0 | 0 | 0 | 0 | 0
Spain | ESP | 2015-04-17 10:00 | 2015-04-17 12:00 | 60.95 | 2015 | 6.77 | 2015-04-30 |  |  |  |  | 2556 | 2026-04-17 11:00 | 0 | 15.41 | 11 | FALSE | 0 | 0 | 0 | 0 | 0
Spain | ESP | 2015-04-17 11:00 | 2015-04-17 13:00 | 60.12 | 2015 | 6.77 | 2015-04-30 |  |  |  |  | 2557 | 2026-04-17 12:00 | 0 | 15.41 | 12 | FALSE | 0 | 0 | 0 | 0 | 0
Spain | ESP | 2015-04-17 12:00 | 2015-04-17 14:00 | 57.56 | 2015 | 6.77 | 2015-04-30 |  |  |  |  | 2558 | 2026-04-17 13:00 | 0 | 15.41 | 13 | FALSE | 0 | 0 | 0 | 0 | 0
Spain | ESP | 2015-04-17 13:00 | 2015-04-17 15:00 | 57 | 2015 | 6.77 | 2015-04-30 |  |  |  |  | 2559 | 2026-04-17 14:00 | 0 | 15.41 | 14 | FALSE | 0 | 0 | 0 | 0 | 0
Spain | ESP | 2015-04-17 14:00 | 2015-04-17 16:00 | 56.5 | 2015 | 6.77 | 2015-04-30 |  |  |  |  | 2560 | 2026-04-17 15:00 | 0 | 15.41 | 15 | FALSE | 0 | 0 | 0 | 0 | 0
Spain | ESP | 2015-04-17 15:00 | 2015-04-17 17:00 | 57.49 | 2015 | 6.77 | 2015-04-30 |  |  |  |  | 2561 | 2026-04-17 16:00 | 1 | 15.41 | 16 | FALSE | 0 | 0 | 0 | 0 | 0
Spain | ESP | 2015-04-17 16:00 | 2015-04-17 18:00 | 58.1 | 2015 | 6.77 | 2015-04-30 |  |  |  |  | 2562 | 2026-04-17 17:00 | 44.99 | 15.41 | 17 | FALSE | 0 | 0 | 0 | 0 | 0
Spain | ESP | 2015-04-17 17:00 | 2015-04-17 19:00 | 58.1 | 2015 | 6.77 | 2015-04-30 |  |  |  |  | 2563 | 2026-04-17 18:00 | 87.42 | 15.41 | 18 | FALSE | 0 | 0 | 0 | 0 | 0
Spain | ESP | 2015-04-17 18:00 | 2015-04-17 20:00 | 62 | 2015 | 6.77 | 2015-04-30 |  |  |  |  | 2564 | 2026-04-17 19:00 | 115.81 | 15.41 | 19 | FALSE | 0 | 0 | 0 | 0 | 0
Spain | ESP | 2015-04-17 19:00 | 2015-04-17 21:00 | 67.01 | 2015 | 6.77 | 2015-04-30 |  |  |  |  | 2565 | 2026-04-17 20:00 | 123 | 15.41 | 20 | FALSE | 0 | 0 | 0 | 0 | 0
Spain | ESP | 2015-04-17 20:00 | 2015-04-17 22:00 | 63.69 | 2015 | 6.77 | 2015-04-30 |  |  |  |  | 2566 | 2026-04-17 21:00 | 114.26 | 15.41 | 21 | FALSE | 0 | 0 | 0 | 0 | 0
Spain | ESP | 2015-04-17 21:00 | 2015-04-17 23:00 | 60.1 | 2015 | 6.77 | 2015-04-30 |  |  |  |  | 2567 | 2026-04-17 22:00 | 103.26 | 15.41 | 22 | FALSE | 0 | 0 | 0 | 0 | 0
Spain | ESP | 2015-04-17 22:00 | 2015-04-18 | 56.26 | 2015 | 6.77 | 2015-04-30 |  |  |  |  | 2568 | 2026-04-17 23:00 | 96.63 | 15.41 | 23 | FALSE | 0 | 0 | 0 | 0 | 0
Spain | ESP | 2015-04-17 23:00 | 2015-04-18 01:00 | 52.1 | 2015 | 6.77 | 2015-04-30 |  |  |  |  | 2569 | 2026-04-18 | 90.96 | 15.41 | 24 | TRUE | 90.96 | 24 | -2.08 | 9304 | 8394.4
Spain | ESP | 2015-04-18 | 2015-04-18 02:00 | 49 | 2015 | 6.77 | 2015-04-30 |  |  |  |  | 2570 | 2026-04-18 01:00 | 83.28 | 15.41 | 1 | FALSE | 0 | 0 | 0 | 0 | 0
Spain | ESP | 2015-04-18 01:00 | 2015-04-18 03:00 | 50.1 | 2015 | 6.77 | 2015-04-30 |  |  |  |  | 2571 | 2026-04-18 02:00 | 77.24 | 15.41 | 2 | FALSE | 0 | 0 | 0 | 0 | 0
Spain | ESP | 2015-04-18 02:00 | 2015-04-18 04:00 | 52.02 | 2015 | 6.77 | 2015-04-30 |  |  |  |  | 2572 | 2026-04-18 03:00 | 75.04 | 15.41 | 3 | FALSE | 0 | 0 | 0 | 0 | 0
Spain | ESP | 2015-04-18 03:00 | 2015-04-18 05:00 | 50.1 | 2015 | 6.77 | 2015-04-30 |  |  |  |  | 2573 | 2026-04-18 04:00 | 76.7 | 15.41 | 4 | FALSE | 0 | 0 | 0 | 0 | 0
Spain | ESP | 2015-04-18 04:00 | 2015-04-18 06:00 | 51.72 | 2015 | 6.77 | 2015-04-30 |  |  |  |  | 2574 | 2026-04-18 05:00 | 83.29 | 15.41 | 5 | FALSE | 0 | 0 | 0 | 0 | 0
Spain | ESP | 2015-04-18 05:00 | 2015-04-18 07:00 | 50.1 | 2015 | 6.77 | 2015-04-30 |  |  |  |  | 2575 | 2026-04-18 06:00 | 84.98 | 15.41 | 6 | FALSE | 0 | 0 | 0 | 0 | 0
Spain | ESP | 2015-04-18 06:00 | 2015-04-18 08:00 | 53.6 | 2015 | 6.77 | 2015-04-30 |  |  |  |  | 2576 | 2026-04-18 07:00 | 63.03 | 15.41 | 7 | FALSE | 0 | 0 | 0 | 0 | 0
Spain | ESP | 2015-04-18 07:00 | 2015-04-18 09:00 | 56.77 | 2015 | 6.77 | 2015-04-30 |  |  |  |  | 2577 | 2026-04-18 08:00 | 20.48 | 15.41 | 8 | FALSE | 0 | 0 | 0 | 0 | 0
Spain | ESP | 2015-04-18 08:00 | 2015-04-18 10:00 | 57.01 | 2015 | 6.77 | 2015-04-30 |  |  |  |  | 2578 | 2026-04-18 09:00 | 1.78 | 15.41 | 9 | FALSE | 0 | 0 | 0 | 0 | 0
Spain | ESP | 2015-04-18 09:00 | 2015-04-18 11:00 | 54.64 | 2015 | 6.77 | 2015-04-30 |  |  |  |  | 2579 | 2026-04-18 10:00 | -0.7 | 15.41 | 10 | FALSE | 0 | 0 | 0 | 0 | 0
Spain | ESP | 2015-04-18 10:00 | 2015-04-18 12:00 | 49.9 | 2015 | 6.77 | 2015-04-30 |  |  |  |  | 2580 | 2026-04-18 11:00 | -1.03 | 15.41 | 11 | FALSE | 0 | 0 | 0 | 0 | 0
Spain | ESP | 2015-04-18 11:00 | 2015-04-18 13:00 | 46.89 | 2015 | 6.77 | 2015-04-30 |  |  |  |  | 2581 | 2026-04-18 12:00 | -2.05 | 15.41 | 12 | FALSE | 0 | 0 | 0 | 0 | 0
Spain | ESP | 2015-04-18 12:00 | 2015-04-18 14:00 | 39.75 | 2015 | 6.77 | 2015-04-30 |  |  |  |  | 2582 | 2026-04-18 13:00 | -2.08 | 15.41 | 13 | FALSE | 0 | 0 | 0 | 0 | 0
Spain | ESP | 2015-04-18 13:00 | 2015-04-18 15:00 | 34.11 | 2015 | 6.77 | 2015-04-30 |  |  |  |  | 2583 | 2026-04-18 14:00 | -1.33 | 15.41 | 14 | FALSE | 0 | 0 | 0 | 0 | 0
Spain | ESP | 2015-04-18 14:00 | 2015-04-18 16:00 | 32 | 2015 | 6.77 | 2015-04-30 |  |  |  |  | 2584 | 2026-04-18 15:00 | -0.91 | 15.41 | 15 | FALSE | 0 | 0 | 0 | 0 | 0
Spain | ESP | 2015-04-18 15:00 | 2015-04-18 17:00 | 31.99 | 2015 | 6.77 | 2015-04-30 |  |  |  |  | 2585 | 2026-04-18 16:00 | -0.1 | 15.41 | 16 | FALSE | 0 | 0 | 0 | 0 | 0
Spain | ESP | 2015-04-18 16:00 | 2015-04-18 18:00 | 34.11 | 2015 | 6.77 | 2015-04-30 |  |  |  |  | 2586 | 2026-04-18 17:00 | 3.62 | 15.41 | 17 | FALSE | 0 | 0 | 0 | 0 | 0
Spain | ESP | 2015-04-18 17:00 | 2015-04-18 19:00 | 39.24 | 2015 | 6.77 | 2015-04-30 |  |  |  |  | 2587 | 2026-04-18 18:00 | 41.97 | 15.41 | 18 | FALSE | 0 | 0 | 0 | 0 | 0
Spain | ESP | 2015-04-18 18:00 | 2015-04-18 20:00 | 50 | 2015 | 6.77 | 2015-04-30 |  |  |  |  | 2588 | 2026-04-18 19:00 | 79.52 | 15.41 | 19 | FALSE | 0 | 0 | 0 | 0 | 0
Spain | ESP | 2015-04-18 19:00 | 2015-04-18 21:00 | 57.58 | 2015 | 6.77 | 2015-04-30 |  |  |  |  | 2589 | 2026-04-18 20:00 | 83.88 | 15.41 | 20 | FALSE | 0 | 0 | 0 | 0 | 0
Spain | ESP | 2015-04-18 20:00 | 2015-04-18 22:00 | 55.76 | 2015 | 6.77 | 2015-04-30 |  |  |  |  | 2590 | 2026-04-18 21:00 | 81.66 | 15.41 | 21 | FALSE | 0 | 0 | 0 | 0 | 0
Spain | ESP | 2015-04-18 21:00 | 2015-04-18 23:00 | 50.04 | 2015 | 6.77 | 2015-04-30 |  |  |  |  | 2591 | 2026-04-18 22:00 | 81.64 | 15.41 | 22 | FALSE | 0 | 0 | 0 | 0 | 0
Spain | ESP | 2015-04-18 22:00 | 2015-04-19 | 49.9 | 2015 | 6.77 | 2015-04-30 |  |  |  |  | 2592 | 2026-04-18 23:00 | 69.9 | 15.41 | 23 | FALSE | 0 | 0 | 0 | 0 | 0
Spain | ESP | 2015-04-18 23:00 | 2015-04-19 01:00 | 35 | 2015 | 6.77 | 2015-04-30 |  |  |  |  | 2593 | 2026-04-19 | 60.46 | 15.41 | 24 | TRUE | 87.63 | 20 | -4.28 | 9191 | 8314.7
Spain | ESP | 2015-04-19 | 2015-04-19 02:00 | 33.83 | 2015 | 6.77 | 2015-04-30 |  |  |  |  | 2594 | 2026-04-19 01:00 | 54.15 | 15.41 | 1 | FALSE | 0 | 0 | 0 | 0 | 0
Spain | ESP | 2015-04-19 01:00 | 2015-04-19 03:00 | 33.2 | 2015 | 6.77 | 2015-04-30 |  |  |  |  | 2595 | 2026-04-19 02:00 | 48.95 | 15.41 | 2 | FALSE | 0 | 0 | 0 | 0 | 0
Spain | ESP | 2015-04-19 02:00 | 2015-04-19 04:00 | 31.99 | 2015 | 6.77 | 2015-04-30 |  |  |  |  | 2596 | 2026-04-19 03:00 | 45.66 | 15.41 | 3 | FALSE | 0 | 0 | 0 | 0 | 0
Spain | ESP | 2015-04-19 03:00 | 2015-04-19 05:00 | 31.1 | 2015 | 6.77 | 2015-04-30 |  |  |  |  | 2597 | 2026-04-19 04:00 | 58.18 | 15.41 | 4 | FALSE | 0 | 0 | 0 | 0 | 0
Spain | ESP | 2015-04-19 04:00 | 2015-04-19 06:00 | 31.99 | 2015 | 6.77 | 2015-04-30 |  |  |  |  | 2598 | 2026-04-19 05:00 | 65.83 | 15.41 | 5 | FALSE | 0 | 0 | 0 | 0 | 0
Spain | ESP | 2015-04-19 05:00 | 2015-04-19 07:00 | 31 | 2015 | 6.77 | 2015-04-30 |  |  |  |  | 2599 | 2026-04-19 06:00 | 70.76 | 15.41 | 6 | FALSE | 0 | 0 | 0 | 0 | 0
Spain | ESP | 2015-04-19 06:00 | 2015-04-19 08:00 | 32.4 | 2015 | 6.77 | 2015-04-30 |  |  |  |  | 2600 | 2026-04-19 07:00 | 37.58 | 15.41 | 7 | FALSE | 0 | 0 | 0 | 0 | 0
Spain | ESP | 2015-04-19 07:00 | 2015-04-19 09:00 | 34.11 | 2015 | 6.77 | 2015-04-30 |  |  |  |  | 2601 | 2026-04-19 08:00 | 2.38 | 15.41 | 8 | FALSE | 0 | 0 | 0 | 0 | 0
Spain | ESP | 2015-04-19 08:00 | 2015-04-19 10:00 | 38.8 | 2015 | 6.77 | 2015-04-30 |  |  |  |  | 2602 | 2026-04-19 09:00 | -0.58 | 15.41 | 9 | FALSE | 0 | 0 | 0 | 0 | 0
Spain | ESP | 2015-04-19 09:00 | 2015-04-19 11:00 | 39.24 | 2015 | 6.77 | 2015-04-30 |  |  |  |  | 2603 | 2026-04-19 10:00 | -1.98 | 15.41 | 10 | FALSE | 0 | 0 | 0 | 0 | 0
Spain | ESP | 2015-04-19 10:00 | 2015-04-19 12:00 | 39.75 | 2015 | 6.77 | 2015-04-30 |  |  |  |  | 2604 | 2026-04-19 11:00 | -2.1 | 15.41 | 11 | FALSE | 0 | 0 | 0 | 0 | 0
Spain | ESP | 2015-04-19 11:00 | 2015-04-19 13:00 | 41.38 | 2015 | 6.77 | 2015-04-30 |  |  |  |  | 2605 | 2026-04-19 12:00 | -2.1 | 15.41 | 12 | FALSE | 0 | 0 | 0 | 0 | 0
Spain | ESP | 2015-04-19 12:00 | 2015-04-19 14:00 | 39.24 | 2015 | 6.77 | 2015-04-30 |  |  |  |  | 2606 | 2026-04-19 13:00 | -3 | 15.41 | 13 | FALSE | 0 | 0 | 0 | 0 | 0
Spain | ESP | 2015-04-19 13:00 | 2015-04-19 15:00 | 34.11 | 2015 | 6.77 | 2015-04-30 |  |  |  |  | 2607 | 2026-04-19 14:00 | -3 | 15.41 | 14 | FALSE | 0 | 0 | 0 | 0 | 0
Spain | ESP | 2015-04-19 14:00 | 2015-04-19 16:00 | 34 | 2015 | 6.77 | 2015-04-30 |  |  |  |  | 2608 | 2026-04-19 15:00 | -4.28 | 15.41 | 15 | FALSE | 0 | 0 | 0 | 0 | 0
Spain | ESP | 2015-04-19 15:00 | 2015-04-19 17:00 | 34.7 | 2015 | 6.77 | 2015-04-30 |  |  |  |  | 2609 | 2026-04-19 16:00 | -1.28 | 15.41 | 16 | FALSE | 0 | 0 | 0 | 0 | 0
Spain | ESP | 2015-04-19 16:00 | 2015-04-19 18:00 | 38.8 | 2015 | 6.77 | 2015-04-30 |  |  |  |  | 2610 | 2026-04-19 17:00 | 0.5 | 15.41 | 17 | FALSE | 0 | 0 | 0 | 0 | 0
Spain | ESP | 2015-04-19 17:00 | 2015-04-19 19:00 | 42.33 | 2015 | 6.77 | 2015-04-30 |  |  |  |  | 2611 | 2026-04-19 18:00 | 35.49 | 15.41 | 18 | FALSE | 0 | 0 | 0 | 0 | 0
Spain | ESP | 2015-04-19 18:00 | 2015-04-19 20:00 | 57.56 | 2015 | 6.77 | 2015-04-30 |  |  |  |  | 2612 | 2026-04-19 19:00 | 77.88 | 15.41 | 19 | FALSE | 0 | 0 | 0 | 0 | 0
Spain | ESP | 2015-04-19 19:00 | 2015-04-19 21:00 | 67.07 | 2015 | 6.77 | 2015-04-30 |  |  |  |  | 2613 | 2026-04-19 20:00 | 87.63 | 15.41 | 20 | FALSE | 0 | 0 | 0 | 0 | 0
Spain | ESP | 2015-04-19 20:00 | 2015-04-19 22:00 | 65.3 | 2015 | 6.77 | 2015-04-30 |  |  |  |  | 2614 | 2026-04-19 21:00 | 86.72 | 15.41 | 21 | FALSE | 0 | 0 | 0 | 0 | 0
Spain | ESP | 2015-04-19 21:00 | 2015-04-19 23:00 | 61 | 2015 | 6.77 | 2015-04-30 |  |  |  |  | 2615 | 2026-04-19 22:00 | 85.54 | 15.41 | 22 | FALSE | 0 | 0 | 0 | 0 | 0
Spain | ESP | 2015-04-19 22:00 | 2015-04-20 | 57.01 | 2015 | 6.77 | 2015-04-30 |  |  |  |  | 2616 | 2026-04-19 23:00 | 81.03 | 15.41 | 23 | FALSE | 0 | 0 | 0 | 0 | 0
Spain | ESP | 2015-04-19 23:00 | 2015-04-20 01:00 | 50 | 2015 | 6.77 | 2015-04-30 |  |  |  |  | 2617 | 2026-04-20 | 75.9 | 15.41 | 24 | TRUE | 109.54 | 20 | 0 | 10954 | 9858.6
Spain | ESP | 2015-04-20 | 2015-04-20 02:00 | 45.25 | 2015 | 6.77 | 2015-04-30 |  |  |  |  | 2618 | 2026-04-20 01:00 | 74.72 | 15.41 | 1 | FALSE | 0 | 0 | 0 | 0 | 0
Spain | ESP | 2015-04-20 01:00 | 2015-04-20 03:00 | 45.98 | 2015 | 6.77 | 2015-04-30 |  |  |  |  | 2619 | 2026-04-20 02:00 | 72.78 | 15.41 | 2 | FALSE | 0 | 0 | 0 | 0 | 0
Spain | ESP | 2015-04-20 02:00 | 2015-04-20 04:00 | 47.39 | 2015 | 6.77 | 2015-04-30 |  |  |  |  | 2620 | 2026-04-20 03:00 | 74.13 | 15.41 | 3 | FALSE | 0 | 0 | 0 | 0 | 0
Spain | ESP | 2015-04-20 03:00 | 2015-04-20 05:00 | 50 | 2015 | 6.77 | 2015-04-30 |  |  |  |  | 2621 | 2026-04-20 04:00 | 76.63 | 15.41 | 4 | FALSE | 0 | 0 | 0 | 0 | 0
Spain | ESP | 2015-04-20 04:00 | 2015-04-20 06:00 | 56.77 | 2015 | 6.77 | 2015-04-30 |  |  |  |  | 2622 | 2026-04-20 05:00 | 79.47 | 15.41 | 5 | FALSE | 0 | 0 | 0 | 0 | 0
Spain | ESP | 2015-04-20 05:00 | 2015-04-20 07:00 | 59.5 | 2015 | 6.77 | 2015-04-30 |  |  |  |  | 2623 | 2026-04-20 06:00 | 91.8 | 15.41 | 6 | FALSE | 0 | 0 | 0 | 0 | 0
Spain | ESP | 2015-04-20 06:00 | 2015-04-20 08:00 | 59.5 | 2015 | 6.77 | 2015-04-30 |  |  |  |  | 2624 | 2026-04-20 07:00 | 81.03 | 15.41 | 7 | FALSE | 0 | 0 | 0 | 0 | 0
Spain | ESP | 2015-04-20 07:00 | 2015-04-20 09:00 | 64.71 | 2015 | 6.77 | 2015-04-30 |  |  |  |  | 2625 | 2026-04-20 08:00 | 50.61 | 15.41 | 8 | FALSE | 0 | 0 | 0 | 0 | 0
Spain | ESP | 2015-04-20 08:00 | 2015-04-20 10:00 | 63.5 | 2015 | 6.77 | 2015-04-30 |  |  |  |  | 2626 | 2026-04-20 09:00 | 4.42 | 15.41 | 9 | FALSE | 0 | 0 | 0 | 0 | 0
Spain | ESP | 2015-04-20 09:00 | 2015-04-20 11:00 | 61.42 | 2015 | 6.77 | 2015-04-30 |  |  |  |  | 2627 | 2026-04-20 10:00 | 0.14 | 15.41 | 10 | FALSE | 0 | 0 | 0 | 0 | 0
Spain | ESP | 2015-04-20 10:00 | 2015-04-20 12:00 | 61.42 | 2015 | 6.77 | 2015-04-30 |  |  |  |  | 2628 | 2026-04-20 11:00 | 0.15 | 15.41 | 11 | FALSE | 0 | 0 | 0 | 0 | 0
Spain | ESP | 2015-04-20 11:00 | 2015-04-20 13:00 | 60.1 | 2015 | 6.77 | 2015-04-30 |  |  |  |  | 2629 | 2026-04-20 12:00 | 0 | 15.41 | 12 | FALSE | 0 | 0 | 0 | 0 | 0
Spain | ESP | 2015-04-20 12:00 | 2015-04-20 14:00 | 59.02 | 2015 | 6.77 | 2015-04-30 |  |  |  |  | 2630 | 2026-04-20 13:00 | 0 | 15.41 | 13 | FALSE | 0 | 0 | 0 | 0 | 0
Spain | ESP | 2015-04-20 13:00 | 2015-04-20 15:00 | 55.2 | 2015 | 6.77 | 2015-04-30 |  |  |  |  | 2631 | 2026-04-20 14:00 | 0 | 15.41 | 14 | FALSE | 0 | 0 | 0 | 0 | 0
Spain | ESP | 2015-04-20 14:00 | 2015-04-20 16:00 | 54.48 | 2015 | 6.77 | 2015-04-30 |  |  |  |  | 2632 | 2026-04-20 15:00 | 0 | 15.41 | 15 | FALSE | 0 | 0 | 0 | 0 | 0
Spain | ESP | 2015-04-20 15:00 | 2015-04-20 17:00 | 54.57 | 2015 | 6.77 | 2015-04-30 |  |  |  |  | 2633 | 2026-04-20 16:00 | 2.63 | 15.41 | 16 | FALSE | 0 | 0 | 0 | 0 | 0
Spain | ESP | 2015-04-20 16:00 | 2015-04-20 18:00 | 50.31 | 2015 | 6.77 | 2015-04-30 |  |  |  |  | 2634 | 2026-04-20 17:00 | 23.37 | 15.41 | 17 | FALSE | 0 | 0 | 0 | 0 | 0
Spain | ESP | 2015-04-20 17:00 | 2015-04-20 19:00 | 51.72 | 2015 | 6.77 | 2015-04-30 |  |  |  |  | 2635 | 2026-04-20 18:00 | 55.62 | 15.41 | 18 | FALSE | 0 | 0 | 0 | 0 | 0
Spain | ESP | 2015-04-20 18:00 | 2015-04-20 20:00 | 56.9 | 2015 | 6.77 | 2015-04-30 |  |  |  |  | 2636 | 2026-04-20 19:00 | 91.35 | 15.41 | 19 | FALSE | 0 | 0 | 0 | 0 | 0
Spain | ESP | 2015-04-20 19:00 | 2015-04-20 21:00 | 60.5 | 2015 | 6.77 | 2015-04-30 |  |  |  |  | 2637 | 2026-04-20 20:00 | 109.54 | 15.41 | 20 | FALSE | 0 | 0 | 0 | 0 | 0
Spain | ESP | 2015-04-20 20:00 | 2015-04-20 22:00 | 55.03 | 2015 | 6.77 | 2015-04-30 |  |  |  |  | 2638 | 2026-04-20 21:00 | 92.83 | 15.41 | 21 | FALSE | 0 | 0 | 0 | 0 | 0
Spain | ESP | 2015-04-20 21:00 | 2015-04-20 23:00 | 44.2 | 2015 | 6.77 | 2015-04-30 |  |  |  |  | 2639 | 2026-04-20 22:00 | 82.18 | 15.41 | 22 | FALSE | 0 | 0 | 0 | 0 | 0
Spain | ESP | 2015-04-20 22:00 | 2015-04-21 | 42.9 | 2015 | 6.77 | 2015-04-30 |  |  |  |  | 2640 | 2026-04-20 23:00 | 87.8 | 15.41 | 23 | FALSE | 0 | 0 | 0 | 0 | 0
Spain | ESP | 2015-04-20 23:00 | 2015-04-21 01:00 | 41 | 2015 | 6.77 | 2015-04-30 |  |  |  |  | 2641 | 2026-04-21 | 79.92 | 15.41 | 24 | TRUE | 83.85 | 20 | -0.11 | 8396 | 7557.5
Spain | ESP | 2015-04-21 | 2015-04-21 02:00 | 38.5 | 2015 | 6.77 | 2015-04-30 |  |  |  |  | 2642 | 2026-04-21 01:00 | 76.33 | 15.41 | 1 | FALSE | 0 | 0 | 0 | 0 | 0
Spain | ESP | 2015-04-21 01:00 | 2015-04-21 03:00 | 38.4 | 2015 | 6.77 | 2015-04-30 |  |  |  |  | 2643 | 2026-04-21 02:00 | 74.28 | 15.41 | 2 | FALSE | 0 | 0 | 0 | 0 | 0
Spain | ESP | 2015-04-21 02:00 | 2015-04-21 04:00 | 39.3 | 2015 | 6.77 | 2015-04-30 |  |  |  |  | 2644 | 2026-04-21 03:00 | 72.28 | 15.41 | 3 | FALSE | 0 | 0 | 0 | 0 | 0
Spain | ESP | 2015-04-21 03:00 | 2015-04-21 05:00 | 41.7 | 2015 | 6.77 | 2015-04-30 |  |  |  |  | 2645 | 2026-04-21 04:00 | 73.09 | 15.41 | 4 | FALSE | 0 | 0 | 0 | 0 | 0
Spain | ESP | 2015-04-21 04:00 | 2015-04-21 06:00 | 43.99 | 2015 | 6.77 | 2015-04-30 |  |  |  |  | 2646 | 2026-04-21 05:00 | 74.92 | 15.41 | 5 | FALSE | 0 | 0 | 0 | 0 | 0
Spain | ESP | 2015-04-21 05:00 | 2015-04-21 07:00 | 53.19 | 2015 | 6.77 | 2015-04-30 |  |  |  |  | 2647 | 2026-04-21 06:00 | 81.59 | 15.41 | 6 | FALSE | 0 | 0 | 0 | 0 | 0
Spain | ESP | 2015-04-21 06:00 | 2015-04-21 08:00 | 57.56 | 2015 | 6.77 | 2015-04-30 |  |  |  |  | 2648 | 2026-04-21 07:00 | 70.32 | 15.41 | 7 | FALSE | 0 | 0 | 0 | 0 | 0
Spain | ESP | 2015-04-21 07:00 | 2015-04-21 09:00 | 60.1 | 2015 | 6.77 | 2015-04-30 |  |  |  |  | 2649 | 2026-04-21 08:00 | 35.92 | 15.41 | 8 | FALSE | 0 | 0 | 0 | 0 | 0
Spain | ESP | 2015-04-21 08:00 | 2015-04-21 10:00 | 60.1 | 2015 | 6.77 | 2015-04-30 |  |  |  |  | 2650 | 2026-04-21 09:00 | 4.27 | 15.41 | 9 | FALSE | 0 | 0 | 0 | 0 | 0
Spain | ESP | 2015-04-21 09:00 | 2015-04-21 11:00 | 58.1 | 2015 | 6.77 | 2015-04-30 |  |  |  |  | 2651 | 2026-04-21 10:00 | 0.21 | 15.41 | 10 | FALSE | 0 | 0 | 0 | 0 | 0
Spain | ESP | 2015-04-21 10:00 | 2015-04-21 12:00 | 57.1 | 2015 | 6.77 | 2015-04-30 |  |  |  |  | 2652 | 2026-04-21 11:00 | 0 | 15.41 | 11 | FALSE | 0 | 0 | 0 | 0 | 0
Spain | ESP | 2015-04-21 11:00 | 2015-04-21 13:00 | 55.08 | 2015 | 6.77 | 2015-04-30 |  |  |  |  | 2653 | 2026-04-21 12:00 | -0.04 | 15.41 | 12 | FALSE | 0 | 0 | 0 | 0 | 0
Spain | ESP | 2015-04-21 12:00 | 2015-04-21 14:00 | 50.98 | 2015 | 6.77 | 2015-04-30 |  |  |  |  | 2654 | 2026-04-21 13:00 | -0.11 | 15.41 | 13 | FALSE | 0 | 0 | 0 | 0 | 0
Spain | ESP | 2015-04-21 13:00 | 2015-04-21 15:00 | 42.33 | 2015 | 6.77 | 2015-04-30 |  |  |  |  | 2655 | 2026-04-21 14:00 | -0.11 | 15.41 | 14 | FALSE | 0 | 0 | 0 | 0 | 0
Spain | ESP | 2015-04-21 14:00 | 2015-04-21 16:00 | 42.17 | 2015 | 6.77 | 2015-04-30 |  |  |  |  | 2656 | 2026-04-21 15:00 | -0.07 | 15.41 | 15 | FALSE | 0 | 0 | 0 | 0 | 0
Spain | ESP | 2015-04-21 15:00 | 2015-04-21 17:00 | 43.38 | 2015 | 6.77 | 2015-04-30 |  |  |  |  | 2657 | 2026-04-21 16:00 | 0.21 | 15.41 | 16 | FALSE | 0 | 0 | 0 | 0 | 0
Spain | ESP | 2015-04-21 16:00 | 2015-04-21 18:00 | 42.17 | 2015 | 6.77 | 2015-04-30 |  |  |  |  | 2658 | 2026-04-21 17:00 | 5.15 | 15.41 | 17 | FALSE | 0 | 0 | 0 | 0 | 0
Spain | ESP | 2015-04-21 17:00 | 2015-04-21 19:00 | 43.3 | 2015 | 6.77 | 2015-04-30 |  |  |  |  | 2659 | 2026-04-21 18:00 | 37.34 | 15.41 | 18 | FALSE | 0 | 0 | 0 | 0 | 0
Spain | ESP | 2015-04-21 18:00 | 2015-04-21 20:00 | 52.69 | 2015 | 6.77 | 2015-04-30 |  |  |  |  | 2660 | 2026-04-21 19:00 | 75.82 | 15.41 | 19 | FALSE | 0 | 0 | 0 | 0 | 0
Spain | ESP | 2015-04-21 19:00 | 2015-04-21 21:00 | 60 | 2015 | 6.77 | 2015-04-30 |  |  |  |  | 2661 | 2026-04-21 20:00 | 83.85 | 15.41 | 20 | FALSE | 0 | 0 | 0 | 0 | 0
Spain | ESP | 2015-04-21 20:00 | 2015-04-21 22:00 | 53.69 | 2015 | 6.77 | 2015-04-30 |  |  |  |  | 2662 | 2026-04-21 21:00 | 77.92 | 15.41 | 21 | FALSE | 0 | 0 | 0 | 0 | 0
Spain | ESP | 2015-04-21 21:00 | 2015-04-21 23:00 | 44.28 | 2015 | 6.77 | 2015-04-30 |  |  |  |  | 2663 | 2026-04-21 22:00 | 75.77 | 15.41 | 22 | FALSE | 0 | 0 | 0 | 0 | 0
Spain | ESP | 2015-04-21 22:00 | 2015-04-22 | 41.7 | 2015 | 6.77 | 2015-04-30 |  |  |  |  | 2664 | 2026-04-21 23:00 | 83.72 | 15.41 | 23 | FALSE | 0 | 0 | 0 | 0 | 0
Spain | ESP | 2015-04-21 23:00 | 2015-04-22 01:00 | 36.59 | 2015 | 6.77 | 2015-04-30 |  |  |  |  | 2665 | 2026-04-22 | 76.48 | 15.41 | 24 | TRUE | 108.26 | 20 | -0.95 | 10921 | 9838.4
Spain | ESP | 2015-04-22 | 2015-04-22 02:00 | 32.25 | 2015 | 6.77 | 2015-04-30 |  |  |  |  | 2666 | 2026-04-22 01:00 | 73.27 | 15.41 | 1 | FALSE | 0 | 0 | 0 | 0 | 0
Spain | ESP | 2015-04-22 01:00 | 2015-04-22 03:00 | 32.01 | 2015 | 6.77 | 2015-04-30 |  |  |  |  | 2667 | 2026-04-22 02:00 | 73.88 | 15.41 | 2 | FALSE | 0 | 0 | 0 | 0 | 0
Spain | ESP | 2015-04-22 02:00 | 2015-04-22 04:00 | 33.01 | 2015 | 6.77 | 2015-04-30 |  |  |  |  | 2668 | 2026-04-22 03:00 | 72.66 | 15.41 | 3 | FALSE | 0 | 0 | 0 | 0 | 0
Spain | ESP | 2015-04-22 03:00 | 2015-04-22 05:00 | 36.49 | 2015 | 6.77 | 2015-04-30 |  |  |  |  | 2669 | 2026-04-22 04:00 | 73.23 | 15.41 | 4 | FALSE | 0 | 0 | 0 | 0 | 0
Spain | ESP | 2015-04-22 04:00 | 2015-04-22 06:00 | 44.28 | 2015 | 6.77 | 2015-04-30 |  |  |  |  | 2670 | 2026-04-22 05:00 | 76.96 | 15.41 | 5 | FALSE | 0 | 0 | 0 | 0 | 0
Spain | ESP | 2015-04-22 05:00 | 2015-04-22 07:00 | 52.49 | 2015 | 6.77 | 2015-04-30 |  |  |  |  | 2671 | 2026-04-22 06:00 | 92.56 | 15.41 | 6 | FALSE | 0 | 0 | 0 | 0 | 0
Spain | ESP | 2015-04-22 06:00 | 2015-04-22 08:00 | 57.01 | 2015 | 6.77 | 2015-04-30 |  |  |  |  | 2672 | 2026-04-22 07:00 | 82.08 | 15.41 | 7 | FALSE | 0 | 0 | 0 | 0 | 0
Spain | ESP | 2015-04-22 07:00 | 2015-04-22 09:00 | 58.27 | 2015 | 6.77 | 2015-04-30 |  |  |  |  | 2673 | 2026-04-22 08:00 | 47.11 | 15.41 | 8 | FALSE | 0 | 0 | 0 | 0 | 0
Spain | ESP | 2015-04-22 08:00 | 2015-04-22 10:00 | 58.64 | 2015 | 6.77 | 2015-04-30 |  |  |  |  | 2674 | 2026-04-22 09:00 | 3.37 | 15.41 | 9 | FALSE | 0 | 0 | 0 | 0 | 0
Spain | ESP | 2015-04-22 09:00 | 2015-04-22 11:00 | 58.02 | 2015 | 6.77 | 2015-04-30 |  |  |  |  | 2675 | 2026-04-22 10:00 | 0.07 | 15.41 | 10 | FALSE | 0 | 0 | 0 | 0 | 0
Spain | ESP | 2015-04-22 10:00 | 2015-04-22 12:00 | 57.56 | 2015 | 6.77 | 2015-04-30 |  |  |  |  | 2676 | 2026-04-22 11:00 | -0.13 | 15.41 | 11 | FALSE | 0 | 0 | 0 | 0 | 0
Spain | ESP | 2015-04-22 11:00 | 2015-04-22 13:00 | 56.51 | 2015 | 6.77 | 2015-04-30 |  |  |  |  | 2677 | 2026-04-22 12:00 | -0.58 | 15.41 | 12 | FALSE | 0 | 0 | 0 | 0 | 0
Spain | ESP | 2015-04-22 12:00 | 2015-04-22 14:00 | 50.59 | 2015 | 6.77 | 2015-04-30 |  |  |  |  | 2678 | 2026-04-22 13:00 | -0.85 | 15.41 | 13 | FALSE | 0 | 0 | 0 | 0 | 0
Spain | ESP | 2015-04-22 13:00 | 2015-04-22 15:00 | 46.98 | 2015 | 6.77 | 2015-04-30 |  |  |  |  | 2679 | 2026-04-22 14:00 | -0.95 | 15.41 | 14 | FALSE | 0 | 0 | 0 | 0 | 0
Spain | ESP | 2015-04-22 14:00 | 2015-04-22 16:00 | 44.69 | 2015 | 6.77 | 2015-04-30 |  |  |  |  | 2680 | 2026-04-22 15:00 | -0.3 | 15.41 | 15 | FALSE | 0 | 0 | 0 | 0 | 0
Spain | ESP | 2015-04-22 15:00 | 2015-04-22 17:00 | 49.08 | 2015 | 6.77 | 2015-04-30 |  |  |  |  | 2681 | 2026-04-22 16:00 | 0 | 15.41 | 16 | FALSE | 0 | 0 | 0 | 0 | 0
Spain | ESP | 2015-04-22 16:00 | 2015-04-22 18:00 | 50.48 | 2015 | 6.77 | 2015-04-30 |  |  |  |  | 2682 | 2026-04-22 17:00 | 5.76 | 15.41 | 17 | FALSE | 0 | 0 | 0 | 0 | 0
Spain | ESP | 2015-04-22 17:00 | 2015-04-22 19:00 | 51 | 2015 | 6.77 | 2015-04-30 |  |  |  |  | 2683 | 2026-04-22 18:00 | 45.9 | 15.41 | 18 | FALSE | 0 | 0 | 0 | 0 | 0
Spain | ESP | 2015-04-22 18:00 | 2015-04-22 20:00 | 57.56 | 2015 | 6.77 | 2015-04-30 |  |  |  |  | 2684 | 2026-04-22 19:00 | 86.07 | 15.41 | 19 | FALSE | 0 | 0 | 0 | 0 | 0
Spain | ESP | 2015-04-22 19:00 | 2015-04-22 21:00 | 64.6 | 2015 | 6.77 | 2015-04-30 |  |  |  |  | 2685 | 2026-04-22 20:00 | 108.26 | 15.41 | 20 | FALSE | 0 | 0 | 0 | 0 | 0
Spain | ESP | 2015-04-22 20:00 | 2015-04-22 22:00 | 59.85 | 2015 | 6.77 | 2015-04-30 |  |  |  |  | 2686 | 2026-04-22 21:00 | 94.01 | 15.41 | 21 | FALSE | 0 | 0 | 0 | 0 | 0
Spain | ESP | 2015-04-22 21:00 | 2015-04-22 23:00 | 58 | 2015 | 6.77 | 2015-04-30 |  |  |  |  | 2687 | 2026-04-22 22:00 | 83.35 | 15.41 | 22 | FALSE | 0 | 0 | 0 | 0 | 0
Spain | ESP | 2015-04-22 22:00 | 2015-04-23 | 59.85 | 2015 | 6.77 | 2015-04-30 |  |  |  |  | 2688 | 2026-04-22 23:00 | 89.03 | 15.41 | 23 | FALSE | 0 | 0 | 0 | 0 | 0
Spain | ESP | 2015-04-22 23:00 | 2015-04-23 01:00 | 57.1 | 2015 | 6.77 | 2015-04-30 |  |  |  |  | 2689 | 2026-04-23 | 81.33 | 15.41 | 24 | TRUE | 89.47 | 20 | -0.81 | 9028 | 8133.3
Spain | ESP | 2015-04-23 | 2015-04-23 02:00 | 52.25 | 2015 | 6.77 | 2015-04-30 |  |  |  |  | 2690 | 2026-04-23 01:00 | 81.98 | 15.41 | 1 | FALSE | 0 | 0 | 0 | 0 | 0
Spain | ESP | 2015-04-23 01:00 | 2015-04-23 03:00 | 55.03 | 2015 | 6.77 | 2015-04-30 |  |  |  |  | 2691 | 2026-04-23 02:00 | 81.13 | 15.41 | 2 | FALSE | 0 | 0 | 0 | 0 | 0
Spain | ESP | 2015-04-23 02:00 | 2015-04-23 04:00 | 55 | 2015 | 6.77 | 2015-04-30 |  |  |  |  | 2692 | 2026-04-23 03:00 | 80.85 | 15.41 | 3 | FALSE | 0 | 0 | 0 | 0 | 0
Spain | ESP | 2015-04-23 03:00 | 2015-04-23 05:00 | 55 | 2015 | 6.77 | 2015-04-30 |  |  |  |  | 2693 | 2026-04-23 04:00 | 80.86 | 15.41 | 4 | FALSE | 0 | 0 | 0 | 0 | 0
Spain | ESP | 2015-04-23 04:00 | 2015-04-23 06:00 | 59.5 | 2015 | 6.77 | 2015-04-30 |  |  |  |  | 2694 | 2026-04-23 05:00 | 82.12 | 15.41 | 5 | FALSE | 0 | 0 | 0 | 0 | 0
Spain | ESP | 2015-04-23 05:00 | 2015-04-23 07:00 | 63.1 | 2015 | 6.77 | 2015-04-30 |  |  |  |  | 2695 | 2026-04-23 06:00 | 89.06 | 15.41 | 6 | FALSE | 0 | 0 | 0 | 0 | 0
Spain | ESP | 2015-04-23 06:00 | 2015-04-23 08:00 | 65.1 | 2015 | 6.77 | 2015-04-30 |  |  |  |  | 2696 | 2026-04-23 07:00 | 85.55 | 15.41 | 7 | FALSE | 0 | 0 | 0 | 0 | 0
Spain | ESP | 2015-04-23 07:00 | 2015-04-23 09:00 | 66.69 | 2015 | 6.77 | 2015-04-30 |  |  |  |  | 2697 | 2026-04-23 08:00 | 38.9 | 15.41 | 8 | FALSE | 0 | 0 | 0 | 0 | 0
Spain | ESP | 2015-04-23 08:00 | 2015-04-23 10:00 | 66.89 | 2015 | 6.77 | 2015-04-30 |  |  |  |  | 2698 | 2026-04-23 09:00 | 3.93 | 15.41 | 9 | FALSE | 0 | 0 | 0 | 0 | 0
Spain | ESP | 2015-04-23 09:00 | 2015-04-23 11:00 | 65.69 | 2015 | 6.77 | 2015-04-30 |  |  |  |  | 2699 | 2026-04-23 10:00 | 0 | 15.41 | 10 | FALSE | 0 | 0 | 0 | 0 | 0
Spain | ESP | 2015-04-23 10:00 | 2015-04-23 12:00 | 65.2 | 2015 | 6.77 | 2015-04-30 |  |  |  |  | 2700 | 2026-04-23 11:00 | -0.3 | 15.41 | 11 | FALSE | 0 | 0 | 0 | 0 | 0
Spain | ESP | 2015-04-23 11:00 | 2015-04-23 13:00 | 64.19 | 2015 | 6.77 | 2015-04-30 |  |  |  |  | 2701 | 2026-04-23 12:00 | -0.53 | 15.41 | 12 | FALSE | 0 | 0 | 0 | 0 | 0
Spain | ESP | 2015-04-23 12:00 | 2015-04-23 14:00 | 62.69 | 2015 | 6.77 | 2015-04-30 |  |  |  |  | 2702 | 2026-04-23 13:00 | -0.72 | 15.41 | 13 | FALSE | 0 | 0 | 0 | 0 | 0
Spain | ESP | 2015-04-23 13:00 | 2015-04-23 15:00 | 60 | 2015 | 6.77 | 2015-04-30 |  |  |  |  | 2703 | 2026-04-23 14:00 | -0.81 | 15.41 | 14 | FALSE | 0 | 0 | 0 | 0 | 0
Spain | ESP | 2015-04-23 14:00 | 2015-04-23 16:00 | 60 | 2015 | 6.77 | 2015-04-30 |  |  |  |  | 2704 | 2026-04-23 15:00 | -0.37 | 15.41 | 15 | FALSE | 0 | 0 | 0 | 0 | 0
Spain | ESP | 2015-04-23 15:00 | 2015-04-23 17:00 | 60.01 | 2015 | 6.77 | 2015-04-30 |  |  |  |  | 2705 | 2026-04-23 16:00 | 0.75 | 15.41 | 16 | FALSE | 0 | 0 | 0 | 0 | 0
Spain | ESP | 2015-04-23 16:00 | 2015-04-23 18:00 | 60.95 | 2015 | 6.77 | 2015-04-30 |  |  |  |  | 2706 | 2026-04-23 17:00 | 12.7 | 15.41 | 17 | FALSE | 0 | 0 | 0 | 0 | 0
Spain | ESP | 2015-04-23 17:00 | 2015-04-23 19:00 | 63.65 | 2015 | 6.77 | 2015-04-30 |  |  |  |  | 2707 | 2026-04-23 18:00 | 47.82 | 15.41 | 18 | FALSE | 0 | 0 | 0 | 0 | 0
Spain | ESP | 2015-04-23 18:00 | 2015-04-23 20:00 | 65.1 | 2015 | 6.77 | 2015-04-30 |  |  |  |  | 2708 | 2026-04-23 19:00 | 75.61 | 15.41 | 19 | FALSE | 0 | 0 | 0 | 0 | 0
Spain | ESP | 2015-04-23 19:00 | 2015-04-23 21:00 | 65.1 | 2015 | 6.77 | 2015-04-30 |  |  |  |  | 2709 | 2026-04-23 20:00 | 89.47 | 15.41 | 20 | FALSE | 0 | 0 | 0 | 0 | 0
Spain | ESP | 2015-04-23 20:00 | 2015-04-23 22:00 | 65.1 | 2015 | 6.77 | 2015-04-30 |  |  |  |  | 2710 | 2026-04-23 21:00 | 80.9 | 15.41 | 21 | FALSE | 0 | 0 | 0 | 0 | 0
Spain | ESP | 2015-04-23 21:00 | 2015-04-23 23:00 | 61.42 | 2015 | 6.77 | 2015-04-30 |  |  |  |  | 2711 | 2026-04-23 22:00 | 78.75 | 15.41 | 22 | FALSE | 0 | 0 | 0 | 0 | 0
Spain | ESP | 2015-04-23 22:00 | 2015-04-24 | 58.75 | 2015 | 6.77 | 2015-04-30 |  |  |  |  | 2712 | 2026-04-23 23:00 | 84.17 | 15.41 | 23 | FALSE | 0 | 0 | 0 | 0 | 0
Spain | ESP | 2015-04-23 23:00 | 2015-04-24 01:00 | 57.1 | 2015 | 6.77 | 2015-04-30 |  |  |  |  | 2713 | 2026-04-24 | 82.91 | 15.41 | 24 | TRUE | 112.85 | 20 | 14.71 | 9814 | 8685.5
Spain | ESP | 2015-04-24 | 2015-04-24 02:00 | 54.61 | 2015 | 6.77 | 2015-04-30 |  |  |  |  | 2714 | 2026-04-24 01:00 | 81.78 | 15.41 | 1 | FALSE | 0 | 0 | 0 | 0 | 0
Spain | ESP | 2015-04-24 01:00 | 2015-04-24 03:00 | 54.5 | 2015 | 6.77 | 2015-04-30 |  |  |  |  | 2715 | 2026-04-24 02:00 | 81.72 | 15.41 | 2 | FALSE | 0 | 0 | 0 | 0 | 0
Spain | ESP | 2015-04-24 02:00 | 2015-04-24 04:00 | 52.2 | 2015 | 6.77 | 2015-04-30 |  |  |  |  | 2716 | 2026-04-24 03:00 | 82.02 | 15.41 | 3 | FALSE | 0 | 0 | 0 | 0 | 0
Spain | ESP | 2015-04-24 03:00 | 2015-04-24 05:00 | 54.02 | 2015 | 6.77 | 2015-04-30 |  |  |  |  | 2717 | 2026-04-24 04:00 | 84.47 | 15.41 | 4 | FALSE | 0 | 0 | 0 | 0 | 0
Spain | ESP | 2015-04-24 04:00 | 2015-04-24 06:00 | 57.4 | 2015 | 6.77 | 2015-04-30 |  |  |  |  | 2718 | 2026-04-24 05:00 | 93.87 | 15.41 | 5 | FALSE | 0 | 0 | 0 | 0 | 0
Spain | ESP | 2015-04-24 05:00 | 2015-04-24 07:00 | 59.96 | 2015 | 6.77 | 2015-04-30 |  |  |  |  | 2719 | 2026-04-24 06:00 | 105.12 | 15.41 | 6 | FALSE | 0 | 0 | 0 | 0 | 0
Spain | ESP | 2015-04-24 06:00 | 2015-04-24 08:00 | 60.95 | 2015 | 6.77 | 2015-04-30 |  |  |  |  | 2720 | 2026-04-24 07:00 | 101.09 | 15.41 | 7 | FALSE | 0 | 0 | 0 | 0 | 0
Spain | ESP | 2015-04-24 07:00 | 2015-04-24 09:00 | 61.46 | 2015 | 6.77 | 2015-04-30 |  |  |  |  | 2721 | 2026-04-24 08:00 | 90.72 | 15.41 | 8 | FALSE | 0 | 0 | 0 | 0 | 0
Spain | ESP | 2015-04-24 08:00 | 2015-04-24 10:00 | 63.1 | 2015 | 6.77 | 2015-04-30 |  |  |  |  | 2722 | 2026-04-24 09:00 | 79.66 | 15.41 | 9 | FALSE | 0 | 0 | 0 | 0 | 0
Spain | ESP | 2015-04-24 09:00 | 2015-04-24 11:00 | 61.42 | 2015 | 6.77 | 2015-04-30 |  |  |  |  | 2723 | 2026-04-24 10:00 | 51.48 | 15.41 | 10 | FALSE | 0 | 0 | 0 | 0 | 0
Spain | ESP | 2015-04-24 10:00 | 2015-04-24 12:00 | 60.99 | 2015 | 6.77 | 2015-04-30 |  |  |  |  | 2724 | 2026-04-24 11:00 | 25.37 | 15.41 | 11 | FALSE | 0 | 0 | 0 | 0 | 0
Spain | ESP | 2015-04-24 11:00 | 2015-04-24 13:00 | 59.23 | 2015 | 6.77 | 2015-04-30 |  |  |  |  | 2725 | 2026-04-24 12:00 | 20.5 | 15.41 | 12 | FALSE | 0 | 0 | 0 | 0 | 0
Spain | ESP | 2015-04-24 12:00 | 2015-04-24 14:00 | 56.77 | 2015 | 6.77 | 2015-04-30 |  |  |  |  | 2726 | 2026-04-24 13:00 | 15.52 | 15.41 | 13 | FALSE | 0 | 0 | 0 | 0 | 0
Spain | ESP | 2015-04-24 13:00 | 2015-04-24 15:00 | 53.28 | 2015 | 6.77 | 2015-04-30 |  |  |  |  | 2727 | 2026-04-24 14:00 | 14.71 | 15.41 | 14 | FALSE | 0 | 0 | 0 | 0 | 0
Spain | ESP | 2015-04-24 14:00 | 2015-04-24 16:00 | 51.72 | 2015 | 6.77 | 2015-04-30 |  |  |  |  | 2728 | 2026-04-24 15:00 | 20.3 | 15.41 | 15 | FALSE | 0 | 0 | 0 | 0 | 0
Spain | ESP | 2015-04-24 15:00 | 2015-04-24 17:00 | 52.4 | 2015 | 6.77 | 2015-04-30 |  |  |  |  | 2729 | 2026-04-24 16:00 | 42.75 | 15.41 | 16 | FALSE | 0 | 0 | 0 | 0 | 0
Spain | ESP | 2015-04-24 16:00 | 2015-04-24 18:00 | 50.98 | 2015 | 6.77 | 2015-04-30 |  |  |  |  | 2730 | 2026-04-24 17:00 | 76.16 | 15.41 | 17 | FALSE | 0 | 0 | 0 | 0 | 0
Spain | ESP | 2015-04-24 17:00 | 2015-04-24 19:00 | 50.76 | 2015 | 6.77 | 2015-04-30 |  |  |  |  | 2731 | 2026-04-24 18:00 | 95.27 | 15.41 | 18 | FALSE | 0 | 0 | 0 | 0 | 0
Spain | ESP | 2015-04-24 18:00 | 2015-04-24 20:00 | 54.01 | 2015 | 6.77 | 2015-04-30 |  |  |  |  | 2732 | 2026-04-24 19:00 | 103.43 | 15.41 | 19 | FALSE | 0 | 0 | 0 | 0 | 0
Spain | ESP | 2015-04-24 19:00 | 2015-04-24 21:00 | 60.1 | 2015 | 6.77 | 2015-04-30 |  |  |  |  | 2733 | 2026-04-24 20:00 | 112.85 | 15.41 | 20 | FALSE | 0 | 0 | 0 | 0 | 0
Spain | ESP | 2015-04-24 20:00 | 2015-04-24 22:00 | 54.5 | 2015 | 6.77 | 2015-04-30 |  |  |  |  | 2734 | 2026-04-24 21:00 | 103.35 | 15.41 | 21 | FALSE | 0 | 0 | 0 | 0 | 0
Spain | ESP | 2015-04-24 21:00 | 2015-04-24 23:00 | 49.08 | 2015 | 6.77 | 2015-04-30 |  |  |  |  | 2735 | 2026-04-24 22:00 | 94.16 | 15.41 | 22 | FALSE | 0 | 0 | 0 | 0 | 0
Spain | ESP | 2015-04-24 22:00 | 2015-04-25 | 56 | 2015 | 6.77 | 2015-04-30 |  |  |  |  | 2736 | 2026-04-24 23:00 | 92.41 | 15.41 | 23 | FALSE | 0 | 0 | 0 | 0 | 0
Spain | ESP | 2015-04-24 23:00 | 2015-04-25 01:00 | 44.69 | 2015 | 6.77 | 2015-04-30 |  |  |  |  | 2737 | 2026-04-25 | 89.56 | 15.41 | 24 | TRUE | 89.63 | 20 | -0.01 | 8964 | 8067.7
Spain | ESP | 2015-04-25 | 2015-04-25 02:00 | 37.52 | 2015 | 6.77 | 2015-04-30 |  |  |  |  | 2738 | 2026-04-25 01:00 | 88.83 | 15.41 | 1 | FALSE | 0 | 0 | 0 | 0 | 0
Spain | ESP | 2015-04-25 01:00 | 2015-04-25 03:00 | 37.52 | 2015 | 6.77 | 2015-04-30 |  |  |  |  | 2739 | 2026-04-25 02:00 | 89.21 | 15.41 | 2 | FALSE | 0 | 0 | 0 | 0 | 0
Spain | ESP | 2015-04-25 02:00 | 2015-04-25 04:00 | 33.1 | 2015 | 6.77 | 2015-04-30 |  |  |  |  | 2740 | 2026-04-25 03:00 | 89.01 | 15.41 | 3 | FALSE | 0 | 0 | 0 | 0 | 0
Spain | ESP | 2015-04-25 03:00 | 2015-04-25 05:00 | 33.01 | 2015 | 6.77 | 2015-04-30 |  |  |  |  | 2741 | 2026-04-25 04:00 | 88.66 | 15.41 | 4 | FALSE | 0 | 0 | 0 | 0 | 0
Spain | ESP | 2015-04-25 04:00 | 2015-04-25 06:00 | 37.52 | 2015 | 6.77 | 2015-04-30 |  |  |  |  | 2742 | 2026-04-25 05:00 | 88.92 | 15.41 | 5 | FALSE | 0 | 0 | 0 | 0 | 0
Spain | ESP | 2015-04-25 05:00 | 2015-04-25 07:00 | 37.52 | 2015 | 6.77 | 2015-04-30 |  |  |  |  | 2743 | 2026-04-25 06:00 | 88.07 | 15.41 | 6 | FALSE | 0 | 0 | 0 | 0 | 0
Spain | ESP | 2015-04-25 06:00 | 2015-04-25 08:00 | 40 | 2015 | 6.77 | 2015-04-30 |  |  |  |  | 2744 | 2026-04-25 07:00 | 72.78 | 15.41 | 7 | FALSE | 0 | 0 | 0 | 0 | 0
Spain | ESP | 2015-04-25 07:00 | 2015-04-25 09:00 | 47.28 | 2015 | 6.77 | 2015-04-30 |  |  |  |  | 2745 | 2026-04-25 08:00 | 21.91 | 15.41 | 8 | FALSE | 0 | 0 | 0 | 0 | 0
Spain | ESP | 2015-04-25 08:00 | 2015-04-25 10:00 | 48.96 | 2015 | 6.77 | 2015-04-30 |  |  |  |  | 2746 | 2026-04-25 09:00 | 3.1 | 15.41 | 9 | FALSE | 0 | 0 | 0 | 0 | 0
Spain | ESP | 2015-04-25 09:00 | 2015-04-25 11:00 | 49.8 | 2015 | 6.77 | 2015-04-30 |  |  |  |  | 2747 | 2026-04-25 10:00 | 0.34 | 15.41 | 10 | FALSE | 0 | 0 | 0 | 0 | 0
Spain | ESP | 2015-04-25 10:00 | 2015-04-25 12:00 | 48.1 | 2015 | 6.77 | 2015-04-30 |  |  |  |  | 2748 | 2026-04-25 11:00 | 0 | 15.41 | 11 | FALSE | 0 | 0 | 0 | 0 | 0
Spain | ESP | 2015-04-25 11:00 | 2015-04-25 13:00 | 48.96 | 2015 | 6.77 | 2015-04-30 |  |  |  |  | 2749 | 2026-04-25 12:00 | 0 | 15.41 | 12 | FALSE | 0 | 0 | 0 | 0 | 0
Spain | ESP | 2015-04-25 12:00 | 2015-04-25 14:00 | 47.1 | 2015 | 6.77 | 2015-04-30 |  |  |  |  | 2750 | 2026-04-25 13:00 | -0.01 | 15.41 | 13 | FALSE | 0 | 0 | 0 | 0 | 0
Spain | ESP | 2015-04-25 13:00 | 2015-04-25 15:00 | 39.83 | 2015 | 6.77 | 2015-04-30 |  |  |  |  | 2751 | 2026-04-25 14:00 | -0.01 | 15.41 | 14 | FALSE | 0 | 0 | 0 | 0 | 0
Spain | ESP | 2015-04-25 14:00 | 2015-04-25 16:00 | 36.94 | 2015 | 6.77 | 2015-04-30 |  |  |  |  | 2752 | 2026-04-25 15:00 | 0 | 15.41 | 15 | FALSE | 0 | 0 | 0 | 0 | 0
Spain | ESP | 2015-04-25 15:00 | 2015-04-25 17:00 | 37.52 | 2015 | 6.77 | 2015-04-30 |  |  |  |  | 2753 | 2026-04-25 16:00 | 0.96 | 15.41 | 16 | FALSE | 0 | 0 | 0 | 0 | 0
Spain | ESP | 2015-04-25 16:00 | 2015-04-25 18:00 | 38.99 | 2015 | 6.77 | 2015-04-30 |  |  |  |  | 2754 | 2026-04-25 17:00 | 14.75 | 15.41 | 17 | FALSE | 0 | 0 | 0 | 0 | 0
Spain | ESP | 2015-04-25 17:00 | 2015-04-25 19:00 | 43.99 | 2015 | 6.77 | 2015-04-30 |  |  |  |  | 2755 | 2026-04-25 18:00 | 52.57 | 15.41 | 18 | FALSE | 0 | 0 | 0 | 0 | 0
Spain | ESP | 2015-04-25 18:00 | 2015-04-25 20:00 | 52.1 | 2015 | 6.77 | 2015-04-30 |  |  |  |  | 2756 | 2026-04-25 19:00 | 73.82 | 15.41 | 19 | FALSE | 0 | 0 | 0 | 0 | 0
Spain | ESP | 2015-04-25 19:00 | 2015-04-25 21:00 | 60.01 | 2015 | 6.77 | 2015-04-30 |  |  |  |  | 2757 | 2026-04-25 20:00 | 89.63 | 15.41 | 20 | FALSE | 0 | 0 | 0 | 0 | 0
Spain | ESP | 2015-04-25 20:00 | 2015-04-25 22:00 | 56.1 | 2015 | 6.77 | 2015-04-30 |  |  |  |  | 2758 | 2026-04-25 21:00 | 87.72 | 15.41 | 21 | FALSE | 0 | 0 | 0 | 0 | 0
Spain | ESP | 2015-04-25 21:00 | 2015-04-25 23:00 | 49.8 | 2015 | 6.77 | 2015-04-30 |  |  |  |  | 2759 | 2026-04-25 22:00 | 86.69 | 15.41 | 22 | FALSE | 0 | 0 | 0 | 0 | 0
Spain | ESP | 2015-04-25 22:00 | 2015-04-26 | 37.52 | 2015 | 6.77 | 2015-04-30 |  |  |  |  | 2760 | 2026-04-25 23:00 | 77.53 | 15.41 | 23 | FALSE | 0 | 0 | 0 | 0 | 0
Spain | ESP | 2015-04-25 23:00 | 2015-04-26 01:00 | 26.86 | 2015 | 6.77 | 2015-04-30 |  |  |  |  | 2761 | 2026-04-26 | 60.9 | 15.41 | 24 | TRUE | 95.08 | 21 | -5.12 | 10020 | 9069.2
Spain | ESP | 2015-04-26 | 2015-04-26 02:00 | 21.59 | 2015 | 6.77 | 2015-04-30 |  |  |  |  | 2762 | 2026-04-26 01:00 | 55.2 | 15.41 | 1 | FALSE | 0 | 0 | 0 | 0 | 0
Spain | ESP | 2015-04-26 01:00 | 2015-04-26 03:00 | 25 | 2015 | 6.77 | 2015-04-30 |  |  |  |  | 2763 | 2026-04-26 02:00 | 49.5 | 15.41 | 2 | FALSE | 0 | 0 | 0 | 0 | 0
Spain | ESP | 2015-04-26 02:00 | 2015-04-26 04:00 | 21.59 | 2015 | 6.77 | 2015-04-30 |  |  |  |  | 2764 | 2026-04-26 03:00 | 50 | 15.41 | 3 | FALSE | 0 | 0 | 0 | 0 | 0
Spain | ESP | 2015-04-26 03:00 | 2015-04-26 05:00 | 21.49 | 2015 | 6.77 | 2015-04-30 |  |  |  |  | 2765 | 2026-04-26 04:00 | 53.52 | 15.41 | 4 | FALSE | 0 | 0 | 0 | 0 | 0
Spain | ESP | 2015-04-26 04:00 | 2015-04-26 06:00 | 25 | 2015 | 6.77 | 2015-04-30 |  |  |  |  | 2766 | 2026-04-26 05:00 | 64.59 | 15.41 | 5 | FALSE | 0 | 0 | 0 | 0 | 0
Spain | ESP | 2015-04-26 05:00 | 2015-04-26 07:00 | 21.69 | 2015 | 6.77 | 2015-04-30 |  |  |  |  | 2767 | 2026-04-26 06:00 | 65.41 | 15.41 | 6 | FALSE | 0 | 0 | 0 | 0 | 0
Spain | ESP | 2015-04-26 06:00 | 2015-04-26 08:00 | 25 | 2015 | 6.77 | 2015-04-30 |  |  |  |  | 2768 | 2026-04-26 07:00 | 24.94 | 15.41 | 7 | FALSE | 0 | 0 | 0 | 0 | 0
Spain | ESP | 2015-04-26 07:00 | 2015-04-26 09:00 | 28.56 | 2015 | 6.77 | 2015-04-30 |  |  |  |  | 2769 | 2026-04-26 08:00 | 0.1 | 15.41 | 8 | FALSE | 0 | 0 | 0 | 0 | 0
Spain | ESP | 2015-04-26 08:00 | 2015-04-26 10:00 | 37.52 | 2015 | 6.77 | 2015-04-30 |  |  |  |  | 2770 | 2026-04-26 09:00 | -2.08 | 15.41 | 9 | FALSE | 0 | 0 | 0 | 0 | 0
Spain | ESP | 2015-04-26 09:00 | 2015-04-26 11:00 | 37.52 | 2015 | 6.77 | 2015-04-30 |  |  |  |  | 2771 | 2026-04-26 10:00 | -4.25 | 15.41 | 10 | FALSE | 0 | 0 | 0 | 0 | 0
Spain | ESP | 2015-04-26 10:00 | 2015-04-26 12:00 | 40.95 | 2015 | 6.77 | 2015-04-30 |  |  |  |  | 2772 | 2026-04-26 11:00 | -5 | 15.41 | 11 | FALSE | 0 | 0 | 0 | 0 | 0
Spain | ESP | 2015-04-26 11:00 | 2015-04-26 13:00 | 46 | 2015 | 6.77 | 2015-04-30 |  |  |  |  | 2773 | 2026-04-26 12:00 | -5 | 15.41 | 12 | FALSE | 0 | 0 | 0 | 0 | 0
Spain | ESP | 2015-04-26 12:00 | 2015-04-26 14:00 | 37.52 | 2015 | 6.77 | 2015-04-30 |  |  |  |  | 2774 | 2026-04-26 13:00 | -5 | 15.41 | 13 | FALSE | 0 | 0 | 0 | 0 | 0
Spain | ESP | 2015-04-26 13:00 | 2015-04-26 15:00 | 26.03 | 2015 | 6.77 | 2015-04-30 |  |  |  |  | 2775 | 2026-04-26 14:00 | -5.12 | 15.41 | 14 | FALSE | 0 | 0 | 0 | 0 | 0
Spain | ESP | 2015-04-26 14:00 | 2015-04-26 16:00 | 19.95 | 2015 | 6.77 | 2015-04-30 |  |  |  |  | 2776 | 2026-04-26 15:00 | -4.5 | 15.41 | 15 | FALSE | 0 | 0 | 0 | 0 | 0
Spain | ESP | 2015-04-26 15:00 | 2015-04-26 17:00 | 21.57 | 2015 | 6.77 | 2015-04-30 |  |  |  |  | 2777 | 2026-04-26 16:00 | -0.56 | 15.41 | 16 | FALSE | 0 | 0 | 0 | 0 | 0
Spain | ESP | 2015-04-26 16:00 | 2015-04-26 18:00 | 23.35 | 2015 | 6.77 | 2015-04-30 |  |  |  |  | 2778 | 2026-04-26 17:00 | 2.98 | 15.41 | 17 | FALSE | 0 | 0 | 0 | 0 | 0
Spain | ESP | 2015-04-26 17:00 | 2015-04-26 19:00 | 27.84 | 2015 | 6.77 | 2015-04-30 |  |  |  |  | 2779 | 2026-04-26 18:00 | 31.23 | 15.41 | 18 | FALSE | 0 | 0 | 0 | 0 | 0
Spain | ESP | 2015-04-26 18:00 | 2015-04-26 20:00 | 35.1 | 2015 | 6.77 | 2015-04-30 |  |  |  |  | 2780 | 2026-04-26 19:00 | 72.77 | 15.41 | 19 | FALSE | 0 | 0 | 0 | 0 | 0
Spain | ESP | 2015-04-26 19:00 | 2015-04-26 21:00 | 56.6 | 2015 | 6.77 | 2015-04-30 |  |  |  |  | 2781 | 2026-04-26 20:00 | 93.16 | 15.41 | 20 | FALSE | 0 | 0 | 0 | 0 | 0
Spain | ESP | 2015-04-26 20:00 | 2015-04-26 22:00 | 54.1 | 2015 | 6.77 | 2015-04-30 |  |  |  |  | 2782 | 2026-04-26 21:00 | 95.08 | 15.41 | 21 | FALSE | 0 | 0 | 0 | 0 | 0
Spain | ESP | 2015-04-26 21:00 | 2015-04-26 23:00 | 40 | 2015 | 6.77 | 2015-04-30 |  |  |  |  | 2783 | 2026-04-26 22:00 | 81.8 | 15.41 | 22 | FALSE | 0 | 0 | 0 | 0 | 0
Spain | ESP | 2015-04-26 22:00 | 2015-04-27 | 37.52 | 2015 | 6.77 | 2015-04-30 |  |  |  |  | 2784 | 2026-04-26 23:00 | 81.74 | 15.41 | 23 | FALSE | 0 | 0 | 0 | 0 | 0
Spain | ESP | 2015-04-26 23:00 | 2015-04-27 01:00 | 31.51 | 2015 | 6.77 | 2015-04-30 |  |  |  |  | 2785 | 2026-04-27 | 77.9 | 15.41 | 24 | TRUE | 99.91 | 6 | -0.83 | 10074 | 9074.9
Spain | ESP | 2015-04-27 | 2015-04-27 02:00 | 27.1 | 2015 | 6.77 | 2015-04-30 |  |  |  |  | 2786 | 2026-04-27 01:00 | 63.84 | 15.41 | 1 | FALSE | 0 | 0 | 0 | 0 | 0
Spain | ESP | 2015-04-27 01:00 | 2015-04-27 03:00 | 27.1 | 2015 | 6.77 | 2015-04-30 |  |  |  |  | 2787 | 2026-04-27 02:00 | 58.75 | 15.41 | 2 | FALSE | 0 | 0 | 0 | 0 | 0
Spain | ESP | 2015-04-27 02:00 | 2015-04-27 04:00 | 27.1 | 2015 | 6.77 | 2015-04-30 |  |  |  |  | 2788 | 2026-04-27 03:00 | 54.96 | 15.41 | 3 | FALSE | 0 | 0 | 0 | 0 | 0
Spain | ESP | 2015-04-27 03:00 | 2015-04-27 05:00 | 29.2 | 2015 | 6.77 | 2015-04-30 |  |  |  |  | 2789 | 2026-04-27 04:00 | 69.6 | 15.41 | 4 | FALSE | 0 | 0 | 0 | 0 | 0
Spain | ESP | 2015-04-27 04:00 | 2015-04-27 06:00 | 38 | 2015 | 6.77 | 2015-04-30 |  |  |  |  | 2790 | 2026-04-27 05:00 | 89.45 | 15.41 | 5 | FALSE | 0 | 0 | 0 | 0 | 0
Spain | ESP | 2015-04-27 05:00 | 2015-04-27 07:00 | 43.94 | 2015 | 6.77 | 2015-04-30 |  |  |  |  | 2791 | 2026-04-27 06:00 | 99.91 | 15.41 | 6 | FALSE | 0 | 0 | 0 | 0 | 0
Spain | ESP | 2015-04-27 06:00 | 2015-04-27 08:00 | 48.57 | 2015 | 6.77 | 2015-04-30 |  |  |  |  | 2792 | 2026-04-27 07:00 | 82.66 | 15.41 | 7 | FALSE | 0 | 0 | 0 | 0 | 0
Spain | ESP | 2015-04-27 07:00 | 2015-04-27 09:00 | 48.43 | 2015 | 6.77 | 2015-04-30 |  |  |  |  | 2793 | 2026-04-27 08:00 | 24.8 | 15.41 | 8 | FALSE | 0 | 0 | 0 | 0 | 0
Spain | ESP | 2015-04-27 08:00 | 2015-04-27 10:00 | 48.28 | 2015 | 6.77 | 2015-04-30 |  |  |  |  | 2794 | 2026-04-27 09:00 | 1.02 | 15.41 | 9 | FALSE | 0 | 0 | 0 | 0 | 0
Spain | ESP | 2015-04-27 09:00 | 2015-04-27 11:00 | 48.43 | 2015 | 6.77 | 2015-04-30 |  |  |  |  | 2795 | 2026-04-27 10:00 | -0.01 | 15.41 | 10 | FALSE | 0 | 0 | 0 | 0 | 0
Spain | ESP | 2015-04-27 10:00 | 2015-04-27 12:00 | 50.35 | 2015 | 6.77 | 2015-04-30 |  |  |  |  | 2796 | 2026-04-27 11:00 | -0.1 | 15.41 | 11 | FALSE | 0 | 0 | 0 | 0 | 0
Spain | ESP | 2015-04-27 11:00 | 2015-04-27 13:00 | 50.1 | 2015 | 6.77 | 2015-04-30 |  |  |  |  | 2797 | 2026-04-27 12:00 | -0.83 | 15.41 | 12 | FALSE | 0 | 0 | 0 | 0 | 0
Spain | ESP | 2015-04-27 12:00 | 2015-04-27 14:00 | 45.9 | 2015 | 6.77 | 2015-04-30 |  |  |  |  | 2798 | 2026-04-27 13:00 | -0.5 | 15.41 | 13 | FALSE | 0 | 0 | 0 | 0 | 0
Spain | ESP | 2015-04-27 13:00 | 2015-04-27 15:00 | 41.49 | 2015 | 6.77 | 2015-04-30 |  |  |  |  | 2799 | 2026-04-27 14:00 | -0.36 | 15.41 | 14 | FALSE | 0 | 0 | 0 | 0 | 0
Spain | ESP | 2015-04-27 14:00 | 2015-04-27 16:00 | 40.41 | 2015 | 6.77 | 2015-04-30 |  |  |  |  | 2800 | 2026-04-27 15:00 | -0.04 | 15.41 | 15 | FALSE | 0 | 0 | 0 | 0 | 0
Spain | ESP | 2015-04-27 15:00 | 2015-04-27 17:00 | 43.18 | 2015 | 6.77 | 2015-04-30 |  |  |  |  | 2801 | 2026-04-27 16:00 | 0.4 | 15.41 | 16 | FALSE | 0 | 0 | 0 | 0 | 0
Spain | ESP | 2015-04-27 16:00 | 2015-04-27 18:00 | 44.97 | 2015 | 6.77 | 2015-04-30 |  |  |  |  | 2802 | 2026-04-27 17:00 | 9.83 | 15.41 | 17 | FALSE | 0 | 0 | 0 | 0 | 0
Spain | ESP | 2015-04-27 17:00 | 2015-04-27 19:00 | 46.88 | 2015 | 6.77 | 2015-04-30 |  |  |  |  | 2803 | 2026-04-27 18:00 | 63.85 | 15.41 | 18 | FALSE | 0 | 0 | 0 | 0 | 0
Spain | ESP | 2015-04-27 18:00 | 2015-04-27 20:00 | 50.01 | 2015 | 6.77 | 2015-04-30 |  |  |  |  | 2804 | 2026-04-27 19:00 | 86.43 | 15.41 | 19 | FALSE | 0 | 0 | 0 | 0 | 0
Spain | ESP | 2015-04-27 19:00 | 2015-04-27 21:00 | 58.1 | 2015 | 6.77 | 2015-04-30 |  |  |  |  | 2805 | 2026-04-27 20:00 | 97.16 | 15.41 | 20 | FALSE | 0 | 0 | 0 | 0 | 0
Spain | ESP | 2015-04-27 20:00 | 2015-04-27 22:00 | 54.85 | 2015 | 6.77 | 2015-04-30 |  |  |  |  | 2806 | 2026-04-27 21:00 | 85.7 | 15.41 | 21 | FALSE | 0 | 0 | 0 | 0 | 0
Spain | ESP | 2015-04-27 21:00 | 2015-04-27 23:00 | 51.15 | 2015 | 6.77 | 2015-04-30 |  |  |  |  | 2807 | 2026-04-27 22:00 | 81.46 | 15.41 | 22 | FALSE | 0 | 0 | 0 | 0 | 0
Spain | ESP | 2015-04-27 22:00 | 2015-04-28 | 51.88 | 2015 | 6.77 | 2015-04-30 |  |  |  |  | 2808 | 2026-04-27 23:00 | 83.96 | 15.41 | 23 | FALSE | 0 | 0 | 0 | 0 | 0
Spain | ESP | 2015-04-27 23:00 | 2015-04-28 01:00 | 41.38 | 2015 | 6.77 | 2015-04-30 |  |  |  |  | 2809 | 2026-04-28 | 79.64 | 15.41 | 24 | TRUE | 109.46 | 20 | 0.01 | 10945 | 9850.4
Spain | ESP | 2015-04-28 | 2015-04-28 02:00 | 39.86 | 2015 | 6.77 | 2015-04-30 |  |  |  |  | 2810 | 2026-04-28 01:00 | 76.56 | 15.41 | 1 | FALSE | 0 | 0 | 0 | 0 | 0
Spain | ESP | 2015-04-28 01:00 | 2015-04-28 03:00 | 38.4 | 2015 | 6.77 | 2015-04-30 |  |  |  |  | 2811 | 2026-04-28 02:00 | 74.5 | 15.41 | 2 | FALSE | 0 | 0 | 0 | 0 | 0
Spain | ESP | 2015-04-28 02:00 | 2015-04-28 04:00 | 38.4 | 2015 | 6.77 | 2015-04-30 |  |  |  |  | 2812 | 2026-04-28 03:00 | 74.32 | 15.41 | 3 | FALSE | 0 | 0 | 0 | 0 | 0
Spain | ESP | 2015-04-28 03:00 | 2015-04-28 05:00 | 39.86 | 2015 | 6.77 | 2015-04-30 |  |  |  |  | 2813 | 2026-04-28 04:00 | 77.68 | 15.41 | 4 | FALSE | 0 | 0 | 0 | 0 | 0
Spain | ESP | 2015-04-28 04:00 | 2015-04-28 06:00 | 51.82 | 2015 | 6.77 | 2015-04-30 |  |  |  |  | 2814 | 2026-04-28 05:00 | 84.19 | 15.41 | 5 | FALSE | 0 | 0 | 0 | 0 | 0
Spain | ESP | 2015-04-28 05:00 | 2015-04-28 07:00 | 57.2 | 2015 | 6.77 | 2015-04-30 |  |  |  |  | 2815 | 2026-04-28 06:00 | 93.87 | 15.41 | 6 | FALSE | 0 | 0 | 0 | 0 | 0
Spain | ESP | 2015-04-28 06:00 | 2015-04-28 08:00 | 59.23 | 2015 | 6.77 | 2015-04-30 |  |  |  |  | 2816 | 2026-04-28 07:00 | 88.84 | 15.41 | 7 | FALSE | 0 | 0 | 0 | 0 | 0
Spain | ESP | 2015-04-28 07:00 | 2015-04-28 09:00 | 60.95 | 2015 | 6.77 | 2015-04-30 |  |  |  |  | 2817 | 2026-04-28 08:00 | 59.04 | 15.41 | 8 | FALSE | 0 | 0 | 0 | 0 | 0
Spain | ESP | 2015-04-28 08:00 | 2015-04-28 10:00 | 60.49 | 2015 | 6.77 | 2015-04-30 |  |  |  |  | 2818 | 2026-04-28 09:00 | 11.31 | 15.41 | 9 | FALSE | 0 | 0 | 0 | 0 | 0
Spain | ESP | 2015-04-28 09:00 | 2015-04-28 11:00 | 60.35 | 2015 | 6.77 | 2015-04-30 |  |  |  |  | 2819 | 2026-04-28 10:00 | 1.04 | 15.41 | 10 | FALSE | 0 | 0 | 0 | 0 | 0
Spain | ESP | 2015-04-28 10:00 | 2015-04-28 12:00 | 60.95 | 2015 | 6.77 | 2015-04-30 |  |  |  |  | 2820 | 2026-04-28 11:00 | 0.46 | 15.41 | 11 | FALSE | 0 | 0 | 0 | 0 | 0
Spain | ESP | 2015-04-28 11:00 | 2015-04-28 13:00 | 60.99 | 2015 | 6.77 | 2015-04-30 |  |  |  |  | 2821 | 2026-04-28 12:00 | 0.01 | 15.41 | 12 | FALSE | 0 | 0 | 0 | 0 | 0
Spain | ESP | 2015-04-28 12:00 | 2015-04-28 14:00 | 60.35 | 2015 | 6.77 | 2015-04-30 |  |  |  |  | 2822 | 2026-04-28 13:00 | 0.01 | 15.41 | 13 | FALSE | 0 | 0 | 0 | 0 | 0
Spain | ESP | 2015-04-28 13:00 | 2015-04-28 15:00 | 60.1 | 2015 | 6.77 | 2015-04-30 |  |  |  |  | 2823 | 2026-04-28 14:00 | 0.14 | 15.41 | 14 | FALSE | 0 | 0 | 0 | 0 | 0
Spain | ESP | 2015-04-28 14:00 | 2015-04-28 16:00 | 60.12 | 2015 | 6.77 | 2015-04-30 |  |  |  |  | 2824 | 2026-04-28 15:00 | 0.98 | 15.41 | 15 | FALSE | 0 | 0 | 0 | 0 | 0
Spain | ESP | 2015-04-28 15:00 | 2015-04-28 17:00 | 60.6 | 2015 | 6.77 | 2015-04-30 |  |  |  |  | 2825 | 2026-04-28 16:00 | 7.86 | 15.41 | 16 | FALSE | 0 | 0 | 0 | 0 | 0
Spain | ESP | 2015-04-28 16:00 | 2015-04-28 18:00 | 60.23 | 2015 | 6.77 | 2015-04-30 |  |  |  |  | 2826 | 2026-04-28 17:00 | 41.34 | 15.41 | 17 | FALSE | 0 | 0 | 0 | 0 | 0
Spain | ESP | 2015-04-28 17:00 | 2015-04-28 19:00 | 59.69 | 2015 | 6.77 | 2015-04-30 |  |  |  |  | 2827 | 2026-04-28 18:00 | 82.23 | 15.41 | 18 | FALSE | 0 | 0 | 0 | 0 | 0
Spain | ESP | 2015-04-28 18:00 | 2015-04-28 20:00 | 60.99 | 2015 | 6.77 | 2015-04-30 |  |  |  |  | 2828 | 2026-04-28 19:00 | 98.2 | 15.41 | 19 | FALSE | 0 | 0 | 0 | 0 | 0
Spain | ESP | 2015-04-28 19:00 | 2015-04-28 21:00 | 67.1 | 2015 | 6.77 | 2015-04-30 |  |  |  |  | 2829 | 2026-04-28 20:00 | 109.46 | 15.41 | 20 | FALSE | 0 | 0 | 0 | 0 | 0
Spain | ESP | 2015-04-28 20:00 | 2015-04-28 22:00 | 61.42 | 2015 | 6.77 | 2015-04-30 |  |  |  |  | 2830 | 2026-04-28 21:00 | 99.32 | 15.41 | 21 | FALSE | 0 | 0 | 0 | 0 | 0
Spain | ESP | 2015-04-28 21:00 | 2015-04-28 23:00 | 60.01 | 2015 | 6.77 | 2015-04-30 |  |  |  |  | 2831 | 2026-04-28 22:00 | 91.16 | 15.41 | 22 | FALSE | 0 | 0 | 0 | 0 | 0
Spain | ESP | 2015-04-28 22:00 | 2015-04-29 | 60.01 | 2015 | 6.77 | 2015-04-30 |  |  |  |  | 2832 | 2026-04-28 23:00 | 98.53 | 15.41 | 23 | FALSE | 0 | 0 | 0 | 0 | 0
Spain | ESP | 2015-04-28 23:00 | 2015-04-29 01:00 | 58.1 | 2015 | 6.77 | 2015-04-30 |  |  |  |  | 2833 | 2026-04-29 | 92.6 | 15.41 | 24 | TRUE | 112.07 | 20 | 14.22 | 9785 | 8664.3
Spain | ESP | 2015-04-29 | 2015-04-29 02:00 | 56.02 | 2015 | 6.77 | 2015-04-30 |  |  |  |  | 2834 | 2026-04-29 01:00 | 89.75 | 15.41 | 1 | FALSE | 0 | 0 | 0 | 0 | 0
Spain | ESP | 2015-04-29 01:00 | 2015-04-29 03:00 | 54.7 | 2015 | 6.77 | 2015-04-30 |  |  |  |  | 2835 | 2026-04-29 02:00 | 89.34 | 15.41 | 2 | FALSE | 0 | 0 | 0 | 0 | 0
Spain | ESP | 2015-04-29 02:00 | 2015-04-29 04:00 | 53.02 | 2015 | 6.77 | 2015-04-30 |  |  |  |  | 2836 | 2026-04-29 03:00 | 89.14 | 15.41 | 3 | FALSE | 0 | 0 | 0 | 0 | 0
Spain | ESP | 2015-04-29 03:00 | 2015-04-29 05:00 | 55.1 | 2015 | 6.77 | 2015-04-30 |  |  |  |  | 2837 | 2026-04-29 04:00 | 91.48 | 15.41 | 4 | FALSE | 0 | 0 | 0 | 0 | 0
Spain | ESP | 2015-04-29 04:00 | 2015-04-29 06:00 | 58.42 | 2015 | 6.77 | 2015-04-30 |  |  |  |  | 2838 | 2026-04-29 05:00 | 106.12 | 15.41 | 5 | FALSE | 0 | 0 | 0 | 0 | 0
Spain | ESP | 2015-04-29 05:00 | 2015-04-29 07:00 | 60.95 | 2015 | 6.77 | 2015-04-30 |  |  |  |  | 2839 | 2026-04-29 06:00 | 108.3 | 15.41 | 6 | FALSE | 0 | 0 | 0 | 0 | 0
Spain | ESP | 2015-04-29 06:00 | 2015-04-29 08:00 | 62.6 | 2015 | 6.77 | 2015-04-30 |  |  |  |  | 2840 | 2026-04-29 07:00 | 105.15 | 15.41 | 7 | FALSE | 0 | 0 | 0 | 0 | 0
Spain | ESP | 2015-04-29 07:00 | 2015-04-29 09:00 | 65.1 | 2015 | 6.77 | 2015-04-30 |  |  |  |  | 2841 | 2026-04-29 08:00 | 97.75 | 15.41 | 8 | FALSE | 0 | 0 | 0 | 0 | 0
Spain | ESP | 2015-04-29 08:00 | 2015-04-29 10:00 | 62.85 | 2015 | 6.77 | 2015-04-30 |  |  |  |  | 2842 | 2026-04-29 09:00 | 93.68 | 15.41 | 9 | FALSE | 0 | 0 | 0 | 0 | 0
Spain | ESP | 2015-04-29 09:00 | 2015-04-29 11:00 | 62.03 | 2015 | 6.77 | 2015-04-30 |  |  |  |  | 2843 | 2026-04-29 10:00 | 64.43 | 15.41 | 10 | FALSE | 0 | 0 | 0 | 0 | 0
Spain | ESP | 2015-04-29 10:00 | 2015-04-29 12:00 | 60.95 | 2015 | 6.77 | 2015-04-30 |  |  |  |  | 2844 | 2026-04-29 11:00 | 42.51 | 15.41 | 11 | FALSE | 0 | 0 | 0 | 0 | 0
Spain | ESP | 2015-04-29 11:00 | 2015-04-29 13:00 | 60.6 | 2015 | 6.77 | 2015-04-30 |  |  |  |  | 2845 | 2026-04-29 12:00 | 29.25 | 15.41 | 12 | FALSE | 0 | 0 | 0 | 0 | 0
Spain | ESP | 2015-04-29 12:00 | 2015-04-29 14:00 | 57.99 | 2015 | 6.77 | 2015-04-30 |  |  |  |  | 2846 | 2026-04-29 13:00 | 21.87 | 15.41 | 13 | FALSE | 0 | 0 | 0 | 0 | 0
Spain | ESP | 2015-04-29 13:00 | 2015-04-29 15:00 | 57.48 | 2015 | 6.77 | 2015-04-30 |  |  |  |  | 2847 | 2026-04-29 14:00 | 14.22 | 15.41 | 14 | FALSE | 0 | 0 | 0 | 0 | 0
Spain | ESP | 2015-04-29 14:00 | 2015-04-29 16:00 | 55.62 | 2015 | 6.77 | 2015-04-30 |  |  |  |  | 2848 | 2026-04-29 15:00 | 17.75 | 15.41 | 15 | FALSE | 0 | 0 | 0 | 0 | 0
Spain | ESP | 2015-04-29 15:00 | 2015-04-29 17:00 | 57.48 | 2015 | 6.77 | 2015-04-30 |  |  |  |  | 2849 | 2026-04-29 16:00 | 29.3 | 15.41 | 16 | FALSE | 0 | 0 | 0 | 0 | 0
Spain | ESP | 2015-04-29 16:00 | 2015-04-29 18:00 | 56.3 | 2015 | 6.77 | 2015-04-30 |  |  |  |  | 2850 | 2026-04-29 17:00 | 40.16 | 15.41 | 17 | FALSE | 0 | 0 | 0 | 0 | 0
Spain | ESP | 2015-04-29 17:00 | 2015-04-29 19:00 | 57.6 | 2015 | 6.77 | 2015-04-30 |  |  |  |  | 2851 | 2026-04-29 18:00 | 78 | 15.41 | 18 | FALSE | 0 | 0 | 0 | 0 | 0
Spain | ESP | 2015-04-29 18:00 | 2015-04-29 20:00 | 60.95 | 2015 | 6.77 | 2015-04-30 |  |  |  |  | 2852 | 2026-04-29 19:00 | 101.72 | 15.41 | 19 | FALSE | 0 | 0 | 0 | 0 | 0
Spain | ESP | 2015-04-29 19:00 | 2015-04-29 21:00 | 66.2 | 2015 | 6.77 | 2015-04-30 |  |  |  |  | 2853 | 2026-04-29 20:00 | 112.07 | 15.41 | 20 | FALSE | 0 | 0 | 0 | 0 | 0
Spain | ESP | 2015-04-29 20:00 | 2015-04-29 22:00 | 62.42 | 2015 | 6.77 | 2015-04-30 |  |  |  |  | 2854 | 2026-04-29 21:00 | 102.88 | 15.41 | 21 | FALSE | 0 | 0 | 0 | 0 | 0
Spain | ESP | 2015-04-29 21:00 | 2015-04-29 23:00 | 60.1 | 2015 | 6.77 | 2015-04-30 |  |  |  |  | 2855 | 2026-04-29 22:00 | 101.31 | 15.41 | 22 | FALSE | 0 | 0 | 0 | 0 | 0
Spain | ESP | 2015-04-29 22:00 | 2015-04-30 | 57.88 | 2015 | 6.77 | 2015-04-30 |  |  |  |  | 2856 | 2026-04-29 23:00 | 99.86 | 15.41 | 23 | FALSE | 0 | 0 | 0 | 0 | 0
Spain | ESP | 2015-04-29 23:00 | 2015-04-30 01:00 | 57.58 | 2015 | 6.77 | 2015-04-30 |  |  |  |  | 2857 | 2026-04-30 | 100.47 | 15.41 | 24 | TRUE | 125.41 | 20 | 0 | 12541 | 11286.9
Spain | ESP | 2015-04-30 | 2015-04-30 02:00 | 55.1 | 2015 | 6.77 | 2015-04-30 |  |  |  |  | 2858 | 2026-04-30 01:00 | 96.12 | 15.41 | 1 | FALSE | 0 | 0 | 0 | 0 | 0
Spain | ESP | 2015-04-30 01:00 | 2015-04-30 03:00 | 55.1 | 2015 | 6.77 | 2015-04-30 |  |  |  |  | 2859 | 2026-04-30 02:00 | 95.22 | 15.41 | 2 | FALSE | 0 | 0 | 0 | 0 | 0
Spain | ESP | 2015-04-30 02:00 | 2015-04-30 04:00 | 53.52 | 2015 | 6.77 | 2015-04-30 |  |  |  |  | 2860 | 2026-04-30 03:00 | 97.62 | 15.41 | 3 | FALSE | 0 | 0 | 0 | 0 | 0
Spain | ESP | 2015-04-30 03:00 | 2015-04-30 05:00 | 54 | 2015 | 6.77 | 2015-04-30 |  |  |  |  | 2861 | 2026-04-30 04:00 | 96.72 | 15.41 | 4 | FALSE | 0 | 0 | 0 | 0 | 0
Spain | ESP | 2015-04-30 04:00 | 2015-04-30 06:00 | 57.6 | 2015 | 6.77 | 2015-04-30 |  |  |  |  | 2862 | 2026-04-30 05:00 | 100.72 | 15.41 | 5 | FALSE | 0 | 0 | 0 | 0 | 0
Spain | ESP | 2015-04-30 05:00 | 2015-04-30 07:00 | 59.85 | 2015 | 6.77 | 2015-04-30 |  |  |  |  | 2863 | 2026-04-30 06:00 | 111.16 | 15.41 | 6 | FALSE | 0 | 0 | 0 | 0 | 0
Spain | ESP | 2015-04-30 06:00 | 2015-04-30 08:00 | 59.97 | 2015 | 6.77 | 2015-04-30 |  |  |  |  | 2864 | 2026-04-30 07:00 | 98.24 | 15.41 | 7 | FALSE | 0 | 0 | 0 | 0 | 0
Spain | ESP | 2015-04-30 07:00 | 2015-04-30 09:00 | 59.99 | 2015 | 6.77 | 2015-04-30 |  |  |  |  | 2865 | 2026-04-30 08:00 | 65.01 | 15.41 | 8 | FALSE | 0 | 0 | 0 | 0 | 0
Spain | ESP | 2015-04-30 08:00 | 2015-04-30 10:00 | 58.55 | 2015 | 6.77 | 2015-04-30 |  |  |  |  | 2866 | 2026-04-30 09:00 | 11.75 | 15.41 | 9 | FALSE | 0 | 0 | 0 | 0 | 0
Spain | ESP | 2015-04-30 09:00 | 2015-04-30 11:00 | 55.35 | 2015 | 6.77 | 2015-04-30 |  |  |  |  | 2867 | 2026-04-30 10:00 | 0.88 | 15.41 | 10 | FALSE | 0 | 0 | 0 | 0 | 0
Spain | ESP | 2015-04-30 10:00 | 2015-04-30 12:00 | 55.85 | 2015 | 6.77 | 2015-04-30 |  |  |  |  | 2868 | 2026-04-30 11:00 | 0 | 15.41 | 11 | FALSE | 0 | 0 | 0 | 0 | 0
Spain | ESP | 2015-04-30 11:00 | 2015-04-30 13:00 | 54.52 | 2015 | 6.77 | 2015-04-30 |  |  |  |  | 2869 | 2026-04-30 12:00 | 0 | 15.41 | 12 | FALSE | 0 | 0 | 0 | 0 | 0
Spain | ESP | 2015-04-30 12:00 | 2015-04-30 14:00 | 49.71 | 2015 | 6.77 | 2015-04-30 |  |  |  |  | 2870 | 2026-04-30 13:00 | 0 | 15.41 | 13 | FALSE | 0 | 0 | 0 | 0 | 0
Spain | ESP | 2015-04-30 13:00 | 2015-04-30 15:00 | 45.45 | 2015 | 6.77 | 2015-04-30 |  |  |  |  | 2871 | 2026-04-30 14:00 | 0 | 15.41 | 14 | FALSE | 0 | 0 | 0 | 0 | 0
Spain | ESP | 2015-04-30 14:00 | 2015-04-30 16:00 | 45.25 | 2015 | 6.77 | 2015-04-30 |  |  |  |  | 2872 | 2026-04-30 15:00 | 0.51 | 15.41 | 15 | FALSE | 0 | 0 | 0 | 0 | 0
Spain | ESP | 2015-04-30 15:00 | 2015-04-30 17:00 | 45.35 | 2015 | 6.77 | 2015-04-30 |  |  |  |  | 2873 | 2026-04-30 16:00 | 3.52 | 15.41 | 16 | FALSE | 0 | 0 | 0 | 0 | 0
Spain | ESP | 2015-04-30 16:00 | 2015-04-30 18:00 | 45.35 | 2015 | 6.77 | 2015-04-30 |  |  |  |  | 2874 | 2026-04-30 17:00 | 27.39 | 15.41 | 17 | FALSE | 0 | 0 | 0 | 0 | 0
Spain | ESP | 2015-04-30 17:00 | 2015-04-30 19:00 | 49.1 | 2015 | 6.77 | 2015-04-30 |  |  |  |  | 2875 | 2026-04-30 18:00 | 78.15 | 15.41 | 18 | FALSE | 0 | 0 | 0 | 0 | 0
Spain | ESP | 2015-04-30 18:00 | 2015-04-30 20:00 | 55.1 | 2015 | 6.77 | 2015-04-30 |  |  |  |  | 2876 | 2026-04-30 19:00 | 113.24 | 15.41 | 19 | FALSE | 0 | 0 | 0 | 0 | 0
Spain | ESP | 2015-04-30 19:00 | 2015-04-30 21:00 | 59.85 | 2015 | 6.77 | 2015-04-30 |  |  |  |  | 2877 | 2026-04-30 20:00 | 125.41 | 15.41 | 20 | FALSE | 0 | 0 | 0 | 0 | 0
Spain | ESP | 2015-04-30 20:00 | 2015-04-30 22:00 | 54.57 | 2015 | 6.77 | 2015-04-30 |  |  |  |  | 2878 | 2026-04-30 21:00 | 115.85 | 15.41 | 21 | FALSE | 0 | 0 | 0 | 0 | 0
Spain | ESP | 2015-04-30 21:00 | 2015-04-30 23:00 | 45.8 | 2015 | 6.77 | 2015-04-30 |  |  |  |  | 2879 | 2026-04-30 22:00 | 107.45 | 15.41 | 22 | FALSE | 0 | 0 | 0 | 0 | 0
Spain | ESP | 2015-04-30 22:00 | 2015-05-01 | 43.49 | 2015 | 6.77 | 2015-04-30 |  |  |  |  | 2880 | 2026-04-30 23:00 | 107.45 | 15.41 | 23 | FALSE | 0 | 0 | 0 | 0 | 0
Spain | ESP | 2015-04-30 23:00 | 2015-05-01 01:00 | 35.5 | 2015 | 6.77 | 2015-04-30 |  |  |  |  | 2881 | 2026-05-01 | 107.45 | 15.41 | 24 | TRUE | 107.45 | 24 | -2.1 | 10955 | 9880.5
Spain | ESP | 2015-05-01 | 2015-05-01 02:00 | 35.2 | 2015 | 6.68 | 2015-05-31 |  |  |  |  | 2882 | 2026-05-01 01:00 | 102.9 | 16.17 | 1 | FALSE | 0 | 0 | 0 | 0 | 0
Spain | ESP | 2015-05-01 01:00 | 2015-05-01 03:00 | 35.2 | 2015 | 6.68 | 2015-05-31 |  |  |  |  | 2883 | 2026-05-01 02:00 | 102.59 | 16.17 | 2 | FALSE | 0 | 0 | 0 | 0 | 0
Spain | ESP | 2015-05-01 02:00 | 2015-05-01 04:00 | 30.6 | 2015 | 6.68 | 2015-05-31 |  |  |  |  | 2884 | 2026-05-01 03:00 | 102.3 | 16.17 | 3 | FALSE | 0 | 0 | 0 | 0 | 0
Spain | ESP | 2015-05-01 03:00 | 2015-05-01 05:00 | 30.6 | 2015 | 6.68 | 2015-05-31 |  |  |  |  | 2885 | 2026-05-01 04:00 | 102.72 | 16.17 | 4 | FALSE | 0 | 0 | 0 | 0 | 0
Spain | ESP | 2015-05-01 04:00 | 2015-05-01 06:00 | 30.6 | 2015 | 6.68 | 2015-05-31 |  |  |  |  | 2886 | 2026-05-01 05:00 | 105.38 | 16.17 | 5 | FALSE | 0 | 0 | 0 | 0 | 0
Spain | ESP | 2015-05-01 05:00 | 2015-05-01 07:00 | 30 | 2015 | 6.68 | 2015-05-31 |  |  |  |  | 2887 | 2026-05-01 06:00 | 103.84 | 16.17 | 6 | FALSE | 0 | 0 | 0 | 0 | 0
Spain | ESP | 2015-05-01 06:00 | 2015-05-01 08:00 | 30.6 | 2015 | 6.68 | 2015-05-31 |  |  |  |  | 2888 | 2026-05-01 07:00 | 77.52 | 16.17 | 7 | FALSE | 0 | 0 | 0 | 0 | 0
Spain | ESP | 2015-05-01 07:00 | 2015-05-01 09:00 | 35.3 | 2015 | 6.68 | 2015-05-31 |  |  |  |  | 2889 | 2026-05-01 08:00 | 23.29 | 16.17 | 8 | FALSE | 0 | 0 | 0 | 0 | 0
Spain | ESP | 2015-05-01 08:00 | 2015-05-01 10:00 | 35.2 | 2015 | 6.68 | 2015-05-31 |  |  |  |  | 2890 | 2026-05-01 09:00 | 0.21 | 16.17 | 9 | FALSE | 0 | 0 | 0 | 0 | 0
Spain | ESP | 2015-05-01 09:00 | 2015-05-01 11:00 | 35.4 | 2015 | 6.68 | 2015-05-31 |  |  |  |  | 2891 | 2026-05-01 10:00 | -0.86 | 16.17 | 10 | FALSE | 0 | 0 | 0 | 0 | 0
Spain | ESP | 2015-05-01 10:00 | 2015-05-01 12:00 | 35.4 | 2015 | 6.68 | 2015-05-31 |  |  |  |  | 2892 | 2026-05-01 11:00 | -1.88 | 16.17 | 11 | FALSE | 0 | 0 | 0 | 0 | 0
Spain | ESP | 2015-05-01 11:00 | 2015-05-01 13:00 | 35.4 | 2015 | 6.68 | 2015-05-31 |  |  |  |  | 2893 | 2026-05-01 12:00 | -2 | 16.17 | 12 | FALSE | 0 | 0 | 0 | 0 | 0
Spain | ESP | 2015-05-01 12:00 | 2015-05-01 14:00 | 35.4 | 2015 | 6.68 | 2015-05-31 |  |  |  |  | 2894 | 2026-05-01 13:00 | -2.05 | 16.17 | 13 | FALSE | 0 | 0 | 0 | 0 | 0
Spain | ESP | 2015-05-01 13:00 | 2015-05-01 15:00 | 35.4 | 2015 | 6.68 | 2015-05-31 |  |  |  |  | 2895 | 2026-05-01 14:00 | -2.1 | 16.17 | 14 | FALSE | 0 | 0 | 0 | 0 | 0
Spain | ESP | 2015-05-01 14:00 | 2015-05-01 16:00 | 35.4 | 2015 | 6.68 | 2015-05-31 |  |  |  |  | 2896 | 2026-05-01 15:00 | -1.87 | 16.17 | 15 | FALSE | 0 | 0 | 0 | 0 | 0
Spain | ESP | 2015-05-01 15:00 | 2015-05-01 17:00 | 35.4 | 2015 | 6.68 | 2015-05-31 |  |  |  |  | 2897 | 2026-05-01 16:00 | -0.39 | 16.17 | 16 | FALSE | 0 | 0 | 0 | 0 | 0
Spain | ESP | 2015-05-01 16:00 | 2015-05-01 18:00 | 42.01 | 2015 | 6.68 | 2015-05-31 |  |  |  |  | 2898 | 2026-05-01 17:00 | 11.2 | 16.17 | 17 | FALSE | 0 | 0 | 0 | 0 | 0
Spain | ESP | 2015-05-01 17:00 | 2015-05-01 19:00 | 51.4 | 2015 | 6.68 | 2015-05-31 |  |  |  |  | 2899 | 2026-05-01 18:00 | 55.71 | 16.17 | 18 | FALSE | 0 | 0 | 0 | 0 | 0
Spain | ESP | 2015-05-01 18:00 | 2015-05-01 20:00 | 55.35 | 2015 | 6.68 | 2015-05-31 |  |  |  |  | 2900 | 2026-05-01 19:00 | 95.35 | 16.17 | 19 | FALSE | 0 | 0 | 0 | 0 | 0
Spain | ESP | 2015-05-01 19:00 | 2015-05-01 21:00 | 62 | 2015 | 6.68 | 2015-05-31 |  |  |  |  | 2901 | 2026-05-01 20:00 | 104.76 | 16.17 | 20 | FALSE | 0 | 0 | 0 | 0 | 0
Spain | ESP | 2015-05-01 20:00 | 2015-05-01 22:00 | 60.01 | 2015 | 6.68 | 2015-05-31 |  |  |  |  | 2902 | 2026-05-01 21:00 | 103.89 | 16.17 | 21 | FALSE | 0 | 0 | 0 | 0 | 0
Spain | ESP | 2015-05-01 21:00 | 2015-05-01 23:00 | 57.6 | 2015 | 6.68 | 2015-05-31 |  |  |  |  | 2903 | 2026-05-01 22:00 | 97.83 | 16.17 | 22 | FALSE | 0 | 0 | 0 | 0 | 0
Spain | ESP | 2015-05-01 22:00 | 2015-05-02 | 50.9 | 2015 | 6.68 | 2015-05-31 |  |  |  |  | 2904 | 2026-05-01 23:00 | 87.32 | 16.17 | 23 | FALSE | 0 | 0 | 0 | 0 | 0
Spain | ESP | 2015-05-01 23:00 | 2015-05-02 01:00 | 41.77 | 2015 | 6.68 | 2015-05-31 |  |  |  |  | 2905 | 2026-05-02 | 84.94 | 16.17 | 24 | TRUE | 90.85 | 21 | 0 | 9085 | 8176.5
Spain | ESP | 2015-05-02 | 2015-05-02 02:00 | 38 | 2015 | 6.68 | 2015-05-31 |  |  |  |  | 2906 | 2026-05-02 01:00 | 70.35 | 16.17 | 1 | FALSE | 0 | 0 | 0 | 0 | 0
Spain | ESP | 2015-05-02 01:00 | 2015-05-02 03:00 | 37.1 | 2015 | 6.68 | 2015-05-31 |  |  |  |  | 2907 | 2026-05-02 02:00 | 54.14 | 16.17 | 2 | FALSE | 0 | 0 | 0 | 0 | 0
Spain | ESP | 2015-05-02 02:00 | 2015-05-02 04:00 | 36.9 | 2015 | 6.68 | 2015-05-31 |  |  |  |  | 2908 | 2026-05-02 03:00 | 54.51 | 16.17 | 3 | FALSE | 0 | 0 | 0 | 0 | 0
Spain | ESP | 2015-05-02 03:00 | 2015-05-02 05:00 | 36.7 | 2015 | 6.68 | 2015-05-31 |  |  |  |  | 2909 | 2026-05-02 04:00 | 54.39 | 16.17 | 4 | FALSE | 0 | 0 | 0 | 0 | 0
Spain | ESP | 2015-05-02 04:00 | 2015-05-02 06:00 | 37.4 | 2015 | 6.68 | 2015-05-31 |  |  |  |  | 2910 | 2026-05-02 05:00 | 54.83 | 16.17 | 5 | FALSE | 0 | 0 | 0 | 0 | 0
Spain | ESP | 2015-05-02 05:00 | 2015-05-02 07:00 | 38 | 2015 | 6.68 | 2015-05-31 |  |  |  |  | 2911 | 2026-05-02 06:00 | 53.84 | 16.17 | 6 | FALSE | 0 | 0 | 0 | 0 | 0
Spain | ESP | 2015-05-02 06:00 | 2015-05-02 08:00 | 41.15 | 2015 | 6.68 | 2015-05-31 |  |  |  |  | 2912 | 2026-05-02 07:00 | 53.26 | 16.17 | 7 | FALSE | 0 | 0 | 0 | 0 | 0
Spain | ESP | 2015-05-02 07:00 | 2015-05-02 09:00 | 43 | 2015 | 6.68 | 2015-05-31 |  |  |  |  | 2913 | 2026-05-02 08:00 | 43.82 | 16.17 | 8 | FALSE | 0 | 0 | 0 | 0 | 0
Spain | ESP | 2015-05-02 08:00 | 2015-05-02 10:00 | 45.12 | 2015 | 6.68 | 2015-05-31 |  |  |  |  | 2914 | 2026-05-02 09:00 | 24.34 | 16.17 | 9 | FALSE | 0 | 0 | 0 | 0 | 0
Spain | ESP | 2015-05-02 09:00 | 2015-05-02 11:00 | 44.71 | 2015 | 6.68 | 2015-05-31 |  |  |  |  | 2915 | 2026-05-02 10:00 | 5.71 | 16.17 | 10 | FALSE | 0 | 0 | 0 | 0 | 0
Spain | ESP | 2015-05-02 10:00 | 2015-05-02 12:00 | 42 | 2015 | 6.68 | 2015-05-31 |  |  |  |  | 2916 | 2026-05-02 11:00 | 0.77 | 16.17 | 11 | FALSE | 0 | 0 | 0 | 0 | 0
Spain | ESP | 2015-05-02 11:00 | 2015-05-02 13:00 | 41.6 | 2015 | 6.68 | 2015-05-31 |  |  |  |  | 2917 | 2026-05-02 12:00 | 0 | 16.17 | 12 | FALSE | 0 | 0 | 0 | 0 | 0
Spain | ESP | 2015-05-02 12:00 | 2015-05-02 14:00 | 37 | 2015 | 6.68 | 2015-05-31 |  |  |  |  | 2918 | 2026-05-02 13:00 | 0 | 16.17 | 13 | FALSE | 0 | 0 | 0 | 0 | 0
Spain | ESP | 2015-05-02 13:00 | 2015-05-02 15:00 | 32 | 2015 | 6.68 | 2015-05-31 |  |  |  |  | 2919 | 2026-05-02 14:00 | 0 | 16.17 | 14 | FALSE | 0 | 0 | 0 | 0 | 0
Spain | ESP | 2015-05-02 14:00 | 2015-05-02 16:00 | 27.5 | 2015 | 6.68 | 2015-05-31 |  |  |  |  | 2920 | 2026-05-02 15:00 | 0 | 16.17 | 15 | FALSE | 0 | 0 | 0 | 0 | 0
Spain | ESP | 2015-05-02 15:00 | 2015-05-02 17:00 | 28.2 | 2015 | 6.68 | 2015-05-31 |  |  |  |  | 2921 | 2026-05-02 16:00 | 2.59 | 16.17 | 16 | FALSE | 0 | 0 | 0 | 0 | 0
Spain | ESP | 2015-05-02 16:00 | 2015-05-02 18:00 | 32.08 | 2015 | 6.68 | 2015-05-31 |  |  |  |  | 2922 | 2026-05-02 17:00 | 12.74 | 16.17 | 17 | FALSE | 0 | 0 | 0 | 0 | 0
Spain | ESP | 2015-05-02 17:00 | 2015-05-02 19:00 | 37.1 | 2015 | 6.68 | 2015-05-31 |  |  |  |  | 2923 | 2026-05-02 18:00 | 52.12 | 16.17 | 18 | FALSE | 0 | 0 | 0 | 0 | 0
Spain | ESP | 2015-05-02 18:00 | 2015-05-02 20:00 | 46.39 | 2015 | 6.68 | 2015-05-31 |  |  |  |  | 2924 | 2026-05-02 19:00 | 73.21 | 16.17 | 19 | FALSE | 0 | 0 | 0 | 0 | 0
Spain | ESP | 2015-05-02 19:00 | 2015-05-02 21:00 | 54.15 | 2015 | 6.68 | 2015-05-31 |  |  |  |  | 2925 | 2026-05-02 20:00 | 90.6 | 16.17 | 20 | FALSE | 0 | 0 | 0 | 0 | 0
Spain | ESP | 2015-05-02 20:00 | 2015-05-02 22:00 | 53.5 | 2015 | 6.68 | 2015-05-31 |  |  |  |  | 2926 | 2026-05-02 21:00 | 90.85 | 16.17 | 21 | FALSE | 0 | 0 | 0 | 0 | 0
Spain | ESP | 2015-05-02 21:00 | 2015-05-02 23:00 | 47.19 | 2015 | 6.68 | 2015-05-31 |  |  |  |  | 2927 | 2026-05-02 22:00 | 82.88 | 16.17 | 22 | FALSE | 0 | 0 | 0 | 0 | 0
Spain | ESP | 2015-05-02 22:00 | 2015-05-03 | 33.1 | 2015 | 6.68 | 2015-05-31 |  |  |  |  | 2928 | 2026-05-02 23:00 | 86.82 | 16.17 | 23 | FALSE | 0 | 0 | 0 | 0 | 0
Spain | ESP | 2015-05-02 23:00 | 2015-05-03 01:00 | 30.2 | 2015 | 6.68 | 2015-05-31 |  |  |  |  | 2929 | 2026-05-03 | 81.14 | 16.17 | 24 | TRUE | 114.82 | 23 | -0.01 | 11483 | 10334.8
Spain | ESP | 2015-05-03 | 2015-05-03 02:00 | 27 | 2015 | 6.68 | 2015-05-31 |  |  |  |  | 2930 | 2026-05-03 01:00 | 75.05 | 16.17 | 1 | FALSE | 0 | 0 | 0 | 0 | 0
Spain | ESP | 2015-05-03 01:00 | 2015-05-03 03:00 | 27 | 2015 | 6.68 | 2015-05-31 |  |  |  |  | 2931 | 2026-05-03 02:00 | 75.76 | 16.17 | 2 | FALSE | 0 | 0 | 0 | 0 | 0
Spain | ESP | 2015-05-03 02:00 | 2015-05-03 04:00 | 26.87 | 2015 | 6.68 | 2015-05-31 |  |  |  |  | 2932 | 2026-05-03 03:00 | 68.86 | 16.17 | 3 | FALSE | 0 | 0 | 0 | 0 | 0
Spain | ESP | 2015-05-03 03:00 | 2015-05-03 05:00 | 27 | 2015 | 6.68 | 2015-05-31 |  |  |  |  | 2933 | 2026-05-03 04:00 | 58.56 | 16.17 | 4 | FALSE | 0 | 0 | 0 | 0 | 0
Spain | ESP | 2015-05-03 04:00 | 2015-05-03 06:00 | 27.23 | 2015 | 6.68 | 2015-05-31 |  |  |  |  | 2934 | 2026-05-03 05:00 | 62.58 | 16.17 | 5 | FALSE | 0 | 0 | 0 | 0 | 0
Spain | ESP | 2015-05-03 05:00 | 2015-05-03 07:00 | 27 | 2015 | 6.68 | 2015-05-31 |  |  |  |  | 2935 | 2026-05-03 06:00 | 75.33 | 16.17 | 6 | FALSE | 0 | 0 | 0 | 0 | 0
Spain | ESP | 2015-05-03 06:00 | 2015-05-03 08:00 | 29.14 | 2015 | 6.68 | 2015-05-31 |  |  |  |  | 2936 | 2026-05-03 07:00 | 48.09 | 16.17 | 7 | FALSE | 0 | 0 | 0 | 0 | 0
Spain | ESP | 2015-05-03 07:00 | 2015-05-03 09:00 | 32.89 | 2015 | 6.68 | 2015-05-31 |  |  |  |  | 2937 | 2026-05-03 08:00 | 25.91 | 16.17 | 8 | FALSE | 0 | 0 | 0 | 0 | 0
Spain | ESP | 2015-05-03 08:00 | 2015-05-03 10:00 | 40.07 | 2015 | 6.68 | 2015-05-31 |  |  |  |  | 2938 | 2026-05-03 09:00 | 4.2 | 16.17 | 9 | FALSE | 0 | 0 | 0 | 0 | 0
Spain | ESP | 2015-05-03 09:00 | 2015-05-03 11:00 | 40.2 | 2015 | 6.68 | 2015-05-31 |  |  |  |  | 2939 | 2026-05-03 10:00 | 0.34 | 16.17 | 10 | FALSE | 0 | 0 | 0 | 0 | 0
Spain | ESP | 2015-05-03 10:00 | 2015-05-03 12:00 | 40.23 | 2015 | 6.68 | 2015-05-31 |  |  |  |  | 2940 | 2026-05-03 11:00 | 0.01 | 16.17 | 11 | FALSE | 0 | 0 | 0 | 0 | 0
Spain | ESP | 2015-05-03 11:00 | 2015-05-03 13:00 | 40.23 | 2015 | 6.68 | 2015-05-31 |  |  |  |  | 2941 | 2026-05-03 12:00 | -0.01 | 16.17 | 12 | FALSE | 0 | 0 | 0 | 0 | 0
Spain | ESP | 2015-05-03 12:00 | 2015-05-03 14:00 | 40.09 | 2015 | 6.68 | 2015-05-31 |  |  |  |  | 2942 | 2026-05-03 13:00 | -0.01 | 16.17 | 13 | FALSE | 0 | 0 | 0 | 0 | 0
Spain | ESP | 2015-05-03 13:00 | 2015-05-03 15:00 | 33.68 | 2015 | 6.68 | 2015-05-31 |  |  |  |  | 2943 | 2026-05-03 14:00 | -0.01 | 16.17 | 14 | FALSE | 0 | 0 | 0 | 0 | 0
Spain | ESP | 2015-05-03 14:00 | 2015-05-03 16:00 | 32.4 | 2015 | 6.68 | 2015-05-31 |  |  |  |  | 2944 | 2026-05-03 15:00 | 0 | 16.17 | 15 | FALSE | 0 | 0 | 0 | 0 | 0
Spain | ESP | 2015-05-03 15:00 | 2015-05-03 17:00 | 40.03 | 2015 | 6.68 | 2015-05-31 |  |  |  |  | 2945 | 2026-05-03 16:00 | 3.47 | 16.17 | 16 | FALSE | 0 | 0 | 0 | 0 | 0
Spain | ESP | 2015-05-03 16:00 | 2015-05-03 18:00 | 40.23 | 2015 | 6.68 | 2015-05-31 |  |  |  |  | 2946 | 2026-05-03 17:00 | 18.25 | 16.17 | 17 | FALSE | 0 | 0 | 0 | 0 | 0
Spain | ESP | 2015-05-03 17:00 | 2015-05-03 19:00 | 42.46 | 2015 | 6.68 | 2015-05-31 |  |  |  |  | 2947 | 2026-05-03 18:00 | 68.69 | 16.17 | 18 | FALSE | 0 | 0 | 0 | 0 | 0
Spain | ESP | 2015-05-03 18:00 | 2015-05-03 20:00 | 55.03 | 2015 | 6.68 | 2015-05-31 |  |  |  |  | 2948 | 2026-05-03 19:00 | 96.42 | 16.17 | 19 | FALSE | 0 | 0 | 0 | 0 | 0
Spain | ESP | 2015-05-03 19:00 | 2015-05-03 21:00 | 64.6 | 2015 | 6.68 | 2015-05-31 |  |  |  |  | 2949 | 2026-05-03 20:00 | 103.06 | 16.17 | 20 | FALSE | 0 | 0 | 0 | 0 | 0
Spain | ESP | 2015-05-03 20:00 | 2015-05-03 22:00 | 65.01 | 2015 | 6.68 | 2015-05-31 |  |  |  |  | 2950 | 2026-05-03 21:00 | 105.27 | 16.17 | 21 | FALSE | 0 | 0 | 0 | 0 | 0
Spain | ESP | 2015-05-03 21:00 | 2015-05-03 23:00 | 60.15 | 2015 | 6.68 | 2015-05-31 |  |  |  |  | 2951 | 2026-05-03 22:00 | 97.33 | 16.17 | 22 | FALSE | 0 | 0 | 0 | 0 | 0
Spain | ESP | 2015-05-03 22:00 | 2015-05-04 | 52.2 | 2015 | 6.68 | 2015-05-31 |  |  |  |  | 2952 | 2026-05-03 23:00 | 114.82 | 16.17 | 23 | FALSE | 0 | 0 | 0 | 0 | 0
Spain | ESP | 2015-05-03 23:00 | 2015-05-04 01:00 | 50.5 | 2015 | 6.68 | 2015-05-31 |  |  |  |  | 2953 | 2026-05-04 | 105.12 | 16.17 | 24 | TRUE | 141.59 | 21 | 0 | 14159 | 12743.1
Spain | ESP | 2015-05-04 | 2015-05-04 02:00 | 44.29 | 2015 | 6.68 | 2015-05-31 |  |  |  |  | 2954 | 2026-05-04 01:00 | 97.44 | 16.17 | 1 | FALSE | 0 | 0 | 0 | 0 | 0
Spain | ESP | 2015-05-04 01:00 | 2015-05-04 03:00 | 44.29 | 2015 | 6.68 | 2015-05-31 |  |  |  |  | 2955 | 2026-05-04 02:00 | 94.2 | 16.17 | 2 | FALSE | 0 | 0 | 0 | 0 | 0
Spain | ESP | 2015-05-04 02:00 | 2015-05-04 04:00 | 40.74 | 2015 | 6.68 | 2015-05-31 |  |  |  |  | 2956 | 2026-05-04 03:00 | 94.68 | 16.17 | 3 | FALSE | 0 | 0 | 0 | 0 | 0
Spain | ESP | 2015-05-04 03:00 | 2015-05-04 05:00 | 41.91 | 2015 | 6.68 | 2015-05-31 |  |  |  |  | 2957 | 2026-05-04 04:00 | 101.42 | 16.17 | 4 | FALSE | 0 | 0 | 0 | 0 | 0
Spain | ESP | 2015-05-04 04:00 | 2015-05-04 06:00 | 50.9 | 2015 | 6.68 | 2015-05-31 |  |  |  |  | 2958 | 2026-05-04 05:00 | 114.62 | 16.17 | 5 | FALSE | 0 | 0 | 0 | 0 | 0
Spain | ESP | 2015-05-04 05:00 | 2015-05-04 07:00 | 54.1 | 2015 | 6.68 | 2015-05-31 |  |  |  |  | 2959 | 2026-05-04 06:00 | 133.95 | 16.17 | 6 | FALSE | 0 | 0 | 0 | 0 | 0
Spain | ESP | 2015-05-04 06:00 | 2015-05-04 08:00 | 58.57 | 2015 | 6.68 | 2015-05-31 |  |  |  |  | 2960 | 2026-05-04 07:00 | 119.26 | 16.17 | 7 | FALSE | 0 | 0 | 0 | 0 | 0
Spain | ESP | 2015-05-04 07:00 | 2015-05-04 09:00 | 60.1 | 2015 | 6.68 | 2015-05-31 |  |  |  |  | 2961 | 2026-05-04 08:00 | 85.46 | 16.17 | 8 | FALSE | 0 | 0 | 0 | 0 | 0
Spain | ESP | 2015-05-04 08:00 | 2015-05-04 10:00 | 58.57 | 2015 | 6.68 | 2015-05-31 |  |  |  |  | 2962 | 2026-05-04 09:00 | 41.86 | 16.17 | 9 | FALSE | 0 | 0 | 0 | 0 | 0
Spain | ESP | 2015-05-04 09:00 | 2015-05-04 11:00 | 55.1 | 2015 | 6.68 | 2015-05-31 |  |  |  |  | 2963 | 2026-05-04 10:00 | 4.2 | 16.17 | 10 | FALSE | 0 | 0 | 0 | 0 | 0
Spain | ESP | 2015-05-04 10:00 | 2015-05-04 12:00 | 51.4 | 2015 | 6.68 | 2015-05-31 |  |  |  |  | 2964 | 2026-05-04 11:00 | 1 | 16.17 | 11 | FALSE | 0 | 0 | 0 | 0 | 0
Spain | ESP | 2015-05-04 11:00 | 2015-05-04 13:00 | 41.6 | 2015 | 6.68 | 2015-05-31 |  |  |  |  | 2965 | 2026-05-04 12:00 | 0.47 | 16.17 | 12 | FALSE | 0 | 0 | 0 | 0 | 0
Spain | ESP | 2015-05-04 12:00 | 2015-05-04 14:00 | 39.25 | 2015 | 6.68 | 2015-05-31 |  |  |  |  | 2966 | 2026-05-04 13:00 | 0 | 16.17 | 13 | FALSE | 0 | 0 | 0 | 0 | 0
Spain | ESP | 2015-05-04 13:00 | 2015-05-04 15:00 | 37.7 | 2015 | 6.68 | 2015-05-31 |  |  |  |  | 2967 | 2026-05-04 14:00 | 0 | 16.17 | 14 | FALSE | 0 | 0 | 0 | 0 | 0
Spain | ESP | 2015-05-04 14:00 | 2015-05-04 16:00 | 37.13 | 2015 | 6.68 | 2015-05-31 |  |  |  |  | 2968 | 2026-05-04 15:00 | 0 | 16.17 | 15 | FALSE | 0 | 0 | 0 | 0 | 0
Spain | ESP | 2015-05-04 15:00 | 2015-05-04 17:00 | 38.57 | 2015 | 6.68 | 2015-05-31 |  |  |  |  | 2969 | 2026-05-04 16:00 | 0.34 | 16.17 | 16 | FALSE | 0 | 0 | 0 | 0 | 0
Spain | ESP | 2015-05-04 16:00 | 2015-05-04 18:00 | 38.19 | 2015 | 6.68 | 2015-05-31 |  |  |  |  | 2970 | 2026-05-04 17:00 | 3.6 | 16.17 | 17 | FALSE | 0 | 0 | 0 | 0 | 0
Spain | ESP | 2015-05-04 17:00 | 2015-05-04 19:00 | 38.19 | 2015 | 6.68 | 2015-05-31 |  |  |  |  | 2971 | 2026-05-04 18:00 | 53.02 | 16.17 | 18 | FALSE | 0 | 0 | 0 | 0 | 0
Spain | ESP | 2015-05-04 18:00 | 2015-05-04 20:00 | 40.23 | 2015 | 6.68 | 2015-05-31 |  |  |  |  | 2972 | 2026-05-04 19:00 | 109.81 | 16.17 | 19 | FALSE | 0 | 0 | 0 | 0 | 0
Spain | ESP | 2015-05-04 19:00 | 2015-05-04 21:00 | 40.06 | 2015 | 6.68 | 2015-05-31 |  |  |  |  | 2973 | 2026-05-04 20:00 | 133.8 | 16.17 | 20 | FALSE | 0 | 0 | 0 | 0 | 0
Spain | ESP | 2015-05-04 20:00 | 2015-05-04 22:00 | 38.31 | 2015 | 6.68 | 2015-05-31 |  |  |  |  | 2974 | 2026-05-04 21:00 | 141.59 | 16.17 | 21 | FALSE | 0 | 0 | 0 | 0 | 0
Spain | ESP | 2015-05-04 21:00 | 2015-05-04 23:00 | 27.19 | 2015 | 6.68 | 2015-05-31 |  |  |  |  | 2975 | 2026-05-04 22:00 | 122.35 | 16.17 | 22 | FALSE | 0 | 0 | 0 | 0 | 0
Spain | ESP | 2015-05-04 22:00 | 2015-05-05 | 24 | 2015 | 6.68 | 2015-05-31 |  |  |  |  | 2976 | 2026-05-04 23:00 | 107.99 | 16.17 | 23 | FALSE | 0 | 0 | 0 | 0 | 0
Spain | ESP | 2015-05-04 23:00 | 2015-05-05 01:00 | 21.22 | 2015 | 6.68 | 2015-05-31 |  |  |  |  | 2977 | 2026-05-05 | 102.28 | 16.17 | 24 | TRUE | 118.8 | 6 | 0.01 | 11879 | 10691
Spain | ESP | 2015-05-05 | 2015-05-05 02:00 | 17.08 | 2015 | 6.68 | 2015-05-31 |  |  |  |  | 2978 | 2026-05-05 01:00 | 98.43 | 16.17 | 1 | FALSE | 0 | 0 | 0 | 0 | 0
Spain | ESP | 2015-05-05 01:00 | 2015-05-05 03:00 | 14.95 | 2015 | 6.68 | 2015-05-31 |  |  |  |  | 2979 | 2026-05-05 02:00 | 98.6 | 16.17 | 2 | FALSE | 0 | 0 | 0 | 0 | 0
Spain | ESP | 2015-05-05 02:00 | 2015-05-05 04:00 | 21 | 2015 | 6.68 | 2015-05-31 |  |  |  |  | 2980 | 2026-05-05 03:00 | 99.1 | 16.17 | 3 | FALSE | 0 | 0 | 0 | 0 | 0
Spain | ESP | 2015-05-05 03:00 | 2015-05-05 05:00 | 27.13 | 2015 | 6.68 | 2015-05-31 |  |  |  |  | 2981 | 2026-05-05 04:00 | 101.01 | 16.17 | 4 | FALSE | 0 | 0 | 0 | 0 | 0
Spain | ESP | 2015-05-05 04:00 | 2015-05-05 06:00 | 37.7 | 2015 | 6.68 | 2015-05-31 |  |  |  |  | 2982 | 2026-05-05 05:00 | 103.99 | 16.17 | 5 | FALSE | 0 | 0 | 0 | 0 | 0
Spain | ESP | 2015-05-05 05:00 | 2015-05-05 07:00 | 47.02 | 2015 | 6.68 | 2015-05-31 |  |  |  |  | 2983 | 2026-05-05 06:00 | 118.8 | 16.17 | 6 | FALSE | 0 | 0 | 0 | 0 | 0
Spain | ESP | 2015-05-05 06:00 | 2015-05-05 08:00 | 54.6 | 2015 | 6.68 | 2015-05-31 |  |  |  |  | 2984 | 2026-05-05 07:00 | 104.77 | 16.17 | 7 | FALSE | 0 | 0 | 0 | 0 | 0
Spain | ESP | 2015-05-05 07:00 | 2015-05-05 09:00 | 54.74 | 2015 | 6.68 | 2015-05-31 |  |  |  |  | 2985 | 2026-05-05 08:00 | 70.18 | 16.17 | 8 | FALSE | 0 | 0 | 0 | 0 | 0
Spain | ESP | 2015-05-05 08:00 | 2015-05-05 10:00 | 55.08 | 2015 | 6.68 | 2015-05-31 |  |  |  |  | 2986 | 2026-05-05 09:00 | 19.26 | 16.17 | 9 | FALSE | 0 | 0 | 0 | 0 | 0
Spain | ESP | 2015-05-05 09:00 | 2015-05-05 11:00 | 54.74 | 2015 | 6.68 | 2015-05-31 |  |  |  |  | 2987 | 2026-05-05 10:00 | 1.36 | 16.17 | 10 | FALSE | 0 | 0 | 0 | 0 | 0
Spain | ESP | 2015-05-05 10:00 | 2015-05-05 12:00 | 54.6 | 2015 | 6.68 | 2015-05-31 |  |  |  |  | 2988 | 2026-05-05 11:00 | 0.84 | 16.17 | 11 | FALSE | 0 | 0 | 0 | 0 | 0
Spain | ESP | 2015-05-05 11:00 | 2015-05-05 13:00 | 54.23 | 2015 | 6.68 | 2015-05-31 |  |  |  |  | 2989 | 2026-05-05 12:00 | 0.73 | 16.17 | 12 | FALSE | 0 | 0 | 0 | 0 | 0
Spain | ESP | 2015-05-05 12:00 | 2015-05-05 14:00 | 50.67 | 2015 | 6.68 | 2015-05-31 |  |  |  |  | 2990 | 2026-05-05 13:00 | 0.38 | 16.17 | 13 | FALSE | 0 | 0 | 0 | 0 | 0
Spain | ESP | 2015-05-05 13:00 | 2015-05-05 15:00 | 46.89 | 2015 | 6.68 | 2015-05-31 |  |  |  |  | 2991 | 2026-05-05 14:00 | 0.01 | 16.17 | 14 | FALSE | 0 | 0 | 0 | 0 | 0
Spain | ESP | 2015-05-05 14:00 | 2015-05-05 16:00 | 45.25 | 2015 | 6.68 | 2015-05-31 |  |  |  |  | 2992 | 2026-05-05 15:00 | 0.13 | 16.17 | 15 | FALSE | 0 | 0 | 0 | 0 | 0
Spain | ESP | 2015-05-05 15:00 | 2015-05-05 17:00 | 50.5 | 2015 | 6.68 | 2015-05-31 |  |  |  |  | 2993 | 2026-05-05 16:00 | 1.88 | 16.17 | 16 | FALSE | 0 | 0 | 0 | 0 | 0
Spain | ESP | 2015-05-05 16:00 | 2015-05-05 18:00 | 50.5 | 2015 | 6.68 | 2015-05-31 |  |  |  |  | 2994 | 2026-05-05 17:00 | 18.32 | 16.17 | 17 | FALSE | 0 | 0 | 0 | 0 | 0
Spain | ESP | 2015-05-05 17:00 | 2015-05-05 19:00 | 50.5 | 2015 | 6.68 | 2015-05-31 |  |  |  |  | 2995 | 2026-05-05 18:00 | 69.6 | 16.17 | 18 | FALSE | 0 | 0 | 0 | 0 | 0
Spain | ESP | 2015-05-05 18:00 | 2015-05-05 20:00 | 54.74 | 2015 | 6.68 | 2015-05-31 |  |  |  |  | 2996 | 2026-05-05 19:00 | 102.11 | 16.17 | 19 | FALSE | 0 | 0 | 0 | 0 | 0
Spain | ESP | 2015-05-05 19:00 | 2015-05-05 21:00 | 62 | 2015 | 6.68 | 2015-05-31 |  |  |  |  | 2997 | 2026-05-05 20:00 | 114.36 | 16.17 | 20 | FALSE | 0 | 0 | 0 | 0 | 0
Spain | ESP | 2015-05-05 20:00 | 2015-05-05 22:00 | 60.01 | 2015 | 6.68 | 2015-05-31 |  |  |  |  | 2998 | 2026-05-05 21:00 | 109.92 | 16.17 | 21 | FALSE | 0 | 0 | 0 | 0 | 0
Spain | ESP | 2015-05-05 21:00 | 2015-05-05 23:00 | 54.74 | 2015 | 6.68 | 2015-05-31 |  |  |  |  | 2999 | 2026-05-05 22:00 | 100.13 | 16.17 | 22 | FALSE | 0 | 0 | 0 | 0 | 0
Spain | ESP | 2015-05-05 22:00 | 2015-05-06 | 57 | 2015 | 6.68 | 2015-05-31 |  |  |  |  | 3000 | 2026-05-05 23:00 | 114.91 | 16.17 | 23 | FALSE | 0 | 0 | 0 | 0 | 0
Spain | ESP | 2015-05-05 23:00 | 2015-05-06 01:00 | 55 | 2015 | 6.68 | 2015-05-31 |  |  |  |  | 3001 | 2026-05-06 | 108.42 | 16.17 | 24 | TRUE | 154.74 | 20 | 1.4 | 15334 | 13786.6
Spain | ESP | 2015-05-06 | 2015-05-06 02:00 | 49.31 | 2015 | 6.68 | 2015-05-31 |  |  |  |  | 3002 | 2026-05-06 01:00 | 108.67 | 16.17 | 1 | FALSE | 0 | 0 | 0 | 0 | 0
Spain | ESP | 2015-05-06 01:00 | 2015-05-06 03:00 | 47 | 2015 | 6.68 | 2015-05-31 |  |  |  |  | 3003 | 2026-05-06 02:00 | 108.28 | 16.17 | 2 | FALSE | 0 | 0 | 0 | 0 | 0
Spain | ESP | 2015-05-06 02:00 | 2015-05-06 04:00 | 47 | 2015 | 6.68 | 2015-05-31 |  |  |  |  | 3004 | 2026-05-06 03:00 | 109.11 | 16.17 | 3 | FALSE | 0 | 0 | 0 | 0 | 0
Spain | ESP | 2015-05-06 03:00 | 2015-05-06 05:00 | 52.04 | 2015 | 6.68 | 2015-05-31 |  |  |  |  | 3005 | 2026-05-06 04:00 | 109.5 | 16.17 | 4 | FALSE | 0 | 0 | 0 | 0 | 0
Spain | ESP | 2015-05-06 04:00 | 2015-05-06 06:00 | 58.1 | 2015 | 6.68 | 2015-05-31 |  |  |  |  | 3006 | 2026-05-06 05:00 | 117.75 | 16.17 | 5 | FALSE | 0 | 0 | 0 | 0 | 0
Spain | ESP | 2015-05-06 05:00 | 2015-05-06 07:00 | 61.01 | 2015 | 6.68 | 2015-05-31 |  |  |  |  | 3007 | 2026-05-06 06:00 | 124.23 | 16.17 | 6 | FALSE | 0 | 0 | 0 | 0 | 0
Spain | ESP | 2015-05-06 06:00 | 2015-05-06 08:00 | 65.69 | 2015 | 6.68 | 2015-05-31 |  |  |  |  | 3008 | 2026-05-06 07:00 | 110.92 | 16.17 | 7 | FALSE | 0 | 0 | 0 | 0 | 0
Spain | ESP | 2015-05-06 07:00 | 2015-05-06 09:00 | 64.69 | 2015 | 6.68 | 2015-05-31 |  |  |  |  | 3009 | 2026-05-06 08:00 | 66.9 | 16.17 | 8 | FALSE | 0 | 0 | 0 | 0 | 0
Spain | ESP | 2015-05-06 08:00 | 2015-05-06 10:00 | 62.01 | 2015 | 6.68 | 2015-05-31 |  |  |  |  | 3010 | 2026-05-06 09:00 | 17.92 | 16.17 | 9 | FALSE | 0 | 0 | 0 | 0 | 0
Spain | ESP | 2015-05-06 09:00 | 2015-05-06 11:00 | 61.59 | 2015 | 6.68 | 2015-05-31 |  |  |  |  | 3011 | 2026-05-06 10:00 | 1.4 | 16.17 | 10 | FALSE | 0 | 0 | 0 | 0 | 0
Spain | ESP | 2015-05-06 10:00 | 2015-05-06 12:00 | 63.1 | 2015 | 6.68 | 2015-05-31 |  |  |  |  | 3012 | 2026-05-06 11:00 | 1.5 | 16.17 | 11 | FALSE | 0 | 0 | 0 | 0 | 0
Spain | ESP | 2015-05-06 11:00 | 2015-05-06 13:00 | 63.1 | 2015 | 6.68 | 2015-05-31 |  |  |  |  | 3013 | 2026-05-06 12:00 | 2.05 | 16.17 | 12 | FALSE | 0 | 0 | 0 | 0 | 0
Spain | ESP | 2015-05-06 12:00 | 2015-05-06 14:00 | 63.1 | 2015 | 6.68 | 2015-05-31 |  |  |  |  | 3014 | 2026-05-06 13:00 | 2.05 | 16.17 | 13 | FALSE | 0 | 0 | 0 | 0 | 0
Spain | ESP | 2015-05-06 13:00 | 2015-05-06 15:00 | 61.42 | 2015 | 6.68 | 2015-05-31 |  |  |  |  | 3015 | 2026-05-06 14:00 | 2.04 | 16.17 | 14 | FALSE | 0 | 0 | 0 | 0 | 0
Spain | ESP | 2015-05-06 14:00 | 2015-05-06 16:00 | 61.59 | 2015 | 6.68 | 2015-05-31 |  |  |  |  | 3016 | 2026-05-06 15:00 | 6.24 | 16.17 | 15 | FALSE | 0 | 0 | 0 | 0 | 0
Spain | ESP | 2015-05-06 15:00 | 2015-05-06 17:00 | 62.01 | 2015 | 6.68 | 2015-05-31 |  |  |  |  | 3017 | 2026-05-06 16:00 | 29.91 | 16.17 | 16 | FALSE | 0 | 0 | 0 | 0 | 0
Spain | ESP | 2015-05-06 16:00 | 2015-05-06 18:00 | 62 | 2015 | 6.68 | 2015-05-31 |  |  |  |  | 3018 | 2026-05-06 17:00 | 60.41 | 16.17 | 17 | FALSE | 0 | 0 | 0 | 0 | 0
Spain | ESP | 2015-05-06 17:00 | 2015-05-06 19:00 | 62 | 2015 | 6.68 | 2015-05-31 |  |  |  |  | 3019 | 2026-05-06 18:00 | 91.65 | 16.17 | 18 | FALSE | 0 | 0 | 0 | 0 | 0
Spain | ESP | 2015-05-06 18:00 | 2015-05-06 20:00 | 64 | 2015 | 6.68 | 2015-05-31 |  |  |  |  | 3020 | 2026-05-06 19:00 | 150.92 | 16.17 | 19 | FALSE | 0 | 0 | 0 | 0 | 0
Spain | ESP | 2015-05-06 19:00 | 2015-05-06 21:00 | 67.01 | 2015 | 6.68 | 2015-05-31 |  |  |  |  | 3021 | 2026-05-06 20:00 | 154.74 | 16.17 | 20 | FALSE | 0 | 0 | 0 | 0 | 0
Spain | ESP | 2015-05-06 20:00 | 2015-05-06 22:00 | 64.2 | 2015 | 6.68 | 2015-05-31 |  |  |  |  | 3022 | 2026-05-06 21:00 | 144 | 16.17 | 21 | FALSE | 0 | 0 | 0 | 0 | 0
Spain | ESP | 2015-05-06 21:00 | 2015-05-06 23:00 | 60.75 | 2015 | 6.68 | 2015-05-31 |  |  |  |  | 3023 | 2026-05-06 22:00 | 129.06 | 16.17 | 22 | FALSE | 0 | 0 | 0 | 0 | 0
Spain | ESP | 2015-05-06 22:00 | 2015-05-07 | 56 | 2015 | 6.68 | 2015-05-31 |  |  |  |  | 3024 | 2026-05-06 23:00 | 125.21 | 16.17 | 23 | FALSE | 0 | 0 | 0 | 0 | 0
Spain | ESP | 2015-05-06 23:00 | 2015-05-07 01:00 | 53.1 | 2015 | 6.68 | 2015-05-31 |  |  |  |  | 3025 | 2026-05-07 | 116.5 | 16.17 | 24 | TRUE | 145.15 | 20 | 19.24 | 12591 | 11139.5
Spain | ESP | 2015-05-07 | 2015-05-07 02:00 | 49.31 | 2015 | 6.68 | 2015-05-31 |  |  |  |  | 3026 | 2026-05-07 01:00 | 113.84 | 16.17 | 1 | FALSE | 0 | 0 | 0 | 0 | 0
Spain | ESP | 2015-05-07 01:00 | 2015-05-07 03:00 | 47 | 2015 | 6.68 | 2015-05-31 |  |  |  |  | 3027 | 2026-05-07 02:00 | 108.76 | 16.17 | 2 | FALSE | 0 | 0 | 0 | 0 | 0
Spain | ESP | 2015-05-07 02:00 | 2015-05-07 04:00 | 44.02 | 2015 | 6.68 | 2015-05-31 |  |  |  |  | 3028 | 2026-05-07 03:00 | 108.12 | 16.17 | 3 | FALSE | 0 | 0 | 0 | 0 | 0
Spain | ESP | 2015-05-07 03:00 | 2015-05-07 05:00 | 44.02 | 2015 | 6.68 | 2015-05-31 |  |  |  |  | 3029 | 2026-05-07 04:00 | 114.83 | 16.17 | 4 | FALSE | 0 | 0 | 0 | 0 | 0
Spain | ESP | 2015-05-07 04:00 | 2015-05-07 06:00 | 49.1 | 2015 | 6.68 | 2015-05-31 |  |  |  |  | 3030 | 2026-05-07 05:00 | 123.52 | 16.17 | 5 | FALSE | 0 | 0 | 0 | 0 | 0
Spain | ESP | 2015-05-07 05:00 | 2015-05-07 07:00 | 51.72 | 2015 | 6.68 | 2015-05-31 |  |  |  |  | 3031 | 2026-05-07 06:00 | 134.54 | 16.17 | 6 | FALSE | 0 | 0 | 0 | 0 | 0
Spain | ESP | 2015-05-07 06:00 | 2015-05-07 08:00 | 57.98 | 2015 | 6.68 | 2015-05-31 |  |  |  |  | 3032 | 2026-05-07 07:00 | 118.44 | 16.17 | 7 | FALSE | 0 | 0 | 0 | 0 | 0
Spain | ESP | 2015-05-07 07:00 | 2015-05-07 09:00 | 58.5 | 2015 | 6.68 | 2015-05-31 |  |  |  |  | 3033 | 2026-05-07 08:00 | 89.23 | 16.17 | 8 | FALSE | 0 | 0 | 0 | 0 | 0
Spain | ESP | 2015-05-07 08:00 | 2015-05-07 10:00 | 55.1 | 2015 | 6.68 | 2015-05-31 |  |  |  |  | 3034 | 2026-05-07 09:00 | 52 | 16.17 | 9 | FALSE | 0 | 0 | 0 | 0 | 0
Spain | ESP | 2015-05-07 09:00 | 2015-05-07 11:00 | 53.1 | 2015 | 6.68 | 2015-05-31 |  |  |  |  | 3035 | 2026-05-07 10:00 | 24.28 | 16.17 | 10 | FALSE | 0 | 0 | 0 | 0 | 0
Spain | ESP | 2015-05-07 10:00 | 2015-05-07 12:00 | 53.12 | 2015 | 6.68 | 2015-05-31 |  |  |  |  | 3036 | 2026-05-07 11:00 | 20 | 16.17 | 11 | FALSE | 0 | 0 | 0 | 0 | 0
Spain | ESP | 2015-05-07 11:00 | 2015-05-07 13:00 | 49.2 | 2015 | 6.68 | 2015-05-31 |  |  |  |  | 3037 | 2026-05-07 12:00 | 20 | 16.17 | 12 | FALSE | 0 | 0 | 0 | 0 | 0
Spain | ESP | 2015-05-07 12:00 | 2015-05-07 14:00 | 42.1 | 2015 | 6.68 | 2015-05-31 |  |  |  |  | 3038 | 2026-05-07 13:00 | 19.24 | 16.17 | 13 | FALSE | 0 | 0 | 0 | 0 | 0
Spain | ESP | 2015-05-07 13:00 | 2015-05-07 15:00 | 41.8 | 2015 | 6.68 | 2015-05-31 |  |  |  |  | 3039 | 2026-05-07 14:00 | 20.52 | 16.17 | 14 | FALSE | 0 | 0 | 0 | 0 | 0
Spain | ESP | 2015-05-07 14:00 | 2015-05-07 16:00 | 41.8 | 2015 | 6.68 | 2015-05-31 |  |  |  |  | 3040 | 2026-05-07 15:00 | 24.05 | 16.17 | 15 | FALSE | 0 | 0 | 0 | 0 | 0
Spain | ESP | 2015-05-07 15:00 | 2015-05-07 17:00 | 42.1 | 2015 | 6.68 | 2015-05-31 |  |  |  |  | 3041 | 2026-05-07 16:00 | 43.56 | 16.17 | 16 | FALSE | 0 | 0 | 0 | 0 | 0
Spain | ESP | 2015-05-07 16:00 | 2015-05-07 18:00 | 42.12 | 2015 | 6.68 | 2015-05-31 |  |  |  |  | 3042 | 2026-05-07 17:00 | 66.16 | 16.17 | 17 | FALSE | 0 | 0 | 0 | 0 | 0
Spain | ESP | 2015-05-07 17:00 | 2015-05-07 19:00 | 44.79 | 2015 | 6.68 | 2015-05-31 |  |  |  |  | 3043 | 2026-05-07 18:00 | 98.3 | 16.17 | 18 | FALSE | 0 | 0 | 0 | 0 | 0
Spain | ESP | 2015-05-07 18:00 | 2015-05-07 20:00 | 51.5 | 2015 | 6.68 | 2015-05-31 |  |  |  |  | 3044 | 2026-05-07 19:00 | 128.52 | 16.17 | 19 | FALSE | 0 | 0 | 0 | 0 | 0
Spain | ESP | 2015-05-07 19:00 | 2015-05-07 21:00 | 59.03 | 2015 | 6.68 | 2015-05-31 |  |  |  |  | 3045 | 2026-05-07 20:00 | 145.15 | 16.17 | 20 | FALSE | 0 | 0 | 0 | 0 | 0
Spain | ESP | 2015-05-07 20:00 | 2015-05-07 22:00 | 56.77 | 2015 | 6.68 | 2015-05-31 |  |  |  |  | 3046 | 2026-05-07 21:00 | 145.01 | 16.17 | 21 | FALSE | 0 | 0 | 0 | 0 | 0
Spain | ESP | 2015-05-07 21:00 | 2015-05-07 23:00 | 43.76 | 2015 | 6.68 | 2015-05-31 |  |  |  |  | 3047 | 2026-05-07 22:00 | 125.76 | 16.17 | 22 | FALSE | 0 | 0 | 0 | 0 | 0
Spain | ESP | 2015-05-07 22:00 | 2015-05-08 | 34 | 2015 | 6.68 | 2015-05-31 |  |  |  |  | 3048 | 2026-05-07 23:00 | 108.7 | 16.17 | 23 | FALSE | 0 | 0 | 0 | 0 | 0
Spain | ESP | 2015-05-07 23:00 | 2015-05-08 01:00 | 28.91 | 2015 | 6.68 | 2015-05-31 |  |  |  |  | 3049 | 2026-05-08 | 105.54 | 16.17 | 24 | TRUE | 108.64 | 20 | 0.08 | 10856 | 9769.6
Spain | ESP | 2015-05-08 | 2015-05-08 02:00 | 27 | 2015 | 6.68 | 2015-05-31 |  |  |  |  | 3050 | 2026-05-08 01:00 | 101.99 | 16.17 | 1 | FALSE | 0 | 0 | 0 | 0 | 0
Spain | ESP | 2015-05-08 01:00 | 2015-05-08 03:00 | 25 | 2015 | 6.68 | 2015-05-31 |  |  |  |  | 3051 | 2026-05-08 02:00 | 103.39 | 16.17 | 2 | FALSE | 0 | 0 | 0 | 0 | 0
Spain | ESP | 2015-05-08 02:00 | 2015-05-08 04:00 | 22.05 | 2015 | 6.68 | 2015-05-31 |  |  |  |  | 3052 | 2026-05-08 03:00 | 101.36 | 16.17 | 3 | FALSE | 0 | 0 | 0 | 0 | 0
Spain | ESP | 2015-05-08 03:00 | 2015-05-08 05:00 | 23.55 | 2015 | 6.68 | 2015-05-31 |  |  |  |  | 3053 | 2026-05-08 04:00 | 101.93 | 16.17 | 4 | FALSE | 0 | 0 | 0 | 0 | 0
Spain | ESP | 2015-05-08 04:00 | 2015-05-08 06:00 | 30 | 2015 | 6.68 | 2015-05-31 |  |  |  |  | 3054 | 2026-05-08 05:00 | 103.78 | 16.17 | 5 | FALSE | 0 | 0 | 0 | 0 | 0
Spain | ESP | 2015-05-08 05:00 | 2015-05-08 07:00 | 37.7 | 2015 | 6.68 | 2015-05-31 |  |  |  |  | 3055 | 2026-05-08 06:00 | 105.1 | 16.17 | 6 | FALSE | 0 | 0 | 0 | 0 | 0
Spain | ESP | 2015-05-08 06:00 | 2015-05-08 08:00 | 39.25 | 2015 | 6.68 | 2015-05-31 |  |  |  |  | 3056 | 2026-05-08 07:00 | 93.38 | 16.17 | 7 | FALSE | 0 | 0 | 0 | 0 | 0
Spain | ESP | 2015-05-08 07:00 | 2015-05-08 09:00 | 41.7 | 2015 | 6.68 | 2015-05-31 |  |  |  |  | 3057 | 2026-05-08 08:00 | 71.02 | 16.17 | 8 | FALSE | 0 | 0 | 0 | 0 | 0
Spain | ESP | 2015-05-08 08:00 | 2015-05-08 10:00 | 39.02 | 2015 | 6.68 | 2015-05-31 |  |  |  |  | 3058 | 2026-05-08 09:00 | 31.04 | 16.17 | 9 | FALSE | 0 | 0 | 0 | 0 | 0
Spain | ESP | 2015-05-08 09:00 | 2015-05-08 11:00 | 38 | 2015 | 6.68 | 2015-05-31 |  |  |  |  | 3059 | 2026-05-08 10:00 | 10.02 | 16.17 | 10 | FALSE | 0 | 0 | 0 | 0 | 0
Spain | ESP | 2015-05-08 10:00 | 2015-05-08 12:00 | 37.7 | 2015 | 6.68 | 2015-05-31 |  |  |  |  | 3060 | 2026-05-08 11:00 | 2.04 | 16.17 | 11 | FALSE | 0 | 0 | 0 | 0 | 0
Spain | ESP | 2015-05-08 11:00 | 2015-05-08 13:00 | 37.7 | 2015 | 6.68 | 2015-05-31 |  |  |  |  | 3061 | 2026-05-08 12:00 | 0.76 | 16.17 | 12 | FALSE | 0 | 0 | 0 | 0 | 0
Spain | ESP | 2015-05-08 12:00 | 2015-05-08 14:00 | 35.68 | 2015 | 6.68 | 2015-05-31 |  |  |  |  | 3062 | 2026-05-08 13:00 | 0.15 | 16.17 | 13 | FALSE | 0 | 0 | 0 | 0 | 0
Spain | ESP | 2015-05-08 13:00 | 2015-05-08 15:00 | 32 | 2015 | 6.68 | 2015-05-31 |  |  |  |  | 3063 | 2026-05-08 14:00 | 0.08 | 16.17 | 14 | FALSE | 0 | 0 | 0 | 0 | 0
Spain | ESP | 2015-05-08 14:00 | 2015-05-08 16:00 | 36.8 | 2015 | 6.68 | 2015-05-31 |  |  |  |  | 3064 | 2026-05-08 15:00 | 0.76 | 16.17 | 15 | FALSE | 0 | 0 | 0 | 0 | 0
Spain | ESP | 2015-05-08 15:00 | 2015-05-08 17:00 | 38.5 | 2015 | 6.68 | 2015-05-31 |  |  |  |  | 3065 | 2026-05-08 16:00 | 5.22 | 16.17 | 16 | FALSE | 0 | 0 | 0 | 0 | 0
Spain | ESP | 2015-05-08 16:00 | 2015-05-08 18:00 | 41.39 | 2015 | 6.68 | 2015-05-31 |  |  |  |  | 3066 | 2026-05-08 17:00 | 32.11 | 16.17 | 17 | FALSE | 0 | 0 | 0 | 0 | 0
Spain | ESP | 2015-05-08 17:00 | 2015-05-08 19:00 | 42.1 | 2015 | 6.68 | 2015-05-31 |  |  |  |  | 3067 | 2026-05-08 18:00 | 72.75 | 16.17 | 18 | FALSE | 0 | 0 | 0 | 0 | 0
Spain | ESP | 2015-05-08 18:00 | 2015-05-08 20:00 | 52.56 | 2015 | 6.68 | 2015-05-31 |  |  |  |  | 3068 | 2026-05-08 19:00 | 94.28 | 16.17 | 19 | FALSE | 0 | 0 | 0 | 0 | 0
Spain | ESP | 2015-05-08 19:00 | 2015-05-08 21:00 | 60.7 | 2015 | 6.68 | 2015-05-31 |  |  |  |  | 3069 | 2026-05-08 20:00 | 108.64 | 16.17 | 20 | FALSE | 0 | 0 | 0 | 0 | 0
Spain | ESP | 2015-05-08 20:00 | 2015-05-08 22:00 | 60.95 | 2015 | 6.68 | 2015-05-31 |  |  |  |  | 3070 | 2026-05-08 21:00 | 103.46 | 16.17 | 21 | FALSE | 0 | 0 | 0 | 0 | 0
Spain | ESP | 2015-05-08 21:00 | 2015-05-08 23:00 | 58.2 | 2015 | 6.68 | 2015-05-31 |  |  |  |  | 3071 | 2026-05-08 22:00 | 94.93 | 16.17 | 22 | FALSE | 0 | 0 | 0 | 0 | 0
Spain | ESP | 2015-05-08 22:00 | 2015-05-09 | 56.57 | 2015 | 6.68 | 2015-05-31 |  |  |  |  | 3072 | 2026-05-08 23:00 | 77.43 | 16.17 | 23 | FALSE | 0 | 0 | 0 | 0 | 0
Spain | ESP | 2015-05-08 23:00 | 2015-05-09 01:00 | 53 | 2015 | 6.68 | 2015-05-31 |  |  |  |  | 3073 | 2026-05-09 | 64.24 | 16.17 | 24 | TRUE | 80.67 | 20 | 0 | 8067 | 7260.3
Spain | ESP | 2015-05-09 | 2015-05-09 02:00 | 51.9 | 2015 | 6.68 | 2015-05-31 |  |  |  |  | 3074 | 2026-05-09 01:00 | 43.6 | 16.17 | 1 | FALSE | 0 | 0 | 0 | 0 | 0
Spain | ESP | 2015-05-09 01:00 | 2015-05-09 03:00 | 51.71 | 2015 | 6.68 | 2015-05-31 |  |  |  |  | 3075 | 2026-05-09 02:00 | 35.02 | 16.17 | 2 | FALSE | 0 | 0 | 0 | 0 | 0
Spain | ESP | 2015-05-09 02:00 | 2015-05-09 04:00 | 51.01 | 2015 | 6.68 | 2015-05-31 |  |  |  |  | 3076 | 2026-05-09 03:00 | 35.01 | 16.17 | 3 | FALSE | 0 | 0 | 0 | 0 | 0
Spain | ESP | 2015-05-09 03:00 | 2015-05-09 05:00 | 51.4 | 2015 | 6.68 | 2015-05-31 |  |  |  |  | 3077 | 2026-05-09 04:00 | 35.02 | 16.17 | 4 | FALSE | 0 | 0 | 0 | 0 | 0
Spain | ESP | 2015-05-09 04:00 | 2015-05-09 06:00 | 51.9 | 2015 | 6.68 | 2015-05-31 |  |  |  |  | 3078 | 2026-05-09 05:00 | 36.1 | 16.17 | 5 | FALSE | 0 | 0 | 0 | 0 | 0
Spain | ESP | 2015-05-09 05:00 | 2015-05-09 07:00 | 52.1 | 2015 | 6.68 | 2015-05-31 |  |  |  |  | 3079 | 2026-05-09 06:00 | 40.11 | 16.17 | 6 | FALSE | 0 | 0 | 0 | 0 | 0
Spain | ESP | 2015-05-09 06:00 | 2015-05-09 08:00 | 55.83 | 2015 | 6.68 | 2015-05-31 |  |  |  |  | 3080 | 2026-05-09 07:00 | 37.88 | 16.17 | 7 | FALSE | 0 | 0 | 0 | 0 | 0
Spain | ESP | 2015-05-09 07:00 | 2015-05-09 09:00 | 57.98 | 2015 | 6.68 | 2015-05-31 |  |  |  |  | 3081 | 2026-05-09 08:00 | 34.43 | 16.17 | 8 | FALSE | 0 | 0 | 0 | 0 | 0
Spain | ESP | 2015-05-09 08:00 | 2015-05-09 10:00 | 57.98 | 2015 | 6.68 | 2015-05-31 |  |  |  |  | 3082 | 2026-05-09 09:00 | 23.79 | 16.17 | 9 | FALSE | 0 | 0 | 0 | 0 | 0
Spain | ESP | 2015-05-09 09:00 | 2015-05-09 11:00 | 57.98 | 2015 | 6.68 | 2015-05-31 |  |  |  |  | 3083 | 2026-05-09 10:00 | 2.9 | 16.17 | 10 | FALSE | 0 | 0 | 0 | 0 | 0
Spain | ESP | 2015-05-09 10:00 | 2015-05-09 12:00 | 56.77 | 2015 | 6.68 | 2015-05-31 |  |  |  |  | 3084 | 2026-05-09 11:00 | 0.76 | 16.17 | 11 | FALSE | 0 | 0 | 0 | 0 | 0
Spain | ESP | 2015-05-09 11:00 | 2015-05-09 13:00 | 55.68 | 2015 | 6.68 | 2015-05-31 |  |  |  |  | 3085 | 2026-05-09 12:00 | 0.13 | 16.17 | 12 | FALSE | 0 | 0 | 0 | 0 | 0
Spain | ESP | 2015-05-09 12:00 | 2015-05-09 14:00 | 55.1 | 2015 | 6.68 | 2015-05-31 |  |  |  |  | 3086 | 2026-05-09 13:00 | 0 | 16.17 | 13 | FALSE | 0 | 0 | 0 | 0 | 0
Spain | ESP | 2015-05-09 13:00 | 2015-05-09 15:00 | 51.15 | 2015 | 6.68 | 2015-05-31 |  |  |  |  | 3087 | 2026-05-09 14:00 | 0 | 16.17 | 14 | FALSE | 0 | 0 | 0 | 0 | 0
Spain | ESP | 2015-05-09 14:00 | 2015-05-09 16:00 | 49.6 | 2015 | 6.68 | 2015-05-31 |  |  |  |  | 3088 | 2026-05-09 15:00 | 0.09 | 16.17 | 15 | FALSE | 0 | 0 | 0 | 0 | 0
Spain | ESP | 2015-05-09 15:00 | 2015-05-09 17:00 | 48.82 | 2015 | 6.68 | 2015-05-31 |  |  |  |  | 3089 | 2026-05-09 16:00 | 0.62 | 16.17 | 16 | FALSE | 0 | 0 | 0 | 0 | 0
Spain | ESP | 2015-05-09 16:00 | 2015-05-09 18:00 | 48.88 | 2015 | 6.68 | 2015-05-31 |  |  |  |  | 3090 | 2026-05-09 17:00 | 15.74 | 16.17 | 17 | FALSE | 0 | 0 | 0 | 0 | 0
Spain | ESP | 2015-05-09 17:00 | 2015-05-09 19:00 | 46.89 | 2015 | 6.68 | 2015-05-31 |  |  |  |  | 3091 | 2026-05-09 18:00 | 41.93 | 16.17 | 18 | FALSE | 0 | 0 | 0 | 0 | 0
Spain | ESP | 2015-05-09 18:00 | 2015-05-09 20:00 | 49 | 2015 | 6.68 | 2015-05-31 |  |  |  |  | 3092 | 2026-05-09 19:00 | 65.2 | 16.17 | 19 | FALSE | 0 | 0 | 0 | 0 | 0
Spain | ESP | 2015-05-09 19:00 | 2015-05-09 21:00 | 54.35 | 2015 | 6.68 | 2015-05-31 |  |  |  |  | 3093 | 2026-05-09 20:00 | 80.67 | 16.17 | 20 | FALSE | 0 | 0 | 0 | 0 | 0
Spain | ESP | 2015-05-09 20:00 | 2015-05-09 22:00 | 52 | 2015 | 6.68 | 2015-05-31 |  |  |  |  | 3094 | 2026-05-09 21:00 | 74.63 | 16.17 | 21 | FALSE | 0 | 0 | 0 | 0 | 0
Spain | ESP | 2015-05-09 21:00 | 2015-05-09 23:00 | 49.6 | 2015 | 6.68 | 2015-05-31 |  |  |  |  | 3095 | 2026-05-09 22:00 | 65.84 | 16.17 | 22 | FALSE | 0 | 0 | 0 | 0 | 0
Spain | ESP | 2015-05-09 22:00 | 2015-05-10 | 48.88 | 2015 | 6.68 | 2015-05-31 |  |  |  |  | 3096 | 2026-05-09 23:00 | 39.64 | 16.17 | 23 | FALSE | 0 | 0 | 0 | 0 | 0
Spain | ESP | 2015-05-09 23:00 | 2015-05-10 01:00 | 48.36 | 2015 | 6.68 | 2015-05-31 |  |  |  |  | 3097 | 2026-05-10 | 33.76 | 16.17 | 24 | TRUE | 90.99 | 21 | -0.82 | 9181 | 8271.1
Spain | ESP | 2015-05-10 | 2015-05-10 02:00 | 45.1 | 2015 | 6.68 | 2015-05-31 |  |  |  |  | 3098 | 2026-05-10 01:00 | 18.07 | 16.17 | 1 | FALSE | 0 | 0 | 0 | 0 | 0
Spain | ESP | 2015-05-10 01:00 | 2015-05-10 03:00 | 45.1 | 2015 | 6.68 | 2015-05-31 |  |  |  |  | 3099 | 2026-05-10 02:00 | 14.47 | 16.17 | 2 | FALSE | 0 | 0 | 0 | 0 | 0
Spain | ESP | 2015-05-10 02:00 | 2015-05-10 04:00 | 41.29 | 2015 | 6.68 | 2015-05-31 |  |  |  |  | 3100 | 2026-05-10 03:00 | 16.11 | 16.17 | 3 | FALSE | 0 | 0 | 0 | 0 | 0
Spain | ESP | 2015-05-10 03:00 | 2015-05-10 05:00 | 41.29 | 2015 | 6.68 | 2015-05-31 |  |  |  |  | 3101 | 2026-05-10 04:00 | 16.34 | 16.17 | 4 | FALSE | 0 | 0 | 0 | 0 | 0
Spain | ESP | 2015-05-10 04:00 | 2015-05-10 06:00 | 41.29 | 2015 | 6.68 | 2015-05-31 |  |  |  |  | 3102 | 2026-05-10 05:00 | 16.25 | 16.17 | 5 | FALSE | 0 | 0 | 0 | 0 | 0
Spain | ESP | 2015-05-10 05:00 | 2015-05-10 07:00 | 37.63 | 2015 | 6.68 | 2015-05-31 |  |  |  |  | 3103 | 2026-05-10 06:00 | 17.6 | 16.17 | 6 | FALSE | 0 | 0 | 0 | 0 | 0
Spain | ESP | 2015-05-10 06:00 | 2015-05-10 08:00 | 38 | 2015 | 6.68 | 2015-05-31 |  |  |  |  | 3104 | 2026-05-10 07:00 | 12.4 | 16.17 | 7 | FALSE | 0 | 0 | 0 | 0 | 0
Spain | ESP | 2015-05-10 07:00 | 2015-05-10 09:00 | 37.63 | 2015 | 6.68 | 2015-05-31 |  |  |  |  | 3105 | 2026-05-10 08:00 | 7.72 | 16.17 | 8 | FALSE | 0 | 0 | 0 | 0 | 0
Spain | ESP | 2015-05-10 08:00 | 2015-05-10 10:00 | 40.13 | 2015 | 6.68 | 2015-05-31 |  |  |  |  | 3106 | 2026-05-10 09:00 | 0.01 | 16.17 | 9 | FALSE | 0 | 0 | 0 | 0 | 0
Spain | ESP | 2015-05-10 09:00 | 2015-05-10 11:00 | 42.4 | 2015 | 6.68 | 2015-05-31 |  |  |  |  | 3107 | 2026-05-10 10:00 | -0.02 | 16.17 | 10 | FALSE | 0 | 0 | 0 | 0 | 0
Spain | ESP | 2015-05-10 10:00 | 2015-05-10 12:00 | 41.29 | 2015 | 6.68 | 2015-05-31 |  |  |  |  | 3108 | 2026-05-10 11:00 | -0.06 | 16.17 | 11 | FALSE | 0 | 0 | 0 | 0 | 0
Spain | ESP | 2015-05-10 11:00 | 2015-05-10 13:00 | 41.2 | 2015 | 6.68 | 2015-05-31 |  |  |  |  | 3109 | 2026-05-10 12:00 | -0.56 | 16.17 | 12 | FALSE | 0 | 0 | 0 | 0 | 0
Spain | ESP | 2015-05-10 12:00 | 2015-05-10 14:00 | 37.63 | 2015 | 6.68 | 2015-05-31 |  |  |  |  | 3110 | 2026-05-10 13:00 | -0.68 | 16.17 | 13 | FALSE | 0 | 0 | 0 | 0 | 0
Spain | ESP | 2015-05-10 13:00 | 2015-05-10 15:00 | 35.9 | 2015 | 6.68 | 2015-05-31 |  |  |  |  | 3111 | 2026-05-10 14:00 | -0.82 | 16.17 | 14 | FALSE | 0 | 0 | 0 | 0 | 0
Spain | ESP | 2015-05-10 14:00 | 2015-05-10 16:00 | 35.1 | 2015 | 6.68 | 2015-05-31 |  |  |  |  | 3112 | 2026-05-10 15:00 | -0.82 | 16.17 | 15 | FALSE | 0 | 0 | 0 | 0 | 0
Spain | ESP | 2015-05-10 15:00 | 2015-05-10 17:00 | 35.55 | 2015 | 6.68 | 2015-05-31 |  |  |  |  | 3113 | 2026-05-10 16:00 | -0.41 | 16.17 | 16 | FALSE | 0 | 0 | 0 | 0 | 0
Spain | ESP | 2015-05-10 16:00 | 2015-05-10 18:00 | 36 | 2015 | 6.68 | 2015-05-31 |  |  |  |  | 3114 | 2026-05-10 17:00 | 0.21 | 16.17 | 17 | FALSE | 0 | 0 | 0 | 0 | 0
Spain | ESP | 2015-05-10 17:00 | 2015-05-10 19:00 | 37.63 | 2015 | 6.68 | 2015-05-31 |  |  |  |  | 3115 | 2026-05-10 18:00 | 13.8 | 16.17 | 18 | FALSE | 0 | 0 | 0 | 0 | 0
Spain | ESP | 2015-05-10 18:00 | 2015-05-10 20:00 | 41.29 | 2015 | 6.68 | 2015-05-31 |  |  |  |  | 3116 | 2026-05-10 19:00 | 52.02 | 16.17 | 19 | FALSE | 0 | 0 | 0 | 0 | 0
Spain | ESP | 2015-05-10 19:00 | 2015-05-10 21:00 | 55 | 2015 | 6.68 | 2015-05-31 |  |  |  |  | 3117 | 2026-05-10 20:00 | 87.47 | 16.17 | 20 | FALSE | 0 | 0 | 0 | 0 | 0
Spain | ESP | 2015-05-10 20:00 | 2015-05-10 22:00 | 56.55 | 2015 | 6.68 | 2015-05-31 |  |  |  |  | 3118 | 2026-05-10 21:00 | 90.99 | 16.17 | 21 | FALSE | 0 | 0 | 0 | 0 | 0
Spain | ESP | 2015-05-10 21:00 | 2015-05-10 23:00 | 50.1 | 2015 | 6.68 | 2015-05-31 |  |  |  |  | 3119 | 2026-05-10 22:00 | 66.76 | 16.17 | 22 | FALSE | 0 | 0 | 0 | 0 | 0
Spain | ESP | 2015-05-10 22:00 | 2015-05-11 | 53.85 | 2015 | 6.68 | 2015-05-31 |  |  |  |  | 3120 | 2026-05-10 23:00 | 60.12 | 16.17 | 23 | FALSE | 0 | 0 | 0 | 0 | 0
Spain | ESP | 2015-05-10 23:00 | 2015-05-11 01:00 | 49.06 | 2015 | 6.68 | 2015-05-31 |  |  |  |  | 3121 | 2026-05-11 | 56.5 | 16.17 | 24 | TRUE | 187.57 | 20 | 0.14 | 18743 | 16867.3
Spain | ESP | 2015-05-11 | 2015-05-11 02:00 | 45.1 | 2015 | 6.68 | 2015-05-31 |  |  |  |  | 3122 | 2026-05-11 01:00 | 55.48 | 16.17 | 1 | FALSE | 0 | 0 | 0 | 0 | 0
Spain | ESP | 2015-05-11 01:00 | 2015-05-11 03:00 | 45.1 | 2015 | 6.68 | 2015-05-31 |  |  |  |  | 3123 | 2026-05-11 02:00 | 52.13 | 16.17 | 2 | FALSE | 0 | 0 | 0 | 0 | 0
Spain | ESP | 2015-05-11 02:00 | 2015-05-11 04:00 | 43.98 | 2015 | 6.68 | 2015-05-31 |  |  |  |  | 3124 | 2026-05-11 03:00 | 41.31 | 16.17 | 3 | FALSE | 0 | 0 | 0 | 0 | 0
Spain | ESP | 2015-05-11 03:00 | 2015-05-11 05:00 | 47.6 | 2015 | 6.68 | 2015-05-31 |  |  |  |  | 3125 | 2026-05-11 04:00 | 57.68 | 16.17 | 4 | FALSE | 0 | 0 | 0 | 0 | 0
Spain | ESP | 2015-05-11 04:00 | 2015-05-11 06:00 | 51.65 | 2015 | 6.68 | 2015-05-31 |  |  |  |  | 3126 | 2026-05-11 05:00 | 60.39 | 16.17 | 5 | FALSE | 0 | 0 | 0 | 0 | 0
Spain | ESP | 2015-05-11 05:00 | 2015-05-11 07:00 | 56 | 2015 | 6.68 | 2015-05-31 |  |  |  |  | 3127 | 2026-05-11 06:00 | 83.75 | 16.17 | 6 | FALSE | 0 | 0 | 0 | 0 | 0
Spain | ESP | 2015-05-11 06:00 | 2015-05-11 08:00 | 59.23 | 2015 | 6.68 | 2015-05-31 |  |  |  |  | 3128 | 2026-05-11 07:00 | 64.82 | 16.17 | 7 | FALSE | 0 | 0 | 0 | 0 | 0
Spain | ESP | 2015-05-11 07:00 | 2015-05-11 09:00 | 58.86 | 2015 | 6.68 | 2015-05-31 |  |  |  |  | 3129 | 2026-05-11 08:00 | 33.75 | 16.17 | 8 | FALSE | 0 | 0 | 0 | 0 | 0
Spain | ESP | 2015-05-11 08:00 | 2015-05-11 10:00 | 57.6 | 2015 | 6.68 | 2015-05-31 |  |  |  |  | 3130 | 2026-05-11 09:00 | 17 | 16.17 | 9 | FALSE | 0 | 0 | 0 | 0 | 0
Spain | ESP | 2015-05-11 09:00 | 2015-05-11 11:00 | 56.83 | 2015 | 6.68 | 2015-05-31 |  |  |  |  | 3131 | 2026-05-11 10:00 | 4.14 | 16.17 | 10 | FALSE | 0 | 0 | 0 | 0 | 0
Spain | ESP | 2015-05-11 10:00 | 2015-05-11 12:00 | 56.5 | 2015 | 6.68 | 2015-05-31 |  |  |  |  | 3132 | 2026-05-11 11:00 | 3.4 | 16.17 | 11 | FALSE | 0 | 0 | 0 | 0 | 0
Spain | ESP | 2015-05-11 11:00 | 2015-05-11 13:00 | 56.7 | 2015 | 6.68 | 2015-05-31 |  |  |  |  | 3133 | 2026-05-11 12:00 | 1.27 | 16.17 | 12 | FALSE | 0 | 0 | 0 | 0 | 0
Spain | ESP | 2015-05-11 12:00 | 2015-05-11 14:00 | 54 | 2015 | 6.68 | 2015-05-31 |  |  |  |  | 3134 | 2026-05-11 13:00 | 1.26 | 16.17 | 13 | FALSE | 0 | 0 | 0 | 0 | 0
Spain | ESP | 2015-05-11 13:00 | 2015-05-11 15:00 | 50 | 2015 | 6.68 | 2015-05-31 |  |  |  |  | 3135 | 2026-05-11 14:00 | 0.68 | 16.17 | 14 | FALSE | 0 | 0 | 0 | 0 | 0
Spain | ESP | 2015-05-11 14:00 | 2015-05-11 16:00 | 48.36 | 2015 | 6.68 | 2015-05-31 |  |  |  |  | 3136 | 2026-05-11 15:00 | 0.14 | 16.17 | 15 | FALSE | 0 | 0 | 0 | 0 | 0
Spain | ESP | 2015-05-11 15:00 | 2015-05-11 17:00 | 49.06 | 2015 | 6.68 | 2015-05-31 |  |  |  |  | 3137 | 2026-05-11 16:00 | 1.2 | 16.17 | 16 | FALSE | 0 | 0 | 0 | 0 | 0
Spain | ESP | 2015-05-11 16:00 | 2015-05-11 18:00 | 48.82 | 2015 | 6.68 | 2015-05-31 |  |  |  |  | 3138 | 2026-05-11 17:00 | 24.26 | 16.17 | 17 | FALSE | 0 | 0 | 0 | 0 | 0
Spain | ESP | 2015-05-11 17:00 | 2015-05-11 19:00 | 48.1 | 2015 | 6.68 | 2015-05-31 |  |  |  |  | 3139 | 2026-05-11 18:00 | 77.5 | 16.17 | 18 | FALSE | 0 | 0 | 0 | 0 | 0
Spain | ESP | 2015-05-11 18:00 | 2015-05-11 20:00 | 52.97 | 2015 | 6.68 | 2015-05-31 |  |  |  |  | 3140 | 2026-05-11 19:00 | 121.79 | 16.17 | 19 | FALSE | 0 | 0 | 0 | 0 | 0
Spain | ESP | 2015-05-11 19:00 | 2015-05-11 21:00 | 59.19 | 2015 | 6.68 | 2015-05-31 |  |  |  |  | 3141 | 2026-05-11 20:00 | 187.57 | 16.17 | 20 | FALSE | 0 | 0 | 0 | 0 | 0
Spain | ESP | 2015-05-11 20:00 | 2015-05-11 22:00 | 57.6 | 2015 | 6.68 | 2015-05-31 |  |  |  |  | 3142 | 2026-05-11 21:00 | 139.83 | 16.17 | 21 | FALSE | 0 | 0 | 0 | 0 | 0
Spain | ESP | 2015-05-11 21:00 | 2015-05-11 23:00 | 51.1 | 2015 | 6.68 | 2015-05-31 |  |  |  |  | 3143 | 2026-05-11 22:00 | 117.87 | 16.17 | 22 | FALSE | 0 | 0 | 0 | 0 | 0
Spain | ESP | 2015-05-11 22:00 | 2015-05-12 | 51.37 | 2015 | 6.68 | 2015-05-31 |  |  |  |  | 3144 | 2026-05-11 23:00 | 108.66 | 16.17 | 23 | FALSE | 0 | 0 | 0 | 0 | 0
Spain | ESP | 2015-05-11 23:00 | 2015-05-12 01:00 | 49.06 | 2015 | 6.68 | 2015-05-31 |  |  |  |  | 3145 | 2026-05-12 | 105.26 | 16.17 | 24 | TRUE | 123.47 | 20 | 0.26 | 12321 | 11086.3
Spain | ESP | 2015-05-12 | 2015-05-12 02:00 | 46.39 | 2015 | 6.68 | 2015-05-31 |  |  |  |  | 3146 | 2026-05-12 01:00 | 99.56 | 16.17 | 1 | FALSE | 0 | 0 | 0 | 0 | 0
Spain | ESP | 2015-05-12 01:00 | 2015-05-12 03:00 | 45.1 | 2015 | 6.68 | 2015-05-31 |  |  |  |  | 3147 | 2026-05-12 02:00 | 98.72 | 16.17 | 2 | FALSE | 0 | 0 | 0 | 0 | 0
Spain | ESP | 2015-05-12 02:00 | 2015-05-12 04:00 | 46.91 | 2015 | 6.68 | 2015-05-31 |  |  |  |  | 3148 | 2026-05-12 03:00 | 99.17 | 16.17 | 3 | FALSE | 0 | 0 | 0 | 0 | 0
Spain | ESP | 2015-05-12 03:00 | 2015-05-12 05:00 | 49.01 | 2015 | 6.68 | 2015-05-31 |  |  |  |  | 3149 | 2026-05-12 04:00 | 103 | 16.17 | 4 | FALSE | 0 | 0 | 0 | 0 | 0
Spain | ESP | 2015-05-12 04:00 | 2015-05-12 06:00 | 52.97 | 2015 | 6.68 | 2015-05-31 |  |  |  |  | 3150 | 2026-05-12 05:00 | 112.67 | 16.17 | 5 | FALSE | 0 | 0 | 0 | 0 | 0
Spain | ESP | 2015-05-12 05:00 | 2015-05-12 07:00 | 57.6 | 2015 | 6.68 | 2015-05-31 |  |  |  |  | 3151 | 2026-05-12 06:00 | 122.74 | 16.17 | 6 | FALSE | 0 | 0 | 0 | 0 | 0
Spain | ESP | 2015-05-12 06:00 | 2015-05-12 08:00 | 60.99 | 2015 | 6.68 | 2015-05-31 |  |  |  |  | 3152 | 2026-05-12 07:00 | 112.14 | 16.17 | 7 | FALSE | 0 | 0 | 0 | 0 | 0
Spain | ESP | 2015-05-12 07:00 | 2015-05-12 09:00 | 60.1 | 2015 | 6.68 | 2015-05-31 |  |  |  |  | 3153 | 2026-05-12 08:00 | 94.07 | 16.17 | 8 | FALSE | 0 | 0 | 0 | 0 | 0
Spain | ESP | 2015-05-12 08:00 | 2015-05-12 10:00 | 59 | 2015 | 6.68 | 2015-05-31 |  |  |  |  | 3154 | 2026-05-12 09:00 | 43.43 | 16.17 | 9 | FALSE | 0 | 0 | 0 | 0 | 0
Spain | ESP | 2015-05-12 09:00 | 2015-05-12 11:00 | 57.6 | 2015 | 6.68 | 2015-05-31 |  |  |  |  | 3155 | 2026-05-12 10:00 | 18.8 | 16.17 | 10 | FALSE | 0 | 0 | 0 | 0 | 0
Spain | ESP | 2015-05-12 10:00 | 2015-05-12 12:00 | 57 | 2015 | 6.68 | 2015-05-31 |  |  |  |  | 3156 | 2026-05-12 11:00 | 15.53 | 16.17 | 11 | FALSE | 0 | 0 | 0 | 0 | 0
Spain | ESP | 2015-05-12 11:00 | 2015-05-12 13:00 | 55.79 | 2015 | 6.68 | 2015-05-31 |  |  |  |  | 3157 | 2026-05-12 12:00 | 2.92 | 16.17 | 12 | FALSE | 0 | 0 | 0 | 0 | 0
Spain | ESP | 2015-05-12 12:00 | 2015-05-12 14:00 | 54 | 2015 | 6.68 | 2015-05-31 |  |  |  |  | 3158 | 2026-05-12 13:00 | 1.01 | 16.17 | 13 | FALSE | 0 | 0 | 0 | 0 | 0
Spain | ESP | 2015-05-12 13:00 | 2015-05-12 15:00 | 50.99 | 2015 | 6.68 | 2015-05-31 |  |  |  |  | 3159 | 2026-05-12 14:00 | 0.26 | 16.17 | 14 | FALSE | 0 | 0 | 0 | 0 | 0
Spain | ESP | 2015-05-12 14:00 | 2015-05-12 16:00 | 48.29 | 2015 | 6.68 | 2015-05-31 |  |  |  |  | 3160 | 2026-05-12 15:00 | 0.3 | 16.17 | 15 | FALSE | 0 | 0 | 0 | 0 | 0
Spain | ESP | 2015-05-12 15:00 | 2015-05-12 17:00 | 49.06 | 2015 | 6.68 | 2015-05-31 |  |  |  |  | 3161 | 2026-05-12 16:00 | 2.6 | 16.17 | 16 | FALSE | 0 | 0 | 0 | 0 | 0
Spain | ESP | 2015-05-12 16:00 | 2015-05-12 18:00 | 48.82 | 2015 | 6.68 | 2015-05-31 |  |  |  |  | 3162 | 2026-05-12 17:00 | 11.64 | 16.17 | 17 | FALSE | 0 | 0 | 0 | 0 | 0
Spain | ESP | 2015-05-12 17:00 | 2015-05-12 19:00 | 48.82 | 2015 | 6.68 | 2015-05-31 |  |  |  |  | 3163 | 2026-05-12 18:00 | 49.71 | 16.17 | 18 | FALSE | 0 | 0 | 0 | 0 | 0
Spain | ESP | 2015-05-12 18:00 | 2015-05-12 20:00 | 52.6 | 2015 | 6.68 | 2015-05-31 |  |  |  |  | 3164 | 2026-05-12 19:00 | 107.11 | 16.17 | 19 | FALSE | 0 | 0 | 0 | 0 | 0
Spain | ESP | 2015-05-12 19:00 | 2015-05-12 21:00 | 58.19 | 2015 | 6.68 | 2015-05-31 |  |  |  |  | 3165 | 2026-05-12 20:00 | 123.47 | 16.17 | 20 | FALSE | 0 | 0 | 0 | 0 | 0
Spain | ESP | 2015-05-12 20:00 | 2015-05-12 22:00 | 54.56 | 2015 | 6.68 | 2015-05-31 |  |  |  |  | 3166 | 2026-05-12 21:00 | 121.66 | 16.17 | 21 | FALSE | 0 | 0 | 0 | 0 | 0
Spain | ESP | 2015-05-12 21:00 | 2015-05-12 23:00 | 49.06 | 2015 | 6.68 | 2015-05-31 |  |  |  |  | 3167 | 2026-05-12 22:00 | 107.16 | 16.17 | 22 | FALSE | 0 | 0 | 0 | 0 | 0
Spain | ESP | 2015-05-12 22:00 | 2015-05-13 | 49.06 | 2015 | 6.68 | 2015-05-31 |  |  |  |  | 3168 | 2026-05-12 23:00 | 85.68 | 16.17 | 23 | FALSE | 0 | 0 | 0 | 0 | 0
Spain | ESP | 2015-05-12 23:00 | 2015-05-13 01:00 | 45.13 | 2015 | 6.68 | 2015-05-31 |  |  |  |  | 3169 | 2026-05-13 | 82.94 | 16.17 | 24 | TRUE | 106.89 | 20 | -0.01 | 10690 | 9621.1
Spain | ESP | 2015-05-13 | 2015-05-13 02:00 | 43.98 | 2015 | 6.68 | 2015-05-31 |  |  |  |  | 3170 | 2026-05-13 01:00 | 80.25 | 16.17 | 1 | FALSE | 0 | 0 | 0 | 0 | 0
Spain | ESP | 2015-05-13 01:00 | 2015-05-13 03:00 | 42.81 | 2015 | 6.68 | 2015-05-31 |  |  |  |  | 3171 | 2026-05-13 02:00 | 79.42 | 16.17 | 2 | FALSE | 0 | 0 | 0 | 0 | 0
Spain | ESP | 2015-05-13 02:00 | 2015-05-13 04:00 | 43.98 | 2015 | 6.68 | 2015-05-31 |  |  |  |  | 3172 | 2026-05-13 03:00 | 80.89 | 16.17 | 3 | FALSE | 0 | 0 | 0 | 0 | 0
Spain | ESP | 2015-05-13 03:00 | 2015-05-13 05:00 | 44.25 | 2015 | 6.68 | 2015-05-31 |  |  |  |  | 3173 | 2026-05-13 04:00 | 82.76 | 16.17 | 4 | FALSE | 0 | 0 | 0 | 0 | 0
Spain | ESP | 2015-05-13 04:00 | 2015-05-13 06:00 | 49.82 | 2015 | 6.68 | 2015-05-31 |  |  |  |  | 3174 | 2026-05-13 05:00 | 82.34 | 16.17 | 5 | FALSE | 0 | 0 | 0 | 0 | 0
Spain | ESP | 2015-05-13 05:00 | 2015-05-13 07:00 | 50.7 | 2015 | 6.68 | 2015-05-31 |  |  |  |  | 3175 | 2026-05-13 06:00 | 87.18 | 16.17 | 6 | FALSE | 0 | 0 | 0 | 0 | 0
Spain | ESP | 2015-05-13 06:00 | 2015-05-13 08:00 | 55.1 | 2015 | 6.68 | 2015-05-31 |  |  |  |  | 3176 | 2026-05-13 07:00 | 67.6 | 16.17 | 7 | FALSE | 0 | 0 | 0 | 0 | 0
Spain | ESP | 2015-05-13 07:00 | 2015-05-13 09:00 | 56.1 | 2015 | 6.68 | 2015-05-31 |  |  |  |  | 3177 | 2026-05-13 08:00 | 14.64 | 16.17 | 8 | FALSE | 0 | 0 | 0 | 0 | 0
Spain | ESP | 2015-05-13 08:00 | 2015-05-13 10:00 | 56.2 | 2015 | 6.68 | 2015-05-31 |  |  |  |  | 3178 | 2026-05-13 09:00 | 0.13 | 16.17 | 9 | FALSE | 0 | 0 | 0 | 0 | 0
Spain | ESP | 2015-05-13 09:00 | 2015-05-13 11:00 | 55.1 | 2015 | 6.68 | 2015-05-31 |  |  |  |  | 3179 | 2026-05-13 10:00 | 0 | 16.17 | 10 | FALSE | 0 | 0 | 0 | 0 | 0
Spain | ESP | 2015-05-13 10:00 | 2015-05-13 12:00 | 52.6 | 2015 | 6.68 | 2015-05-31 |  |  |  |  | 3180 | 2026-05-13 11:00 | 0 | 16.17 | 11 | FALSE | 0 | 0 | 0 | 0 | 0
Spain | ESP | 2015-05-13 11:00 | 2015-05-13 13:00 | 51.36 | 2015 | 6.68 | 2015-05-31 |  |  |  |  | 3181 | 2026-05-13 12:00 | 0 | 16.17 | 12 | FALSE | 0 | 0 | 0 | 0 | 0
Spain | ESP | 2015-05-13 12:00 | 2015-05-13 14:00 | 48.2 | 2015 | 6.68 | 2015-05-31 |  |  |  |  | 3182 | 2026-05-13 13:00 | 0 | 16.17 | 13 | FALSE | 0 | 0 | 0 | 0 | 0
Spain | ESP | 2015-05-13 13:00 | 2015-05-13 15:00 | 43.98 | 2015 | 6.68 | 2015-05-31 |  |  |  |  | 3183 | 2026-05-13 14:00 | -0.01 | 16.17 | 14 | FALSE | 0 | 0 | 0 | 0 | 0
Spain | ESP | 2015-05-13 14:00 | 2015-05-13 16:00 | 42.02 | 2015 | 6.68 | 2015-05-31 |  |  |  |  | 3184 | 2026-05-13 15:00 | -0.01 | 16.17 | 15 | FALSE | 0 | 0 | 0 | 0 | 0
Spain | ESP | 2015-05-13 15:00 | 2015-05-13 17:00 | 43.98 | 2015 | 6.68 | 2015-05-31 |  |  |  |  | 3185 | 2026-05-13 16:00 | 0 | 16.17 | 16 | FALSE | 0 | 0 | 0 | 0 | 0
Spain | ESP | 2015-05-13 16:00 | 2015-05-13 18:00 | 43.98 | 2015 | 6.68 | 2015-05-31 |  |  |  |  | 3186 | 2026-05-13 17:00 | 1.72 | 16.17 | 17 | FALSE | 0 | 0 | 0 | 0 | 0
Spain | ESP | 2015-05-13 17:00 | 2015-05-13 19:00 | 47.6 | 2015 | 6.68 | 2015-05-31 |  |  |  |  | 3187 | 2026-05-13 18:00 | 35.09 | 16.17 | 18 | FALSE | 0 | 0 | 0 | 0 | 0
Spain | ESP | 2015-05-13 18:00 | 2015-05-13 20:00 | 51.36 | 2015 | 6.68 | 2015-05-31 |  |  |  |  | 3188 | 2026-05-13 19:00 | 84.6 | 16.17 | 19 | FALSE | 0 | 0 | 0 | 0 | 0
Spain | ESP | 2015-05-13 19:00 | 2015-05-13 21:00 | 55.9 | 2015 | 6.68 | 2015-05-31 |  |  |  |  | 3189 | 2026-05-13 20:00 | 106.89 | 16.17 | 20 | FALSE | 0 | 0 | 0 | 0 | 0
Spain | ESP | 2015-05-13 20:00 | 2015-05-13 22:00 | 52 | 2015 | 6.68 | 2015-05-31 |  |  |  |  | 3190 | 2026-05-13 21:00 | 99.37 | 16.17 | 21 | FALSE | 0 | 0 | 0 | 0 | 0
Spain | ESP | 2015-05-13 21:00 | 2015-05-13 23:00 | 50.32 | 2015 | 6.68 | 2015-05-31 |  |  |  |  | 3191 | 2026-05-13 22:00 | 86.82 | 16.17 | 22 | FALSE | 0 | 0 | 0 | 0 | 0
Spain | ESP | 2015-05-13 22:00 | 2015-05-14 | 55.19 | 2015 | 6.68 | 2015-05-31 |  |  |  |  | 3192 | 2026-05-13 23:00 | 105.22 | 16.17 | 23 | FALSE | 0 | 0 | 0 | 0 | 0
Spain | ESP | 2015-05-13 23:00 | 2015-05-14 01:00 | 50 | 2015 | 6.68 | 2015-05-31 |  |  |  |  | 3193 | 2026-05-14 | 101.31 | 16.17 | 24 | TRUE | 101.31 | 24 | -0.01 | 10132 | 9118.9
Spain | ESP | 2015-05-14 | 2015-05-14 02:00 | 45.1 | 2015 | 6.68 | 2015-05-31 |  |  |  |  | 3194 | 2026-05-14 01:00 | 97.3 | 16.17 | 1 | FALSE | 0 | 0 | 0 | 0 | 0
Spain | ESP | 2015-05-14 01:00 | 2015-05-14 03:00 | 43.5 | 2015 | 6.68 | 2015-05-31 |  |  |  |  | 3195 | 2026-05-14 02:00 | 95.36 | 16.17 | 2 | FALSE | 0 | 0 | 0 | 0 | 0
Spain | ESP | 2015-05-14 02:00 | 2015-05-14 04:00 | 41 | 2015 | 6.68 | 2015-05-31 |  |  |  |  | 3196 | 2026-05-14 03:00 | 92.83 | 16.17 | 3 | FALSE | 0 | 0 | 0 | 0 | 0
Spain | ESP | 2015-05-14 03:00 | 2015-05-14 05:00 | 44 | 2015 | 6.68 | 2015-05-31 |  |  |  |  | 3197 | 2026-05-14 04:00 | 92.1 | 16.17 | 4 | FALSE | 0 | 0 | 0 | 0 | 0
Spain | ESP | 2015-05-14 04:00 | 2015-05-14 06:00 | 47.6 | 2015 | 6.68 | 2015-05-31 |  |  |  |  | 3198 | 2026-05-14 05:00 | 99.92 | 16.17 | 5 | FALSE | 0 | 0 | 0 | 0 | 0
Spain | ESP | 2015-05-14 05:00 | 2015-05-14 07:00 | 51.61 | 2015 | 6.68 | 2015-05-31 |  |  |  |  | 3199 | 2026-05-14 06:00 | 98.74 | 16.17 | 6 | FALSE | 0 | 0 | 0 | 0 | 0
Spain | ESP | 2015-05-14 06:00 | 2015-05-14 08:00 | 55.48 | 2015 | 6.68 | 2015-05-31 |  |  |  |  | 3200 | 2026-05-14 07:00 | 79.3 | 16.17 | 7 | FALSE | 0 | 0 | 0 | 0 | 0
Spain | ESP | 2015-05-14 07:00 | 2015-05-14 09:00 | 56.63 | 2015 | 6.68 | 2015-05-31 |  |  |  |  | 3201 | 2026-05-14 08:00 | 14.13 | 16.17 | 8 | FALSE | 0 | 0 | 0 | 0 | 0
Spain | ESP | 2015-05-14 08:00 | 2015-05-14 10:00 | 56.1 | 2015 | 6.68 | 2015-05-31 |  |  |  |  | 3202 | 2026-05-14 09:00 | 2.08 | 16.17 | 9 | FALSE | 0 | 0 | 0 | 0 | 0
Spain | ESP | 2015-05-14 09:00 | 2015-05-14 11:00 | 55.19 | 2015 | 6.68 | 2015-05-31 |  |  |  |  | 3203 | 2026-05-14 10:00 | 0.13 | 16.17 | 10 | FALSE | 0 | 0 | 0 | 0 | 0
Spain | ESP | 2015-05-14 10:00 | 2015-05-14 12:00 | 52.2 | 2015 | 6.68 | 2015-05-31 |  |  |  |  | 3204 | 2026-05-14 11:00 | 0 | 16.17 | 11 | FALSE | 0 | 0 | 0 | 0 | 0
Spain | ESP | 2015-05-14 11:00 | 2015-05-14 13:00 | 50.56 | 2015 | 6.68 | 2015-05-31 |  |  |  |  | 3205 | 2026-05-14 12:00 | 0 | 16.17 | 12 | FALSE | 0 | 0 | 0 | 0 | 0
Spain | ESP | 2015-05-14 12:00 | 2015-05-14 14:00 | 42.1 | 2015 | 6.68 | 2015-05-31 |  |  |  |  | 3206 | 2026-05-14 13:00 | 0 | 16.17 | 13 | FALSE | 0 | 0 | 0 | 0 | 0
Spain | ESP | 2015-05-14 13:00 | 2015-05-14 15:00 | 37.25 | 2015 | 6.68 | 2015-05-31 |  |  |  |  | 3207 | 2026-05-14 14:00 | 0 | 16.17 | 14 | FALSE | 0 | 0 | 0 | 0 | 0
Spain | ESP | 2015-05-14 14:00 | 2015-05-14 16:00 | 36.66 | 2015 | 6.68 | 2015-05-31 |  |  |  |  | 3208 | 2026-05-14 15:00 | -0.01 | 16.17 | 15 | FALSE | 0 | 0 | 0 | 0 | 0
Spain | ESP | 2015-05-14 15:00 | 2015-05-14 17:00 | 36.26 | 2015 | 6.68 | 2015-05-31 |  |  |  |  | 3209 | 2026-05-14 16:00 | 0 | 16.17 | 16 | FALSE | 0 | 0 | 0 | 0 | 0
Spain | ESP | 2015-05-14 16:00 | 2015-05-14 18:00 | 34.2 | 2015 | 6.68 | 2015-05-31 |  |  |  |  | 3210 | 2026-05-14 17:00 | 0.84 | 16.17 | 17 | FALSE | 0 | 0 | 0 | 0 | 0
Spain | ESP | 2015-05-14 17:00 | 2015-05-14 19:00 | 34.2 | 2015 | 6.68 | 2015-05-31 |  |  |  |  | 3211 | 2026-05-14 18:00 | 29.86 | 16.17 | 18 | FALSE | 0 | 0 | 0 | 0 | 0
Spain | ESP | 2015-05-14 18:00 | 2015-05-14 20:00 | 36.66 | 2015 | 6.68 | 2015-05-31 |  |  |  |  | 3212 | 2026-05-14 19:00 | 82.33 | 16.17 | 19 | FALSE | 0 | 0 | 0 | 0 | 0
Spain | ESP | 2015-05-14 19:00 | 2015-05-14 21:00 | 42.1 | 2015 | 6.68 | 2015-05-31 |  |  |  |  | 3213 | 2026-05-14 20:00 | 98.05 | 16.17 | 20 | FALSE | 0 | 0 | 0 | 0 | 0
Spain | ESP | 2015-05-14 20:00 | 2015-05-14 22:00 | 36.86 | 2015 | 6.68 | 2015-05-31 |  |  |  |  | 3214 | 2026-05-14 21:00 | 98.67 | 16.17 | 21 | FALSE | 0 | 0 | 0 | 0 | 0
Spain | ESP | 2015-05-14 21:00 | 2015-05-14 23:00 | 31.86 | 2015 | 6.68 | 2015-05-31 |  |  |  |  | 3215 | 2026-05-14 22:00 | 91.98 | 16.17 | 22 | FALSE | 0 | 0 | 0 | 0 | 0
Spain | ESP | 2015-05-14 22:00 | 2015-05-15 | 31.4 | 2015 | 6.68 | 2015-05-31 |  |  |  |  | 3216 | 2026-05-14 23:00 | 80.79 | 16.17 | 23 | FALSE | 0 | 0 | 0 | 0 | 0
Spain | ESP | 2015-05-14 23:00 | 2015-05-15 01:00 | 30 | 2015 | 6.68 | 2015-05-31 |  |  |  |  | 3217 | 2026-05-15 | 70.3 | 16.17 | 24 | TRUE | 92.84 | 21 | -0.01 | 9285 | 8356.6
Spain | ESP | 2015-05-15 | 2015-05-15 02:00 | 29.3 | 2015 | 6.68 | 2015-05-31 |  |  |  |  | 3218 | 2026-05-15 01:00 | 62.16 | 16.17 | 1 | FALSE | 0 | 0 | 0 | 0 | 0
Spain | ESP | 2015-05-15 01:00 | 2015-05-15 03:00 | 29.4 | 2015 | 6.68 | 2015-05-31 |  |  |  |  | 3219 | 2026-05-15 02:00 | 49.29 | 16.17 | 2 | FALSE | 0 | 0 | 0 | 0 | 0
Spain | ESP | 2015-05-15 02:00 | 2015-05-15 04:00 | 29.4 | 2015 | 6.68 | 2015-05-31 |  |  |  |  | 3220 | 2026-05-15 03:00 | 41.2 | 16.17 | 3 | FALSE | 0 | 0 | 0 | 0 | 0
Spain | ESP | 2015-05-15 03:00 | 2015-05-15 05:00 | 31 | 2015 | 6.68 | 2015-05-31 |  |  |  |  | 3221 | 2026-05-15 04:00 | 47.5 | 16.17 | 4 | FALSE | 0 | 0 | 0 | 0 | 0
Spain | ESP | 2015-05-15 04:00 | 2015-05-15 06:00 | 33.74 | 2015 | 6.68 | 2015-05-31 |  |  |  |  | 3222 | 2026-05-15 05:00 | 67.42 | 16.17 | 5 | FALSE | 0 | 0 | 0 | 0 | 0
Spain | ESP | 2015-05-15 05:00 | 2015-05-15 07:00 | 39.5 | 2015 | 6.68 | 2015-05-31 |  |  |  |  | 3223 | 2026-05-15 06:00 | 73.3 | 16.17 | 6 | FALSE | 0 | 0 | 0 | 0 | 0
Spain | ESP | 2015-05-15 06:00 | 2015-05-15 08:00 | 49.1 | 2015 | 6.68 | 2015-05-31 |  |  |  |  | 3224 | 2026-05-15 07:00 | 53.65 | 16.17 | 7 | FALSE | 0 | 0 | 0 | 0 | 0
Spain | ESP | 2015-05-15 07:00 | 2015-05-15 09:00 | 50.1 | 2015 | 6.68 | 2015-05-31 |  |  |  |  | 3225 | 2026-05-15 08:00 | 14.89 | 16.17 | 8 | FALSE | 0 | 0 | 0 | 0 | 0
Spain | ESP | 2015-05-15 08:00 | 2015-05-15 10:00 | 50 | 2015 | 6.68 | 2015-05-31 |  |  |  |  | 3226 | 2026-05-15 09:00 | 0.9 | 16.17 | 9 | FALSE | 0 | 0 | 0 | 0 | 0
Spain | ESP | 2015-05-15 09:00 | 2015-05-15 11:00 | 50.6 | 2015 | 6.68 | 2015-05-31 |  |  |  |  | 3227 | 2026-05-15 10:00 | 0 | 16.17 | 10 | FALSE | 0 | 0 | 0 | 0 | 0
Spain | ESP | 2015-05-15 10:00 | 2015-05-15 12:00 | 52 | 2015 | 6.68 | 2015-05-31 |  |  |  |  | 3228 | 2026-05-15 11:00 | 0 | 16.17 | 11 | FALSE | 0 | 0 | 0 | 0 | 0
Spain | ESP | 2015-05-15 11:00 | 2015-05-15 13:00 | 50.1 | 2015 | 6.68 | 2015-05-31 |  |  |  |  | 3229 | 2026-05-15 12:00 | 0 | 16.17 | 12 | FALSE | 0 | 0 | 0 | 0 | 0
Spain | ESP | 2015-05-15 12:00 | 2015-05-15 14:00 | 48.27 | 2015 | 6.68 | 2015-05-31 |  |  |  |  | 3230 | 2026-05-15 13:00 | 0 | 16.17 | 13 | FALSE | 0 | 0 | 0 | 0 | 0
Spain | ESP | 2015-05-15 13:00 | 2015-05-15 15:00 | 45.13 | 2015 | 6.68 | 2015-05-31 |  |  |  |  | 3231 | 2026-05-15 14:00 | -0.01 | 16.17 | 14 | FALSE | 0 | 0 | 0 | 0 | 0
Spain | ESP | 2015-05-15 14:00 | 2015-05-15 16:00 | 45.1 | 2015 | 6.68 | 2015-05-31 |  |  |  |  | 3232 | 2026-05-15 15:00 | -0.01 | 16.17 | 15 | FALSE | 0 | 0 | 0 | 0 | 0
Spain | ESP | 2015-05-15 15:00 | 2015-05-15 17:00 | 45.13 | 2015 | 6.68 | 2015-05-31 |  |  |  |  | 3233 | 2026-05-15 16:00 | 0 | 16.17 | 16 | FALSE | 0 | 0 | 0 | 0 | 0
Spain | ESP | 2015-05-15 16:00 | 2015-05-15 18:00 | 42.81 | 2015 | 6.68 | 2015-05-31 |  |  |  |  | 3234 | 2026-05-15 17:00 | 1.23 | 16.17 | 17 | FALSE | 0 | 0 | 0 | 0 | 0
Spain | ESP | 2015-05-15 17:00 | 2015-05-15 19:00 | 46 | 2015 | 6.68 | 2015-05-31 |  |  |  |  | 3235 | 2026-05-15 18:00 | 14.7 | 16.17 | 18 | FALSE | 0 | 0 | 0 | 0 | 0
Spain | ESP | 2015-05-15 18:00 | 2015-05-15 20:00 | 48.96 | 2015 | 6.68 | 2015-05-31 |  |  |  |  | 3236 | 2026-05-15 19:00 | 63.45 | 16.17 | 19 | FALSE | 0 | 0 | 0 | 0 | 0
Spain | ESP | 2015-05-15 19:00 | 2015-05-15 21:00 | 56.77 | 2015 | 6.68 | 2015-05-31 |  |  |  |  | 3237 | 2026-05-15 20:00 | 87.82 | 16.17 | 20 | FALSE | 0 | 0 | 0 | 0 | 0
Spain | ESP | 2015-05-15 20:00 | 2015-05-15 22:00 | 56.02 | 2015 | 6.68 | 2015-05-31 |  |  |  |  | 3238 | 2026-05-15 21:00 | 92.84 | 16.17 | 21 | FALSE | 0 | 0 | 0 | 0 | 0
Spain | ESP | 2015-05-15 21:00 | 2015-05-15 23:00 | 48.96 | 2015 | 6.68 | 2015-05-31 |  |  |  |  | 3239 | 2026-05-15 22:00 | 84.06 | 16.17 | 22 | FALSE | 0 | 0 | 0 | 0 | 0
Spain | ESP | 2015-05-15 22:00 | 2015-05-16 | 43 | 2015 | 6.68 | 2015-05-31 |  |  |  |  | 3240 | 2026-05-15 23:00 | 77.88 | 16.17 | 23 | FALSE | 0 | 0 | 0 | 0 | 0
Spain | ESP | 2015-05-15 23:00 | 2015-05-16 01:00 | 39.5 | 2015 | 6.68 | 2015-05-31 |  |  |  |  | 3241 | 2026-05-16 | 70.8 | 16.17 | 24 | TRUE | 111.44 | 21 | -0.91 | 11235 | 10120.6
Spain | ESP | 2015-05-16 | 2015-05-16 02:00 | 33 | 2015 | 6.68 | 2015-05-31 |  |  |  |  | 3242 | 2026-05-16 01:00 | 70.92 | 16.17 | 1 | FALSE | 0 | 0 | 0 | 0 | 0
Spain | ESP | 2015-05-16 01:00 | 2015-05-16 03:00 | 32.6 | 2015 | 6.68 | 2015-05-31 |  |  |  |  | 3243 | 2026-05-16 02:00 | 70 | 16.17 | 2 | FALSE | 0 | 0 | 0 | 0 | 0
Spain | ESP | 2015-05-16 02:00 | 2015-05-16 04:00 | 31.4 | 2015 | 6.68 | 2015-05-31 |  |  |  |  | 3244 | 2026-05-16 03:00 | 64.97 | 16.17 | 3 | FALSE | 0 | 0 | 0 | 0 | 0
Spain | ESP | 2015-05-16 03:00 | 2015-05-16 05:00 | 30.6 | 2015 | 6.68 | 2015-05-31 |  |  |  |  | 3245 | 2026-05-16 04:00 | 65.23 | 16.17 | 4 | FALSE | 0 | 0 | 0 | 0 | 0
Spain | ESP | 2015-05-16 04:00 | 2015-05-16 06:00 | 30.6 | 2015 | 6.68 | 2015-05-31 |  |  |  |  | 3246 | 2026-05-16 05:00 | 68.56 | 16.17 | 5 | FALSE | 0 | 0 | 0 | 0 | 0
Spain | ESP | 2015-05-16 05:00 | 2015-05-16 07:00 | 29.9 | 2015 | 6.68 | 2015-05-31 |  |  |  |  | 3247 | 2026-05-16 06:00 | 67.42 | 16.17 | 6 | FALSE | 0 | 0 | 0 | 0 | 0
Spain | ESP | 2015-05-16 06:00 | 2015-05-16 08:00 | 32.4 | 2015 | 6.68 | 2015-05-31 |  |  |  |  | 3248 | 2026-05-16 07:00 | 32.78 | 16.17 | 7 | FALSE | 0 | 0 | 0 | 0 | 0
Spain | ESP | 2015-05-16 07:00 | 2015-05-16 09:00 | 37.6 | 2015 | 6.68 | 2015-05-31 |  |  |  |  | 3249 | 2026-05-16 08:00 | 0.25 | 16.17 | 8 | FALSE | 0 | 0 | 0 | 0 | 0
Spain | ESP | 2015-05-16 08:00 | 2015-05-16 10:00 | 33 | 2015 | 6.68 | 2015-05-31 |  |  |  |  | 3250 | 2026-05-16 09:00 | 0 | 16.17 | 9 | FALSE | 0 | 0 | 0 | 0 | 0
Spain | ESP | 2015-05-16 09:00 | 2015-05-16 11:00 | 33.85 | 2015 | 6.68 | 2015-05-31 |  |  |  |  | 3251 | 2026-05-16 10:00 | -0.31 | 16.17 | 10 | FALSE | 0 | 0 | 0 | 0 | 0
Spain | ESP | 2015-05-16 10:00 | 2015-05-16 12:00 | 33.35 | 2015 | 6.68 | 2015-05-31 |  |  |  |  | 3252 | 2026-05-16 11:00 | -0.7 | 16.17 | 11 | FALSE | 0 | 0 | 0 | 0 | 0
Spain | ESP | 2015-05-16 11:00 | 2015-05-16 13:00 | 39.3 | 2015 | 6.68 | 2015-05-31 |  |  |  |  | 3253 | 2026-05-16 12:00 | -0.42 | 16.17 | 12 | FALSE | 0 | 0 | 0 | 0 | 0
Spain | ESP | 2015-05-16 12:00 | 2015-05-16 14:00 | 36.22 | 2015 | 6.68 | 2015-05-31 |  |  |  |  | 3254 | 2026-05-16 13:00 | -0.55 | 16.17 | 13 | FALSE | 0 | 0 | 0 | 0 | 0
Spain | ESP | 2015-05-16 13:00 | 2015-05-16 15:00 | 32.4 | 2015 | 6.68 | 2015-05-31 |  |  |  |  | 3255 | 2026-05-16 14:00 | -0.84 | 16.17 | 14 | FALSE | 0 | 0 | 0 | 0 | 0
Spain | ESP | 2015-05-16 14:00 | 2015-05-16 16:00 | 30.6 | 2015 | 6.68 | 2015-05-31 |  |  |  |  | 3256 | 2026-05-16 15:00 | -0.91 | 16.17 | 15 | FALSE | 0 | 0 | 0 | 0 | 0
Spain | ESP | 2015-05-16 15:00 | 2015-05-16 17:00 | 30.4 | 2015 | 6.68 | 2015-05-31 |  |  |  |  | 3257 | 2026-05-16 16:00 | -0.29 | 16.17 | 16 | FALSE | 0 | 0 | 0 | 0 | 0
Spain | ESP | 2015-05-16 16:00 | 2015-05-16 18:00 | 30.75 | 2015 | 6.68 | 2015-05-31 |  |  |  |  | 3258 | 2026-05-16 17:00 | 0.21 | 16.17 | 17 | FALSE | 0 | 0 | 0 | 0 | 0
Spain | ESP | 2015-05-16 17:00 | 2015-05-16 19:00 | 33.85 | 2015 | 6.68 | 2015-05-31 |  |  |  |  | 3259 | 2026-05-16 18:00 | 28.32 | 16.17 | 18 | FALSE | 0 | 0 | 0 | 0 | 0
Spain | ESP | 2015-05-16 18:00 | 2015-05-16 20:00 | 31.6 | 2015 | 6.68 | 2015-05-31 |  |  |  |  | 3260 | 2026-05-16 19:00 | 76.1 | 16.17 | 19 | FALSE | 0 | 0 | 0 | 0 | 0
Spain | ESP | 2015-05-16 19:00 | 2015-05-16 21:00 | 39.5 | 2015 | 6.68 | 2015-05-31 |  |  |  |  | 3261 | 2026-05-16 20:00 | 101.15 | 16.17 | 20 | FALSE | 0 | 0 | 0 | 0 | 0
Spain | ESP | 2015-05-16 20:00 | 2015-05-16 22:00 | 38.5 | 2015 | 6.68 | 2015-05-31 |  |  |  |  | 3262 | 2026-05-16 21:00 | 111.44 | 16.17 | 21 | FALSE | 0 | 0 | 0 | 0 | 0
Spain | ESP | 2015-05-16 21:00 | 2015-05-16 23:00 | 32.4 | 2015 | 6.68 | 2015-05-31 |  |  |  |  | 3263 | 2026-05-16 22:00 | 100.66 | 16.17 | 22 | FALSE | 0 | 0 | 0 | 0 | 0
Spain | ESP | 2015-05-16 22:00 | 2015-05-17 | 29.6 | 2015 | 6.68 | 2015-05-31 |  |  |  |  | 3264 | 2026-05-16 23:00 | 94 | 16.17 | 23 | FALSE | 0 | 0 | 0 | 0 | 0
Spain | ESP | 2015-05-16 23:00 | 2015-05-17 01:00 | 23.2 | 2015 | 6.68 | 2015-05-31 |  |  |  |  | 3265 | 2026-05-17 | 87.22 | 16.17 | 24 | TRUE | 119 | 21 | 0 | 11900 | 10710
Spain | ESP | 2015-05-17 | 2015-05-17 02:00 | 18.2 | 2015 | 6.68 | 2015-05-31 |  |  |  |  | 3266 | 2026-05-17 01:00 | 76.16 | 16.17 | 1 | FALSE | 0 | 0 | 0 | 0 | 0
Spain | ESP | 2015-05-17 01:00 | 2015-05-17 03:00 | 16.2 | 2015 | 6.68 | 2015-05-31 |  |  |  |  | 3267 | 2026-05-17 02:00 | 66.04 | 16.17 | 2 | FALSE | 0 | 0 | 0 | 0 | 0
Spain | ESP | 2015-05-17 02:00 | 2015-05-17 04:00 | 15.3 | 2015 | 6.68 | 2015-05-31 |  |  |  |  | 3268 | 2026-05-17 03:00 | 70 | 16.17 | 3 | FALSE | 0 | 0 | 0 | 0 | 0
Spain | ESP | 2015-05-17 03:00 | 2015-05-17 05:00 | 18.2 | 2015 | 6.68 | 2015-05-31 |  |  |  |  | 3269 | 2026-05-17 04:00 | 70.48 | 16.17 | 4 | FALSE | 0 | 0 | 0 | 0 | 0
Spain | ESP | 2015-05-17 04:00 | 2015-05-17 06:00 | 19.9 | 2015 | 6.68 | 2015-05-31 |  |  |  |  | 3270 | 2026-05-17 05:00 | 68.33 | 16.17 | 5 | FALSE | 0 | 0 | 0 | 0 | 0
Spain | ESP | 2015-05-17 05:00 | 2015-05-17 07:00 | 18.2 | 2015 | 6.68 | 2015-05-31 |  |  |  |  | 3271 | 2026-05-17 06:00 | 58.97 | 16.17 | 6 | FALSE | 0 | 0 | 0 | 0 | 0
Spain | ESP | 2015-05-17 06:00 | 2015-05-17 08:00 | 23.2 | 2015 | 6.68 | 2015-05-31 |  |  |  |  | 3272 | 2026-05-17 07:00 | 33.1 | 16.17 | 7 | FALSE | 0 | 0 | 0 | 0 | 0
Spain | ESP | 2015-05-17 07:00 | 2015-05-17 09:00 | 26.85 | 2015 | 6.68 | 2015-05-31 |  |  |  |  | 3273 | 2026-05-17 08:00 | 8.01 | 16.17 | 8 | FALSE | 0 | 0 | 0 | 0 | 0
Spain | ESP | 2015-05-17 08:00 | 2015-05-17 10:00 | 28.74 | 2015 | 6.68 | 2015-05-31 |  |  |  |  | 3274 | 2026-05-17 09:00 | 0.84 | 16.17 | 9 | FALSE | 0 | 0 | 0 | 0 | 0
Spain | ESP | 2015-05-17 09:00 | 2015-05-17 11:00 | 31.1 | 2015 | 6.68 | 2015-05-31 |  |  |  |  | 3275 | 2026-05-17 10:00 | 0 | 16.17 | 10 | FALSE | 0 | 0 | 0 | 0 | 0
Spain | ESP | 2015-05-17 10:00 | 2015-05-17 12:00 | 33.1 | 2015 | 6.68 | 2015-05-31 |  |  |  |  | 3276 | 2026-05-17 11:00 | 0 | 16.17 | 11 | FALSE | 0 | 0 | 0 | 0 | 0
Spain | ESP | 2015-05-17 11:00 | 2015-05-17 13:00 | 39.5 | 2015 | 6.68 | 2015-05-31 |  |  |  |  | 3277 | 2026-05-17 12:00 | 0 | 16.17 | 12 | FALSE | 0 | 0 | 0 | 0 | 0
Spain | ESP | 2015-05-17 12:00 | 2015-05-17 14:00 | 36.92 | 2015 | 6.68 | 2015-05-31 |  |  |  |  | 3278 | 2026-05-17 13:00 | 0 | 16.17 | 13 | FALSE | 0 | 0 | 0 | 0 | 0
Spain | ESP | 2015-05-17 13:00 | 2015-05-17 15:00 | 29.6 | 2015 | 6.68 | 2015-05-31 |  |  |  |  | 3279 | 2026-05-17 14:00 | 0 | 16.17 | 14 | FALSE | 0 | 0 | 0 | 0 | 0
Spain | ESP | 2015-05-17 14:00 | 2015-05-17 16:00 | 29.1 | 2015 | 6.68 | 2015-05-31 |  |  |  |  | 3280 | 2026-05-17 15:00 | 0 | 16.17 | 15 | FALSE | 0 | 0 | 0 | 0 | 0
Spain | ESP | 2015-05-17 15:00 | 2015-05-17 17:00 | 28.62 | 2015 | 6.68 | 2015-05-31 |  |  |  |  | 3281 | 2026-05-17 16:00 | 0 | 16.17 | 16 | FALSE | 0 | 0 | 0 | 0 | 0
Spain | ESP | 2015-05-17 16:00 | 2015-05-17 18:00 | 28.79 | 2015 | 6.68 | 2015-05-31 |  |  |  |  | 3282 | 2026-05-17 17:00 | 2.09 | 16.17 | 17 | FALSE | 0 | 0 | 0 | 0 | 0
Spain | ESP | 2015-05-17 17:00 | 2015-05-17 19:00 | 31.1 | 2015 | 6.68 | 2015-05-31 |  |  |  |  | 3283 | 2026-05-17 18:00 | 33.44 | 16.17 | 18 | FALSE | 0 | 0 | 0 | 0 | 0
Spain | ESP | 2015-05-17 18:00 | 2015-05-17 20:00 | 39.5 | 2015 | 6.68 | 2015-05-31 |  |  |  |  | 3284 | 2026-05-17 19:00 | 89.41 | 16.17 | 19 | FALSE | 0 | 0 | 0 | 0 | 0
Spain | ESP | 2015-05-17 19:00 | 2015-05-17 21:00 | 48.61 | 2015 | 6.68 | 2015-05-31 |  |  |  |  | 3285 | 2026-05-17 20:00 | 114.97 | 16.17 | 20 | FALSE | 0 | 0 | 0 | 0 | 0
Spain | ESP | 2015-05-17 20:00 | 2015-05-17 22:00 | 49.1 | 2015 | 6.68 | 2015-05-31 |  |  |  |  | 3286 | 2026-05-17 21:00 | 119 | 16.17 | 21 | FALSE | 0 | 0 | 0 | 0 | 0
Spain | ESP | 2015-05-17 21:00 | 2015-05-17 23:00 | 42.1 | 2015 | 6.68 | 2015-05-31 |  |  |  |  | 3287 | 2026-05-17 22:00 | 107.51 | 16.17 | 22 | FALSE | 0 | 0 | 0 | 0 | 0
Spain | ESP | 2015-05-17 22:00 | 2015-05-18 | 51 | 2015 | 6.68 | 2015-05-31 |  |  |  |  | 3288 | 2026-05-17 23:00 | 93.01 | 16.17 | 23 | FALSE | 0 | 0 | 0 | 0 | 0
Spain | ESP | 2015-05-17 23:00 | 2015-05-18 01:00 | 47.9 | 2015 | 6.68 | 2015-05-31 |  |  |  |  | 3289 | 2026-05-18 | 87.22 | 16.17 | 24 | TRUE | 129.08 | 20 | 0 | 12908 | 11617.2
Spain | ESP | 2015-05-18 | 2015-05-18 02:00 | 45.1 | 2015 | 6.68 | 2015-05-31 |  |  |  |  | 3290 | 2026-05-18 01:00 | 83.26 | 16.17 | 1 | FALSE | 0 | 0 | 0 | 0 | 0
Spain | ESP | 2015-05-18 01:00 | 2015-05-18 03:00 | 43.1 | 2015 | 6.68 | 2015-05-31 |  |  |  |  | 3291 | 2026-05-18 02:00 | 79.37 | 16.17 | 2 | FALSE | 0 | 0 | 0 | 0 | 0
Spain | ESP | 2015-05-18 02:00 | 2015-05-18 04:00 | 41.97 | 2015 | 6.68 | 2015-05-31 |  |  |  |  | 3292 | 2026-05-18 03:00 | 81.16 | 16.17 | 3 | FALSE | 0 | 0 | 0 | 0 | 0
Spain | ESP | 2015-05-18 03:00 | 2015-05-18 05:00 | 47.1 | 2015 | 6.68 | 2015-05-31 |  |  |  |  | 3293 | 2026-05-18 04:00 | 87.04 | 16.17 | 4 | FALSE | 0 | 0 | 0 | 0 | 0
Spain | ESP | 2015-05-18 04:00 | 2015-05-18 06:00 | 51 | 2015 | 6.68 | 2015-05-31 |  |  |  |  | 3294 | 2026-05-18 05:00 | 100.79 | 16.17 | 5 | FALSE | 0 | 0 | 0 | 0 | 0
Spain | ESP | 2015-05-18 05:00 | 2015-05-18 07:00 | 51 | 2015 | 6.68 | 2015-05-31 |  |  |  |  | 3295 | 2026-05-18 06:00 | 111.88 | 16.17 | 6 | FALSE | 0 | 0 | 0 | 0 | 0
Spain | ESP | 2015-05-18 06:00 | 2015-05-18 08:00 | 55.48 | 2015 | 6.68 | 2015-05-31 |  |  |  |  | 3296 | 2026-05-18 07:00 | 101.04 | 16.17 | 7 | FALSE | 0 | 0 | 0 | 0 | 0
Spain | ESP | 2015-05-18 07:00 | 2015-05-18 09:00 | 56.5 | 2015 | 6.68 | 2015-05-31 |  |  |  |  | 3297 | 2026-05-18 08:00 | 65.19 | 16.17 | 8 | FALSE | 0 | 0 | 0 | 0 | 0
Spain | ESP | 2015-05-18 08:00 | 2015-05-18 10:00 | 56.02 | 2015 | 6.68 | 2015-05-31 |  |  |  |  | 3298 | 2026-05-18 09:00 | 17.64 | 16.17 | 9 | FALSE | 0 | 0 | 0 | 0 | 0
Spain | ESP | 2015-05-18 09:00 | 2015-05-18 11:00 | 55.48 | 2015 | 6.68 | 2015-05-31 |  |  |  |  | 3299 | 2026-05-18 10:00 | 0.96 | 16.17 | 10 | FALSE | 0 | 0 | 0 | 0 | 0
Spain | ESP | 2015-05-18 10:00 | 2015-05-18 12:00 | 55.48 | 2015 | 6.68 | 2015-05-31 |  |  |  |  | 3300 | 2026-05-18 11:00 | 0.26 | 16.17 | 11 | FALSE | 0 | 0 | 0 | 0 | 0
Spain | ESP | 2015-05-18 11:00 | 2015-05-18 13:00 | 55.1 | 2015 | 6.68 | 2015-05-31 |  |  |  |  | 3301 | 2026-05-18 12:00 | 0.01 | 16.17 | 12 | FALSE | 0 | 0 | 0 | 0 | 0
Spain | ESP | 2015-05-18 12:00 | 2015-05-18 14:00 | 54.37 | 2015 | 6.68 | 2015-05-31 |  |  |  |  | 3302 | 2026-05-18 13:00 | 0 | 16.17 | 13 | FALSE | 0 | 0 | 0 | 0 | 0
Spain | ESP | 2015-05-18 13:00 | 2015-05-18 15:00 | 53.31 | 2015 | 6.68 | 2015-05-31 |  |  |  |  | 3303 | 2026-05-18 14:00 | 0 | 16.17 | 14 | FALSE | 0 | 0 | 0 | 0 | 0
Spain | ESP | 2015-05-18 14:00 | 2015-05-18 16:00 | 55.48 | 2015 | 6.68 | 2015-05-31 |  |  |  |  | 3304 | 2026-05-18 15:00 | 0 | 16.17 | 15 | FALSE | 0 | 0 | 0 | 0 | 0
Spain | ESP | 2015-05-18 15:00 | 2015-05-18 17:00 | 55.48 | 2015 | 6.68 | 2015-05-31 |  |  |  |  | 3305 | 2026-05-18 16:00 | 0.66 | 16.17 | 16 | FALSE | 0 | 0 | 0 | 0 | 0
Spain | ESP | 2015-05-18 16:00 | 2015-05-18 18:00 | 53.83 | 2015 | 6.68 | 2015-05-31 |  |  |  |  | 3306 | 2026-05-18 17:00 | 14.95 | 16.17 | 17 | FALSE | 0 | 0 | 0 | 0 | 0
Spain | ESP | 2015-05-18 17:00 | 2015-05-18 19:00 | 52.7 | 2015 | 6.68 | 2015-05-31 |  |  |  |  | 3307 | 2026-05-18 18:00 | 66.13 | 16.17 | 18 | FALSE | 0 | 0 | 0 | 0 | 0
Spain | ESP | 2015-05-18 18:00 | 2015-05-18 20:00 | 53.07 | 2015 | 6.68 | 2015-05-31 |  |  |  |  | 3308 | 2026-05-18 19:00 | 105.63 | 16.17 | 19 | FALSE | 0 | 0 | 0 | 0 | 0
Spain | ESP | 2015-05-18 19:00 | 2015-05-18 21:00 | 55.48 | 2015 | 6.68 | 2015-05-31 |  |  |  |  | 3309 | 2026-05-18 20:00 | 129.08 | 16.17 | 20 | FALSE | 0 | 0 | 0 | 0 | 0
Spain | ESP | 2015-05-18 20:00 | 2015-05-18 22:00 | 50.6 | 2015 | 6.68 | 2015-05-31 |  |  |  |  | 3310 | 2026-05-18 21:00 | 125.7 | 16.17 | 21 | FALSE | 0 | 0 | 0 | 0 | 0
Spain | ESP | 2015-05-18 21:00 | 2015-05-18 23:00 | 47.2 | 2015 | 6.68 | 2015-05-31 |  |  |  |  | 3311 | 2026-05-18 22:00 | 106.18 | 16.17 | 22 | FALSE | 0 | 0 | 0 | 0 | 0
Spain | ESP | 2015-05-18 22:00 | 2015-05-19 | 41.97 | 2015 | 6.68 | 2015-05-31 |  |  |  |  | 3312 | 2026-05-18 23:00 | 95.35 | 16.17 | 23 | FALSE | 0 | 0 | 0 | 0 | 0
Spain | ESP | 2015-05-18 23:00 | 2015-05-19 01:00 | 38.4 | 2015 | 6.68 | 2015-05-31 |  |  |  |  | 3313 | 2026-05-19 | 74.87 | 16.17 | 24 | TRUE | 116.68 | 20 | 0 | 11668 | 10501.2
Spain | ESP | 2015-05-19 | 2015-05-19 02:00 | 34.6 | 2015 | 6.68 | 2015-05-31 |  |  |  |  | 3314 | 2026-05-19 01:00 | 65.96 | 16.17 | 1 | FALSE | 0 | 0 | 0 | 0 | 0
Spain | ESP | 2015-05-19 01:00 | 2015-05-19 03:00 | 34.6 | 2015 | 6.68 | 2015-05-31 |  |  |  |  | 3315 | 2026-05-19 02:00 | 61.47 | 16.17 | 2 | FALSE | 0 | 0 | 0 | 0 | 0
Spain | ESP | 2015-05-19 02:00 | 2015-05-19 04:00 | 34.4 | 2015 | 6.68 | 2015-05-31 |  |  |  |  | 3316 | 2026-05-19 03:00 | 50.3 | 16.17 | 3 | FALSE | 0 | 0 | 0 | 0 | 0
Spain | ESP | 2015-05-19 03:00 | 2015-05-19 05:00 | 34.6 | 2015 | 6.68 | 2015-05-31 |  |  |  |  | 3317 | 2026-05-19 04:00 | 59.96 | 16.17 | 4 | FALSE | 0 | 0 | 0 | 0 | 0
Spain | ESP | 2015-05-19 04:00 | 2015-05-19 06:00 | 39 | 2015 | 6.68 | 2015-05-31 |  |  |  |  | 3318 | 2026-05-19 05:00 | 61.89 | 16.17 | 5 | FALSE | 0 | 0 | 0 | 0 | 0
Spain | ESP | 2015-05-19 05:00 | 2015-05-19 07:00 | 42.71 | 2015 | 6.68 | 2015-05-31 |  |  |  |  | 3319 | 2026-05-19 06:00 | 77.27 | 16.17 | 6 | FALSE | 0 | 0 | 0 | 0 | 0
Spain | ESP | 2015-05-19 06:00 | 2015-05-19 08:00 | 39.21 | 2015 | 6.68 | 2015-05-31 |  |  |  |  | 3320 | 2026-05-19 07:00 | 71.27 | 16.17 | 7 | FALSE | 0 | 0 | 0 | 0 | 0
Spain | ESP | 2015-05-19 07:00 | 2015-05-19 09:00 | 45.1 | 2015 | 6.68 | 2015-05-31 |  |  |  |  | 3321 | 2026-05-19 08:00 | 25.31 | 16.17 | 8 | FALSE | 0 | 0 | 0 | 0 | 0
Spain | ESP | 2015-05-19 08:00 | 2015-05-19 10:00 | 47.4 | 2015 | 6.68 | 2015-05-31 |  |  |  |  | 3322 | 2026-05-19 09:00 | 1.34 | 16.17 | 9 | FALSE | 0 | 0 | 0 | 0 | 0
Spain | ESP | 2015-05-19 09:00 | 2015-05-19 11:00 | 48 | 2015 | 6.68 | 2015-05-31 |  |  |  |  | 3323 | 2026-05-19 10:00 | 0.2 | 16.17 | 10 | FALSE | 0 | 0 | 0 | 0 | 0
Spain | ESP | 2015-05-19 10:00 | 2015-05-19 12:00 | 50.2 | 2015 | 6.68 | 2015-05-31 |  |  |  |  | 3324 | 2026-05-19 11:00 | 0.01 | 16.17 | 11 | FALSE | 0 | 0 | 0 | 0 | 0
Spain | ESP | 2015-05-19 11:00 | 2015-05-19 13:00 | 50.6 | 2015 | 6.68 | 2015-05-31 |  |  |  |  | 3325 | 2026-05-19 12:00 | 0 | 16.17 | 12 | FALSE | 0 | 0 | 0 | 0 | 0
Spain | ESP | 2015-05-19 12:00 | 2015-05-19 14:00 | 47.7 | 2015 | 6.68 | 2015-05-31 |  |  |  |  | 3326 | 2026-05-19 13:00 | 0 | 16.17 | 13 | FALSE | 0 | 0 | 0 | 0 | 0
Spain | ESP | 2015-05-19 13:00 | 2015-05-19 15:00 | 47.15 | 2015 | 6.68 | 2015-05-31 |  |  |  |  | 3327 | 2026-05-19 14:00 | 0 | 16.17 | 14 | FALSE | 0 | 0 | 0 | 0 | 0
Spain | ESP | 2015-05-19 14:00 | 2015-05-19 16:00 | 46.9 | 2015 | 6.68 | 2015-05-31 |  |  |  |  | 3328 | 2026-05-19 15:00 | 0 | 16.17 | 15 | FALSE | 0 | 0 | 0 | 0 | 0
Spain | ESP | 2015-05-19 15:00 | 2015-05-19 17:00 | 45.85 | 2015 | 6.68 | 2015-05-31 |  |  |  |  | 3329 | 2026-05-19 16:00 | 0.02 | 16.17 | 16 | FALSE | 0 | 0 | 0 | 0 | 0
Spain | ESP | 2015-05-19 16:00 | 2015-05-19 18:00 | 41.97 | 2015 | 6.68 | 2015-05-31 |  |  |  |  | 3330 | 2026-05-19 17:00 | 8.3 | 16.17 | 17 | FALSE | 0 | 0 | 0 | 0 | 0
Spain | ESP | 2015-05-19 17:00 | 2015-05-19 19:00 | 38.5 | 2015 | 6.68 | 2015-05-31 |  |  |  |  | 3331 | 2026-05-19 18:00 | 47.71 | 16.17 | 18 | FALSE | 0 | 0 | 0 | 0 | 0
Spain | ESP | 2015-05-19 18:00 | 2015-05-19 20:00 | 38.2 | 2015 | 6.68 | 2015-05-31 |  |  |  |  | 3332 | 2026-05-19 19:00 | 76.32 | 16.17 | 19 | FALSE | 0 | 0 | 0 | 0 | 0
Spain | ESP | 2015-05-19 19:00 | 2015-05-19 21:00 | 45.6 | 2015 | 6.68 | 2015-05-31 |  |  |  |  | 3333 | 2026-05-19 20:00 | 116.68 | 16.17 | 20 | FALSE | 0 | 0 | 0 | 0 | 0
Spain | ESP | 2015-05-19 20:00 | 2015-05-19 22:00 | 40.9 | 2015 | 6.68 | 2015-05-31 |  |  |  |  | 3334 | 2026-05-19 21:00 | 112.14 | 16.17 | 21 | FALSE | 0 | 0 | 0 | 0 | 0
Spain | ESP | 2015-05-19 21:00 | 2015-05-19 23:00 | 39 | 2015 | 6.68 | 2015-05-31 |  |  |  |  | 3335 | 2026-05-19 22:00 | 94.13 | 16.17 | 22 | FALSE | 0 | 0 | 0 | 0 | 0
Spain | ESP | 2015-05-19 22:00 | 2015-05-20 | 41.98 | 2015 | 6.68 | 2015-05-31 |  |  |  |  | 3336 | 2026-05-19 23:00 | 95.49 | 16.17 | 23 | FALSE | 0 | 0 | 0 | 0 | 0
Spain | ESP | 2015-05-19 23:00 | 2015-05-20 01:00 | 39 | 2015 | 6.68 | 2015-05-31 |  |  |  |  | 3337 | 2026-05-20 | 88.79 | 16.17 | 24 | TRUE | 132.06 | 21 | -0.77 | 13283 | 11962.4
Spain | ESP | 2015-05-20 | 2015-05-20 02:00 | 38.5 | 2015 | 6.68 | 2015-05-31 |  |  |  |  | 3338 | 2026-05-20 01:00 | 82.14 | 16.17 | 1 | FALSE | 0 | 0 | 0 | 0 | 0
Spain | ESP | 2015-05-20 01:00 | 2015-05-20 03:00 | 38.5 | 2015 | 6.68 | 2015-05-31 |  |  |  |  | 3339 | 2026-05-20 02:00 | 77.38 | 16.17 | 2 | FALSE | 0 | 0 | 0 | 0 | 0
Spain | ESP | 2015-05-20 02:00 | 2015-05-20 04:00 | 38.5 | 2015 | 6.68 | 2015-05-31 |  |  |  |  | 3340 | 2026-05-20 03:00 | 76.34 | 16.17 | 3 | FALSE | 0 | 0 | 0 | 0 | 0
Spain | ESP | 2015-05-20 03:00 | 2015-05-20 05:00 | 41.98 | 2015 | 6.68 | 2015-05-31 |  |  |  |  | 3341 | 2026-05-20 04:00 | 78.94 | 16.17 | 4 | FALSE | 0 | 0 | 0 | 0 | 0
Spain | ESP | 2015-05-20 04:00 | 2015-05-20 06:00 | 46.5 | 2015 | 6.68 | 2015-05-31 |  |  |  |  | 3342 | 2026-05-20 05:00 | 102.91 | 16.17 | 5 | FALSE | 0 | 0 | 0 | 0 | 0
Spain | ESP | 2015-05-20 05:00 | 2015-05-20 07:00 | 52 | 2015 | 6.68 | 2015-05-31 |  |  |  |  | 3343 | 2026-05-20 06:00 | 108.38 | 16.17 | 6 | FALSE | 0 | 0 | 0 | 0 | 0
Spain | ESP | 2015-05-20 06:00 | 2015-05-20 08:00 | 56.11 | 2015 | 6.68 | 2015-05-31 |  |  |  |  | 3344 | 2026-05-20 07:00 | 79 | 16.17 | 7 | FALSE | 0 | 0 | 0 | 0 | 0
Spain | ESP | 2015-05-20 07:00 | 2015-05-20 09:00 | 55.19 | 2015 | 6.68 | 2015-05-31 |  |  |  |  | 3345 | 2026-05-20 08:00 | 28.64 | 16.17 | 8 | FALSE | 0 | 0 | 0 | 0 | 0
Spain | ESP | 2015-05-20 08:00 | 2015-05-20 10:00 | 49.1 | 2015 | 6.68 | 2015-05-31 |  |  |  |  | 3346 | 2026-05-20 09:00 | 0.34 | 16.17 | 9 | FALSE | 0 | 0 | 0 | 0 | 0
Spain | ESP | 2015-05-20 09:00 | 2015-05-20 11:00 | 47 | 2015 | 6.68 | 2015-05-31 |  |  |  |  | 3347 | 2026-05-20 10:00 | 0 | 16.17 | 10 | FALSE | 0 | 0 | 0 | 0 | 0
Spain | ESP | 2015-05-20 10:00 | 2015-05-20 12:00 | 46.2 | 2015 | 6.68 | 2015-05-31 |  |  |  |  | 3348 | 2026-05-20 11:00 | -0.01 | 16.17 | 11 | FALSE | 0 | 0 | 0 | 0 | 0
Spain | ESP | 2015-05-20 11:00 | 2015-05-20 13:00 | 46 | 2015 | 6.68 | 2015-05-31 |  |  |  |  | 3349 | 2026-05-20 12:00 | -0.14 | 16.17 | 12 | FALSE | 0 | 0 | 0 | 0 | 0
Spain | ESP | 2015-05-20 12:00 | 2015-05-20 14:00 | 45 | 2015 | 6.68 | 2015-05-31 |  |  |  |  | 3350 | 2026-05-20 13:00 | -0.54 | 16.17 | 13 | FALSE | 0 | 0 | 0 | 0 | 0
Spain | ESP | 2015-05-20 13:00 | 2015-05-20 15:00 | 45.28 | 2015 | 6.68 | 2015-05-31 |  |  |  |  | 3351 | 2026-05-20 14:00 | -0.77 | 16.17 | 14 | FALSE | 0 | 0 | 0 | 0 | 0
Spain | ESP | 2015-05-20 14:00 | 2015-05-20 16:00 | 45.6 | 2015 | 6.68 | 2015-05-31 |  |  |  |  | 3352 | 2026-05-20 15:00 | -0.49 | 16.17 | 15 | FALSE | 0 | 0 | 0 | 0 | 0
Spain | ESP | 2015-05-20 15:00 | 2015-05-20 17:00 | 46 | 2015 | 6.68 | 2015-05-31 |  |  |  |  | 3353 | 2026-05-20 16:00 | 0 | 16.17 | 16 | FALSE | 0 | 0 | 0 | 0 | 0
Spain | ESP | 2015-05-20 16:00 | 2015-05-20 18:00 | 46 | 2015 | 6.68 | 2015-05-31 |  |  |  |  | 3354 | 2026-05-20 17:00 | 3.2 | 16.17 | 17 | FALSE | 0 | 0 | 0 | 0 | 0
Spain | ESP | 2015-05-20 17:00 | 2015-05-20 19:00 | 46.1 | 2015 | 6.68 | 2015-05-31 |  |  |  |  | 3355 | 2026-05-20 18:00 | 44.54 | 16.17 | 18 | FALSE | 0 | 0 | 0 | 0 | 0
Spain | ESP | 2015-05-20 18:00 | 2015-05-20 20:00 | 48.1 | 2015 | 6.68 | 2015-05-31 |  |  |  |  | 3356 | 2026-05-20 19:00 | 102.02 | 16.17 | 19 | FALSE | 0 | 0 | 0 | 0 | 0
Spain | ESP | 2015-05-20 19:00 | 2015-05-20 21:00 | 50.2 | 2015 | 6.68 | 2015-05-31 |  |  |  |  | 3357 | 2026-05-20 20:00 | 129.17 | 16.17 | 20 | FALSE | 0 | 0 | 0 | 0 | 0
Spain | ESP | 2015-05-20 20:00 | 2015-05-20 22:00 | 47.75 | 2015 | 6.68 | 2015-05-31 |  |  |  |  | 3358 | 2026-05-20 21:00 | 132.06 | 16.17 | 21 | FALSE | 0 | 0 | 0 | 0 | 0
Spain | ESP | 2015-05-20 21:00 | 2015-05-20 23:00 | 45.75 | 2015 | 6.68 | 2015-05-31 |  |  |  |  | 3359 | 2026-05-20 22:00 | 117.36 | 16.17 | 22 | FALSE | 0 | 0 | 0 | 0 | 0
Spain | ESP | 2015-05-20 22:00 | 2015-05-21 | 43.25 | 2015 | 6.68 | 2015-05-31 |  |  |  |  | 3360 | 2026-05-20 23:00 | 112.19 | 16.17 | 23 | FALSE | 0 | 0 | 0 | 0 | 0
Spain | ESP | 2015-05-20 23:00 | 2015-05-21 01:00 | 36.58 | 2015 | 6.68 | 2015-05-31 |  |  |  |  | 3361 | 2026-05-21 | 99.31 | 16.17 | 24 | TRUE | 123.2 | 20 | -0.5 | 12370 | 11138
Spain | ESP | 2015-05-21 | 2015-05-21 02:00 | 34.5 | 2015 | 6.68 | 2015-05-31 |  |  |  |  | 3362 | 2026-05-21 01:00 | 96.02 | 16.17 | 1 | FALSE | 0 | 0 | 0 | 0 | 0
Spain | ESP | 2015-05-21 01:00 | 2015-05-21 03:00 | 34.25 | 2015 | 6.68 | 2015-05-31 |  |  |  |  | 3363 | 2026-05-21 02:00 | 87.24 | 16.17 | 2 | FALSE | 0 | 0 | 0 | 0 | 0
Spain | ESP | 2015-05-21 02:00 | 2015-05-21 04:00 | 34.25 | 2015 | 6.68 | 2015-05-31 |  |  |  |  | 3364 | 2026-05-21 03:00 | 83.04 | 16.17 | 3 | FALSE | 0 | 0 | 0 | 0 | 0
Spain | ESP | 2015-05-21 03:00 | 2015-05-21 05:00 | 35.13 | 2015 | 6.68 | 2015-05-31 |  |  |  |  | 3365 | 2026-05-21 04:00 | 92.52 | 16.17 | 4 | FALSE | 0 | 0 | 0 | 0 | 0
Spain | ESP | 2015-05-21 04:00 | 2015-05-21 06:00 | 43.9 | 2015 | 6.68 | 2015-05-31 |  |  |  |  | 3366 | 2026-05-21 05:00 | 97.38 | 16.17 | 5 | FALSE | 0 | 0 | 0 | 0 | 0
Spain | ESP | 2015-05-21 05:00 | 2015-05-21 07:00 | 43 | 2015 | 6.68 | 2015-05-31 |  |  |  |  | 3367 | 2026-05-21 06:00 | 106.25 | 16.17 | 6 | FALSE | 0 | 0 | 0 | 0 | 0
Spain | ESP | 2015-05-21 06:00 | 2015-05-21 08:00 | 46.1 | 2015 | 6.68 | 2015-05-31 |  |  |  |  | 3368 | 2026-05-21 07:00 | 78.36 | 16.17 | 7 | FALSE | 0 | 0 | 0 | 0 | 0
Spain | ESP | 2015-05-21 07:00 | 2015-05-21 09:00 | 45.5 | 2015 | 6.68 | 2015-05-31 |  |  |  |  | 3369 | 2026-05-21 08:00 | 15.13 | 16.17 | 8 | FALSE | 0 | 0 | 0 | 0 | 0
Spain | ESP | 2015-05-21 08:00 | 2015-05-21 10:00 | 45.16 | 2015 | 6.68 | 2015-05-31 |  |  |  |  | 3370 | 2026-05-21 09:00 | 0 | 16.17 | 9 | FALSE | 0 | 0 | 0 | 0 | 0
Spain | ESP | 2015-05-21 09:00 | 2015-05-21 11:00 | 49.1 | 2015 | 6.68 | 2015-05-31 |  |  |  |  | 3371 | 2026-05-21 10:00 | -0.02 | 16.17 | 10 | FALSE | 0 | 0 | 0 | 0 | 0
Spain | ESP | 2015-05-21 10:00 | 2015-05-21 12:00 | 53.02 | 2015 | 6.68 | 2015-05-31 |  |  |  |  | 3372 | 2026-05-21 11:00 | -0.2 | 16.17 | 11 | FALSE | 0 | 0 | 0 | 0 | 0
Spain | ESP | 2015-05-21 11:00 | 2015-05-21 13:00 | 52.1 | 2015 | 6.68 | 2015-05-31 |  |  |  |  | 3373 | 2026-05-21 12:00 | -0.31 | 16.17 | 12 | FALSE | 0 | 0 | 0 | 0 | 0
Spain | ESP | 2015-05-21 12:00 | 2015-05-21 14:00 | 48.6 | 2015 | 6.68 | 2015-05-31 |  |  |  |  | 3374 | 2026-05-21 13:00 | -0.5 | 16.17 | 13 | FALSE | 0 | 0 | 0 | 0 | 0
Spain | ESP | 2015-05-21 13:00 | 2015-05-21 15:00 | 47.6 | 2015 | 6.68 | 2015-05-31 |  |  |  |  | 3375 | 2026-05-21 14:00 | -0.5 | 16.17 | 14 | FALSE | 0 | 0 | 0 | 0 | 0
Spain | ESP | 2015-05-21 14:00 | 2015-05-21 16:00 | 47.6 | 2015 | 6.68 | 2015-05-31 |  |  |  |  | 3376 | 2026-05-21 15:00 | -0.26 | 16.17 | 15 | FALSE | 0 | 0 | 0 | 0 | 0
Spain | ESP | 2015-05-21 15:00 | 2015-05-21 17:00 | 46.12 | 2015 | 6.68 | 2015-05-31 |  |  |  |  | 3377 | 2026-05-21 16:00 | 0.02 | 16.17 | 16 | FALSE | 0 | 0 | 0 | 0 | 0
Spain | ESP | 2015-05-21 16:00 | 2015-05-21 18:00 | 45.75 | 2015 | 6.68 | 2015-05-31 |  |  |  |  | 3378 | 2026-05-21 17:00 | 8.24 | 16.17 | 17 | FALSE | 0 | 0 | 0 | 0 | 0
Spain | ESP | 2015-05-21 17:00 | 2015-05-21 19:00 | 41.98 | 2015 | 6.68 | 2015-05-31 |  |  |  |  | 3379 | 2026-05-21 18:00 | 62.52 | 16.17 | 18 | FALSE | 0 | 0 | 0 | 0 | 0
Spain | ESP | 2015-05-21 18:00 | 2015-05-21 20:00 | 41.98 | 2015 | 6.68 | 2015-05-31 |  |  |  |  | 3380 | 2026-05-21 19:00 | 103.2 | 16.17 | 19 | FALSE | 0 | 0 | 0 | 0 | 0
Spain | ESP | 2015-05-21 19:00 | 2015-05-21 21:00 | 46.1 | 2015 | 6.68 | 2015-05-31 |  |  |  |  | 3381 | 2026-05-21 20:00 | 123.2 | 16.17 | 20 | FALSE | 0 | 0 | 0 | 0 | 0
Spain | ESP | 2015-05-21 20:00 | 2015-05-21 22:00 | 42.75 | 2015 | 6.68 | 2015-05-31 |  |  |  |  | 3382 | 2026-05-21 21:00 | 119.54 | 16.17 | 21 | FALSE | 0 | 0 | 0 | 0 | 0
Spain | ESP | 2015-05-21 21:00 | 2015-05-21 23:00 | 43.9 | 2015 | 6.68 | 2015-05-31 |  |  |  |  | 3383 | 2026-05-21 22:00 | 103.73 | 16.17 | 22 | FALSE | 0 | 0 | 0 | 0 | 0
Spain | ESP | 2015-05-21 22:00 | 2015-05-22 | 45.1 | 2015 | 6.68 | 2015-05-31 |  |  |  |  | 3384 | 2026-05-21 23:00 | 110.36 | 16.17 | 23 | FALSE | 0 | 0 | 0 | 0 | 0
Spain | ESP | 2015-05-21 23:00 | 2015-05-22 01:00 | 38.5 | 2015 | 6.68 | 2015-05-31 |  |  |  |  | 3385 | 2026-05-22 | 97.84 | 16.17 | 24 | TRUE | 120 | 21 | -0.01 | 12001 | 10801
Spain | ESP | 2015-05-22 | 2015-05-22 02:00 | 38 | 2015 | 6.68 | 2015-05-31 |  |  |  |  | 3386 | 2026-05-22 01:00 | 84.43 | 16.17 | 1 | FALSE | 0 | 0 | 0 | 0 | 0
Spain | ESP | 2015-05-22 01:00 | 2015-05-22 03:00 | 35.7 | 2015 | 6.68 | 2015-05-31 |  |  |  |  | 3387 | 2026-05-22 02:00 | 82.12 | 16.17 | 2 | FALSE | 0 | 0 | 0 | 0 | 0
Spain | ESP | 2015-05-22 02:00 | 2015-05-22 04:00 | 35.7 | 2015 | 6.68 | 2015-05-31 |  |  |  |  | 3388 | 2026-05-22 03:00 | 81.78 | 16.17 | 3 | FALSE | 0 | 0 | 0 | 0 | 0
Spain | ESP | 2015-05-22 03:00 | 2015-05-22 05:00 | 38.5 | 2015 | 6.68 | 2015-05-31 |  |  |  |  | 3389 | 2026-05-22 04:00 | 88.22 | 16.17 | 4 | FALSE | 0 | 0 | 0 | 0 | 0
Spain | ESP | 2015-05-22 04:00 | 2015-05-22 06:00 | 45 | 2015 | 6.68 | 2015-05-31 |  |  |  |  | 3390 | 2026-05-22 05:00 | 102.06 | 16.17 | 5 | FALSE | 0 | 0 | 0 | 0 | 0
Spain | ESP | 2015-05-22 05:00 | 2015-05-22 07:00 | 47.15 | 2015 | 6.68 | 2015-05-31 |  |  |  |  | 3391 | 2026-05-22 06:00 | 104.37 | 16.17 | 6 | FALSE | 0 | 0 | 0 | 0 | 0
Spain | ESP | 2015-05-22 06:00 | 2015-05-22 08:00 | 45.35 | 2015 | 6.68 | 2015-05-31 |  |  |  |  | 3392 | 2026-05-22 07:00 | 75.37 | 16.17 | 7 | FALSE | 0 | 0 | 0 | 0 | 0
Spain | ESP | 2015-05-22 07:00 | 2015-05-22 09:00 | 45.55 | 2015 | 6.68 | 2015-05-31 |  |  |  |  | 3393 | 2026-05-22 08:00 | 23.17 | 16.17 | 8 | FALSE | 0 | 0 | 0 | 0 | 0
Spain | ESP | 2015-05-22 08:00 | 2015-05-22 10:00 | 45 | 2015 | 6.68 | 2015-05-31 |  |  |  |  | 3394 | 2026-05-22 09:00 | 0.76 | 16.17 | 9 | FALSE | 0 | 0 | 0 | 0 | 0
Spain | ESP | 2015-05-22 09:00 | 2015-05-22 11:00 | 45 | 2015 | 6.68 | 2015-05-31 |  |  |  |  | 3395 | 2026-05-22 10:00 | 0 | 16.17 | 10 | FALSE | 0 | 0 | 0 | 0 | 0
Spain | ESP | 2015-05-22 10:00 | 2015-05-22 12:00 | 45.6 | 2015 | 6.68 | 2015-05-31 |  |  |  |  | 3396 | 2026-05-22 11:00 | 0 | 16.17 | 11 | FALSE | 0 | 0 | 0 | 0 | 0
Spain | ESP | 2015-05-22 11:00 | 2015-05-22 13:00 | 46.1 | 2015 | 6.68 | 2015-05-31 |  |  |  |  | 3397 | 2026-05-22 12:00 | -0.01 | 16.17 | 12 | FALSE | 0 | 0 | 0 | 0 | 0
Spain | ESP | 2015-05-22 12:00 | 2015-05-22 14:00 | 45.75 | 2015 | 6.68 | 2015-05-31 |  |  |  |  | 3398 | 2026-05-22 13:00 | -0.01 | 16.17 | 13 | FALSE | 0 | 0 | 0 | 0 | 0
Spain | ESP | 2015-05-22 13:00 | 2015-05-22 15:00 | 45 | 2015 | 6.68 | 2015-05-31 |  |  |  |  | 3399 | 2026-05-22 14:00 | -0.01 | 16.17 | 14 | FALSE | 0 | 0 | 0 | 0 | 0
Spain | ESP | 2015-05-22 14:00 | 2015-05-22 16:00 | 45.55 | 2015 | 6.68 | 2015-05-31 |  |  |  |  | 3400 | 2026-05-22 15:00 | -0.01 | 16.17 | 15 | FALSE | 0 | 0 | 0 | 0 | 0
Spain | ESP | 2015-05-22 15:00 | 2015-05-22 17:00 | 45.75 | 2015 | 6.68 | 2015-05-31 |  |  |  |  | 3401 | 2026-05-22 16:00 | 0.13 | 16.17 | 16 | FALSE | 0 | 0 | 0 | 0 | 0
Spain | ESP | 2015-05-22 16:00 | 2015-05-22 18:00 | 46.06 | 2015 | 6.68 | 2015-05-31 |  |  |  |  | 3402 | 2026-05-22 17:00 | 9.55 | 16.17 | 17 | FALSE | 0 | 0 | 0 | 0 | 0
Spain | ESP | 2015-05-22 17:00 | 2015-05-22 19:00 | 45.87 | 2015 | 6.68 | 2015-05-31 |  |  |  |  | 3403 | 2026-05-22 18:00 | 48.98 | 16.17 | 18 | FALSE | 0 | 0 | 0 | 0 | 0
Spain | ESP | 2015-05-22 18:00 | 2015-05-22 20:00 | 47.1 | 2015 | 6.68 | 2015-05-31 |  |  |  |  | 3404 | 2026-05-22 19:00 | 91 | 16.17 | 19 | FALSE | 0 | 0 | 0 | 0 | 0
Spain | ESP | 2015-05-22 19:00 | 2015-05-22 21:00 | 50.2 | 2015 | 6.68 | 2015-05-31 |  |  |  |  | 3405 | 2026-05-22 20:00 | 116.42 | 16.17 | 20 | FALSE | 0 | 0 | 0 | 0 | 0
Spain | ESP | 2015-05-22 20:00 | 2015-05-22 22:00 | 48 | 2015 | 6.68 | 2015-05-31 |  |  |  |  | 3406 | 2026-05-22 21:00 | 120 | 16.17 | 21 | FALSE | 0 | 0 | 0 | 0 | 0
Spain | ESP | 2015-05-22 21:00 | 2015-05-22 23:00 | 45.46 | 2015 | 6.68 | 2015-05-31 |  |  |  |  | 3407 | 2026-05-22 22:00 | 110.71 | 16.17 | 22 | FALSE | 0 | 0 | 0 | 0 | 0
Spain | ESP | 2015-05-22 22:00 | 2015-05-23 | 38.4 | 2015 | 6.68 | 2015-05-31 |  |  |  |  | 3408 | 2026-05-22 23:00 | 103.48 | 16.17 | 23 | FALSE | 0 | 0 | 0 | 0 | 0
Spain | ESP | 2015-05-22 23:00 | 2015-05-23 01:00 | 32 | 2015 | 6.68 | 2015-05-31 |  |  |  |  | 3409 | 2026-05-23 | 80.44 | 16.17 | 24 | TRUE | 103.53 | 21 | -2.52 | 10605 | 9569.7
Spain | ESP | 2015-05-23 | 2015-05-23 02:00 | 30.1 | 2015 | 6.68 | 2015-05-31 |  |  |  |  | 3410 | 2026-05-23 01:00 | 61.06 | 16.17 | 1 | FALSE | 0 | 0 | 0 | 0 | 0
Spain | ESP | 2015-05-23 01:00 | 2015-05-23 03:00 | 28.3 | 2015 | 6.68 | 2015-05-31 |  |  |  |  | 3411 | 2026-05-23 02:00 | 46.87 | 16.17 | 2 | FALSE | 0 | 0 | 0 | 0 | 0
Spain | ESP | 2015-05-23 02:00 | 2015-05-23 04:00 | 28.07 | 2015 | 6.68 | 2015-05-31 |  |  |  |  | 3412 | 2026-05-23 03:00 | 50 | 16.17 | 3 | FALSE | 0 | 0 | 0 | 0 | 0
Spain | ESP | 2015-05-23 03:00 | 2015-05-23 05:00 | 28.3 | 2015 | 6.68 | 2015-05-31 |  |  |  |  | 3413 | 2026-05-23 04:00 | 45.67 | 16.17 | 4 | FALSE | 0 | 0 | 0 | 0 | 0
Spain | ESP | 2015-05-23 04:00 | 2015-05-23 06:00 | 30.1 | 2015 | 6.68 | 2015-05-31 |  |  |  |  | 3414 | 2026-05-23 05:00 | 46.3 | 16.17 | 5 | FALSE | 0 | 0 | 0 | 0 | 0
Spain | ESP | 2015-05-23 05:00 | 2015-05-23 07:00 | 27.9 | 2015 | 6.68 | 2015-05-31 |  |  |  |  | 3415 | 2026-05-23 06:00 | 50.52 | 16.17 | 6 | FALSE | 0 | 0 | 0 | 0 | 0
Spain | ESP | 2015-05-23 06:00 | 2015-05-23 08:00 | 35 | 2015 | 6.68 | 2015-05-31 |  |  |  |  | 3416 | 2026-05-23 07:00 | 21.17 | 16.17 | 7 | FALSE | 0 | 0 | 0 | 0 | 0
Spain | ESP | 2015-05-23 07:00 | 2015-05-23 09:00 | 39.25 | 2015 | 6.68 | 2015-05-31 |  |  |  |  | 3417 | 2026-05-23 08:00 | 1.6 | 16.17 | 8 | FALSE | 0 | 0 | 0 | 0 | 0
Spain | ESP | 2015-05-23 08:00 | 2015-05-23 10:00 | 42.1 | 2015 | 6.68 | 2015-05-31 |  |  |  |  | 3418 | 2026-05-23 09:00 | -0.33 | 16.17 | 9 | FALSE | 0 | 0 | 0 | 0 | 0
Spain | ESP | 2015-05-23 09:00 | 2015-05-23 11:00 | 42.6 | 2015 | 6.68 | 2015-05-31 |  |  |  |  | 3419 | 2026-05-23 10:00 | -2.07 | 16.17 | 10 | FALSE | 0 | 0 | 0 | 0 | 0
Spain | ESP | 2015-05-23 10:00 | 2015-05-23 12:00 | 43.1 | 2015 | 6.68 | 2015-05-31 |  |  |  |  | 3420 | 2026-05-23 11:00 | -2.1 | 16.17 | 11 | FALSE | 0 | 0 | 0 | 0 | 0
Spain | ESP | 2015-05-23 11:00 | 2015-05-23 13:00 | 43.6 | 2015 | 6.68 | 2015-05-31 |  |  |  |  | 3421 | 2026-05-23 12:00 | -2.1 | 16.17 | 12 | FALSE | 0 | 0 | 0 | 0 | 0
Spain | ESP | 2015-05-23 12:00 | 2015-05-23 14:00 | 39.25 | 2015 | 6.68 | 2015-05-31 |  |  |  |  | 3422 | 2026-05-23 13:00 | -2.1 | 16.17 | 13 | FALSE | 0 | 0 | 0 | 0 | 0
Spain | ESP | 2015-05-23 13:00 | 2015-05-23 15:00 | 35 | 2015 | 6.68 | 2015-05-31 |  |  |  |  | 3423 | 2026-05-23 14:00 | -2.52 | 16.17 | 14 | FALSE | 0 | 0 | 0 | 0 | 0
Spain | ESP | 2015-05-23 14:00 | 2015-05-23 16:00 | 31 | 2015 | 6.68 | 2015-05-31 |  |  |  |  | 3424 | 2026-05-23 15:00 | -1.02 | 16.17 | 15 | FALSE | 0 | 0 | 0 | 0 | 0
Spain | ESP | 2015-05-23 15:00 | 2015-05-23 17:00 | 29 | 2015 | 6.68 | 2015-05-31 |  |  |  |  | 3425 | 2026-05-23 16:00 | -0.37 | 16.17 | 16 | FALSE | 0 | 0 | 0 | 0 | 0
Spain | ESP | 2015-05-23 16:00 | 2015-05-23 18:00 | 29 | 2015 | 6.68 | 2015-05-31 |  |  |  |  | 3426 | 2026-05-23 17:00 | 3.74 | 16.17 | 17 | FALSE | 0 | 0 | 0 | 0 | 0
Spain | ESP | 2015-05-23 17:00 | 2015-05-23 19:00 | 29.57 | 2015 | 6.68 | 2015-05-31 |  |  |  |  | 3427 | 2026-05-23 18:00 | 38.45 | 16.17 | 18 | FALSE | 0 | 0 | 0 | 0 | 0
Spain | ESP | 2015-05-23 18:00 | 2015-05-23 20:00 | 32.6 | 2015 | 6.68 | 2015-05-31 |  |  |  |  | 3428 | 2026-05-23 19:00 | 62.46 | 16.17 | 19 | FALSE | 0 | 0 | 0 | 0 | 0
Spain | ESP | 2015-05-23 19:00 | 2015-05-23 21:00 | 39.25 | 2015 | 6.68 | 2015-05-31 |  |  |  |  | 3429 | 2026-05-23 20:00 | 94.9 | 16.17 | 20 | FALSE | 0 | 0 | 0 | 0 | 0
Spain | ESP | 2015-05-23 20:00 | 2015-05-23 22:00 | 39.25 | 2015 | 6.68 | 2015-05-31 |  |  |  |  | 3430 | 2026-05-23 21:00 | 103.53 | 16.17 | 21 | FALSE | 0 | 0 | 0 | 0 | 0
Spain | ESP | 2015-05-23 21:00 | 2015-05-23 23:00 | 32.4 | 2015 | 6.68 | 2015-05-31 |  |  |  |  | 3431 | 2026-05-23 22:00 | 78.94 | 16.17 | 22 | FALSE | 0 | 0 | 0 | 0 | 0
Spain | ESP | 2015-05-23 22:00 | 2015-05-24 | 30.6 | 2015 | 6.68 | 2015-05-31 |  |  |  |  | 3432 | 2026-05-23 23:00 | 64.07 | 16.17 | 23 | FALSE | 0 | 0 | 0 | 0 | 0
Spain | ESP | 2015-05-23 23:00 | 2015-05-24 01:00 | 26.2 | 2015 | 6.68 | 2015-05-31 |  |  |  |  | 3433 | 2026-05-24 | 43.63 | 16.17 | 24 | TRUE | 89.8 | 21 | -2.1 | 9190 | 8292
Spain | ESP | 2015-05-24 | 2015-05-24 02:00 | 25 | 2015 | 6.68 | 2015-05-31 |  |  |  |  | 3434 | 2026-05-24 01:00 | 35.02 | 16.17 | 1 | FALSE | 0 | 0 | 0 | 0 | 0
Spain | ESP | 2015-05-24 01:00 | 2015-05-24 03:00 | 25.2 | 2015 | 6.68 | 2015-05-31 |  |  |  |  | 3435 | 2026-05-24 02:00 | 35.01 | 16.17 | 2 | FALSE | 0 | 0 | 0 | 0 | 0
Spain | ESP | 2015-05-24 02:00 | 2015-05-24 04:00 | 26.1 | 2015 | 6.68 | 2015-05-31 |  |  |  |  | 3436 | 2026-05-24 03:00 | 35.01 | 16.17 | 3 | FALSE | 0 | 0 | 0 | 0 | 0
Spain | ESP | 2015-05-24 03:00 | 2015-05-24 05:00 | 26.75 | 2015 | 6.68 | 2015-05-31 |  |  |  |  | 3437 | 2026-05-24 04:00 | 35.02 | 16.17 | 4 | FALSE | 0 | 0 | 0 | 0 | 0
Spain | ESP | 2015-05-24 04:00 | 2015-05-24 06:00 | 26.2 | 2015 | 6.68 | 2015-05-31 |  |  |  |  | 3438 | 2026-05-24 05:00 | 35.02 | 16.17 | 5 | FALSE | 0 | 0 | 0 | 0 | 0
Spain | ESP | 2015-05-24 05:00 | 2015-05-24 07:00 | 24.8 | 2015 | 6.68 | 2015-05-31 |  |  |  |  | 3439 | 2026-05-24 06:00 | 33.03 | 16.17 | 6 | FALSE | 0 | 0 | 0 | 0 | 0
Spain | ESP | 2015-05-24 06:00 | 2015-05-24 08:00 | 25 | 2015 | 6.68 | 2015-05-31 |  |  |  |  | 3440 | 2026-05-24 07:00 | 8.69 | 16.17 | 7 | FALSE | 0 | 0 | 0 | 0 | 0
Spain | ESP | 2015-05-24 07:00 | 2015-05-24 09:00 | 26.1 | 2015 | 6.68 | 2015-05-31 |  |  |  |  | 3441 | 2026-05-24 08:00 | -0.03 | 16.17 | 8 | FALSE | 0 | 0 | 0 | 0 | 0
Spain | ESP | 2015-05-24 08:00 | 2015-05-24 10:00 | 28.29 | 2015 | 6.68 | 2015-05-31 |  |  |  |  | 3442 | 2026-05-24 09:00 | -0.82 | 16.17 | 9 | FALSE | 0 | 0 | 0 | 0 | 0
Spain | ESP | 2015-05-24 09:00 | 2015-05-24 11:00 | 35.1 | 2015 | 6.68 | 2015-05-31 |  |  |  |  | 3443 | 2026-05-24 10:00 | -2.02 | 16.17 | 10 | FALSE | 0 | 0 | 0 | 0 | 0
Spain | ESP | 2015-05-24 10:00 | 2015-05-24 12:00 | 39 | 2015 | 6.68 | 2015-05-31 |  |  |  |  | 3444 | 2026-05-24 11:00 | -2.1 | 16.17 | 11 | FALSE | 0 | 0 | 0 | 0 | 0
Spain | ESP | 2015-05-24 11:00 | 2015-05-24 13:00 | 40.1 | 2015 | 6.68 | 2015-05-31 |  |  |  |  | 3445 | 2026-05-24 12:00 | -2.1 | 16.17 | 12 | FALSE | 0 | 0 | 0 | 0 | 0
Spain | ESP | 2015-05-24 12:00 | 2015-05-24 14:00 | 39 | 2015 | 6.68 | 2015-05-31 |  |  |  |  | 3446 | 2026-05-24 13:00 | -2.1 | 16.17 | 13 | FALSE | 0 | 0 | 0 | 0 | 0
Spain | ESP | 2015-05-24 13:00 | 2015-05-24 15:00 | 30.01 | 2015 | 6.68 | 2015-05-31 |  |  |  |  | 3447 | 2026-05-24 14:00 | -2.1 | 16.17 | 14 | FALSE | 0 | 0 | 0 | 0 | 0
Spain | ESP | 2015-05-24 14:00 | 2015-05-24 16:00 | 28.42 | 2015 | 6.68 | 2015-05-31 |  |  |  |  | 3448 | 2026-05-24 15:00 | -1.23 | 16.17 | 15 | FALSE | 0 | 0 | 0 | 0 | 0
Spain | ESP | 2015-05-24 15:00 | 2015-05-24 17:00 | 28 | 2015 | 6.68 | 2015-05-31 |  |  |  |  | 3449 | 2026-05-24 16:00 | -0.01 | 16.17 | 16 | FALSE | 0 | 0 | 0 | 0 | 0
Spain | ESP | 2015-05-24 16:00 | 2015-05-24 18:00 | 28.33 | 2015 | 6.68 | 2015-05-31 |  |  |  |  | 3450 | 2026-05-24 17:00 | 5.04 | 16.17 | 17 | FALSE | 0 | 0 | 0 | 0 | 0
Spain | ESP | 2015-05-24 17:00 | 2015-05-24 19:00 | 28.29 | 2015 | 6.68 | 2015-05-31 |  |  |  |  | 3451 | 2026-05-24 18:00 | 16.4 | 16.17 | 18 | FALSE | 0 | 0 | 0 | 0 | 0
Spain | ESP | 2015-05-24 18:00 | 2015-05-24 20:00 | 37 | 2015 | 6.68 | 2015-05-31 |  |  |  |  | 3452 | 2026-05-24 19:00 | 54.23 | 16.17 | 19 | FALSE | 0 | 0 | 0 | 0 | 0
Spain | ESP | 2015-05-24 19:00 | 2015-05-24 21:00 | 45.1 | 2015 | 6.68 | 2015-05-31 |  |  |  |  | 3453 | 2026-05-24 20:00 | 84.85 | 16.17 | 20 | FALSE | 0 | 0 | 0 | 0 | 0
Spain | ESP | 2015-05-24 20:00 | 2015-05-24 22:00 | 47.85 | 2015 | 6.68 | 2015-05-31 |  |  |  |  | 3454 | 2026-05-24 21:00 | 89.8 | 16.17 | 21 | FALSE | 0 | 0 | 0 | 0 | 0
Spain | ESP | 2015-05-24 21:00 | 2015-05-24 23:00 | 42.95 | 2015 | 6.68 | 2015-05-31 |  |  |  |  | 3455 | 2026-05-24 22:00 | 69.28 | 16.17 | 22 | FALSE | 0 | 0 | 0 | 0 | 0
Spain | ESP | 2015-05-24 22:00 | 2015-05-25 | 42.1 | 2015 | 6.68 | 2015-05-31 |  |  |  |  | 3456 | 2026-05-24 23:00 | 37.98 | 16.17 | 23 | FALSE | 0 | 0 | 0 | 0 | 0
Spain | ESP | 2015-05-24 23:00 | 2015-05-25 01:00 | 38.5 | 2015 | 6.68 | 2015-05-31 |  |  |  |  | 3457 | 2026-05-25 | 34.57 | 16.17 | 24 | TRUE | 108.65 | 21 | -2.1 | 11075 | 9988.5
Spain | ESP | 2015-05-25 | 2015-05-25 02:00 | 38 | 2015 | 6.68 | 2015-05-31 |  |  |  |  | 3458 | 2026-05-25 01:00 | 24.37 | 16.17 | 1 | FALSE | 0 | 0 | 0 | 0 | 0
Spain | ESP | 2015-05-25 01:00 | 2015-05-25 03:00 | 36.58 | 2015 | 6.68 | 2015-05-31 |  |  |  |  | 3459 | 2026-05-25 02:00 | 24.34 | 16.17 | 2 | FALSE | 0 | 0 | 0 | 0 | 0
Spain | ESP | 2015-05-25 02:00 | 2015-05-25 04:00 | 36.58 | 2015 | 6.68 | 2015-05-31 |  |  |  |  | 3460 | 2026-05-25 03:00 | 24.57 | 16.17 | 3 | FALSE | 0 | 0 | 0 | 0 | 0
Spain | ESP | 2015-05-25 03:00 | 2015-05-25 05:00 | 38.5 | 2015 | 6.68 | 2015-05-31 |  |  |  |  | 3461 | 2026-05-25 04:00 | 31.95 | 16.17 | 4 | FALSE | 0 | 0 | 0 | 0 | 0
Spain | ESP | 2015-05-25 04:00 | 2015-05-25 06:00 | 43.54 | 2015 | 6.68 | 2015-05-31 |  |  |  |  | 3462 | 2026-05-25 05:00 | 54.34 | 16.17 | 5 | FALSE | 0 | 0 | 0 | 0 | 0
Spain | ESP | 2015-05-25 05:00 | 2015-05-25 07:00 | 46.17 | 2015 | 6.68 | 2015-05-31 |  |  |  |  | 3463 | 2026-05-25 06:00 | 66.43 | 16.17 | 6 | FALSE | 0 | 0 | 0 | 0 | 0
Spain | ESP | 2015-05-25 06:00 | 2015-05-25 08:00 | 48.1 | 2015 | 6.68 | 2015-05-31 |  |  |  |  | 3464 | 2026-05-25 07:00 | 28.73 | 16.17 | 7 | FALSE | 0 | 0 | 0 | 0 | 0
Spain | ESP | 2015-05-25 07:00 | 2015-05-25 09:00 | 50.03 | 2015 | 6.68 | 2015-05-31 |  |  |  |  | 3465 | 2026-05-25 08:00 | 5 | 16.17 | 8 | FALSE | 0 | 0 | 0 | 0 | 0
Spain | ESP | 2015-05-25 08:00 | 2015-05-25 10:00 | 52 | 2015 | 6.68 | 2015-05-31 |  |  |  |  | 3466 | 2026-05-25 09:00 | -0.14 | 16.17 | 9 | FALSE | 0 | 0 | 0 | 0 | 0
Spain | ESP | 2015-05-25 09:00 | 2015-05-25 11:00 | 52.79 | 2015 | 6.68 | 2015-05-31 |  |  |  |  | 3467 | 2026-05-25 10:00 | -1.08 | 16.17 | 10 | FALSE | 0 | 0 | 0 | 0 | 0
Spain | ESP | 2015-05-25 10:00 | 2015-05-25 12:00 | 55 | 2015 | 6.68 | 2015-05-31 |  |  |  |  | 3468 | 2026-05-25 11:00 | -2 | 16.17 | 11 | FALSE | 0 | 0 | 0 | 0 | 0
Spain | ESP | 2015-05-25 11:00 | 2015-05-25 13:00 | 54.49 | 2015 | 6.68 | 2015-05-31 |  |  |  |  | 3469 | 2026-05-25 12:00 | -2.1 | 16.17 | 12 | FALSE | 0 | 0 | 0 | 0 | 0
Spain | ESP | 2015-05-25 12:00 | 2015-05-25 14:00 | 54.1 | 2015 | 6.68 | 2015-05-31 |  |  |  |  | 3470 | 2026-05-25 13:00 | -2.1 | 16.17 | 13 | FALSE | 0 | 0 | 0 | 0 | 0
Spain | ESP | 2015-05-25 13:00 | 2015-05-25 15:00 | 53.05 | 2015 | 6.68 | 2015-05-31 |  |  |  |  | 3471 | 2026-05-25 14:00 | -1.92 | 16.17 | 14 | FALSE | 0 | 0 | 0 | 0 | 0
Spain | ESP | 2015-05-25 14:00 | 2015-05-25 16:00 | 52.1 | 2015 | 6.68 | 2015-05-31 |  |  |  |  | 3472 | 2026-05-25 15:00 | -0.72 | 16.17 | 15 | FALSE | 0 | 0 | 0 | 0 | 0
Spain | ESP | 2015-05-25 15:00 | 2015-05-25 17:00 | 53.05 | 2015 | 6.68 | 2015-05-31 |  |  |  |  | 3473 | 2026-05-25 16:00 | -0.01 | 16.17 | 16 | FALSE | 0 | 0 | 0 | 0 | 0
Spain | ESP | 2015-05-25 16:00 | 2015-05-25 18:00 | 51.77 | 2015 | 6.68 | 2015-05-31 |  |  |  |  | 3474 | 2026-05-25 17:00 | 4.54 | 16.17 | 17 | FALSE | 0 | 0 | 0 | 0 | 0
Spain | ESP | 2015-05-25 17:00 | 2015-05-25 19:00 | 50.04 | 2015 | 6.68 | 2015-05-31 |  |  |  |  | 3475 | 2026-05-25 18:00 | 39.62 | 16.17 | 18 | FALSE | 0 | 0 | 0 | 0 | 0
Spain | ESP | 2015-05-25 18:00 | 2015-05-25 20:00 | 51.3 | 2015 | 6.68 | 2015-05-31 |  |  |  |  | 3476 | 2026-05-25 19:00 | 88.11 | 16.17 | 19 | FALSE | 0 | 0 | 0 | 0 | 0
Spain | ESP | 2015-05-25 19:00 | 2015-05-25 21:00 | 56 | 2015 | 6.68 | 2015-05-31 |  |  |  |  | 3477 | 2026-05-25 20:00 | 108.1 | 16.17 | 20 | FALSE | 0 | 0 | 0 | 0 | 0
Spain | ESP | 2015-05-25 20:00 | 2015-05-25 22:00 | 53.85 | 2015 | 6.68 | 2015-05-31 |  |  |  |  | 3478 | 2026-05-25 21:00 | 108.65 | 16.17 | 21 | FALSE | 0 | 0 | 0 | 0 | 0
Spain | ESP | 2015-05-25 21:00 | 2015-05-25 23:00 | 49.98 | 2015 | 6.68 | 2015-05-31 |  |  |  |  | 3479 | 2026-05-25 22:00 | 89.96 | 16.17 | 22 | FALSE | 0 | 0 | 0 | 0 | 0
Spain | ESP | 2015-05-25 22:00 | 2015-05-26 | 49.98 | 2015 | 6.68 | 2015-05-31 |  |  |  |  | 3480 | 2026-05-25 23:00 | 93.01 | 16.17 | 23 | FALSE | 0 | 0 | 0 | 0 | 0
Spain | ESP | 2015-05-25 23:00 | 2015-05-26 01:00 | 44.88 | 2015 | 6.68 | 2015-05-31 |  |  |  |  | 3481 | 2026-05-26 | 87.26 | 16.17 | 24 | TRUE | 151.21 | 20 | -0.17 | 15138 | 13625.9
Spain | ESP | 2015-05-26 | 2015-05-26 02:00 | 40.5 | 2015 | 6.68 | 2015-05-31 |  |  |  |  | 3482 | 2026-05-26 01:00 | 82.42 | 16.17 | 1 | FALSE | 0 | 0 | 0 | 0 | 0
Spain | ESP | 2015-05-26 01:00 | 2015-05-26 03:00 | 39.74 | 2015 | 6.68 | 2015-05-31 |  |  |  |  | 3483 | 2026-05-26 02:00 | 81.88 | 16.17 | 2 | FALSE | 0 | 0 | 0 | 0 | 0
Spain | ESP | 2015-05-26 02:00 | 2015-05-26 04:00 | 39.74 | 2015 | 6.68 | 2015-05-31 |  |  |  |  | 3484 | 2026-05-26 03:00 | 81.82 | 16.17 | 3 | FALSE | 0 | 0 | 0 | 0 | 0
Spain | ESP | 2015-05-26 03:00 | 2015-05-26 05:00 | 42.1 | 2015 | 6.68 | 2015-05-31 |  |  |  |  | 3485 | 2026-05-26 04:00 | 83.52 | 16.17 | 4 | FALSE | 0 | 0 | 0 | 0 | 0
Spain | ESP | 2015-05-26 04:00 | 2015-05-26 06:00 | 44.1 | 2015 | 6.68 | 2015-05-31 |  |  |  |  | 3486 | 2026-05-26 05:00 | 104.24 | 16.17 | 5 | FALSE | 0 | 0 | 0 | 0 | 0
Spain | ESP | 2015-05-26 05:00 | 2015-05-26 07:00 | 47.97 | 2015 | 6.68 | 2015-05-31 |  |  |  |  | 3487 | 2026-05-26 06:00 | 105.58 | 16.17 | 6 | FALSE | 0 | 0 | 0 | 0 | 0
Spain | ESP | 2015-05-26 06:00 | 2015-05-26 08:00 | 50.6 | 2015 | 6.68 | 2015-05-31 |  |  |  |  | 3488 | 2026-05-26 07:00 | 77.85 | 16.17 | 7 | FALSE | 0 | 0 | 0 | 0 | 0
Spain | ESP | 2015-05-26 07:00 | 2015-05-26 09:00 | 51.69 | 2015 | 6.68 | 2015-05-31 |  |  |  |  | 3489 | 2026-05-26 08:00 | 19.98 | 16.17 | 8 | FALSE | 0 | 0 | 0 | 0 | 0
Spain | ESP | 2015-05-26 08:00 | 2015-05-26 10:00 | 51.69 | 2015 | 6.68 | 2015-05-31 |  |  |  |  | 3490 | 2026-05-26 09:00 | 0.97 | 16.17 | 9 | FALSE | 0 | 0 | 0 | 0 | 0
Spain | ESP | 2015-05-26 09:00 | 2015-05-26 11:00 | 51.25 | 2015 | 6.68 | 2015-05-31 |  |  |  |  | 3491 | 2026-05-26 10:00 | 0 | 16.17 | 10 | FALSE | 0 | 0 | 0 | 0 | 0
Spain | ESP | 2015-05-26 10:00 | 2015-05-26 12:00 | 51.25 | 2015 | 6.68 | 2015-05-31 |  |  |  |  | 3492 | 2026-05-26 11:00 | -0.01 | 16.17 | 11 | FALSE | 0 | 0 | 0 | 0 | 0
Spain | ESP | 2015-05-26 11:00 | 2015-05-26 13:00 | 50.1 | 2015 | 6.68 | 2015-05-31 |  |  |  |  | 3493 | 2026-05-26 12:00 | -0.1 | 16.17 | 12 | FALSE | 0 | 0 | 0 | 0 | 0
Spain | ESP | 2015-05-26 12:00 | 2015-05-26 14:00 | 48.35 | 2015 | 6.68 | 2015-05-31 |  |  |  |  | 3494 | 2026-05-26 13:00 | -0.17 | 16.17 | 13 | FALSE | 0 | 0 | 0 | 0 | 0
Spain | ESP | 2015-05-26 13:00 | 2015-05-26 15:00 | 48.35 | 2015 | 6.68 | 2015-05-31 |  |  |  |  | 3495 | 2026-05-26 14:00 | -0.02 | 16.17 | 14 | FALSE | 0 | 0 | 0 | 0 | 0
Spain | ESP | 2015-05-26 14:00 | 2015-05-26 16:00 | 49.05 | 2015 | 6.68 | 2015-05-31 |  |  |  |  | 3496 | 2026-05-26 15:00 | 0 | 16.17 | 15 | FALSE | 0 | 0 | 0 | 0 | 0
Spain | ESP | 2015-05-26 15:00 | 2015-05-26 17:00 | 49.69 | 2015 | 6.68 | 2015-05-31 |  |  |  |  | 3497 | 2026-05-26 16:00 | 0.84 | 16.17 | 16 | FALSE | 0 | 0 | 0 | 0 | 0
Spain | ESP | 2015-05-26 16:00 | 2015-05-26 18:00 | 48.18 | 2015 | 6.68 | 2015-05-31 |  |  |  |  | 3498 | 2026-05-26 17:00 | 16.29 | 16.17 | 17 | FALSE | 0 | 0 | 0 | 0 | 0
Spain | ESP | 2015-05-26 17:00 | 2015-05-26 19:00 | 47.02 | 2015 | 6.68 | 2015-05-31 |  |  |  |  | 3499 | 2026-05-26 18:00 | 64.52 | 16.17 | 18 | FALSE | 0 | 0 | 0 | 0 | 0
Spain | ESP | 2015-05-26 18:00 | 2015-05-26 20:00 | 48.35 | 2015 | 6.68 | 2015-05-31 |  |  |  |  | 3500 | 2026-05-26 19:00 | 118.23 | 16.17 | 19 | FALSE | 0 | 0 | 0 | 0 | 0
Spain | ESP | 2015-05-26 19:00 | 2015-05-26 21:00 | 52.42 | 2015 | 6.68 | 2015-05-31 |  |  |  |  | 3501 | 2026-05-26 20:00 | 151.21 | 16.17 | 20 | FALSE | 0 | 0 | 0 | 0 | 0
Spain | ESP | 2015-05-26 20:00 | 2015-05-26 22:00 | 49.98 | 2015 | 6.68 | 2015-05-31 |  |  |  |  | 3502 | 2026-05-26 21:00 | 149.99 | 16.17 | 21 | FALSE | 0 | 0 | 0 | 0 | 0
Spain | ESP | 2015-05-26 21:00 | 2015-05-26 23:00 | 45.01 | 2015 | 6.68 | 2015-05-31 |  |  |  |  | 3503 | 2026-05-26 22:00 | 129.49 | 16.17 | 22 | FALSE | 0 | 0 | 0 | 0 | 0
Spain | ESP | 2015-05-26 22:00 | 2015-05-27 | 47.08 | 2015 | 6.68 | 2015-05-31 |  |  |  |  | 3504 | 2026-05-26 23:00 | 134.02 | 16.17 | 23 | FALSE | 0 | 0 | 0 | 0 | 0
Spain | ESP | 2015-05-26 23:00 | 2015-05-27 01:00 | 39.5 | 2015 | 6.68 | 2015-05-31 |  |  |  |  | 3505 | 2026-05-27 | 124.44 | 16.17 | 24 | TRUE | 142.6 | 20 | -0.01 | 14261 | 12835
Spain | ESP | 2015-05-27 | 2015-05-27 02:00 | 36.19 | 2015 | 6.68 | 2015-05-31 |  |  |  |  | 3506 | 2026-05-27 01:00 | 114.03 | 16.17 | 1 | FALSE | 0 | 0 | 0 | 0 | 0
Spain | ESP | 2015-05-27 01:00 | 2015-05-27 03:00 | 35 | 2015 | 6.68 | 2015-05-31 |  |  |  |  | 3507 | 2026-05-27 02:00 | 110.1 | 16.17 | 2 | FALSE | 0 | 0 | 0 | 0 | 0
Spain | ESP | 2015-05-27 02:00 | 2015-05-27 04:00 | 35 | 2015 | 6.68 | 2015-05-31 |  |  |  |  | 3508 | 2026-05-27 03:00 | 109.41 | 16.17 | 3 | FALSE | 0 | 0 | 0 | 0 | 0
Spain | ESP | 2015-05-27 03:00 | 2015-05-27 05:00 | 35.65 | 2015 | 6.68 | 2015-05-31 |  |  |  |  | 3509 | 2026-05-27 04:00 | 111.98 | 16.17 | 4 | FALSE | 0 | 0 | 0 | 0 | 0
Spain | ESP | 2015-05-27 04:00 | 2015-05-27 06:00 | 39.74 | 2015 | 6.68 | 2015-05-31 |  |  |  |  | 3510 | 2026-05-27 05:00 | 122.37 | 16.17 | 5 | FALSE | 0 | 0 | 0 | 0 | 0
Spain | ESP | 2015-05-27 05:00 | 2015-05-27 07:00 | 49.98 | 2015 | 6.68 | 2015-05-31 |  |  |  |  | 3511 | 2026-05-27 06:00 | 124.29 | 16.17 | 6 | FALSE | 0 | 0 | 0 | 0 | 0
Spain | ESP | 2015-05-27 06:00 | 2015-05-27 08:00 | 52.25 | 2015 | 6.68 | 2015-05-31 |  |  |  |  | 3512 | 2026-05-27 07:00 | 103 | 16.17 | 7 | FALSE | 0 | 0 | 0 | 0 | 0
Spain | ESP | 2015-05-27 07:00 | 2015-05-27 09:00 | 52.1 | 2015 | 6.68 | 2015-05-31 |  |  |  |  | 3513 | 2026-05-27 08:00 | 40.3 | 16.17 | 8 | FALSE | 0 | 0 | 0 | 0 | 0
Spain | ESP | 2015-05-27 08:00 | 2015-05-27 10:00 | 51.25 | 2015 | 6.68 | 2015-05-31 |  |  |  |  | 3514 | 2026-05-27 09:00 | 3.96 | 16.17 | 9 | FALSE | 0 | 0 | 0 | 0 | 0
Spain | ESP | 2015-05-27 09:00 | 2015-05-27 11:00 | 52.25 | 2015 | 6.68 | 2015-05-31 |  |  |  |  | 3515 | 2026-05-27 10:00 | 0.28 | 16.17 | 10 | FALSE | 0 | 0 | 0 | 0 | 0
Spain | ESP | 2015-05-27 10:00 | 2015-05-27 12:00 | 53.25 | 2015 | 6.68 | 2015-05-31 |  |  |  |  | 3516 | 2026-05-27 11:00 | 0 | 16.17 | 11 | FALSE | 0 | 0 | 0 | 0 | 0
Spain | ESP | 2015-05-27 11:00 | 2015-05-27 13:00 | 54.1 | 2015 | 6.68 | 2015-05-31 |  |  |  |  | 3517 | 2026-05-27 12:00 | 0 | 16.17 | 12 | FALSE | 0 | 0 | 0 | 0 | 0
Spain | ESP | 2015-05-27 12:00 | 2015-05-27 14:00 | 52.5 | 2015 | 6.68 | 2015-05-31 |  |  |  |  | 3518 | 2026-05-27 13:00 | -0.01 | 16.17 | 13 | FALSE | 0 | 0 | 0 | 0 | 0
Spain | ESP | 2015-05-27 13:00 | 2015-05-27 15:00 | 53 | 2015 | 6.68 | 2015-05-31 |  |  |  |  | 3519 | 2026-05-27 14:00 | 0 | 16.17 | 14 | FALSE | 0 | 0 | 0 | 0 | 0
Spain | ESP | 2015-05-27 14:00 | 2015-05-27 16:00 | 53.69 | 2015 | 6.68 | 2015-05-31 |  |  |  |  | 3520 | 2026-05-27 15:00 | 0.34 | 16.17 | 15 | FALSE | 0 | 0 | 0 | 0 | 0
Spain | ESP | 2015-05-27 15:00 | 2015-05-27 17:00 | 53.7 | 2015 | 6.68 | 2015-05-31 |  |  |  |  | 3521 | 2026-05-27 16:00 | 2.72 | 16.17 | 16 | FALSE | 0 | 0 | 0 | 0 | 0
Spain | ESP | 2015-05-27 16:00 | 2015-05-27 18:00 | 53.25 | 2015 | 6.68 | 2015-05-31 |  |  |  |  | 3522 | 2026-05-27 17:00 | 25.82 | 16.17 | 17 | FALSE | 0 | 0 | 0 | 0 | 0
Spain | ESP | 2015-05-27 17:00 | 2015-05-27 19:00 | 52.93 | 2015 | 6.68 | 2015-05-31 |  |  |  |  | 3523 | 2026-05-27 18:00 | 69.39 | 16.17 | 18 | FALSE | 0 | 0 | 0 | 0 | 0
Spain | ESP | 2015-05-27 18:00 | 2015-05-27 20:00 | 53.07 | 2015 | 6.68 | 2015-05-31 |  |  |  |  | 3524 | 2026-05-27 19:00 | 119.16 | 16.17 | 19 | FALSE | 0 | 0 | 0 | 0 | 0
Spain | ESP | 2015-05-27 19:00 | 2015-05-27 21:00 | 55.51 | 2015 | 6.68 | 2015-05-31 |  |  |  |  | 3525 | 2026-05-27 20:00 | 142.6 | 16.17 | 20 | FALSE | 0 | 0 | 0 | 0 | 0
Spain | ESP | 2015-05-27 20:00 | 2015-05-27 22:00 | 53.25 | 2015 | 6.68 | 2015-05-31 |  |  |  |  | 3526 | 2026-05-27 21:00 | 136.28 | 16.17 | 21 | FALSE | 0 | 0 | 0 | 0 | 0
Spain | ESP | 2015-05-27 21:00 | 2015-05-27 23:00 | 51 | 2015 | 6.68 | 2015-05-31 |  |  |  |  | 3527 | 2026-05-27 22:00 | 120.13 | 16.17 | 22 | FALSE | 0 | 0 | 0 | 0 | 0
Spain | ESP | 2015-05-27 22:00 | 2015-05-28 | 50.8 | 2015 | 6.68 | 2015-05-31 |  |  |  |  | 3528 | 2026-05-27 23:00 | 109.97 | 16.17 | 23 | FALSE | 0 | 0 | 0 | 0 | 0
Spain | ESP | 2015-05-27 23:00 | 2015-05-28 01:00 | 48.1 | 2015 | 6.68 | 2015-05-31 |  |  |  |  | 3529 | 2026-05-28 | 107.45 | 16.17 | 24 | TRUE | 159.6 | 20 | 0 | 15960 | 14364
Spain | ESP | 2015-05-28 | 2015-05-28 02:00 | 45.93 | 2015 | 6.68 | 2015-05-31 |  |  |  |  | 3530 | 2026-05-28 01:00 | 104.38 | 16.17 | 1 | FALSE | 0 | 0 | 0 | 0 | 0
Spain | ESP | 2015-05-28 01:00 | 2015-05-28 03:00 | 44.72 | 2015 | 6.68 | 2015-05-31 |  |  |  |  | 3531 | 2026-05-28 02:00 | 104.36 | 16.17 | 2 | FALSE | 0 | 0 | 0 | 0 | 0
Spain | ESP | 2015-05-28 02:00 | 2015-05-28 04:00 | 44.72 | 2015 | 6.68 | 2015-05-31 |  |  |  |  | 3532 | 2026-05-28 03:00 | 106 | 16.17 | 3 | FALSE | 0 | 0 | 0 | 0 | 0
Spain | ESP | 2015-05-28 03:00 | 2015-05-28 05:00 | 46.39 | 2015 | 6.68 | 2015-05-31 |  |  |  |  | 3533 | 2026-05-28 04:00 | 113.75 | 16.17 | 4 | FALSE | 0 | 0 | 0 | 0 | 0
Spain | ESP | 2015-05-28 04:00 | 2015-05-28 06:00 | 52 | 2015 | 6.68 | 2015-05-31 |  |  |  |  | 3534 | 2026-05-28 05:00 | 126.9 | 16.17 | 5 | FALSE | 0 | 0 | 0 | 0 | 0
Spain | ESP | 2015-05-28 05:00 | 2015-05-28 07:00 | 54.05 | 2015 | 6.68 | 2015-05-31 |  |  |  |  | 3535 | 2026-05-28 06:00 | 122.63 | 16.17 | 6 | FALSE | 0 | 0 | 0 | 0 | 0
Spain | ESP | 2015-05-28 06:00 | 2015-05-28 08:00 | 55 | 2015 | 6.68 | 2015-05-31 |  |  |  |  | 3536 | 2026-05-28 07:00 | 104.15 | 16.17 | 7 | FALSE | 0 | 0 | 0 | 0 | 0
Spain | ESP | 2015-05-28 07:00 | 2015-05-28 09:00 | 55.97 | 2015 | 6.68 | 2015-05-31 |  |  |  |  | 3537 | 2026-05-28 08:00 | 52.72 | 16.17 | 8 | FALSE | 0 | 0 | 0 | 0 | 0
Spain | ESP | 2015-05-28 08:00 | 2015-05-28 10:00 | 56.15 | 2015 | 6.68 | 2015-05-31 |  |  |  |  | 3538 | 2026-05-28 09:00 | 14.19 | 16.17 | 9 | FALSE | 0 | 0 | 0 | 0 | 0
Spain | ESP | 2015-05-28 09:00 | 2015-05-28 11:00 | 56.15 | 2015 | 6.68 | 2015-05-31 |  |  |  |  | 3539 | 2026-05-28 10:00 | 0.57 | 16.17 | 10 | FALSE | 0 | 0 | 0 | 0 | 0
Spain | ESP | 2015-05-28 10:00 | 2015-05-28 12:00 | 56.5 | 2015 | 6.68 | 2015-05-31 |  |  |  |  | 3540 | 2026-05-28 11:00 | 0.01 | 16.17 | 11 | FALSE | 0 | 0 | 0 | 0 | 0
Spain | ESP | 2015-05-28 11:00 | 2015-05-28 13:00 | 56.15 | 2015 | 6.68 | 2015-05-31 |  |  |  |  | 3541 | 2026-05-28 12:00 | 0 | 16.17 | 12 | FALSE | 0 | 0 | 0 | 0 | 0
Spain | ESP | 2015-05-28 12:00 | 2015-05-28 14:00 | 54.3 | 2015 | 6.68 | 2015-05-31 |  |  |  |  | 3542 | 2026-05-28 13:00 | 0.01 | 16.17 | 13 | FALSE | 0 | 0 | 0 | 0 | 0
Spain | ESP | 2015-05-28 13:00 | 2015-05-28 15:00 | 54.05 | 2015 | 6.68 | 2015-05-31 |  |  |  |  | 3543 | 2026-05-28 14:00 | 0.42 | 16.17 | 14 | FALSE | 0 | 0 | 0 | 0 | 0
Spain | ESP | 2015-05-28 14:00 | 2015-05-28 16:00 | 54.05 | 2015 | 6.68 | 2015-05-31 |  |  |  |  | 3544 | 2026-05-28 15:00 | 2.19 | 16.17 | 15 | FALSE | 0 | 0 | 0 | 0 | 0
Spain | ESP | 2015-05-28 15:00 | 2015-05-28 17:00 | 54.1 | 2015 | 6.68 | 2015-05-31 |  |  |  |  | 3545 | 2026-05-28 16:00 | 14.6 | 16.17 | 16 | FALSE | 0 | 0 | 0 | 0 | 0
Spain | ESP | 2015-05-28 16:00 | 2015-05-28 18:00 | 54.05 | 2015 | 6.68 | 2015-05-31 |  |  |  |  | 3546 | 2026-05-28 17:00 | 47.06 | 16.17 | 17 | FALSE | 0 | 0 | 0 | 0 | 0
Spain | ESP | 2015-05-28 17:00 | 2015-05-28 19:00 | 53.51 | 2015 | 6.68 | 2015-05-31 |  |  |  |  | 3547 | 2026-05-28 18:00 | 89.12 | 16.17 | 18 | FALSE | 0 | 0 | 0 | 0 | 0
Spain | ESP | 2015-05-28 18:00 | 2015-05-28 20:00 | 53.46 | 2015 | 6.68 | 2015-05-31 |  |  |  |  | 3548 | 2026-05-28 19:00 | 129.33 | 16.17 | 19 | FALSE | 0 | 0 | 0 | 0 | 0
Spain | ESP | 2015-05-28 19:00 | 2015-05-28 21:00 | 57 | 2015 | 6.68 | 2015-05-31 |  |  |  |  | 3549 | 2026-05-28 20:00 | 159.6 | 16.17 | 20 | FALSE | 0 | 0 | 0 | 0 | 0
Spain | ESP | 2015-05-28 20:00 | 2015-05-28 22:00 | 54.98 | 2015 | 6.68 | 2015-05-31 |  |  |  |  | 3550 | 2026-05-28 21:00 | 155.22 | 16.17 | 21 | FALSE | 0 | 0 | 0 | 0 | 0
Spain | ESP | 2015-05-28 21:00 | 2015-05-28 23:00 | 52 | 2015 | 6.68 | 2015-05-31 |  |  |  |  | 3551 | 2026-05-28 22:00 | 134.98 | 16.17 | 22 | FALSE | 0 | 0 | 0 | 0 | 0
Spain | ESP | 2015-05-28 22:00 | 2015-05-29 | 51 | 2015 | 6.68 | 2015-05-31 |  |  |  |  | 3552 | 2026-05-28 23:00 | 132.61 | 16.17 | 23 | FALSE | 0 | 0 | 0 | 0 | 0
Spain | ESP | 2015-05-28 23:00 | 2015-05-29 01:00 | 46.5 | 2015 | 6.68 | 2015-05-31 |  |  |  |  | 3553 | 2026-05-29 | 125.74 | 16.17 | 24 | TRUE | 152.45 | 21 | 0.2 | 15225 | 13700.5
Spain | ESP | 2015-05-29 | 2015-05-29 02:00 | 45.08 | 2015 | 6.68 | 2015-05-31 |  |  |  |  | 3554 | 2026-05-29 01:00 | 120.67 | 16.17 | 1 | FALSE | 0 | 0 | 0 | 0 | 0
Spain | ESP | 2015-05-29 01:00 | 2015-05-29 03:00 | 45.08 | 2015 | 6.68 | 2015-05-31 |  |  |  |  | 3555 | 2026-05-29 02:00 | 114.84 | 16.17 | 2 | FALSE | 0 | 0 | 0 | 0 | 0
Spain | ESP | 2015-05-29 02:00 | 2015-05-29 04:00 | 47.08 | 2015 | 6.68 | 2015-05-31 |  |  |  |  | 3556 | 2026-05-29 03:00 | 111.19 | 16.17 | 3 | FALSE | 0 | 0 | 0 | 0 | 0
Spain | ESP | 2015-05-29 03:00 | 2015-05-29 05:00 | 51.49 | 2015 | 6.68 | 2015-05-31 |  |  |  |  | 3557 | 2026-05-29 04:00 | 117.84 | 16.17 | 4 | FALSE | 0 | 0 | 0 | 0 | 0
Spain | ESP | 2015-05-29 04:00 | 2015-05-29 06:00 | 52.42 | 2015 | 6.68 | 2015-05-31 |  |  |  |  | 3558 | 2026-05-29 05:00 | 126.36 | 16.17 | 5 | FALSE | 0 | 0 | 0 | 0 | 0
Spain | ESP | 2015-05-29 05:00 | 2015-05-29 07:00 | 55.97 | 2015 | 6.68 | 2015-05-31 |  |  |  |  | 3559 | 2026-05-29 06:00 | 126 | 16.17 | 6 | FALSE | 0 | 0 | 0 | 0 | 0
Spain | ESP | 2015-05-29 06:00 | 2015-05-29 08:00 | 58 | 2015 | 6.68 | 2015-05-31 |  |  |  |  | 3560 | 2026-05-29 07:00 | 108.58 | 16.17 | 7 | FALSE | 0 | 0 | 0 | 0 | 0
Spain | ESP | 2015-05-29 07:00 | 2015-05-29 09:00 | 59.95 | 2015 | 6.68 | 2015-05-31 |  |  |  |  | 3561 | 2026-05-29 08:00 | 61.7 | 16.17 | 8 | FALSE | 0 | 0 | 0 | 0 | 0
Spain | ESP | 2015-05-29 08:00 | 2015-05-29 10:00 | 60.69 | 2015 | 6.68 | 2015-05-31 |  |  |  |  | 3562 | 2026-05-29 09:00 | 15.92 | 16.17 | 9 | FALSE | 0 | 0 | 0 | 0 | 0
Spain | ESP | 2015-05-29 09:00 | 2015-05-29 11:00 | 60.69 | 2015 | 6.68 | 2015-05-31 |  |  |  |  | 3563 | 2026-05-29 10:00 | 2.25 | 16.17 | 10 | FALSE | 0 | 0 | 0 | 0 | 0
Spain | ESP | 2015-05-29 10:00 | 2015-05-29 12:00 | 61.19 | 2015 | 6.68 | 2015-05-31 |  |  |  |  | 3564 | 2026-05-29 11:00 | 0.55 | 16.17 | 11 | FALSE | 0 | 0 | 0 | 0 | 0
Spain | ESP | 2015-05-29 11:00 | 2015-05-29 13:00 | 60.1 | 2015 | 6.68 | 2015-05-31 |  |  |  |  | 3565 | 2026-05-29 12:00 | 0.2 | 16.17 | 12 | FALSE | 0 | 0 | 0 | 0 | 0
Spain | ESP | 2015-05-29 12:00 | 2015-05-29 14:00 | 57.84 | 2015 | 6.68 | 2015-05-31 |  |  |  |  | 3566 | 2026-05-29 13:00 | 0.84 | 16.17 | 13 | FALSE | 0 | 0 | 0 | 0 | 0
Spain | ESP | 2015-05-29 13:00 | 2015-05-29 15:00 | 56.57 | 2015 | 6.68 | 2015-05-31 |  |  |  |  | 3567 | 2026-05-29 14:00 | 1.46 | 16.17 | 14 | FALSE | 0 | 0 | 0 | 0 | 0
Spain | ESP | 2015-05-29 14:00 | 2015-05-29 16:00 | 56.23 | 2015 | 6.68 | 2015-05-31 |  |  |  |  | 3568 | 2026-05-29 15:00 | 7.71 | 16.17 | 15 | FALSE | 0 | 0 | 0 | 0 | 0
Spain | ESP | 2015-05-29 15:00 | 2015-05-29 17:00 | 55.97 | 2015 | 6.68 | 2015-05-31 |  |  |  |  | 3569 | 2026-05-29 16:00 | 26.95 | 16.17 | 16 | FALSE | 0 | 0 | 0 | 0 | 0
Spain | ESP | 2015-05-29 16:00 | 2015-05-29 18:00 | 54.05 | 2015 | 6.68 | 2015-05-31 |  |  |  |  | 3570 | 2026-05-29 17:00 | 62.83 | 16.17 | 17 | FALSE | 0 | 0 | 0 | 0 | 0
Spain | ESP | 2015-05-29 17:00 | 2015-05-29 19:00 | 54.01 | 2015 | 6.68 | 2015-05-31 |  |  |  |  | 3571 | 2026-05-29 18:00 | 93.93 | 16.17 | 18 | FALSE | 0 | 0 | 0 | 0 | 0
Spain | ESP | 2015-05-29 18:00 | 2015-05-29 20:00 | 54.05 | 2015 | 6.68 | 2015-05-31 |  |  |  |  | 3572 | 2026-05-29 19:00 | 121.82 | 16.17 | 19 | FALSE | 0 | 0 | 0 | 0 | 0
Spain | ESP | 2015-05-29 19:00 | 2015-05-29 21:00 | 56.9 | 2015 | 6.68 | 2015-05-31 |  |  |  |  | 3573 | 2026-05-29 20:00 | 150.2 | 16.17 | 20 | FALSE | 0 | 0 | 0 | 0 | 0
Spain | ESP | 2015-05-29 20:00 | 2015-05-29 22:00 | 56 | 2015 | 6.68 | 2015-05-31 |  |  |  |  | 3574 | 2026-05-29 21:00 | 152.45 | 16.17 | 21 | FALSE | 0 | 0 | 0 | 0 | 0
Spain | ESP | 2015-05-29 21:00 | 2015-05-29 23:00 | 53.12 | 2015 | 6.68 | 2015-05-31 |  |  |  |  | 3575 | 2026-05-29 22:00 | 127.61 | 16.17 | 22 | FALSE | 0 | 0 | 0 | 0 | 0
Spain | ESP | 2015-05-29 22:00 | 2015-05-30 | 54.05 | 2015 | 6.68 | 2015-05-31 |  |  |  |  | 3576 | 2026-05-29 23:00 | 123.3 | 16.17 | 23 | FALSE | 0 | 0 | 0 | 0 | 0
Spain | ESP | 2015-05-29 23:00 | 2015-05-30 01:00 | 52.25 | 2015 | 6.68 | 2015-05-31 |  |  |  |  | 3577 | 2026-05-30 | 111.86 | 16.17 | 24 | TRUE | 115.34 | 4 | -0.11 | 11545 | 10391.6
Spain | ESP | 2015-05-30 | 2015-05-30 02:00 | 51.25 | 2015 | 6.68 | 2015-05-31 |  |  |  |  | 3578 | 2026-05-30 01:00 | 107.12 | 16.17 | 1 | FALSE | 0 | 0 | 0 | 0 | 0
Spain | ESP | 2015-05-30 01:00 | 2015-05-30 03:00 | 50 | 2015 | 6.68 | 2015-05-31 |  |  |  |  | 3579 | 2026-05-30 02:00 | 104.86 | 16.17 | 2 | FALSE | 0 | 0 | 0 | 0 | 0
Spain | ESP | 2015-05-30 02:00 | 2015-05-30 04:00 | 50 | 2015 | 6.68 | 2015-05-31 |  |  |  |  | 3580 | 2026-05-30 03:00 | 114.7 | 16.17 | 3 | FALSE | 0 | 0 | 0 | 0 | 0
Spain | ESP | 2015-05-30 03:00 | 2015-05-30 05:00 | 50.1 | 2015 | 6.68 | 2015-05-31 |  |  |  |  | 3581 | 2026-05-30 04:00 | 115.34 | 16.17 | 4 | FALSE | 0 | 0 | 0 | 0 | 0
Spain | ESP | 2015-05-30 04:00 | 2015-05-30 06:00 | 50.35 | 2015 | 6.68 | 2015-05-31 |  |  |  |  | 3582 | 2026-05-30 05:00 | 111.2 | 16.17 | 5 | FALSE | 0 | 0 | 0 | 0 | 0
Spain | ESP | 2015-05-30 05:00 | 2015-05-30 07:00 | 49.98 | 2015 | 6.68 | 2015-05-31 |  |  |  |  | 3583 | 2026-05-30 06:00 | 102.98 | 16.17 | 6 | FALSE | 0 | 0 | 0 | 0 | 0
Spain | ESP | 2015-05-30 06:00 | 2015-05-30 08:00 | 51.49 | 2015 | 6.68 | 2015-05-31 |  |  |  |  | 3584 | 2026-05-30 07:00 | 61.68 | 16.17 | 7 | FALSE | 0 | 0 | 0 | 0 | 0
Spain | ESP | 2015-05-30 07:00 | 2015-05-30 09:00 | 52.6 | 2015 | 6.68 | 2015-05-31 |  |  |  |  | 3585 | 2026-05-30 08:00 | 20.3 | 16.17 | 8 | FALSE | 0 | 0 | 0 | 0 | 0
Spain | ESP | 2015-05-30 08:00 | 2015-05-30 10:00 | 54.23 | 2015 | 6.68 | 2015-05-31 |  |  |  |  | 3586 | 2026-05-30 09:00 | 2.46 | 16.17 | 9 | FALSE | 0 | 0 | 0 | 0 | 0
Spain | ESP | 2015-05-30 09:00 | 2015-05-30 11:00 | 55.95 | 2015 | 6.68 | 2015-05-31 |  |  |  |  | 3587 | 2026-05-30 10:00 | 0 | 16.17 | 10 | FALSE | 0 | 0 | 0 | 0 | 0
Spain | ESP | 2015-05-30 10:00 | 2015-05-30 12:00 | 54.05 | 2015 | 6.68 | 2015-05-31 |  |  |  |  | 3588 | 2026-05-30 11:00 | -0.01 | 16.17 | 11 | FALSE | 0 | 0 | 0 | 0 | 0
Spain | ESP | 2015-05-30 11:00 | 2015-05-30 13:00 | 52.53 | 2015 | 6.68 | 2015-05-31 |  |  |  |  | 3589 | 2026-05-30 12:00 | -0.08 | 16.17 | 12 | FALSE | 0 | 0 | 0 | 0 | 0
Spain | ESP | 2015-05-30 12:00 | 2015-05-30 14:00 | 51.49 | 2015 | 6.68 | 2015-05-31 |  |  |  |  | 3590 | 2026-05-30 13:00 | -0.11 | 16.17 | 13 | FALSE | 0 | 0 | 0 | 0 | 0
Spain | ESP | 2015-05-30 13:00 | 2015-05-30 15:00 | 50.39 | 2015 | 6.68 | 2015-05-31 |  |  |  |  | 3591 | 2026-05-30 14:00 | -0.01 | 16.17 | 14 | FALSE | 0 | 0 | 0 | 0 | 0
Spain | ESP | 2015-05-30 14:00 | 2015-05-30 16:00 | 45.28 | 2015 | 6.68 | 2015-05-31 |  |  |  |  | 3592 | 2026-05-30 15:00 | 0.34 | 16.17 | 15 | FALSE | 0 | 0 | 0 | 0 | 0
Spain | ESP | 2015-05-30 15:00 | 2015-05-30 17:00 | 44.55 | 2015 | 6.68 | 2015-05-31 |  |  |  |  | 3593 | 2026-05-30 16:00 | 2.43 | 16.17 | 16 | FALSE | 0 | 0 | 0 | 0 | 0
Spain | ESP | 2015-05-30 16:00 | 2015-05-30 18:00 | 44.12 | 2015 | 6.68 | 2015-05-31 |  |  |  |  | 3594 | 2026-05-30 17:00 | 23.4 | 16.17 | 17 | FALSE | 0 | 0 | 0 | 0 | 0
Spain | ESP | 2015-05-30 17:00 | 2015-05-30 19:00 | 48.18 | 2015 | 6.68 | 2015-05-31 |  |  |  |  | 3595 | 2026-05-30 18:00 | 65.62 | 16.17 | 18 | FALSE | 0 | 0 | 0 | 0 | 0
Spain | ESP | 2015-05-30 18:00 | 2015-05-30 20:00 | 50.07 | 2015 | 6.68 | 2015-05-31 |  |  |  |  | 3596 | 2026-05-30 19:00 | 96.78 | 16.17 | 19 | FALSE | 0 | 0 | 0 | 0 | 0
Spain | ESP | 2015-05-30 19:00 | 2015-05-30 21:00 | 53 | 2015 | 6.68 | 2015-05-31 |  |  |  |  | 3597 | 2026-05-30 20:00 | 109.04 | 16.17 | 20 | FALSE | 0 | 0 | 0 | 0 | 0
Spain | ESP | 2015-05-30 20:00 | 2015-05-30 22:00 | 53 | 2015 | 6.68 | 2015-05-31 |  |  |  |  | 3598 | 2026-05-30 21:00 | 114.49 | 16.17 | 21 | FALSE | 0 | 0 | 0 | 0 | 0
Spain | ESP | 2015-05-30 21:00 | 2015-05-30 23:00 | 51.25 | 2015 | 6.68 | 2015-05-31 |  |  |  |  | 3599 | 2026-05-30 22:00 | 107.9 | 16.17 | 22 | FALSE | 0 | 0 | 0 | 0 | 0
Spain | ESP | 2015-05-30 22:00 | 2015-05-31 | 52.42 | 2015 | 6.68 | 2015-05-31 |  |  |  |  | 3600 | 2026-05-30 23:00 | 100.47 | 16.17 | 23 | FALSE | 0 | 0 | 0 | 0 | 0
Spain | ESP | 2015-05-30 23:00 | 2015-05-31 01:00 | 50.1 | 2015 | 6.68 | 2015-05-31 |  |  |  |  | 3601 | 2026-05-31 | 93.41 | 16.17 | 24 | TRUE | 101.65 | 21 | -0.35 | 10200 | 9183.5
Spain | ESP | 2015-05-31 | 2015-05-31 02:00 | 47 | 2015 | 6.68 | 2015-05-31 |  |  |  |  | 3602 | 2026-05-31 01:00 | 80.18 | 16.17 | 1 | FALSE | 0 | 0 | 0 | 0 | 0
Spain | ESP | 2015-05-31 01:00 | 2015-05-31 03:00 | 45.05 | 2015 | 6.68 | 2015-05-31 |  |  |  |  | 3603 | 2026-05-31 02:00 | 83 | 16.17 | 2 | FALSE | 0 | 0 | 0 | 0 | 0
Spain | ESP | 2015-05-31 02:00 | 2015-05-31 04:00 | 44.63 | 2015 | 6.68 | 2015-05-31 |  |  |  |  | 3604 | 2026-05-31 03:00 | 73 | 16.17 | 3 | FALSE | 0 | 0 | 0 | 0 | 0
Spain | ESP | 2015-05-31 03:00 | 2015-05-31 05:00 | 44.9 | 2015 | 6.68 | 2015-05-31 |  |  |  |  | 3605 | 2026-05-31 04:00 | 72.89 | 16.17 | 4 | FALSE | 0 | 0 | 0 | 0 | 0
Spain | ESP | 2015-05-31 04:00 | 2015-05-31 06:00 | 45 | 2015 | 6.68 | 2015-05-31 |  |  |  |  | 3606 | 2026-05-31 05:00 | 80.58 | 16.17 | 5 | FALSE | 0 | 0 | 0 | 0 | 0
Spain | ESP | 2015-05-31 05:00 | 2015-05-31 07:00 | 43.57 | 2015 | 6.68 | 2015-05-31 |  |  |  |  | 3607 | 2026-05-31 06:00 | 68.53 | 16.17 | 6 | FALSE | 0 | 0 | 0 | 0 | 0
Spain | ESP | 2015-05-31 06:00 | 2015-05-31 08:00 | 45.05 | 2015 | 6.68 | 2015-05-31 |  |  |  |  | 3608 | 2026-05-31 07:00 | 20.58 | 16.17 | 7 | FALSE | 0 | 0 | 0 | 0 | 0
Spain | ESP | 2015-05-31 07:00 | 2015-05-31 09:00 | 45.13 | 2015 | 6.68 | 2015-05-31 |  |  |  |  | 3609 | 2026-05-31 08:00 | 2.25 | 16.17 | 8 | FALSE | 0 | 0 | 0 | 0 | 0
Spain | ESP | 2015-05-31 08:00 | 2015-05-31 10:00 | 49.95 | 2015 | 6.68 | 2015-05-31 |  |  |  |  | 3610 | 2026-05-31 09:00 | 0 | 16.17 | 9 | FALSE | 0 | 0 | 0 | 0 | 0
Spain | ESP | 2015-05-31 09:00 | 2015-05-31 11:00 | 51.25 | 2015 | 6.68 | 2015-05-31 |  |  |  |  | 3611 | 2026-05-31 10:00 | 0 | 16.17 | 10 | FALSE | 0 | 0 | 0 | 0 | 0
Spain | ESP | 2015-05-31 10:00 | 2015-05-31 12:00 | 50.1 | 2015 | 6.68 | 2015-05-31 |  |  |  |  | 3612 | 2026-05-31 11:00 | -0.01 | 16.17 | 11 | FALSE | 0 | 0 | 0 | 0 | 0
Spain | ESP | 2015-05-31 11:00 | 2015-05-31 13:00 | 51 | 2015 | 6.68 | 2015-05-31 |  |  |  |  | 3613 | 2026-05-31 12:00 | -0.01 | 16.17 | 12 | FALSE | 0 | 0 | 0 | 0 | 0
Spain | ESP | 2015-05-31 12:00 | 2015-05-31 14:00 | 49.98 | 2015 | 6.68 | 2015-05-31 |  |  |  |  | 3614 | 2026-05-31 13:00 | -0.02 | 16.17 | 13 | FALSE | 0 | 0 | 0 | 0 | 0
Spain | ESP | 2015-05-31 13:00 | 2015-05-31 15:00 | 44.55 | 2015 | 6.68 | 2015-05-31 |  |  |  |  | 3615 | 2026-05-31 14:00 | -0.35 | 16.17 | 14 | FALSE | 0 | 0 | 0 | 0 | 0
Spain | ESP | 2015-05-31 14:00 | 2015-05-31 16:00 | 43.55 | 2015 | 6.68 | 2015-05-31 |  |  |  |  | 3616 | 2026-05-31 15:00 | -0.02 | 16.17 | 15 | FALSE | 0 | 0 | 0 | 0 | 0
Spain | ESP | 2015-05-31 15:00 | 2015-05-31 17:00 | 42.5 | 2015 | 6.68 | 2015-05-31 |  |  |  |  | 3617 | 2026-05-31 16:00 | 0 | 16.17 | 16 | FALSE | 0 | 0 | 0 | 0 | 0
Spain | ESP | 2015-05-31 16:00 | 2015-05-31 18:00 | 42.61 | 2015 | 6.68 | 2015-05-31 |  |  |  |  | 3618 | 2026-05-31 17:00 | 3.88 | 16.17 | 17 | FALSE | 0 | 0 | 0 | 0 | 0
Spain | ESP | 2015-05-31 17:00 | 2015-05-31 19:00 | 43.57 | 2015 | 6.68 | 2015-05-31 |  |  |  |  | 3619 | 2026-05-31 18:00 | 31.91 | 16.17 | 18 | FALSE | 0 | 0 | 0 | 0 | 0
Spain | ESP | 2015-05-31 18:00 | 2015-05-31 20:00 | 45.28 | 2015 | 6.68 | 2015-05-31 |  |  |  |  | 3620 | 2026-05-31 19:00 | 65.5 | 16.17 | 19 | FALSE | 0 | 0 | 0 | 0 | 0
Spain | ESP | 2015-05-31 19:00 | 2015-05-31 21:00 | 56.23 | 2015 | 6.68 | 2015-05-31 |  |  |  |  | 3621 | 2026-05-31 20:00 | 98.86 | 16.17 | 20 | FALSE | 0 | 0 | 0 | 0 | 0
Spain | ESP | 2015-05-31 20:00 | 2015-05-31 22:00 | 59.91 | 2015 | 6.68 | 2015-05-31 |  |  |  |  | 3622 | 2026-05-31 21:00 | 101.65 | 16.17 | 21 | FALSE | 0 | 0 | 0 | 0 | 0
Spain | ESP | 2015-05-31 21:00 | 2015-05-31 23:00 | 53 | 2015 | 6.68 | 2015-05-31 |  |  |  |  | 3623 | 2026-05-31 22:00 | 91.5 | 16.17 | 22 | FALSE | 0 | 0 | 0 | 0 | 0
Spain | ESP | 2015-05-31 22:00 | 2015-06-01 | 53.01 | 2015 | 6.68 | 2015-05-31 |  |  |  |  | 3624 | 2026-05-31 23:00 | 0 | 16.17 | 23 | FALSE | 0 | 0 | 0 | 0 | 0
Spain | ESP | 2015-05-31 23:00 | 2015-06-01 01:00 | 45.65 | 2015 | 6.68 | 2015-05-31 |  |  |  |  | 3625 | 2026-06-01 | 0 | 16.17 | 24 | TRUE | 145.28 | 21 | 0 | 14528 | 13075.2
Spain | ESP | 2015-06-01 | 2015-06-01 02:00 | 44.04 | 2015 | 6.67 | 2015-06-30 |  |  |  |  | 3626 | 2026-06-01 01:00 | 92.14 | 16.17 | 1 | FALSE | 0 | 0 | 0 | 0 | 0
Spain | ESP | 2015-06-01 01:00 | 2015-06-01 03:00 | 43.58 | 2015 | 6.67 | 2015-06-30 |  |  |  |  | 3627 | 2026-06-01 02:00 | 93.72 | 16.17 | 2 | FALSE | 0 | 0 | 0 | 0 | 0
Spain | ESP | 2015-06-01 02:00 | 2015-06-01 04:00 | 43.98 | 2015 | 6.67 | 2015-06-30 |  |  |  |  | 3628 | 2026-06-01 03:00 | 96.06 | 16.17 | 3 | FALSE | 0 | 0 | 0 | 0 | 0
Spain | ESP | 2015-06-01 03:00 | 2015-06-01 05:00 | 44.91 | 2015 | 6.67 | 2015-06-30 |  |  |  |  | 3629 | 2026-06-01 04:00 | 102 | 16.17 | 4 | FALSE | 0 | 0 | 0 | 0 | 0
Spain | ESP | 2015-06-01 04:00 | 2015-06-01 06:00 | 51 | 2015 | 6.67 | 2015-06-30 |  |  |  |  | 3630 | 2026-06-01 05:00 | 113.8 | 16.17 | 5 | FALSE | 0 | 0 | 0 | 0 | 0
Spain | ESP | 2015-06-01 05:00 | 2015-06-01 07:00 | 55.76 | 2015 | 6.67 | 2015-06-30 |  |  |  |  | 3631 | 2026-06-01 06:00 | 122.58 | 16.17 | 6 | FALSE | 0 | 0 | 0 | 0 | 0
Spain | ESP | 2015-06-01 06:00 | 2015-06-01 08:00 | 59.95 | 2015 | 6.67 | 2015-06-30 |  |  |  |  | 3632 | 2026-06-01 07:00 | 100.13 | 16.17 | 7 | FALSE | 0 | 0 | 0 | 0 | 0
Spain | ESP | 2015-06-01 07:00 | 2015-06-01 09:00 | 60.5 | 2015 | 6.67 | 2015-06-30 |  |  |  |  | 3633 | 2026-06-01 08:00 | 44.14 | 16.17 | 8 | FALSE | 0 | 0 | 0 | 0 | 0
Spain | ESP | 2015-06-01 08:00 | 2015-06-01 10:00 | 61.29 | 2015 | 6.67 | 2015-06-30 |  |  |  |  | 3634 | 2026-06-01 09:00 | 18.77 | 16.17 | 9 | FALSE | 0 | 0 | 0 | 0 | 0
Spain | ESP | 2015-06-01 09:00 | 2015-06-01 11:00 | 61.69 | 2015 | 6.67 | 2015-06-30 |  |  |  |  | 3635 | 2026-06-01 10:00 | 11.03 | 16.17 | 10 | FALSE | 0 | 0 | 0 | 0 | 0
Spain | ESP | 2015-06-01 10:00 | 2015-06-01 12:00 | 61.95 | 2015 | 6.67 | 2015-06-30 |  |  |  |  | 3636 | 2026-06-01 11:00 | 9.13 | 16.17 | 11 | FALSE | 0 | 0 | 0 | 0 | 0
Spain | ESP | 2015-06-01 11:00 | 2015-06-01 13:00 | 61.29 | 2015 | 6.67 | 2015-06-30 |  |  |  |  | 3637 | 2026-06-01 12:00 | 2.04 | 16.17 | 12 | FALSE | 0 | 0 | 0 | 0 | 0
Spain | ESP | 2015-06-01 12:00 | 2015-06-01 14:00 | 60.09 | 2015 | 6.67 | 2015-06-30 |  |  |  |  | 3638 | 2026-06-01 13:00 | 1.94 | 16.17 | 13 | FALSE | 0 | 0 | 0 | 0 | 0
Spain | ESP | 2015-06-01 13:00 | 2015-06-01 15:00 | 60.5 | 2015 | 6.67 | 2015-06-30 |  |  |  |  | 3639 | 2026-06-01 14:00 | 1.27 | 16.17 | 14 | FALSE | 0 | 0 | 0 | 0 | 0
Spain | ESP | 2015-06-01 14:00 | 2015-06-01 16:00 | 60.69 | 2015 | 6.67 | 2015-06-30 |  |  |  |  | 3640 | 2026-06-01 15:00 | 2.08 | 16.17 | 15 | FALSE | 0 | 0 | 0 | 0 | 0
Spain | ESP | 2015-06-01 15:00 | 2015-06-01 17:00 | 60.69 | 2015 | 6.67 | 2015-06-30 |  |  |  |  | 3641 | 2026-06-01 16:00 | 13.87 | 16.17 | 16 | FALSE | 0 | 0 | 0 | 0 | 0
Spain | ESP | 2015-06-01 16:00 | 2015-06-01 18:00 | 58.9 | 2015 | 6.67 | 2015-06-30 |  |  |  |  | 3642 | 2026-06-01 17:00 | 39.93 | 16.17 | 17 | FALSE | 0 | 0 | 0 | 0 | 0
Spain | ESP | 2015-06-01 17:00 | 2015-06-01 19:00 | 57 | 2015 | 6.67 | 2015-06-30 |  |  |  |  | 3643 | 2026-06-01 18:00 | 84.39 | 16.17 | 18 | FALSE | 0 | 0 | 0 | 0 | 0
Spain | ESP | 2015-06-01 18:00 | 2015-06-01 20:00 | 57 | 2015 | 6.67 | 2015-06-30 |  |  |  |  | 3644 | 2026-06-01 19:00 | 118.5 | 16.17 | 19 | FALSE | 0 | 0 | 0 | 0 | 0
Spain | ESP | 2015-06-01 19:00 | 2015-06-01 21:00 | 59.88 | 2015 | 6.67 | 2015-06-30 |  |  |  |  | 3645 | 2026-06-01 20:00 | 138.35 | 16.17 | 20 | FALSE | 0 | 0 | 0 | 0 | 0
Spain | ESP | 2015-06-01 20:00 | 2015-06-01 22:00 | 59.6 | 2015 | 6.67 | 2015-06-30 |  |  |  |  | 3646 | 2026-06-01 21:00 | 145.28 | 16.17 | 21 | FALSE | 0 | 0 | 0 | 0 | 0
Spain | ESP | 2015-06-01 21:00 | 2015-06-01 23:00 | 55.76 | 2015 | 6.67 | 2015-06-30 |  |  |  |  | 3647 | 2026-06-01 22:00 | 127.78 | 16.17 | 22 | FALSE | 0 | 0 | 0 | 0 | 0
Spain | ESP | 2015-06-01 22:00 | 2015-06-02 | 52.95 | 2015 | 6.67 | 2015-06-30 |  |  |  |  | 3648 | 2026-06-01 23:00 | 116.14 | 16.17 | 23 | FALSE | 0 | 0 | 0 | 0 | 0
Spain | ESP | 2015-06-01 23:00 | 2015-06-02 01:00 | 51 | 2015 | 6.67 | 2015-06-30 |  |  |  |  | 3649 | 2026-06-02 | 100.05 | 16.17 | 24 | TRUE | 101.64 | 1 | -0.08 | 10172 | 9155.6
Spain | ESP | 2015-06-02 | 2015-06-02 02:00 | 48 | 2015 | 6.67 | 2015-06-30 |  |  |  |  | 3650 | 2026-06-02 01:00 | 101.64 | 16.17 | 1 | FALSE | 0 | 0 | 0 | 0 | 0
Spain | ESP | 2015-06-02 01:00 | 2015-06-02 03:00 | 48 | 2015 | 6.67 | 2015-06-30 |  |  |  |  | 3651 | 2026-06-02 02:00 | 94.65 | 16.17 | 2 | FALSE | 0 | 0 | 0 | 0 | 0
Spain | ESP | 2015-06-02 02:00 | 2015-06-02 04:00 | 49.19 | 2015 | 6.67 | 2015-06-30 |  |  |  |  | 3652 | 2026-06-02 03:00 | 93.12 | 16.17 | 3 | FALSE | 0 | 0 | 0 | 0 | 0
Spain | ESP | 2015-06-02 03:00 | 2015-06-02 05:00 | 52.45 | 2015 | 6.67 | 2015-06-30 |  |  |  |  | 3653 | 2026-06-02 04:00 | 93.71 | 16.17 | 4 | FALSE | 0 | 0 | 0 | 0 | 0
Spain | ESP | 2015-06-02 04:00 | 2015-06-02 06:00 | 54.05 | 2015 | 6.67 | 2015-06-30 |  |  |  |  | 3654 | 2026-06-02 05:00 | 98.73 | 16.17 | 5 | FALSE | 0 | 0 | 0 | 0 | 0
Spain | ESP | 2015-06-02 05:00 | 2015-06-02 07:00 | 57.49 | 2015 | 6.67 | 2015-06-30 |  |  |  |  | 3655 | 2026-06-02 06:00 | 93.73 | 16.17 | 6 | FALSE | 0 | 0 | 0 | 0 | 0
Spain | ESP | 2015-06-02 06:00 | 2015-06-02 08:00 | 60.69 | 2015 | 6.67 | 2015-06-30 |  |  |  |  | 3656 | 2026-06-02 07:00 | 69.62 | 16.17 | 7 | FALSE | 0 | 0 | 0 | 0 | 0
Spain | ESP | 2015-06-02 07:00 | 2015-06-02 09:00 | 60.8 | 2015 | 6.67 | 2015-06-30 |  |  |  |  | 3657 | 2026-06-02 08:00 | 29.16 | 16.17 | 8 | FALSE | 0 | 0 | 0 | 0 | 0
Spain | ESP | 2015-06-02 08:00 | 2015-06-02 10:00 | 60.95 | 2015 | 6.67 | 2015-06-30 |  |  |  |  | 3658 | 2026-06-02 09:00 | 2.6 | 16.17 | 9 | FALSE | 0 | 0 | 0 | 0 | 0
Spain | ESP | 2015-06-02 09:00 | 2015-06-02 11:00 | 61.19 | 2015 | 6.67 | 2015-06-30 |  |  |  |  | 3659 | 2026-06-02 10:00 | 0.13 | 16.17 | 10 | FALSE | 0 | 0 | 0 | 0 | 0
Spain | ESP | 2015-06-02 10:00 | 2015-06-02 12:00 | 60.95 | 2015 | 6.67 | 2015-06-30 |  |  |  |  | 3660 | 2026-06-02 11:00 | 0 | 16.17 | 11 | FALSE | 0 | 0 | 0 | 0 | 0
Spain | ESP | 2015-06-02 11:00 | 2015-06-02 13:00 | 60.5 | 2015 | 6.67 | 2015-06-30 |  |  |  |  | 3661 | 2026-06-02 12:00 | -0.01 | 16.17 | 12 | FALSE | 0 | 0 | 0 | 0 | 0
Spain | ESP | 2015-06-02 12:00 | 2015-06-02 14:00 | 57.93 | 2015 | 6.67 | 2015-06-30 |  |  |  |  | 3662 | 2026-06-02 13:00 | -0.01 | 16.17 | 13 | FALSE | 0 | 0 | 0 | 0 | 0
Spain | ESP | 2015-06-02 13:00 | 2015-06-02 15:00 | 57.49 | 2015 | 6.67 | 2015-06-30 |  |  |  |  | 3663 | 2026-06-02 14:00 | -0.02 | 16.17 | 14 | FALSE | 0 | 0 | 0 | 0 | 0
Spain | ESP | 2015-06-02 14:00 | 2015-06-02 16:00 | 57.49 | 2015 | 6.67 | 2015-06-30 |  |  |  |  | 3664 | 2026-06-02 15:00 | -0.08 | 16.17 | 15 | FALSE | 0 | 0 | 0 | 0 | 0
Spain | ESP | 2015-06-02 15:00 | 2015-06-02 17:00 | 58.69 | 2015 | 6.67 | 2015-06-30 |  |  |  |  | 3665 | 2026-06-02 16:00 | -0.01 | 16.17 | 16 | FALSE | 0 | 0 | 0 | 0 | 0
Spain | ESP | 2015-06-02 16:00 | 2015-06-02 18:00 | 57.03 | 2015 | 6.67 | 2015-06-30 |  |  |  |  | 3666 | 2026-06-02 17:00 | 0.5 | 16.17 | 17 | FALSE | 0 | 0 | 0 | 0 | 0
Spain | ESP | 2015-06-02 17:00 | 2015-06-02 19:00 | 55 | 2015 | 6.67 | 2015-06-30 |  |  |  |  | 3667 | 2026-06-02 18:00 | 7.83 | 16.17 | 18 | FALSE | 0 | 0 | 0 | 0 | 0
Spain | ESP | 2015-06-02 18:00 | 2015-06-02 20:00 | 56.23 | 2015 | 6.67 | 2015-06-30 |  |  |  |  | 3668 | 2026-06-02 19:00 | 54.36 | 16.17 | 19 | FALSE | 0 | 0 | 0 | 0 | 0
Spain | ESP | 2015-06-02 19:00 | 2015-06-02 21:00 | 59.03 | 2015 | 6.67 | 2015-06-30 |  |  |  |  | 3669 | 2026-06-02 20:00 | 91.99 | 16.17 | 20 | FALSE | 0 | 0 | 0 | 0 | 0
Spain | ESP | 2015-06-02 20:00 | 2015-06-02 22:00 | 58 | 2015 | 6.67 | 2015-06-30 |  |  |  |  | 3670 | 2026-06-02 21:00 | 93.09 | 16.17 | 21 | FALSE | 0 | 0 | 0 | 0 | 0
Spain | ESP | 2015-06-02 21:00 | 2015-06-02 23:00 | 54.05 | 2015 | 6.67 | 2015-06-30 |  |  |  |  | 3671 | 2026-06-02 22:00 | 85.02 | 16.17 | 22 | FALSE | 0 | 0 | 0 | 0 | 0
Spain | ESP | 2015-06-02 22:00 | 2015-06-03 | 53.5 | 2015 | 6.67 | 2015-06-30 |  |  |  |  | 3672 | 2026-06-02 23:00 | 96.06 | 16.17 | 23 | FALSE | 0 | 0 | 0 | 0 | 0
Spain | ESP | 2015-06-02 23:00 | 2015-06-03 01:00 | 51.04 | 2015 | 6.67 | 2015-06-30 |  |  |  |  | 3673 | 2026-06-03 | 91.7 | 16.17 | 24 | TRUE | 135.22 | 20 | -0.1 | 13532 | 12179.8
Spain | ESP | 2015-06-03 | 2015-06-03 02:00 | 46.5 | 2015 | 6.67 | 2015-06-30 |  |  |  |  | 3674 | 2026-06-03 01:00 | 90.51 | 16.17 | 1 | FALSE | 0 | 0 | 0 | 0 | 0
Spain | ESP | 2015-06-03 01:00 | 2015-06-03 03:00 | 46.37 | 2015 | 6.67 | 2015-06-30 |  |  |  |  | 3675 | 2026-06-03 02:00 | 89.94 | 16.17 | 2 | FALSE | 0 | 0 | 0 | 0 | 0
Spain | ESP | 2015-06-03 02:00 | 2015-06-03 04:00 | 45.65 | 2015 | 6.67 | 2015-06-30 |  |  |  |  | 3676 | 2026-06-03 03:00 | 90.24 | 16.17 | 3 | FALSE | 0 | 0 | 0 | 0 | 0
Spain | ESP | 2015-06-03 03:00 | 2015-06-03 05:00 | 47 | 2015 | 6.67 | 2015-06-30 |  |  |  |  | 3677 | 2026-06-03 04:00 | 91.52 | 16.17 | 4 | FALSE | 0 | 0 | 0 | 0 | 0
Spain | ESP | 2015-06-03 04:00 | 2015-06-03 06:00 | 53 | 2015 | 6.67 | 2015-06-30 |  |  |  |  | 3678 | 2026-06-03 05:00 | 100.6 | 16.17 | 5 | FALSE | 0 | 0 | 0 | 0 | 0
Spain | ESP | 2015-06-03 05:00 | 2015-06-03 07:00 | 56.6 | 2015 | 6.67 | 2015-06-30 |  |  |  |  | 3679 | 2026-06-03 06:00 | 106.39 | 16.17 | 6 | FALSE | 0 | 0 | 0 | 0 | 0
Spain | ESP | 2015-06-03 06:00 | 2015-06-03 08:00 | 59.02 | 2015 | 6.67 | 2015-06-30 |  |  |  |  | 3680 | 2026-06-03 07:00 | 44.12 | 16.17 | 7 | FALSE | 0 | 0 | 0 | 0 | 0
Spain | ESP | 2015-06-03 07:00 | 2015-06-03 09:00 | 60.1 | 2015 | 6.67 | 2015-06-30 |  |  |  |  | 3681 | 2026-06-03 08:00 | 0.52 | 16.17 | 8 | FALSE | 0 | 0 | 0 | 0 | 0
Spain | ESP | 2015-06-03 08:00 | 2015-06-03 10:00 | 60.21 | 2015 | 6.67 | 2015-06-30 |  |  |  |  | 3682 | 2026-06-03 09:00 | 0 | 16.17 | 9 | FALSE | 0 | 0 | 0 | 0 | 0
Spain | ESP | 2015-06-03 09:00 | 2015-06-03 11:00 | 60.5 | 2015 | 6.67 | 2015-06-30 |  |  |  |  | 3683 | 2026-06-03 10:00 | -0.01 | 16.17 | 10 | FALSE | 0 | 0 | 0 | 0 | 0
Spain | ESP | 2015-06-03 10:00 | 2015-06-03 12:00 | 60.5 | 2015 | 6.67 | 2015-06-30 |  |  |  |  | 3684 | 2026-06-03 11:00 | -0.01 | 16.17 | 11 | FALSE | 0 | 0 | 0 | 0 | 0
Spain | ESP | 2015-06-03 11:00 | 2015-06-03 13:00 | 60.09 | 2015 | 6.67 | 2015-06-30 |  |  |  |  | 3685 | 2026-06-03 12:00 | -0.03 | 16.17 | 12 | FALSE | 0 | 0 | 0 | 0 | 0
Spain | ESP | 2015-06-03 12:00 | 2015-06-03 14:00 | 57 | 2015 | 6.67 | 2015-06-30 |  |  |  |  | 3686 | 2026-06-03 13:00 | -0.01 | 16.17 | 13 | FALSE | 0 | 0 | 0 | 0 | 0
Spain | ESP | 2015-06-03 13:00 | 2015-06-03 15:00 | 55.5 | 2015 | 6.67 | 2015-06-30 |  |  |  |  | 3687 | 2026-06-03 14:00 | -0.1 | 16.17 | 14 | FALSE | 0 | 0 | 0 | 0 | 0
Spain | ESP | 2015-06-03 14:00 | 2015-06-03 16:00 | 56.23 | 2015 | 6.67 | 2015-06-30 |  |  |  |  | 3688 | 2026-06-03 15:00 | -0.1 | 16.17 | 15 | FALSE | 0 | 0 | 0 | 0 | 0
Spain | ESP | 2015-06-03 15:00 | 2015-06-03 17:00 | 57.49 | 2015 | 6.67 | 2015-06-30 |  |  |  |  | 3689 | 2026-06-03 16:00 | 0 | 16.17 | 16 | FALSE | 0 | 0 | 0 | 0 | 0
Spain | ESP | 2015-06-03 16:00 | 2015-06-03 18:00 | 56.6 | 2015 | 6.67 | 2015-06-30 |  |  |  |  | 3690 | 2026-06-03 17:00 | 1.15 | 16.17 | 17 | FALSE | 0 | 0 | 0 | 0 | 0
Spain | ESP | 2015-06-03 17:00 | 2015-06-03 19:00 | 56 | 2015 | 6.67 | 2015-06-30 |  |  |  |  | 3691 | 2026-06-03 18:00 | 34.05 | 16.17 | 18 | FALSE | 0 | 0 | 0 | 0 | 0
Spain | ESP | 2015-06-03 18:00 | 2015-06-03 20:00 | 56.69 | 2015 | 6.67 | 2015-06-30 |  |  |  |  | 3692 | 2026-06-03 19:00 | 110.37 | 16.17 | 19 | FALSE | 0 | 0 | 0 | 0 | 0
Spain | ESP | 2015-06-03 19:00 | 2015-06-03 21:00 | 59.6 | 2015 | 6.67 | 2015-06-30 |  |  |  |  | 3693 | 2026-06-03 20:00 | 135.22 | 16.17 | 20 | FALSE | 0 | 0 | 0 | 0 | 0
Spain | ESP | 2015-06-03 20:00 | 2015-06-03 22:00 | 59.03 | 2015 | 6.67 | 2015-06-30 |  |  |  |  | 3694 | 2026-06-03 21:00 | 134.5 | 16.17 | 21 | FALSE | 0 | 0 | 0 | 0 | 0
Spain | ESP | 2015-06-03 21:00 | 2015-06-03 23:00 | 54.98 | 2015 | 6.67 | 2015-06-30 |  |  |  |  | 3695 | 2026-06-03 22:00 | 125.81 | 16.17 | 22 | FALSE | 0 | 0 | 0 | 0 | 0
Spain | ESP | 2015-06-03 22:00 | 2015-06-04 | 56.7 | 2015 | 6.67 | 2015-06-30 |  |  |  |  | 3696 | 2026-06-03 23:00 | 129.84 | 16.17 | 23 | FALSE | 0 | 0 | 0 | 0 | 0
Spain | ESP | 2015-06-03 23:00 | 2015-06-04 01:00 | 53.5 | 2015 | 6.67 | 2015-06-30 |  |  |  |  | 3697 | 2026-06-04 | 122.04 | 16.17 | 24 | TRUE | 122.04 | 24 | -0.47 | 12251 | 11030.6
Spain | ESP | 2015-06-04 | 2015-06-04 02:00 | 49.79 | 2015 | 6.67 | 2015-06-30 |  |  |  |  | 3698 | 2026-06-04 01:00 | 113.66 | 16.17 | 1 | FALSE | 0 | 0 | 0 | 0 | 0
Spain | ESP | 2015-06-04 01:00 | 2015-06-04 03:00 | 48.9 | 2015 | 6.67 | 2015-06-30 |  |  |  |  | 3699 | 2026-06-04 02:00 | 106.44 | 16.17 | 2 | FALSE | 0 | 0 | 0 | 0 | 0
Spain | ESP | 2015-06-04 02:00 | 2015-06-04 04:00 | 47.3 | 2015 | 6.67 | 2015-06-30 |  |  |  |  | 3700 | 2026-06-04 03:00 | 99.66 | 16.17 | 3 | FALSE | 0 | 0 | 0 | 0 | 0
Spain | ESP | 2015-06-04 03:00 | 2015-06-04 05:00 | 49.47 | 2015 | 6.67 | 2015-06-30 |  |  |  |  | 3701 | 2026-06-04 04:00 | 103.14 | 16.17 | 4 | FALSE | 0 | 0 | 0 | 0 | 0
Spain | ESP | 2015-06-04 04:00 | 2015-06-04 06:00 | 53 | 2015 | 6.67 | 2015-06-30 |  |  |  |  | 3702 | 2026-06-04 05:00 | 119.95 | 16.17 | 5 | FALSE | 0 | 0 | 0 | 0 | 0
Spain | ESP | 2015-06-04 05:00 | 2015-06-04 07:00 | 57.48 | 2015 | 6.67 | 2015-06-30 |  |  |  |  | 3703 | 2026-06-04 06:00 | 120.02 | 16.17 | 6 | FALSE | 0 | 0 | 0 | 0 | 0
Spain | ESP | 2015-06-04 06:00 | 2015-06-04 08:00 | 59 | 2015 | 6.67 | 2015-06-30 |  |  |  |  | 3704 | 2026-06-04 07:00 | 73.77 | 16.17 | 7 | FALSE | 0 | 0 | 0 | 0 | 0
Spain | ESP | 2015-06-04 07:00 | 2015-06-04 09:00 | 59.2 | 2015 | 6.67 | 2015-06-30 |  |  |  |  | 3705 | 2026-06-04 08:00 | 13.84 | 16.17 | 8 | FALSE | 0 | 0 | 0 | 0 | 0
Spain | ESP | 2015-06-04 08:00 | 2015-06-04 10:00 | 59.14 | 2015 | 6.67 | 2015-06-30 |  |  |  |  | 3706 | 2026-06-04 09:00 | 0.13 | 16.17 | 9 | FALSE | 0 | 0 | 0 | 0 | 0
Spain | ESP | 2015-06-04 09:00 | 2015-06-04 11:00 | 59.14 | 2015 | 6.67 | 2015-06-30 |  |  |  |  | 3707 | 2026-06-04 10:00 | 0 | 16.17 | 10 | FALSE | 0 | 0 | 0 | 0 | 0
Spain | ESP | 2015-06-04 10:00 | 2015-06-04 12:00 | 59.33 | 2015 | 6.67 | 2015-06-30 |  |  |  |  | 3708 | 2026-06-04 11:00 | 0 | 16.17 | 11 | FALSE | 0 | 0 | 0 | 0 | 0
Spain | ESP | 2015-06-04 11:00 | 2015-06-04 13:00 | 59 | 2015 | 6.67 | 2015-06-30 |  |  |  |  | 3709 | 2026-06-04 12:00 | -0.01 | 16.17 | 12 | FALSE | 0 | 0 | 0 | 0 | 0
Spain | ESP | 2015-06-04 12:00 | 2015-06-04 14:00 | 57.48 | 2015 | 6.67 | 2015-06-30 |  |  |  |  | 3710 | 2026-06-04 13:00 | -0.02 | 16.17 | 13 | FALSE | 0 | 0 | 0 | 0 | 0
Spain | ESP | 2015-06-04 13:00 | 2015-06-04 15:00 | 57.1 | 2015 | 6.67 | 2015-06-30 |  |  |  |  | 3711 | 2026-06-04 14:00 | -0.47 | 16.17 | 14 | FALSE | 0 | 0 | 0 | 0 | 0
Spain | ESP | 2015-06-04 14:00 | 2015-06-04 16:00 | 57.48 | 2015 | 6.67 | 2015-06-30 |  |  |  |  | 3712 | 2026-06-04 15:00 | -0.22 | 16.17 | 15 | FALSE | 0 | 0 | 0 | 0 | 0
Spain | ESP | 2015-06-04 15:00 | 2015-06-04 17:00 | 59.14 | 2015 | 6.67 | 2015-06-30 |  |  |  |  | 3713 | 2026-06-04 16:00 | -0.01 | 16.17 | 16 | FALSE | 0 | 0 | 0 | 0 | 0
Spain | ESP | 2015-06-04 16:00 | 2015-06-04 18:00 | 58 | 2015 | 6.67 | 2015-06-30 |  |  |  |  | 3714 | 2026-06-04 17:00 | 0.12 | 16.17 | 17 | FALSE | 0 | 0 | 0 | 0 | 0
Spain | ESP | 2015-06-04 17:00 | 2015-06-04 19:00 | 58 | 2015 | 6.67 | 2015-06-30 |  |  |  |  | 3715 | 2026-06-04 18:00 | 1.99 | 16.17 | 18 | FALSE | 0 | 0 | 0 | 0 | 0
Spain | ESP | 2015-06-04 18:00 | 2015-06-04 20:00 | 58.9 | 2015 | 6.67 | 2015-06-30 |  |  |  |  | 3716 | 2026-06-04 19:00 | 55.39 | 16.17 | 19 | FALSE | 0 | 0 | 0 | 0 | 0
Spain | ESP | 2015-06-04 19:00 | 2015-06-04 21:00 | 60.21 | 2015 | 6.67 | 2015-06-30 |  |  |  |  | 3717 | 2026-06-04 20:00 | 94.66 | 16.17 | 20 | FALSE | 0 | 0 | 0 | 0 | 0
Spain | ESP | 2015-06-04 20:00 | 2015-06-04 22:00 | 59.95 | 2015 | 6.67 | 2015-06-30 |  |  |  |  | 3718 | 2026-06-04 21:00 | 94.57 | 16.17 | 21 | FALSE | 0 | 0 | 0 | 0 | 0
Spain | ESP | 2015-06-04 21:00 | 2015-06-04 23:00 | 56.7 | 2015 | 6.67 | 2015-06-30 |  |  |  |  | 3719 | 2026-06-04 22:00 | 86.42 | 16.17 | 22 | FALSE | 0 | 0 | 0 | 0 | 0
Spain | ESP | 2015-06-04 22:00 | 2015-06-05 | 54.07 | 2015 | 6.67 | 2015-06-30 |  |  |  |  | 3720 | 2026-06-04 23:00 | 88.25 | 16.17 | 23 | FALSE | 0 | 0 | 0 | 0 | 0
Spain | ESP | 2015-06-04 23:00 | 2015-06-05 01:00 | 47.5 | 2015 | 6.67 | 2015-06-30 |  |  |  |  | 3721 | 2026-06-05 | 88.38 | 16.17 | 24 | TRUE | 128.34 | 21 | 0.62 | 12772 | 11488.6
Spain | ESP | 2015-06-05 | 2015-06-05 02:00 | 45 | 2015 | 6.67 | 2015-06-30 |  |  |  |  | 3722 | 2026-06-05 01:00 | 88.38 | 16.17 | 1 | FALSE | 0 | 0 | 0 | 0 | 0
Spain | ESP | 2015-06-05 01:00 | 2015-06-05 03:00 | 44.89 | 2015 | 6.67 | 2015-06-30 |  |  |  |  | 3723 | 2026-06-05 02:00 | 88.48 | 16.17 | 2 | FALSE | 0 | 0 | 0 | 0 | 0
Spain | ESP | 2015-06-05 02:00 | 2015-06-05 04:00 | 44.99 | 2015 | 6.67 | 2015-06-30 |  |  |  |  | 3724 | 2026-06-05 03:00 | 88.62 | 16.17 | 3 | FALSE | 0 | 0 | 0 | 0 | 0
Spain | ESP | 2015-06-05 03:00 | 2015-06-05 05:00 | 45.11 | 2015 | 6.67 | 2015-06-30 |  |  |  |  | 3725 | 2026-06-05 04:00 | 90.11 | 16.17 | 4 | FALSE | 0 | 0 | 0 | 0 | 0
Spain | ESP | 2015-06-05 04:00 | 2015-06-05 06:00 | 51.6 | 2015 | 6.67 | 2015-06-30 |  |  |  |  | 3726 | 2026-06-05 05:00 | 95.36 | 16.17 | 5 | FALSE | 0 | 0 | 0 | 0 | 0
Spain | ESP | 2015-06-05 05:00 | 2015-06-05 07:00 | 57.5 | 2015 | 6.67 | 2015-06-30 |  |  |  |  | 3727 | 2026-06-05 06:00 | 98.64 | 16.17 | 6 | FALSE | 0 | 0 | 0 | 0 | 0
Spain | ESP | 2015-06-05 06:00 | 2015-06-05 08:00 | 60.22 | 2015 | 6.67 | 2015-06-30 |  |  |  |  | 3728 | 2026-06-05 07:00 | 58.99 | 16.17 | 7 | FALSE | 0 | 0 | 0 | 0 | 0
Spain | ESP | 2015-06-05 07:00 | 2015-06-05 09:00 | 61 | 2015 | 6.67 | 2015-06-30 |  |  |  |  | 3729 | 2026-06-05 08:00 | 19.54 | 16.17 | 8 | FALSE | 0 | 0 | 0 | 0 | 0
Spain | ESP | 2015-06-05 08:00 | 2015-06-05 10:00 | 61.22 | 2015 | 6.67 | 2015-06-30 |  |  |  |  | 3730 | 2026-06-05 09:00 | 3.29 | 16.17 | 9 | FALSE | 0 | 0 | 0 | 0 | 0
Spain | ESP | 2015-06-05 09:00 | 2015-06-05 11:00 | 61.51 | 2015 | 6.67 | 2015-06-30 |  |  |  |  | 3731 | 2026-06-05 10:00 | 0.62 | 16.17 | 10 | FALSE | 0 | 0 | 0 | 0 | 0
Spain | ESP | 2015-06-05 10:00 | 2015-06-05 12:00 | 61.59 | 2015 | 6.67 | 2015-06-30 |  |  |  |  | 3732 | 2026-06-05 11:00 | 2.08 | 16.17 | 11 | FALSE | 0 | 0 | 0 | 0 | 0
Spain | ESP | 2015-06-05 11:00 | 2015-06-05 13:00 | 61.49 | 2015 | 6.67 | 2015-06-30 |  |  |  |  | 3733 | 2026-06-05 12:00 | 1.2 | 16.17 | 12 | FALSE | 0 | 0 | 0 | 0 | 0
Spain | ESP | 2015-06-05 12:00 | 2015-06-05 14:00 | 60.1 | 2015 | 6.67 | 2015-06-30 |  |  |  |  | 3734 | 2026-06-05 13:00 | 1 | 16.17 | 13 | FALSE | 0 | 0 | 0 | 0 | 0
Spain | ESP | 2015-06-05 13:00 | 2015-06-05 15:00 | 59.14 | 2015 | 6.67 | 2015-06-30 |  |  |  |  | 3735 | 2026-06-05 14:00 | 0.62 | 16.17 | 14 | FALSE | 0 | 0 | 0 | 0 | 0
Spain | ESP | 2015-06-05 14:00 | 2015-06-05 16:00 | 59.09 | 2015 | 6.67 | 2015-06-30 |  |  |  |  | 3736 | 2026-06-05 15:00 | 0.72 | 16.17 | 15 | FALSE | 0 | 0 | 0 | 0 | 0
Spain | ESP | 2015-06-05 15:00 | 2015-06-05 17:00 | 59.4 | 2015 | 6.67 | 2015-06-30 |  |  |  |  | 3737 | 2026-06-05 16:00 | 8.51 | 16.17 | 16 | FALSE | 0 | 0 | 0 | 0 | 0
Spain | ESP | 2015-06-05 16:00 | 2015-06-05 18:00 | 58.48 | 2015 | 6.67 | 2015-06-30 |  |  |  |  | 3738 | 2026-06-05 17:00 | 21.65 | 16.17 | 17 | FALSE | 0 | 0 | 0 | 0 | 0
Spain | ESP | 2015-06-05 17:00 | 2015-06-05 19:00 | 57.5 | 2015 | 6.67 | 2015-06-30 |  |  |  |  | 3739 | 2026-06-05 18:00 | 67.51 | 16.17 | 18 | FALSE | 0 | 0 | 0 | 0 | 0
Spain | ESP | 2015-06-05 18:00 | 2015-06-05 20:00 | 58.48 | 2015 | 6.67 | 2015-06-30 |  |  |  |  | 3740 | 2026-06-05 19:00 | 103 | 16.17 | 19 | FALSE | 0 | 0 | 0 | 0 | 0
Spain | ESP | 2015-06-05 19:00 | 2015-06-05 21:00 | 58.48 | 2015 | 6.67 | 2015-06-30 |  |  |  |  | 3741 | 2026-06-05 20:00 | 119.54 | 16.17 | 20 | FALSE | 0 | 0 | 0 | 0 | 0
Spain | ESP | 2015-06-05 20:00 | 2015-06-05 22:00 | 57.07 | 2015 | 6.67 | 2015-06-30 |  |  |  |  | 3742 | 2026-06-05 21:00 | 128.34 | 16.17 | 21 | FALSE | 0 | 0 | 0 | 0 | 0
Spain | ESP | 2015-06-05 21:00 | 2015-06-05 23:00 | 53 | 2015 | 6.67 | 2015-06-30 |  |  |  |  | 3743 | 2026-06-05 22:00 | 123.12 | 16.17 | 22 | FALSE | 0 | 0 | 0 | 0 | 0
Spain | ESP | 2015-06-05 22:00 | 2015-06-06 | 50.89 | 2015 | 6.67 | 2015-06-30 |  |  |  |  | 3744 | 2026-06-05 23:00 | 119.68 | 16.17 | 23 | FALSE | 0 | 0 | 0 | 0 | 0
Spain | ESP | 2015-06-05 23:00 | 2015-06-06 01:00 | 45.06 | 2015 | 6.67 | 2015-06-30 |  |  |  |  | 3745 | 2026-06-06 | 103.38 | 16.17 | 24 | TRUE | 106.62 | 20 | -0.11 | 10673 | 9606.8
Spain | ESP | 2015-06-06 | 2015-06-06 02:00 | 43.5 | 2015 | 6.67 | 2015-06-30 |  |  |  |  | 3746 | 2026-06-06 01:00 | 99.75 | 16.17 | 1 | FALSE | 0 | 0 | 0 | 0 | 0
Spain | ESP | 2015-06-06 01:00 | 2015-06-06 03:00 | 43.13 | 2015 | 6.67 | 2015-06-30 |  |  |  |  | 3747 | 2026-06-06 02:00 | 99.4 | 16.17 | 2 | FALSE | 0 | 0 | 0 | 0 | 0
Spain | ESP | 2015-06-06 02:00 | 2015-06-06 04:00 | 42.94 | 2015 | 6.67 | 2015-06-30 |  |  |  |  | 3748 | 2026-06-06 03:00 | 99.67 | 16.17 | 3 | FALSE | 0 | 0 | 0 | 0 | 0
Spain | ESP | 2015-06-06 03:00 | 2015-06-06 05:00 | 42.46 | 2015 | 6.67 | 2015-06-30 |  |  |  |  | 3749 | 2026-06-06 04:00 | 100 | 16.17 | 4 | FALSE | 0 | 0 | 0 | 0 | 0
Spain | ESP | 2015-06-06 04:00 | 2015-06-06 06:00 | 42.25 | 2015 | 6.67 | 2015-06-30 |  |  |  |  | 3750 | 2026-06-06 05:00 | 104.93 | 16.17 | 5 | FALSE | 0 | 0 | 0 | 0 | 0
Spain | ESP | 2015-06-06 05:00 | 2015-06-06 07:00 | 42.46 | 2015 | 6.67 | 2015-06-30 |  |  |  |  | 3751 | 2026-06-06 06:00 | 98.21 | 16.17 | 6 | FALSE | 0 | 0 | 0 | 0 | 0
Spain | ESP | 2015-06-06 06:00 | 2015-06-06 08:00 | 44.97 | 2015 | 6.67 | 2015-06-30 |  |  |  |  | 3752 | 2026-06-06 07:00 | 79.61 | 16.17 | 7 | FALSE | 0 | 0 | 0 | 0 | 0
Spain | ESP | 2015-06-06 07:00 | 2015-06-06 09:00 | 53.75 | 2015 | 6.67 | 2015-06-30 |  |  |  |  | 3753 | 2026-06-06 08:00 | 22.45 | 16.17 | 8 | FALSE | 0 | 0 | 0 | 0 | 0
Spain | ESP | 2015-06-06 08:00 | 2015-06-06 10:00 | 55.53 | 2015 | 6.67 | 2015-06-30 |  |  |  |  | 3754 | 2026-06-06 09:00 | 1.05 | 16.17 | 9 | FALSE | 0 | 0 | 0 | 0 | 0
Spain | ESP | 2015-06-06 09:00 | 2015-06-06 11:00 | 57 | 2015 | 6.67 | 2015-06-30 |  |  |  |  | 3755 | 2026-06-06 10:00 | 0 | 16.17 | 10 | FALSE | 0 | 0 | 0 | 0 | 0
Spain | ESP | 2015-06-06 10:00 | 2015-06-06 12:00 | 57.48 | 2015 | 6.67 | 2015-06-30 |  |  |  |  | 3756 | 2026-06-06 11:00 | -0.05 | 16.17 | 11 | FALSE | 0 | 0 | 0 | 0 | 0
Spain | ESP | 2015-06-06 11:00 | 2015-06-06 13:00 | 59.49 | 2015 | 6.67 | 2015-06-30 |  |  |  |  | 3757 | 2026-06-06 12:00 | -0.05 | 16.17 | 12 | FALSE | 0 | 0 | 0 | 0 | 0
Spain | ESP | 2015-06-06 12:00 | 2015-06-06 14:00 | 57 | 2015 | 6.67 | 2015-06-30 |  |  |  |  | 3758 | 2026-06-06 13:00 | -0.1 | 16.17 | 13 | FALSE | 0 | 0 | 0 | 0 | 0
Spain | ESP | 2015-06-06 13:00 | 2015-06-06 15:00 | 50.07 | 2015 | 6.67 | 2015-06-30 |  |  |  |  | 3759 | 2026-06-06 14:00 | -0.11 | 16.17 | 14 | FALSE | 0 | 0 | 0 | 0 | 0
Spain | ESP | 2015-06-06 14:00 | 2015-06-06 16:00 | 44.35 | 2015 | 6.67 | 2015-06-30 |  |  |  |  | 3760 | 2026-06-06 15:00 | -0.11 | 16.17 | 15 | FALSE | 0 | 0 | 0 | 0 | 0
Spain | ESP | 2015-06-06 15:00 | 2015-06-06 17:00 | 44.35 | 2015 | 6.67 | 2015-06-30 |  |  |  |  | 3761 | 2026-06-06 16:00 | 0 | 16.17 | 16 | FALSE | 0 | 0 | 0 | 0 | 0
Spain | ESP | 2015-06-06 16:00 | 2015-06-06 18:00 | 43.65 | 2015 | 6.67 | 2015-06-30 |  |  |  |  | 3762 | 2026-06-06 17:00 | 0.81 | 16.17 | 17 | FALSE | 0 | 0 | 0 | 0 | 0
Spain | ESP | 2015-06-06 17:00 | 2015-06-06 19:00 | 43.49 | 2015 | 6.67 | 2015-06-30 |  |  |  |  | 3763 | 2026-06-06 18:00 | 15.98 | 16.17 | 18 | FALSE | 0 | 0 | 0 | 0 | 0
Spain | ESP | 2015-06-06 18:00 | 2015-06-06 20:00 | 44.35 | 2015 | 6.67 | 2015-06-30 |  |  |  |  | 3764 | 2026-06-06 19:00 | 80.9 | 16.17 | 19 | FALSE | 0 | 0 | 0 | 0 | 0
Spain | ESP | 2015-06-06 19:00 | 2015-06-06 21:00 | 53.75 | 2015 | 6.67 | 2015-06-30 |  |  |  |  | 3765 | 2026-06-06 20:00 | 106.62 | 16.17 | 20 | FALSE | 0 | 0 | 0 | 0 | 0
Spain | ESP | 2015-06-06 20:00 | 2015-06-06 22:00 | 55.53 | 2015 | 6.67 | 2015-06-30 |  |  |  |  | 3766 | 2026-06-06 21:00 | 101.71 | 16.17 | 21 | FALSE | 0 | 0 | 0 | 0 | 0
Spain | ESP | 2015-06-06 21:00 | 2015-06-06 23:00 | 45.06 | 2015 | 6.67 | 2015-06-30 |  |  |  |  | 3767 | 2026-06-06 22:00 | 97.73 | 16.17 | 22 | FALSE | 0 | 0 | 0 | 0 | 0
Spain | ESP | 2015-06-06 22:00 | 2015-06-07 | 48.53 | 2015 | 6.67 | 2015-06-30 |  |  |  |  | 3768 | 2026-06-06 23:00 | 98.21 | 16.17 | 23 | FALSE | 0 | 0 | 0 | 0 | 0
Spain | ESP | 2015-06-06 23:00 | 2015-06-07 01:00 | 43 | 2015 | 6.67 | 2015-06-30 |  |  |  |  | 3769 | 2026-06-07 | 94.18 | 16.17 | 24 | TRUE | 123.8 | 21 | -2.1 | 12590 | 11352
Spain | ESP | 2015-06-07 | 2015-06-07 02:00 | 41 | 2015 | 6.67 | 2015-06-30 |  |  |  |  | 3770 | 2026-06-07 01:00 | 94.73 | 16.17 | 1 | FALSE | 0 | 0 | 0 | 0 | 0
Spain | ESP | 2015-06-07 01:00 | 2015-06-07 03:00 | 40.5 | 2015 | 6.67 | 2015-06-30 |  |  |  |  | 3771 | 2026-06-07 02:00 | 95.11 | 16.17 | 2 | FALSE | 0 | 0 | 0 | 0 | 0
Spain | ESP | 2015-06-07 02:00 | 2015-06-07 04:00 | 40.5 | 2015 | 6.67 | 2015-06-30 |  |  |  |  | 3772 | 2026-06-07 03:00 | 96.38 | 16.17 | 3 | FALSE | 0 | 0 | 0 | 0 | 0
Spain | ESP | 2015-06-07 03:00 | 2015-06-07 05:00 | 40.5 | 2015 | 6.67 | 2015-06-30 |  |  |  |  | 3773 | 2026-06-07 04:00 | 97.34 | 16.17 | 4 | FALSE | 0 | 0 | 0 | 0 | 0
Spain | ESP | 2015-06-07 04:00 | 2015-06-07 06:00 | 39.67 | 2015 | 6.67 | 2015-06-30 |  |  |  |  | 3774 | 2026-06-07 05:00 | 99.48 | 16.17 | 5 | FALSE | 0 | 0 | 0 | 0 | 0
Spain | ESP | 2015-06-07 05:00 | 2015-06-07 07:00 | 39 | 2015 | 6.67 | 2015-06-30 |  |  |  |  | 3775 | 2026-06-07 06:00 | 86.08 | 16.17 | 6 | FALSE | 0 | 0 | 0 | 0 | 0
Spain | ESP | 2015-06-07 06:00 | 2015-06-07 08:00 | 40 | 2015 | 6.67 | 2015-06-30 |  |  |  |  | 3776 | 2026-06-07 07:00 | 24.89 | 16.17 | 7 | FALSE | 0 | 0 | 0 | 0 | 0
Spain | ESP | 2015-06-07 07:00 | 2015-06-07 09:00 | 40.5 | 2015 | 6.67 | 2015-06-30 |  |  |  |  | 3777 | 2026-06-07 08:00 | -0.33 | 16.17 | 8 | FALSE | 0 | 0 | 0 | 0 | 0
Spain | ESP | 2015-06-07 08:00 | 2015-06-07 10:00 | 42.93 | 2015 | 6.67 | 2015-06-30 |  |  |  |  | 3778 | 2026-06-07 09:00 | -1.1 | 16.17 | 9 | FALSE | 0 | 0 | 0 | 0 | 0
Spain | ESP | 2015-06-07 09:00 | 2015-06-07 11:00 | 47 | 2015 | 6.67 | 2015-06-30 |  |  |  |  | 3779 | 2026-06-07 10:00 | -2.08 | 16.17 | 10 | FALSE | 0 | 0 | 0 | 0 | 0
Spain | ESP | 2015-06-07 10:00 | 2015-06-07 12:00 | 51.64 | 2015 | 6.67 | 2015-06-30 |  |  |  |  | 3780 | 2026-06-07 11:00 | -2.1 | 16.17 | 11 | FALSE | 0 | 0 | 0 | 0 | 0
Spain | ESP | 2015-06-07 11:00 | 2015-06-07 13:00 | 55.53 | 2015 | 6.67 | 2015-06-30 |  |  |  |  | 3781 | 2026-06-07 12:00 | -2.1 | 16.17 | 12 | FALSE | 0 | 0 | 0 | 0 | 0
Spain | ESP | 2015-06-07 12:00 | 2015-06-07 14:00 | 55.07 | 2015 | 6.67 | 2015-06-30 |  |  |  |  | 3782 | 2026-06-07 13:00 | -2.1 | 16.17 | 13 | FALSE | 0 | 0 | 0 | 0 | 0
Spain | ESP | 2015-06-07 13:00 | 2015-06-07 15:00 | 44.35 | 2015 | 6.67 | 2015-06-30 |  |  |  |  | 3783 | 2026-06-07 14:00 | -2.1 | 16.17 | 14 | FALSE | 0 | 0 | 0 | 0 | 0
Spain | ESP | 2015-06-07 14:00 | 2015-06-07 16:00 | 43.99 | 2015 | 6.67 | 2015-06-30 |  |  |  |  | 3784 | 2026-06-07 15:00 | -2.1 | 16.17 | 15 | FALSE | 0 | 0 | 0 | 0 | 0
Spain | ESP | 2015-06-07 15:00 | 2015-06-07 17:00 | 43.98 | 2015 | 6.67 | 2015-06-30 |  |  |  |  | 3785 | 2026-06-07 16:00 | -0.65 | 16.17 | 16 | FALSE | 0 | 0 | 0 | 0 | 0
Spain | ESP | 2015-06-07 16:00 | 2015-06-07 18:00 | 44.97 | 2015 | 6.67 | 2015-06-30 |  |  |  |  | 3786 | 2026-06-07 17:00 | 0.57 | 16.17 | 17 | FALSE | 0 | 0 | 0 | 0 | 0
Spain | ESP | 2015-06-07 17:00 | 2015-06-07 19:00 | 46.97 | 2015 | 6.67 | 2015-06-30 |  |  |  |  | 3787 | 2026-06-07 18:00 | 30.6 | 16.17 | 18 | FALSE | 0 | 0 | 0 | 0 | 0
Spain | ESP | 2015-06-07 18:00 | 2015-06-07 20:00 | 44.97 | 2015 | 6.67 | 2015-06-30 |  |  |  |  | 3788 | 2026-06-07 19:00 | 87.5 | 16.17 | 19 | FALSE | 0 | 0 | 0 | 0 | 0
Spain | ESP | 2015-06-07 19:00 | 2015-06-07 21:00 | 56.07 | 2015 | 6.67 | 2015-06-30 |  |  |  |  | 3789 | 2026-06-07 20:00 | 115.79 | 16.17 | 20 | FALSE | 0 | 0 | 0 | 0 | 0
Spain | ESP | 2015-06-07 20:00 | 2015-06-07 22:00 | 61.1 | 2015 | 6.67 | 2015-06-30 |  |  |  |  | 3790 | 2026-06-07 21:00 | 123.8 | 16.17 | 21 | FALSE | 0 | 0 | 0 | 0 | 0
Spain | ESP | 2015-06-07 21:00 | 2015-06-07 23:00 | 56.07 | 2015 | 6.67 | 2015-06-30 |  |  |  |  | 3791 | 2026-06-07 22:00 | 114.18 | 16.17 | 22 | FALSE | 0 | 0 | 0 | 0 | 0
Spain | ESP | 2015-06-07 22:00 | 2015-06-08 | 53.75 | 2015 | 6.67 | 2015-06-30 |  |  |  |  | 3792 | 2026-06-07 23:00 | 106.99 | 16.17 | 23 | FALSE | 0 | 0 | 0 | 0 | 0
Spain | ESP | 2015-06-07 23:00 | 2015-06-08 01:00 | 45.01 | 2015 | 6.67 | 2015-06-30 |  |  |  |  | 3793 | 2026-06-08 | 97.5 | 16.17 | 24 | TRUE | 112.14 | 20 | 0 | 11214 | 10092.6
Spain | ESP | 2015-06-08 | 2015-06-08 02:00 | 43.44 | 2015 | 6.67 | 2015-06-30 |  |  |  |  | 3794 | 2026-06-08 01:00 | 93.7 | 16.17 | 1 | FALSE | 0 | 0 | 0 | 0 | 0
Spain | ESP | 2015-06-08 01:00 | 2015-06-08 03:00 | 43.41 | 2015 | 6.67 | 2015-06-30 |  |  |  |  | 3795 | 2026-06-08 02:00 | 93.8 | 16.17 | 2 | FALSE | 0 | 0 | 0 | 0 | 0
Spain | ESP | 2015-06-08 02:00 | 2015-06-08 04:00 | 43.01 | 2015 | 6.67 | 2015-06-30 |  |  |  |  | 3796 | 2026-06-08 03:00 | 94 | 16.17 | 3 | FALSE | 0 | 0 | 0 | 0 | 0
Spain | ESP | 2015-06-08 03:00 | 2015-06-08 05:00 | 43.51 | 2015 | 6.67 | 2015-06-30 |  |  |  |  | 3797 | 2026-06-08 04:00 | 96.35 | 16.17 | 4 | FALSE | 0 | 0 | 0 | 0 | 0
Spain | ESP | 2015-06-08 04:00 | 2015-06-08 06:00 | 46.5 | 2015 | 6.67 | 2015-06-30 |  |  |  |  | 3798 | 2026-06-08 05:00 | 108.88 | 16.17 | 5 | FALSE | 0 | 0 | 0 | 0 | 0
Spain | ESP | 2015-06-08 05:00 | 2015-06-08 07:00 | 55.53 | 2015 | 6.67 | 2015-06-30 |  |  |  |  | 3799 | 2026-06-08 06:00 | 106.12 | 16.17 | 6 | FALSE | 0 | 0 | 0 | 0 | 0
Spain | ESP | 2015-06-08 06:00 | 2015-06-08 08:00 | 59.75 | 2015 | 6.67 | 2015-06-30 |  |  |  |  | 3800 | 2026-06-08 07:00 | 79.93 | 16.17 | 7 | FALSE | 0 | 0 | 0 | 0 | 0
Spain | ESP | 2015-06-08 07:00 | 2015-06-08 09:00 | 60.6 | 2015 | 6.67 | 2015-06-30 |  |  |  |  | 3801 | 2026-06-08 08:00 | 49.28 | 16.17 | 8 | FALSE | 0 | 0 | 0 | 0 | 0
Spain | ESP | 2015-06-08 08:00 | 2015-06-08 10:00 | 61.6 | 2015 | 6.67 | 2015-06-30 |  |  |  |  | 3802 | 2026-06-08 09:00 | 26.2 | 16.17 | 9 | FALSE | 0 | 0 | 0 | 0 | 0
Spain | ESP | 2015-06-08 09:00 | 2015-06-08 11:00 | 62 | 2015 | 6.67 | 2015-06-30 |  |  |  |  | 3803 | 2026-06-08 10:00 | 14.99 | 16.17 | 10 | FALSE | 0 | 0 | 0 | 0 | 0
Spain | ESP | 2015-06-08 10:00 | 2015-06-08 12:00 | 62.48 | 2015 | 6.67 | 2015-06-30 |  |  |  |  | 3804 | 2026-06-08 11:00 | 9.1 | 16.17 | 11 | FALSE | 0 | 0 | 0 | 0 | 0
Spain | ESP | 2015-06-08 11:00 | 2015-06-08 13:00 | 62.48 | 2015 | 6.67 | 2015-06-30 |  |  |  |  | 3805 | 2026-06-08 12:00 | 2.62 | 16.17 | 12 | FALSE | 0 | 0 | 0 | 0 | 0
Spain | ESP | 2015-06-08 12:00 | 2015-06-08 14:00 | 60.7 | 2015 | 6.67 | 2015-06-30 |  |  |  |  | 3806 | 2026-06-08 13:00 | 1.12 | 16.17 | 13 | FALSE | 0 | 0 | 0 | 0 | 0
Spain | ESP | 2015-06-08 13:00 | 2015-06-08 15:00 | 60.48 | 2015 | 6.67 | 2015-06-30 |  |  |  |  | 3807 | 2026-06-08 14:00 | 0.13 | 16.17 | 14 | FALSE | 0 | 0 | 0 | 0 | 0
Spain | ESP | 2015-06-08 14:00 | 2015-06-08 16:00 | 60.6 | 2015 | 6.67 | 2015-06-30 |  |  |  |  | 3808 | 2026-06-08 15:00 | 0 | 16.17 | 15 | FALSE | 0 | 0 | 0 | 0 | 0
Spain | ESP | 2015-06-08 15:00 | 2015-06-08 17:00 | 61.1 | 2015 | 6.67 | 2015-06-30 |  |  |  |  | 3809 | 2026-06-08 16:00 | 1.03 | 16.17 | 16 | FALSE | 0 | 0 | 0 | 0 | 0
Spain | ESP | 2015-06-08 16:00 | 2015-06-08 18:00 | 61 | 2015 | 6.67 | 2015-06-30 |  |  |  |  | 3810 | 2026-06-08 17:00 | 7.58 | 16.17 | 17 | FALSE | 0 | 0 | 0 | 0 | 0
Spain | ESP | 2015-06-08 17:00 | 2015-06-08 19:00 | 59.75 | 2015 | 6.67 | 2015-06-30 |  |  |  |  | 3811 | 2026-06-08 18:00 | 32.46 | 16.17 | 18 | FALSE | 0 | 0 | 0 | 0 | 0
Spain | ESP | 2015-06-08 18:00 | 2015-06-08 20:00 | 59 | 2015 | 6.67 | 2015-06-30 |  |  |  |  | 3812 | 2026-06-08 19:00 | 66.46 | 16.17 | 19 | FALSE | 0 | 0 | 0 | 0 | 0
Spain | ESP | 2015-06-08 19:00 | 2015-06-08 21:00 | 61 | 2015 | 6.67 | 2015-06-30 |  |  |  |  | 3813 | 2026-06-08 20:00 | 112.14 | 16.17 | 20 | FALSE | 0 | 0 | 0 | 0 | 0
Spain | ESP | 2015-06-08 20:00 | 2015-06-08 22:00 | 59.7 | 2015 | 6.67 | 2015-06-30 |  |  |  |  | 3814 | 2026-06-08 21:00 | 104.18 | 16.17 | 21 | FALSE | 0 | 0 | 0 | 0 | 0
Spain | ESP | 2015-06-08 21:00 | 2015-06-08 23:00 | 54.58 | 2015 | 6.67 | 2015-06-30 |  |  |  |  | 3815 | 2026-06-08 22:00 | 89.42 | 16.17 | 22 | FALSE | 0 | 0 | 0 | 0 | 0
Spain | ESP | 2015-06-08 22:00 | 2015-06-09 | 54.58 | 2015 | 6.67 | 2015-06-30 |  |  |  |  | 3816 | 2026-06-08 23:00 | 92.54 | 16.17 | 23 | FALSE | 0 | 0 | 0 | 0 | 0
Spain | ESP | 2015-06-08 23:00 | 2015-06-09 01:00 | 46.1 | 2015 | 6.67 | 2015-06-30 |  |  |  |  | 3817 | 2026-06-09 | 85.88 | 16.17 | 24 | TRUE | 125.51 | 20 | -0.02 | 12553 | 11297.9
Spain | ESP | 2015-06-09 | 2015-06-09 02:00 | 45.13 | 2015 | 6.67 | 2015-06-30 |  |  |  |  | 3818 | 2026-06-09 01:00 | 85 | 16.17 | 1 | FALSE | 0 | 0 | 0 | 0 | 0
Spain | ESP | 2015-06-09 01:00 | 2015-06-09 03:00 | 44.97 | 2015 | 6.67 | 2015-06-30 |  |  |  |  | 3819 | 2026-06-09 02:00 | 85 | 16.17 | 2 | FALSE | 0 | 0 | 0 | 0 | 0
Spain | ESP | 2015-06-09 02:00 | 2015-06-09 04:00 | 44.82 | 2015 | 6.67 | 2015-06-30 |  |  |  |  | 3820 | 2026-06-09 03:00 | 84.76 | 16.17 | 3 | FALSE | 0 | 0 | 0 | 0 | 0
Spain | ESP | 2015-06-09 03:00 | 2015-06-09 05:00 | 45.52 | 2015 | 6.67 | 2015-06-30 |  |  |  |  | 3821 | 2026-06-09 04:00 | 85.34 | 16.17 | 4 | FALSE | 0 | 0 | 0 | 0 | 0
Spain | ESP | 2015-06-09 04:00 | 2015-06-09 06:00 | 49.05 | 2015 | 6.67 | 2015-06-30 |  |  |  |  | 3822 | 2026-06-09 05:00 | 98.04 | 16.17 | 5 | FALSE | 0 | 0 | 0 | 0 | 0
Spain | ESP | 2015-06-09 05:00 | 2015-06-09 07:00 | 56.07 | 2015 | 6.67 | 2015-06-30 |  |  |  |  | 3823 | 2026-06-09 06:00 | 96.51 | 16.17 | 6 | FALSE | 0 | 0 | 0 | 0 | 0
Spain | ESP | 2015-06-09 06:00 | 2015-06-09 08:00 | 62.06 | 2015 | 6.67 | 2015-06-30 |  |  |  |  | 3824 | 2026-06-09 07:00 | 44 | 16.17 | 7 | FALSE | 0 | 0 | 0 | 0 | 0
Spain | ESP | 2015-06-09 07:00 | 2015-06-09 09:00 | 62.48 | 2015 | 6.67 | 2015-06-30 |  |  |  |  | 3825 | 2026-06-09 08:00 | 3.26 | 16.17 | 8 | FALSE | 0 | 0 | 0 | 0 | 0
Spain | ESP | 2015-06-09 08:00 | 2015-06-09 10:00 | 62.48 | 2015 | 6.67 | 2015-06-30 |  |  |  |  | 3826 | 2026-06-09 09:00 | 0 | 16.17 | 9 | FALSE | 0 | 0 | 0 | 0 | 0
Spain | ESP | 2015-06-09 09:00 | 2015-06-09 11:00 | 62.59 | 2015 | 6.67 | 2015-06-30 |  |  |  |  | 3827 | 2026-06-09 10:00 | -0.02 | 16.17 | 10 | FALSE | 0 | 0 | 0 | 0 | 0
Spain | ESP | 2015-06-09 10:00 | 2015-06-09 12:00 | 63.1 | 2015 | 6.67 | 2015-06-30 |  |  |  |  | 3828 | 2026-06-09 11:00 | -0.01 | 16.17 | 11 | FALSE | 0 | 0 | 0 | 0 | 0
Spain | ESP | 2015-06-09 11:00 | 2015-06-09 13:00 | 62.69 | 2015 | 6.67 | 2015-06-30 |  |  |  |  | 3829 | 2026-06-09 12:00 | -0.01 | 16.17 | 12 | FALSE | 0 | 0 | 0 | 0 | 0
Spain | ESP | 2015-06-09 12:00 | 2015-06-09 14:00 | 62.06 | 2015 | 6.67 | 2015-06-30 |  |  |  |  | 3830 | 2026-06-09 13:00 | -0.01 | 16.17 | 13 | FALSE | 0 | 0 | 0 | 0 | 0
Spain | ESP | 2015-06-09 13:00 | 2015-06-09 15:00 | 60.19 | 2015 | 6.67 | 2015-06-30 |  |  |  |  | 3831 | 2026-06-09 14:00 | -0.01 | 16.17 | 14 | FALSE | 0 | 0 | 0 | 0 | 0
Spain | ESP | 2015-06-09 14:00 | 2015-06-09 16:00 | 60.1 | 2015 | 6.67 | 2015-06-30 |  |  |  |  | 3832 | 2026-06-09 15:00 | -0.02 | 16.17 | 15 | FALSE | 0 | 0 | 0 | 0 | 0
Spain | ESP | 2015-06-09 15:00 | 2015-06-09 17:00 | 61.29 | 2015 | 6.67 | 2015-06-30 |  |  |  |  | 3833 | 2026-06-09 16:00 | 0 | 16.17 | 16 | FALSE | 0 | 0 | 0 | 0 | 0
Spain | ESP | 2015-06-09 16:00 | 2015-06-09 18:00 | 61.29 | 2015 | 6.67 | 2015-06-30 |  |  |  |  | 3834 | 2026-06-09 17:00 | 4.93 | 16.17 | 17 | FALSE | 0 | 0 | 0 | 0 | 0
Spain | ESP | 2015-06-09 17:00 | 2015-06-09 19:00 | 60.3 | 2015 | 6.67 | 2015-06-30 |  |  |  |  | 3835 | 2026-06-09 18:00 | 31.61 | 16.17 | 18 | FALSE | 0 | 0 | 0 | 0 | 0
Spain | ESP | 2015-06-09 18:00 | 2015-06-09 20:00 | 60.69 | 2015 | 6.67 | 2015-06-30 |  |  |  |  | 3836 | 2026-06-09 19:00 | 80.7 | 16.17 | 19 | FALSE | 0 | 0 | 0 | 0 | 0
Spain | ESP | 2015-06-09 19:00 | 2015-06-09 21:00 | 62.59 | 2015 | 6.67 | 2015-06-30 |  |  |  |  | 3837 | 2026-06-09 20:00 | 125.51 | 16.17 | 20 | FALSE | 0 | 0 | 0 | 0 | 0
Spain | ESP | 2015-06-09 20:00 | 2015-06-09 22:00 | 62.48 | 2015 | 6.67 | 2015-06-30 |  |  |  |  | 3838 | 2026-06-09 21:00 | 117.68 | 16.17 | 21 | FALSE | 0 | 0 | 0 | 0 | 0
Spain | ESP | 2015-06-09 21:00 | 2015-06-09 23:00 | 60 | 2015 | 6.67 | 2015-06-30 |  |  |  |  | 3839 | 2026-06-09 22:00 | 98.81 | 16.17 | 22 | FALSE | 0 | 0 | 0 | 0 | 0
Spain | ESP | 2015-06-09 22:00 | 2015-06-10 | 57.8 | 2015 | 6.67 | 2015-06-30 |  |  |  |  | 3840 | 2026-06-09 23:00 | 98.81 | 16.17 | 23 | FALSE | 0 | 0 | 0 | 0 | 0
Spain | ESP | 2015-06-09 23:00 | 2015-06-10 01:00 | 52.6 | 2015 | 6.67 | 2015-06-30 |  |  |  |  | 3841 | 2026-06-10 | 98.81 | 16.17 | 24 | TRUE | 98.81 | 24 | 98.81 | 0 | -988.1
Spain | ESP | 2015-06-10 | 2015-06-10 02:00 | 50.69 | 2015 | 6.67 | 2015-06-30 |  |  |  |  | 3842 | 2026-06-10 01:00 | 98.81 | 16.17 | 1 | FALSE | 0 | 0 | 0 | 0 | 0
Spain | ESP | 2015-06-10 01:00 | 2015-06-10 03:00 | 48.13 | 2015 | 6.67 | 2015-06-30 |  |  |  |  | 3843 | 2026-06-10 02:00 | 98.81 | 16.17 | 2 | FALSE | 0 | 0 | 0 | 0 | 0
Spain | ESP | 2015-06-10 02:00 | 2015-06-10 04:00 | 49 | 2015 | 6.67 | 2015-06-30 |  |  |  |  | 3844 | 2026-06-10 03:00 | 98.81 | 16.17 | 3 | FALSE | 0 | 0 | 0 | 0 | 0
Spain | ESP | 2015-06-10 03:00 | 2015-06-10 05:00 | 50.82 | 2015 | 6.67 | 2015-06-30 |  |  |  |  | 3845 | 2026-06-10 04:00 | 98.81 | 16.17 | 4 | FALSE | 0 | 0 | 0 | 0 | 0
Spain | ESP | 2015-06-10 04:00 | 2015-06-10 06:00 | 54.58 | 2015 | 6.67 | 2015-06-30 |  |  |  |  | 3846 | 2026-06-10 05:00 | 98.81 | 16.17 | 5 | FALSE | 0 | 0 | 0 | 0 | 0
Spain | ESP | 2015-06-10 05:00 | 2015-06-10 07:00 | 57.07 | 2015 | 6.67 | 2015-06-30 |  |  |  |  | 3847 | 2026-06-10 06:00 | 98.81 | 16.17 | 6 | FALSE | 0 | 0 | 0 | 0 | 0
Spain | ESP | 2015-06-10 06:00 | 2015-06-10 08:00 | 61.56 | 2015 | 6.67 | 2015-06-30 |  |  |  |  | 3848 | 2026-06-10 07:00 | 98.81 | 16.17 | 7 | FALSE | 0 | 0 | 0 | 0 | 0
Spain | ESP | 2015-06-10 07:00 | 2015-06-10 09:00 | 60.8 | 2015 | 6.67 | 2015-06-30 |  |  |  |  | 3849 | 2026-06-10 08:00 | 98.81 | 16.17 | 8 | FALSE | 0 | 0 | 0 | 0 | 0
Spain | ESP | 2015-06-10 08:00 | 2015-06-10 10:00 | 60.69 | 2015 | 6.67 | 2015-06-30 |  |  |  |  | 3850 | 2026-06-10 09:00 | 98.81 | 16.17 | 9 | FALSE | 0 | 0 | 0 | 0 | 0
Spain | ESP | 2015-06-10 09:00 | 2015-06-10 11:00 | 60.69 | 2015 | 6.67 | 2015-06-30 |  |  |  |  | 3851 | 2026-06-10 10:00 | 98.81 | 16.17 | 10 | FALSE | 0 | 0 | 0 | 0 | 0
Spain | ESP | 2015-06-10 10:00 | 2015-06-10 12:00 | 60.19 | 2015 | 6.67 | 2015-06-30 |  |  |  |  | 3852 | 2026-06-10 11:00 | 98.81 | 16.17 | 11 | FALSE | 0 | 0 | 0 | 0 | 0
Spain | ESP | 2015-06-10 11:00 | 2015-06-10 13:00 | 59.6 | 2015 | 6.67 | 2015-06-30 |  |  |  |  | 3853 | 2026-06-10 12:00 | 98.81 | 16.17 | 12 | FALSE | 0 | 0 | 0 | 0 | 0
Spain | ESP | 2015-06-10 12:00 | 2015-06-10 14:00 | 55.07 | 2015 | 6.67 | 2015-06-30 |  |  |  |  | 3854 | 2026-06-10 13:00 | 98.81 | 16.17 | 13 | FALSE | 0 | 0 | 0 | 0 | 0
Spain | ESP | 2015-06-10 13:00 | 2015-06-10 15:00 | 53.35 | 2015 | 6.67 | 2015-06-30 |  |  |  |  | 3855 | 2026-06-10 14:00 | 98.81 | 16.17 | 14 | FALSE | 0 | 0 | 0 | 0 | 0
Spain | ESP | 2015-06-10 14:00 | 2015-06-10 16:00 | 54.58 | 2015 | 6.67 | 2015-06-30 |  |  |  |  | 3856 | 2026-06-10 15:00 | 98.81 | 16.17 | 15 | FALSE | 0 | 0 | 0 | 0 | 0
Spain | ESP | 2015-06-10 15:00 | 2015-06-10 17:00 | 56.63 | 2015 | 6.67 | 2015-06-30 |  |  |  |  | 3857 | 2026-06-10 16:00 | 98.81 | 16.17 | 16 | FALSE | 0 | 0 | 0 | 0 | 0
Spain | ESP | 2015-06-10 16:00 | 2015-06-10 18:00 | 59.6 | 2015 | 6.67 | 2015-06-30 |  |  |  |  | 3858 | 2026-06-10 17:00 | 98.81 | 16.17 | 17 | FALSE | 0 | 0 | 0 | 0 | 0
Spain | ESP | 2015-06-10 17:00 | 2015-06-10 19:00 | 60.19 | 2015 | 6.67 | 2015-06-30 |  |  |  |  | 3859 | 2026-06-10 18:00 | 98.81 | 16.17 | 18 | FALSE | 0 | 0 | 0 | 0 | 0
Spain | ESP | 2015-06-10 18:00 | 2015-06-10 20:00 | 61 | 2015 | 6.67 | 2015-06-30 |  |  |  |  | 3860 | 2026-06-10 19:00 | 98.81 | 16.17 | 19 | FALSE | 0 | 0 | 0 | 0 | 0
Spain | ESP | 2015-06-10 19:00 | 2015-06-10 21:00 | 62.48 | 2015 | 6.67 | 2015-06-30 |  |  |  |  | 3861 | 2026-06-10 20:00 | 98.81 | 16.17 | 20 | FALSE | 0 | 0 | 0 | 0 | 0
Spain | ESP | 2015-06-10 20:00 | 2015-06-10 22:00 | 62.48 | 2015 | 6.67 | 2015-06-30 |  |  |  |  | 3862 | 2026-06-10 21:00 | 98.81 | 16.17 | 21 | FALSE | 0 | 0 | 0 | 0 | 0
Spain | ESP | 2015-06-10 21:00 | 2015-06-10 23:00 | 60.8 | 2015 | 6.67 | 2015-06-30 |  |  |  |  | 3863 | 2026-06-10 22:00 | 98.81 | 16.17 | 22 | FALSE | 0 | 0 | 0 | 0 | 0
Spain | ESP | 2015-06-10 22:00 | 2015-06-11 | 62.22 | 2015 | 6.67 | 2015-06-30 |  |  |  |  | 3864 | 2026-06-10 23:00 | 98.81 | 16.17 | 23 | FALSE | 0 | 0 | 0 | 0 | 0
Spain | ESP | 2015-06-10 23:00 | 2015-06-11 01:00 | 56.07 | 2015 | 6.67 | 2015-06-30 |  |  |  |  | 3865 | 2026-06-11 | 98.81 | 16.17 | 24 | TRUE | 98.81 | 24 | 98.81 | 0 | -988.1
Spain | ESP | 2015-06-11 | 2015-06-11 02:00 | 54.2 | 2015 | 6.67 | 2015-06-30 |  |  |  |  | 3866 | 2026-06-11 01:00 | 98.81 | 16.17 | 1 | FALSE | 0 | 0 | 0 | 0 | 0
Spain | ESP | 2015-06-11 01:00 | 2015-06-11 03:00 | 52.45 | 2015 | 6.67 | 2015-06-30 |  |  |  |  | 3867 | 2026-06-11 02:00 | 98.81 | 16.17 | 2 | FALSE | 0 | 0 | 0 | 0 | 0
Spain | ESP | 2015-06-11 02:00 | 2015-06-11 04:00 | 52.44 | 2015 | 6.67 | 2015-06-30 |  |  |  |  | 3868 | 2026-06-11 03:00 | 98.81 | 16.17 | 3 | FALSE | 0 | 0 | 0 | 0 | 0
Spain | ESP | 2015-06-11 03:00 | 2015-06-11 05:00 | 53.92 | 2015 | 6.67 | 2015-06-30 |  |  |  |  | 3869 | 2026-06-11 04:00 | 98.81 | 16.17 | 4 | FALSE | 0 | 0 | 0 | 0 | 0
Spain | ESP | 2015-06-11 04:00 | 2015-06-11 06:00 | 55.53 | 2015 | 6.67 | 2015-06-30 |  |  |  |  | 3870 | 2026-06-11 05:00 | 98.81 | 16.17 | 5 | FALSE | 0 | 0 | 0 | 0 | 0
Spain | ESP | 2015-06-11 05:00 | 2015-06-11 07:00 | 59.75 | 2015 | 6.67 | 2015-06-30 |  |  |  |  | 3871 | 2026-06-11 06:00 | 98.81 | 16.17 | 6 | FALSE | 0 | 0 | 0 | 0 | 0
Spain | ESP | 2015-06-11 06:00 | 2015-06-11 08:00 | 62.59 | 2015 | 6.67 | 2015-06-30 |  |  |  |  | 3872 | 2026-06-11 07:00 | 98.81 | 16.17 | 7 | FALSE | 0 | 0 | 0 | 0 | 0
Spain | ESP | 2015-06-11 07:00 | 2015-06-11 09:00 | 64.19 | 2015 | 6.67 | 2015-06-30 |  |  |  |  | 3873 | 2026-06-11 08:00 | 98.81 | 16.17 | 8 | FALSE | 0 | 0 | 0 | 0 | 0
Spain | ESP | 2015-06-11 08:00 | 2015-06-11 10:00 | 65.19 | 2015 | 6.67 | 2015-06-30 |  |  |  |  | 3874 | 2026-06-11 09:00 | 98.81 | 16.17 | 9 | FALSE | 0 | 0 | 0 | 0 | 0
Spain | ESP | 2015-06-11 09:00 | 2015-06-11 11:00 | 65.69 | 2015 | 6.67 | 2015-06-30 |  |  |  |  | 3875 | 2026-06-11 10:00 | 98.81 | 16.17 | 10 | FALSE | 0 | 0 | 0 | 0 | 0
Spain | ESP | 2015-06-11 10:00 | 2015-06-11 12:00 | 65.69 | 2015 | 6.67 | 2015-06-30 |  |  |  |  | 3876 | 2026-06-11 11:00 | 98.81 | 16.17 | 11 | FALSE | 0 | 0 | 0 | 0 | 0
Spain | ESP | 2015-06-11 11:00 | 2015-06-11 13:00 | 65.19 | 2015 | 6.67 | 2015-06-30 |  |  |  |  | 3877 | 2026-06-11 12:00 | 98.81 | 16.17 | 12 | FALSE | 0 | 0 | 0 | 0 | 0
Spain | ESP | 2015-06-11 12:00 | 2015-06-11 14:00 | 62.5 | 2015 | 6.67 | 2015-06-30 |  |  |  |  | 3878 | 2026-06-11 13:00 | 98.81 | 16.17 | 13 | FALSE | 0 | 0 | 0 | 0 | 0
Spain | ESP | 2015-06-11 13:00 | 2015-06-11 15:00 | 60 | 2015 | 6.67 | 2015-06-30 |  |  |  |  | 3879 | 2026-06-11 14:00 | 98.81 | 16.17 | 14 | FALSE | 0 | 0 | 0 | 0 | 0
Spain | ESP | 2015-06-11 14:00 | 2015-06-11 16:00 | 60.3 | 2015 | 6.67 | 2015-06-30 |  |  |  |  | 3880 | 2026-06-11 15:00 | 98.81 | 16.17 | 15 | FALSE | 0 | 0 | 0 | 0 | 0
Spain | ESP | 2015-06-11 15:00 | 2015-06-11 17:00 | 61.26 | 2015 | 6.67 | 2015-06-30 |  |  |  |  | 3881 | 2026-06-11 16:00 | 98.81 | 16.17 | 16 | FALSE | 0 | 0 | 0 | 0 | 0
Spain | ESP | 2015-06-11 16:00 | 2015-06-11 18:00 | 62 | 2015 | 6.67 | 2015-06-30 |  |  |  |  | 3882 | 2026-06-11 17:00 | 98.81 | 16.17 | 17 | FALSE | 0 | 0 | 0 | 0 | 0
Spain | ESP | 2015-06-11 17:00 | 2015-06-11 19:00 | 61.26 | 2015 | 6.67 | 2015-06-30 |  |  |  |  | 3883 | 2026-06-11 18:00 | 98.81 | 16.17 | 18 | FALSE | 0 | 0 | 0 | 0 | 0
Spain | ESP | 2015-06-11 18:00 | 2015-06-11 20:00 | 62.51 | 2015 | 6.67 | 2015-06-30 |  |  |  |  | 3884 | 2026-06-11 19:00 | 98.81 | 16.17 | 19 | FALSE | 0 | 0 | 0 | 0 | 0
Spain | ESP | 2015-06-11 19:00 | 2015-06-11 21:00 | 64.5 | 2015 | 6.67 | 2015-06-30 |  |  |  |  | 3885 | 2026-06-11 20:00 | 98.81 | 16.17 | 20 | FALSE | 0 | 0 | 0 | 0 | 0
Spain | ESP | 2015-06-11 20:00 | 2015-06-11 22:00 | 65 | 2015 | 6.67 | 2015-06-30 |  |  |  |  | 3886 | 2026-06-11 21:00 | 98.81 | 16.17 | 21 | FALSE | 0 | 0 | 0 | 0 | 0
Spain | ESP | 2015-06-11 21:00 | 2015-06-11 23:00 | 64.1 | 2015 | 6.67 | 2015-06-30 |  |  |  |  | 3887 | 2026-06-11 22:00 | 98.81 | 16.17 | 22 | FALSE | 0 | 0 | 0 | 0 | 0
Spain | ESP | 2015-06-11 22:00 | 2015-06-12 | 62.69 | 2015 | 6.67 | 2015-06-30 |  |  |  |  | 3888 | 2026-06-11 23:00 | 98.81 | 16.17 | 23 | FALSE | 0 | 0 | 0 | 0 | 0
Spain | ESP | 2015-06-11 23:00 | 2015-06-12 01:00 | 60.49 | 2015 | 6.67 | 2015-06-30 |  |  |  |  | 3889 | 2026-06-12 | 98.81 | 16.17 | 24 | TRUE | 98.81 | 24 | 98.81 | 0 | -988.1
Spain | ESP | 2015-06-12 | 2015-06-12 02:00 | 57.2 | 2015 | 6.67 | 2015-06-30 |  |  |  |  | 3890 | 2026-06-12 01:00 | 98.81 | 16.17 | 1 | FALSE | 0 | 0 | 0 | 0 | 0
Spain | ESP | 2015-06-12 01:00 | 2015-06-12 03:00 | 53.75 | 2015 | 6.67 | 2015-06-30 |  |  |  |  | 3891 | 2026-06-12 02:00 | 98.81 | 16.17 | 2 | FALSE | 0 | 0 | 0 | 0 | 0
Spain | ESP | 2015-06-12 02:00 | 2015-06-12 04:00 | 50 | 2015 | 6.67 | 2015-06-30 |  |  |  |  | 3892 | 2026-06-12 03:00 | 98.81 | 16.17 | 3 | FALSE | 0 | 0 | 0 | 0 | 0
Spain | ESP | 2015-06-12 03:00 | 2015-06-12 05:00 | 49.41 | 2015 | 6.67 | 2015-06-30 |  |  |  |  | 3893 | 2026-06-12 04:00 | 98.81 | 16.17 | 4 | FALSE | 0 | 0 | 0 | 0 | 0
Spain | ESP | 2015-06-12 04:00 | 2015-06-12 06:00 | 54.58 | 2015 | 6.67 | 2015-06-30 |  |  |  |  | 3894 | 2026-06-12 05:00 | 98.81 | 16.17 | 5 | FALSE | 0 | 0 | 0 | 0 | 0
Spain | ESP | 2015-06-12 05:00 | 2015-06-12 07:00 | 59.75 | 2015 | 6.67 | 2015-06-30 |  |  |  |  | 3895 | 2026-06-12 06:00 | 98.81 | 16.17 | 6 | FALSE | 0 | 0 | 0 | 0 | 0
Spain | ESP | 2015-06-12 06:00 | 2015-06-12 08:00 | 62.07 | 2015 | 6.67 | 2015-06-30 |  |  |  |  | 3896 | 2026-06-12 07:00 | 98.81 | 16.17 | 7 | FALSE | 0 | 0 | 0 | 0 | 0
Spain | ESP | 2015-06-12 07:00 | 2015-06-12 09:00 | 62.5 | 2015 | 6.67 | 2015-06-30 |  |  |  |  | 3897 | 2026-06-12 08:00 | 98.81 | 16.17 | 8 | FALSE | 0 | 0 | 0 | 0 | 0
Spain | ESP | 2015-06-12 08:00 | 2015-06-12 10:00 | 62.6 | 2015 | 6.67 | 2015-06-30 |  |  |  |  | 3898 | 2026-06-12 09:00 | 98.81 | 16.17 | 9 | FALSE | 0 | 0 | 0 | 0 | 0
Spain | ESP | 2015-06-12 09:00 | 2015-06-12 11:00 | 62.5 | 2015 | 6.67 | 2015-06-30 |  |  |  |  | 3899 | 2026-06-12 10:00 | 98.81 | 16.17 | 10 | FALSE | 0 | 0 | 0 | 0 | 0
Spain | ESP | 2015-06-12 10:00 | 2015-06-12 12:00 | 62.5 | 2015 | 6.67 | 2015-06-30 |  |  |  |  | 3900 | 2026-06-12 11:00 | 98.81 | 16.17 | 11 | FALSE | 0 | 0 | 0 | 0 | 0
Spain | ESP | 2015-06-12 11:00 | 2015-06-12 13:00 | 62.07 | 2015 | 6.67 | 2015-06-30 |  |  |  |  | 3901 | 2026-06-12 12:00 | 98.81 | 16.17 | 12 | FALSE | 0 | 0 | 0 | 0 | 0
Spain | ESP | 2015-06-12 12:00 | 2015-06-12 14:00 | 58.21 | 2015 | 6.67 | 2015-06-30 |  |  |  |  | 3902 | 2026-06-12 13:00 | 98.81 | 16.17 | 13 | FALSE | 0 | 0 | 0 | 0 | 0
Spain | ESP | 2015-06-12 13:00 | 2015-06-12 15:00 | 54.58 | 2015 | 6.67 | 2015-06-30 |  |  |  |  | 3903 | 2026-06-12 14:00 | 98.81 | 16.17 | 14 | FALSE | 0 | 0 | 0 | 0 | 0
Spain | ESP | 2015-06-12 14:00 | 2015-06-12 16:00 | 53.75 | 2015 | 6.67 | 2015-06-30 |  |  |  |  | 3904 | 2026-06-12 15:00 | 98.81 | 16.17 | 15 | FALSE | 0 | 0 | 0 | 0 | 0
Spain | ESP | 2015-06-12 15:00 | 2015-06-12 17:00 | 54.59 | 2015 | 6.67 | 2015-06-30 |  |  |  |  | 3905 | 2026-06-12 16:00 | 98.81 | 16.17 | 16 | FALSE | 0 | 0 | 0 | 0 | 0
Spain | ESP | 2015-06-12 16:00 | 2015-06-12 18:00 | 54.58 | 2015 | 6.67 | 2015-06-30 |  |  |  |  | 3906 | 2026-06-12 17:00 | 98.81 | 16.17 | 17 | FALSE | 0 | 0 | 0 | 0 | 0
Spain | ESP | 2015-06-12 17:00 | 2015-06-12 19:00 | 54.69 | 2015 | 6.67 | 2015-06-30 |  |  |  |  | 3907 | 2026-06-12 18:00 | 98.81 | 16.17 | 18 | FALSE | 0 | 0 | 0 | 0 | 0
Spain | ESP | 2015-06-12 18:00 | 2015-06-12 20:00 | 58.95 | 2015 | 6.67 | 2015-06-30 |  |  |  |  | 3908 | 2026-06-12 19:00 | 98.81 | 16.17 | 19 | FALSE | 0 | 0 | 0 | 0 | 0
Spain | ESP | 2015-06-12 19:00 | 2015-06-12 21:00 | 62.03 | 2015 | 6.67 | 2015-06-30 |  |  |  |  | 3909 | 2026-06-12 20:00 | 98.81 | 16.17 | 20 | FALSE | 0 | 0 | 0 | 0 | 0
Spain | ESP | 2015-06-12 20:00 | 2015-06-12 22:00 | 62.19 | 2015 | 6.67 | 2015-06-30 |  |  |  |  | 3910 | 2026-06-12 21:00 | 98.81 | 16.17 | 21 | FALSE | 0 | 0 | 0 | 0 | 0
Spain | ESP | 2015-06-12 21:00 | 2015-06-12 23:00 | 61.41 | 2015 | 6.67 | 2015-06-30 |  |  |  |  | 3911 | 2026-06-12 22:00 | 98.81 | 16.17 | 22 | FALSE | 0 | 0 | 0 | 0 | 0
Spain | ESP | 2015-06-12 22:00 | 2015-06-13 | 60.21 | 2015 | 6.67 | 2015-06-30 |  |  |  |  | 3912 | 2026-06-12 23:00 | 98.81 | 16.17 | 23 | FALSE | 0 | 0 | 0 | 0 | 0
Spain | ESP | 2015-06-12 23:00 | 2015-06-13 01:00 | 58.95 | 2015 | 6.67 | 2015-06-30 |  |  |  |  | 3913 | 2026-06-13 | 98.81 | 16.17 | 24 | TRUE | 98.81 | 24 | 98.81 | 0 | -988.1
Spain | ESP | 2015-06-13 | 2015-06-13 02:00 | 55.1 | 2015 | 6.67 | 2015-06-30 |  |  |  |  | 3914 | 2026-06-13 01:00 | 98.81 | 16.17 | 1 | FALSE | 0 | 0 | 0 | 0 | 0
Spain | ESP | 2015-06-13 01:00 | 2015-06-13 03:00 | 52.78 | 2015 | 6.67 | 2015-06-30 |  |  |  |  | 3915 | 2026-06-13 02:00 | 98.81 | 16.17 | 2 | FALSE | 0 | 0 | 0 | 0 | 0
Spain | ESP | 2015-06-13 02:00 | 2015-06-13 04:00 | 53.44 | 2015 | 6.67 | 2015-06-30 |  |  |  |  | 3916 | 2026-06-13 03:00 | 98.81 | 16.17 | 3 | FALSE | 0 | 0 | 0 | 0 | 0
Spain | ESP | 2015-06-13 03:00 | 2015-06-13 05:00 | 53.6 | 2015 | 6.67 | 2015-06-30 |  |  |  |  | 3917 | 2026-06-13 04:00 | 98.81 | 16.17 | 4 | FALSE | 0 | 0 | 0 | 0 | 0
Spain | ESP | 2015-06-13 04:00 | 2015-06-13 06:00 | 52.78 | 2015 | 6.67 | 2015-06-30 |  |  |  |  | 3918 | 2026-06-13 05:00 | 98.81 | 16.17 | 5 | FALSE | 0 | 0 | 0 | 0 | 0
Spain | ESP | 2015-06-13 05:00 | 2015-06-13 07:00 | 52.1 | 2015 | 6.67 | 2015-06-30 |  |  |  |  | 3919 | 2026-06-13 06:00 | 98.81 | 16.17 | 6 | FALSE | 0 | 0 | 0 | 0 | 0
Spain | ESP | 2015-06-13 06:00 | 2015-06-13 08:00 | 57.07 | 2015 | 6.67 | 2015-06-30 |  |  |  |  | 3920 | 2026-06-13 07:00 | 98.81 | 16.17 | 7 | FALSE | 0 | 0 | 0 | 0 | 0
Spain | ESP | 2015-06-13 07:00 | 2015-06-13 09:00 | 60 | 2015 | 6.67 | 2015-06-30 |  |  |  |  | 3921 | 2026-06-13 08:00 | 98.81 | 16.17 | 8 | FALSE | 0 | 0 | 0 | 0 | 0
Spain | ESP | 2015-06-13 08:00 | 2015-06-13 10:00 | 62.19 | 2015 | 6.67 | 2015-06-30 |  |  |  |  | 3922 | 2026-06-13 09:00 | 98.81 | 16.17 | 9 | FALSE | 0 | 0 | 0 | 0 | 0
Spain | ESP | 2015-06-13 09:00 | 2015-06-13 11:00 | 62.23 | 2015 | 6.67 | 2015-06-30 |  |  |  |  | 3923 | 2026-06-13 10:00 | 98.81 | 16.17 | 10 | FALSE | 0 | 0 | 0 | 0 | 0
Spain | ESP | 2015-06-13 10:00 | 2015-06-13 12:00 | 62.13 | 2015 | 6.67 | 2015-06-30 |  |  |  |  | 3924 | 2026-06-13 11:00 | 98.81 | 16.17 | 11 | FALSE | 0 | 0 | 0 | 0 | 0
Spain | ESP | 2015-06-13 11:00 | 2015-06-13 13:00 | 60.15 | 2015 | 6.67 | 2015-06-30 |  |  |  |  | 3925 | 2026-06-13 12:00 | 98.81 | 16.17 | 12 | FALSE | 0 | 0 | 0 | 0 | 0
Spain | ESP | 2015-06-13 12:00 | 2015-06-13 14:00 | 58.1 | 2015 | 6.67 | 2015-06-30 |  |  |  |  | 3926 | 2026-06-13 13:00 | 98.81 | 16.17 | 13 | FALSE | 0 | 0 | 0 | 0 | 0
Spain | ESP | 2015-06-13 13:00 | 2015-06-13 15:00 | 53.6 | 2015 | 6.67 | 2015-06-30 |  |  |  |  | 3927 | 2026-06-13 14:00 | 98.81 | 16.17 | 14 | FALSE | 0 | 0 | 0 | 0 | 0
Spain | ESP | 2015-06-13 14:00 | 2015-06-13 16:00 | 47.91 | 2015 | 6.67 | 2015-06-30 |  |  |  |  | 3928 | 2026-06-13 15:00 | 98.81 | 16.17 | 15 | FALSE | 0 | 0 | 0 | 0 | 0
Spain | ESP | 2015-06-13 15:00 | 2015-06-13 17:00 | 47.59 | 2015 | 6.67 | 2015-06-30 |  |  |  |  | 3929 | 2026-06-13 16:00 | 98.81 | 16.17 | 16 | FALSE | 0 | 0 | 0 | 0 | 0
Spain | ESP | 2015-06-13 16:00 | 2015-06-13 18:00 | 50.65 | 2015 | 6.67 | 2015-06-30 |  |  |  |  | 3930 | 2026-06-13 17:00 | 98.81 | 16.17 | 17 | FALSE | 0 | 0 | 0 | 0 | 0
Spain | ESP | 2015-06-13 17:00 | 2015-06-13 19:00 | 55 | 2015 | 6.67 | 2015-06-30 |  |  |  |  | 3931 | 2026-06-13 18:00 | 98.81 | 16.17 | 18 | FALSE | 0 | 0 | 0 | 0 | 0
Spain | ESP | 2015-06-13 18:00 | 2015-06-13 20:00 | 57.07 | 2015 | 6.67 | 2015-06-30 |  |  |  |  | 3932 | 2026-06-13 19:00 | 98.81 | 16.17 | 19 | FALSE | 0 | 0 | 0 | 0 | 0
Spain | ESP | 2015-06-13 19:00 | 2015-06-13 21:00 | 60 | 2015 | 6.67 | 2015-06-30 |  |  |  |  | 3933 | 2026-06-13 20:00 | 98.81 | 16.17 | 20 | FALSE | 0 | 0 | 0 | 0 | 0
Spain | ESP | 2015-06-13 20:00 | 2015-06-13 22:00 | 62.13 | 2015 | 6.67 | 2015-06-30 |  |  |  |  | 3934 | 2026-06-13 21:00 | 98.81 | 16.17 | 21 | FALSE | 0 | 0 | 0 | 0 | 0
Spain | ESP | 2015-06-13 21:00 | 2015-06-13 23:00 | 58.21 | 2015 | 6.67 | 2015-06-30 |  |  |  |  | 3935 | 2026-06-13 22:00 | 98.81 | 16.17 | 22 | FALSE | 0 | 0 | 0 | 0 | 0
Spain | ESP | 2015-06-13 22:00 | 2015-06-14 | 55.67 | 2015 | 6.67 | 2015-06-30 |  |  |  |  | 3936 | 2026-06-13 23:00 | 98.81 | 16.17 | 23 | FALSE | 0 | 0 | 0 | 0 | 0
Spain | ESP | 2015-06-13 23:00 | 2015-06-14 01:00 | 48.44 | 2015 | 6.67 | 2015-06-30 |  |  |  |  | 3937 | 2026-06-14 | 98.81 | 16.17 | 24 | TRUE | 98.81 | 24 | 98.81 | 0 | -988.1
Spain | ESP | 2015-06-14 | 2015-06-14 02:00 | 45 | 2015 | 6.67 | 2015-06-30 |  |  |  |  | 3938 | 2026-06-14 01:00 | 98.81 | 16.17 | 1 | FALSE | 0 | 0 | 0 | 0 | 0
Spain | ESP | 2015-06-14 01:00 | 2015-06-14 03:00 | 44.35 | 2015 | 6.67 | 2015-06-30 |  |  |  |  | 3939 | 2026-06-14 02:00 | 98.81 | 16.17 | 2 | FALSE | 0 | 0 | 0 | 0 | 0
Spain | ESP | 2015-06-14 02:00 | 2015-06-14 04:00 | 43.75 | 2015 | 6.67 | 2015-06-30 |  |  |  |  | 3940 | 2026-06-14 03:00 | 98.81 | 16.17 | 3 | FALSE | 0 | 0 | 0 | 0 | 0
Spain | ESP | 2015-06-14 03:00 | 2015-06-14 05:00 | 44.09 | 2015 | 6.67 | 2015-06-30 |  |  |  |  | 3941 | 2026-06-14 04:00 | 98.81 | 16.17 | 4 | FALSE | 0 | 0 | 0 | 0 | 0
Spain | ESP | 2015-06-14 04:00 | 2015-06-14 06:00 | 44 | 2015 | 6.67 | 2015-06-30 |  |  |  |  | 3942 | 2026-06-14 05:00 | 98.81 | 16.17 | 5 | FALSE | 0 | 0 | 0 | 0 | 0
Spain | ESP | 2015-06-14 05:00 | 2015-06-14 07:00 | 43.44 | 2015 | 6.67 | 2015-06-30 |  |  |  |  | 3943 | 2026-06-14 06:00 | 98.81 | 16.17 | 6 | FALSE | 0 | 0 | 0 | 0 | 0
Spain | ESP | 2015-06-14 06:00 | 2015-06-14 08:00 | 44.98 | 2015 | 6.67 | 2015-06-30 |  |  |  |  | 3944 | 2026-06-14 07:00 | 98.81 | 16.17 | 7 | FALSE | 0 | 0 | 0 | 0 | 0
Spain | ESP | 2015-06-14 07:00 | 2015-06-14 09:00 | 46.6 | 2015 | 6.67 | 2015-06-30 |  |  |  |  | 3945 | 2026-06-14 08:00 | 98.81 | 16.17 | 8 | FALSE | 0 | 0 | 0 | 0 | 0
Spain | ESP | 2015-06-14 08:00 | 2015-06-14 10:00 | 48.35 | 2015 | 6.67 | 2015-06-30 |  |  |  |  | 3946 | 2026-06-14 09:00 | 98.81 | 16.17 | 9 | FALSE | 0 | 0 | 0 | 0 | 0
Spain | ESP | 2015-06-14 09:00 | 2015-06-14 11:00 | 51.5 | 2015 | 6.67 | 2015-06-30 |  |  |  |  | 3947 | 2026-06-14 10:00 | 98.81 | 16.17 | 10 | FALSE | 0 | 0 | 0 | 0 | 0
Spain | ESP | 2015-06-14 10:00 | 2015-06-14 12:00 | 53.1 | 2015 | 6.67 | 2015-06-30 |  |  |  |  | 3948 | 2026-06-14 11:00 | 98.81 | 16.17 | 11 | FALSE | 0 | 0 | 0 | 0 | 0
Spain | ESP | 2015-06-14 11:00 | 2015-06-14 13:00 | 54.6 | 2015 | 6.67 | 2015-06-30 |  |  |  |  | 3949 | 2026-06-14 12:00 | 98.81 | 16.17 | 12 | FALSE | 0 | 0 | 0 | 0 | 0
Spain | ESP | 2015-06-14 12:00 | 2015-06-14 14:00 | 53.75 | 2015 | 6.67 | 2015-06-30 |  |  |  |  | 3950 | 2026-06-14 13:00 | 98.81 | 16.17 | 13 | FALSE | 0 | 0 | 0 | 0 | 0
Spain | ESP | 2015-06-14 13:00 | 2015-06-14 15:00 | 51.24 | 2015 | 6.67 | 2015-06-30 |  |  |  |  | 3951 | 2026-06-14 14:00 | 98.81 | 16.17 | 14 | FALSE | 0 | 0 | 0 | 0 | 0
Spain | ESP | 2015-06-14 14:00 | 2015-06-14 16:00 | 48.1 | 2015 | 6.67 | 2015-06-30 |  |  |  |  | 3952 | 2026-06-14 15:00 | 98.81 | 16.17 | 15 | FALSE | 0 | 0 | 0 | 0 | 0
Spain | ESP | 2015-06-14 15:00 | 2015-06-14 17:00 | 48.3 | 2015 | 6.67 | 2015-06-30 |  |  |  |  | 3953 | 2026-06-14 16:00 | 98.81 | 16.17 | 16 | FALSE | 0 | 0 | 0 | 0 | 0
Spain | ESP | 2015-06-14 16:00 | 2015-06-14 18:00 | 51.53 | 2015 | 6.67 | 2015-06-30 |  |  |  |  | 3954 | 2026-06-14 17:00 | 98.81 | 16.17 | 17 | FALSE | 0 | 0 | 0 | 0 | 0
Spain | ESP | 2015-06-14 17:00 | 2015-06-14 19:00 | 55.67 | 2015 | 6.67 | 2015-06-30 |  |  |  |  | 3955 | 2026-06-14 18:00 | 98.81 | 16.17 | 18 | FALSE | 0 | 0 | 0 | 0 | 0
Spain | ESP | 2015-06-14 18:00 | 2015-06-14 20:00 | 56.61 | 2015 | 6.67 | 2015-06-30 |  |  |  |  | 3956 | 2026-06-14 19:00 | 98.81 | 16.17 | 19 | FALSE | 0 | 0 | 0 | 0 | 0
Spain | ESP | 2015-06-14 19:00 | 2015-06-14 21:00 | 62.19 | 2015 | 6.67 | 2015-06-30 |  |  |  |  | 3957 | 2026-06-14 20:00 | 98.81 | 16.17 | 20 | FALSE | 0 | 0 | 0 | 0 | 0
Spain | ESP | 2015-06-14 20:00 | 2015-06-14 22:00 | 64 | 2015 | 6.67 | 2015-06-30 |  |  |  |  | 3958 | 2026-06-14 21:00 | 98.81 | 16.17 | 21 | FALSE | 0 | 0 | 0 | 0 | 0
Spain | ESP | 2015-06-14 21:00 | 2015-06-14 23:00 | 61.57 | 2015 | 6.67 | 2015-06-30 |  |  |  |  | 3959 | 2026-06-14 22:00 | 98.81 | 16.17 | 22 | FALSE | 0 | 0 | 0 | 0 | 0
Spain | ESP | 2015-06-14 22:00 | 2015-06-15 | 54.49 | 2015 | 6.67 | 2015-06-30 |  |  |  |  | 3960 | 2026-06-14 23:00 | 98.81 | 16.17 | 23 | FALSE | 0 | 0 | 0 | 0 | 0
Spain | ESP | 2015-06-14 23:00 | 2015-06-15 01:00 | 47.5 | 2015 | 6.67 | 2015-06-30 |  |  |  |  | 3961 | 2026-06-15 | 98.81 | 16.17 | 24 | TRUE | 98.81 | 24 | 98.81 | 0 | -988.1
Spain | ESP | 2015-06-15 | 2015-06-15 02:00 | 44.35 | 2015 | 6.67 | 2015-06-30 |  |  |  |  | 3962 | 2026-06-15 01:00 | 98.81 | 16.17 | 1 | FALSE | 0 | 0 | 0 | 0 | 0
Spain | ESP | 2015-06-15 01:00 | 2015-06-15 03:00 | 43.44 | 2015 | 6.67 | 2015-06-30 |  |  |  |  | 3963 | 2026-06-15 02:00 | 98.81 | 16.17 | 2 | FALSE | 0 | 0 | 0 | 0 | 0
Spain | ESP | 2015-06-15 02:00 | 2015-06-15 04:00 | 42.87 | 2015 | 6.67 | 2015-06-30 |  |  |  |  | 3964 | 2026-06-15 03:00 | 98.81 | 16.17 | 3 | FALSE | 0 | 0 | 0 | 0 | 0
Spain | ESP | 2015-06-15 03:00 | 2015-06-15 05:00 | 43.44 | 2015 | 6.67 | 2015-06-30 |  |  |  |  | 3965 | 2026-06-15 04:00 | 98.81 | 16.17 | 4 | FALSE | 0 | 0 | 0 | 0 | 0
Spain | ESP | 2015-06-15 04:00 | 2015-06-15 06:00 | 48 | 2015 | 6.67 | 2015-06-30 |  |  |  |  | 3966 | 2026-06-15 05:00 | 98.81 | 16.17 | 5 | FALSE | 0 | 0 | 0 | 0 | 0
Spain | ESP | 2015-06-15 05:00 | 2015-06-15 07:00 | 53.75 | 2015 | 6.67 | 2015-06-30 |  |  |  |  | 3967 | 2026-06-15 06:00 | 98.81 | 16.17 | 6 | FALSE | 0 | 0 | 0 | 0 | 0
Spain | ESP | 2015-06-15 06:00 | 2015-06-15 08:00 | 59.75 | 2015 | 6.67 | 2015-06-30 |  |  |  |  | 3968 | 2026-06-15 07:00 | 98.81 | 16.17 | 7 | FALSE | 0 | 0 | 0 | 0 | 0
Spain | ESP | 2015-06-15 07:00 | 2015-06-15 09:00 | 62.48 | 2015 | 6.67 | 2015-06-30 |  |  |  |  | 3969 | 2026-06-15 08:00 | 98.81 | 16.17 | 8 | FALSE | 0 | 0 | 0 | 0 | 0
Spain | ESP | 2015-06-15 08:00 | 2015-06-15 10:00 | 62.95 | 2015 | 6.67 | 2015-06-30 |  |  |  |  | 3970 | 2026-06-15 09:00 | 98.81 | 16.17 | 9 | FALSE | 0 | 0 | 0 | 0 | 0
Spain | ESP | 2015-06-15 09:00 | 2015-06-15 11:00 | 62.69 | 2015 | 6.67 | 2015-06-30 |  |  |  |  | 3971 | 2026-06-15 10:00 | 98.81 | 16.17 | 10 | FALSE | 0 | 0 | 0 | 0 | 0
Spain | ESP | 2015-06-15 10:00 | 2015-06-15 12:00 | 63.95 | 2015 | 6.67 | 2015-06-30 |  |  |  |  | 3972 | 2026-06-15 11:00 | 98.81 | 16.17 | 11 | FALSE | 0 | 0 | 0 | 0 | 0
Spain | ESP | 2015-06-15 11:00 | 2015-06-15 13:00 | 62.95 | 2015 | 6.67 | 2015-06-30 |  |  |  |  | 3973 | 2026-06-15 12:00 | 98.81 | 16.17 | 12 | FALSE | 0 | 0 | 0 | 0 | 0
Spain | ESP | 2015-06-15 12:00 | 2015-06-15 14:00 | 62.19 | 2015 | 6.67 | 2015-06-30 |  |  |  |  | 3974 | 2026-06-15 13:00 | 98.81 | 16.17 | 13 | FALSE | 0 | 0 | 0 | 0 | 0
Spain | ESP | 2015-06-15 13:00 | 2015-06-15 15:00 | 60.1 | 2015 | 6.67 | 2015-06-30 |  |  |  |  | 3975 | 2026-06-15 14:00 | 98.81 | 16.17 | 14 | FALSE | 0 | 0 | 0 | 0 | 0
Spain | ESP | 2015-06-15 14:00 | 2015-06-15 16:00 | 60 | 2015 | 6.67 | 2015-06-30 |  |  |  |  | 3976 | 2026-06-15 15:00 | 98.81 | 16.17 | 15 | FALSE | 0 | 0 | 0 | 0 | 0
Spain | ESP | 2015-06-15 15:00 | 2015-06-15 17:00 | 60.1 | 2015 | 6.67 | 2015-06-30 |  |  |  |  | 3977 | 2026-06-15 16:00 | 98.81 | 16.17 | 16 | FALSE | 0 | 0 | 0 | 0 | 0
Spain | ESP | 2015-06-15 16:00 | 2015-06-15 18:00 | 59.75 | 2015 | 6.67 | 2015-06-30 |  |  |  |  | 3978 | 2026-06-15 17:00 | 98.81 | 16.17 | 17 | FALSE | 0 | 0 | 0 | 0 | 0
Spain | ESP | 2015-06-15 17:00 | 2015-06-15 19:00 | 57 | 2015 | 6.67 | 2015-06-30 |  |  |  |  | 3979 | 2026-06-15 18:00 | 98.81 | 16.17 | 18 | FALSE | 0 | 0 | 0 | 0 | 0
Spain | ESP | 2015-06-15 18:00 | 2015-06-15 20:00 | 58.1 | 2015 | 6.67 | 2015-06-30 |  |  |  |  | 3980 | 2026-06-15 19:00 | 98.81 | 16.17 | 19 | FALSE | 0 | 0 | 0 | 0 | 0
Spain | ESP | 2015-06-15 19:00 | 2015-06-15 21:00 | 58.95 | 2015 | 6.67 | 2015-06-30 |  |  |  |  | 3981 | 2026-06-15 20:00 | 98.81 | 16.17 | 20 | FALSE | 0 | 0 | 0 | 0 | 0
Spain | ESP | 2015-06-15 20:00 | 2015-06-15 22:00 | 57.69 | 2015 | 6.67 | 2015-06-30 |  |  |  |  | 3982 | 2026-06-15 21:00 | 98.81 | 16.17 | 21 | FALSE | 0 | 0 | 0 | 0 | 0
Spain | ESP | 2015-06-15 21:00 | 2015-06-15 23:00 | 52.78 | 2015 | 6.67 | 2015-06-30 |  |  |  |  | 3983 | 2026-06-15 22:00 | 98.81 | 16.17 | 22 | FALSE | 0 | 0 | 0 | 0 | 0
Spain | ESP | 2015-06-15 22:00 | 2015-06-16 | 52.37 | 2015 | 6.67 | 2015-06-30 |  |  |  |  | 3984 | 2026-06-15 23:00 | 98.81 | 16.17 | 23 | FALSE | 0 | 0 | 0 | 0 | 0
Spain | ESP | 2015-06-15 23:00 | 2015-06-16 01:00 | 46.44 | 2015 | 6.67 | 2015-06-30 |  |  |  |  | 3985 | 2026-06-16 | 98.81 | 16.17 | 24 | TRUE | 98.81 | 24 | 98.81 | 0 | -988.1
Spain | ESP | 2015-06-16 | 2015-06-16 02:00 | 44.37 | 2015 | 6.67 | 2015-06-30 |  |  |  |  | 3986 | 2026-06-16 01:00 | 98.81 | 16.17 | 1 | FALSE | 0 | 0 | 0 | 0 | 0
Spain | ESP | 2015-06-16 01:00 | 2015-06-16 03:00 | 43.62 | 2015 | 6.67 | 2015-06-30 |  |  |  |  | 3987 | 2026-06-16 02:00 | 98.81 | 16.17 | 2 | FALSE | 0 | 0 | 0 | 0 | 0
Spain | ESP | 2015-06-16 02:00 | 2015-06-16 04:00 | 43.62 | 2015 | 6.67 | 2015-06-30 |  |  |  |  | 3988 | 2026-06-16 03:00 | 98.81 | 16.17 | 3 | FALSE | 0 | 0 | 0 | 0 | 0
Spain | ESP | 2015-06-16 03:00 | 2015-06-16 05:00 | 44.35 | 2015 | 6.67 | 2015-06-30 |  |  |  |  | 3989 | 2026-06-16 04:00 | 98.81 | 16.17 | 4 | FALSE | 0 | 0 | 0 | 0 | 0
Spain | ESP | 2015-06-16 04:00 | 2015-06-16 06:00 | 46.6 | 2015 | 6.67 | 2015-06-30 |  |  |  |  | 3990 | 2026-06-16 05:00 | 98.81 | 16.17 | 5 | FALSE | 0 | 0 | 0 | 0 | 0
Spain | ESP | 2015-06-16 05:00 | 2015-06-16 07:00 | 53.75 | 2015 | 6.67 | 2015-06-30 |  |  |  |  | 3991 | 2026-06-16 06:00 | 98.81 | 16.17 | 6 | FALSE | 0 | 0 | 0 | 0 | 0
Spain | ESP | 2015-06-16 06:00 | 2015-06-16 08:00 | 56.61 | 2015 | 6.67 | 2015-06-30 |  |  |  |  | 3992 | 2026-06-16 07:00 | 98.81 | 16.17 | 7 | FALSE | 0 | 0 | 0 | 0 | 0
Spain | ESP | 2015-06-16 07:00 | 2015-06-16 09:00 | 58.64 | 2015 | 6.67 | 2015-06-30 |  |  |  |  | 3993 | 2026-06-16 08:00 | 98.81 | 16.17 | 8 | FALSE | 0 | 0 | 0 | 0 | 0
Spain | ESP | 2015-06-16 08:00 | 2015-06-16 10:00 | 58.3 | 2015 | 6.67 | 2015-06-30 |  |  |  |  | 3994 | 2026-06-16 09:00 | 98.81 | 16.17 | 9 | FALSE | 0 | 0 | 0 | 0 | 0
Spain | ESP | 2015-06-16 09:00 | 2015-06-16 11:00 | 58.1 | 2015 | 6.67 | 2015-06-30 |  |  |  |  | 3995 | 2026-06-16 10:00 | 98.81 | 16.17 | 10 | FALSE | 0 | 0 | 0 | 0 | 0
Spain | ESP | 2015-06-16 10:00 | 2015-06-16 12:00 | 59.75 | 2015 | 6.67 | 2015-06-30 |  |  |  |  | 3996 | 2026-06-16 11:00 | 98.81 | 16.17 | 11 | FALSE | 0 | 0 | 0 | 0 | 0
Spain | ESP | 2015-06-16 11:00 | 2015-06-16 13:00 | 59.75 | 2015 | 6.67 | 2015-06-30 |  |  |  |  | 3997 | 2026-06-16 12:00 | 98.81 | 16.17 | 12 | FALSE | 0 | 0 | 0 | 0 | 0
Spain | ESP | 2015-06-16 12:00 | 2015-06-16 14:00 | 56.61 | 2015 | 6.67 | 2015-06-30 |  |  |  |  | 3998 | 2026-06-16 13:00 | 98.81 | 16.17 | 13 | FALSE | 0 | 0 | 0 | 0 | 0
Spain | ESP | 2015-06-16 13:00 | 2015-06-16 15:00 | 55.67 | 2015 | 6.67 | 2015-06-30 |  |  |  |  | 3999 | 2026-06-16 14:00 | 98.81 | 16.17 | 14 | FALSE | 0 | 0 | 0 | 0 | 0
Spain | ESP | 2015-06-16 14:00 | 2015-06-16 16:00 | 56 | 2015 | 6.67 | 2015-06-30 |  |  |  |  | 4000 | 2026-06-16 15:00 | 98.81 | 16.17 | 15 | FALSE | 0 | 0 | 0 | 0 | 0
Spain | ESP | 2015-06-16 15:00 | 2015-06-16 17:00 | 56.13 | 2015 | 6.67 | 2015-06-30 |  |  |  |  | 4001 | 2026-06-16 16:00 | 98.81 | 16.17 | 16 | FALSE | 0 | 0 | 0 | 0 | 0
Spain | ESP | 2015-06-16 16:00 | 2015-06-16 18:00 | 55.67 | 2015 | 6.67 | 2015-06-30 |  |  |  |  | 4002 | 2026-06-16 17:00 | 98.81 | 16.17 | 17 | FALSE | 0 | 0 | 0 | 0 | 0
Spain | ESP | 2015-06-16 17:00 | 2015-06-16 19:00 | 55.98 | 2015 | 6.67 | 2015-06-30 |  |  |  |  | 4003 | 2026-06-16 18:00 | 98.81 | 16.17 | 18 | FALSE | 0 | 0 | 0 | 0 | 0
Spain | ESP | 2015-06-16 18:00 | 2015-06-16 20:00 | 56.61 | 2015 | 6.67 | 2015-06-30 |  |  |  |  | 4004 | 2026-06-16 19:00 | 98.81 | 16.17 | 19 | FALSE | 0 | 0 | 0 | 0 | 0
Spain | ESP | 2015-06-16 19:00 | 2015-06-16 21:00 | 57.69 | 2015 | 6.67 | 2015-06-30 |  |  |  |  | 4005 | 2026-06-16 20:00 | 98.81 | 16.17 | 20 | FALSE | 0 | 0 | 0 | 0 | 0
Spain | ESP | 2015-06-16 20:00 | 2015-06-16 22:00 | 56.19 | 2015 | 6.67 | 2015-06-30 |  |  |  |  | 4006 | 2026-06-16 21:00 | 98.81 | 16.17 | 21 | FALSE | 0 | 0 | 0 | 0 | 0
Spain | ESP | 2015-06-16 21:00 | 2015-06-16 23:00 | 51.6 | 2015 | 6.67 | 2015-06-30 |  |  |  |  | 4007 | 2026-06-16 22:00 | 98.81 | 16.17 | 22 | FALSE | 0 | 0 | 0 | 0 | 0
Spain | ESP | 2015-06-16 22:00 | 2015-06-17 | 47.05 | 2015 | 6.67 | 2015-06-30 |  |  |  |  | 4008 | 2026-06-16 23:00 | 98.81 | 16.17 | 23 | FALSE | 0 | 0 | 0 | 0 | 0
Spain | ESP | 2015-06-16 23:00 | 2015-06-17 01:00 | 43 | 2015 | 6.67 | 2015-06-30 |  |  |  |  | 4009 | 2026-06-17 | 98.81 | 16.17 | 24 | TRUE | 98.81 | 24 | 98.81 | 0 | -988.1
Spain | ESP | 2015-06-17 | 2015-06-17 02:00 | 42.43 | 2015 | 6.67 | 2015-06-30 |  |  |  |  | 4010 | 2026-06-17 01:00 | 98.81 | 16.17 | 1 | FALSE | 0 | 0 | 0 | 0 | 0
Spain | ESP | 2015-06-17 01:00 | 2015-06-17 03:00 | 39.05 | 2015 | 6.67 | 2015-06-30 |  |  |  |  | 4011 | 2026-06-17 02:00 | 98.81 | 16.17 | 2 | FALSE | 0 | 0 | 0 | 0 | 0
Spain | ESP | 2015-06-17 02:00 | 2015-06-17 04:00 | 38.55 | 2015 | 6.67 | 2015-06-30 |  |  |  |  | 4012 | 2026-06-17 03:00 | 98.81 | 16.17 | 3 | FALSE | 0 | 0 | 0 | 0 | 0
Spain | ESP | 2015-06-17 03:00 | 2015-06-17 05:00 | 39 | 2015 | 6.67 | 2015-06-30 |  |  |  |  | 4013 | 2026-06-17 04:00 | 98.81 | 16.17 | 4 | FALSE | 0 | 0 | 0 | 0 | 0
Spain | ESP | 2015-06-17 04:00 | 2015-06-17 06:00 | 42.43 | 2015 | 6.67 | 2015-06-30 |  |  |  |  | 4014 | 2026-06-17 05:00 | 98.81 | 16.17 | 5 | FALSE | 0 | 0 | 0 | 0 | 0
Spain | ESP | 2015-06-17 05:00 | 2015-06-17 07:00 | 52.7 | 2015 | 6.67 | 2015-06-30 |  |  |  |  | 4015 | 2026-06-17 06:00 | 98.81 | 16.17 | 6 | FALSE | 0 | 0 | 0 | 0 | 0
Spain | ESP | 2015-06-17 06:00 | 2015-06-17 08:00 | 56.13 | 2015 | 6.67 | 2015-06-30 |  |  |  |  | 4016 | 2026-06-17 07:00 | 98.81 | 16.17 | 7 | FALSE | 0 | 0 | 0 | 0 | 0
Spain | ESP | 2015-06-17 07:00 | 2015-06-17 09:00 | 56.61 | 2015 | 6.67 | 2015-06-30 |  |  |  |  | 4017 | 2026-06-17 08:00 | 98.81 | 16.17 | 8 | FALSE | 0 | 0 | 0 | 0 | 0
Spain | ESP | 2015-06-17 08:00 | 2015-06-17 10:00 | 56.61 | 2015 | 6.67 | 2015-06-30 |  |  |  |  | 4018 | 2026-06-17 09:00 | 98.81 | 16.17 | 9 | FALSE | 0 | 0 | 0 | 0 | 0
Spain | ESP | 2015-06-17 09:00 | 2015-06-17 11:00 | 56.13 | 2015 | 6.67 | 2015-06-30 |  |  |  |  | 4019 | 2026-06-17 10:00 | 98.81 | 16.17 | 10 | FALSE | 0 | 0 | 0 | 0 | 0
Spain | ESP | 2015-06-17 10:00 | 2015-06-17 12:00 | 56.13 | 2015 | 6.67 | 2015-06-30 |  |  |  |  | 4020 | 2026-06-17 11:00 | 98.81 | 16.17 | 11 | FALSE | 0 | 0 | 0 | 0 | 0
Spain | ESP | 2015-06-17 11:00 | 2015-06-17 13:00 | 56.13 | 2015 | 6.67 | 2015-06-30 |  |  |  |  | 4021 | 2026-06-17 12:00 | 98.81 | 16.17 | 12 | FALSE | 0 | 0 | 0 | 0 | 0
Spain | ESP | 2015-06-17 12:00 | 2015-06-17 14:00 | 52.5 | 2015 | 6.67 | 2015-06-30 |  |  |  |  | 4022 | 2026-06-17 13:00 | 98.81 | 16.17 | 13 | FALSE | 0 | 0 | 0 | 0 | 0
Spain | ESP | 2015-06-17 13:00 | 2015-06-17 15:00 | 47.05 | 2015 | 6.67 | 2015-06-30 |  |  |  |  | 4023 | 2026-06-17 14:00 | 98.81 | 16.17 | 14 | FALSE | 0 | 0 | 0 | 0 | 0
Spain | ESP | 2015-06-17 14:00 | 2015-06-17 16:00 | 49.72 | 2015 | 6.67 | 2015-06-30 |  |  |  |  | 4024 | 2026-06-17 15:00 | 98.81 | 16.17 | 15 | FALSE | 0 | 0 | 0 | 0 | 0
Spain | ESP | 2015-06-17 15:00 | 2015-06-17 17:00 | 51.13 | 2015 | 6.67 | 2015-06-30 |  |  |  |  | 4025 | 2026-06-17 16:00 | 98.81 | 16.17 | 16 | FALSE | 0 | 0 | 0 | 0 | 0
Spain | ESP | 2015-06-17 16:00 | 2015-06-17 18:00 | 47.05 | 2015 | 6.67 | 2015-06-30 |  |  |  |  | 4026 | 2026-06-17 17:00 | 98.81 | 16.17 | 17 | FALSE | 0 | 0 | 0 | 0 | 0
Spain | ESP | 2015-06-17 17:00 | 2015-06-17 19:00 | 44.98 | 2015 | 6.67 | 2015-06-30 |  |  |  |  | 4027 | 2026-06-17 18:00 | 98.81 | 16.17 | 18 | FALSE | 0 | 0 | 0 | 0 | 0
Spain | ESP | 2015-06-17 18:00 | 2015-06-17 20:00 | 46.19 | 2015 | 6.67 | 2015-06-30 |  |  |  |  | 4028 | 2026-06-17 19:00 | 98.81 | 16.17 | 19 | FALSE | 0 | 0 | 0 | 0 | 0
Spain | ESP | 2015-06-17 19:00 | 2015-06-17 21:00 | 51.42 | 2015 | 6.67 | 2015-06-30 |  |  |  |  | 4029 | 2026-06-17 20:00 | 98.81 | 16.17 | 20 | FALSE | 0 | 0 | 0 | 0 | 0
Spain | ESP | 2015-06-17 20:00 | 2015-06-17 22:00 | 50.76 | 2015 | 6.67 | 2015-06-30 |  |  |  |  | 4030 | 2026-06-17 21:00 | 98.81 | 16.17 | 21 | FALSE | 0 | 0 | 0 | 0 | 0
Spain | ESP | 2015-06-17 21:00 | 2015-06-17 23:00 | 42.43 | 2015 | 6.67 | 2015-06-30 |  |  |  |  | 4031 | 2026-06-17 22:00 | 98.81 | 16.17 | 22 | FALSE | 0 | 0 | 0 | 0 | 0
Spain | ESP | 2015-06-17 22:00 | 2015-06-18 | 38.45 | 2015 | 6.67 | 2015-06-30 |  |  |  |  | 4032 | 2026-06-17 23:00 | 98.81 | 16.17 | 23 | FALSE | 0 | 0 | 0 | 0 | 0
Spain | ESP | 2015-06-17 23:00 | 2015-06-18 01:00 | 33.92 | 2015 | 6.67 | 2015-06-30 |  |  |  |  | 4033 | 2026-06-18 | 98.81 | 16.17 | 24 | TRUE | 98.81 | 24 | 98.81 | 0 | -988.1
Spain | ESP | 2015-06-18 | 2015-06-18 02:00 | 30.13 | 2015 | 6.67 | 2015-06-30 |  |  |  |  | 4034 | 2026-06-18 01:00 | 98.81 | 16.17 | 1 | FALSE | 0 | 0 | 0 | 0 | 0
Spain | ESP | 2015-06-18 01:00 | 2015-06-18 03:00 | 28.6 | 2015 | 6.67 | 2015-06-30 |  |  |  |  | 4035 | 2026-06-18 02:00 | 98.81 | 16.17 | 2 | FALSE | 0 | 0 | 0 | 0 | 0
Spain | ESP | 2015-06-18 02:00 | 2015-06-18 04:00 | 28.56 | 2015 | 6.67 | 2015-06-30 |  |  |  |  | 4036 | 2026-06-18 03:00 | 98.81 | 16.17 | 3 | FALSE | 0 | 0 | 0 | 0 | 0
Spain | ESP | 2015-06-18 03:00 | 2015-06-18 05:00 | 30.4 | 2015 | 6.67 | 2015-06-30 |  |  |  |  | 4037 | 2026-06-18 04:00 | 98.81 | 16.17 | 4 | FALSE | 0 | 0 | 0 | 0 | 0
Spain | ESP | 2015-06-18 04:00 | 2015-06-18 06:00 | 34.99 | 2015 | 6.67 | 2015-06-30 |  |  |  |  | 4038 | 2026-06-18 05:00 | 98.81 | 16.17 | 5 | FALSE | 0 | 0 | 0 | 0 | 0
Spain | ESP | 2015-06-18 05:00 | 2015-06-18 07:00 | 42.37 | 2015 | 6.67 | 2015-06-30 |  |  |  |  | 4039 | 2026-06-18 06:00 | 98.81 | 16.17 | 6 | FALSE | 0 | 0 | 0 | 0 | 0
Spain | ESP | 2015-06-18 06:00 | 2015-06-18 08:00 | 44.19 | 2015 | 6.67 | 2015-06-30 |  |  |  |  | 4040 | 2026-06-18 07:00 | 98.81 | 16.17 | 7 | FALSE | 0 | 0 | 0 | 0 | 0
Spain | ESP | 2015-06-18 07:00 | 2015-06-18 09:00 | 50.07 | 2015 | 6.67 | 2015-06-30 |  |  |  |  | 4041 | 2026-06-18 08:00 | 98.81 | 16.17 | 8 | FALSE | 0 | 0 | 0 | 0 | 0
Spain | ESP | 2015-06-18 08:00 | 2015-06-18 10:00 | 51.73 | 2015 | 6.67 | 2015-06-30 |  |  |  |  | 4042 | 2026-06-18 09:00 | 98.81 | 16.17 | 9 | FALSE | 0 | 0 | 0 | 0 | 0
Spain | ESP | 2015-06-18 09:00 | 2015-06-18 11:00 | 52.9 | 2015 | 6.67 | 2015-06-30 |  |  |  |  | 4043 | 2026-06-18 10:00 | 98.81 | 16.17 | 10 | FALSE | 0 | 0 | 0 | 0 | 0
Spain | ESP | 2015-06-18 10:00 | 2015-06-18 12:00 | 55.13 | 2015 | 6.67 | 2015-06-30 |  |  |  |  | 4044 | 2026-06-18 11:00 | 98.81 | 16.17 | 11 | FALSE | 0 | 0 | 0 | 0 | 0
Spain | ESP | 2015-06-18 11:00 | 2015-06-18 13:00 | 55.1 | 2015 | 6.67 | 2015-06-30 |  |  |  |  | 4045 | 2026-06-18 12:00 | 98.81 | 16.17 | 12 | FALSE | 0 | 0 | 0 | 0 | 0
Spain | ESP | 2015-06-18 12:00 | 2015-06-18 14:00 | 52.69 | 2015 | 6.67 | 2015-06-30 |  |  |  |  | 4046 | 2026-06-18 13:00 | 98.81 | 16.17 | 13 | FALSE | 0 | 0 | 0 | 0 | 0
Spain | ESP | 2015-06-18 13:00 | 2015-06-18 15:00 | 47.05 | 2015 | 6.67 | 2015-06-30 |  |  |  |  | 4047 | 2026-06-18 14:00 | 98.81 | 16.17 | 14 | FALSE | 0 | 0 | 0 | 0 | 0
Spain | ESP | 2015-06-18 14:00 | 2015-06-18 16:00 | 52.69 | 2015 | 6.67 | 2015-06-30 |  |  |  |  | 4048 | 2026-06-18 15:00 | 98.81 | 16.17 | 15 | FALSE | 0 | 0 | 0 | 0 | 0
Spain | ESP | 2015-06-18 15:00 | 2015-06-18 17:00 | 53.2 | 2015 | 6.67 | 2015-06-30 |  |  |  |  | 4049 | 2026-06-18 16:00 | 98.81 | 16.17 | 16 | FALSE | 0 | 0 | 0 | 0 | 0
Spain | ESP | 2015-06-18 16:00 | 2015-06-18 18:00 | 52.69 | 2015 | 6.67 | 2015-06-30 |  |  |  |  | 4050 | 2026-06-18 17:00 | 98.81 | 16.17 | 17 | FALSE | 0 | 0 | 0 | 0 | 0
Spain | ESP | 2015-06-18 17:00 | 2015-06-18 19:00 | 52.1 | 2015 | 6.67 | 2015-06-30 |  |  |  |  | 4051 | 2026-06-18 18:00 | 98.81 | 16.17 | 18 | FALSE | 0 | 0 | 0 | 0 | 0
Spain | ESP | 2015-06-18 18:00 | 2015-06-18 20:00 | 54 | 2015 | 6.67 | 2015-06-30 |  |  |  |  | 4052 | 2026-06-18 19:00 | 98.81 | 16.17 | 19 | FALSE | 0 | 0 | 0 | 0 | 0
Spain | ESP | 2015-06-18 19:00 | 2015-06-18 21:00 | 56.05 | 2015 | 6.67 | 2015-06-30 |  |  |  |  | 4053 | 2026-06-18 20:00 | 98.81 | 16.17 | 20 | FALSE | 0 | 0 | 0 | 0 | 0
Spain | ESP | 2015-06-18 20:00 | 2015-06-18 22:00 | 55.67 | 2015 | 6.67 | 2015-06-30 |  |  |  |  | 4054 | 2026-06-18 21:00 | 98.81 | 16.17 | 21 | FALSE | 0 | 0 | 0 | 0 | 0
Spain | ESP | 2015-06-18 21:00 | 2015-06-18 23:00 | 43.8 | 2015 | 6.67 | 2015-06-30 |  |  |  |  | 4055 | 2026-06-18 22:00 | 98.81 | 16.17 | 22 | FALSE | 0 | 0 | 0 | 0 | 0
Spain | ESP | 2015-06-18 22:00 | 2015-06-19 | 41.4 | 2015 | 6.67 | 2015-06-30 |  |  |  |  | 4056 | 2026-06-18 23:00 | 98.81 | 16.17 | 23 | FALSE | 0 | 0 | 0 | 0 | 0
Spain | ESP | 2015-06-18 23:00 | 2015-06-19 01:00 | 35.6 | 2015 | 6.67 | 2015-06-30 |  |  |  |  | 4057 | 2026-06-19 | 98.81 | 16.17 | 24 | TRUE | 98.81 | 24 | 98.81 | 0 | -988.1
Spain | ESP | 2015-06-19 | 2015-06-19 02:00 | 33.55 | 2015 | 6.67 | 2015-06-30 |  |  |  |  | 4058 | 2026-06-19 01:00 | 98.81 | 16.17 | 1 | FALSE | 0 | 0 | 0 | 0 | 0
Spain | ESP | 2015-06-19 01:00 | 2015-06-19 03:00 | 33.55 | 2015 | 6.67 | 2015-06-30 |  |  |  |  | 4059 | 2026-06-19 02:00 | 98.81 | 16.17 | 2 | FALSE | 0 | 0 | 0 | 0 | 0
Spain | ESP | 2015-06-19 02:00 | 2015-06-19 04:00 | 33.55 | 2015 | 6.67 | 2015-06-30 |  |  |  |  | 4060 | 2026-06-19 03:00 | 98.81 | 16.17 | 3 | FALSE | 0 | 0 | 0 | 0 | 0
Spain | ESP | 2015-06-19 03:00 | 2015-06-19 05:00 | 33.92 | 2015 | 6.67 | 2015-06-30 |  |  |  |  | 4061 | 2026-06-19 04:00 | 98.81 | 16.17 | 4 | FALSE | 0 | 0 | 0 | 0 | 0
Spain | ESP | 2015-06-19 04:00 | 2015-06-19 06:00 | 41.01 | 2015 | 6.67 | 2015-06-30 |  |  |  |  | 4062 | 2026-06-19 05:00 | 98.81 | 16.17 | 5 | FALSE | 0 | 0 | 0 | 0 | 0
Spain | ESP | 2015-06-19 05:00 | 2015-06-19 07:00 | 50.4 | 2015 | 6.67 | 2015-06-30 |  |  |  |  | 4063 | 2026-06-19 06:00 | 98.81 | 16.17 | 6 | FALSE | 0 | 0 | 0 | 0 | 0
Spain | ESP | 2015-06-19 06:00 | 2015-06-19 08:00 | 56.61 | 2015 | 6.67 | 2015-06-30 |  |  |  |  | 4064 | 2026-06-19 07:00 | 98.81 | 16.17 | 7 | FALSE | 0 | 0 | 0 | 0 | 0
Spain | ESP | 2015-06-19 07:00 | 2015-06-19 09:00 | 56.61 | 2015 | 6.67 | 2015-06-30 |  |  |  |  | 4065 | 2026-06-19 08:00 | 98.81 | 16.17 | 8 | FALSE | 0 | 0 | 0 | 0 | 0
Spain | ESP | 2015-06-19 08:00 | 2015-06-19 10:00 | 57.19 | 2015 | 6.67 | 2015-06-30 |  |  |  |  | 4066 | 2026-06-19 09:00 | 98.81 | 16.17 | 9 | FALSE | 0 | 0 | 0 | 0 | 0
Spain | ESP | 2015-06-19 09:00 | 2015-06-19 11:00 | 56.61 | 2015 | 6.67 | 2015-06-30 |  |  |  |  | 4067 | 2026-06-19 10:00 | 98.81 | 16.17 | 10 | FALSE | 0 | 0 | 0 | 0 | 0
Spain | ESP | 2015-06-19 10:00 | 2015-06-19 12:00 | 57.87 | 2015 | 6.67 | 2015-06-30 |  |  |  |  | 4068 | 2026-06-19 11:00 | 98.81 | 16.17 | 11 | FALSE | 0 | 0 | 0 | 0 | 0
Spain | ESP | 2015-06-19 11:00 | 2015-06-19 13:00 | 57.05 | 2015 | 6.67 | 2015-06-30 |  |  |  |  | 4069 | 2026-06-19 12:00 | 98.81 | 16.17 | 12 | FALSE | 0 | 0 | 0 | 0 | 0
Spain | ESP | 2015-06-19 12:00 | 2015-06-19 14:00 | 55.32 | 2015 | 6.67 | 2015-06-30 |  |  |  |  | 4070 | 2026-06-19 13:00 | 98.81 | 16.17 | 13 | FALSE | 0 | 0 | 0 | 0 | 0
Spain | ESP | 2015-06-19 13:00 | 2015-06-19 15:00 | 54.6 | 2015 | 6.67 | 2015-06-30 |  |  |  |  | 4071 | 2026-06-19 14:00 | 98.81 | 16.17 | 14 | FALSE | 0 | 0 | 0 | 0 | 0
Spain | ESP | 2015-06-19 14:00 | 2015-06-19 16:00 | 54.6 | 2015 | 6.67 | 2015-06-30 |  |  |  |  | 4072 | 2026-06-19 15:00 | 98.81 | 16.17 | 15 | FALSE | 0 | 0 | 0 | 0 | 0
Spain | ESP | 2015-06-19 15:00 | 2015-06-19 17:00 | 54.05 | 2015 | 6.67 | 2015-06-30 |  |  |  |  | 4073 | 2026-06-19 16:00 | 98.81 | 16.17 | 16 | FALSE | 0 | 0 | 0 | 0 | 0
Spain | ESP | 2015-06-19 16:00 | 2015-06-19 18:00 | 52.3 | 2015 | 6.67 | 2015-06-30 |  |  |  |  | 4074 | 2026-06-19 17:00 | 98.81 | 16.17 | 17 | FALSE | 0 | 0 | 0 | 0 | 0
Spain | ESP | 2015-06-19 17:00 | 2015-06-19 19:00 | 47.67 | 2015 | 6.67 | 2015-06-30 |  |  |  |  | 4075 | 2026-06-19 18:00 | 98.81 | 16.17 | 18 | FALSE | 0 | 0 | 0 | 0 | 0
Spain | ESP | 2015-06-19 18:00 | 2015-06-19 20:00 | 49.44 | 2015 | 6.67 | 2015-06-30 |  |  |  |  | 4076 | 2026-06-19 19:00 | 98.81 | 16.17 | 19 | FALSE | 0 | 0 | 0 | 0 | 0
Spain | ESP | 2015-06-19 19:00 | 2015-06-19 21:00 | 53.61 | 2015 | 6.67 | 2015-06-30 |  |  |  |  | 4077 | 2026-06-19 20:00 | 98.81 | 16.17 | 20 | FALSE | 0 | 0 | 0 | 0 | 0
Spain | ESP | 2015-06-19 20:00 | 2015-06-19 22:00 | 53.1 | 2015 | 6.67 | 2015-06-30 |  |  |  |  | 4078 | 2026-06-19 21:00 | 98.81 | 16.17 | 21 | FALSE | 0 | 0 | 0 | 0 | 0
Spain | ESP | 2015-06-19 21:00 | 2015-06-19 23:00 | 43.8 | 2015 | 6.67 | 2015-06-30 |  |  |  |  | 4079 | 2026-06-19 22:00 | 98.81 | 16.17 | 22 | FALSE | 0 | 0 | 0 | 0 | 0
Spain | ESP | 2015-06-19 22:00 | 2015-06-20 | 46.03 | 2015 | 6.67 | 2015-06-30 |  |  |  |  | 4080 | 2026-06-19 23:00 | 98.81 | 16.17 | 23 | FALSE | 0 | 0 | 0 | 0 | 0
Spain | ESP | 2015-06-19 23:00 | 2015-06-20 01:00 | 41 | 2015 | 6.67 | 2015-06-30 |  |  |  |  | 4081 | 2026-06-20 | 98.81 | 16.17 | 24 | TRUE | 98.81 | 24 | 98.81 | 0 | -988.1
Spain | ESP | 2015-06-20 | 2015-06-20 02:00 | 37 | 2015 | 6.67 | 2015-06-30 |  |  |  |  | 4082 | 2026-06-20 01:00 | 98.81 | 16.17 | 1 | FALSE | 0 | 0 | 0 | 0 | 0
Spain | ESP | 2015-06-20 01:00 | 2015-06-20 03:00 | 35.4 | 2015 | 6.67 | 2015-06-30 |  |  |  |  | 4083 | 2026-06-20 02:00 | 98.81 | 16.17 | 2 | FALSE | 0 | 0 | 0 | 0 | 0
Spain | ESP | 2015-06-20 02:00 | 2015-06-20 04:00 | 33.52 | 2015 | 6.67 | 2015-06-30 |  |  |  |  | 4084 | 2026-06-20 03:00 | 98.81 | 16.17 | 3 | FALSE | 0 | 0 | 0 | 0 | 0
Spain | ESP | 2015-06-20 03:00 | 2015-06-20 05:00 | 33.52 | 2015 | 6.67 | 2015-06-30 |  |  |  |  | 4085 | 2026-06-20 04:00 | 98.81 | 16.17 | 4 | FALSE | 0 | 0 | 0 | 0 | 0
Spain | ESP | 2015-06-20 04:00 | 2015-06-20 06:00 | 33.52 | 2015 | 6.67 | 2015-06-30 |  |  |  |  | 4086 | 2026-06-20 05:00 | 98.81 | 16.17 | 5 | FALSE | 0 | 0 | 0 | 0 | 0
Spain | ESP | 2015-06-20 05:00 | 2015-06-20 07:00 | 36.6 | 2015 | 6.67 | 2015-06-30 |  |  |  |  | 4087 | 2026-06-20 06:00 | 98.81 | 16.17 | 6 | FALSE | 0 | 0 | 0 | 0 | 0
Spain | ESP | 2015-06-20 06:00 | 2015-06-20 08:00 | 42.5 | 2015 | 6.67 | 2015-06-30 |  |  |  |  | 4088 | 2026-06-20 07:00 | 98.81 | 16.17 | 7 | FALSE | 0 | 0 | 0 | 0 | 0
Spain | ESP | 2015-06-20 07:00 | 2015-06-20 09:00 | 48.15 | 2015 | 6.67 | 2015-06-30 |  |  |  |  | 4089 | 2026-06-20 08:00 | 98.81 | 16.17 | 8 | FALSE | 0 | 0 | 0 | 0 | 0
Spain | ESP | 2015-06-20 08:00 | 2015-06-20 10:00 | 53.05 | 2015 | 6.67 | 2015-06-30 |  |  |  |  | 4090 | 2026-06-20 09:00 | 98.81 | 16.17 | 9 | FALSE | 0 | 0 | 0 | 0 | 0
Spain | ESP | 2015-06-20 09:00 | 2015-06-20 11:00 | 53.95 | 2015 | 6.67 | 2015-06-30 |  |  |  |  | 4091 | 2026-06-20 10:00 | 98.81 | 16.17 | 10 | FALSE | 0 | 0 | 0 | 0 | 0
Spain | ESP | 2015-06-20 10:00 | 2015-06-20 12:00 | 54.1 | 2015 | 6.67 | 2015-06-30 |  |  |  |  | 4092 | 2026-06-20 11:00 | 98.81 | 16.17 | 11 | FALSE | 0 | 0 | 0 | 0 | 0
Spain | ESP | 2015-06-20 11:00 | 2015-06-20 13:00 | 54.55 | 2015 | 6.67 | 2015-06-30 |  |  |  |  | 4093 | 2026-06-20 12:00 | 98.81 | 16.17 | 12 | FALSE | 0 | 0 | 0 | 0 | 0
Spain | ESP | 2015-06-20 12:00 | 2015-06-20 14:00 | 53.1 | 2015 | 6.67 | 2015-06-30 |  |  |  |  | 4094 | 2026-06-20 13:00 | 98.81 | 16.17 | 13 | FALSE | 0 | 0 | 0 | 0 | 0
Spain | ESP | 2015-06-20 13:00 | 2015-06-20 15:00 | 49.77 | 2015 | 6.67 | 2015-06-30 |  |  |  |  | 4095 | 2026-06-20 14:00 | 98.81 | 16.17 | 14 | FALSE | 0 | 0 | 0 | 0 | 0
Spain | ESP | 2015-06-20 14:00 | 2015-06-20 16:00 | 45.14 | 2015 | 6.67 | 2015-06-30 |  |  |  |  | 4096 | 2026-06-20 15:00 | 98.81 | 16.17 | 15 | FALSE | 0 | 0 | 0 | 0 | 0
Spain | ESP | 2015-06-20 15:00 | 2015-06-20 17:00 | 43.88 | 2015 | 6.67 | 2015-06-30 |  |  |  |  | 4097 | 2026-06-20 16:00 | 98.81 | 16.17 | 16 | FALSE | 0 | 0 | 0 | 0 | 0
Spain | ESP | 2015-06-20 16:00 | 2015-06-20 18:00 | 45.93 | 2015 | 6.67 | 2015-06-30 |  |  |  |  | 4098 | 2026-06-20 17:00 | 98.81 | 16.17 | 17 | FALSE | 0 | 0 | 0 | 0 | 0
Spain | ESP | 2015-06-20 17:00 | 2015-06-20 19:00 | 48.15 | 2015 | 6.67 | 2015-06-30 |  |  |  |  | 4099 | 2026-06-20 18:00 | 98.81 | 16.17 | 18 | FALSE | 0 | 0 | 0 | 0 | 0
Spain | ESP | 2015-06-20 18:00 | 2015-06-20 20:00 | 52.9 | 2015 | 6.67 | 2015-06-30 |  |  |  |  | 4100 | 2026-06-20 19:00 | 98.81 | 16.17 | 19 | FALSE | 0 | 0 | 0 | 0 | 0
Spain | ESP | 2015-06-20 19:00 | 2015-06-20 21:00 | 55.3 | 2015 | 6.67 | 2015-06-30 |  |  |  |  | 4101 | 2026-06-20 20:00 | 98.81 | 16.17 | 20 | FALSE | 0 | 0 | 0 | 0 | 0
Spain | ESP | 2015-06-20 20:00 | 2015-06-20 22:00 | 56.13 | 2015 | 6.67 | 2015-06-30 |  |  |  |  | 4102 | 2026-06-20 21:00 | 98.81 | 16.17 | 21 | FALSE | 0 | 0 | 0 | 0 | 0
Spain | ESP | 2015-06-20 21:00 | 2015-06-20 23:00 | 53.81 | 2015 | 6.67 | 2015-06-30 |  |  |  |  | 4103 | 2026-06-20 22:00 | 98.81 | 16.17 | 22 | FALSE | 0 | 0 | 0 | 0 | 0
Spain | ESP | 2015-06-20 22:00 | 2015-06-21 | 44.2 | 2015 | 6.67 | 2015-06-30 |  |  |  |  | 4104 | 2026-06-20 23:00 | 98.81 | 16.17 | 23 | FALSE | 0 | 0 | 0 | 0 | 0
Spain | ESP | 2015-06-20 23:00 | 2015-06-21 01:00 | 41.71 | 2015 | 6.67 | 2015-06-30 |  |  |  |  | 4105 | 2026-06-21 | 98.81 | 16.17 | 24 | TRUE | 98.81 | 24 | 98.81 | 0 | -988.1
Spain | ESP | 2015-06-21 | 2015-06-21 02:00 | 41.13 | 2015 | 6.67 | 2015-06-30 |  |  |  |  | 4106 | 2026-06-21 01:00 | 98.81 | 16.17 | 1 | FALSE | 0 | 0 | 0 | 0 | 0
Spain | ESP | 2015-06-21 01:00 | 2015-06-21 03:00 | 40.85 | 2015 | 6.67 | 2015-06-30 |  |  |  |  | 4107 | 2026-06-21 02:00 | 98.81 | 16.17 | 2 | FALSE | 0 | 0 | 0 | 0 | 0
Spain | ESP | 2015-06-21 02:00 | 2015-06-21 04:00 | 40.35 | 2015 | 6.67 | 2015-06-30 |  |  |  |  | 4108 | 2026-06-21 03:00 | 98.81 | 16.17 | 3 | FALSE | 0 | 0 | 0 | 0 | 0
Spain | ESP | 2015-06-21 03:00 | 2015-06-21 05:00 | 40.6 | 2015 | 6.67 | 2015-06-30 |  |  |  |  | 4109 | 2026-06-21 04:00 | 98.81 | 16.17 | 4 | FALSE | 0 | 0 | 0 | 0 | 0
Spain | ESP | 2015-06-21 04:00 | 2015-06-21 06:00 | 40.85 | 2015 | 6.67 | 2015-06-30 |  |  |  |  | 4110 | 2026-06-21 05:00 | 98.81 | 16.17 | 5 | FALSE | 0 | 0 | 0 | 0 | 0
Spain | ESP | 2015-06-21 05:00 | 2015-06-21 07:00 | 40 | 2015 | 6.67 | 2015-06-30 |  |  |  |  | 4111 | 2026-06-21 06:00 | 98.81 | 16.17 | 6 | FALSE | 0 | 0 | 0 | 0 | 0
Spain | ESP | 2015-06-21 06:00 | 2015-06-21 08:00 | 41.71 | 2015 | 6.67 | 2015-06-30 |  |  |  |  | 4112 | 2026-06-21 07:00 | 98.81 | 16.17 | 7 | FALSE | 0 | 0 | 0 | 0 | 0
Spain | ESP | 2015-06-21 07:00 | 2015-06-21 09:00 | 41.8 | 2015 | 6.67 | 2015-06-30 |  |  |  |  | 4113 | 2026-06-21 08:00 | 98.81 | 16.17 | 8 | FALSE | 0 | 0 | 0 | 0 | 0
Spain | ESP | 2015-06-21 08:00 | 2015-06-21 10:00 | 48.85 | 2015 | 6.67 | 2015-06-30 |  |  |  |  | 4114 | 2026-06-21 09:00 | 98.81 | 16.17 | 9 | FALSE | 0 | 0 | 0 | 0 | 0
Spain | ESP | 2015-06-21 09:00 | 2015-06-21 11:00 | 53.48 | 2015 | 6.67 | 2015-06-30 |  |  |  |  | 4115 | 2026-06-21 10:00 | 98.81 | 16.17 | 10 | FALSE | 0 | 0 | 0 | 0 | 0
Spain | ESP | 2015-06-21 10:00 | 2015-06-21 12:00 | 52.1 | 2015 | 6.67 | 2015-06-30 |  |  |  |  | 4116 | 2026-06-21 11:00 | 98.81 | 16.17 | 11 | FALSE | 0 | 0 | 0 | 0 | 0
Spain | ESP | 2015-06-21 11:00 | 2015-06-21 13:00 | 53.61 | 2015 | 6.67 | 2015-06-30 |  |  |  |  | 4117 | 2026-06-21 12:00 | 98.81 | 16.17 | 12 | FALSE | 0 | 0 | 0 | 0 | 0
Spain | ESP | 2015-06-21 12:00 | 2015-06-21 14:00 | 52.1 | 2015 | 6.67 | 2015-06-30 |  |  |  |  | 4118 | 2026-06-21 13:00 | 98.81 | 16.17 | 13 | FALSE | 0 | 0 | 0 | 0 | 0
Spain | ESP | 2015-06-21 13:00 | 2015-06-21 15:00 | 43.5 | 2015 | 6.67 | 2015-06-30 |  |  |  |  | 4119 | 2026-06-21 14:00 | 98.81 | 16.17 | 14 | FALSE | 0 | 0 | 0 | 0 | 0
Spain | ESP | 2015-06-21 14:00 | 2015-06-21 16:00 | 42.87 | 2015 | 6.67 | 2015-06-30 |  |  |  |  | 4120 | 2026-06-21 15:00 | 98.81 | 16.17 | 15 | FALSE | 0 | 0 | 0 | 0 | 0
Spain | ESP | 2015-06-21 15:00 | 2015-06-21 17:00 | 42.87 | 2015 | 6.67 | 2015-06-30 |  |  |  |  | 4121 | 2026-06-21 16:00 | 98.81 | 16.17 | 16 | FALSE | 0 | 0 | 0 | 0 | 0
Spain | ESP | 2015-06-21 16:00 | 2015-06-21 18:00 | 52.1 | 2015 | 6.67 | 2015-06-30 |  |  |  |  | 4122 | 2026-06-21 17:00 | 98.81 | 16.17 | 17 | FALSE | 0 | 0 | 0 | 0 | 0
Spain | ESP | 2015-06-21 17:00 | 2015-06-21 19:00 | 53.9 | 2015 | 6.67 | 2015-06-30 |  |  |  |  | 4123 | 2026-06-21 18:00 | 98.81 | 16.17 | 18 | FALSE | 0 | 0 | 0 | 0 | 0
Spain | ESP | 2015-06-21 18:00 | 2015-06-21 20:00 | 54.8 | 2015 | 6.67 | 2015-06-30 |  |  |  |  | 4124 | 2026-06-21 19:00 | 98.81 | 16.17 | 19 | FALSE | 0 | 0 | 0 | 0 | 0
Spain | ESP | 2015-06-21 19:00 | 2015-06-21 21:00 | 56.3 | 2015 | 6.67 | 2015-06-30 |  |  |  |  | 4125 | 2026-06-21 20:00 | 98.81 | 16.17 | 20 | FALSE | 0 | 0 | 0 | 0 | 0
Spain | ESP | 2015-06-21 20:00 | 2015-06-21 22:00 | 60.21 | 2015 | 6.67 | 2015-06-30 |  |  |  |  | 4126 | 2026-06-21 21:00 | 98.81 | 16.17 | 21 | FALSE | 0 | 0 | 0 | 0 | 0
Spain | ESP | 2015-06-21 21:00 | 2015-06-21 23:00 | 56.6 | 2015 | 6.67 | 2015-06-30 |  |  |  |  | 4127 | 2026-06-21 22:00 | 98.81 | 16.17 | 22 | FALSE | 0 | 0 | 0 | 0 | 0
Spain | ESP | 2015-06-21 22:00 | 2015-06-22 | 58 | 2015 | 6.67 | 2015-06-30 |  |  |  |  | 4128 | 2026-06-21 23:00 | 98.81 | 16.17 | 23 | FALSE | 0 | 0 | 0 | 0 | 0
Spain | ESP | 2015-06-21 23:00 | 2015-06-22 01:00 | 53.48 | 2015 | 6.67 | 2015-06-30 |  |  |  |  | 4129 | 2026-06-22 | 98.81 | 16.17 | 24 | TRUE | 98.81 | 24 | 98.81 | 0 | -988.1
Spain | ESP | 2015-06-22 | 2015-06-22 02:00 | 52.67 | 2015 | 6.67 | 2015-06-30 |  |  |  |  | 4130 | 2026-06-22 01:00 | 98.81 | 16.17 | 1 | FALSE | 0 | 0 | 0 | 0 | 0
Spain | ESP | 2015-06-22 01:00 | 2015-06-22 03:00 | 53 | 2015 | 6.67 | 2015-06-30 |  |  |  |  | 4131 | 2026-06-22 02:00 | 98.81 | 16.17 | 2 | FALSE | 0 | 0 | 0 | 0 | 0
Spain | ESP | 2015-06-22 02:00 | 2015-06-22 04:00 | 52.1 | 2015 | 6.67 | 2015-06-30 |  |  |  |  | 4132 | 2026-06-22 03:00 | 98.81 | 16.17 | 3 | FALSE | 0 | 0 | 0 | 0 | 0
Spain | ESP | 2015-06-22 03:00 | 2015-06-22 05:00 | 53.86 | 2015 | 6.67 | 2015-06-30 |  |  |  |  | 4133 | 2026-06-22 04:00 | 98.81 | 16.17 | 4 | FALSE | 0 | 0 | 0 | 0 | 0
Spain | ESP | 2015-06-22 04:00 | 2015-06-22 06:00 | 59.6 | 2015 | 6.67 | 2015-06-30 |  |  |  |  | 4134 | 2026-06-22 05:00 | 98.81 | 16.17 | 5 | FALSE | 0 | 0 | 0 | 0 | 0
Spain | ESP | 2015-06-22 05:00 | 2015-06-22 07:00 | 62.5 | 2015 | 6.67 | 2015-06-30 |  |  |  |  | 4135 | 2026-06-22 06:00 | 98.81 | 16.17 | 6 | FALSE | 0 | 0 | 0 | 0 | 0
Spain | ESP | 2015-06-22 06:00 | 2015-06-22 08:00 | 65.48 | 2015 | 6.67 | 2015-06-30 |  |  |  |  | 4136 | 2026-06-22 07:00 | 98.81 | 16.17 | 7 | FALSE | 0 | 0 | 0 | 0 | 0
Spain | ESP | 2015-06-22 07:00 | 2015-06-22 09:00 | 66.99 | 2015 | 6.67 | 2015-06-30 |  |  |  |  | 4137 | 2026-06-22 08:00 | 98.81 | 16.17 | 8 | FALSE | 0 | 0 | 0 | 0 | 0
Spain | ESP | 2015-06-22 08:00 | 2015-06-22 10:00 | 66.05 | 2015 | 6.67 | 2015-06-30 |  |  |  |  | 4138 | 2026-06-22 09:00 | 98.81 | 16.17 | 9 | FALSE | 0 | 0 | 0 | 0 | 0
Spain | ESP | 2015-06-22 09:00 | 2015-06-22 11:00 | 65.98 | 2015 | 6.67 | 2015-06-30 |  |  |  |  | 4139 | 2026-06-22 10:00 | 98.81 | 16.17 | 10 | FALSE | 0 | 0 | 0 | 0 | 0
Spain | ESP | 2015-06-22 10:00 | 2015-06-22 12:00 | 65.48 | 2015 | 6.67 | 2015-06-30 |  |  |  |  | 4140 | 2026-06-22 11:00 | 98.81 | 16.17 | 11 | FALSE | 0 | 0 | 0 | 0 | 0
Spain | ESP | 2015-06-22 11:00 | 2015-06-22 13:00 | 64.3 | 2015 | 6.67 | 2015-06-30 |  |  |  |  | 4141 | 2026-06-22 12:00 | 98.81 | 16.17 | 12 | FALSE | 0 | 0 | 0 | 0 | 0
Spain | ESP | 2015-06-22 12:00 | 2015-06-22 14:00 | 61.54 | 2015 | 6.67 | 2015-06-30 |  |  |  |  | 4142 | 2026-06-22 13:00 | 98.81 | 16.17 | 13 | FALSE | 0 | 0 | 0 | 0 | 0
Spain | ESP | 2015-06-22 13:00 | 2015-06-22 15:00 | 59.04 | 2015 | 6.67 | 2015-06-30 |  |  |  |  | 4143 | 2026-06-22 14:00 | 98.81 | 16.17 | 14 | FALSE | 0 | 0 | 0 | 0 | 0
Spain | ESP | 2015-06-22 14:00 | 2015-06-22 16:00 | 61 | 2015 | 6.67 | 2015-06-30 |  |  |  |  | 4144 | 2026-06-22 15:00 | 98.81 | 16.17 | 15 | FALSE | 0 | 0 | 0 | 0 | 0
Spain | ESP | 2015-06-22 15:00 | 2015-06-22 17:00 | 62.13 | 2015 | 6.67 | 2015-06-30 |  |  |  |  | 4145 | 2026-06-22 16:00 | 98.81 | 16.17 | 16 | FALSE | 0 | 0 | 0 | 0 | 0
Spain | ESP | 2015-06-22 16:00 | 2015-06-22 18:00 | 61.54 | 2015 | 6.67 | 2015-06-30 |  |  |  |  | 4146 | 2026-06-22 17:00 | 98.81 | 16.17 | 17 | FALSE | 0 | 0 | 0 | 0 | 0
Spain | ESP | 2015-06-22 17:00 | 2015-06-22 19:00 | 60.99 | 2015 | 6.67 | 2015-06-30 |  |  |  |  | 4147 | 2026-06-22 18:00 | 98.81 | 16.17 | 18 | FALSE | 0 | 0 | 0 | 0 | 0
Spain | ESP | 2015-06-22 18:00 | 2015-06-22 20:00 | 62.19 | 2015 | 6.67 | 2015-06-30 |  |  |  |  | 4148 | 2026-06-22 19:00 | 98.81 | 16.17 | 19 | FALSE | 0 | 0 | 0 | 0 | 0
Spain | ESP | 2015-06-22 19:00 | 2015-06-22 21:00 | 64.83 | 2015 | 6.67 | 2015-06-30 |  |  |  |  | 4149 | 2026-06-22 20:00 | 98.81 | 16.17 | 20 | FALSE | 0 | 0 | 0 | 0 | 0
Spain | ESP | 2015-06-22 20:00 | 2015-06-22 22:00 | 64.15 | 2015 | 6.67 | 2015-06-30 |  |  |  |  | 4150 | 2026-06-22 21:00 | 98.81 | 16.17 | 21 | FALSE | 0 | 0 | 0 | 0 | 0
Spain | ESP | 2015-06-22 21:00 | 2015-06-22 23:00 | 61.54 | 2015 | 6.67 | 2015-06-30 |  |  |  |  | 4151 | 2026-06-22 22:00 | 98.81 | 16.17 | 22 | FALSE | 0 | 0 | 0 | 0 | 0
Spain | ESP | 2015-06-22 22:00 | 2015-06-23 | 62.21 | 2015 | 6.67 | 2015-06-30 |  |  |  |  | 4152 | 2026-06-22 23:00 | 98.81 | 16.17 | 23 | FALSE | 0 | 0 | 0 | 0 | 0
Spain | ESP | 2015-06-22 23:00 | 2015-06-23 01:00 | 59.13 | 2015 | 6.67 | 2015-06-30 |  |  |  |  | 4153 | 2026-06-23 | 98.81 | 16.17 | 24 | TRUE | 98.81 | 24 | 98.81 | 0 | -988.1
Spain | ESP | 2015-06-23 | 2015-06-23 02:00 | 53.75 | 2015 | 6.67 | 2015-06-30 |  |  |  |  | 4154 | 2026-06-23 01:00 | 98.81 | 16.17 | 1 | FALSE | 0 | 0 | 0 | 0 | 0
Spain | ESP | 2015-06-23 01:00 | 2015-06-23 03:00 | 53 | 2015 | 6.67 | 2015-06-30 |  |  |  |  | 4155 | 2026-06-23 02:00 | 98.81 | 16.17 | 2 | FALSE | 0 | 0 | 0 | 0 | 0
Spain | ESP | 2015-06-23 02:00 | 2015-06-23 04:00 | 53 | 2015 | 6.67 | 2015-06-30 |  |  |  |  | 4156 | 2026-06-23 03:00 | 98.81 | 16.17 | 3 | FALSE | 0 | 0 | 0 | 0 | 0
Spain | ESP | 2015-06-23 03:00 | 2015-06-23 05:00 | 53.48 | 2015 | 6.67 | 2015-06-30 |  |  |  |  | 4157 | 2026-06-23 04:00 | 98.81 | 16.17 | 4 | FALSE | 0 | 0 | 0 | 0 | 0
Spain | ESP | 2015-06-23 04:00 | 2015-06-23 06:00 | 59.13 | 2015 | 6.67 | 2015-06-30 |  |  |  |  | 4158 | 2026-06-23 05:00 | 98.81 | 16.17 | 5 | FALSE | 0 | 0 | 0 | 0 | 0
Spain | ESP | 2015-06-23 05:00 | 2015-06-23 07:00 | 61.45 | 2015 | 6.67 | 2015-06-30 |  |  |  |  | 4159 | 2026-06-23 06:00 | 98.81 | 16.17 | 6 | FALSE | 0 | 0 | 0 | 0 | 0
Spain | ESP | 2015-06-23 06:00 | 2015-06-23 08:00 | 64.19 | 2015 | 6.67 | 2015-06-30 |  |  |  |  | 4160 | 2026-06-23 07:00 | 98.81 | 16.17 | 7 | FALSE | 0 | 0 | 0 | 0 | 0
Spain | ESP | 2015-06-23 07:00 | 2015-06-23 09:00 | 64.69 | 2015 | 6.67 | 2015-06-30 |  |  |  |  | 4161 | 2026-06-23 08:00 | 98.81 | 16.17 | 8 | FALSE | 0 | 0 | 0 | 0 | 0
Spain | ESP | 2015-06-23 08:00 | 2015-06-23 10:00 | 65 | 2015 | 6.67 | 2015-06-30 |  |  |  |  | 4162 | 2026-06-23 09:00 | 98.81 | 16.17 | 9 | FALSE | 0 | 0 | 0 | 0 | 0
Spain | ESP | 2015-06-23 09:00 | 2015-06-23 11:00 | 65.02 | 2015 | 6.67 | 2015-06-30 |  |  |  |  | 4163 | 2026-06-23 10:00 | 98.81 | 16.17 | 10 | FALSE | 0 | 0 | 0 | 0 | 0
Spain | ESP | 2015-06-23 10:00 | 2015-06-23 12:00 | 65 | 2015 | 6.67 | 2015-06-30 |  |  |  |  | 4164 | 2026-06-23 11:00 | 98.81 | 16.17 | 11 | FALSE | 0 | 0 | 0 | 0 | 0
Spain | ESP | 2015-06-23 11:00 | 2015-06-23 13:00 | 62.99 | 2015 | 6.67 | 2015-06-30 |  |  |  |  | 4165 | 2026-06-23 12:00 | 98.81 | 16.17 | 12 | FALSE | 0 | 0 | 0 | 0 | 0
Spain | ESP | 2015-06-23 12:00 | 2015-06-23 14:00 | 57.1 | 2015 | 6.67 | 2015-06-30 |  |  |  |  | 4166 | 2026-06-23 13:00 | 98.81 | 16.17 | 13 | FALSE | 0 | 0 | 0 | 0 | 0
Spain | ESP | 2015-06-23 13:00 | 2015-06-23 15:00 | 53.22 | 2015 | 6.67 | 2015-06-30 |  |  |  |  | 4167 | 2026-06-23 14:00 | 98.81 | 16.17 | 14 | FALSE | 0 | 0 | 0 | 0 | 0
Spain | ESP | 2015-06-23 14:00 | 2015-06-23 16:00 | 53 | 2015 | 6.67 | 2015-06-30 |  |  |  |  | 4168 | 2026-06-23 15:00 | 98.81 | 16.17 | 15 | FALSE | 0 | 0 | 0 | 0 | 0
Spain | ESP | 2015-06-23 15:00 | 2015-06-23 17:00 | 53.75 | 2015 | 6.67 | 2015-06-30 |  |  |  |  | 4169 | 2026-06-23 16:00 | 98.81 | 16.17 | 16 | FALSE | 0 | 0 | 0 | 0 | 0
Spain | ESP | 2015-06-23 16:00 | 2015-06-23 18:00 | 53.6 | 2015 | 6.67 | 2015-06-30 |  |  |  |  | 4170 | 2026-06-23 17:00 | 98.81 | 16.17 | 17 | FALSE | 0 | 0 | 0 | 0 | 0
Spain | ESP | 2015-06-23 17:00 | 2015-06-23 19:00 | 53.75 | 2015 | 6.67 | 2015-06-30 |  |  |  |  | 4171 | 2026-06-23 18:00 | 98.81 | 16.17 | 18 | FALSE | 0 | 0 | 0 | 0 | 0
Spain | ESP | 2015-06-23 18:00 | 2015-06-23 20:00 | 58.67 | 2015 | 6.67 | 2015-06-30 |  |  |  |  | 4172 | 2026-06-23 19:00 | 98.81 | 16.17 | 19 | FALSE | 0 | 0 | 0 | 0 | 0
Spain | ESP | 2015-06-23 19:00 | 2015-06-23 21:00 | 62.21 | 2015 | 6.67 | 2015-06-30 |  |  |  |  | 4173 | 2026-06-23 20:00 | 98.81 | 16.17 | 20 | FALSE | 0 | 0 | 0 | 0 | 0
Spain | ESP | 2015-06-23 20:00 | 2015-06-23 22:00 | 62.5 | 2015 | 6.67 | 2015-06-30 |  |  |  |  | 4174 | 2026-06-23 21:00 | 98.81 | 16.17 | 21 | FALSE | 0 | 0 | 0 | 0 | 0
Spain | ESP | 2015-06-23 21:00 | 2015-06-23 23:00 | 55 | 2015 | 6.67 | 2015-06-30 |  |  |  |  | 4175 | 2026-06-23 22:00 | 98.81 | 16.17 | 22 | FALSE | 0 | 0 | 0 | 0 | 0
Spain | ESP | 2015-06-23 22:00 | 2015-06-24 | 55.5 | 2015 | 6.67 | 2015-06-30 |  |  |  |  | 4176 | 2026-06-23 23:00 | 98.81 | 16.17 | 23 | FALSE | 0 | 0 | 0 | 0 | 0
Spain | ESP | 2015-06-23 23:00 | 2015-06-24 01:00 | 53.75 | 2015 | 6.67 | 2015-06-30 |  |  |  |  | 4177 | 2026-06-24 | 98.81 | 16.17 | 24 | TRUE | 98.81 | 24 | 98.81 | 0 | -988.1
Spain | ESP | 2015-06-24 | 2015-06-24 02:00 | 50.63 | 2015 | 6.67 | 2015-06-30 |  |  |  |  | 4178 | 2026-06-24 01:00 | 98.81 | 16.17 | 1 | FALSE | 0 | 0 | 0 | 0 | 0
Spain | ESP | 2015-06-24 01:00 | 2015-06-24 03:00 | 49.96 | 2015 | 6.67 | 2015-06-30 |  |  |  |  | 4179 | 2026-06-24 02:00 | 98.81 | 16.17 | 2 | FALSE | 0 | 0 | 0 | 0 | 0
Spain | ESP | 2015-06-24 02:00 | 2015-06-24 04:00 | 50 | 2015 | 6.67 | 2015-06-30 |  |  |  |  | 4180 | 2026-06-24 03:00 | 98.81 | 16.17 | 3 | FALSE | 0 | 0 | 0 | 0 | 0
Spain | ESP | 2015-06-24 03:00 | 2015-06-24 05:00 | 53.22 | 2015 | 6.67 | 2015-06-30 |  |  |  |  | 4181 | 2026-06-24 04:00 | 98.81 | 16.17 | 4 | FALSE | 0 | 0 | 0 | 0 | 0
Spain | ESP | 2015-06-24 04:00 | 2015-06-24 06:00 | 58.67 | 2015 | 6.67 | 2015-06-30 |  |  |  |  | 4182 | 2026-06-24 05:00 | 98.81 | 16.17 | 5 | FALSE | 0 | 0 | 0 | 0 | 0
Spain | ESP | 2015-06-24 05:00 | 2015-06-24 07:00 | 60.69 | 2015 | 6.67 | 2015-06-30 |  |  |  |  | 4183 | 2026-06-24 06:00 | 98.81 | 16.17 | 6 | FALSE | 0 | 0 | 0 | 0 | 0
Spain | ESP | 2015-06-24 06:00 | 2015-06-24 08:00 | 64.13 | 2015 | 6.67 | 2015-06-30 |  |  |  |  | 4184 | 2026-06-24 07:00 | 98.81 | 16.17 | 7 | FALSE | 0 | 0 | 0 | 0 | 0
Spain | ESP | 2015-06-24 07:00 | 2015-06-24 09:00 | 64.19 | 2015 | 6.67 | 2015-06-30 |  |  |  |  | 4185 | 2026-06-24 08:00 | 98.81 | 16.17 | 8 | FALSE | 0 | 0 | 0 | 0 | 0
Spain | ESP | 2015-06-24 08:00 | 2015-06-24 10:00 | 64.19 | 2015 | 6.67 | 2015-06-30 |  |  |  |  | 4186 | 2026-06-24 09:00 | 98.81 | 16.17 | 9 | FALSE | 0 | 0 | 0 | 0 | 0
Spain | ESP | 2015-06-24 09:00 | 2015-06-24 11:00 | 64.19 | 2015 | 6.67 | 2015-06-30 |  |  |  |  | 4187 | 2026-06-24 10:00 | 98.81 | 16.17 | 10 | FALSE | 0 | 0 | 0 | 0 | 0
Spain | ESP | 2015-06-24 10:00 | 2015-06-24 12:00 | 64.69 | 2015 | 6.67 | 2015-06-30 |  |  |  |  | 4188 | 2026-06-24 11:00 | 98.81 | 16.17 | 11 | FALSE | 0 | 0 | 0 | 0 | 0
Spain | ESP | 2015-06-24 11:00 | 2015-06-24 13:00 | 64.19 | 2015 | 6.67 | 2015-06-30 |  |  |  |  | 4189 | 2026-06-24 12:00 | 98.81 | 16.17 | 12 | FALSE | 0 | 0 | 0 | 0 | 0
Spain | ESP | 2015-06-24 12:00 | 2015-06-24 14:00 | 60.8 | 2015 | 6.67 | 2015-06-30 |  |  |  |  | 4190 | 2026-06-24 13:00 | 98.81 | 16.17 | 13 | FALSE | 0 | 0 | 0 | 0 | 0
Spain | ESP | 2015-06-24 13:00 | 2015-06-24 15:00 | 59.61 | 2015 | 6.67 | 2015-06-30 |  |  |  |  | 4191 | 2026-06-24 14:00 | 98.81 | 16.17 | 14 | FALSE | 0 | 0 | 0 | 0 | 0
Spain | ESP | 2015-06-24 14:00 | 2015-06-24 16:00 | 60.03 | 2015 | 6.67 | 2015-06-30 |  |  |  |  | 4192 | 2026-06-24 15:00 | 98.81 | 16.17 | 15 | FALSE | 0 | 0 | 0 | 0 | 0
Spain | ESP | 2015-06-24 15:00 | 2015-06-24 17:00 | 60.8 | 2015 | 6.67 | 2015-06-30 |  |  |  |  | 4193 | 2026-06-24 16:00 | 98.81 | 16.17 | 16 | FALSE | 0 | 0 | 0 | 0 | 0
Spain | ESP | 2015-06-24 16:00 | 2015-06-24 18:00 | 60.6 | 2015 | 6.67 | 2015-06-30 |  |  |  |  | 4194 | 2026-06-24 17:00 | 98.81 | 16.17 | 17 | FALSE | 0 | 0 | 0 | 0 | 0
Spain | ESP | 2015-06-24 17:00 | 2015-06-24 19:00 | 59.61 | 2015 | 6.67 | 2015-06-30 |  |  |  |  | 4195 | 2026-06-24 18:00 | 98.81 | 16.17 | 18 | FALSE | 0 | 0 | 0 | 0 | 0
Spain | ESP | 2015-06-24 18:00 | 2015-06-24 20:00 | 60.67 | 2015 | 6.67 | 2015-06-30 |  |  |  |  | 4196 | 2026-06-24 19:00 | 98.81 | 16.17 | 19 | FALSE | 0 | 0 | 0 | 0 | 0
Spain | ESP | 2015-06-24 19:00 | 2015-06-24 21:00 | 63.33 | 2015 | 6.67 | 2015-06-30 |  |  |  |  | 4197 | 2026-06-24 20:00 | 98.81 | 16.17 | 20 | FALSE | 0 | 0 | 0 | 0 | 0
Spain | ESP | 2015-06-24 20:00 | 2015-06-24 22:00 | 64 | 2015 | 6.67 | 2015-06-30 |  |  |  |  | 4198 | 2026-06-24 21:00 | 98.81 | 16.17 | 21 | FALSE | 0 | 0 | 0 | 0 | 0
Spain | ESP | 2015-06-24 21:00 | 2015-06-24 23:00 | 59.61 | 2015 | 6.67 | 2015-06-30 |  |  |  |  | 4199 | 2026-06-24 22:00 | 98.81 | 16.17 | 22 | FALSE | 0 | 0 | 0 | 0 | 0
Spain | ESP | 2015-06-24 22:00 | 2015-06-25 | 59.7 | 2015 | 6.67 | 2015-06-30 |  |  |  |  | 4200 | 2026-06-24 23:00 | 98.81 | 16.17 | 23 | FALSE | 0 | 0 | 0 | 0 | 0
Spain | ESP | 2015-06-24 23:00 | 2015-06-25 01:00 | 58.9 | 2015 | 6.67 | 2015-06-30 |  |  |  |  | 4201 | 2026-06-25 | 98.81 | 16.17 | 24 | TRUE | 98.81 | 24 | 98.81 | 0 | -988.1
Spain | ESP | 2015-06-25 | 2015-06-25 02:00 | 55 | 2015 | 6.67 | 2015-06-30 |  |  |  |  | 4202 | 2026-06-25 01:00 | 98.81 | 16.17 | 1 | FALSE | 0 | 0 | 0 | 0 | 0
Spain | ESP | 2015-06-25 01:00 | 2015-06-25 03:00 | 53.6 | 2015 | 6.67 | 2015-06-30 |  |  |  |  | 4203 | 2026-06-25 02:00 | 98.81 | 16.17 | 2 | FALSE | 0 | 0 | 0 | 0 | 0
Spain | ESP | 2015-06-25 02:00 | 2015-06-25 04:00 | 53.62 | 2015 | 6.67 | 2015-06-30 |  |  |  |  | 4204 | 2026-06-25 03:00 | 98.81 | 16.17 | 3 | FALSE | 0 | 0 | 0 | 0 | 0
Spain | ESP | 2015-06-25 03:00 | 2015-06-25 05:00 | 58.67 | 2015 | 6.67 | 2015-06-30 |  |  |  |  | 4205 | 2026-06-25 04:00 | 98.81 | 16.17 | 4 | FALSE | 0 | 0 | 0 | 0 | 0
Spain | ESP | 2015-06-25 04:00 | 2015-06-25 06:00 | 60.8 | 2015 | 6.67 | 2015-06-30 |  |  |  |  | 4206 | 2026-06-25 05:00 | 98.81 | 16.17 | 5 | FALSE | 0 | 0 | 0 | 0 | 0
Spain | ESP | 2015-06-25 05:00 | 2015-06-25 07:00 | 62.69 | 2015 | 6.67 | 2015-06-30 |  |  |  |  | 4207 | 2026-06-25 06:00 | 98.81 | 16.17 | 6 | FALSE | 0 | 0 | 0 | 0 | 0
Spain | ESP | 2015-06-25 06:00 | 2015-06-25 08:00 | 64.19 | 2015 | 6.67 | 2015-06-30 |  |  |  |  | 4208 | 2026-06-25 07:00 | 98.81 | 16.17 | 7 | FALSE | 0 | 0 | 0 | 0 | 0
Spain | ESP | 2015-06-25 07:00 | 2015-06-25 09:00 | 64.69 | 2015 | 6.67 | 2015-06-30 |  |  |  |  | 4209 | 2026-06-25 08:00 | 98.81 | 16.17 | 8 | FALSE | 0 | 0 | 0 | 0 | 0
Spain | ESP | 2015-06-25 08:00 | 2015-06-25 10:00 | 65.01 | 2015 | 6.67 | 2015-06-30 |  |  |  |  | 4210 | 2026-06-25 09:00 | 98.81 | 16.17 | 9 | FALSE | 0 | 0 | 0 | 0 | 0
Spain | ESP | 2015-06-25 09:00 | 2015-06-25 11:00 | 65.19 | 2015 | 6.67 | 2015-06-30 |  |  |  |  | 4211 | 2026-06-25 10:00 | 98.81 | 16.17 | 10 | FALSE | 0 | 0 | 0 | 0 | 0
Spain | ESP | 2015-06-25 10:00 | 2015-06-25 12:00 | 65.19 | 2015 | 6.67 | 2015-06-30 |  |  |  |  | 4212 | 2026-06-25 11:00 | 98.81 | 16.17 | 11 | FALSE | 0 | 0 | 0 | 0 | 0
Spain | ESP | 2015-06-25 11:00 | 2015-06-25 13:00 | 64.19 | 2015 | 6.67 | 2015-06-30 |  |  |  |  | 4213 | 2026-06-25 12:00 | 98.81 | 16.17 | 12 | FALSE | 0 | 0 | 0 | 0 | 0
Spain | ESP | 2015-06-25 12:00 | 2015-06-25 14:00 | 61 | 2015 | 6.67 | 2015-06-30 |  |  |  |  | 4214 | 2026-06-25 13:00 | 98.81 | 16.17 | 13 | FALSE | 0 | 0 | 0 | 0 | 0
Spain | ESP | 2015-06-25 13:00 | 2015-06-25 15:00 | 59.7 | 2015 | 6.67 | 2015-06-30 |  |  |  |  | 4215 | 2026-06-25 14:00 | 98.81 | 16.17 | 14 | FALSE | 0 | 0 | 0 | 0 | 0
Spain | ESP | 2015-06-25 14:00 | 2015-06-25 16:00 | 60.5 | 2015 | 6.67 | 2015-06-30 |  |  |  |  | 4216 | 2026-06-25 15:00 | 98.81 | 16.17 | 15 | FALSE | 0 | 0 | 0 | 0 | 0
Spain | ESP | 2015-06-25 15:00 | 2015-06-25 17:00 | 62 | 2015 | 6.67 | 2015-06-30 |  |  |  |  | 4217 | 2026-06-25 16:00 | 98.81 | 16.17 | 16 | FALSE | 0 | 0 | 0 | 0 | 0
Spain | ESP | 2015-06-25 16:00 | 2015-06-25 18:00 | 61.49 | 2015 | 6.67 | 2015-06-30 |  |  |  |  | 4218 | 2026-06-25 17:00 | 98.81 | 16.17 | 17 | FALSE | 0 | 0 | 0 | 0 | 0
Spain | ESP | 2015-06-25 17:00 | 2015-06-25 19:00 | 59.61 | 2015 | 6.67 | 2015-06-30 |  |  |  |  | 4219 | 2026-06-25 18:00 | 98.81 | 16.17 | 18 | FALSE | 0 | 0 | 0 | 0 | 0
Spain | ESP | 2015-06-25 18:00 | 2015-06-25 20:00 | 59.61 | 2015 | 6.67 | 2015-06-30 |  |  |  |  | 4220 | 2026-06-25 19:00 | 98.81 | 16.17 | 19 | FALSE | 0 | 0 | 0 | 0 | 0
Spain | ESP | 2015-06-25 19:00 | 2015-06-25 21:00 | 63.52 | 2015 | 6.67 | 2015-06-30 |  |  |  |  | 4221 | 2026-06-25 20:00 | 98.81 | 16.17 | 20 | FALSE | 0 | 0 | 0 | 0 | 0
Spain | ESP | 2015-06-25 20:00 | 2015-06-25 22:00 | 64.03 | 2015 | 6.67 | 2015-06-30 |  |  |  |  | 4222 | 2026-06-25 21:00 | 98.81 | 16.17 | 21 | FALSE | 0 | 0 | 0 | 0 | 0
Spain | ESP | 2015-06-25 21:00 | 2015-06-25 23:00 | 59.61 | 2015 | 6.67 | 2015-06-30 |  |  |  |  | 4223 | 2026-06-25 22:00 | 98.81 | 16.17 | 22 | FALSE | 0 | 0 | 0 | 0 | 0
Spain | ESP | 2015-06-25 22:00 | 2015-06-26 | 63.6 | 2015 | 6.67 | 2015-06-30 |  |  |  |  | 4224 | 2026-06-25 23:00 | 98.81 | 16.17 | 23 | FALSE | 0 | 0 | 0 | 0 | 0
Spain | ESP | 2015-06-25 23:00 | 2015-06-26 01:00 | 61 | 2015 | 6.67 | 2015-06-30 |  |  |  |  | 4225 | 2026-06-26 | 98.81 | 16.17 | 24 | TRUE | 98.81 | 24 | 98.81 | 0 | -988.1
Spain | ESP | 2015-06-26 | 2015-06-26 02:00 | 59.13 | 2015 | 6.67 | 2015-06-30 |  |  |  |  | 4226 | 2026-06-26 01:00 | 98.81 | 16.17 | 1 | FALSE | 0 | 0 | 0 | 0 | 0
Spain | ESP | 2015-06-26 01:00 | 2015-06-26 03:00 | 59.32 | 2015 | 6.67 | 2015-06-30 |  |  |  |  | 4227 | 2026-06-26 02:00 | 98.81 | 16.17 | 2 | FALSE | 0 | 0 | 0 | 0 | 0
Spain | ESP | 2015-06-26 02:00 | 2015-06-26 04:00 | 59.51 | 2015 | 6.67 | 2015-06-30 |  |  |  |  | 4228 | 2026-06-26 03:00 | 98.81 | 16.17 | 3 | FALSE | 0 | 0 | 0 | 0 | 0
Spain | ESP | 2015-06-26 03:00 | 2015-06-26 05:00 | 60.18 | 2015 | 6.67 | 2015-06-30 |  |  |  |  | 4229 | 2026-06-26 04:00 | 98.81 | 16.17 | 4 | FALSE | 0 | 0 | 0 | 0 | 0
Spain | ESP | 2015-06-26 04:00 | 2015-06-26 06:00 | 62.21 | 2015 | 6.67 | 2015-06-30 |  |  |  |  | 4230 | 2026-06-26 05:00 | 98.81 | 16.17 | 5 | FALSE | 0 | 0 | 0 | 0 | 0
Spain | ESP | 2015-06-26 05:00 | 2015-06-26 07:00 | 64.13 | 2015 | 6.67 | 2015-06-30 |  |  |  |  | 4231 | 2026-06-26 06:00 | 98.81 | 16.17 | 6 | FALSE | 0 | 0 | 0 | 0 | 0
Spain | ESP | 2015-06-26 06:00 | 2015-06-26 08:00 | 65.57 | 2015 | 6.67 | 2015-06-30 |  |  |  |  | 4232 | 2026-06-26 07:00 | 98.81 | 16.17 | 7 | FALSE | 0 | 0 | 0 | 0 | 0
Spain | ESP | 2015-06-26 07:00 | 2015-06-26 09:00 | 67 | 2015 | 6.67 | 2015-06-30 |  |  |  |  | 4233 | 2026-06-26 08:00 | 98.81 | 16.17 | 8 | FALSE | 0 | 0 | 0 | 0 | 0
Spain | ESP | 2015-06-26 08:00 | 2015-06-26 10:00 | 67.1 | 2015 | 6.67 | 2015-06-30 |  |  |  |  | 4234 | 2026-06-26 09:00 | 98.81 | 16.17 | 9 | FALSE | 0 | 0 | 0 | 0 | 0
Spain | ESP | 2015-06-26 09:00 | 2015-06-26 11:00 | 67.57 | 2015 | 6.67 | 2015-06-30 |  |  |  |  | 4235 | 2026-06-26 10:00 | 98.81 | 16.17 | 10 | FALSE | 0 | 0 | 0 | 0 | 0
Spain | ESP | 2015-06-26 10:00 | 2015-06-26 12:00 | 67.1 | 2015 | 6.67 | 2015-06-30 |  |  |  |  | 4236 | 2026-06-26 11:00 | 98.81 | 16.17 | 11 | FALSE | 0 | 0 | 0 | 0 | 0
Spain | ESP | 2015-06-26 11:00 | 2015-06-26 13:00 | 66.1 | 2015 | 6.67 | 2015-06-30 |  |  |  |  | 4237 | 2026-06-26 12:00 | 98.81 | 16.17 | 12 | FALSE | 0 | 0 | 0 | 0 | 0
Spain | ESP | 2015-06-26 12:00 | 2015-06-26 14:00 | 63.33 | 2015 | 6.67 | 2015-06-30 |  |  |  |  | 4238 | 2026-06-26 13:00 | 98.81 | 16.17 | 13 | FALSE | 0 | 0 | 0 | 0 | 0
Spain | ESP | 2015-06-26 13:00 | 2015-06-26 15:00 | 61.75 | 2015 | 6.67 | 2015-06-30 |  |  |  |  | 4239 | 2026-06-26 14:00 | 98.81 | 16.17 | 14 | FALSE | 0 | 0 | 0 | 0 | 0
Spain | ESP | 2015-06-26 14:00 | 2015-06-26 16:00 | 61.1 | 2015 | 6.67 | 2015-06-30 |  |  |  |  | 4240 | 2026-06-26 15:00 | 98.81 | 16.17 | 15 | FALSE | 0 | 0 | 0 | 0 | 0
Spain | ESP | 2015-06-26 15:00 | 2015-06-26 17:00 | 62.1 | 2015 | 6.67 | 2015-06-30 |  |  |  |  | 4241 | 2026-06-26 16:00 | 98.81 | 16.17 | 16 | FALSE | 0 | 0 | 0 | 0 | 0
Spain | ESP | 2015-06-26 16:00 | 2015-06-26 18:00 | 62 | 2015 | 6.67 | 2015-06-30 |  |  |  |  | 4242 | 2026-06-26 17:00 | 98.81 | 16.17 | 17 | FALSE | 0 | 0 | 0 | 0 | 0
Spain | ESP | 2015-06-26 17:00 | 2015-06-26 19:00 | 61.94 | 2015 | 6.67 | 2015-06-30 |  |  |  |  | 4243 | 2026-06-26 18:00 | 98.81 | 16.17 | 18 | FALSE | 0 | 0 | 0 | 0 | 0
Spain | ESP | 2015-06-26 18:00 | 2015-06-26 20:00 | 60.8 | 2015 | 6.67 | 2015-06-30 |  |  |  |  | 4244 | 2026-06-26 19:00 | 98.81 | 16.17 | 19 | FALSE | 0 | 0 | 0 | 0 | 0
Spain | ESP | 2015-06-26 19:00 | 2015-06-26 21:00 | 61 | 2015 | 6.67 | 2015-06-30 |  |  |  |  | 4245 | 2026-06-26 20:00 | 98.81 | 16.17 | 20 | FALSE | 0 | 0 | 0 | 0 | 0
Spain | ESP | 2015-06-26 20:00 | 2015-06-26 22:00 | 60.53 | 2015 | 6.67 | 2015-06-30 |  |  |  |  | 4246 | 2026-06-26 21:00 | 98.81 | 16.17 | 21 | FALSE | 0 | 0 | 0 | 0 | 0
Spain | ESP | 2015-06-26 21:00 | 2015-06-26 23:00 | 56.1 | 2015 | 6.67 | 2015-06-30 |  |  |  |  | 4247 | 2026-06-26 22:00 | 98.81 | 16.17 | 22 | FALSE | 0 | 0 | 0 | 0 | 0
Spain | ESP | 2015-06-26 22:00 | 2015-06-27 | 52.65 | 2015 | 6.67 | 2015-06-30 |  |  |  |  | 4248 | 2026-06-26 23:00 | 98.81 | 16.17 | 23 | FALSE | 0 | 0 | 0 | 0 | 0
Spain | ESP | 2015-06-26 23:00 | 2015-06-27 01:00 | 46.03 | 2015 | 6.67 | 2015-06-30 |  |  |  |  | 4249 | 2026-06-27 | 98.81 | 16.17 | 24 | TRUE | 98.81 | 24 | 98.81 | 0 | -988.1
Spain | ESP | 2015-06-27 | 2015-06-27 02:00 | 45.69 | 2015 | 6.67 | 2015-06-30 |  |  |  |  | 4250 | 2026-06-27 01:00 | 98.81 | 16.17 | 1 | FALSE | 0 | 0 | 0 | 0 | 0
Spain | ESP | 2015-06-27 01:00 | 2015-06-27 03:00 | 45.99 | 2015 | 6.67 | 2015-06-30 |  |  |  |  | 4251 | 2026-06-27 02:00 | 98.81 | 16.17 | 2 | FALSE | 0 | 0 | 0 | 0 | 0
Spain | ESP | 2015-06-27 02:00 | 2015-06-27 04:00 | 46.02 | 2015 | 6.67 | 2015-06-30 |  |  |  |  | 4252 | 2026-06-27 03:00 | 98.81 | 16.17 | 3 | FALSE | 0 | 0 | 0 | 0 | 0
Spain | ESP | 2015-06-27 03:00 | 2015-06-27 05:00 | 46.03 | 2015 | 6.67 | 2015-06-30 |  |  |  |  | 4253 | 2026-06-27 04:00 | 98.81 | 16.17 | 4 | FALSE | 0 | 0 | 0 | 0 | 0
Spain | ESP | 2015-06-27 04:00 | 2015-06-27 06:00 | 46.71 | 2015 | 6.67 | 2015-06-30 |  |  |  |  | 4254 | 2026-06-27 05:00 | 98.81 | 16.17 | 5 | FALSE | 0 | 0 | 0 | 0 | 0
Spain | ESP | 2015-06-27 05:00 | 2015-06-27 07:00 | 48.14 | 2015 | 6.67 | 2015-06-30 |  |  |  |  | 4255 | 2026-06-27 06:00 | 98.81 | 16.17 | 6 | FALSE | 0 | 0 | 0 | 0 | 0
Spain | ESP | 2015-06-27 06:00 | 2015-06-27 08:00 | 59.61 | 2015 | 6.67 | 2015-06-30 |  |  |  |  | 4256 | 2026-06-27 07:00 | 98.81 | 16.17 | 7 | FALSE | 0 | 0 | 0 | 0 | 0
Spain | ESP | 2015-06-27 07:00 | 2015-06-27 09:00 | 64.19 | 2015 | 6.67 | 2015-06-30 |  |  |  |  | 4257 | 2026-06-27 08:00 | 98.81 | 16.17 | 8 | FALSE | 0 | 0 | 0 | 0 | 0
Spain | ESP | 2015-06-27 08:00 | 2015-06-27 10:00 | 64.23 | 2015 | 6.67 | 2015-06-30 |  |  |  |  | 4258 | 2026-06-27 09:00 | 98.81 | 16.17 | 9 | FALSE | 0 | 0 | 0 | 0 | 0
Spain | ESP | 2015-06-27 09:00 | 2015-06-27 11:00 | 65 | 2015 | 6.67 | 2015-06-30 |  |  |  |  | 4259 | 2026-06-27 10:00 | 98.81 | 16.17 | 10 | FALSE | 0 | 0 | 0 | 0 | 0
Spain | ESP | 2015-06-27 10:00 | 2015-06-27 12:00 | 65 | 2015 | 6.67 | 2015-06-30 |  |  |  |  | 4260 | 2026-06-27 11:00 | 98.81 | 16.17 | 11 | FALSE | 0 | 0 | 0 | 0 | 0
Spain | ESP | 2015-06-27 11:00 | 2015-06-27 13:00 | 65 | 2015 | 6.67 | 2015-06-30 |  |  |  |  | 4261 | 2026-06-27 12:00 | 98.81 | 16.17 | 12 | FALSE | 0 | 0 | 0 | 0 | 0
Spain | ESP | 2015-06-27 12:00 | 2015-06-27 14:00 | 62.69 | 2015 | 6.67 | 2015-06-30 |  |  |  |  | 4262 | 2026-06-27 13:00 | 98.81 | 16.17 | 13 | FALSE | 0 | 0 | 0 | 0 | 0
Spain | ESP | 2015-06-27 13:00 | 2015-06-27 15:00 | 59.61 | 2015 | 6.67 | 2015-06-30 |  |  |  |  | 4263 | 2026-06-27 14:00 | 98.81 | 16.17 | 14 | FALSE | 0 | 0 | 0 | 0 | 0
Spain | ESP | 2015-06-27 14:00 | 2015-06-27 16:00 | 58.67 | 2015 | 6.67 | 2015-06-30 |  |  |  |  | 4264 | 2026-06-27 15:00 | 98.81 | 16.17 | 15 | FALSE | 0 | 0 | 0 | 0 | 0
Spain | ESP | 2015-06-27 15:00 | 2015-06-27 17:00 | 58.6 | 2015 | 6.67 | 2015-06-30 |  |  |  |  | 4265 | 2026-06-27 16:00 | 98.81 | 16.17 | 16 | FALSE | 0 | 0 | 0 | 0 | 0
Spain | ESP | 2015-06-27 16:00 | 2015-06-27 18:00 | 59 | 2015 | 6.67 | 2015-06-30 |  |  |  |  | 4266 | 2026-06-27 17:00 | 98.81 | 16.17 | 17 | FALSE | 0 | 0 | 0 | 0 | 0
Spain | ESP | 2015-06-27 17:00 | 2015-06-27 19:00 | 56.03 | 2015 | 6.67 | 2015-06-30 |  |  |  |  | 4267 | 2026-06-27 18:00 | 98.81 | 16.17 | 18 | FALSE | 0 | 0 | 0 | 0 | 0
Spain | ESP | 2015-06-27 18:00 | 2015-06-27 20:00 | 57.8 | 2015 | 6.67 | 2015-06-30 |  |  |  |  | 4268 | 2026-06-27 19:00 | 98.81 | 16.17 | 19 | FALSE | 0 | 0 | 0 | 0 | 0
Spain | ESP | 2015-06-27 19:00 | 2015-06-27 21:00 | 59.13 | 2015 | 6.67 | 2015-06-30 |  |  |  |  | 4269 | 2026-06-27 20:00 | 98.81 | 16.17 | 20 | FALSE | 0 | 0 | 0 | 0 | 0
Spain | ESP | 2015-06-27 20:00 | 2015-06-27 22:00 | 60.5 | 2015 | 6.67 | 2015-06-30 |  |  |  |  | 4270 | 2026-06-27 21:00 | 98.81 | 16.17 | 21 | FALSE | 0 | 0 | 0 | 0 | 0
Spain | ESP | 2015-06-27 21:00 | 2015-06-27 23:00 | 52.65 | 2015 | 6.67 | 2015-06-30 |  |  |  |  | 4271 | 2026-06-27 22:00 | 98.81 | 16.17 | 22 | FALSE | 0 | 0 | 0 | 0 | 0
Spain | ESP | 2015-06-27 22:00 | 2015-06-28 | 53.75 | 2015 | 6.67 | 2015-06-30 |  |  |  |  | 4272 | 2026-06-27 23:00 | 98.81 | 16.17 | 23 | FALSE | 0 | 0 | 0 | 0 | 0
Spain | ESP | 2015-06-27 23:00 | 2015-06-28 01:00 | 46.64 | 2015 | 6.67 | 2015-06-30 |  |  |  |  | 4273 | 2026-06-28 | 98.81 | 16.17 | 24 | TRUE | 98.81 | 24 | 98.81 | 0 | -988.1
Spain | ESP | 2015-06-28 | 2015-06-28 02:00 | 45.64 | 2015 | 6.67 | 2015-06-30 |  |  |  |  | 4274 | 2026-06-28 01:00 | 98.81 | 16.17 | 1 | FALSE | 0 | 0 | 0 | 0 | 0
Spain | ESP | 2015-06-28 01:00 | 2015-06-28 03:00 | 45.5 | 2015 | 6.67 | 2015-06-30 |  |  |  |  | 4275 | 2026-06-28 02:00 | 98.81 | 16.17 | 2 | FALSE | 0 | 0 | 0 | 0 | 0
Spain | ESP | 2015-06-28 02:00 | 2015-06-28 04:00 | 45.55 | 2015 | 6.67 | 2015-06-30 |  |  |  |  | 4276 | 2026-06-28 03:00 | 98.81 | 16.17 | 3 | FALSE | 0 | 0 | 0 | 0 | 0
Spain | ESP | 2015-06-28 03:00 | 2015-06-28 05:00 | 45.64 | 2015 | 6.67 | 2015-06-30 |  |  |  |  | 4277 | 2026-06-28 04:00 | 98.81 | 16.17 | 4 | FALSE | 0 | 0 | 0 | 0 | 0
Spain | ESP | 2015-06-28 04:00 | 2015-06-28 06:00 | 46.64 | 2015 | 6.67 | 2015-06-30 |  |  |  |  | 4278 | 2026-06-28 05:00 | 98.81 | 16.17 | 5 | FALSE | 0 | 0 | 0 | 0 | 0
Spain | ESP | 2015-06-28 05:00 | 2015-06-28 07:00 | 45.79 | 2015 | 6.67 | 2015-06-30 |  |  |  |  | 4279 | 2026-06-28 06:00 | 98.81 | 16.17 | 6 | FALSE | 0 | 0 | 0 | 0 | 0
Spain | ESP | 2015-06-28 06:00 | 2015-06-28 08:00 | 48.11 | 2015 | 6.67 | 2015-06-30 |  |  |  |  | 4280 | 2026-06-28 07:00 | 98.81 | 16.17 | 7 | FALSE | 0 | 0 | 0 | 0 | 0
Spain | ESP | 2015-06-28 07:00 | 2015-06-28 09:00 | 46.64 | 2015 | 6.67 | 2015-06-30 |  |  |  |  | 4281 | 2026-06-28 08:00 | 98.81 | 16.17 | 8 | FALSE | 0 | 0 | 0 | 0 | 0
Spain | ESP | 2015-06-28 08:00 | 2015-06-28 10:00 | 48.11 | 2015 | 6.67 | 2015-06-30 |  |  |  |  | 4282 | 2026-06-28 09:00 | 98.81 | 16.17 | 9 | FALSE | 0 | 0 | 0 | 0 | 0
Spain | ESP | 2015-06-28 09:00 | 2015-06-28 11:00 | 52.34 | 2015 | 6.67 | 2015-06-30 |  |  |  |  | 4283 | 2026-06-28 10:00 | 98.81 | 16.17 | 10 | FALSE | 0 | 0 | 0 | 0 | 0
Spain | ESP | 2015-06-28 10:00 | 2015-06-28 12:00 | 53.75 | 2015 | 6.67 | 2015-06-30 |  |  |  |  | 4284 | 2026-06-28 11:00 | 98.81 | 16.17 | 11 | FALSE | 0 | 0 | 0 | 0 | 0
Spain | ESP | 2015-06-28 11:00 | 2015-06-28 13:00 | 57.19 | 2015 | 6.67 | 2015-06-30 |  |  |  |  | 4285 | 2026-06-28 12:00 | 98.81 | 16.17 | 12 | FALSE | 0 | 0 | 0 | 0 | 0
Spain | ESP | 2015-06-28 12:00 | 2015-06-28 14:00 | 53.6 | 2015 | 6.67 | 2015-06-30 |  |  |  |  | 4286 | 2026-06-28 13:00 | 98.81 | 16.17 | 13 | FALSE | 0 | 0 | 0 | 0 | 0
Spain | ESP | 2015-06-28 13:00 | 2015-06-28 15:00 | 48.11 | 2015 | 6.67 | 2015-06-30 |  |  |  |  | 4287 | 2026-06-28 14:00 | 98.81 | 16.17 | 14 | FALSE | 0 | 0 | 0 | 0 | 0
Spain | ESP | 2015-06-28 14:00 | 2015-06-28 16:00 | 46.37 | 2015 | 6.67 | 2015-06-30 |  |  |  |  | 4288 | 2026-06-28 15:00 | 98.81 | 16.17 | 15 | FALSE | 0 | 0 | 0 | 0 | 0
Spain | ESP | 2015-06-28 15:00 | 2015-06-28 17:00 | 45.45 | 2015 | 6.67 | 2015-06-30 |  |  |  |  | 4289 | 2026-06-28 16:00 | 98.81 | 16.17 | 16 | FALSE | 0 | 0 | 0 | 0 | 0
Spain | ESP | 2015-06-28 16:00 | 2015-06-28 18:00 | 45.64 | 2015 | 6.67 | 2015-06-30 |  |  |  |  | 4290 | 2026-06-28 17:00 | 98.81 | 16.17 | 17 | FALSE | 0 | 0 | 0 | 0 | 0
Spain | ESP | 2015-06-28 17:00 | 2015-06-28 19:00 | 46.37 | 2015 | 6.67 | 2015-06-30 |  |  |  |  | 4291 | 2026-06-28 18:00 | 98.81 | 16.17 | 18 | FALSE | 0 | 0 | 0 | 0 | 0
Spain | ESP | 2015-06-28 18:00 | 2015-06-28 20:00 | 48.11 | 2015 | 6.67 | 2015-06-30 |  |  |  |  | 4292 | 2026-06-28 19:00 | 98.81 | 16.17 | 19 | FALSE | 0 | 0 | 0 | 0 | 0
Spain | ESP | 2015-06-28 19:00 | 2015-06-28 21:00 | 56.6 | 2015 | 6.67 | 2015-06-30 |  |  |  |  | 4293 | 2026-06-28 20:00 | 98.81 | 16.17 | 20 | FALSE | 0 | 0 | 0 | 0 | 0
Spain | ESP | 2015-06-28 20:00 | 2015-06-28 22:00 | 61.1 | 2015 | 6.67 | 2015-06-30 |  |  |  |  | 4294 | 2026-06-28 21:00 | 98.81 | 16.17 | 21 | FALSE | 0 | 0 | 0 | 0 | 0
Spain | ESP | 2015-06-28 21:00 | 2015-06-28 23:00 | 56.87 | 2015 | 6.67 | 2015-06-30 |  |  |  |  | 4295 | 2026-06-28 22:00 | 98.81 | 16.17 | 22 | FALSE | 0 | 0 | 0 | 0 | 0
Spain | ESP | 2015-06-28 22:00 | 2015-06-29 | 48.79 | 2015 | 6.67 | 2015-06-30 |  |  |  |  | 4296 | 2026-06-28 23:00 | 98.81 | 16.17 | 23 | FALSE | 0 | 0 | 0 | 0 | 0
Spain | ESP | 2015-06-28 23:00 | 2015-06-29 01:00 | 46.02 | 2015 | 6.67 | 2015-06-30 |  |  |  |  | 4297 | 2026-06-29 | 98.81 | 16.17 | 24 | TRUE | 98.81 | 24 | 98.81 | 0 | -988.1
Spain | ESP | 2015-06-29 | 2015-06-29 02:00 | 46.25 | 2015 | 6.67 | 2015-06-30 |  |  |  |  | 4298 | 2026-06-29 01:00 | 98.81 | 16.17 | 1 | FALSE | 0 | 0 | 0 | 0 | 0
Spain | ESP | 2015-06-29 01:00 | 2015-06-29 03:00 | 46.37 | 2015 | 6.67 | 2015-06-30 |  |  |  |  | 4299 | 2026-06-29 02:00 | 98.81 | 16.17 | 2 | FALSE | 0 | 0 | 0 | 0 | 0
Spain | ESP | 2015-06-29 02:00 | 2015-06-29 04:00 | 46.71 | 2015 | 6.67 | 2015-06-30 |  |  |  |  | 4300 | 2026-06-29 03:00 | 98.81 | 16.17 | 3 | FALSE | 0 | 0 | 0 | 0 | 0
Spain | ESP | 2015-06-29 03:00 | 2015-06-29 05:00 | 48.9 | 2015 | 6.67 | 2015-06-30 |  |  |  |  | 4301 | 2026-06-29 04:00 | 98.81 | 16.17 | 4 | FALSE | 0 | 0 | 0 | 0 | 0
Spain | ESP | 2015-06-29 04:00 | 2015-06-29 06:00 | 59.13 | 2015 | 6.67 | 2015-06-30 |  |  |  |  | 4302 | 2026-06-29 05:00 | 98.81 | 16.17 | 5 | FALSE | 0 | 0 | 0 | 0 | 0
Spain | ESP | 2015-06-29 05:00 | 2015-06-29 07:00 | 62 | 2015 | 6.67 | 2015-06-30 |  |  |  |  | 4303 | 2026-06-29 06:00 | 98.81 | 16.17 | 6 | FALSE | 0 | 0 | 0 | 0 | 0
Spain | ESP | 2015-06-29 06:00 | 2015-06-29 08:00 | 64.13 | 2015 | 6.67 | 2015-06-30 |  |  |  |  | 4304 | 2026-06-29 07:00 | 98.81 | 16.17 | 7 | FALSE | 0 | 0 | 0 | 0 | 0
Spain | ESP | 2015-06-29 07:00 | 2015-06-29 09:00 | 64.19 | 2015 | 6.67 | 2015-06-30 |  |  |  |  | 4305 | 2026-06-29 08:00 | 98.81 | 16.17 | 8 | FALSE | 0 | 0 | 0 | 0 | 0
Spain | ESP | 2015-06-29 08:00 | 2015-06-29 10:00 | 66 | 2015 | 6.67 | 2015-06-30 |  |  |  |  | 4306 | 2026-06-29 09:00 | 98.81 | 16.17 | 9 | FALSE | 0 | 0 | 0 | 0 | 0
Spain | ESP | 2015-06-29 09:00 | 2015-06-29 11:00 | 66.5 | 2015 | 6.67 | 2015-06-30 |  |  |  |  | 4307 | 2026-06-29 10:00 | 98.81 | 16.17 | 10 | FALSE | 0 | 0 | 0 | 0 | 0
Spain | ESP | 2015-06-29 10:00 | 2015-06-29 12:00 | 67.08 | 2015 | 6.67 | 2015-06-30 |  |  |  |  | 4308 | 2026-06-29 11:00 | 98.81 | 16.17 | 11 | FALSE | 0 | 0 | 0 | 0 | 0
Spain | ESP | 2015-06-29 11:00 | 2015-06-29 13:00 | 65.57 | 2015 | 6.67 | 2015-06-30 |  |  |  |  | 4309 | 2026-06-29 12:00 | 98.81 | 16.17 | 12 | FALSE | 0 | 0 | 0 | 0 | 0
Spain | ESP | 2015-06-29 12:00 | 2015-06-29 14:00 | 61.87 | 2015 | 6.67 | 2015-06-30 |  |  |  |  | 4310 | 2026-06-29 13:00 | 98.81 | 16.17 | 13 | FALSE | 0 | 0 | 0 | 0 | 0
Spain | ESP | 2015-06-29 13:00 | 2015-06-29 15:00 | 61 | 2015 | 6.67 | 2015-06-30 |  |  |  |  | 4311 | 2026-06-29 14:00 | 98.81 | 16.17 | 14 | FALSE | 0 | 0 | 0 | 0 | 0
Spain | ESP | 2015-06-29 14:00 | 2015-06-29 16:00 | 60.94 | 2015 | 6.67 | 2015-06-30 |  |  |  |  | 4312 | 2026-06-29 15:00 | 98.81 | 16.17 | 15 | FALSE | 0 | 0 | 0 | 0 | 0
Spain | ESP | 2015-06-29 15:00 | 2015-06-29 17:00 | 62.5 | 2015 | 6.67 | 2015-06-30 |  |  |  |  | 4313 | 2026-06-29 16:00 | 98.81 | 16.17 | 16 | FALSE | 0 | 0 | 0 | 0 | 0
Spain | ESP | 2015-06-29 16:00 | 2015-06-29 18:00 | 62.21 | 2015 | 6.67 | 2015-06-30 |  |  |  |  | 4314 | 2026-06-29 17:00 | 98.81 | 16.17 | 17 | FALSE | 0 | 0 | 0 | 0 | 0
Spain | ESP | 2015-06-29 17:00 | 2015-06-29 19:00 | 62 | 2015 | 6.67 | 2015-06-30 |  |  |  |  | 4315 | 2026-06-29 18:00 | 98.81 | 16.17 | 18 | FALSE | 0 | 0 | 0 | 0 | 0
Spain | ESP | 2015-06-29 18:00 | 2015-06-29 20:00 | 61.87 | 2015 | 6.67 | 2015-06-30 |  |  |  |  | 4316 | 2026-06-29 19:00 | 98.81 | 16.17 | 19 | FALSE | 0 | 0 | 0 | 0 | 0
Spain | ESP | 2015-06-29 19:00 | 2015-06-29 21:00 | 63.01 | 2015 | 6.67 | 2015-06-30 |  |  |  |  | 4317 | 2026-06-29 20:00 | 98.81 | 16.17 | 20 | FALSE | 0 | 0 | 0 | 0 | 0
Spain | ESP | 2015-06-29 20:00 | 2015-06-29 22:00 | 62.7 | 2015 | 6.67 | 2015-06-30 |  |  |  |  | 4318 | 2026-06-29 21:00 | 98.81 | 16.17 | 21 | FALSE | 0 | 0 | 0 | 0 | 0
Spain | ESP | 2015-06-29 21:00 | 2015-06-29 23:00 | 59.75 | 2015 | 6.67 | 2015-06-30 |  |  |  |  | 4319 | 2026-06-29 22:00 | 98.81 | 16.17 | 22 | FALSE | 0 | 0 | 0 | 0 | 0
Spain | ESP | 2015-06-29 22:00 | 2015-06-30 | 59.75 | 2015 | 6.67 | 2015-06-30 |  |  |  |  | 4320 | 2026-06-29 23:00 | 98.81 | 16.17 | 23 | FALSE | 0 | 0 | 0 | 0 | 0
Spain | ESP | 2015-06-29 23:00 | 2015-06-30 01:00 | 52.65 | 2015 | 6.67 | 2015-06-30 |  |  |  |  | 4321 | 2026-06-30 | 98.81 | 16.17 | 24 | TRUE | 98.81 | 24 | 98.81 | 0 | -988.1
Spain | ESP | 2015-06-30 | 2015-06-30 02:00 | 49 | 2015 | 6.67 | 2015-06-30 |  |  |  |  | 4322 | 2026-06-30 01:00 | 98.81 | 16.17 | 1 | FALSE | 0 | 0 | 0 | 0 | 0
Spain | ESP | 2015-06-30 01:00 | 2015-06-30 03:00 | 49.34 | 2015 | 6.67 | 2015-06-30 |  |  |  |  | 4323 | 2026-06-30 02:00 | 98.81 | 16.17 | 2 | FALSE | 0 | 0 | 0 | 0 | 0
Spain | ESP | 2015-06-30 02:00 | 2015-06-30 04:00 | 50 | 2015 | 6.67 | 2015-06-30 |  |  |  |  | 4324 | 2026-06-30 03:00 | 98.81 | 16.17 | 3 | FALSE | 0 | 0 | 0 | 0 | 0
Spain | ESP | 2015-06-30 03:00 | 2015-06-30 05:00 | 52.48 | 2015 | 6.67 | 2015-06-30 |  |  |  |  | 4325 | 2026-06-30 04:00 | 98.81 | 16.17 | 4 | FALSE | 0 | 0 | 0 | 0 | 0
Spain | ESP | 2015-06-30 04:00 | 2015-06-30 06:00 | 56.9 | 2015 | 6.67 | 2015-06-30 |  |  |  |  | 4326 | 2026-06-30 05:00 | 98.81 | 16.17 | 5 | FALSE | 0 | 0 | 0 | 0 | 0
Spain | ESP | 2015-06-30 05:00 | 2015-06-30 07:00 | 59.75 | 2015 | 6.67 | 2015-06-30 |  |  |  |  | 4327 | 2026-06-30 06:00 | 98.81 | 16.17 | 6 | FALSE | 0 | 0 | 0 | 0 | 0
Spain | ESP | 2015-06-30 06:00 | 2015-06-30 08:00 | 62.69 | 2015 | 6.67 | 2015-06-30 |  |  |  |  | 4328 | 2026-06-30 07:00 | 98.81 | 16.17 | 7 | FALSE | 0 | 0 | 0 | 0 | 0
Spain | ESP | 2015-06-30 07:00 | 2015-06-30 09:00 | 64.08 | 2015 | 6.67 | 2015-06-30 |  |  |  |  | 4329 | 2026-06-30 08:00 | 98.81 | 16.17 | 8 | FALSE | 0 | 0 | 0 | 0 | 0
Spain | ESP | 2015-06-30 08:00 | 2015-06-30 10:00 | 65 | 2015 | 6.67 | 2015-06-30 |  |  |  |  | 4330 | 2026-06-30 09:00 | 98.81 | 16.17 | 9 | FALSE | 0 | 0 | 0 | 0 | 0
Spain | ESP | 2015-06-30 09:00 | 2015-06-30 11:00 | 66.5 | 2015 | 6.67 | 2015-06-30 |  |  |  |  | 4331 | 2026-06-30 10:00 | 98.81 | 16.17 | 10 | FALSE | 0 | 0 | 0 | 0 | 0
Spain | ESP | 2015-06-30 10:00 | 2015-06-30 12:00 | 66.21 | 2015 | 6.67 | 2015-06-30 |  |  |  |  | 4332 | 2026-06-30 11:00 | 98.81 | 16.17 | 11 | FALSE | 0 | 0 | 0 | 0 | 0
Spain | ESP | 2015-06-30 11:00 | 2015-06-30 13:00 | 64.23 | 2015 | 6.67 | 2015-06-30 |  |  |  |  | 4333 | 2026-06-30 12:00 | 98.81 | 16.17 | 12 | FALSE | 0 | 0 | 0 | 0 | 0
Spain | ESP | 2015-06-30 12:00 | 2015-06-30 14:00 | 60.69 | 2015 | 6.67 | 2015-06-30 |  |  |  |  | 4334 | 2026-06-30 13:00 | 98.81 | 16.17 | 13 | FALSE | 0 | 0 | 0 | 0 | 0
Spain | ESP | 2015-06-30 13:00 | 2015-06-30 15:00 | 59 | 2015 | 6.67 | 2015-06-30 |  |  |  |  | 4335 | 2026-06-30 14:00 | 98.81 | 16.17 | 14 | FALSE | 0 | 0 | 0 | 0 | 0
Spain | ESP | 2015-06-30 14:00 | 2015-06-30 16:00 | 58.25 | 2015 | 6.67 | 2015-06-30 |  |  |  |  | 4336 | 2026-06-30 15:00 | 98.81 | 16.17 | 15 | FALSE | 0 | 0 | 0 | 0 | 0
Spain | ESP | 2015-06-30 15:00 | 2015-06-30 17:00 | 59.61 | 2015 | 6.67 | 2015-06-30 |  |  |  |  | 4337 | 2026-06-30 16:00 | 98.81 | 16.17 | 16 | FALSE | 0 | 0 | 0 | 0 | 0
Spain | ESP | 2015-06-30 16:00 | 2015-06-30 18:00 | 59.61 | 2015 | 6.67 | 2015-06-30 |  |  |  |  | 4338 | 2026-06-30 17:00 | 98.81 | 16.17 | 17 | FALSE | 0 | 0 | 0 | 0 | 0
Spain | ESP | 2015-06-30 17:00 | 2015-06-30 19:00 | 59.61 | 2015 | 6.67 | 2015-06-30 |  |  |  |  | 4339 | 2026-06-30 18:00 | 98.81 | 16.17 | 18 | FALSE | 0 | 0 | 0 | 0 | 0
Spain | ESP | 2015-06-30 18:00 | 2015-06-30 20:00 | 60.69 | 2015 | 6.67 | 2015-06-30 |  |  |  |  | 4340 | 2026-06-30 19:00 | 98.81 | 16.17 | 19 | FALSE | 0 | 0 | 0 | 0 | 0
Spain | ESP | 2015-06-30 19:00 | 2015-06-30 21:00 | 62.21 | 2015 | 6.67 | 2015-06-30 |  |  |  |  | 4341 | 2026-06-30 20:00 | 98.81 | 16.17 | 20 | FALSE | 0 | 0 | 0 | 0 | 0
Spain | ESP | 2015-06-30 20:00 | 2015-06-30 22:00 | 61.87 | 2015 | 6.67 | 2015-06-30 |  |  |  |  | 4342 | 2026-06-30 21:00 | 98.81 | 16.17 | 21 | FALSE | 0 | 0 | 0 | 0 | 0
Spain | ESP | 2015-06-30 21:00 | 2015-06-30 23:00 | 56.25 | 2015 | 6.67 | 2015-06-30 |  |  |  |  | 4343 | 2026-06-30 22:00 | 98.81 | 16.17 | 22 | FALSE | 0 | 0 | 0 | 0 | 0
Spain | ESP | 2015-06-30 22:00 | 2015-07-01 | 59.52 | 2015 | 6.67 | 2015-06-30 |  |  |  |  | 4344 | 2026-06-30 23:00 | 98.81 | 16.17 | 23 | FALSE | 0 | 0 | 0 | 0 | 0
Spain | ESP | 2015-06-30 23:00 | 2015-07-01 01:00 | 51.1 | 2015 | 6.67 | 2015-06-30 |  |  |  |  | 4345 | 2026-07-01 | 98.81 | 16.17 | 24 | TRUE | 98.81 | 24 | 98.81 | 0 | -988.1
Spain | ESP | 2015-07-01 | 2015-07-01 02:00 | 47.03 | 2015 | 6.69 | 2015-07-31 |  |  |  |  | 4346 | 2026-07-01 01:00 | 98.81 | 16.17 | 1 | FALSE | 0 | 0 | 0 | 0 | 0
Spain | ESP | 2015-07-01 01:00 | 2015-07-01 03:00 | 48.5 | 2015 | 6.69 | 2015-07-31 |  |  |  |  | 4347 | 2026-07-01 02:00 | 98.81 | 16.17 | 2 | FALSE | 0 | 0 | 0 | 0 | 0
Spain | ESP | 2015-07-01 02:00 | 2015-07-01 04:00 | 48.79 | 2015 | 6.69 | 2015-07-31 |  |  |  |  | 4348 | 2026-07-01 03:00 | 98.81 | 16.17 | 3 | FALSE | 0 | 0 | 0 | 0 | 0
Spain | ESP | 2015-07-01 03:00 | 2015-07-01 05:00 | 50.51 | 2015 | 6.69 | 2015-07-31 |  |  |  |  | 4349 | 2026-07-01 04:00 | 98.81 | 16.17 | 4 | FALSE | 0 | 0 | 0 | 0 | 0
Spain | ESP | 2015-07-01 04:00 | 2015-07-01 06:00 | 59.13 | 2015 | 6.69 | 2015-07-31 |  |  |  |  | 4350 | 2026-07-01 05:00 | 98.81 | 16.17 | 5 | FALSE | 0 | 0 | 0 | 0 | 0
Spain | ESP | 2015-07-01 05:00 | 2015-07-01 07:00 | 60.8 | 2015 | 6.69 | 2015-07-31 |  |  |  |  | 4351 | 2026-07-01 06:00 | 98.81 | 16.17 | 6 | FALSE | 0 | 0 | 0 | 0 | 0
Spain | ESP | 2015-07-01 06:00 | 2015-07-01 08:00 | 61.87 | 2015 | 6.69 | 2015-07-31 |  |  |  |  | 4352 | 2026-07-01 07:00 | 98.81 | 16.17 | 7 | FALSE | 0 | 0 | 0 | 0 | 0
Spain | ESP | 2015-07-01 07:00 | 2015-07-01 09:00 | 64.23 | 2015 | 6.69 | 2015-07-31 |  |  |  |  | 4353 | 2026-07-01 08:00 | 98.81 | 16.17 | 8 | FALSE | 0 | 0 | 0 | 0 | 0
Spain | ESP | 2015-07-01 08:00 | 2015-07-01 10:00 | 66.5 | 2015 | 6.69 | 2015-07-31 |  |  |  |  | 4354 | 2026-07-01 09:00 | 98.81 | 16.17 | 9 | FALSE | 0 | 0 | 0 | 0 | 0
Spain | ESP | 2015-07-01 09:00 | 2015-07-01 11:00 | 67.1 | 2015 | 6.69 | 2015-07-31 |  |  |  |  | 4355 | 2026-07-01 10:00 | 98.81 | 16.17 | 10 | FALSE | 0 | 0 | 0 | 0 | 0
Spain | ESP | 2015-07-01 10:00 | 2015-07-01 12:00 | 66.1 | 2015 | 6.69 | 2015-07-31 |  |  |  |  | 4356 | 2026-07-01 11:00 | 98.81 | 16.17 | 11 | FALSE | 0 | 0 | 0 | 0 | 0
Spain | ESP | 2015-07-01 11:00 | 2015-07-01 13:00 | 65 | 2015 | 6.69 | 2015-07-31 |  |  |  |  | 4357 | 2026-07-01 12:00 | 98.81 | 16.17 | 12 | FALSE | 0 | 0 | 0 | 0 | 0
Spain | ESP | 2015-07-01 12:00 | 2015-07-01 14:00 | 59.75 | 2015 | 6.69 | 2015-07-31 |  |  |  |  | 4358 | 2026-07-01 13:00 | 98.81 | 16.17 | 13 | FALSE | 0 | 0 | 0 | 0 | 0
Spain | ESP | 2015-07-01 13:00 | 2015-07-01 15:00 | 59.61 | 2015 | 6.69 | 2015-07-31 |  |  |  |  | 4359 | 2026-07-01 14:00 | 98.81 | 16.17 | 14 | FALSE | 0 | 0 | 0 | 0 | 0
Spain | ESP | 2015-07-01 14:00 | 2015-07-01 16:00 | 59.53 | 2015 | 6.69 | 2015-07-31 |  |  |  |  | 4360 | 2026-07-01 15:00 | 98.81 | 16.17 | 15 | FALSE | 0 | 0 | 0 | 0 | 0
Spain | ESP | 2015-07-01 15:00 | 2015-07-01 17:00 | 61.1 | 2015 | 6.69 | 2015-07-31 |  |  |  |  | 4361 | 2026-07-01 16:00 | 98.81 | 16.17 | 16 | FALSE | 0 | 0 | 0 | 0 | 0
Spain | ESP | 2015-07-01 16:00 | 2015-07-01 18:00 | 61.1 | 2015 | 6.69 | 2015-07-31 |  |  |  |  | 4362 | 2026-07-01 17:00 | 98.81 | 16.17 | 17 | FALSE | 0 | 0 | 0 | 0 | 0
Spain | ESP | 2015-07-01 17:00 | 2015-07-01 19:00 | 61.1 | 2015 | 6.69 | 2015-07-31 |  |  |  |  | 4363 | 2026-07-01 18:00 | 98.81 | 16.17 | 18 | FALSE | 0 | 0 | 0 | 0 | 0
Spain | ESP | 2015-07-01 18:00 | 2015-07-01 20:00 | 61.87 | 2015 | 6.69 | 2015-07-31 |  |  |  |  | 4364 | 2026-07-01 19:00 | 98.81 | 16.17 | 19 | FALSE | 0 | 0 | 0 | 0 | 0
Spain | ESP | 2015-07-01 19:00 | 2015-07-01 21:00 | 63.71 | 2015 | 6.69 | 2015-07-31 |  |  |  |  | 4365 | 2026-07-01 20:00 | 98.81 | 16.17 | 20 | FALSE | 0 | 0 | 0 | 0 | 0
Spain | ESP | 2015-07-01 20:00 | 2015-07-01 22:00 | 64.1 | 2015 | 6.69 | 2015-07-31 |  |  |  |  | 4366 | 2026-07-01 21:00 | 98.81 | 16.17 | 21 | FALSE | 0 | 0 | 0 | 0 | 0
Spain | ESP | 2015-07-01 21:00 | 2015-07-01 23:00 | 59.13 | 2015 | 6.69 | 2015-07-31 |  |  |  |  | 4367 | 2026-07-01 22:00 | 98.81 | 16.17 | 22 | FALSE | 0 | 0 | 0 | 0 | 0
Spain | ESP | 2015-07-01 22:00 | 2015-07-02 | 60.12 | 2015 | 6.69 | 2015-07-31 |  |  |  |  | 4368 | 2026-07-01 23:00 | 98.81 | 16.17 | 23 | FALSE | 0 | 0 | 0 | 0 | 0
Spain | ESP | 2015-07-01 23:00 | 2015-07-02 01:00 | 55 | 2015 | 6.69 | 2015-07-31 |  |  |  |  | 4369 | 2026-07-02 | 98.81 | 16.17 | 24 | TRUE | 98.81 | 24 | 98.81 | 0 | -988.1
Spain | ESP | 2015-07-02 | 2015-07-02 02:00 | 51.31 | 2015 | 6.69 | 2015-07-31 |  |  |  |  | 4370 | 2026-07-02 01:00 | 98.81 | 16.17 | 1 | FALSE | 0 | 0 | 0 | 0 | 0
Spain | ESP | 2015-07-02 01:00 | 2015-07-02 03:00 | 52.64 | 2015 | 6.69 | 2015-07-31 |  |  |  |  | 4371 | 2026-07-02 02:00 | 98.81 | 16.17 | 2 | FALSE | 0 | 0 | 0 | 0 | 0
Spain | ESP | 2015-07-02 02:00 | 2015-07-02 04:00 | 55.92 | 2015 | 6.69 | 2015-07-31 |  |  |  |  | 4372 | 2026-07-02 03:00 | 98.81 | 16.17 | 3 | FALSE | 0 | 0 | 0 | 0 | 0
Spain | ESP | 2015-07-02 03:00 | 2015-07-02 05:00 | 59 | 2015 | 6.69 | 2015-07-31 |  |  |  |  | 4373 | 2026-07-02 04:00 | 98.81 | 16.17 | 4 | FALSE | 0 | 0 | 0 | 0 | 0
Spain | ESP | 2015-07-02 04:00 | 2015-07-02 06:00 | 61.3 | 2015 | 6.69 | 2015-07-31 |  |  |  |  | 4374 | 2026-07-02 05:00 | 98.81 | 16.17 | 5 | FALSE | 0 | 0 | 0 | 0 | 0
Spain | ESP | 2015-07-02 05:00 | 2015-07-02 07:00 | 63 | 2015 | 6.69 | 2015-07-31 |  |  |  |  | 4375 | 2026-07-02 06:00 | 98.81 | 16.17 | 6 | FALSE | 0 | 0 | 0 | 0 | 0
Spain | ESP | 2015-07-02 06:00 | 2015-07-02 08:00 | 65.19 | 2015 | 6.69 | 2015-07-31 |  |  |  |  | 4376 | 2026-07-02 07:00 | 98.81 | 16.17 | 7 | FALSE | 0 | 0 | 0 | 0 | 0
Spain | ESP | 2015-07-02 07:00 | 2015-07-02 09:00 | 69.01 | 2015 | 6.69 | 2015-07-31 |  |  |  |  | 4377 | 2026-07-02 08:00 | 98.81 | 16.17 | 8 | FALSE | 0 | 0 | 0 | 0 | 0
Spain | ESP | 2015-07-02 08:00 | 2015-07-02 10:00 | 69.98 | 2015 | 6.69 | 2015-07-31 |  |  |  |  | 4378 | 2026-07-02 09:00 | 98.81 | 16.17 | 9 | FALSE | 0 | 0 | 0 | 0 | 0
Spain | ESP | 2015-07-02 09:00 | 2015-07-02 11:00 | 70.02 | 2015 | 6.69 | 2015-07-31 |  |  |  |  | 4379 | 2026-07-02 10:00 | 98.81 | 16.17 | 10 | FALSE | 0 | 0 | 0 | 0 | 0
Spain | ESP | 2015-07-02 10:00 | 2015-07-02 12:00 | 70.69 | 2015 | 6.69 | 2015-07-31 |  |  |  |  | 4380 | 2026-07-02 11:00 | 98.81 | 16.17 | 11 | FALSE | 0 | 0 | 0 | 0 | 0
Spain | ESP | 2015-07-02 11:00 | 2015-07-02 13:00 | 69.98 | 2015 | 6.69 | 2015-07-31 |  |  |  |  | 4381 | 2026-07-02 12:00 | 98.81 | 16.17 | 12 | FALSE | 0 | 0 | 0 | 0 | 0
Spain | ESP | 2015-07-02 12:00 | 2015-07-02 14:00 | 69.1 | 2015 | 6.69 | 2015-07-31 |  |  |  |  | 4382 | 2026-07-02 13:00 | 98.81 | 16.17 | 13 | FALSE | 0 | 0 | 0 | 0 | 0
Spain | ESP | 2015-07-02 13:00 | 2015-07-02 15:00 | 68 | 2015 | 6.69 | 2015-07-31 |  |  |  |  | 4383 | 2026-07-02 14:00 | 98.81 | 16.17 | 14 | FALSE | 0 | 0 | 0 | 0 | 0
Spain | ESP | 2015-07-02 14:00 | 2015-07-02 16:00 | 67.1 | 2015 | 6.69 | 2015-07-31 |  |  |  |  | 4384 | 2026-07-02 15:00 | 98.81 | 16.17 | 15 | FALSE | 0 | 0 | 0 | 0 | 0
Spain | ESP | 2015-07-02 15:00 | 2015-07-02 17:00 | 68.09 | 2015 | 6.69 | 2015-07-31 |  |  |  |  | 4385 | 2026-07-02 16:00 | 98.81 | 16.17 | 16 | FALSE | 0 | 0 | 0 | 0 | 0
Spain | ESP | 2015-07-02 16:00 | 2015-07-02 18:00 | 67.9 | 2015 | 6.69 | 2015-07-31 |  |  |  |  | 4386 | 2026-07-02 17:00 | 98.81 | 16.17 | 17 | FALSE | 0 | 0 | 0 | 0 | 0
Spain | ESP | 2015-07-02 17:00 | 2015-07-02 19:00 | 65.69 | 2015 | 6.69 | 2015-07-31 |  |  |  |  | 4387 | 2026-07-02 18:00 | 98.81 | 16.17 | 18 | FALSE | 0 | 0 | 0 | 0 | 0
Spain | ESP | 2015-07-02 18:00 | 2015-07-02 20:00 | 64.23 | 2015 | 6.69 | 2015-07-31 |  |  |  |  | 4388 | 2026-07-02 19:00 | 98.81 | 16.17 | 19 | FALSE | 0 | 0 | 0 | 0 | 0
Spain | ESP | 2015-07-02 19:00 | 2015-07-02 21:00 | 65.11 | 2015 | 6.69 | 2015-07-31 |  |  |  |  | 4389 | 2026-07-02 20:00 | 98.81 | 16.17 | 20 | FALSE | 0 | 0 | 0 | 0 | 0
Spain | ESP | 2015-07-02 20:00 | 2015-07-02 22:00 | 65.19 | 2015 | 6.69 | 2015-07-31 |  |  |  |  | 4390 | 2026-07-02 21:00 | 98.81 | 16.17 | 21 | FALSE | 0 | 0 | 0 | 0 | 0
Spain | ESP | 2015-07-02 21:00 | 2015-07-02 23:00 | 62 | 2015 | 6.69 | 2015-07-31 |  |  |  |  | 4391 | 2026-07-02 22:00 | 98.81 | 16.17 | 22 | FALSE | 0 | 0 | 0 | 0 | 0
Spain | ESP | 2015-07-02 22:00 | 2015-07-03 | 60.61 | 2015 | 6.69 | 2015-07-31 |  |  |  |  | 4392 | 2026-07-02 23:00 | 98.81 | 16.17 | 23 | FALSE | 0 | 0 | 0 | 0 | 0
Spain | ESP | 2015-07-02 23:00 | 2015-07-03 01:00 | 56.9 | 2015 | 6.69 | 2015-07-31 |  |  |  |  | 4393 | 2026-07-03 | 98.81 | 16.17 | 24 | TRUE | 98.81 | 24 | 98.81 | 0 | -988.1
Spain | ESP | 2015-07-03 | 2015-07-03 02:00 | 57.88 | 2015 | 6.69 | 2015-07-31 |  |  |  |  | 4394 | 2026-07-03 01:00 | 98.81 | 16.17 | 1 | FALSE | 0 | 0 | 0 | 0 | 0
Spain | ESP | 2015-07-03 01:00 | 2015-07-03 03:00 | 59.67 | 2015 | 6.69 | 2015-07-31 |  |  |  |  | 4395 | 2026-07-03 02:00 | 98.81 | 16.17 | 2 | FALSE | 0 | 0 | 0 | 0 | 0
Spain | ESP | 2015-07-03 02:00 | 2015-07-03 04:00 | 60 | 2015 | 6.69 | 2015-07-31 |  |  |  |  | 4396 | 2026-07-03 03:00 | 98.81 | 16.17 | 3 | FALSE | 0 | 0 | 0 | 0 | 0
Spain | ESP | 2015-07-03 03:00 | 2015-07-03 05:00 | 59.67 | 2015 | 6.69 | 2015-07-31 |  |  |  |  | 4397 | 2026-07-03 04:00 | 98.81 | 16.17 | 4 | FALSE | 0 | 0 | 0 | 0 | 0
Spain | ESP | 2015-07-03 04:00 | 2015-07-03 06:00 | 60.1 | 2015 | 6.69 | 2015-07-31 |  |  |  |  | 4398 | 2026-07-03 05:00 | 98.81 | 16.17 | 5 | FALSE | 0 | 0 | 0 | 0 | 0
Spain | ESP | 2015-07-03 05:00 | 2015-07-03 07:00 | 62 | 2015 | 6.69 | 2015-07-31 |  |  |  |  | 4399 | 2026-07-03 06:00 | 98.81 | 16.17 | 6 | FALSE | 0 | 0 | 0 | 0 | 0
Spain | ESP | 2015-07-03 06:00 | 2015-07-03 08:00 | 63.19 | 2015 | 6.69 | 2015-07-31 |  |  |  |  | 4400 | 2026-07-03 07:00 | 98.81 | 16.17 | 7 | FALSE | 0 | 0 | 0 | 0 | 0
Spain | ESP | 2015-07-03 07:00 | 2015-07-03 09:00 | 65.01 | 2015 | 6.69 | 2015-07-31 |  |  |  |  | 4401 | 2026-07-03 08:00 | 98.81 | 16.17 | 8 | FALSE | 0 | 0 | 0 | 0 | 0
Spain | ESP | 2015-07-03 08:00 | 2015-07-03 10:00 | 66.1 | 2015 | 6.69 | 2015-07-31 |  |  |  |  | 4402 | 2026-07-03 09:00 | 98.81 | 16.17 | 9 | FALSE | 0 | 0 | 0 | 0 | 0
Spain | ESP | 2015-07-03 09:00 | 2015-07-03 11:00 | 65.69 | 2015 | 6.69 | 2015-07-31 |  |  |  |  | 4403 | 2026-07-03 10:00 | 98.81 | 16.17 | 10 | FALSE | 0 | 0 | 0 | 0 | 0
Spain | ESP | 2015-07-03 10:00 | 2015-07-03 12:00 | 64.69 | 2015 | 6.69 | 2015-07-31 |  |  |  |  | 4404 | 2026-07-03 11:00 | 98.81 | 16.17 | 11 | FALSE | 0 | 0 | 0 | 0 | 0
Spain | ESP | 2015-07-03 11:00 | 2015-07-03 13:00 | 61.6 | 2015 | 6.69 | 2015-07-31 |  |  |  |  | 4405 | 2026-07-03 12:00 | 98.81 | 16.17 | 12 | FALSE | 0 | 0 | 0 | 0 | 0
Spain | ESP | 2015-07-03 12:00 | 2015-07-03 14:00 | 55.24 | 2015 | 6.69 | 2015-07-31 |  |  |  |  | 4406 | 2026-07-03 13:00 | 98.81 | 16.17 | 13 | FALSE | 0 | 0 | 0 | 0 | 0
Spain | ESP | 2015-07-03 13:00 | 2015-07-03 15:00 | 54.99 | 2015 | 6.69 | 2015-07-31 |  |  |  |  | 4407 | 2026-07-03 14:00 | 98.81 | 16.17 | 14 | FALSE | 0 | 0 | 0 | 0 | 0
Spain | ESP | 2015-07-03 14:00 | 2015-07-03 16:00 | 51.7 | 2015 | 6.69 | 2015-07-31 |  |  |  |  | 4408 | 2026-07-03 15:00 | 98.81 | 16.17 | 15 | FALSE | 0 | 0 | 0 | 0 | 0
Spain | ESP | 2015-07-03 15:00 | 2015-07-03 17:00 | 60 | 2015 | 6.69 | 2015-07-31 |  |  |  |  | 4409 | 2026-07-03 16:00 | 98.81 | 16.17 | 16 | FALSE | 0 | 0 | 0 | 0 | 0
Spain | ESP | 2015-07-03 16:00 | 2015-07-03 18:00 | 58.94 | 2015 | 6.69 | 2015-07-31 |  |  |  |  | 4410 | 2026-07-03 17:00 | 98.81 | 16.17 | 17 | FALSE | 0 | 0 | 0 | 0 | 0
Spain | ESP | 2015-07-03 17:00 | 2015-07-03 19:00 | 57.34 | 2015 | 6.69 | 2015-07-31 |  |  |  |  | 4411 | 2026-07-03 18:00 | 98.81 | 16.17 | 18 | FALSE | 0 | 0 | 0 | 0 | 0
Spain | ESP | 2015-07-03 18:00 | 2015-07-03 20:00 | 57.8 | 2015 | 6.69 | 2015-07-31 |  |  |  |  | 4412 | 2026-07-03 19:00 | 98.81 | 16.17 | 19 | FALSE | 0 | 0 | 0 | 0 | 0
Spain | ESP | 2015-07-03 19:00 | 2015-07-03 21:00 | 62.37 | 2015 | 6.69 | 2015-07-31 |  |  |  |  | 4413 | 2026-07-03 20:00 | 98.81 | 16.17 | 20 | FALSE | 0 | 0 | 0 | 0 | 0
Spain | ESP | 2015-07-03 20:00 | 2015-07-03 22:00 | 63.1 | 2015 | 6.69 | 2015-07-31 |  |  |  |  | 4414 | 2026-07-03 21:00 | 98.81 | 16.17 | 21 | FALSE | 0 | 0 | 0 | 0 | 0
Spain | ESP | 2015-07-03 21:00 | 2015-07-03 23:00 | 59.67 | 2015 | 6.69 | 2015-07-31 |  |  |  |  | 4415 | 2026-07-03 22:00 | 98.81 | 16.17 | 22 | FALSE | 0 | 0 | 0 | 0 | 0
Spain | ESP | 2015-07-03 22:00 | 2015-07-04 | 59.69 | 2015 | 6.69 | 2015-07-31 |  |  |  |  | 4416 | 2026-07-03 23:00 | 98.81 | 16.17 | 23 | FALSE | 0 | 0 | 0 | 0 | 0
Spain | ESP | 2015-07-03 23:00 | 2015-07-04 01:00 | 51.1 | 2015 | 6.69 | 2015-07-31 |  |  |  |  | 4417 | 2026-07-04 | 98.81 | 16.17 | 24 | TRUE | 98.81 | 24 | 98.81 | 0 | -988.1
Spain | ESP | 2015-07-04 | 2015-07-04 02:00 | 49.35 | 2015 | 6.69 | 2015-07-31 |  |  |  |  | 4418 | 2026-07-04 01:00 | 98.81 | 16.17 | 1 | FALSE | 0 | 0 | 0 | 0 | 0
Spain | ESP | 2015-07-04 01:00 | 2015-07-04 03:00 | 49 | 2015 | 6.69 | 2015-07-31 |  |  |  |  | 4419 | 2026-07-04 02:00 | 98.81 | 16.17 | 2 | FALSE | 0 | 0 | 0 | 0 | 0
Spain | ESP | 2015-07-04 02:00 | 2015-07-04 04:00 | 49.66 | 2015 | 6.69 | 2015-07-31 |  |  |  |  | 4420 | 2026-07-04 03:00 | 98.81 | 16.17 | 3 | FALSE | 0 | 0 | 0 | 0 | 0
Spain | ESP | 2015-07-04 03:00 | 2015-07-04 05:00 | 49.8 | 2015 | 6.69 | 2015-07-31 |  |  |  |  | 4421 | 2026-07-04 04:00 | 98.81 | 16.17 | 4 | FALSE | 0 | 0 | 0 | 0 | 0
Spain | ESP | 2015-07-04 04:00 | 2015-07-04 06:00 | 50.48 | 2015 | 6.69 | 2015-07-31 |  |  |  |  | 4422 | 2026-07-04 05:00 | 98.81 | 16.17 | 5 | FALSE | 0 | 0 | 0 | 0 | 0
Spain | ESP | 2015-07-04 05:00 | 2015-07-04 07:00 | 50.47 | 2015 | 6.69 | 2015-07-31 |  |  |  |  | 4423 | 2026-07-04 06:00 | 98.81 | 16.17 | 6 | FALSE | 0 | 0 | 0 | 0 | 0
Spain | ESP | 2015-07-04 06:00 | 2015-07-04 08:00 | 59.69 | 2015 | 6.69 | 2015-07-31 |  |  |  |  | 4424 | 2026-07-04 07:00 | 98.81 | 16.17 | 7 | FALSE | 0 | 0 | 0 | 0 | 0
Spain | ESP | 2015-07-04 07:00 | 2015-07-04 09:00 | 62.29 | 2015 | 6.69 | 2015-07-31 |  |  |  |  | 4425 | 2026-07-04 08:00 | 98.81 | 16.17 | 8 | FALSE | 0 | 0 | 0 | 0 | 0
Spain | ESP | 2015-07-04 08:00 | 2015-07-04 10:00 | 64.69 | 2015 | 6.69 | 2015-07-31 |  |  |  |  | 4426 | 2026-07-04 09:00 | 98.81 | 16.17 | 9 | FALSE | 0 | 0 | 0 | 0 | 0
Spain | ESP | 2015-07-04 09:00 | 2015-07-04 11:00 | 65.69 | 2015 | 6.69 | 2015-07-31 |  |  |  |  | 4427 | 2026-07-04 10:00 | 98.81 | 16.17 | 10 | FALSE | 0 | 0 | 0 | 0 | 0
Spain | ESP | 2015-07-04 10:00 | 2015-07-04 12:00 | 65.15 | 2015 | 6.69 | 2015-07-31 |  |  |  |  | 4428 | 2026-07-04 11:00 | 98.81 | 16.17 | 11 | FALSE | 0 | 0 | 0 | 0 | 0
Spain | ESP | 2015-07-04 11:00 | 2015-07-04 13:00 | 64.41 | 2015 | 6.69 | 2015-07-31 |  |  |  |  | 4429 | 2026-07-04 12:00 | 98.81 | 16.17 | 12 | FALSE | 0 | 0 | 0 | 0 | 0
Spain | ESP | 2015-07-04 12:00 | 2015-07-04 14:00 | 62.29 | 2015 | 6.69 | 2015-07-31 |  |  |  |  | 4430 | 2026-07-04 13:00 | 98.81 | 16.17 | 13 | FALSE | 0 | 0 | 0 | 0 | 0
Spain | ESP | 2015-07-04 13:00 | 2015-07-04 15:00 | 54.5 | 2015 | 6.69 | 2015-07-31 |  |  |  |  | 4431 | 2026-07-04 14:00 | 98.81 | 16.17 | 14 | FALSE | 0 | 0 | 0 | 0 | 0
Spain | ESP | 2015-07-04 14:00 | 2015-07-04 16:00 | 50.47 | 2015 | 6.69 | 2015-07-31 |  |  |  |  | 4432 | 2026-07-04 15:00 | 98.81 | 16.17 | 15 | FALSE | 0 | 0 | 0 | 0 | 0
Spain | ESP | 2015-07-04 15:00 | 2015-07-04 17:00 | 49.99 | 2015 | 6.69 | 2015-07-31 |  |  |  |  | 4433 | 2026-07-04 16:00 | 98.81 | 16.17 | 16 | FALSE | 0 | 0 | 0 | 0 | 0
Spain | ESP | 2015-07-04 16:00 | 2015-07-04 18:00 | 50.48 | 2015 | 6.69 | 2015-07-31 |  |  |  |  | 4434 | 2026-07-04 17:00 | 98.81 | 16.17 | 17 | FALSE | 0 | 0 | 0 | 0 | 0
Spain | ESP | 2015-07-04 17:00 | 2015-07-04 19:00 | 50.84 | 2015 | 6.69 | 2015-07-31 |  |  |  |  | 4435 | 2026-07-04 18:00 | 98.81 | 16.17 | 18 | FALSE | 0 | 0 | 0 | 0 | 0
Spain | ESP | 2015-07-04 18:00 | 2015-07-04 20:00 | 60.1 | 2015 | 6.69 | 2015-07-31 |  |  |  |  | 4436 | 2026-07-04 19:00 | 98.81 | 16.17 | 19 | FALSE | 0 | 0 | 0 | 0 | 0
Spain | ESP | 2015-07-04 19:00 | 2015-07-04 21:00 | 64.33 | 2015 | 6.69 | 2015-07-31 |  |  |  |  | 4437 | 2026-07-04 20:00 | 98.81 | 16.17 | 20 | FALSE | 0 | 0 | 0 | 0 | 0
Spain | ESP | 2015-07-04 20:00 | 2015-07-04 22:00 | 64.41 | 2015 | 6.69 | 2015-07-31 |  |  |  |  | 4438 | 2026-07-04 21:00 | 98.81 | 16.17 | 21 | FALSE | 0 | 0 | 0 | 0 | 0
Spain | ESP | 2015-07-04 21:00 | 2015-07-04 23:00 | 59.69 | 2015 | 6.69 | 2015-07-31 |  |  |  |  | 4439 | 2026-07-04 22:00 | 98.81 | 16.17 | 22 | FALSE | 0 | 0 | 0 | 0 | 0
Spain | ESP | 2015-07-04 22:00 | 2015-07-05 | 61.11 | 2015 | 6.69 | 2015-07-31 |  |  |  |  | 4440 | 2026-07-04 23:00 | 98.81 | 16.17 | 23 | FALSE | 0 | 0 | 0 | 0 | 0
Spain | ESP | 2015-07-04 23:00 | 2015-07-05 01:00 | 50.84 | 2015 | 6.69 | 2015-07-31 |  |  |  |  | 4441 | 2026-07-05 | 98.81 | 16.17 | 24 | TRUE | 98.81 | 24 | 98.81 | 0 | -988.1
Spain | ESP | 2015-07-05 | 2015-07-05 02:00 | 46.85 | 2015 | 6.69 | 2015-07-31 |  |  |  |  | 4442 | 2026-07-05 01:00 | 98.81 | 16.17 | 1 | FALSE | 0 | 0 | 0 | 0 | 0
Spain | ESP | 2015-07-05 01:00 | 2015-07-05 03:00 | 45.64 | 2015 | 6.69 | 2015-07-31 |  |  |  |  | 4443 | 2026-07-05 02:00 | 98.81 | 16.17 | 2 | FALSE | 0 | 0 | 0 | 0 | 0
Spain | ESP | 2015-07-05 02:00 | 2015-07-05 04:00 | 45.61 | 2015 | 6.69 | 2015-07-31 |  |  |  |  | 4444 | 2026-07-05 03:00 | 98.81 | 16.17 | 3 | FALSE | 0 | 0 | 0 | 0 | 0
Spain | ESP | 2015-07-05 03:00 | 2015-07-05 05:00 | 45.45 | 2015 | 6.69 | 2015-07-31 |  |  |  |  | 4445 | 2026-07-05 04:00 | 98.81 | 16.17 | 4 | FALSE | 0 | 0 | 0 | 0 | 0
Spain | ESP | 2015-07-05 04:00 | 2015-07-05 06:00 | 45.64 | 2015 | 6.69 | 2015-07-31 |  |  |  |  | 4446 | 2026-07-05 05:00 | 98.81 | 16.17 | 5 | FALSE | 0 | 0 | 0 | 0 | 0
Spain | ESP | 2015-07-05 05:00 | 2015-07-05 07:00 | 44.32 | 2015 | 6.69 | 2015-07-31 |  |  |  |  | 4447 | 2026-07-05 06:00 | 98.81 | 16.17 | 6 | FALSE | 0 | 0 | 0 | 0 | 0
Spain | ESP | 2015-07-05 06:00 | 2015-07-05 08:00 | 45.64 | 2015 | 6.69 | 2015-07-31 |  |  |  |  | 4448 | 2026-07-05 07:00 | 98.81 | 16.17 | 7 | FALSE | 0 | 0 | 0 | 0 | 0
Spain | ESP | 2015-07-05 07:00 | 2015-07-05 09:00 | 47.35 | 2015 | 6.69 | 2015-07-31 |  |  |  |  | 4449 | 2026-07-05 08:00 | 98.81 | 16.17 | 8 | FALSE | 0 | 0 | 0 | 0 | 0
Spain | ESP | 2015-07-05 08:00 | 2015-07-05 10:00 | 50.84 | 2015 | 6.69 | 2015-07-31 |  |  |  |  | 4450 | 2026-07-05 09:00 | 98.81 | 16.17 | 9 | FALSE | 0 | 0 | 0 | 0 | 0
Spain | ESP | 2015-07-05 09:00 | 2015-07-05 11:00 | 55.1 | 2015 | 6.69 | 2015-07-31 |  |  |  |  | 4451 | 2026-07-05 10:00 | 98.81 | 16.17 | 10 | FALSE | 0 | 0 | 0 | 0 | 0
Spain | ESP | 2015-07-05 10:00 | 2015-07-05 12:00 | 51.28 | 2015 | 6.69 | 2015-07-31 |  |  |  |  | 4452 | 2026-07-05 11:00 | 98.81 | 16.17 | 11 | FALSE | 0 | 0 | 0 | 0 | 0
Spain | ESP | 2015-07-05 11:00 | 2015-07-05 13:00 | 52.5 | 2015 | 6.69 | 2015-07-31 |  |  |  |  | 4453 | 2026-07-05 12:00 | 98.81 | 16.17 | 12 | FALSE | 0 | 0 | 0 | 0 | 0
Spain | ESP | 2015-07-05 12:00 | 2015-07-05 14:00 | 49.99 | 2015 | 6.69 | 2015-07-31 |  |  |  |  | 4454 | 2026-07-05 13:00 | 98.81 | 16.17 | 13 | FALSE | 0 | 0 | 0 | 0 | 0
Spain | ESP | 2015-07-05 13:00 | 2015-07-05 15:00 | 46.71 | 2015 | 6.69 | 2015-07-31 |  |  |  |  | 4455 | 2026-07-05 14:00 | 98.81 | 16.17 | 14 | FALSE | 0 | 0 | 0 | 0 | 0
Spain | ESP | 2015-07-05 14:00 | 2015-07-05 16:00 | 45.45 | 2015 | 6.69 | 2015-07-31 |  |  |  |  | 4456 | 2026-07-05 15:00 | 98.81 | 16.17 | 15 | FALSE | 0 | 0 | 0 | 0 | 0
Spain | ESP | 2015-07-05 15:00 | 2015-07-05 17:00 | 44.59 | 2015 | 6.69 | 2015-07-31 |  |  |  |  | 4457 | 2026-07-05 16:00 | 98.81 | 16.17 | 16 | FALSE | 0 | 0 | 0 | 0 | 0
Spain | ESP | 2015-07-05 16:00 | 2015-07-05 18:00 | 45.12 | 2015 | 6.69 | 2015-07-31 |  |  |  |  | 4458 | 2026-07-05 17:00 | 98.81 | 16.17 | 17 | FALSE | 0 | 0 | 0 | 0 | 0
Spain | ESP | 2015-07-05 17:00 | 2015-07-05 19:00 | 46.02 | 2015 | 6.69 | 2015-07-31 |  |  |  |  | 4459 | 2026-07-05 18:00 | 98.81 | 16.17 | 18 | FALSE | 0 | 0 | 0 | 0 | 0
Spain | ESP | 2015-07-05 18:00 | 2015-07-05 20:00 | 50.84 | 2015 | 6.69 | 2015-07-31 |  |  |  |  | 4460 | 2026-07-05 19:00 | 98.81 | 16.17 | 19 | FALSE | 0 | 0 | 0 | 0 | 0
Spain | ESP | 2015-07-05 19:00 | 2015-07-05 21:00 | 64.13 | 2015 | 6.69 | 2015-07-31 |  |  |  |  | 4461 | 2026-07-05 20:00 | 98.81 | 16.17 | 20 | FALSE | 0 | 0 | 0 | 0 | 0
Spain | ESP | 2015-07-05 20:00 | 2015-07-05 22:00 | 65.57 | 2015 | 6.69 | 2015-07-31 |  |  |  |  | 4462 | 2026-07-05 21:00 | 98.81 | 16.17 | 21 | FALSE | 0 | 0 | 0 | 0 | 0
Spain | ESP | 2015-07-05 21:00 | 2015-07-05 23:00 | 60.53 | 2015 | 6.69 | 2015-07-31 |  |  |  |  | 4463 | 2026-07-05 22:00 | 98.81 | 16.17 | 22 | FALSE | 0 | 0 | 0 | 0 | 0
Spain | ESP | 2015-07-05 22:00 | 2015-07-06 | 49.99 | 2015 | 6.69 | 2015-07-31 |  |  |  |  | 4464 | 2026-07-05 23:00 | 98.81 | 16.17 | 23 | FALSE | 0 | 0 | 0 | 0 | 0
Spain | ESP | 2015-07-05 23:00 | 2015-07-06 01:00 | 46.6 | 2015 | 6.69 | 2015-07-31 |  |  |  |  | 4465 | 2026-07-06 | 98.81 | 16.17 | 24 | TRUE | 98.81 | 24 | 98.81 | 0 | -988.1
Spain | ESP | 2015-07-06 | 2015-07-06 02:00 | 46.02 | 2015 | 6.69 | 2015-07-31 |  |  |  |  | 4466 | 2026-07-06 01:00 | 98.81 | 16.17 | 1 | FALSE | 0 | 0 | 0 | 0 | 0
Spain | ESP | 2015-07-06 01:00 | 2015-07-06 03:00 | 46.37 | 2015 | 6.69 | 2015-07-31 |  |  |  |  | 4467 | 2026-07-06 02:00 | 98.81 | 16.17 | 2 | FALSE | 0 | 0 | 0 | 0 | 0
Spain | ESP | 2015-07-06 02:00 | 2015-07-06 04:00 | 46.71 | 2015 | 6.69 | 2015-07-31 |  |  |  |  | 4468 | 2026-07-06 03:00 | 98.81 | 16.17 | 3 | FALSE | 0 | 0 | 0 | 0 | 0
Spain | ESP | 2015-07-06 03:00 | 2015-07-06 05:00 | 49 | 2015 | 6.69 | 2015-07-31 |  |  |  |  | 4469 | 2026-07-06 04:00 | 98.81 | 16.17 | 4 | FALSE | 0 | 0 | 0 | 0 | 0
Spain | ESP | 2015-07-06 04:00 | 2015-07-06 06:00 | 57 | 2015 | 6.69 | 2015-07-31 |  |  |  |  | 4470 | 2026-07-06 05:00 | 98.81 | 16.17 | 5 | FALSE | 0 | 0 | 0 | 0 | 0
Spain | ESP | 2015-07-06 05:00 | 2015-07-06 07:00 | 59.69 | 2015 | 6.69 | 2015-07-31 |  |  |  |  | 4471 | 2026-07-06 06:00 | 98.81 | 16.17 | 6 | FALSE | 0 | 0 | 0 | 0 | 0
Spain | ESP | 2015-07-06 06:00 | 2015-07-06 08:00 | 62 | 2015 | 6.69 | 2015-07-31 |  |  |  |  | 4472 | 2026-07-06 07:00 | 98.81 | 16.17 | 7 | FALSE | 0 | 0 | 0 | 0 | 0
Spain | ESP | 2015-07-06 07:00 | 2015-07-06 09:00 | 67.17 | 2015 | 6.69 | 2015-07-31 |  |  |  |  | 4473 | 2026-07-06 08:00 | 98.81 | 16.17 | 8 | FALSE | 0 | 0 | 0 | 0 | 0
Spain | ESP | 2015-07-06 08:00 | 2015-07-06 10:00 | 68.99 | 2015 | 6.69 | 2015-07-31 |  |  |  |  | 4474 | 2026-07-06 09:00 | 98.81 | 16.17 | 9 | FALSE | 0 | 0 | 0 | 0 | 0
Spain | ESP | 2015-07-06 09:00 | 2015-07-06 11:00 | 69.1 | 2015 | 6.69 | 2015-07-31 |  |  |  |  | 4475 | 2026-07-06 10:00 | 98.81 | 16.17 | 10 | FALSE | 0 | 0 | 0 | 0 | 0
Spain | ESP | 2015-07-06 10:00 | 2015-07-06 12:00 | 68.99 | 2015 | 6.69 | 2015-07-31 |  |  |  |  | 4476 | 2026-07-06 11:00 | 98.81 | 16.17 | 11 | FALSE | 0 | 0 | 0 | 0 | 0
Spain | ESP | 2015-07-06 11:00 | 2015-07-06 13:00 | 67 | 2015 | 6.69 | 2015-07-31 |  |  |  |  | 4477 | 2026-07-06 12:00 | 98.81 | 16.17 | 12 | FALSE | 0 | 0 | 0 | 0 | 0
Spain | ESP | 2015-07-06 12:00 | 2015-07-06 14:00 | 63.1 | 2015 | 6.69 | 2015-07-31 |  |  |  |  | 4478 | 2026-07-06 13:00 | 98.81 | 16.17 | 13 | FALSE | 0 | 0 | 0 | 0 | 0
Spain | ESP | 2015-07-06 13:00 | 2015-07-06 15:00 | 59.69 | 2015 | 6.69 | 2015-07-31 |  |  |  |  | 4479 | 2026-07-06 14:00 | 98.81 | 16.17 | 14 | FALSE | 0 | 0 | 0 | 0 | 0
Spain | ESP | 2015-07-06 14:00 | 2015-07-06 16:00 | 59.69 | 2015 | 6.69 | 2015-07-31 |  |  |  |  | 4480 | 2026-07-06 15:00 | 98.81 | 16.17 | 15 | FALSE | 0 | 0 | 0 | 0 | 0
Spain | ESP | 2015-07-06 15:00 | 2015-07-06 17:00 | 60.11 | 2015 | 6.69 | 2015-07-31 |  |  |  |  | 4481 | 2026-07-06 16:00 | 98.81 | 16.17 | 16 | FALSE | 0 | 0 | 0 | 0 | 0
Spain | ESP | 2015-07-06 16:00 | 2015-07-06 18:00 | 60.11 | 2015 | 6.69 | 2015-07-31 |  |  |  |  | 4482 | 2026-07-06 17:00 | 98.81 | 16.17 | 17 | FALSE | 0 | 0 | 0 | 0 | 0
Spain | ESP | 2015-07-06 17:00 | 2015-07-06 19:00 | 65 | 2015 | 6.69 | 2015-07-31 |  |  |  |  | 4483 | 2026-07-06 18:00 | 98.81 | 16.17 | 18 | FALSE | 0 | 0 | 0 | 0 | 0
Spain | ESP | 2015-07-06 18:00 | 2015-07-06 20:00 | 65.05 | 2015 | 6.69 | 2015-07-31 |  |  |  |  | 4484 | 2026-07-06 19:00 | 98.81 | 16.17 | 19 | FALSE | 0 | 0 | 0 | 0 | 0
Spain | ESP | 2015-07-06 19:00 | 2015-07-06 21:00 | 64.41 | 2015 | 6.69 | 2015-07-31 |  |  |  |  | 4485 | 2026-07-06 20:00 | 98.81 | 16.17 | 20 | FALSE | 0 | 0 | 0 | 0 | 0
Spain | ESP | 2015-07-06 20:00 | 2015-07-06 22:00 | 65.15 | 2015 | 6.69 | 2015-07-31 |  |  |  |  | 4486 | 2026-07-06 21:00 | 98.81 | 16.17 | 21 | FALSE | 0 | 0 | 0 | 0 | 0
Spain | ESP | 2015-07-06 21:00 | 2015-07-06 23:00 | 60.49 | 2015 | 6.69 | 2015-07-31 |  |  |  |  | 4487 | 2026-07-06 22:00 | 98.81 | 16.17 | 22 | FALSE | 0 | 0 | 0 | 0 | 0
Spain | ESP | 2015-07-06 22:00 | 2015-07-07 | 62.7 | 2015 | 6.69 | 2015-07-31 |  |  |  |  | 4488 | 2026-07-06 23:00 | 98.81 | 16.17 | 23 | FALSE | 0 | 0 | 0 | 0 | 0
Spain | ESP | 2015-07-06 23:00 | 2015-07-07 01:00 | 60 | 2015 | 6.69 | 2015-07-31 |  |  |  |  | 4489 | 2026-07-07 | 98.81 | 16.17 | 24 | TRUE | 98.81 | 24 | 98.81 | 0 | -988.1
Spain | ESP | 2015-07-07 | 2015-07-07 02:00 | 50.84 | 2015 | 6.69 | 2015-07-31 |  |  |  |  | 4490 | 2026-07-07 01:00 | 98.81 | 16.17 | 1 | FALSE | 0 | 0 | 0 | 0 | 0
Spain | ESP | 2015-07-07 01:00 | 2015-07-07 03:00 | 51 | 2015 | 6.69 | 2015-07-31 |  |  |  |  | 4491 | 2026-07-07 02:00 | 98.81 | 16.17 | 2 | FALSE | 0 | 0 | 0 | 0 | 0
Spain | ESP | 2015-07-07 02:00 | 2015-07-07 04:00 | 51.57 | 2015 | 6.69 | 2015-07-31 |  |  |  |  | 4492 | 2026-07-07 03:00 | 98.81 | 16.17 | 3 | FALSE | 0 | 0 | 0 | 0 | 0
Spain | ESP | 2015-07-07 03:00 | 2015-07-07 05:00 | 56.9 | 2015 | 6.69 | 2015-07-31 |  |  |  |  | 4493 | 2026-07-07 04:00 | 98.81 | 16.17 | 4 | FALSE | 0 | 0 | 0 | 0 | 0
Spain | ESP | 2015-07-07 04:00 | 2015-07-07 06:00 | 62 | 2015 | 6.69 | 2015-07-31 |  |  |  |  | 4494 | 2026-07-07 05:00 | 98.81 | 16.17 | 5 | FALSE | 0 | 0 | 0 | 0 | 0
Spain | ESP | 2015-07-07 05:00 | 2015-07-07 07:00 | 62.5 | 2015 | 6.69 | 2015-07-31 |  |  |  |  | 4495 | 2026-07-07 06:00 | 98.81 | 16.17 | 6 | FALSE | 0 | 0 | 0 | 0 | 0
Spain | ESP | 2015-07-07 06:00 | 2015-07-07 08:00 | 65 | 2015 | 6.69 | 2015-07-31 |  |  |  |  | 4496 | 2026-07-07 07:00 | 98.81 | 16.17 | 7 | FALSE | 0 | 0 | 0 | 0 | 0
Spain | ESP | 2015-07-07 07:00 | 2015-07-07 09:00 | 67.48 | 2015 | 6.69 | 2015-07-31 |  |  |  |  | 4497 | 2026-07-07 08:00 | 98.81 | 16.17 | 8 | FALSE | 0 | 0 | 0 | 0 | 0
Spain | ESP | 2015-07-07 08:00 | 2015-07-07 10:00 | 68.6 | 2015 | 6.69 | 2015-07-31 |  |  |  |  | 4498 | 2026-07-07 09:00 | 98.81 | 16.17 | 9 | FALSE | 0 | 0 | 0 | 0 | 0
Spain | ESP | 2015-07-07 09:00 | 2015-07-07 11:00 | 69 | 2015 | 6.69 | 2015-07-31 |  |  |  |  | 4499 | 2026-07-07 10:00 | 98.81 | 16.17 | 10 | FALSE | 0 | 0 | 0 | 0 | 0
Spain | ESP | 2015-07-07 10:00 | 2015-07-07 12:00 | 69.01 | 2015 | 6.69 | 2015-07-31 |  |  |  |  | 4500 | 2026-07-07 11:00 | 98.81 | 16.17 | 11 | FALSE | 0 | 0 | 0 | 0 | 0
Spain | ESP | 2015-07-07 11:00 | 2015-07-07 13:00 | 68.09 | 2015 | 6.69 | 2015-07-31 |  |  |  |  | 4501 | 2026-07-07 12:00 | 98.81 | 16.17 | 12 | FALSE | 0 | 0 | 0 | 0 | 0
Spain | ESP | 2015-07-07 12:00 | 2015-07-07 14:00 | 64.89 | 2015 | 6.69 | 2015-07-31 |  |  |  |  | 4502 | 2026-07-07 13:00 | 98.81 | 16.17 | 13 | FALSE | 0 | 0 | 0 | 0 | 0
Spain | ESP | 2015-07-07 13:00 | 2015-07-07 15:00 | 63.96 | 2015 | 6.69 | 2015-07-31 |  |  |  |  | 4503 | 2026-07-07 14:00 | 98.81 | 16.17 | 14 | FALSE | 0 | 0 | 0 | 0 | 0
Spain | ESP | 2015-07-07 14:00 | 2015-07-07 16:00 | 62.7 | 2015 | 6.69 | 2015-07-31 |  |  |  |  | 4504 | 2026-07-07 15:00 | 98.81 | 16.17 | 15 | FALSE | 0 | 0 | 0 | 0 | 0
Spain | ESP | 2015-07-07 15:00 | 2015-07-07 17:00 | 62.73 | 2015 | 6.69 | 2015-07-31 |  |  |  |  | 4505 | 2026-07-07 16:00 | 98.81 | 16.17 | 16 | FALSE | 0 | 0 | 0 | 0 | 0
Spain | ESP | 2015-07-07 16:00 | 2015-07-07 18:00 | 61.61 | 2015 | 6.69 | 2015-07-31 |  |  |  |  | 4506 | 2026-07-07 17:00 | 98.81 | 16.17 | 17 | FALSE | 0 | 0 | 0 | 0 | 0
Spain | ESP | 2015-07-07 17:00 | 2015-07-07 19:00 | 59.69 | 2015 | 6.69 | 2015-07-31 |  |  |  |  | 4507 | 2026-07-07 18:00 | 98.81 | 16.17 | 18 | FALSE | 0 | 0 | 0 | 0 | 0
Spain | ESP | 2015-07-07 18:00 | 2015-07-07 20:00 | 54.07 | 2015 | 6.69 | 2015-07-31 |  |  |  |  | 4508 | 2026-07-07 19:00 | 98.81 | 16.17 | 19 | FALSE | 0 | 0 | 0 | 0 | 0
Spain | ESP | 2015-07-07 19:00 | 2015-07-07 21:00 | 56.4 | 2015 | 6.69 | 2015-07-31 |  |  |  |  | 4509 | 2026-07-07 20:00 | 98.81 | 16.17 | 20 | FALSE | 0 | 0 | 0 | 0 | 0
Spain | ESP | 2015-07-07 20:00 | 2015-07-07 22:00 | 59.69 | 2015 | 6.69 | 2015-07-31 |  |  |  |  | 4510 | 2026-07-07 21:00 | 98.81 | 16.17 | 21 | FALSE | 0 | 0 | 0 | 0 | 0
Spain | ESP | 2015-07-07 21:00 | 2015-07-07 23:00 | 55 | 2015 | 6.69 | 2015-07-31 |  |  |  |  | 4511 | 2026-07-07 22:00 | 98.81 | 16.17 | 22 | FALSE | 0 | 0 | 0 | 0 | 0
Spain | ESP | 2015-07-07 22:00 | 2015-07-08 | 60.53 | 2015 | 6.69 | 2015-07-31 |  |  |  |  | 4512 | 2026-07-07 23:00 | 98.81 | 16.17 | 23 | FALSE | 0 | 0 | 0 | 0 | 0
Spain | ESP | 2015-07-07 23:00 | 2015-07-08 01:00 | 51.28 | 2015 | 6.69 | 2015-07-31 |  |  |  |  | 4513 | 2026-07-08 | 98.81 | 16.17 | 24 | TRUE | 98.81 | 24 | 98.81 | 0 | -988.1
Spain | ESP | 2015-07-08 | 2015-07-08 02:00 | 48.5 | 2015 | 6.69 | 2015-07-31 |  |  |  |  | 4514 | 2026-07-08 01:00 | 98.81 | 16.17 | 1 | FALSE | 0 | 0 | 0 | 0 | 0
Spain | ESP | 2015-07-08 01:00 | 2015-07-08 03:00 | 48.5 | 2015 | 6.69 | 2015-07-31 |  |  |  |  | 4515 | 2026-07-08 02:00 | 98.81 | 16.17 | 2 | FALSE | 0 | 0 | 0 | 0 | 0
Spain | ESP | 2015-07-08 02:00 | 2015-07-08 04:00 | 48.5 | 2015 | 6.69 | 2015-07-31 |  |  |  |  | 4516 | 2026-07-08 03:00 | 98.81 | 16.17 | 3 | FALSE | 0 | 0 | 0 | 0 | 0
Spain | ESP | 2015-07-08 03:00 | 2015-07-08 05:00 | 48.5 | 2015 | 6.69 | 2015-07-31 |  |  |  |  | 4517 | 2026-07-08 04:00 | 98.81 | 16.17 | 4 | FALSE | 0 | 0 | 0 | 0 | 0
Spain | ESP | 2015-07-08 04:00 | 2015-07-08 06:00 | 52.13 | 2015 | 6.69 | 2015-07-31 |  |  |  |  | 4518 | 2026-07-08 05:00 | 98.81 | 16.17 | 5 | FALSE | 0 | 0 | 0 | 0 | 0
Spain | ESP | 2015-07-08 05:00 | 2015-07-08 07:00 | 52.34 | 2015 | 6.69 | 2015-07-31 |  |  |  |  | 4519 | 2026-07-08 06:00 | 98.81 | 16.17 | 6 | FALSE | 0 | 0 | 0 | 0 | 0
Spain | ESP | 2015-07-08 06:00 | 2015-07-08 08:00 | 59.69 | 2015 | 6.69 | 2015-07-31 |  |  |  |  | 4520 | 2026-07-08 07:00 | 98.81 | 16.17 | 7 | FALSE | 0 | 0 | 0 | 0 | 0
Spain | ESP | 2015-07-08 07:00 | 2015-07-08 09:00 | 64 | 2015 | 6.69 | 2015-07-31 |  |  |  |  | 4521 | 2026-07-08 08:00 | 98.81 | 16.17 | 8 | FALSE | 0 | 0 | 0 | 0 | 0
Spain | ESP | 2015-07-08 08:00 | 2015-07-08 10:00 | 65.1 | 2015 | 6.69 | 2015-07-31 |  |  |  |  | 4522 | 2026-07-08 09:00 | 98.81 | 16.17 | 9 | FALSE | 0 | 0 | 0 | 0 | 0
Spain | ESP | 2015-07-08 09:00 | 2015-07-08 11:00 | 67.08 | 2015 | 6.69 | 2015-07-31 |  |  |  |  | 4523 | 2026-07-08 10:00 | 98.81 | 16.17 | 10 | FALSE | 0 | 0 | 0 | 0 | 0
Spain | ESP | 2015-07-08 10:00 | 2015-07-08 12:00 | 68.15 | 2015 | 6.69 | 2015-07-31 |  |  |  |  | 4524 | 2026-07-08 11:00 | 98.81 | 16.17 | 11 | FALSE | 0 | 0 | 0 | 0 | 0
Spain | ESP | 2015-07-08 11:00 | 2015-07-08 13:00 | 68.1 | 2015 | 6.69 | 2015-07-31 |  |  |  |  | 4525 | 2026-07-08 12:00 | 98.81 | 16.17 | 12 | FALSE | 0 | 0 | 0 | 0 | 0
Spain | ESP | 2015-07-08 12:00 | 2015-07-08 14:00 | 66.54 | 2015 | 6.69 | 2015-07-31 |  |  |  |  | 4526 | 2026-07-08 13:00 | 98.81 | 16.17 | 13 | FALSE | 0 | 0 | 0 | 0 | 0
Spain | ESP | 2015-07-08 13:00 | 2015-07-08 15:00 | 64.41 | 2015 | 6.69 | 2015-07-31 |  |  |  |  | 4527 | 2026-07-08 14:00 | 98.81 | 16.17 | 14 | FALSE | 0 | 0 | 0 | 0 | 0
Spain | ESP | 2015-07-08 14:00 | 2015-07-08 16:00 | 64.13 | 2015 | 6.69 | 2015-07-31 |  |  |  |  | 4528 | 2026-07-08 15:00 | 98.81 | 16.17 | 15 | FALSE | 0 | 0 | 0 | 0 | 0
Spain | ESP | 2015-07-08 15:00 | 2015-07-08 17:00 | 64.18 | 2015 | 6.69 | 2015-07-31 |  |  |  |  | 4529 | 2026-07-08 16:00 | 98.81 | 16.17 | 16 | FALSE | 0 | 0 | 0 | 0 | 0
Spain | ESP | 2015-07-08 16:00 | 2015-07-08 18:00 | 62.5 | 2015 | 6.69 | 2015-07-31 |  |  |  |  | 4530 | 2026-07-08 17:00 | 98.81 | 16.17 | 17 | FALSE | 0 | 0 | 0 | 0 | 0
Spain | ESP | 2015-07-08 17:00 | 2015-07-08 19:00 | 60.25 | 2015 | 6.69 | 2015-07-31 |  |  |  |  | 4531 | 2026-07-08 18:00 | 98.81 | 16.17 | 18 | FALSE | 0 | 0 | 0 | 0 | 0
Spain | ESP | 2015-07-08 18:00 | 2015-07-08 20:00 | 60.11 | 2015 | 6.69 | 2015-07-31 |  |  |  |  | 4532 | 2026-07-08 19:00 | 98.81 | 16.17 | 19 | FALSE | 0 | 0 | 0 | 0 | 0
Spain | ESP | 2015-07-08 19:00 | 2015-07-08 21:00 | 61.57 | 2015 | 6.69 | 2015-07-31 |  |  |  |  | 4533 | 2026-07-08 20:00 | 98.81 | 16.17 | 20 | FALSE | 0 | 0 | 0 | 0 | 0
Spain | ESP | 2015-07-08 20:00 | 2015-07-08 22:00 | 61.11 | 2015 | 6.69 | 2015-07-31 |  |  |  |  | 4534 | 2026-07-08 21:00 | 98.81 | 16.17 | 21 | FALSE | 0 | 0 | 0 | 0 | 0
Spain | ESP | 2015-07-08 21:00 | 2015-07-08 23:00 | 55 | 2015 | 6.69 | 2015-07-31 |  |  |  |  | 4535 | 2026-07-08 22:00 | 98.81 | 16.17 | 22 | FALSE | 0 | 0 | 0 | 0 | 0
Spain | ESP | 2015-07-08 22:00 | 2015-07-09 | 49.99 | 2015 | 6.69 | 2015-07-31 |  |  |  |  | 4536 | 2026-07-08 23:00 | 98.81 | 16.17 | 23 | FALSE | 0 | 0 | 0 | 0 | 0
Spain | ESP | 2015-07-08 23:00 | 2015-07-09 01:00 | 47.98 | 2015 | 6.69 | 2015-07-31 |  |  |  |  | 4537 | 2026-07-09 | 98.81 | 16.17 | 24 | TRUE | 98.81 | 24 | 98.81 | 0 | -988.1
Spain | ESP | 2015-07-09 | 2015-07-09 02:00 | 45.88 | 2015 | 6.69 | 2015-07-31 |  |  |  |  | 4538 | 2026-07-09 01:00 | 98.81 | 16.17 | 1 | FALSE | 0 | 0 | 0 | 0 | 0
Spain | ESP | 2015-07-09 01:00 | 2015-07-09 03:00 | 45.79 | 2015 | 6.69 | 2015-07-31 |  |  |  |  | 4539 | 2026-07-09 02:00 | 98.81 | 16.17 | 2 | FALSE | 0 | 0 | 0 | 0 | 0
Spain | ESP | 2015-07-09 02:00 | 2015-07-09 04:00 | 45.79 | 2015 | 6.69 | 2015-07-31 |  |  |  |  | 4540 | 2026-07-09 03:00 | 98.81 | 16.17 | 3 | FALSE | 0 | 0 | 0 | 0 | 0
Spain | ESP | 2015-07-09 03:00 | 2015-07-09 05:00 | 45.88 | 2015 | 6.69 | 2015-07-31 |  |  |  |  | 4541 | 2026-07-09 04:00 | 98.81 | 16.17 | 4 | FALSE | 0 | 0 | 0 | 0 | 0
Spain | ESP | 2015-07-09 04:00 | 2015-07-09 06:00 | 48.09 | 2015 | 6.69 | 2015-07-31 |  |  |  |  | 4542 | 2026-07-09 05:00 | 98.81 | 16.17 | 5 | FALSE | 0 | 0 | 0 | 0 | 0
Spain | ESP | 2015-07-09 05:00 | 2015-07-09 07:00 | 48.69 | 2015 | 6.69 | 2015-07-31 |  |  |  |  | 4543 | 2026-07-09 06:00 | 98.81 | 16.17 | 6 | FALSE | 0 | 0 | 0 | 0 | 0
Spain | ESP | 2015-07-09 06:00 | 2015-07-09 08:00 | 50.52 | 2015 | 6.69 | 2015-07-31 |  |  |  |  | 4544 | 2026-07-09 07:00 | 98.81 | 16.17 | 7 | FALSE | 0 | 0 | 0 | 0 | 0
Spain | ESP | 2015-07-09 07:00 | 2015-07-09 09:00 | 59.69 | 2015 | 6.69 | 2015-07-31 |  |  |  |  | 4545 | 2026-07-09 08:00 | 98.81 | 16.17 | 8 | FALSE | 0 | 0 | 0 | 0 | 0
Spain | ESP | 2015-07-09 08:00 | 2015-07-09 10:00 | 62.52 | 2015 | 6.69 | 2015-07-31 |  |  |  |  | 4546 | 2026-07-09 09:00 | 98.81 | 16.17 | 9 | FALSE | 0 | 0 | 0 | 0 | 0
Spain | ESP | 2015-07-09 09:00 | 2015-07-09 11:00 | 65 | 2015 | 6.69 | 2015-07-31 |  |  |  |  | 4547 | 2026-07-09 10:00 | 98.81 | 16.17 | 10 | FALSE | 0 | 0 | 0 | 0 | 0
Spain | ESP | 2015-07-09 10:00 | 2015-07-09 12:00 | 67 | 2015 | 6.69 | 2015-07-31 |  |  |  |  | 4548 | 2026-07-09 11:00 | 98.81 | 16.17 | 11 | FALSE | 0 | 0 | 0 | 0 | 0
Spain | ESP | 2015-07-09 11:00 | 2015-07-09 13:00 | 67.57 | 2015 | 6.69 | 2015-07-31 |  |  |  |  | 4549 | 2026-07-09 12:00 | 98.81 | 16.17 | 12 | FALSE | 0 | 0 | 0 | 0 | 0
Spain | ESP | 2015-07-09 12:00 | 2015-07-09 14:00 | 65.6 | 2015 | 6.69 | 2015-07-31 |  |  |  |  | 4550 | 2026-07-09 13:00 | 98.81 | 16.17 | 13 | FALSE | 0 | 0 | 0 | 0 | 0
Spain | ESP | 2015-07-09 13:00 | 2015-07-09 15:00 | 66.6 | 2015 | 6.69 | 2015-07-31 |  |  |  |  | 4551 | 2026-07-09 14:00 | 98.81 | 16.17 | 14 | FALSE | 0 | 0 | 0 | 0 | 0
Spain | ESP | 2015-07-09 14:00 | 2015-07-09 16:00 | 68.99 | 2015 | 6.69 | 2015-07-31 |  |  |  |  | 4552 | 2026-07-09 15:00 | 98.81 | 16.17 | 15 | FALSE | 0 | 0 | 0 | 0 | 0
Spain | ESP | 2015-07-09 15:00 | 2015-07-09 17:00 | 69.43 | 2015 | 6.69 | 2015-07-31 |  |  |  |  | 4553 | 2026-07-09 16:00 | 98.81 | 16.17 | 16 | FALSE | 0 | 0 | 0 | 0 | 0
Spain | ESP | 2015-07-09 16:00 | 2015-07-09 18:00 | 68.99 | 2015 | 6.69 | 2015-07-31 |  |  |  |  | 4554 | 2026-07-09 17:00 | 98.81 | 16.17 | 17 | FALSE | 0 | 0 | 0 | 0 | 0
Spain | ESP | 2015-07-09 17:00 | 2015-07-09 19:00 | 68.99 | 2015 | 6.69 | 2015-07-31 |  |  |  |  | 4555 | 2026-07-09 18:00 | 98.81 | 16.17 | 18 | FALSE | 0 | 0 | 0 | 0 | 0
Spain | ESP | 2015-07-09 18:00 | 2015-07-09 20:00 | 68.6 | 2015 | 6.69 | 2015-07-31 |  |  |  |  | 4556 | 2026-07-09 19:00 | 98.81 | 16.17 | 19 | FALSE | 0 | 0 | 0 | 0 | 0
Spain | ESP | 2015-07-09 19:00 | 2015-07-09 21:00 | 69.48 | 2015 | 6.69 | 2015-07-31 |  |  |  |  | 4557 | 2026-07-09 20:00 | 98.81 | 16.17 | 20 | FALSE | 0 | 0 | 0 | 0 | 0
Spain | ESP | 2015-07-09 20:00 | 2015-07-09 22:00 | 69.5 | 2015 | 6.69 | 2015-07-31 |  |  |  |  | 4558 | 2026-07-09 21:00 | 98.81 | 16.17 | 21 | FALSE | 0 | 0 | 0 | 0 | 0
Spain | ESP | 2015-07-09 21:00 | 2015-07-09 23:00 | 67 | 2015 | 6.69 | 2015-07-31 |  |  |  |  | 4559 | 2026-07-09 22:00 | 98.81 | 16.17 | 22 | FALSE | 0 | 0 | 0 | 0 | 0
Spain | ESP | 2015-07-09 22:00 | 2015-07-10 | 64.69 | 2015 | 6.69 | 2015-07-31 |  |  |  |  | 4560 | 2026-07-09 23:00 | 98.81 | 16.17 | 23 | FALSE | 0 | 0 | 0 | 0 | 0
Spain | ESP | 2015-07-09 23:00 | 2015-07-10 01:00 | 63.2 | 2015 | 6.69 | 2015-07-31 |  |  |  |  | 4561 | 2026-07-10 | 98.81 | 16.17 | 24 | TRUE | 98.81 | 24 | 98.81 | 0 | -988.1
Spain | ESP | 2015-07-10 | 2015-07-10 02:00 | 61.69 | 2015 | 6.69 | 2015-07-31 |  |  |  |  | 4562 | 2026-07-10 01:00 | 98.81 | 16.17 | 1 | FALSE | 0 | 0 | 0 | 0 | 0
Spain | ESP | 2015-07-10 01:00 | 2015-07-10 03:00 | 61 | 2015 | 6.69 | 2015-07-31 |  |  |  |  | 4563 | 2026-07-10 02:00 | 98.81 | 16.17 | 2 | FALSE | 0 | 0 | 0 | 0 | 0
Spain | ESP | 2015-07-10 02:00 | 2015-07-10 04:00 | 60.53 | 2015 | 6.69 | 2015-07-31 |  |  |  |  | 4564 | 2026-07-10 03:00 | 98.81 | 16.17 | 3 | FALSE | 0 | 0 | 0 | 0 | 0
Spain | ESP | 2015-07-10 03:00 | 2015-07-10 05:00 | 60.53 | 2015 | 6.69 | 2015-07-31 |  |  |  |  | 4565 | 2026-07-10 04:00 | 98.81 | 16.17 | 4 | FALSE | 0 | 0 | 0 | 0 | 0
Spain | ESP | 2015-07-10 04:00 | 2015-07-10 06:00 | 62.5 | 2015 | 6.69 | 2015-07-31 |  |  |  |  | 4566 | 2026-07-10 05:00 | 98.81 | 16.17 | 5 | FALSE | 0 | 0 | 0 | 0 | 0
Spain | ESP | 2015-07-10 05:00 | 2015-07-10 07:00 | 62.52 | 2015 | 6.69 | 2015-07-31 |  |  |  |  | 4567 | 2026-07-10 06:00 | 98.81 | 16.17 | 6 | FALSE | 0 | 0 | 0 | 0 | 0
Spain | ESP | 2015-07-10 06:00 | 2015-07-10 08:00 | 64.69 | 2015 | 6.69 | 2015-07-31 |  |  |  |  | 4568 | 2026-07-10 07:00 | 98.81 | 16.17 | 7 | FALSE | 0 | 0 | 0 | 0 | 0
Spain | ESP | 2015-07-10 07:00 | 2015-07-10 09:00 | 66.1 | 2015 | 6.69 | 2015-07-31 |  |  |  |  | 4569 | 2026-07-10 08:00 | 98.81 | 16.17 | 8 | FALSE | 0 | 0 | 0 | 0 | 0
Spain | ESP | 2015-07-10 08:00 | 2015-07-10 10:00 | 66.1 | 2015 | 6.69 | 2015-07-31 |  |  |  |  | 4570 | 2026-07-10 09:00 | 98.81 | 16.17 | 9 | FALSE | 0 | 0 | 0 | 0 | 0
Spain | ESP | 2015-07-10 09:00 | 2015-07-10 11:00 | 66.9 | 2015 | 6.69 | 2015-07-31 |  |  |  |  | 4571 | 2026-07-10 10:00 | 98.81 | 16.17 | 10 | FALSE | 0 | 0 | 0 | 0 | 0
Spain | ESP | 2015-07-10 10:00 | 2015-07-10 12:00 | 67.03 | 2015 | 6.69 | 2015-07-31 |  |  |  |  | 4572 | 2026-07-10 11:00 | 98.81 | 16.17 | 11 | FALSE | 0 | 0 | 0 | 0 | 0
Spain | ESP | 2015-07-10 11:00 | 2015-07-10 13:00 | 65.4 | 2015 | 6.69 | 2015-07-31 |  |  |  |  | 4573 | 2026-07-10 12:00 | 98.81 | 16.17 | 12 | FALSE | 0 | 0 | 0 | 0 | 0
Spain | ESP | 2015-07-10 12:00 | 2015-07-10 14:00 | 63.79 | 2015 | 6.69 | 2015-07-31 |  |  |  |  | 4574 | 2026-07-10 13:00 | 98.81 | 16.17 | 13 | FALSE | 0 | 0 | 0 | 0 | 0
Spain | ESP | 2015-07-10 13:00 | 2015-07-10 15:00 | 62.1 | 2015 | 6.69 | 2015-07-31 |  |  |  |  | 4575 | 2026-07-10 14:00 | 98.81 | 16.17 | 14 | FALSE | 0 | 0 | 0 | 0 | 0
Spain | ESP | 2015-07-10 14:00 | 2015-07-10 16:00 | 62.29 | 2015 | 6.69 | 2015-07-31 |  |  |  |  | 4576 | 2026-07-10 15:00 | 98.81 | 16.17 | 15 | FALSE | 0 | 0 | 0 | 0 | 0
Spain | ESP | 2015-07-10 15:00 | 2015-07-10 17:00 | 62.7 | 2015 | 6.69 | 2015-07-31 |  |  |  |  | 4577 | 2026-07-10 16:00 | 98.81 | 16.17 | 16 | FALSE | 0 | 0 | 0 | 0 | 0
Spain | ESP | 2015-07-10 16:00 | 2015-07-10 18:00 | 62.29 | 2015 | 6.69 | 2015-07-31 |  |  |  |  | 4578 | 2026-07-10 17:00 | 98.81 | 16.17 | 17 | FALSE | 0 | 0 | 0 | 0 | 0
Spain | ESP | 2015-07-10 17:00 | 2015-07-10 19:00 | 61.98 | 2015 | 6.69 | 2015-07-31 |  |  |  |  | 4579 | 2026-07-10 18:00 | 98.81 | 16.17 | 18 | FALSE | 0 | 0 | 0 | 0 | 0
Spain | ESP | 2015-07-10 18:00 | 2015-07-10 20:00 | 62 | 2015 | 6.69 | 2015-07-31 |  |  |  |  | 4580 | 2026-07-10 19:00 | 98.81 | 16.17 | 19 | FALSE | 0 | 0 | 0 | 0 | 0
Spain | ESP | 2015-07-10 19:00 | 2015-07-10 21:00 | 62.52 | 2015 | 6.69 | 2015-07-31 |  |  |  |  | 4581 | 2026-07-10 20:00 | 98.81 | 16.17 | 20 | FALSE | 0 | 0 | 0 | 0 | 0
Spain | ESP | 2015-07-10 20:00 | 2015-07-10 22:00 | 62.52 | 2015 | 6.69 | 2015-07-31 |  |  |  |  | 4582 | 2026-07-10 21:00 | 98.81 | 16.17 | 21 | FALSE | 0 | 0 | 0 | 0 | 0
Spain | ESP | 2015-07-10 21:00 | 2015-07-10 23:00 | 55.68 | 2015 | 6.69 | 2015-07-31 |  |  |  |  | 4583 | 2026-07-10 22:00 | 98.81 | 16.17 | 22 | FALSE | 0 | 0 | 0 | 0 | 0
Spain | ESP | 2015-07-10 22:00 | 2015-07-11 | 60.25 | 2015 | 6.69 | 2015-07-31 |  |  |  |  | 4584 | 2026-07-10 23:00 | 98.81 | 16.17 | 23 | FALSE | 0 | 0 | 0 | 0 | 0
Spain | ESP | 2015-07-10 23:00 | 2015-07-11 01:00 | 51.59 | 2015 | 6.69 | 2015-07-31 |  |  |  |  | 4585 | 2026-07-11 | 98.81 | 16.17 | 24 | TRUE | 98.81 | 24 | 98.81 | 0 | -988.1
Spain | ESP | 2015-07-11 | 2015-07-11 02:00 | 48.5 | 2015 | 6.69 | 2015-07-31 |  |  |  |  | 4586 | 2026-07-11 01:00 | 98.81 | 16.17 | 1 | FALSE | 0 | 0 | 0 | 0 | 0
Spain | ESP | 2015-07-11 01:00 | 2015-07-11 03:00 | 48.2 | 2015 | 6.69 | 2015-07-31 |  |  |  |  | 4587 | 2026-07-11 02:00 | 98.81 | 16.17 | 2 | FALSE | 0 | 0 | 0 | 0 | 0
Spain | ESP | 2015-07-11 02:00 | 2015-07-11 04:00 | 46.84 | 2015 | 6.69 | 2015-07-31 |  |  |  |  | 4588 | 2026-07-11 03:00 | 98.81 | 16.17 | 3 | FALSE | 0 | 0 | 0 | 0 | 0
Spain | ESP | 2015-07-11 03:00 | 2015-07-11 05:00 | 46.52 | 2015 | 6.69 | 2015-07-31 |  |  |  |  | 4589 | 2026-07-11 04:00 | 98.81 | 16.17 | 4 | FALSE | 0 | 0 | 0 | 0 | 0
Spain | ESP | 2015-07-11 04:00 | 2015-07-11 06:00 | 46.73 | 2015 | 6.69 | 2015-07-31 |  |  |  |  | 4590 | 2026-07-11 05:00 | 98.81 | 16.17 | 5 | FALSE | 0 | 0 | 0 | 0 | 0
Spain | ESP | 2015-07-11 05:00 | 2015-07-11 07:00 | 45.6 | 2015 | 6.69 | 2015-07-31 |  |  |  |  | 4591 | 2026-07-11 06:00 | 98.81 | 16.17 | 6 | FALSE | 0 | 0 | 0 | 0 | 0
Spain | ESP | 2015-07-11 06:00 | 2015-07-11 08:00 | 48.5 | 2015 | 6.69 | 2015-07-31 |  |  |  |  | 4592 | 2026-07-11 07:00 | 98.81 | 16.17 | 7 | FALSE | 0 | 0 | 0 | 0 | 0
Spain | ESP | 2015-07-11 07:00 | 2015-07-11 09:00 | 51.31 | 2015 | 6.69 | 2015-07-31 |  |  |  |  | 4593 | 2026-07-11 08:00 | 98.81 | 16.17 | 8 | FALSE | 0 | 0 | 0 | 0 | 0
Spain | ESP | 2015-07-11 08:00 | 2015-07-11 10:00 | 60.89 | 2015 | 6.69 | 2015-07-31 |  |  |  |  | 4594 | 2026-07-11 09:00 | 98.81 | 16.17 | 9 | FALSE | 0 | 0 | 0 | 0 | 0
Spain | ESP | 2015-07-11 09:00 | 2015-07-11 11:00 | 63.31 | 2015 | 6.69 | 2015-07-31 |  |  |  |  | 4595 | 2026-07-11 10:00 | 98.81 | 16.17 | 10 | FALSE | 0 | 0 | 0 | 0 | 0
Spain | ESP | 2015-07-11 10:00 | 2015-07-11 12:00 | 64.31 | 2015 | 6.69 | 2015-07-31 |  |  |  |  | 4596 | 2026-07-11 11:00 | 98.81 | 16.17 | 11 | FALSE | 0 | 0 | 0 | 0 | 0
Spain | ESP | 2015-07-11 11:00 | 2015-07-11 13:00 | 65.28 | 2015 | 6.69 | 2015-07-31 |  |  |  |  | 4597 | 2026-07-11 12:00 | 98.81 | 16.17 | 12 | FALSE | 0 | 0 | 0 | 0 | 0
Spain | ESP | 2015-07-11 12:00 | 2015-07-11 14:00 | 63.31 | 2015 | 6.69 | 2015-07-31 |  |  |  |  | 4598 | 2026-07-11 13:00 | 98.81 | 16.17 | 13 | FALSE | 0 | 0 | 0 | 0 | 0
Spain | ESP | 2015-07-11 13:00 | 2015-07-11 15:00 | 60.6 | 2015 | 6.69 | 2015-07-31 |  |  |  |  | 4599 | 2026-07-11 14:00 | 98.81 | 16.17 | 14 | FALSE | 0 | 0 | 0 | 0 | 0
Spain | ESP | 2015-07-11 14:00 | 2015-07-11 16:00 | 57.1 | 2015 | 6.69 | 2015-07-31 |  |  |  |  | 4600 | 2026-07-11 15:00 | 98.81 | 16.17 | 15 | FALSE | 0 | 0 | 0 | 0 | 0
Spain | ESP | 2015-07-11 15:00 | 2015-07-11 17:00 | 54.02 | 2015 | 6.69 | 2015-07-31 |  |  |  |  | 4601 | 2026-07-11 16:00 | 98.81 | 16.17 | 16 | FALSE | 0 | 0 | 0 | 0 | 0
Spain | ESP | 2015-07-11 16:00 | 2015-07-11 18:00 | 54.61 | 2015 | 6.69 | 2015-07-31 |  |  |  |  | 4602 | 2026-07-11 17:00 | 98.81 | 16.17 | 17 | FALSE | 0 | 0 | 0 | 0 | 0
Spain | ESP | 2015-07-11 17:00 | 2015-07-11 19:00 | 56.5 | 2015 | 6.69 | 2015-07-31 |  |  |  |  | 4603 | 2026-07-11 18:00 | 98.81 | 16.17 | 18 | FALSE | 0 | 0 | 0 | 0 | 0
Spain | ESP | 2015-07-11 18:00 | 2015-07-11 20:00 | 60.83 | 2015 | 6.69 | 2015-07-31 |  |  |  |  | 4604 | 2026-07-11 19:00 | 98.81 | 16.17 | 19 | FALSE | 0 | 0 | 0 | 0 | 0
Spain | ESP | 2015-07-11 19:00 | 2015-07-11 21:00 | 63.31 | 2015 | 6.69 | 2015-07-31 |  |  |  |  | 4605 | 2026-07-11 20:00 | 98.81 | 16.17 | 20 | FALSE | 0 | 0 | 0 | 0 | 0
Spain | ESP | 2015-07-11 20:00 | 2015-07-11 22:00 | 63.6 | 2015 | 6.69 | 2015-07-31 |  |  |  |  | 4606 | 2026-07-11 21:00 | 98.81 | 16.17 | 21 | FALSE | 0 | 0 | 0 | 0 | 0
Spain | ESP | 2015-07-11 21:00 | 2015-07-11 23:00 | 60.6 | 2015 | 6.69 | 2015-07-31 |  |  |  |  | 4607 | 2026-07-11 22:00 | 98.81 | 16.17 | 22 | FALSE | 0 | 0 | 0 | 0 | 0
Spain | ESP | 2015-07-11 22:00 | 2015-07-12 | 61.78 | 2015 | 6.69 | 2015-07-31 |  |  |  |  | 4608 | 2026-07-11 23:00 | 98.81 | 16.17 | 23 | FALSE | 0 | 0 | 0 | 0 | 0
Spain | ESP | 2015-07-11 23:00 | 2015-07-12 01:00 | 50.84 | 2015 | 6.69 | 2015-07-31 |  |  |  |  | 4609 | 2026-07-12 | 98.81 | 16.17 | 24 | TRUE | 98.81 | 24 | 98.81 | 0 | -988.1
Spain | ESP | 2015-07-12 | 2015-07-12 02:00 | 48.7 | 2015 | 6.69 | 2015-07-31 |  |  |  |  | 4610 | 2026-07-12 01:00 | 98.81 | 16.17 | 1 | FALSE | 0 | 0 | 0 | 0 | 0
Spain | ESP | 2015-07-12 01:00 | 2015-07-12 03:00 | 48.3 | 2015 | 6.69 | 2015-07-31 |  |  |  |  | 4611 | 2026-07-12 02:00 | 98.81 | 16.17 | 2 | FALSE | 0 | 0 | 0 | 0 | 0
Spain | ESP | 2015-07-12 02:00 | 2015-07-12 04:00 | 47.3 | 2015 | 6.69 | 2015-07-31 |  |  |  |  | 4612 | 2026-07-12 03:00 | 98.81 | 16.17 | 3 | FALSE | 0 | 0 | 0 | 0 | 0
Spain | ESP | 2015-07-12 03:00 | 2015-07-12 05:00 | 46.73 | 2015 | 6.69 | 2015-07-31 |  |  |  |  | 4613 | 2026-07-12 04:00 | 98.81 | 16.17 | 4 | FALSE | 0 | 0 | 0 | 0 | 0
Spain | ESP | 2015-07-12 04:00 | 2015-07-12 06:00 | 46.27 | 2015 | 6.69 | 2015-07-31 |  |  |  |  | 4614 | 2026-07-12 05:00 | 98.81 | 16.17 | 5 | FALSE | 0 | 0 | 0 | 0 | 0
Spain | ESP | 2015-07-12 05:00 | 2015-07-12 07:00 | 44.59 | 2015 | 6.69 | 2015-07-31 |  |  |  |  | 4615 | 2026-07-12 06:00 | 98.81 | 16.17 | 6 | FALSE | 0 | 0 | 0 | 0 | 0
Spain | ESP | 2015-07-12 06:00 | 2015-07-12 08:00 | 45.97 | 2015 | 6.69 | 2015-07-31 |  |  |  |  | 4616 | 2026-07-12 07:00 | 98.81 | 16.17 | 7 | FALSE | 0 | 0 | 0 | 0 | 0
Spain | ESP | 2015-07-12 07:00 | 2015-07-12 09:00 | 46.27 | 2015 | 6.69 | 2015-07-31 |  |  |  |  | 4617 | 2026-07-12 08:00 | 98.81 | 16.17 | 8 | FALSE | 0 | 0 | 0 | 0 | 0
Spain | ESP | 2015-07-12 08:00 | 2015-07-12 10:00 | 48.8 | 2015 | 6.69 | 2015-07-31 |  |  |  |  | 4618 | 2026-07-12 09:00 | 98.81 | 16.17 | 9 | FALSE | 0 | 0 | 0 | 0 | 0
Spain | ESP | 2015-07-12 09:00 | 2015-07-12 11:00 | 53.08 | 2015 | 6.69 | 2015-07-31 |  |  |  |  | 4619 | 2026-07-12 10:00 | 98.81 | 16.17 | 10 | FALSE | 0 | 0 | 0 | 0 | 0
Spain | ESP | 2015-07-12 10:00 | 2015-07-12 12:00 | 57.07 | 2015 | 6.69 | 2015-07-31 |  |  |  |  | 4620 | 2026-07-12 11:00 | 98.81 | 16.17 | 11 | FALSE | 0 | 0 | 0 | 0 | 0
Spain | ESP | 2015-07-12 11:00 | 2015-07-12 13:00 | 61.78 | 2015 | 6.69 | 2015-07-31 |  |  |  |  | 4621 | 2026-07-12 12:00 | 98.81 | 16.17 | 12 | FALSE | 0 | 0 | 0 | 0 | 0
Spain | ESP | 2015-07-12 12:00 | 2015-07-12 14:00 | 61.38 | 2015 | 6.69 | 2015-07-31 |  |  |  |  | 4622 | 2026-07-12 13:00 | 98.81 | 16.17 | 13 | FALSE | 0 | 0 | 0 | 0 | 0
Spain | ESP | 2015-07-12 13:00 | 2015-07-12 15:00 | 53.97 | 2015 | 6.69 | 2015-07-31 |  |  |  |  | 4623 | 2026-07-12 14:00 | 98.81 | 16.17 | 14 | FALSE | 0 | 0 | 0 | 0 | 0
Spain | ESP | 2015-07-12 14:00 | 2015-07-12 16:00 | 50.63 | 2015 | 6.69 | 2015-07-31 |  |  |  |  | 4624 | 2026-07-12 15:00 | 98.81 | 16.17 | 15 | FALSE | 0 | 0 | 0 | 0 | 0
Spain | ESP | 2015-07-12 15:00 | 2015-07-12 17:00 | 49.1 | 2015 | 6.69 | 2015-07-31 |  |  |  |  | 4625 | 2026-07-12 16:00 | 98.81 | 16.17 | 16 | FALSE | 0 | 0 | 0 | 0 | 0
Spain | ESP | 2015-07-12 16:00 | 2015-07-12 18:00 | 49.2 | 2015 | 6.69 | 2015-07-31 |  |  |  |  | 4626 | 2026-07-12 17:00 | 98.81 | 16.17 | 17 | FALSE | 0 | 0 | 0 | 0 | 0
Spain | ESP | 2015-07-12 17:00 | 2015-07-12 19:00 | 48.7 | 2015 | 6.69 | 2015-07-31 |  |  |  |  | 4627 | 2026-07-12 18:00 | 98.81 | 16.17 | 18 | FALSE | 0 | 0 | 0 | 0 | 0
Spain | ESP | 2015-07-12 18:00 | 2015-07-12 20:00 | 50.84 | 2015 | 6.69 | 2015-07-31 |  |  |  |  | 4628 | 2026-07-12 19:00 | 98.81 | 16.17 | 19 | FALSE | 0 | 0 | 0 | 0 | 0
Spain | ESP | 2015-07-12 19:00 | 2015-07-12 21:00 | 61.38 | 2015 | 6.69 | 2015-07-31 |  |  |  |  | 4629 | 2026-07-12 20:00 | 98.81 | 16.17 | 20 | FALSE | 0 | 0 | 0 | 0 | 0
Spain | ESP | 2015-07-12 20:00 | 2015-07-12 22:00 | 64.8 | 2015 | 6.69 | 2015-07-31 |  |  |  |  | 4630 | 2026-07-12 21:00 | 98.81 | 16.17 | 21 | FALSE | 0 | 0 | 0 | 0 | 0
Spain | ESP | 2015-07-12 21:00 | 2015-07-12 23:00 | 60.79 | 2015 | 6.69 | 2015-07-31 |  |  |  |  | 4631 | 2026-07-12 22:00 | 98.81 | 16.17 | 22 | FALSE | 0 | 0 | 0 | 0 | 0
Spain | ESP | 2015-07-12 22:00 | 2015-07-13 | 61.26 | 2015 | 6.69 | 2015-07-31 |  |  |  |  | 4632 | 2026-07-12 23:00 | 98.81 | 16.17 | 23 | FALSE | 0 | 0 | 0 | 0 | 0
Spain | ESP | 2015-07-12 23:00 | 2015-07-13 01:00 | 48.5 | 2015 | 6.69 | 2015-07-31 |  |  |  |  | 4633 | 2026-07-13 | 98.81 | 16.17 | 24 | TRUE | 98.81 | 24 | 98.81 | 0 | -988.1
Spain | ESP | 2015-07-13 | 2015-07-13 02:00 | 47.98 | 2015 | 6.69 | 2015-07-31 |  |  |  |  | 4634 | 2026-07-13 01:00 | 98.81 | 16.17 | 1 | FALSE | 0 | 0 | 0 | 0 | 0
Spain | ESP | 2015-07-13 01:00 | 2015-07-13 03:00 | 47.98 | 2015 | 6.69 | 2015-07-31 |  |  |  |  | 4635 | 2026-07-13 02:00 | 98.81 | 16.17 | 2 | FALSE | 0 | 0 | 0 | 0 | 0
Spain | ESP | 2015-07-13 02:00 | 2015-07-13 04:00 | 47.85 | 2015 | 6.69 | 2015-07-31 |  |  |  |  | 4636 | 2026-07-13 03:00 | 98.81 | 16.17 | 3 | FALSE | 0 | 0 | 0 | 0 | 0
Spain | ESP | 2015-07-13 03:00 | 2015-07-13 05:00 | 48.7 | 2015 | 6.69 | 2015-07-31 |  |  |  |  | 4637 | 2026-07-13 04:00 | 98.81 | 16.17 | 4 | FALSE | 0 | 0 | 0 | 0 | 0
Spain | ESP | 2015-07-13 04:00 | 2015-07-13 06:00 | 61.26 | 2015 | 6.69 | 2015-07-31 |  |  |  |  | 4638 | 2026-07-13 05:00 | 98.81 | 16.17 | 5 | FALSE | 0 | 0 | 0 | 0 | 0
Spain | ESP | 2015-07-13 05:00 | 2015-07-13 07:00 | 62.43 | 2015 | 6.69 | 2015-07-31 |  |  |  |  | 4639 | 2026-07-13 06:00 | 98.81 | 16.17 | 6 | FALSE | 0 | 0 | 0 | 0 | 0
Spain | ESP | 2015-07-13 06:00 | 2015-07-13 08:00 | 65.1 | 2015 | 6.69 | 2015-07-31 |  |  |  |  | 4640 | 2026-07-13 07:00 | 98.81 | 16.17 | 7 | FALSE | 0 | 0 | 0 | 0 | 0
Spain | ESP | 2015-07-13 07:00 | 2015-07-13 09:00 | 66.47 | 2015 | 6.69 | 2015-07-31 |  |  |  |  | 4641 | 2026-07-13 08:00 | 98.81 | 16.17 | 8 | FALSE | 0 | 0 | 0 | 0 | 0
Spain | ESP | 2015-07-13 08:00 | 2015-07-13 10:00 | 68.1 | 2015 | 6.69 | 2015-07-31 |  |  |  |  | 4642 | 2026-07-13 09:00 | 98.81 | 16.17 | 9 | FALSE | 0 | 0 | 0 | 0 | 0
Spain | ESP | 2015-07-13 09:00 | 2015-07-13 11:00 | 69.69 | 2015 | 6.69 | 2015-07-31 |  |  |  |  | 4643 | 2026-07-13 10:00 | 98.81 | 16.17 | 10 | FALSE | 0 | 0 | 0 | 0 | 0
Spain | ESP | 2015-07-13 10:00 | 2015-07-13 12:00 | 70.6 | 2015 | 6.69 | 2015-07-31 |  |  |  |  | 4644 | 2026-07-13 11:00 | 98.81 | 16.17 | 11 | FALSE | 0 | 0 | 0 | 0 | 0
Spain | ESP | 2015-07-13 11:00 | 2015-07-13 13:00 | 70.25 | 2015 | 6.69 | 2015-07-31 |  |  |  |  | 4645 | 2026-07-13 12:00 | 98.81 | 16.17 | 12 | FALSE | 0 | 0 | 0 | 0 | 0
Spain | ESP | 2015-07-13 12:00 | 2015-07-13 14:00 | 69 | 2015 | 6.69 | 2015-07-31 |  |  |  |  | 4646 | 2026-07-13 13:00 | 98.81 | 16.17 | 13 | FALSE | 0 | 0 | 0 | 0 | 0
Spain | ESP | 2015-07-13 13:00 | 2015-07-13 15:00 | 67.6 | 2015 | 6.69 | 2015-07-31 |  |  |  |  | 4647 | 2026-07-13 14:00 | 98.81 | 16.17 | 14 | FALSE | 0 | 0 | 0 | 0 | 0
Spain | ESP | 2015-07-13 14:00 | 2015-07-13 16:00 | 69.1 | 2015 | 6.69 | 2015-07-31 |  |  |  |  | 4648 | 2026-07-13 15:00 | 98.81 | 16.17 | 15 | FALSE | 0 | 0 | 0 | 0 | 0
Spain | ESP | 2015-07-13 15:00 | 2015-07-13 17:00 | 69.27 | 2015 | 6.69 | 2015-07-31 |  |  |  |  | 4649 | 2026-07-13 16:00 | 98.81 | 16.17 | 16 | FALSE | 0 | 0 | 0 | 0 | 0
Spain | ESP | 2015-07-13 16:00 | 2015-07-13 18:00 | 68.1 | 2015 | 6.69 | 2015-07-31 |  |  |  |  | 4650 | 2026-07-13 17:00 | 98.81 | 16.17 | 17 | FALSE | 0 | 0 | 0 | 0 | 0
Spain | ESP | 2015-07-13 17:00 | 2015-07-13 19:00 | 65.42 | 2015 | 6.69 | 2015-07-31 |  |  |  |  | 4651 | 2026-07-13 18:00 | 98.81 | 16.17 | 18 | FALSE | 0 | 0 | 0 | 0 | 0
Spain | ESP | 2015-07-13 18:00 | 2015-07-13 20:00 | 63.8 | 2015 | 6.69 | 2015-07-31 |  |  |  |  | 4652 | 2026-07-13 19:00 | 98.81 | 16.17 | 19 | FALSE | 0 | 0 | 0 | 0 | 0
Spain | ESP | 2015-07-13 19:00 | 2015-07-13 21:00 | 65.42 | 2015 | 6.69 | 2015-07-31 |  |  |  |  | 4653 | 2026-07-13 20:00 | 98.81 | 16.17 | 20 | FALSE | 0 | 0 | 0 | 0 | 0
Spain | ESP | 2015-07-13 20:00 | 2015-07-13 22:00 | 65.85 | 2015 | 6.69 | 2015-07-31 |  |  |  |  | 4654 | 2026-07-13 21:00 | 98.81 | 16.17 | 21 | FALSE | 0 | 0 | 0 | 0 | 0
Spain | ESP | 2015-07-13 21:00 | 2015-07-13 23:00 | 60.6 | 2015 | 6.69 | 2015-07-31 |  |  |  |  | 4655 | 2026-07-13 22:00 | 98.81 | 16.17 | 22 | FALSE | 0 | 0 | 0 | 0 | 0
Spain | ESP | 2015-07-13 22:00 | 2015-07-14 | 61.1 | 2015 | 6.69 | 2015-07-31 |  |  |  |  | 4656 | 2026-07-13 23:00 | 98.81 | 16.17 | 23 | FALSE | 0 | 0 | 0 | 0 | 0
Spain | ESP | 2015-07-13 23:00 | 2015-07-14 01:00 | 53.21 | 2015 | 6.69 | 2015-07-31 |  |  |  |  | 4657 | 2026-07-14 | 98.81 | 16.17 | 24 | TRUE | 98.81 | 24 | 98.81 | 0 | -988.1
Spain | ESP | 2015-07-14 | 2015-07-14 02:00 | 48.7 | 2015 | 6.69 | 2015-07-31 |  |  |  |  | 4658 | 2026-07-14 01:00 | 98.81 | 16.17 | 1 | FALSE | 0 | 0 | 0 | 0 | 0
Spain | ESP | 2015-07-14 01:00 | 2015-07-14 03:00 | 48.5 | 2015 | 6.69 | 2015-07-31 |  |  |  |  | 4659 | 2026-07-14 02:00 | 98.81 | 16.17 | 2 | FALSE | 0 | 0 | 0 | 0 | 0
Spain | ESP | 2015-07-14 02:00 | 2015-07-14 04:00 | 49.28 | 2015 | 6.69 | 2015-07-31 |  |  |  |  | 4660 | 2026-07-14 03:00 | 98.81 | 16.17 | 3 | FALSE | 0 | 0 | 0 | 0 | 0
Spain | ESP | 2015-07-14 03:00 | 2015-07-14 05:00 | 48.5 | 2015 | 6.69 | 2015-07-31 |  |  |  |  | 4661 | 2026-07-14 04:00 | 98.81 | 16.17 | 4 | FALSE | 0 | 0 | 0 | 0 | 0
Spain | ESP | 2015-07-14 04:00 | 2015-07-14 06:00 | 53.98 | 2015 | 6.69 | 2015-07-31 |  |  |  |  | 4662 | 2026-07-14 05:00 | 98.81 | 16.17 | 5 | FALSE | 0 | 0 | 0 | 0 | 0
Spain | ESP | 2015-07-14 05:00 | 2015-07-14 07:00 | 52 | 2015 | 6.69 | 2015-07-31 |  |  |  |  | 4663 | 2026-07-14 06:00 | 98.81 | 16.17 | 6 | FALSE | 0 | 0 | 0 | 0 | 0
Spain | ESP | 2015-07-14 06:00 | 2015-07-14 08:00 | 60.98 | 2015 | 6.69 | 2015-07-31 |  |  |  |  | 4664 | 2026-07-14 07:00 | 98.81 | 16.17 | 7 | FALSE | 0 | 0 | 0 | 0 | 0
Spain | ESP | 2015-07-14 07:00 | 2015-07-14 09:00 | 64 | 2015 | 6.69 | 2015-07-31 |  |  |  |  | 4665 | 2026-07-14 08:00 | 98.81 | 16.17 | 8 | FALSE | 0 | 0 | 0 | 0 | 0
Spain | ESP | 2015-07-14 08:00 | 2015-07-14 10:00 | 66.59 | 2015 | 6.69 | 2015-07-31 |  |  |  |  | 4666 | 2026-07-14 09:00 | 98.81 | 16.17 | 9 | FALSE | 0 | 0 | 0 | 0 | 0
Spain | ESP | 2015-07-14 09:00 | 2015-07-14 11:00 | 69.1 | 2015 | 6.69 | 2015-07-31 |  |  |  |  | 4667 | 2026-07-14 10:00 | 98.81 | 16.17 | 10 | FALSE | 0 | 0 | 0 | 0 | 0
Spain | ESP | 2015-07-14 10:00 | 2015-07-14 12:00 | 69.69 | 2015 | 6.69 | 2015-07-31 |  |  |  |  | 4668 | 2026-07-14 11:00 | 98.81 | 16.17 | 11 | FALSE | 0 | 0 | 0 | 0 | 0
Spain | ESP | 2015-07-14 11:00 | 2015-07-14 13:00 | 69.69 | 2015 | 6.69 | 2015-07-31 |  |  |  |  | 4669 | 2026-07-14 12:00 | 98.81 | 16.17 | 12 | FALSE | 0 | 0 | 0 | 0 | 0
Spain | ESP | 2015-07-14 12:00 | 2015-07-14 14:00 | 67.5 | 2015 | 6.69 | 2015-07-31 |  |  |  |  | 4670 | 2026-07-14 13:00 | 98.81 | 16.17 | 13 | FALSE | 0 | 0 | 0 | 0 | 0
Spain | ESP | 2015-07-14 13:00 | 2015-07-14 15:00 | 65.6 | 2015 | 6.69 | 2015-07-31 |  |  |  |  | 4671 | 2026-07-14 14:00 | 98.81 | 16.17 | 14 | FALSE | 0 | 0 | 0 | 0 | 0
Spain | ESP | 2015-07-14 14:00 | 2015-07-14 16:00 | 66.4 | 2015 | 6.69 | 2015-07-31 |  |  |  |  | 4672 | 2026-07-14 15:00 | 98.81 | 16.17 | 15 | FALSE | 0 | 0 | 0 | 0 | 0
Spain | ESP | 2015-07-14 15:00 | 2015-07-14 17:00 | 66.1 | 2015 | 6.69 | 2015-07-31 |  |  |  |  | 4673 | 2026-07-14 16:00 | 98.81 | 16.17 | 16 | FALSE | 0 | 0 | 0 | 0 | 0
Spain | ESP | 2015-07-14 16:00 | 2015-07-14 18:00 | 64.34 | 2015 | 6.69 | 2015-07-31 |  |  |  |  | 4674 | 2026-07-14 17:00 | 98.81 | 16.17 | 17 | FALSE | 0 | 0 | 0 | 0 | 0
Spain | ESP | 2015-07-14 17:00 | 2015-07-14 19:00 | 61.66 | 2015 | 6.69 | 2015-07-31 |  |  |  |  | 4675 | 2026-07-14 18:00 | 98.81 | 16.17 | 18 | FALSE | 0 | 0 | 0 | 0 | 0
Spain | ESP | 2015-07-14 18:00 | 2015-07-14 20:00 | 60.98 | 2015 | 6.69 | 2015-07-31 |  |  |  |  | 4676 | 2026-07-14 19:00 | 98.81 | 16.17 | 19 | FALSE | 0 | 0 | 0 | 0 | 0
Spain | ESP | 2015-07-14 19:00 | 2015-07-14 21:00 | 62.22 | 2015 | 6.69 | 2015-07-31 |  |  |  |  | 4677 | 2026-07-14 20:00 | 98.81 | 16.17 | 20 | FALSE | 0 | 0 | 0 | 0 | 0
Spain | ESP | 2015-07-14 20:00 | 2015-07-14 22:00 | 63.15 | 2015 | 6.69 | 2015-07-31 |  |  |  |  | 4678 | 2026-07-14 21:00 | 98.81 | 16.17 | 21 | FALSE | 0 | 0 | 0 | 0 | 0
Spain | ESP | 2015-07-14 21:00 | 2015-07-14 23:00 | 56.81 | 2015 | 6.69 | 2015-07-31 |  |  |  |  | 4679 | 2026-07-14 22:00 | 98.81 | 16.17 | 22 | FALSE | 0 | 0 | 0 | 0 | 0
Spain | ESP | 2015-07-14 22:00 | 2015-07-15 | 60.43 | 2015 | 6.69 | 2015-07-31 |  |  |  |  | 4680 | 2026-07-14 23:00 | 98.81 | 16.17 | 23 | FALSE | 0 | 0 | 0 | 0 | 0
Spain | ESP | 2015-07-14 23:00 | 2015-07-15 01:00 | 50.85 | 2015 | 6.69 | 2015-07-31 |  |  |  |  | 4681 | 2026-07-15 | 98.81 | 16.17 | 24 | TRUE | 98.81 | 24 | 98.81 | 0 | -988.1
Spain | ESP | 2015-07-15 | 2015-07-15 02:00 | 49.46 | 2015 | 6.69 | 2015-07-31 |  |  |  |  | 4682 | 2026-07-15 01:00 | 98.81 | 16.17 | 1 | FALSE | 0 | 0 | 0 | 0 | 0
Spain | ESP | 2015-07-15 01:00 | 2015-07-15 03:00 | 47.98 | 2015 | 6.69 | 2015-07-31 |  |  |  |  | 4683 | 2026-07-15 02:00 | 98.81 | 16.17 | 2 | FALSE | 0 | 0 | 0 | 0 | 0
Spain | ESP | 2015-07-15 02:00 | 2015-07-15 04:00 | 47.98 | 2015 | 6.69 | 2015-07-31 |  |  |  |  | 4684 | 2026-07-15 03:00 | 98.81 | 16.17 | 3 | FALSE | 0 | 0 | 0 | 0 | 0
Spain | ESP | 2015-07-15 03:00 | 2015-07-15 05:00 | 48.8 | 2015 | 6.69 | 2015-07-31 |  |  |  |  | 4685 | 2026-07-15 04:00 | 98.81 | 16.17 | 4 | FALSE | 0 | 0 | 0 | 0 | 0
Spain | ESP | 2015-07-15 04:00 | 2015-07-15 06:00 | 56.47 | 2015 | 6.69 | 2015-07-31 |  |  |  |  | 4686 | 2026-07-15 05:00 | 98.81 | 16.17 | 5 | FALSE | 0 | 0 | 0 | 0 | 0
Spain | ESP | 2015-07-15 05:00 | 2015-07-15 07:00 | 61.57 | 2015 | 6.69 | 2015-07-31 |  |  |  |  | 4687 | 2026-07-15 06:00 | 98.81 | 16.17 | 6 | FALSE | 0 | 0 | 0 | 0 | 0
Spain | ESP | 2015-07-15 06:00 | 2015-07-15 08:00 | 64.5 | 2015 | 6.69 | 2015-07-31 |  |  |  |  | 4688 | 2026-07-15 07:00 | 98.81 | 16.17 | 7 | FALSE | 0 | 0 | 0 | 0 | 0
Spain | ESP | 2015-07-15 07:00 | 2015-07-15 09:00 | 66.6 | 2015 | 6.69 | 2015-07-31 |  |  |  |  | 4689 | 2026-07-15 08:00 | 98.81 | 16.17 | 8 | FALSE | 0 | 0 | 0 | 0 | 0
Spain | ESP | 2015-07-15 08:00 | 2015-07-15 10:00 | 68.1 | 2015 | 6.69 | 2015-07-31 |  |  |  |  | 4690 | 2026-07-15 09:00 | 98.81 | 16.17 | 9 | FALSE | 0 | 0 | 0 | 0 | 0
Spain | ESP | 2015-07-15 09:00 | 2015-07-15 11:00 | 69.48 | 2015 | 6.69 | 2015-07-31 |  |  |  |  | 4691 | 2026-07-15 10:00 | 98.81 | 16.17 | 10 | FALSE | 0 | 0 | 0 | 0 | 0
Spain | ESP | 2015-07-15 10:00 | 2015-07-15 12:00 | 69.69 | 2015 | 6.69 | 2015-07-31 |  |  |  |  | 4692 | 2026-07-15 11:00 | 98.81 | 16.17 | 11 | FALSE | 0 | 0 | 0 | 0 | 0
Spain | ESP | 2015-07-15 11:00 | 2015-07-15 13:00 | 69.48 | 2015 | 6.69 | 2015-07-31 |  |  |  |  | 4693 | 2026-07-15 12:00 | 98.81 | 16.17 | 12 | FALSE | 0 | 0 | 0 | 0 | 0
Spain | ESP | 2015-07-15 12:00 | 2015-07-15 14:00 | 67.03 | 2015 | 6.69 | 2015-07-31 |  |  |  |  | 4694 | 2026-07-15 13:00 | 98.81 | 16.17 | 13 | FALSE | 0 | 0 | 0 | 0 | 0
Spain | ESP | 2015-07-15 13:00 | 2015-07-15 15:00 | 65.51 | 2015 | 6.69 | 2015-07-31 |  |  |  |  | 4695 | 2026-07-15 14:00 | 98.81 | 16.17 | 14 | FALSE | 0 | 0 | 0 | 0 | 0
Spain | ESP | 2015-07-15 14:00 | 2015-07-15 16:00 | 65.51 | 2015 | 6.69 | 2015-07-31 |  |  |  |  | 4696 | 2026-07-15 15:00 | 98.81 | 16.17 | 15 | FALSE | 0 | 0 | 0 | 0 | 0
Spain | ESP | 2015-07-15 15:00 | 2015-07-15 17:00 | 65.51 | 2015 | 6.69 | 2015-07-31 |  |  |  |  | 4697 | 2026-07-15 16:00 | 98.81 | 16.17 | 16 | FALSE | 0 | 0 | 0 | 0 | 0
Spain | ESP | 2015-07-15 16:00 | 2015-07-15 18:00 | 65.32 | 2015 | 6.69 | 2015-07-31 |  |  |  |  | 4698 | 2026-07-15 17:00 | 98.81 | 16.17 | 17 | FALSE | 0 | 0 | 0 | 0 | 0
Spain | ESP | 2015-07-15 17:00 | 2015-07-15 19:00 | 63.71 | 2015 | 6.69 | 2015-07-31 |  |  |  |  | 4699 | 2026-07-15 18:00 | 98.81 | 16.17 | 18 | FALSE | 0 | 0 | 0 | 0 | 0
Spain | ESP | 2015-07-15 18:00 | 2015-07-15 20:00 | 62.89 | 2015 | 6.69 | 2015-07-31 |  |  |  |  | 4700 | 2026-07-15 19:00 | 98.81 | 16.17 | 19 | FALSE | 0 | 0 | 0 | 0 | 0
Spain | ESP | 2015-07-15 19:00 | 2015-07-15 21:00 | 65.1 | 2015 | 6.69 | 2015-07-31 |  |  |  |  | 4701 | 2026-07-15 20:00 | 98.81 | 16.17 | 20 | FALSE | 0 | 0 | 0 | 0 | 0
Spain | ESP | 2015-07-15 20:00 | 2015-07-15 22:00 | 65.51 | 2015 | 6.69 | 2015-07-31 |  |  |  |  | 4702 | 2026-07-15 21:00 | 98.81 | 16.17 | 21 | FALSE | 0 | 0 | 0 | 0 | 0
Spain | ESP | 2015-07-15 21:00 | 2015-07-15 23:00 | 60.7 | 2015 | 6.69 | 2015-07-31 |  |  |  |  | 4703 | 2026-07-15 22:00 | 98.81 | 16.17 | 22 | FALSE | 0 | 0 | 0 | 0 | 0
Spain | ESP | 2015-07-15 22:00 | 2015-07-16 | 63.77 | 2015 | 6.69 | 2015-07-31 |  |  |  |  | 4704 | 2026-07-15 23:00 | 98.81 | 16.17 | 23 | FALSE | 0 | 0 | 0 | 0 | 0
Spain | ESP | 2015-07-15 23:00 | 2015-07-16 01:00 | 59 | 2015 | 6.69 | 2015-07-31 |  |  |  |  | 4705 | 2026-07-16 | 98.81 | 16.17 | 24 | TRUE | 98.81 | 24 | 98.81 | 0 | -988.1
Spain | ESP | 2015-07-16 | 2015-07-16 02:00 | 52 | 2015 | 6.69 | 2015-07-31 |  |  |  |  | 4706 | 2026-07-16 01:00 | 98.81 | 16.17 | 1 | FALSE | 0 | 0 | 0 | 0 | 0
Spain | ESP | 2015-07-16 01:00 | 2015-07-16 03:00 | 53.46 | 2015 | 6.69 | 2015-07-31 |  |  |  |  | 4707 | 2026-07-16 02:00 | 98.81 | 16.17 | 2 | FALSE | 0 | 0 | 0 | 0 | 0
Spain | ESP | 2015-07-16 02:00 | 2015-07-16 04:00 | 50.73 | 2015 | 6.69 | 2015-07-31 |  |  |  |  | 4708 | 2026-07-16 03:00 | 98.81 | 16.17 | 3 | FALSE | 0 | 0 | 0 | 0 | 0
Spain | ESP | 2015-07-16 03:00 | 2015-07-16 05:00 | 51.2 | 2015 | 6.69 | 2015-07-31 |  |  |  |  | 4709 | 2026-07-16 04:00 | 98.81 | 16.17 | 4 | FALSE | 0 | 0 | 0 | 0 | 0
Spain | ESP | 2015-07-16 04:00 | 2015-07-16 06:00 | 61.43 | 2015 | 6.69 | 2015-07-31 |  |  |  |  | 4710 | 2026-07-16 05:00 | 98.81 | 16.17 | 5 | FALSE | 0 | 0 | 0 | 0 | 0
Spain | ESP | 2015-07-16 05:00 | 2015-07-16 07:00 | 65.46 | 2015 | 6.69 | 2015-07-31 |  |  |  |  | 4711 | 2026-07-16 06:00 | 98.81 | 16.17 | 6 | FALSE | 0 | 0 | 0 | 0 | 0
Spain | ESP | 2015-07-16 06:00 | 2015-07-16 08:00 | 65.46 | 2015 | 6.69 | 2015-07-31 |  |  |  |  | 4712 | 2026-07-16 07:00 | 98.81 | 16.17 | 7 | FALSE | 0 | 0 | 0 | 0 | 0
Spain | ESP | 2015-07-16 07:00 | 2015-07-16 09:00 | 68.6 | 2015 | 6.69 | 2015-07-31 |  |  |  |  | 4713 | 2026-07-16 08:00 | 98.81 | 16.17 | 8 | FALSE | 0 | 0 | 0 | 0 | 0
Spain | ESP | 2015-07-16 08:00 | 2015-07-16 10:00 | 68.69 | 2015 | 6.69 | 2015-07-31 |  |  |  |  | 4714 | 2026-07-16 09:00 | 98.81 | 16.17 | 9 | FALSE | 0 | 0 | 0 | 0 | 0
Spain | ESP | 2015-07-16 09:00 | 2015-07-16 11:00 | 69.1 | 2015 | 6.69 | 2015-07-31 |  |  |  |  | 4715 | 2026-07-16 10:00 | 98.81 | 16.17 | 10 | FALSE | 0 | 0 | 0 | 0 | 0
Spain | ESP | 2015-07-16 10:00 | 2015-07-16 12:00 | 69.5 | 2015 | 6.69 | 2015-07-31 |  |  |  |  | 4716 | 2026-07-16 11:00 | 98.81 | 16.17 | 11 | FALSE | 0 | 0 | 0 | 0 | 0
Spain | ESP | 2015-07-16 11:00 | 2015-07-16 13:00 | 69.36 | 2015 | 6.69 | 2015-07-31 |  |  |  |  | 4717 | 2026-07-16 12:00 | 98.81 | 16.17 | 12 | FALSE | 0 | 0 | 0 | 0 | 0
Spain | ESP | 2015-07-16 12:00 | 2015-07-16 14:00 | 66.66 | 2015 | 6.69 | 2015-07-31 |  |  |  |  | 4718 | 2026-07-16 13:00 | 98.81 | 16.17 | 13 | FALSE | 0 | 0 | 0 | 0 | 0
Spain | ESP | 2015-07-16 13:00 | 2015-07-16 15:00 | 64.6 | 2015 | 6.69 | 2015-07-31 |  |  |  |  | 4719 | 2026-07-16 14:00 | 98.81 | 16.17 | 14 | FALSE | 0 | 0 | 0 | 0 | 0
Spain | ESP | 2015-07-16 14:00 | 2015-07-16 16:00 | 65.1 | 2015 | 6.69 | 2015-07-31 |  |  |  |  | 4720 | 2026-07-16 15:00 | 98.81 | 16.17 | 15 | FALSE | 0 | 0 | 0 | 0 | 0
Spain | ESP | 2015-07-16 15:00 | 2015-07-16 17:00 | 66.94 | 2015 | 6.69 | 2015-07-31 |  |  |  |  | 4721 | 2026-07-16 16:00 | 98.81 | 16.17 | 16 | FALSE | 0 | 0 | 0 | 0 | 0
Spain | ESP | 2015-07-16 16:00 | 2015-07-16 18:00 | 68.14 | 2015 | 6.69 | 2015-07-31 |  |  |  |  | 4722 | 2026-07-16 17:00 | 98.81 | 16.17 | 17 | FALSE | 0 | 0 | 0 | 0 | 0
Spain | ESP | 2015-07-16 17:00 | 2015-07-16 19:00 | 68.27 | 2015 | 6.69 | 2015-07-31 |  |  |  |  | 4723 | 2026-07-16 18:00 | 98.81 | 16.17 | 18 | FALSE | 0 | 0 | 0 | 0 | 0
Spain | ESP | 2015-07-16 18:00 | 2015-07-16 20:00 | 69.01 | 2015 | 6.69 | 2015-07-31 |  |  |  |  | 4724 | 2026-07-16 19:00 | 98.81 | 16.17 | 19 | FALSE | 0 | 0 | 0 | 0 | 0
Spain | ESP | 2015-07-16 19:00 | 2015-07-16 21:00 | 70 | 2015 | 6.69 | 2015-07-31 |  |  |  |  | 4725 | 2026-07-16 20:00 | 98.81 | 16.17 | 20 | FALSE | 0 | 0 | 0 | 0 | 0
Spain | ESP | 2015-07-16 20:00 | 2015-07-16 22:00 | 70.1 | 2015 | 6.69 | 2015-07-31 |  |  |  |  | 4726 | 2026-07-16 21:00 | 98.81 | 16.17 | 21 | FALSE | 0 | 0 | 0 | 0 | 0
Spain | ESP | 2015-07-16 21:00 | 2015-07-16 23:00 | 65.46 | 2015 | 6.69 | 2015-07-31 |  |  |  |  | 4727 | 2026-07-16 22:00 | 98.81 | 16.17 | 22 | FALSE | 0 | 0 | 0 | 0 | 0
Spain | ESP | 2015-07-16 22:00 | 2015-07-17 | 63 | 2015 | 6.69 | 2015-07-31 |  |  |  |  | 4728 | 2026-07-16 23:00 | 98.81 | 16.17 | 23 | FALSE | 0 | 0 | 0 | 0 | 0
Spain | ESP | 2015-07-16 23:00 | 2015-07-17 01:00 | 51.2 | 2015 | 6.69 | 2015-07-31 |  |  |  |  | 4729 | 2026-07-17 | 98.81 | 16.17 | 24 | TRUE | 98.81 | 24 | 98.81 | 0 | -988.1
Spain | ESP | 2015-07-17 | 2015-07-17 02:00 | 50.6 | 2015 | 6.69 | 2015-07-31 |  |  |  |  | 4730 | 2026-07-17 01:00 | 98.81 | 16.17 | 1 | FALSE | 0 | 0 | 0 | 0 | 0
Spain | ESP | 2015-07-17 01:00 | 2015-07-17 03:00 | 50.89 | 2015 | 6.69 | 2015-07-31 |  |  |  |  | 4731 | 2026-07-17 02:00 | 98.81 | 16.17 | 2 | FALSE | 0 | 0 | 0 | 0 | 0
Spain | ESP | 2015-07-17 02:00 | 2015-07-17 04:00 | 51.1 | 2015 | 6.69 | 2015-07-31 |  |  |  |  | 4732 | 2026-07-17 03:00 | 98.81 | 16.17 | 3 | FALSE | 0 | 0 | 0 | 0 | 0
Spain | ESP | 2015-07-17 03:00 | 2015-07-17 05:00 | 53.99 | 2015 | 6.69 | 2015-07-31 |  |  |  |  | 4733 | 2026-07-17 04:00 | 98.81 | 16.17 | 4 | FALSE | 0 | 0 | 0 | 0 | 0
Spain | ESP | 2015-07-17 04:00 | 2015-07-17 06:00 | 62 | 2015 | 6.69 | 2015-07-31 |  |  |  |  | 4734 | 2026-07-17 05:00 | 98.81 | 16.17 | 5 | FALSE | 0 | 0 | 0 | 0 | 0
Spain | ESP | 2015-07-17 05:00 | 2015-07-17 07:00 | 62.93 | 2015 | 6.69 | 2015-07-31 |  |  |  |  | 4735 | 2026-07-17 06:00 | 98.81 | 16.17 | 6 | FALSE | 0 | 0 | 0 | 0 | 0
Spain | ESP | 2015-07-17 06:00 | 2015-07-17 08:00 | 64.03 | 2015 | 6.69 | 2015-07-31 |  |  |  |  | 4736 | 2026-07-17 07:00 | 98.81 | 16.17 | 7 | FALSE | 0 | 0 | 0 | 0 | 0
Spain | ESP | 2015-07-17 07:00 | 2015-07-17 09:00 | 68.8 | 2015 | 6.69 | 2015-07-31 |  |  |  |  | 4737 | 2026-07-17 08:00 | 98.81 | 16.17 | 8 | FALSE | 0 | 0 | 0 | 0 | 0
Spain | ESP | 2015-07-17 08:00 | 2015-07-17 10:00 | 69.73 | 2015 | 6.69 | 2015-07-31 |  |  |  |  | 4738 | 2026-07-17 09:00 | 98.81 | 16.17 | 9 | FALSE | 0 | 0 | 0 | 0 | 0
Spain | ESP | 2015-07-17 09:00 | 2015-07-17 11:00 | 70 | 2015 | 6.69 | 2015-07-31 |  |  |  |  | 4739 | 2026-07-17 10:00 | 98.81 | 16.17 | 10 | FALSE | 0 | 0 | 0 | 0 | 0
Spain | ESP | 2015-07-17 10:00 | 2015-07-17 12:00 | 69.73 | 2015 | 6.69 | 2015-07-31 |  |  |  |  | 4740 | 2026-07-17 11:00 | 98.81 | 16.17 | 11 | FALSE | 0 | 0 | 0 | 0 | 0
Spain | ESP | 2015-07-17 11:00 | 2015-07-17 13:00 | 69.08 | 2015 | 6.69 | 2015-07-31 |  |  |  |  | 4741 | 2026-07-17 12:00 | 98.81 | 16.17 | 12 | FALSE | 0 | 0 | 0 | 0 | 0
Spain | ESP | 2015-07-17 12:00 | 2015-07-17 14:00 | 66.96 | 2015 | 6.69 | 2015-07-31 |  |  |  |  | 4742 | 2026-07-17 13:00 | 98.81 | 16.17 | 13 | FALSE | 0 | 0 | 0 | 0 | 0
Spain | ESP | 2015-07-17 13:00 | 2015-07-17 15:00 | 63.28 | 2015 | 6.69 | 2015-07-31 |  |  |  |  | 4743 | 2026-07-17 14:00 | 98.81 | 16.17 | 14 | FALSE | 0 | 0 | 0 | 0 | 0
Spain | ESP | 2015-07-17 14:00 | 2015-07-17 16:00 | 63.08 | 2015 | 6.69 | 2015-07-31 |  |  |  |  | 4744 | 2026-07-17 15:00 | 98.81 | 16.17 | 15 | FALSE | 0 | 0 | 0 | 0 | 0
Spain | ESP | 2015-07-17 15:00 | 2015-07-17 17:00 | 65.27 | 2015 | 6.69 | 2015-07-31 |  |  |  |  | 4745 | 2026-07-17 16:00 | 98.81 | 16.17 | 16 | FALSE | 0 | 0 | 0 | 0 | 0
Spain | ESP | 2015-07-17 16:00 | 2015-07-17 18:00 | 66.96 | 2015 | 6.69 | 2015-07-31 |  |  |  |  | 4746 | 2026-07-17 17:00 | 98.81 | 16.17 | 17 | FALSE | 0 | 0 | 0 | 0 | 0
Spain | ESP | 2015-07-17 17:00 | 2015-07-17 19:00 | 67.98 | 2015 | 6.69 | 2015-07-31 |  |  |  |  | 4747 | 2026-07-17 18:00 | 98.81 | 16.17 | 18 | FALSE | 0 | 0 | 0 | 0 | 0
Spain | ESP | 2015-07-17 18:00 | 2015-07-17 20:00 | 68.16 | 2015 | 6.69 | 2015-07-31 |  |  |  |  | 4748 | 2026-07-17 19:00 | 98.81 | 16.17 | 19 | FALSE | 0 | 0 | 0 | 0 | 0
Spain | ESP | 2015-07-17 19:00 | 2015-07-17 21:00 | 68.9 | 2015 | 6.69 | 2015-07-31 |  |  |  |  | 4749 | 2026-07-17 20:00 | 98.81 | 16.17 | 20 | FALSE | 0 | 0 | 0 | 0 | 0
Spain | ESP | 2015-07-17 20:00 | 2015-07-17 22:00 | 69.08 | 2015 | 6.69 | 2015-07-31 |  |  |  |  | 4750 | 2026-07-17 21:00 | 98.81 | 16.17 | 21 | FALSE | 0 | 0 | 0 | 0 | 0
Spain | ESP | 2015-07-17 21:00 | 2015-07-17 23:00 | 66.96 | 2015 | 6.69 | 2015-07-31 |  |  |  |  | 4751 | 2026-07-17 22:00 | 98.81 | 16.17 | 22 | FALSE | 0 | 0 | 0 | 0 | 0
Spain | ESP | 2015-07-17 22:00 | 2015-07-18 | 69.48 | 2015 | 6.69 | 2015-07-31 |  |  |  |  | 4752 | 2026-07-17 23:00 | 98.81 | 16.17 | 23 | FALSE | 0 | 0 | 0 | 0 | 0
Spain | ESP | 2015-07-17 23:00 | 2015-07-18 01:00 | 67.6 | 2015 | 6.69 | 2015-07-31 |  |  |  |  | 4753 | 2026-07-18 | 98.81 | 16.17 | 24 | TRUE | 98.81 | 24 | 98.81 | 0 | -988.1
Spain | ESP | 2015-07-18 | 2015-07-18 02:00 | 62.47 | 2015 | 6.69 | 2015-07-31 |  |  |  |  | 4754 | 2026-07-18 01:00 | 98.81 | 16.17 | 1 | FALSE | 0 | 0 | 0 | 0 | 0
Spain | ESP | 2015-07-18 01:00 | 2015-07-18 03:00 | 61 | 2015 | 6.69 | 2015-07-31 |  |  |  |  | 4755 | 2026-07-18 02:00 | 98.81 | 16.17 | 2 | FALSE | 0 | 0 | 0 | 0 | 0
Spain | ESP | 2015-07-18 02:00 | 2015-07-18 04:00 | 57.1 | 2015 | 6.69 | 2015-07-31 |  |  |  |  | 4756 | 2026-07-18 03:00 | 98.81 | 16.17 | 3 | FALSE | 0 | 0 | 0 | 0 | 0
Spain | ESP | 2015-07-18 03:00 | 2015-07-18 05:00 | 54.34 | 2015 | 6.69 | 2015-07-31 |  |  |  |  | 4757 | 2026-07-18 04:00 | 98.81 | 16.17 | 4 | FALSE | 0 | 0 | 0 | 0 | 0
Spain | ESP | 2015-07-18 04:00 | 2015-07-18 06:00 | 54.04 | 2015 | 6.69 | 2015-07-31 |  |  |  |  | 4758 | 2026-07-18 05:00 | 98.81 | 16.17 | 5 | FALSE | 0 | 0 | 0 | 0 | 0
Spain | ESP | 2015-07-18 05:00 | 2015-07-18 07:00 | 51.36 | 2015 | 6.69 | 2015-07-31 |  |  |  |  | 4759 | 2026-07-18 06:00 | 98.81 | 16.17 | 6 | FALSE | 0 | 0 | 0 | 0 | 0
Spain | ESP | 2015-07-18 06:00 | 2015-07-18 08:00 | 64.63 | 2015 | 6.69 | 2015-07-31 |  |  |  |  | 4760 | 2026-07-18 07:00 | 98.81 | 16.17 | 7 | FALSE | 0 | 0 | 0 | 0 | 0
Spain | ESP | 2015-07-18 07:00 | 2015-07-18 09:00 | 68.1 | 2015 | 6.69 | 2015-07-31 |  |  |  |  | 4761 | 2026-07-18 08:00 | 98.81 | 16.17 | 8 | FALSE | 0 | 0 | 0 | 0 | 0
Spain | ESP | 2015-07-18 08:00 | 2015-07-18 10:00 | 68.16 | 2015 | 6.69 | 2015-07-31 |  |  |  |  | 4762 | 2026-07-18 09:00 | 98.81 | 16.17 | 9 | FALSE | 0 | 0 | 0 | 0 | 0
Spain | ESP | 2015-07-18 09:00 | 2015-07-18 11:00 | 69 | 2015 | 6.69 | 2015-07-31 |  |  |  |  | 4763 | 2026-07-18 10:00 | 98.81 | 16.17 | 10 | FALSE | 0 | 0 | 0 | 0 | 0
Spain | ESP | 2015-07-18 10:00 | 2015-07-18 12:00 | 68.69 | 2015 | 6.69 | 2015-07-31 |  |  |  |  | 4764 | 2026-07-18 11:00 | 98.81 | 16.17 | 11 | FALSE | 0 | 0 | 0 | 0 | 0
Spain | ESP | 2015-07-18 11:00 | 2015-07-18 13:00 | 67.6 | 2015 | 6.69 | 2015-07-31 |  |  |  |  | 4765 | 2026-07-18 12:00 | 98.81 | 16.17 | 12 | FALSE | 0 | 0 | 0 | 0 | 0
Spain | ESP | 2015-07-18 12:00 | 2015-07-18 14:00 | 62.93 | 2015 | 6.69 | 2015-07-31 |  |  |  |  | 4766 | 2026-07-18 13:00 | 98.81 | 16.17 | 13 | FALSE | 0 | 0 | 0 | 0 | 0
Spain | ESP | 2015-07-18 13:00 | 2015-07-18 15:00 | 51.1 | 2015 | 6.69 | 2015-07-31 |  |  |  |  | 4767 | 2026-07-18 14:00 | 98.81 | 16.17 | 14 | FALSE | 0 | 0 | 0 | 0 | 0
Spain | ESP | 2015-07-18 14:00 | 2015-07-18 16:00 | 49.99 | 2015 | 6.69 | 2015-07-31 |  |  |  |  | 4768 | 2026-07-18 15:00 | 98.81 | 16.17 | 15 | FALSE | 0 | 0 | 0 | 0 | 0
Spain | ESP | 2015-07-18 15:00 | 2015-07-18 17:00 | 50.63 | 2015 | 6.69 | 2015-07-31 |  |  |  |  | 4769 | 2026-07-18 16:00 | 98.81 | 16.17 | 16 | FALSE | 0 | 0 | 0 | 0 | 0
Spain | ESP | 2015-07-18 16:00 | 2015-07-18 18:00 | 51.5 | 2015 | 6.69 | 2015-07-31 |  |  |  |  | 4770 | 2026-07-18 17:00 | 98.81 | 16.17 | 17 | FALSE | 0 | 0 | 0 | 0 | 0
Spain | ESP | 2015-07-18 17:00 | 2015-07-18 19:00 | 61 | 2015 | 6.69 | 2015-07-31 |  |  |  |  | 4771 | 2026-07-18 18:00 | 98.81 | 16.17 | 18 | FALSE | 0 | 0 | 0 | 0 | 0
Spain | ESP | 2015-07-18 18:00 | 2015-07-18 20:00 | 66.96 | 2015 | 6.69 | 2015-07-31 |  |  |  |  | 4772 | 2026-07-18 19:00 | 98.81 | 16.17 | 19 | FALSE | 0 | 0 | 0 | 0 | 0
Spain | ESP | 2015-07-18 19:00 | 2015-07-18 21:00 | 70 | 2015 | 6.69 | 2015-07-31 |  |  |  |  | 4773 | 2026-07-18 20:00 | 98.81 | 16.17 | 20 | FALSE | 0 | 0 | 0 | 0 | 0
Spain | ESP | 2015-07-18 20:00 | 2015-07-18 22:00 | 71 | 2015 | 6.69 | 2015-07-31 |  |  |  |  | 4774 | 2026-07-18 21:00 | 98.81 | 16.17 | 21 | FALSE | 0 | 0 | 0 | 0 | 0
Spain | ESP | 2015-07-18 21:00 | 2015-07-18 23:00 | 67.6 | 2015 | 6.69 | 2015-07-31 |  |  |  |  | 4775 | 2026-07-18 22:00 | 98.81 | 16.17 | 22 | FALSE | 0 | 0 | 0 | 0 | 0
Spain | ESP | 2015-07-18 22:00 | 2015-07-19 | 69.01 | 2015 | 6.69 | 2015-07-31 |  |  |  |  | 4776 | 2026-07-18 23:00 | 98.81 | 16.17 | 23 | FALSE | 0 | 0 | 0 | 0 | 0
Spain | ESP | 2015-07-18 23:00 | 2015-07-19 01:00 | 62.93 | 2015 | 6.69 | 2015-07-31 |  |  |  |  | 4777 | 2026-07-19 | 98.81 | 16.17 | 24 | TRUE | 98.81 | 24 | 98.81 | 0 | -988.1
Spain | ESP | 2015-07-19 | 2015-07-19 02:00 | 54.33 | 2015 | 6.69 | 2015-07-31 |  |  |  |  | 4778 | 2026-07-19 01:00 | 98.81 | 16.17 | 1 | FALSE | 0 | 0 | 0 | 0 | 0
Spain | ESP | 2015-07-19 01:00 | 2015-07-19 03:00 | 50.7 | 2015 | 6.69 | 2015-07-31 |  |  |  |  | 4779 | 2026-07-19 02:00 | 98.81 | 16.17 | 2 | FALSE | 0 | 0 | 0 | 0 | 0
Spain | ESP | 2015-07-19 02:00 | 2015-07-19 04:00 | 49.66 | 2015 | 6.69 | 2015-07-31 |  |  |  |  | 4780 | 2026-07-19 03:00 | 98.81 | 16.17 | 3 | FALSE | 0 | 0 | 0 | 0 | 0
Spain | ESP | 2015-07-19 03:00 | 2015-07-19 05:00 | 47.98 | 2015 | 6.69 | 2015-07-31 |  |  |  |  | 4781 | 2026-07-19 04:00 | 98.81 | 16.17 | 4 | FALSE | 0 | 0 | 0 | 0 | 0
Spain | ESP | 2015-07-19 04:00 | 2015-07-19 06:00 | 47.85 | 2015 | 6.69 | 2015-07-31 |  |  |  |  | 4782 | 2026-07-19 05:00 | 98.81 | 16.17 | 5 | FALSE | 0 | 0 | 0 | 0 | 0
Spain | ESP | 2015-07-19 05:00 | 2015-07-19 07:00 | 45.94 | 2015 | 6.69 | 2015-07-31 |  |  |  |  | 4783 | 2026-07-19 06:00 | 98.81 | 16.17 | 6 | FALSE | 0 | 0 | 0 | 0 | 0
Spain | ESP | 2015-07-19 06:00 | 2015-07-19 08:00 | 46.92 | 2015 | 6.69 | 2015-07-31 |  |  |  |  | 4784 | 2026-07-19 07:00 | 98.81 | 16.17 | 7 | FALSE | 0 | 0 | 0 | 0 | 0
Spain | ESP | 2015-07-19 07:00 | 2015-07-19 09:00 | 48.73 | 2015 | 6.69 | 2015-07-31 |  |  |  |  | 4785 | 2026-07-19 08:00 | 98.81 | 16.17 | 8 | FALSE | 0 | 0 | 0 | 0 | 0
Spain | ESP | 2015-07-19 08:00 | 2015-07-19 10:00 | 51.58 | 2015 | 6.69 | 2015-07-31 |  |  |  |  | 4786 | 2026-07-19 09:00 | 98.81 | 16.17 | 9 | FALSE | 0 | 0 | 0 | 0 | 0
Spain | ESP | 2015-07-19 09:00 | 2015-07-19 11:00 | 54.33 | 2015 | 6.69 | 2015-07-31 |  |  |  |  | 4787 | 2026-07-19 10:00 | 98.81 | 16.17 | 10 | FALSE | 0 | 0 | 0 | 0 | 0
Spain | ESP | 2015-07-19 10:00 | 2015-07-19 12:00 | 57.2 | 2015 | 6.69 | 2015-07-31 |  |  |  |  | 4788 | 2026-07-19 11:00 | 98.81 | 16.17 | 11 | FALSE | 0 | 0 | 0 | 0 | 0
Spain | ESP | 2015-07-19 11:00 | 2015-07-19 13:00 | 62.47 | 2015 | 6.69 | 2015-07-31 |  |  |  |  | 4789 | 2026-07-19 12:00 | 98.81 | 16.17 | 12 | FALSE | 0 | 0 | 0 | 0 | 0
Spain | ESP | 2015-07-19 12:00 | 2015-07-19 14:00 | 60 | 2015 | 6.69 | 2015-07-31 |  |  |  |  | 4790 | 2026-07-19 13:00 | 98.81 | 16.17 | 13 | FALSE | 0 | 0 | 0 | 0 | 0
Spain | ESP | 2015-07-19 13:00 | 2015-07-19 15:00 | 52.35 | 2015 | 6.69 | 2015-07-31 |  |  |  |  | 4791 | 2026-07-19 14:00 | 98.81 | 16.17 | 14 | FALSE | 0 | 0 | 0 | 0 | 0
Spain | ESP | 2015-07-19 14:00 | 2015-07-19 16:00 | 50.7 | 2015 | 6.69 | 2015-07-31 |  |  |  |  | 4792 | 2026-07-19 15:00 | 98.81 | 16.17 | 15 | FALSE | 0 | 0 | 0 | 0 | 0
Spain | ESP | 2015-07-19 15:00 | 2015-07-19 17:00 | 51 | 2015 | 6.69 | 2015-07-31 |  |  |  |  | 4793 | 2026-07-19 16:00 | 98.81 | 16.17 | 16 | FALSE | 0 | 0 | 0 | 0 | 0
Spain | ESP | 2015-07-19 16:00 | 2015-07-19 18:00 | 52.35 | 2015 | 6.69 | 2015-07-31 |  |  |  |  | 4794 | 2026-07-19 17:00 | 98.81 | 16.17 | 17 | FALSE | 0 | 0 | 0 | 0 | 0
Spain | ESP | 2015-07-19 17:00 | 2015-07-19 19:00 | 54.32 | 2015 | 6.69 | 2015-07-31 |  |  |  |  | 4795 | 2026-07-19 18:00 | 98.81 | 16.17 | 18 | FALSE | 0 | 0 | 0 | 0 | 0
Spain | ESP | 2015-07-19 18:00 | 2015-07-19 20:00 | 65.27 | 2015 | 6.69 | 2015-07-31 |  |  |  |  | 4796 | 2026-07-19 19:00 | 98.81 | 16.17 | 19 | FALSE | 0 | 0 | 0 | 0 | 0
Spain | ESP | 2015-07-19 19:00 | 2015-07-19 21:00 | 71.03 | 2015 | 6.69 | 2015-07-31 |  |  |  |  | 4797 | 2026-07-19 20:00 | 98.81 | 16.17 | 20 | FALSE | 0 | 0 | 0 | 0 | 0
Spain | ESP | 2015-07-19 20:00 | 2015-07-19 22:00 | 72.48 | 2015 | 6.69 | 2015-07-31 |  |  |  |  | 4798 | 2026-07-19 21:00 | 98.81 | 16.17 | 21 | FALSE | 0 | 0 | 0 | 0 | 0
Spain | ESP | 2015-07-19 21:00 | 2015-07-19 23:00 | 70.3 | 2015 | 6.69 | 2015-07-31 |  |  |  |  | 4799 | 2026-07-19 22:00 | 98.81 | 16.17 | 22 | FALSE | 0 | 0 | 0 | 0 | 0
Spain | ESP | 2015-07-19 22:00 | 2015-07-20 | 63.29 | 2015 | 6.69 | 2015-07-31 |  |  |  |  | 4800 | 2026-07-19 23:00 | 98.81 | 16.17 | 23 | FALSE | 0 | 0 | 0 | 0 | 0
Spain | ESP | 2015-07-19 23:00 | 2015-07-20 01:00 | 52.35 | 2015 | 6.69 | 2015-07-31 |  |  |  |  | 4801 | 2026-07-20 | 98.81 | 16.17 | 24 | TRUE | 98.81 | 24 | 98.81 | 0 | -988.1
Spain | ESP | 2015-07-20 | 2015-07-20 02:00 | 50 | 2015 | 6.69 | 2015-07-31 |  |  |  |  | 4802 | 2026-07-20 01:00 | 98.81 | 16.17 | 1 | FALSE | 0 | 0 | 0 | 0 | 0
Spain | ESP | 2015-07-20 01:00 | 2015-07-20 03:00 | 48.67 | 2015 | 6.69 | 2015-07-31 |  |  |  |  | 4803 | 2026-07-20 02:00 | 98.81 | 16.17 | 2 | FALSE | 0 | 0 | 0 | 0 | 0
Spain | ESP | 2015-07-20 02:00 | 2015-07-20 04:00 | 47.98 | 2015 | 6.69 | 2015-07-31 |  |  |  |  | 4804 | 2026-07-20 03:00 | 98.81 | 16.17 | 3 | FALSE | 0 | 0 | 0 | 0 | 0
Spain | ESP | 2015-07-20 03:00 | 2015-07-20 05:00 | 49.81 | 2015 | 6.69 | 2015-07-31 |  |  |  |  | 4805 | 2026-07-20 04:00 | 98.81 | 16.17 | 4 | FALSE | 0 | 0 | 0 | 0 | 0
Spain | ESP | 2015-07-20 04:00 | 2015-07-20 06:00 | 52.85 | 2015 | 6.69 | 2015-07-31 |  |  |  |  | 4806 | 2026-07-20 05:00 | 98.81 | 16.17 | 5 | FALSE | 0 | 0 | 0 | 0 | 0
Spain | ESP | 2015-07-20 05:00 | 2015-07-20 07:00 | 62.24 | 2015 | 6.69 | 2015-07-31 |  |  |  |  | 4807 | 2026-07-20 06:00 | 98.81 | 16.17 | 6 | FALSE | 0 | 0 | 0 | 0 | 0
Spain | ESP | 2015-07-20 06:00 | 2015-07-20 08:00 | 63.6 | 2015 | 6.69 | 2015-07-31 |  |  |  |  | 4808 | 2026-07-20 07:00 | 98.81 | 16.17 | 7 | FALSE | 0 | 0 | 0 | 0 | 0
Spain | ESP | 2015-07-20 07:00 | 2015-07-20 09:00 | 69.48 | 2015 | 6.69 | 2015-07-31 |  |  |  |  | 4809 | 2026-07-20 08:00 | 98.81 | 16.17 | 8 | FALSE | 0 | 0 | 0 | 0 | 0
Spain | ESP | 2015-07-20 08:00 | 2015-07-20 10:00 | 71.56 | 2015 | 6.69 | 2015-07-31 |  |  |  |  | 4810 | 2026-07-20 09:00 | 98.81 | 16.17 | 9 | FALSE | 0 | 0 | 0 | 0 | 0
Spain | ESP | 2015-07-20 09:00 | 2015-07-20 11:00 | 71.82 | 2015 | 6.69 | 2015-07-31 |  |  |  |  | 4811 | 2026-07-20 10:00 | 98.81 | 16.17 | 10 | FALSE | 0 | 0 | 0 | 0 | 0
Spain | ESP | 2015-07-20 10:00 | 2015-07-20 12:00 | 72.15 | 2015 | 6.69 | 2015-07-31 |  |  |  |  | 4812 | 2026-07-20 11:00 | 98.81 | 16.17 | 11 | FALSE | 0 | 0 | 0 | 0 | 0
Spain | ESP | 2015-07-20 11:00 | 2015-07-20 13:00 | 72 | 2015 | 6.69 | 2015-07-31 |  |  |  |  | 4813 | 2026-07-20 12:00 | 98.81 | 16.17 | 12 | FALSE | 0 | 0 | 0 | 0 | 0
Spain | ESP | 2015-07-20 12:00 | 2015-07-20 14:00 | 70.78 | 2015 | 6.69 | 2015-07-31 |  |  |  |  | 4814 | 2026-07-20 13:00 | 98.81 | 16.17 | 13 | FALSE | 0 | 0 | 0 | 0 | 0
Spain | ESP | 2015-07-20 13:00 | 2015-07-20 15:00 | 69.1 | 2015 | 6.69 | 2015-07-31 |  |  |  |  | 4815 | 2026-07-20 14:00 | 98.81 | 16.17 | 14 | FALSE | 0 | 0 | 0 | 0 | 0
Spain | ESP | 2015-07-20 14:00 | 2015-07-20 16:00 | 69.1 | 2015 | 6.69 | 2015-07-31 |  |  |  |  | 4816 | 2026-07-20 15:00 | 98.81 | 16.17 | 15 | FALSE | 0 | 0 | 0 | 0 | 0
Spain | ESP | 2015-07-20 15:00 | 2015-07-20 17:00 | 70 | 2015 | 6.69 | 2015-07-31 |  |  |  |  | 4817 | 2026-07-20 16:00 | 98.81 | 16.17 | 16 | FALSE | 0 | 0 | 0 | 0 | 0
Spain | ESP | 2015-07-20 16:00 | 2015-07-20 18:00 | 69.34 | 2015 | 6.69 | 2015-07-31 |  |  |  |  | 4818 | 2026-07-20 17:00 | 98.81 | 16.17 | 17 | FALSE | 0 | 0 | 0 | 0 | 0
Spain | ESP | 2015-07-20 17:00 | 2015-07-20 19:00 | 68.16 | 2015 | 6.69 | 2015-07-31 |  |  |  |  | 4819 | 2026-07-20 18:00 | 98.81 | 16.17 | 18 | FALSE | 0 | 0 | 0 | 0 | 0
Spain | ESP | 2015-07-20 18:00 | 2015-07-20 20:00 | 67.63 | 2015 | 6.69 | 2015-07-31 |  |  |  |  | 4820 | 2026-07-20 19:00 | 98.81 | 16.17 | 19 | FALSE | 0 | 0 | 0 | 0 | 0
Spain | ESP | 2015-07-20 19:00 | 2015-07-20 21:00 | 69 | 2015 | 6.69 | 2015-07-31 |  |  |  |  | 4821 | 2026-07-20 20:00 | 98.81 | 16.17 | 20 | FALSE | 0 | 0 | 0 | 0 | 0
Spain | ESP | 2015-07-20 20:00 | 2015-07-20 22:00 | 69 | 2015 | 6.69 | 2015-07-31 |  |  |  |  | 4822 | 2026-07-20 21:00 | 98.81 | 16.17 | 21 | FALSE | 0 | 0 | 0 | 0 | 0
Spain | ESP | 2015-07-20 21:00 | 2015-07-20 23:00 | 63 | 2015 | 6.69 | 2015-07-31 |  |  |  |  | 4823 | 2026-07-20 22:00 | 98.81 | 16.17 | 22 | FALSE | 0 | 0 | 0 | 0 | 0
Spain | ESP | 2015-07-20 22:00 | 2015-07-21 | 65.74 | 2015 | 6.69 | 2015-07-31 |  |  |  |  | 4824 | 2026-07-20 23:00 | 98.81 | 16.17 | 23 | FALSE | 0 | 0 | 0 | 0 | 0
Spain | ESP | 2015-07-20 23:00 | 2015-07-21 01:00 | 59 | 2015 | 6.69 | 2015-07-31 |  |  |  |  | 4825 | 2026-07-21 | 98.81 | 16.17 | 24 | TRUE | 98.81 | 24 | 98.81 | 0 | -988.1
Spain | ESP | 2015-07-21 | 2015-07-21 02:00 | 52.91 | 2015 | 6.69 | 2015-07-31 |  |  |  |  | 4826 | 2026-07-21 01:00 | 98.81 | 16.17 | 1 | FALSE | 0 | 0 | 0 | 0 | 0
Spain | ESP | 2015-07-21 01:00 | 2015-07-21 03:00 | 52.85 | 2015 | 6.69 | 2015-07-31 |  |  |  |  | 4827 | 2026-07-21 02:00 | 98.81 | 16.17 | 2 | FALSE | 0 | 0 | 0 | 0 | 0
Spain | ESP | 2015-07-21 02:00 | 2015-07-21 04:00 | 52.6 | 2015 | 6.69 | 2015-07-31 |  |  |  |  | 4828 | 2026-07-21 03:00 | 98.81 | 16.17 | 3 | FALSE | 0 | 0 | 0 | 0 | 0
Spain | ESP | 2015-07-21 03:00 | 2015-07-21 05:00 | 52.85 | 2015 | 6.69 | 2015-07-31 |  |  |  |  | 4829 | 2026-07-21 04:00 | 98.81 | 16.17 | 4 | FALSE | 0 | 0 | 0 | 0 | 0
Spain | ESP | 2015-07-21 04:00 | 2015-07-21 06:00 | 62.1 | 2015 | 6.69 | 2015-07-31 |  |  |  |  | 4830 | 2026-07-21 05:00 | 98.81 | 16.17 | 5 | FALSE | 0 | 0 | 0 | 0 | 0
Spain | ESP | 2015-07-21 05:00 | 2015-07-21 07:00 | 65.49 | 2015 | 6.69 | 2015-07-31 |  |  |  |  | 4831 | 2026-07-21 06:00 | 98.81 | 16.17 | 6 | FALSE | 0 | 0 | 0 | 0 | 0
Spain | ESP | 2015-07-21 06:00 | 2015-07-21 08:00 | 68.16 | 2015 | 6.69 | 2015-07-31 |  |  |  |  | 4832 | 2026-07-21 07:00 | 98.81 | 16.17 | 7 | FALSE | 0 | 0 | 0 | 0 | 0
Spain | ESP | 2015-07-21 07:00 | 2015-07-21 09:00 | 70.3 | 2015 | 6.69 | 2015-07-31 |  |  |  |  | 4833 | 2026-07-21 08:00 | 98.81 | 16.17 | 8 | FALSE | 0 | 0 | 0 | 0 | 0
Spain | ESP | 2015-07-21 08:00 | 2015-07-21 10:00 | 71 | 2015 | 6.69 | 2015-07-31 |  |  |  |  | 4834 | 2026-07-21 09:00 | 98.81 | 16.17 | 9 | FALSE | 0 | 0 | 0 | 0 | 0
Spain | ESP | 2015-07-21 09:00 | 2015-07-21 11:00 | 71.35 | 2015 | 6.69 | 2015-07-31 |  |  |  |  | 4835 | 2026-07-21 10:00 | 98.81 | 16.17 | 10 | FALSE | 0 | 0 | 0 | 0 | 0
Spain | ESP | 2015-07-21 10:00 | 2015-07-21 12:00 | 71.65 | 2015 | 6.69 | 2015-07-31 |  |  |  |  | 4836 | 2026-07-21 11:00 | 98.81 | 16.17 | 11 | FALSE | 0 | 0 | 0 | 0 | 0
Spain | ESP | 2015-07-21 11:00 | 2015-07-21 13:00 | 71.41 | 2015 | 6.69 | 2015-07-31 |  |  |  |  | 4837 | 2026-07-21 12:00 | 98.81 | 16.17 | 12 | FALSE | 0 | 0 | 0 | 0 | 0
Spain | ESP | 2015-07-21 12:00 | 2015-07-21 14:00 | 69.73 | 2015 | 6.69 | 2015-07-31 |  |  |  |  | 4838 | 2026-07-21 13:00 | 98.81 | 16.17 | 13 | FALSE | 0 | 0 | 0 | 0 | 0
Spain | ESP | 2015-07-21 13:00 | 2015-07-21 15:00 | 69.03 | 2015 | 6.69 | 2015-07-31 |  |  |  |  | 4839 | 2026-07-21 14:00 | 98.81 | 16.17 | 14 | FALSE | 0 | 0 | 0 | 0 | 0
Spain | ESP | 2015-07-21 14:00 | 2015-07-21 16:00 | 68.5 | 2015 | 6.69 | 2015-07-31 |  |  |  |  | 4840 | 2026-07-21 15:00 | 98.81 | 16.17 | 15 | FALSE | 0 | 0 | 0 | 0 | 0
Spain | ESP | 2015-07-21 15:00 | 2015-07-21 17:00 | 69.1 | 2015 | 6.69 | 2015-07-31 |  |  |  |  | 4841 | 2026-07-21 16:00 | 98.81 | 16.17 | 16 | FALSE | 0 | 0 | 0 | 0 | 0
Spain | ESP | 2015-07-21 16:00 | 2015-07-21 18:00 | 66.96 | 2015 | 6.69 | 2015-07-31 |  |  |  |  | 4842 | 2026-07-21 17:00 | 98.81 | 16.17 | 17 | FALSE | 0 | 0 | 0 | 0 | 0
Spain | ESP | 2015-07-21 17:00 | 2015-07-21 19:00 | 66.39 | 2015 | 6.69 | 2015-07-31 |  |  |  |  | 4843 | 2026-07-21 18:00 | 98.81 | 16.17 | 18 | FALSE | 0 | 0 | 0 | 0 | 0
Spain | ESP | 2015-07-21 18:00 | 2015-07-21 20:00 | 65.27 | 2015 | 6.69 | 2015-07-31 |  |  |  |  | 4844 | 2026-07-21 19:00 | 98.81 | 16.17 | 19 | FALSE | 0 | 0 | 0 | 0 | 0
Spain | ESP | 2015-07-21 19:00 | 2015-07-21 21:00 | 68.16 | 2015 | 6.69 | 2015-07-31 |  |  |  |  | 4845 | 2026-07-21 20:00 | 98.81 | 16.17 | 20 | FALSE | 0 | 0 | 0 | 0 | 0
Spain | ESP | 2015-07-21 20:00 | 2015-07-21 22:00 | 69.34 | 2015 | 6.69 | 2015-07-31 |  |  |  |  | 4846 | 2026-07-21 21:00 | 98.81 | 16.17 | 21 | FALSE | 0 | 0 | 0 | 0 | 0
Spain | ESP | 2015-07-21 21:00 | 2015-07-21 23:00 | 66.1 | 2015 | 6.69 | 2015-07-31 |  |  |  |  | 4847 | 2026-07-21 22:00 | 98.81 | 16.17 | 22 | FALSE | 0 | 0 | 0 | 0 | 0
Spain | ESP | 2015-07-21 22:00 | 2015-07-22 | 65.74 | 2015 | 6.69 | 2015-07-31 |  |  |  |  | 4848 | 2026-07-21 23:00 | 98.81 | 16.17 | 23 | FALSE | 0 | 0 | 0 | 0 | 0
Spain | ESP | 2015-07-21 23:00 | 2015-07-22 01:00 | 61.2 | 2015 | 6.69 | 2015-07-31 |  |  |  |  | 4849 | 2026-07-22 | 98.81 | 16.17 | 24 | TRUE | 98.81 | 24 | 98.81 | 0 | -988.1
Spain | ESP | 2015-07-22 | 2015-07-22 02:00 | 53.59 | 2015 | 6.69 | 2015-07-31 |  |  |  |  | 4850 | 2026-07-22 01:00 | 98.81 | 16.17 | 1 | FALSE | 0 | 0 | 0 | 0 | 0
Spain | ESP | 2015-07-22 01:00 | 2015-07-22 03:00 | 52.54 | 2015 | 6.69 | 2015-07-31 |  |  |  |  | 4851 | 2026-07-22 02:00 | 98.81 | 16.17 | 2 | FALSE | 0 | 0 | 0 | 0 | 0
Spain | ESP | 2015-07-22 02:00 | 2015-07-22 04:00 | 51.5 | 2015 | 6.69 | 2015-07-31 |  |  |  |  | 4852 | 2026-07-22 03:00 | 98.81 | 16.17 | 3 | FALSE | 0 | 0 | 0 | 0 | 0
Spain | ESP | 2015-07-22 03:00 | 2015-07-22 05:00 | 51.33 | 2015 | 6.69 | 2015-07-31 |  |  |  |  | 4853 | 2026-07-22 04:00 | 98.81 | 16.17 | 4 | FALSE | 0 | 0 | 0 | 0 | 0
Spain | ESP | 2015-07-22 04:00 | 2015-07-22 06:00 | 56.01 | 2015 | 6.69 | 2015-07-31 |  |  |  |  | 4854 | 2026-07-22 05:00 | 98.81 | 16.17 | 5 | FALSE | 0 | 0 | 0 | 0 | 0
Spain | ESP | 2015-07-22 05:00 | 2015-07-22 07:00 | 63.03 | 2015 | 6.69 | 2015-07-31 |  |  |  |  | 4855 | 2026-07-22 06:00 | 98.81 | 16.17 | 6 | FALSE | 0 | 0 | 0 | 0 | 0
Spain | ESP | 2015-07-22 06:00 | 2015-07-22 08:00 | 66.01 | 2015 | 6.69 | 2015-07-31 |  |  |  |  | 4856 | 2026-07-22 07:00 | 98.81 | 16.17 | 7 | FALSE | 0 | 0 | 0 | 0 | 0
Spain | ESP | 2015-07-22 07:00 | 2015-07-22 09:00 | 69 | 2015 | 6.69 | 2015-07-31 |  |  |  |  | 4857 | 2026-07-22 08:00 | 98.81 | 16.17 | 8 | FALSE | 0 | 0 | 0 | 0 | 0
Spain | ESP | 2015-07-22 08:00 | 2015-07-22 10:00 | 70.01 | 2015 | 6.69 | 2015-07-31 |  |  |  |  | 4858 | 2026-07-22 09:00 | 98.81 | 16.17 | 9 | FALSE | 0 | 0 | 0 | 0 | 0
Spain | ESP | 2015-07-22 09:00 | 2015-07-22 11:00 | 70.49 | 2015 | 6.69 | 2015-07-31 |  |  |  |  | 4859 | 2026-07-22 10:00 | 98.81 | 16.17 | 10 | FALSE | 0 | 0 | 0 | 0 | 0
Spain | ESP | 2015-07-22 10:00 | 2015-07-22 12:00 | 71 | 2015 | 6.69 | 2015-07-31 |  |  |  |  | 4860 | 2026-07-22 11:00 | 98.81 | 16.17 | 11 | FALSE | 0 | 0 | 0 | 0 | 0
Spain | ESP | 2015-07-22 11:00 | 2015-07-22 13:00 | 70.6 | 2015 | 6.69 | 2015-07-31 |  |  |  |  | 4861 | 2026-07-22 12:00 | 98.81 | 16.17 | 12 | FALSE | 0 | 0 | 0 | 0 | 0
Spain | ESP | 2015-07-22 12:00 | 2015-07-22 14:00 | 69.68 | 2015 | 6.69 | 2015-07-31 |  |  |  |  | 4862 | 2026-07-22 13:00 | 98.81 | 16.17 | 13 | FALSE | 0 | 0 | 0 | 0 | 0
Spain | ESP | 2015-07-22 13:00 | 2015-07-22 15:00 | 68.98 | 2015 | 6.69 | 2015-07-31 |  |  |  |  | 4863 | 2026-07-22 14:00 | 98.81 | 16.17 | 14 | FALSE | 0 | 0 | 0 | 0 | 0
Spain | ESP | 2015-07-22 14:00 | 2015-07-22 16:00 | 68.98 | 2015 | 6.69 | 2015-07-31 |  |  |  |  | 4864 | 2026-07-22 15:00 | 98.81 | 16.17 | 15 | FALSE | 0 | 0 | 0 | 0 | 0
Spain | ESP | 2015-07-22 15:00 | 2015-07-22 17:00 | 68.16 | 2015 | 6.69 | 2015-07-31 |  |  |  |  | 4865 | 2026-07-22 16:00 | 98.81 | 16.17 | 16 | FALSE | 0 | 0 | 0 | 0 | 0
Spain | ESP | 2015-07-22 16:00 | 2015-07-22 18:00 | 66.21 | 2015 | 6.69 | 2015-07-31 |  |  |  |  | 4866 | 2026-07-22 17:00 | 98.81 | 16.17 | 17 | FALSE | 0 | 0 | 0 | 0 | 0
Spain | ESP | 2015-07-22 17:00 | 2015-07-22 19:00 | 65.27 | 2015 | 6.69 | 2015-07-31 |  |  |  |  | 4867 | 2026-07-22 18:00 | 98.81 | 16.17 | 18 | FALSE | 0 | 0 | 0 | 0 | 0
Spain | ESP | 2015-07-22 18:00 | 2015-07-22 20:00 | 64.03 | 2015 | 6.69 | 2015-07-31 |  |  |  |  | 4868 | 2026-07-22 19:00 | 98.81 | 16.17 | 19 | FALSE | 0 | 0 | 0 | 0 | 0
Spain | ESP | 2015-07-22 19:00 | 2015-07-22 21:00 | 66.1 | 2015 | 6.69 | 2015-07-31 |  |  |  |  | 4869 | 2026-07-22 20:00 | 98.81 | 16.17 | 20 | FALSE | 0 | 0 | 0 | 0 | 0
Spain | ESP | 2015-07-22 20:00 | 2015-07-22 22:00 | 66.1 | 2015 | 6.69 | 2015-07-31 |  |  |  |  | 4870 | 2026-07-22 21:00 | 98.81 | 16.17 | 21 | FALSE | 0 | 0 | 0 | 0 | 0
Spain | ESP | 2015-07-22 21:00 | 2015-07-22 23:00 | 61.1 | 2015 | 6.69 | 2015-07-31 |  |  |  |  | 4871 | 2026-07-22 22:00 | 98.81 | 16.17 | 22 | FALSE | 0 | 0 | 0 | 0 | 0
Spain | ESP | 2015-07-22 22:00 | 2015-07-23 | 61.23 | 2015 | 6.69 | 2015-07-31 |  |  |  |  | 4872 | 2026-07-22 23:00 | 98.81 | 16.17 | 23 | FALSE | 0 | 0 | 0 | 0 | 0
Spain | ESP | 2015-07-22 23:00 | 2015-07-23 01:00 | 51.5 | 2015 | 6.69 | 2015-07-31 |  |  |  |  | 4873 | 2026-07-23 | 98.81 | 16.17 | 24 | TRUE | 98.81 | 24 | 98.81 | 0 | -988.1
Spain | ESP | 2015-07-23 | 2015-07-23 02:00 | 49.99 | 2015 | 6.69 | 2015-07-31 |  |  |  |  | 4874 | 2026-07-23 01:00 | 98.81 | 16.17 | 1 | FALSE | 0 | 0 | 0 | 0 | 0
Spain | ESP | 2015-07-23 01:00 | 2015-07-23 03:00 | 50.84 | 2015 | 6.69 | 2015-07-31 |  |  |  |  | 4875 | 2026-07-23 02:00 | 98.81 | 16.17 | 2 | FALSE | 0 | 0 | 0 | 0 | 0
Spain | ESP | 2015-07-23 02:00 | 2015-07-23 04:00 | 51.25 | 2015 | 6.69 | 2015-07-31 |  |  |  |  | 4876 | 2026-07-23 03:00 | 98.81 | 16.17 | 3 | FALSE | 0 | 0 | 0 | 0 | 0
Spain | ESP | 2015-07-23 03:00 | 2015-07-23 05:00 | 51.74 | 2015 | 6.69 | 2015-07-31 |  |  |  |  | 4877 | 2026-07-23 04:00 | 98.81 | 16.17 | 4 | FALSE | 0 | 0 | 0 | 0 | 0
Spain | ESP | 2015-07-23 04:00 | 2015-07-23 06:00 | 62 | 2015 | 6.69 | 2015-07-31 |  |  |  |  | 4878 | 2026-07-23 05:00 | 98.81 | 16.17 | 5 | FALSE | 0 | 0 | 0 | 0 | 0
Spain | ESP | 2015-07-23 05:00 | 2015-07-23 07:00 | 66.8 | 2015 | 6.69 | 2015-07-31 |  |  |  |  | 4879 | 2026-07-23 06:00 | 98.81 | 16.17 | 6 | FALSE | 0 | 0 | 0 | 0 | 0
Spain | ESP | 2015-07-23 06:00 | 2015-07-23 08:00 | 68.98 | 2015 | 6.69 | 2015-07-31 |  |  |  |  | 4880 | 2026-07-23 07:00 | 98.81 | 16.17 | 7 | FALSE | 0 | 0 | 0 | 0 | 0
Spain | ESP | 2015-07-23 07:00 | 2015-07-23 09:00 | 69.48 | 2015 | 6.69 | 2015-07-31 |  |  |  |  | 4881 | 2026-07-23 08:00 | 98.81 | 16.17 | 8 | FALSE | 0 | 0 | 0 | 0 | 0
Spain | ESP | 2015-07-23 08:00 | 2015-07-23 10:00 | 70.2 | 2015 | 6.69 | 2015-07-31 |  |  |  |  | 4882 | 2026-07-23 09:00 | 98.81 | 16.17 | 9 | FALSE | 0 | 0 | 0 | 0 | 0
Spain | ESP | 2015-07-23 09:00 | 2015-07-23 11:00 | 70.49 | 2015 | 6.69 | 2015-07-31 |  |  |  |  | 4883 | 2026-07-23 10:00 | 98.81 | 16.17 | 10 | FALSE | 0 | 0 | 0 | 0 | 0
Spain | ESP | 2015-07-23 10:00 | 2015-07-23 12:00 | 70.81 | 2015 | 6.69 | 2015-07-31 |  |  |  |  | 4884 | 2026-07-23 11:00 | 98.81 | 16.17 | 11 | FALSE | 0 | 0 | 0 | 0 | 0
Spain | ESP | 2015-07-23 11:00 | 2015-07-23 13:00 | 70.81 | 2015 | 6.69 | 2015-07-31 |  |  |  |  | 4885 | 2026-07-23 12:00 | 98.81 | 16.17 | 12 | FALSE | 0 | 0 | 0 | 0 | 0
Spain | ESP | 2015-07-23 12:00 | 2015-07-23 14:00 | 69.73 | 2015 | 6.69 | 2015-07-31 |  |  |  |  | 4886 | 2026-07-23 13:00 | 98.81 | 16.17 | 13 | FALSE | 0 | 0 | 0 | 0 | 0
Spain | ESP | 2015-07-23 13:00 | 2015-07-23 15:00 | 68.98 | 2015 | 6.69 | 2015-07-31 |  |  |  |  | 4887 | 2026-07-23 14:00 | 98.81 | 16.17 | 14 | FALSE | 0 | 0 | 0 | 0 | 0
Spain | ESP | 2015-07-23 14:00 | 2015-07-23 16:00 | 69.1 | 2015 | 6.69 | 2015-07-31 |  |  |  |  | 4888 | 2026-07-23 15:00 | 98.81 | 16.17 | 15 | FALSE | 0 | 0 | 0 | 0 | 0
Spain | ESP | 2015-07-23 15:00 | 2015-07-23 17:00 | 69.48 | 2015 | 6.69 | 2015-07-31 |  |  |  |  | 4889 | 2026-07-23 16:00 | 98.81 | 16.17 | 16 | FALSE | 0 | 0 | 0 | 0 | 0
Spain | ESP | 2015-07-23 16:00 | 2015-07-23 18:00 | 68.98 | 2015 | 6.69 | 2015-07-31 |  |  |  |  | 4890 | 2026-07-23 17:00 | 98.81 | 16.17 | 17 | FALSE | 0 | 0 | 0 | 0 | 0
Spain | ESP | 2015-07-23 17:00 | 2015-07-23 19:00 | 67.59 | 2015 | 6.69 | 2015-07-31 |  |  |  |  | 4891 | 2026-07-23 18:00 | 98.81 | 16.17 | 18 | FALSE | 0 | 0 | 0 | 0 | 0
Spain | ESP | 2015-07-23 18:00 | 2015-07-23 20:00 | 66.96 | 2015 | 6.69 | 2015-07-31 |  |  |  |  | 4892 | 2026-07-23 19:00 | 98.81 | 16.17 | 19 | FALSE | 0 | 0 | 0 | 0 | 0
Spain | ESP | 2015-07-23 19:00 | 2015-07-23 21:00 | 68.16 | 2015 | 6.69 | 2015-07-31 |  |  |  |  | 4893 | 2026-07-23 20:00 | 98.81 | 16.17 | 20 | FALSE | 0 | 0 | 0 | 0 | 0
Spain | ESP | 2015-07-23 20:00 | 2015-07-23 22:00 | 68.98 | 2015 | 6.69 | 2015-07-31 |  |  |  |  | 4894 | 2026-07-23 21:00 | 98.81 | 16.17 | 21 | FALSE | 0 | 0 | 0 | 0 | 0
Spain | ESP | 2015-07-23 21:00 | 2015-07-23 23:00 | 64.03 | 2015 | 6.69 | 2015-07-31 |  |  |  |  | 4895 | 2026-07-23 22:00 | 98.81 | 16.17 | 22 | FALSE | 0 | 0 | 0 | 0 | 0
Spain | ESP | 2015-07-23 22:00 | 2015-07-24 | 64.1 | 2015 | 6.69 | 2015-07-31 |  |  |  |  | 4896 | 2026-07-23 23:00 | 98.81 | 16.17 | 23 | FALSE | 0 | 0 | 0 | 0 | 0
Spain | ESP | 2015-07-23 23:00 | 2015-07-24 01:00 | 52.54 | 2015 | 6.69 | 2015-07-31 |  |  |  |  | 4897 | 2026-07-24 | 98.81 | 16.17 | 24 | TRUE | 98.81 | 24 | 98.81 | 0 | -988.1
Spain | ESP | 2015-07-24 | 2015-07-24 02:00 | 50.25 | 2015 | 6.69 | 2015-07-31 |  |  |  |  | 4898 | 2026-07-24 01:00 | 98.81 | 16.17 | 1 | FALSE | 0 | 0 | 0 | 0 | 0
Spain | ESP | 2015-07-24 01:00 | 2015-07-24 03:00 | 49.5 | 2015 | 6.69 | 2015-07-31 |  |  |  |  | 4899 | 2026-07-24 02:00 | 98.81 | 16.17 | 2 | FALSE | 0 | 0 | 0 | 0 | 0
Spain | ESP | 2015-07-24 02:00 | 2015-07-24 04:00 | 48.5 | 2015 | 6.69 | 2015-07-31 |  |  |  |  | 4900 | 2026-07-24 03:00 | 98.81 | 16.17 | 3 | FALSE | 0 | 0 | 0 | 0 | 0
Spain | ESP | 2015-07-24 03:00 | 2015-07-24 05:00 | 49.5 | 2015 | 6.69 | 2015-07-31 |  |  |  |  | 4901 | 2026-07-24 04:00 | 98.81 | 16.17 | 4 | FALSE | 0 | 0 | 0 | 0 | 0
Spain | ESP | 2015-07-24 04:00 | 2015-07-24 06:00 | 51.33 | 2015 | 6.69 | 2015-07-31 |  |  |  |  | 4902 | 2026-07-24 05:00 | 98.81 | 16.17 | 5 | FALSE | 0 | 0 | 0 | 0 | 0
Spain | ESP | 2015-07-24 05:00 | 2015-07-24 07:00 | 62.5 | 2015 | 6.69 | 2015-07-31 |  |  |  |  | 4903 | 2026-07-24 06:00 | 98.81 | 16.17 | 6 | FALSE | 0 | 0 | 0 | 0 | 0
Spain | ESP | 2015-07-24 06:00 | 2015-07-24 08:00 | 66.22 | 2015 | 6.69 | 2015-07-31 |  |  |  |  | 4904 | 2026-07-24 07:00 | 98.81 | 16.17 | 7 | FALSE | 0 | 0 | 0 | 0 | 0
Spain | ESP | 2015-07-24 07:00 | 2015-07-24 09:00 | 68.6 | 2015 | 6.69 | 2015-07-31 |  |  |  |  | 4905 | 2026-07-24 08:00 | 98.81 | 16.17 | 8 | FALSE | 0 | 0 | 0 | 0 | 0
Spain | ESP | 2015-07-24 08:00 | 2015-07-24 10:00 | 68.98 | 2015 | 6.69 | 2015-07-31 |  |  |  |  | 4906 | 2026-07-24 09:00 | 98.81 | 16.17 | 9 | FALSE | 0 | 0 | 0 | 0 | 0
Spain | ESP | 2015-07-24 09:00 | 2015-07-24 11:00 | 69.1 | 2015 | 6.69 | 2015-07-31 |  |  |  |  | 4907 | 2026-07-24 10:00 | 98.81 | 16.17 | 10 | FALSE | 0 | 0 | 0 | 0 | 0
Spain | ESP | 2015-07-24 10:00 | 2015-07-24 12:00 | 70 | 2015 | 6.69 | 2015-07-31 |  |  |  |  | 4908 | 2026-07-24 11:00 | 98.81 | 16.17 | 11 | FALSE | 0 | 0 | 0 | 0 | 0
Spain | ESP | 2015-07-24 11:00 | 2015-07-24 13:00 | 68.98 | 2015 | 6.69 | 2015-07-31 |  |  |  |  | 4909 | 2026-07-24 12:00 | 98.81 | 16.17 | 12 | FALSE | 0 | 0 | 0 | 0 | 0
Spain | ESP | 2015-07-24 12:00 | 2015-07-24 14:00 | 66.2 | 2015 | 6.69 | 2015-07-31 |  |  |  |  | 4910 | 2026-07-24 13:00 | 98.81 | 16.17 | 13 | FALSE | 0 | 0 | 0 | 0 | 0
Spain | ESP | 2015-07-24 13:00 | 2015-07-24 15:00 | 63.07 | 2015 | 6.69 | 2015-07-31 |  |  |  |  | 4911 | 2026-07-24 14:00 | 98.81 | 16.17 | 14 | FALSE | 0 | 0 | 0 | 0 | 0
Spain | ESP | 2015-07-24 14:00 | 2015-07-24 16:00 | 62.47 | 2015 | 6.69 | 2015-07-31 |  |  |  |  | 4912 | 2026-07-24 15:00 | 98.81 | 16.17 | 15 | FALSE | 0 | 0 | 0 | 0 | 0
Spain | ESP | 2015-07-24 15:00 | 2015-07-24 17:00 | 61.49 | 2015 | 6.69 | 2015-07-31 |  |  |  |  | 4913 | 2026-07-24 16:00 | 98.81 | 16.17 | 16 | FALSE | 0 | 0 | 0 | 0 | 0
Spain | ESP | 2015-07-24 16:00 | 2015-07-24 18:00 | 58.75 | 2015 | 6.69 | 2015-07-31 |  |  |  |  | 4914 | 2026-07-24 17:00 | 98.81 | 16.17 | 17 | FALSE | 0 | 0 | 0 | 0 | 0
Spain | ESP | 2015-07-24 17:00 | 2015-07-24 19:00 | 54.32 | 2015 | 6.69 | 2015-07-31 |  |  |  |  | 4915 | 2026-07-24 18:00 | 98.81 | 16.17 | 18 | FALSE | 0 | 0 | 0 | 0 | 0
Spain | ESP | 2015-07-24 18:00 | 2015-07-24 20:00 | 54.34 | 2015 | 6.69 | 2015-07-31 |  |  |  |  | 4916 | 2026-07-24 19:00 | 98.81 | 16.17 | 19 | FALSE | 0 | 0 | 0 | 0 | 0
Spain | ESP | 2015-07-24 19:00 | 2015-07-24 21:00 | 60 | 2015 | 6.69 | 2015-07-31 |  |  |  |  | 4917 | 2026-07-24 20:00 | 98.81 | 16.17 | 20 | FALSE | 0 | 0 | 0 | 0 | 0
Spain | ESP | 2015-07-24 20:00 | 2015-07-24 22:00 | 60.5 | 2015 | 6.69 | 2015-07-31 |  |  |  |  | 4918 | 2026-07-24 21:00 | 98.81 | 16.17 | 21 | FALSE | 0 | 0 | 0 | 0 | 0
Spain | ESP | 2015-07-24 21:00 | 2015-07-24 23:00 | 51.75 | 2015 | 6.69 | 2015-07-31 |  |  |  |  | 4919 | 2026-07-24 22:00 | 98.81 | 16.17 | 22 | FALSE | 0 | 0 | 0 | 0 | 0
Spain | ESP | 2015-07-24 22:00 | 2015-07-25 | 47.85 | 2015 | 6.69 | 2015-07-31 |  |  |  |  | 4920 | 2026-07-24 23:00 | 98.81 | 16.17 | 23 | FALSE | 0 | 0 | 0 | 0 | 0
Spain | ESP | 2015-07-24 23:00 | 2015-07-25 01:00 | 45.5 | 2015 | 6.69 | 2015-07-31 |  |  |  |  | 4921 | 2026-07-25 | 98.81 | 16.17 | 24 | TRUE | 98.81 | 24 | 98.81 | 0 | -988.1
Spain | ESP | 2015-07-25 | 2015-07-25 02:00 | 43.5 | 2015 | 6.69 | 2015-07-31 |  |  |  |  | 4922 | 2026-07-25 01:00 | 98.81 | 16.17 | 1 | FALSE | 0 | 0 | 0 | 0 | 0
Spain | ESP | 2015-07-25 01:00 | 2015-07-25 03:00 | 40.78 | 2015 | 6.69 | 2015-07-31 |  |  |  |  | 4923 | 2026-07-25 02:00 | 98.81 | 16.17 | 2 | FALSE | 0 | 0 | 0 | 0 | 0
Spain | ESP | 2015-07-25 02:00 | 2015-07-25 04:00 | 39.91 | 2015 | 6.69 | 2015-07-31 |  |  |  |  | 4924 | 2026-07-25 03:00 | 98.81 | 16.17 | 3 | FALSE | 0 | 0 | 0 | 0 | 0
Spain | ESP | 2015-07-25 03:00 | 2015-07-25 05:00 | 40.5 | 2015 | 6.69 | 2015-07-31 |  |  |  |  | 4925 | 2026-07-25 04:00 | 98.81 | 16.17 | 4 | FALSE | 0 | 0 | 0 | 0 | 0
Spain | ESP | 2015-07-25 04:00 | 2015-07-25 06:00 | 40.94 | 2015 | 6.69 | 2015-07-31 |  |  |  |  | 4926 | 2026-07-25 05:00 | 98.81 | 16.17 | 5 | FALSE | 0 | 0 | 0 | 0 | 0
Spain | ESP | 2015-07-25 05:00 | 2015-07-25 07:00 | 40.5 | 2015 | 6.69 | 2015-07-31 |  |  |  |  | 4927 | 2026-07-25 06:00 | 98.81 | 16.17 | 6 | FALSE | 0 | 0 | 0 | 0 | 0
Spain | ESP | 2015-07-25 06:00 | 2015-07-25 08:00 | 45 | 2015 | 6.69 | 2015-07-31 |  |  |  |  | 4928 | 2026-07-25 07:00 | 98.81 | 16.17 | 7 | FALSE | 0 | 0 | 0 | 0 | 0
Spain | ESP | 2015-07-25 07:00 | 2015-07-25 09:00 | 46.67 | 2015 | 6.69 | 2015-07-31 |  |  |  |  | 4929 | 2026-07-25 08:00 | 98.81 | 16.17 | 8 | FALSE | 0 | 0 | 0 | 0 | 0
Spain | ESP | 2015-07-25 08:00 | 2015-07-25 10:00 | 48.67 | 2015 | 6.69 | 2015-07-31 |  |  |  |  | 4930 | 2026-07-25 09:00 | 98.81 | 16.17 | 9 | FALSE | 0 | 0 | 0 | 0 | 0
Spain | ESP | 2015-07-25 09:00 | 2015-07-25 11:00 | 58.6 | 2015 | 6.69 | 2015-07-31 |  |  |  |  | 4931 | 2026-07-25 10:00 | 98.81 | 16.17 | 10 | FALSE | 0 | 0 | 0 | 0 | 0
Spain | ESP | 2015-07-25 10:00 | 2015-07-25 12:00 | 62.19 | 2015 | 6.69 | 2015-07-31 |  |  |  |  | 4932 | 2026-07-25 11:00 | 98.81 | 16.17 | 11 | FALSE | 0 | 0 | 0 | 0 | 0
Spain | ESP | 2015-07-25 11:00 | 2015-07-25 13:00 | 62.93 | 2015 | 6.69 | 2015-07-31 |  |  |  |  | 4933 | 2026-07-25 12:00 | 98.81 | 16.17 | 12 | FALSE | 0 | 0 | 0 | 0 | 0
Spain | ESP | 2015-07-25 12:00 | 2015-07-25 14:00 | 58.6 | 2015 | 6.69 | 2015-07-31 |  |  |  |  | 4934 | 2026-07-25 13:00 | 98.81 | 16.17 | 13 | FALSE | 0 | 0 | 0 | 0 | 0
Spain | ESP | 2015-07-25 13:00 | 2015-07-25 15:00 | 52.81 | 2015 | 6.69 | 2015-07-31 |  |  |  |  | 4935 | 2026-07-25 14:00 | 98.81 | 16.17 | 14 | FALSE | 0 | 0 | 0 | 0 | 0
Spain | ESP | 2015-07-25 14:00 | 2015-07-25 16:00 | 51.36 | 2015 | 6.69 | 2015-07-31 |  |  |  |  | 4936 | 2026-07-25 15:00 | 98.81 | 16.17 | 15 | FALSE | 0 | 0 | 0 | 0 | 0
Spain | ESP | 2015-07-25 15:00 | 2015-07-25 17:00 | 51.57 | 2015 | 6.69 | 2015-07-31 |  |  |  |  | 4937 | 2026-07-25 16:00 | 98.81 | 16.17 | 16 | FALSE | 0 | 0 | 0 | 0 | 0
Spain | ESP | 2015-07-25 16:00 | 2015-07-25 18:00 | 51.25 | 2015 | 6.69 | 2015-07-31 |  |  |  |  | 4938 | 2026-07-25 17:00 | 98.81 | 16.17 | 17 | FALSE | 0 | 0 | 0 | 0 | 0
Spain | ESP | 2015-07-25 17:00 | 2015-07-25 19:00 | 53 | 2015 | 6.69 | 2015-07-31 |  |  |  |  | 4939 | 2026-07-25 18:00 | 98.81 | 16.17 | 18 | FALSE | 0 | 0 | 0 | 0 | 0
Spain | ESP | 2015-07-25 18:00 | 2015-07-25 20:00 | 61.09 | 2015 | 6.69 | 2015-07-31 |  |  |  |  | 4940 | 2026-07-25 19:00 | 98.81 | 16.17 | 19 | FALSE | 0 | 0 | 0 | 0 | 0
Spain | ESP | 2015-07-25 19:00 | 2015-07-25 21:00 | 64.6 | 2015 | 6.69 | 2015-07-31 |  |  |  |  | 4941 | 2026-07-25 20:00 | 98.81 | 16.17 | 20 | FALSE | 0 | 0 | 0 | 0 | 0
Spain | ESP | 2015-07-25 20:00 | 2015-07-25 22:00 | 67.1 | 2015 | 6.69 | 2015-07-31 |  |  |  |  | 4942 | 2026-07-25 21:00 | 98.81 | 16.17 | 21 | FALSE | 0 | 0 | 0 | 0 | 0
Spain | ESP | 2015-07-25 21:00 | 2015-07-25 23:00 | 62.93 | 2015 | 6.69 | 2015-07-31 |  |  |  |  | 4943 | 2026-07-25 22:00 | 98.81 | 16.17 | 22 | FALSE | 0 | 0 | 0 | 0 | 0
Spain | ESP | 2015-07-25 22:00 | 2015-07-26 | 62.1 | 2015 | 6.69 | 2015-07-31 |  |  |  |  | 4944 | 2026-07-25 23:00 | 98.81 | 16.17 | 23 | FALSE | 0 | 0 | 0 | 0 | 0
Spain | ESP | 2015-07-25 23:00 | 2015-07-26 01:00 | 51.8 | 2015 | 6.69 | 2015-07-31 |  |  |  |  | 4945 | 2026-07-26 | 98.81 | 16.17 | 24 | TRUE | 98.81 | 24 | 98.81 | 0 | -988.1
Spain | ESP | 2015-07-26 | 2015-07-26 02:00 | 48 | 2015 | 6.69 | 2015-07-31 |  |  |  |  | 4946 | 2026-07-26 01:00 | 98.81 | 16.17 | 1 | FALSE | 0 | 0 | 0 | 0 | 0
Spain | ESP | 2015-07-26 01:00 | 2015-07-26 03:00 | 47.45 | 2015 | 6.69 | 2015-07-31 |  |  |  |  | 4947 | 2026-07-26 02:00 | 98.81 | 16.17 | 2 | FALSE | 0 | 0 | 0 | 0 | 0
Spain | ESP | 2015-07-26 02:00 | 2015-07-26 04:00 | 47.35 | 2015 | 6.69 | 2015-07-31 |  |  |  |  | 4948 | 2026-07-26 03:00 | 98.81 | 16.17 | 3 | FALSE | 0 | 0 | 0 | 0 | 0
Spain | ESP | 2015-07-26 03:00 | 2015-07-26 05:00 | 46.78 | 2015 | 6.69 | 2015-07-31 |  |  |  |  | 4949 | 2026-07-26 04:00 | 98.81 | 16.17 | 4 | FALSE | 0 | 0 | 0 | 0 | 0
Spain | ESP | 2015-07-26 04:00 | 2015-07-26 06:00 | 46.41 | 2015 | 6.69 | 2015-07-31 |  |  |  |  | 4950 | 2026-07-26 05:00 | 98.81 | 16.17 | 5 | FALSE | 0 | 0 | 0 | 0 | 0
Spain | ESP | 2015-07-26 05:00 | 2015-07-26 07:00 | 44.54 | 2015 | 6.69 | 2015-07-31 |  |  |  |  | 4951 | 2026-07-26 06:00 | 98.81 | 16.17 | 6 | FALSE | 0 | 0 | 0 | 0 | 0
Spain | ESP | 2015-07-26 06:00 | 2015-07-26 08:00 | 45.1 | 2015 | 6.69 | 2015-07-31 |  |  |  |  | 4952 | 2026-07-26 07:00 | 98.81 | 16.17 | 7 | FALSE | 0 | 0 | 0 | 0 | 0
Spain | ESP | 2015-07-26 07:00 | 2015-07-26 09:00 | 46.41 | 2015 | 6.69 | 2015-07-31 |  |  |  |  | 4953 | 2026-07-26 08:00 | 98.81 | 16.17 | 8 | FALSE | 0 | 0 | 0 | 0 | 0
Spain | ESP | 2015-07-26 08:00 | 2015-07-26 10:00 | 47 | 2015 | 6.69 | 2015-07-31 |  |  |  |  | 4954 | 2026-07-26 09:00 | 98.81 | 16.17 | 9 | FALSE | 0 | 0 | 0 | 0 | 0
Spain | ESP | 2015-07-26 09:00 | 2015-07-26 11:00 | 47.45 | 2015 | 6.69 | 2015-07-31 |  |  |  |  | 4955 | 2026-07-26 10:00 | 98.81 | 16.17 | 10 | FALSE | 0 | 0 | 0 | 0 | 0
Spain | ESP | 2015-07-26 10:00 | 2015-07-26 12:00 | 47.35 | 2015 | 6.69 | 2015-07-31 |  |  |  |  | 4956 | 2026-07-26 11:00 | 98.81 | 16.17 | 11 | FALSE | 0 | 0 | 0 | 0 | 0
Spain | ESP | 2015-07-26 11:00 | 2015-07-26 13:00 | 47.35 | 2015 | 6.69 | 2015-07-31 |  |  |  |  | 4957 | 2026-07-26 12:00 | 98.81 | 16.17 | 12 | FALSE | 0 | 0 | 0 | 0 | 0
Spain | ESP | 2015-07-26 12:00 | 2015-07-26 14:00 | 46.61 | 2015 | 6.69 | 2015-07-31 |  |  |  |  | 4958 | 2026-07-26 13:00 | 98.81 | 16.17 | 13 | FALSE | 0 | 0 | 0 | 0 | 0
Spain | ESP | 2015-07-26 13:00 | 2015-07-26 15:00 | 44.72 | 2015 | 6.69 | 2015-07-31 |  |  |  |  | 4959 | 2026-07-26 14:00 | 98.81 | 16.17 | 14 | FALSE | 0 | 0 | 0 | 0 | 0
Spain | ESP | 2015-07-26 14:00 | 2015-07-26 16:00 | 43.41 | 2015 | 6.69 | 2015-07-31 |  |  |  |  | 4960 | 2026-07-26 15:00 | 98.81 | 16.17 | 15 | FALSE | 0 | 0 | 0 | 0 | 0
Spain | ESP | 2015-07-26 15:00 | 2015-07-26 17:00 | 42.75 | 2015 | 6.69 | 2015-07-31 |  |  |  |  | 4961 | 2026-07-26 16:00 | 98.81 | 16.17 | 16 | FALSE | 0 | 0 | 0 | 0 | 0
Spain | ESP | 2015-07-26 16:00 | 2015-07-26 18:00 | 44.72 | 2015 | 6.69 | 2015-07-31 |  |  |  |  | 4962 | 2026-07-26 17:00 | 98.81 | 16.17 | 17 | FALSE | 0 | 0 | 0 | 0 | 0
Spain | ESP | 2015-07-26 17:00 | 2015-07-26 19:00 | 45.69 | 2015 | 6.69 | 2015-07-31 |  |  |  |  | 4963 | 2026-07-26 18:00 | 98.81 | 16.17 | 18 | FALSE | 0 | 0 | 0 | 0 | 0
Spain | ESP | 2015-07-26 18:00 | 2015-07-26 20:00 | 48 | 2015 | 6.69 | 2015-07-31 |  |  |  |  | 4964 | 2026-07-26 19:00 | 98.81 | 16.17 | 19 | FALSE | 0 | 0 | 0 | 0 | 0
Spain | ESP | 2015-07-26 19:00 | 2015-07-26 21:00 | 62.93 | 2015 | 6.69 | 2015-07-31 |  |  |  |  | 4965 | 2026-07-26 20:00 | 98.81 | 16.17 | 20 | FALSE | 0 | 0 | 0 | 0 | 0
Spain | ESP | 2015-07-26 20:00 | 2015-07-26 22:00 | 68.16 | 2015 | 6.69 | 2015-07-31 |  |  |  |  | 4966 | 2026-07-26 21:00 | 98.81 | 16.17 | 21 | FALSE | 0 | 0 | 0 | 0 | 0
Spain | ESP | 2015-07-26 21:00 | 2015-07-26 23:00 | 63.29 | 2015 | 6.69 | 2015-07-31 |  |  |  |  | 4967 | 2026-07-26 22:00 | 98.81 | 16.17 | 22 | FALSE | 0 | 0 | 0 | 0 | 0
Spain | ESP | 2015-07-26 22:00 | 2015-07-27 | 47.55 | 2015 | 6.69 | 2015-07-31 |  |  |  |  | 4968 | 2026-07-26 23:00 | 98.81 | 16.17 | 23 | FALSE | 0 | 0 | 0 | 0 | 0
Spain | ESP | 2015-07-26 23:00 | 2015-07-27 01:00 | 45.61 | 2015 | 6.69 | 2015-07-31 |  |  |  |  | 4969 | 2026-07-27 | 98.81 | 16.17 | 24 | TRUE | 98.81 | 24 | 98.81 | 0 | -988.1
Spain | ESP | 2015-07-27 | 2015-07-27 02:00 | 44.54 | 2015 | 6.69 | 2015-07-31 |  |  |  |  | 4970 | 2026-07-27 01:00 | 98.81 | 16.17 | 1 | FALSE | 0 | 0 | 0 | 0 | 0
Spain | ESP | 2015-07-27 01:00 | 2015-07-27 03:00 | 43.8 | 2015 | 6.69 | 2015-07-31 |  |  |  |  | 4971 | 2026-07-27 02:00 | 98.81 | 16.17 | 2 | FALSE | 0 | 0 | 0 | 0 | 0
Spain | ESP | 2015-07-27 02:00 | 2015-07-27 04:00 | 42.75 | 2015 | 6.69 | 2015-07-31 |  |  |  |  | 4972 | 2026-07-27 03:00 | 98.81 | 16.17 | 3 | FALSE | 0 | 0 | 0 | 0 | 0
Spain | ESP | 2015-07-27 03:00 | 2015-07-27 05:00 | 44.72 | 2015 | 6.69 | 2015-07-31 |  |  |  |  | 4973 | 2026-07-27 04:00 | 98.81 | 16.17 | 4 | FALSE | 0 | 0 | 0 | 0 | 0
Spain | ESP | 2015-07-27 04:00 | 2015-07-27 06:00 | 46.69 | 2015 | 6.69 | 2015-07-31 |  |  |  |  | 4974 | 2026-07-27 05:00 | 98.81 | 16.17 | 5 | FALSE | 0 | 0 | 0 | 0 | 0
Spain | ESP | 2015-07-27 05:00 | 2015-07-27 07:00 | 52.12 | 2015 | 6.69 | 2015-07-31 |  |  |  |  | 4975 | 2026-07-27 06:00 | 98.81 | 16.17 | 6 | FALSE | 0 | 0 | 0 | 0 | 0
Spain | ESP | 2015-07-27 06:00 | 2015-07-27 08:00 | 63.96 | 2015 | 6.69 | 2015-07-31 |  |  |  |  | 4976 | 2026-07-27 07:00 | 98.81 | 16.17 | 7 | FALSE | 0 | 0 | 0 | 0 | 0
Spain | ESP | 2015-07-27 07:00 | 2015-07-27 09:00 | 68 | 2015 | 6.69 | 2015-07-31 |  |  |  |  | 4977 | 2026-07-27 08:00 | 98.81 | 16.17 | 8 | FALSE | 0 | 0 | 0 | 0 | 0
Spain | ESP | 2015-07-27 08:00 | 2015-07-27 10:00 | 69.01 | 2015 | 6.69 | 2015-07-31 |  |  |  |  | 4978 | 2026-07-27 09:00 | 98.81 | 16.17 | 9 | FALSE | 0 | 0 | 0 | 0 | 0
Spain | ESP | 2015-07-27 09:00 | 2015-07-27 11:00 | 70.3 | 2015 | 6.69 | 2015-07-31 |  |  |  |  | 4979 | 2026-07-27 10:00 | 98.81 | 16.17 | 10 | FALSE | 0 | 0 | 0 | 0 | 0
Spain | ESP | 2015-07-27 10:00 | 2015-07-27 12:00 | 71.2 | 2015 | 6.69 | 2015-07-31 |  |  |  |  | 4980 | 2026-07-27 11:00 | 98.81 | 16.17 | 11 | FALSE | 0 | 0 | 0 | 0 | 0
Spain | ESP | 2015-07-27 11:00 | 2015-07-27 13:00 | 70.79 | 2015 | 6.69 | 2015-07-31 |  |  |  |  | 4981 | 2026-07-27 12:00 | 98.81 | 16.17 | 12 | FALSE | 0 | 0 | 0 | 0 | 0
Spain | ESP | 2015-07-27 12:00 | 2015-07-27 14:00 | 68.69 | 2015 | 6.69 | 2015-07-31 |  |  |  |  | 4982 | 2026-07-27 13:00 | 98.81 | 16.17 | 13 | FALSE | 0 | 0 | 0 | 0 | 0
Spain | ESP | 2015-07-27 13:00 | 2015-07-27 15:00 | 68.1 | 2015 | 6.69 | 2015-07-31 |  |  |  |  | 4983 | 2026-07-27 14:00 | 98.81 | 16.17 | 14 | FALSE | 0 | 0 | 0 | 0 | 0
Spain | ESP | 2015-07-27 14:00 | 2015-07-27 16:00 | 68.1 | 2015 | 6.69 | 2015-07-31 |  |  |  |  | 4984 | 2026-07-27 15:00 | 98.81 | 16.17 | 15 | FALSE | 0 | 0 | 0 | 0 | 0
Spain | ESP | 2015-07-27 15:00 | 2015-07-27 17:00 | 68.46 | 2015 | 6.69 | 2015-07-31 |  |  |  |  | 4985 | 2026-07-27 16:00 | 98.81 | 16.17 | 16 | FALSE | 0 | 0 | 0 | 0 | 0
Spain | ESP | 2015-07-27 16:00 | 2015-07-27 18:00 | 68 | 2015 | 6.69 | 2015-07-31 |  |  |  |  | 4986 | 2026-07-27 17:00 | 98.81 | 16.17 | 17 | FALSE | 0 | 0 | 0 | 0 | 0
Spain | ESP | 2015-07-27 17:00 | 2015-07-27 19:00 | 67.4 | 2015 | 6.69 | 2015-07-31 |  |  |  |  | 4987 | 2026-07-27 18:00 | 98.81 | 16.17 | 18 | FALSE | 0 | 0 | 0 | 0 | 0
Spain | ESP | 2015-07-27 18:00 | 2015-07-27 20:00 | 67 | 2015 | 6.69 | 2015-07-31 |  |  |  |  | 4988 | 2026-07-27 19:00 | 98.81 | 16.17 | 19 | FALSE | 0 | 0 | 0 | 0 | 0
Spain | ESP | 2015-07-27 19:00 | 2015-07-27 21:00 | 68.1 | 2015 | 6.69 | 2015-07-31 |  |  |  |  | 4989 | 2026-07-27 20:00 | 98.81 | 16.17 | 20 | FALSE | 0 | 0 | 0 | 0 | 0
Spain | ESP | 2015-07-27 20:00 | 2015-07-27 22:00 | 68.1 | 2015 | 6.69 | 2015-07-31 |  |  |  |  | 4990 | 2026-07-27 21:00 | 98.81 | 16.17 | 21 | FALSE | 0 | 0 | 0 | 0 | 0
Spain | ESP | 2015-07-27 21:00 | 2015-07-27 23:00 | 62.69 | 2015 | 6.69 | 2015-07-31 |  |  |  |  | 4991 | 2026-07-27 22:00 | 98.81 | 16.17 | 22 | FALSE | 0 | 0 | 0 | 0 | 0
Spain | ESP | 2015-07-27 22:00 | 2015-07-28 | 61.98 | 2015 | 6.69 | 2015-07-31 |  |  |  |  | 4992 | 2026-07-27 23:00 | 98.81 | 16.17 | 23 | FALSE | 0 | 0 | 0 | 0 | 0
Spain | ESP | 2015-07-27 23:00 | 2015-07-28 01:00 | 52.54 | 2015 | 6.69 | 2015-07-31 |  |  |  |  | 4993 | 2026-07-28 | 98.81 | 16.17 | 24 | TRUE | 98.81 | 24 | 98.81 | 0 | -988.1
Spain | ESP | 2015-07-28 | 2015-07-28 02:00 | 49.61 | 2015 | 6.69 | 2015-07-31 |  |  |  |  | 4994 | 2026-07-28 01:00 | 98.81 | 16.17 | 1 | FALSE | 0 | 0 | 0 | 0 | 0
Spain | ESP | 2015-07-28 01:00 | 2015-07-28 03:00 | 49 | 2015 | 6.69 | 2015-07-31 |  |  |  |  | 4995 | 2026-07-28 02:00 | 98.81 | 16.17 | 2 | FALSE | 0 | 0 | 0 | 0 | 0
Spain | ESP | 2015-07-28 02:00 | 2015-07-28 04:00 | 49 | 2015 | 6.69 | 2015-07-31 |  |  |  |  | 4996 | 2026-07-28 03:00 | 98.81 | 16.17 | 3 | FALSE | 0 | 0 | 0 | 0 | 0
Spain | ESP | 2015-07-28 03:00 | 2015-07-28 05:00 | 50 | 2015 | 6.69 | 2015-07-31 |  |  |  |  | 4997 | 2026-07-28 04:00 | 98.81 | 16.17 | 4 | FALSE | 0 | 0 | 0 | 0 | 0
Spain | ESP | 2015-07-28 04:00 | 2015-07-28 06:00 | 59.1 | 2015 | 6.69 | 2015-07-31 |  |  |  |  | 4998 | 2026-07-28 05:00 | 98.81 | 16.17 | 5 | FALSE | 0 | 0 | 0 | 0 | 0
Spain | ESP | 2015-07-28 05:00 | 2015-07-28 07:00 | 62.93 | 2015 | 6.69 | 2015-07-31 |  |  |  |  | 4999 | 2026-07-28 06:00 | 98.81 | 16.17 | 6 | FALSE | 0 | 0 | 0 | 0 | 0
Spain | ESP | 2015-07-28 06:00 | 2015-07-28 08:00 | 66.12 | 2015 | 6.69 | 2015-07-31 |  |  |  |  | 5000 | 2026-07-28 07:00 | 98.81 | 16.17 | 7 | FALSE | 0 | 0 | 0 | 0 | 0
Spain | ESP | 2015-07-28 07:00 | 2015-07-28 09:00 | 69.1 | 2015 | 6.69 | 2015-07-31 |  |  |  |  | 5001 | 2026-07-28 08:00 | 98.81 | 16.17 | 8 | FALSE | 0 | 0 | 0 | 0 | 0
Spain | ESP | 2015-07-28 08:00 | 2015-07-28 10:00 | 70 | 2015 | 6.69 | 2015-07-31 |  |  |  |  | 5002 | 2026-07-28 09:00 | 98.81 | 16.17 | 9 | FALSE | 0 | 0 | 0 | 0 | 0
Spain | ESP | 2015-07-28 09:00 | 2015-07-28 11:00 | 71.02 | 2015 | 6.69 | 2015-07-31 |  |  |  |  | 5003 | 2026-07-28 10:00 | 98.81 | 16.17 | 10 | FALSE | 0 | 0 | 0 | 0 | 0
Spain | ESP | 2015-07-28 10:00 | 2015-07-28 12:00 | 71.67 | 2015 | 6.69 | 2015-07-31 |  |  |  |  | 5004 | 2026-07-28 11:00 | 98.81 | 16.17 | 11 | FALSE | 0 | 0 | 0 | 0 | 0
Spain | ESP | 2015-07-28 11:00 | 2015-07-28 13:00 | 71.02 | 2015 | 6.69 | 2015-07-31 |  |  |  |  | 5005 | 2026-07-28 12:00 | 98.81 | 16.17 | 12 | FALSE | 0 | 0 | 0 | 0 | 0
Spain | ESP | 2015-07-28 12:00 | 2015-07-28 14:00 | 68.46 | 2015 | 6.69 | 2015-07-31 |  |  |  |  | 5006 | 2026-07-28 13:00 | 98.81 | 16.17 | 13 | FALSE | 0 | 0 | 0 | 0 | 0
Spain | ESP | 2015-07-28 13:00 | 2015-07-28 15:00 | 66.71 | 2015 | 6.69 | 2015-07-31 |  |  |  |  | 5007 | 2026-07-28 14:00 | 98.81 | 16.17 | 14 | FALSE | 0 | 0 | 0 | 0 | 0
Spain | ESP | 2015-07-28 14:00 | 2015-07-28 16:00 | 66.7 | 2015 | 6.69 | 2015-07-31 |  |  |  |  | 5008 | 2026-07-28 15:00 | 98.81 | 16.17 | 15 | FALSE | 0 | 0 | 0 | 0 | 0
Spain | ESP | 2015-07-28 15:00 | 2015-07-28 17:00 | 66.5 | 2015 | 6.69 | 2015-07-31 |  |  |  |  | 5009 | 2026-07-28 16:00 | 98.81 | 16.17 | 16 | FALSE | 0 | 0 | 0 | 0 | 0
Spain | ESP | 2015-07-28 16:00 | 2015-07-28 18:00 | 64.8 | 2015 | 6.69 | 2015-07-31 |  |  |  |  | 5010 | 2026-07-28 17:00 | 98.81 | 16.17 | 17 | FALSE | 0 | 0 | 0 | 0 | 0
Spain | ESP | 2015-07-28 17:00 | 2015-07-28 19:00 | 63.49 | 2015 | 6.69 | 2015-07-31 |  |  |  |  | 5011 | 2026-07-28 18:00 | 98.81 | 16.17 | 18 | FALSE | 0 | 0 | 0 | 0 | 0
Spain | ESP | 2015-07-28 18:00 | 2015-07-28 20:00 | 63.49 | 2015 | 6.69 | 2015-07-31 |  |  |  |  | 5012 | 2026-07-28 19:00 | 98.81 | 16.17 | 19 | FALSE | 0 | 0 | 0 | 0 | 0
Spain | ESP | 2015-07-28 19:00 | 2015-07-28 21:00 | 66.1 | 2015 | 6.69 | 2015-07-31 |  |  |  |  | 5013 | 2026-07-28 20:00 | 98.81 | 16.17 | 20 | FALSE | 0 | 0 | 0 | 0 | 0
Spain | ESP | 2015-07-28 20:00 | 2015-07-28 22:00 | 66.2 | 2015 | 6.69 | 2015-07-31 |  |  |  |  | 5014 | 2026-07-28 21:00 | 98.81 | 16.17 | 21 | FALSE | 0 | 0 | 0 | 0 | 0
Spain | ESP | 2015-07-28 21:00 | 2015-07-28 23:00 | 60.1 | 2015 | 6.69 | 2015-07-31 |  |  |  |  | 5015 | 2026-07-28 22:00 | 98.81 | 16.17 | 22 | FALSE | 0 | 0 | 0 | 0 | 0
Spain | ESP | 2015-07-28 22:00 | 2015-07-29 | 61.98 | 2015 | 6.69 | 2015-07-31 |  |  |  |  | 5016 | 2026-07-28 23:00 | 98.81 | 16.17 | 23 | FALSE | 0 | 0 | 0 | 0 | 0
Spain | ESP | 2015-07-28 23:00 | 2015-07-29 01:00 | 51.6 | 2015 | 6.69 | 2015-07-31 |  |  |  |  | 5017 | 2026-07-29 | 98.81 | 16.17 | 24 | TRUE | 98.81 | 24 | 98.81 | 0 | -988.1
Spain | ESP | 2015-07-29 | 2015-07-29 02:00 | 48.6 | 2015 | 6.69 | 2015-07-31 |  |  |  |  | 5018 | 2026-07-29 01:00 | 98.81 | 16.17 | 1 | FALSE | 0 | 0 | 0 | 0 | 0
Spain | ESP | 2015-07-29 01:00 | 2015-07-29 03:00 | 49 | 2015 | 6.69 | 2015-07-31 |  |  |  |  | 5019 | 2026-07-29 02:00 | 98.81 | 16.17 | 2 | FALSE | 0 | 0 | 0 | 0 | 0
Spain | ESP | 2015-07-29 02:00 | 2015-07-29 04:00 | 48.1 | 2015 | 6.69 | 2015-07-31 |  |  |  |  | 5020 | 2026-07-29 03:00 | 98.81 | 16.17 | 3 | FALSE | 0 | 0 | 0 | 0 | 0
Spain | ESP | 2015-07-29 03:00 | 2015-07-29 05:00 | 49.08 | 2015 | 6.69 | 2015-07-31 |  |  |  |  | 5021 | 2026-07-29 04:00 | 98.81 | 16.17 | 4 | FALSE | 0 | 0 | 0 | 0 | 0
Spain | ESP | 2015-07-29 04:00 | 2015-07-29 06:00 | 57.1 | 2015 | 6.69 | 2015-07-31 |  |  |  |  | 5022 | 2026-07-29 05:00 | 98.81 | 16.17 | 5 | FALSE | 0 | 0 | 0 | 0 | 0
Spain | ESP | 2015-07-29 05:00 | 2015-07-29 07:00 | 62.93 | 2015 | 6.69 | 2015-07-31 |  |  |  |  | 5023 | 2026-07-29 06:00 | 98.81 | 16.17 | 6 | FALSE | 0 | 0 | 0 | 0 | 0
Spain | ESP | 2015-07-29 06:00 | 2015-07-29 08:00 | 66 | 2015 | 6.69 | 2015-07-31 |  |  |  |  | 5024 | 2026-07-29 07:00 | 98.81 | 16.17 | 7 | FALSE | 0 | 0 | 0 | 0 | 0
Spain | ESP | 2015-07-29 07:00 | 2015-07-29 09:00 | 68.3 | 2015 | 6.69 | 2015-07-31 |  |  |  |  | 5025 | 2026-07-29 08:00 | 98.81 | 16.17 | 8 | FALSE | 0 | 0 | 0 | 0 | 0
Spain | ESP | 2015-07-29 08:00 | 2015-07-29 10:00 | 68.46 | 2015 | 6.69 | 2015-07-31 |  |  |  |  | 5026 | 2026-07-29 09:00 | 98.81 | 16.17 | 9 | FALSE | 0 | 0 | 0 | 0 | 0
Spain | ESP | 2015-07-29 09:00 | 2015-07-29 11:00 | 70 | 2015 | 6.69 | 2015-07-31 |  |  |  |  | 5027 | 2026-07-29 10:00 | 98.81 | 16.17 | 10 | FALSE | 0 | 0 | 0 | 0 | 0
Spain | ESP | 2015-07-29 10:00 | 2015-07-29 12:00 | 70.68 | 2015 | 6.69 | 2015-07-31 |  |  |  |  | 5028 | 2026-07-29 11:00 | 98.81 | 16.17 | 11 | FALSE | 0 | 0 | 0 | 0 | 0
Spain | ESP | 2015-07-29 11:00 | 2015-07-29 13:00 | 70.01 | 2015 | 6.69 | 2015-07-31 |  |  |  |  | 5029 | 2026-07-29 12:00 | 98.81 | 16.17 | 12 | FALSE | 0 | 0 | 0 | 0 | 0
Spain | ESP | 2015-07-29 12:00 | 2015-07-29 14:00 | 67.1 | 2015 | 6.69 | 2015-07-31 |  |  |  |  | 5030 | 2026-07-29 13:00 | 98.81 | 16.17 | 13 | FALSE | 0 | 0 | 0 | 0 | 0
Spain | ESP | 2015-07-29 13:00 | 2015-07-29 15:00 | 65.1 | 2015 | 6.69 | 2015-07-31 |  |  |  |  | 5031 | 2026-07-29 14:00 | 98.81 | 16.17 | 14 | FALSE | 0 | 0 | 0 | 0 | 0
Spain | ESP | 2015-07-29 14:00 | 2015-07-29 16:00 | 63.49 | 2015 | 6.69 | 2015-07-31 |  |  |  |  | 5032 | 2026-07-29 15:00 | 98.81 | 16.17 | 15 | FALSE | 0 | 0 | 0 | 0 | 0
Spain | ESP | 2015-07-29 15:00 | 2015-07-29 17:00 | 62.57 | 2015 | 6.69 | 2015-07-31 |  |  |  |  | 5033 | 2026-07-29 16:00 | 98.81 | 16.17 | 16 | FALSE | 0 | 0 | 0 | 0 | 0
Spain | ESP | 2015-07-29 16:00 | 2015-07-29 18:00 | 59.68 | 2015 | 6.69 | 2015-07-31 |  |  |  |  | 5034 | 2026-07-29 17:00 | 98.81 | 16.17 | 17 | FALSE | 0 | 0 | 0 | 0 | 0
Spain | ESP | 2015-07-29 17:00 | 2015-07-29 19:00 | 57.1 | 2015 | 6.69 | 2015-07-31 |  |  |  |  | 5035 | 2026-07-29 18:00 | 98.81 | 16.17 | 18 | FALSE | 0 | 0 | 0 | 0 | 0
Spain | ESP | 2015-07-29 18:00 | 2015-07-29 20:00 | 54.72 | 2015 | 6.69 | 2015-07-31 |  |  |  |  | 5036 | 2026-07-29 19:00 | 98.81 | 16.17 | 19 | FALSE | 0 | 0 | 0 | 0 | 0
Spain | ESP | 2015-07-29 19:00 | 2015-07-29 21:00 | 62.1 | 2015 | 6.69 | 2015-07-31 |  |  |  |  | 5037 | 2026-07-29 20:00 | 98.81 | 16.17 | 20 | FALSE | 0 | 0 | 0 | 0 | 0
Spain | ESP | 2015-07-29 20:00 | 2015-07-29 22:00 | 62.93 | 2015 | 6.69 | 2015-07-31 |  |  |  |  | 5038 | 2026-07-29 21:00 | 98.81 | 16.17 | 21 | FALSE | 0 | 0 | 0 | 0 | 0
Spain | ESP | 2015-07-29 21:00 | 2015-07-29 23:00 | 54.72 | 2015 | 6.69 | 2015-07-31 |  |  |  |  | 5039 | 2026-07-29 22:00 | 98.81 | 16.17 | 22 | FALSE | 0 | 0 | 0 | 0 | 0
Spain | ESP | 2015-07-29 22:00 | 2015-07-30 | 49.1 | 2015 | 6.69 | 2015-07-31 |  |  |  |  | 5040 | 2026-07-29 23:00 | 98.81 | 16.17 | 23 | FALSE | 0 | 0 | 0 | 0 | 0
Spain | ESP | 2015-07-29 23:00 | 2015-07-30 01:00 | 46.79 | 2015 | 6.69 | 2015-07-31 |  |  |  |  | 5041 | 2026-07-30 | 98.81 | 16.17 | 24 | TRUE | 98.81 | 24 | 98.81 | 0 | -988.1
Spain | ESP | 2015-07-30 | 2015-07-30 02:00 | 45.5 | 2015 | 6.69 | 2015-07-31 |  |  |  |  | 5042 | 2026-07-30 01:00 | 98.81 | 16.17 | 1 | FALSE | 0 | 0 | 0 | 0 | 0
Spain | ESP | 2015-07-30 01:00 | 2015-07-30 03:00 | 45 | 2015 | 6.69 | 2015-07-31 |  |  |  |  | 5043 | 2026-07-30 02:00 | 98.81 | 16.17 | 2 | FALSE | 0 | 0 | 0 | 0 | 0
Spain | ESP | 2015-07-30 02:00 | 2015-07-30 04:00 | 42.8 | 2015 | 6.69 | 2015-07-31 |  |  |  |  | 5044 | 2026-07-30 03:00 | 98.81 | 16.17 | 3 | FALSE | 0 | 0 | 0 | 0 | 0
Spain | ESP | 2015-07-30 03:00 | 2015-07-30 05:00 | 44.7 | 2015 | 6.69 | 2015-07-31 |  |  |  |  | 5045 | 2026-07-30 04:00 | 98.81 | 16.17 | 4 | FALSE | 0 | 0 | 0 | 0 | 0
Spain | ESP | 2015-07-30 04:00 | 2015-07-30 06:00 | 45.8 | 2015 | 6.69 | 2015-07-31 |  |  |  |  | 5046 | 2026-07-30 05:00 | 98.81 | 16.17 | 5 | FALSE | 0 | 0 | 0 | 0 | 0
Spain | ESP | 2015-07-30 05:00 | 2015-07-30 07:00 | 47.36 | 2015 | 6.69 | 2015-07-31 |  |  |  |  | 5047 | 2026-07-30 06:00 | 98.81 | 16.17 | 6 | FALSE | 0 | 0 | 0 | 0 | 0
Spain | ESP | 2015-07-30 06:00 | 2015-07-30 08:00 | 54.1 | 2015 | 6.69 | 2015-07-31 |  |  |  |  | 5048 | 2026-07-30 07:00 | 98.81 | 16.17 | 7 | FALSE | 0 | 0 | 0 | 0 | 0
Spain | ESP | 2015-07-30 07:00 | 2015-07-30 09:00 | 61.98 | 2015 | 6.69 | 2015-07-31 |  |  |  |  | 5049 | 2026-07-30 08:00 | 98.81 | 16.17 | 8 | FALSE | 0 | 0 | 0 | 0 | 0
Spain | ESP | 2015-07-30 08:00 | 2015-07-30 10:00 | 62.47 | 2015 | 6.69 | 2015-07-31 |  |  |  |  | 5050 | 2026-07-30 09:00 | 98.81 | 16.17 | 9 | FALSE | 0 | 0 | 0 | 0 | 0
Spain | ESP | 2015-07-30 09:00 | 2015-07-30 11:00 | 63.27 | 2015 | 6.69 | 2015-07-31 |  |  |  |  | 5051 | 2026-07-30 10:00 | 98.81 | 16.17 | 10 | FALSE | 0 | 0 | 0 | 0 | 0
Spain | ESP | 2015-07-30 10:00 | 2015-07-30 12:00 | 64.03 | 2015 | 6.69 | 2015-07-31 |  |  |  |  | 5052 | 2026-07-30 11:00 | 98.81 | 16.17 | 11 | FALSE | 0 | 0 | 0 | 0 | 0
Spain | ESP | 2015-07-30 11:00 | 2015-07-30 13:00 | 64.27 | 2015 | 6.69 | 2015-07-31 |  |  |  |  | 5053 | 2026-07-30 12:00 | 98.81 | 16.17 | 12 | FALSE | 0 | 0 | 0 | 0 | 0
Spain | ESP | 2015-07-30 12:00 | 2015-07-30 14:00 | 62.6 | 2015 | 6.69 | 2015-07-31 |  |  |  |  | 5054 | 2026-07-30 13:00 | 98.81 | 16.17 | 13 | FALSE | 0 | 0 | 0 | 0 | 0
Spain | ESP | 2015-07-30 13:00 | 2015-07-30 15:00 | 62 | 2015 | 6.69 | 2015-07-31 |  |  |  |  | 5055 | 2026-07-30 14:00 | 98.81 | 16.17 | 14 | FALSE | 0 | 0 | 0 | 0 | 0
Spain | ESP | 2015-07-30 14:00 | 2015-07-30 16:00 | 62.1 | 2015 | 6.69 | 2015-07-31 |  |  |  |  | 5056 | 2026-07-30 15:00 | 98.81 | 16.17 | 15 | FALSE | 0 | 0 | 0 | 0 | 0
Spain | ESP | 2015-07-30 15:00 | 2015-07-30 17:00 | 62.47 | 2015 | 6.69 | 2015-07-31 |  |  |  |  | 5057 | 2026-07-30 16:00 | 98.81 | 16.17 | 16 | FALSE | 0 | 0 | 0 | 0 | 0
Spain | ESP | 2015-07-30 16:00 | 2015-07-30 18:00 | 60.91 | 2015 | 6.69 | 2015-07-31 |  |  |  |  | 5058 | 2026-07-30 17:00 | 98.81 | 16.17 | 17 | FALSE | 0 | 0 | 0 | 0 | 0
Spain | ESP | 2015-07-30 17:00 | 2015-07-30 19:00 | 59.1 | 2015 | 6.69 | 2015-07-31 |  |  |  |  | 5059 | 2026-07-30 18:00 | 98.81 | 16.17 | 18 | FALSE | 0 | 0 | 0 | 0 | 0
Spain | ESP | 2015-07-30 18:00 | 2015-07-30 20:00 | 61.57 | 2015 | 6.69 | 2015-07-31 |  |  |  |  | 5060 | 2026-07-30 19:00 | 98.81 | 16.17 | 19 | FALSE | 0 | 0 | 0 | 0 | 0
Spain | ESP | 2015-07-30 19:00 | 2015-07-30 21:00 | 63.49 | 2015 | 6.69 | 2015-07-31 |  |  |  |  | 5061 | 2026-07-30 20:00 | 98.81 | 16.17 | 20 | FALSE | 0 | 0 | 0 | 0 | 0
Spain | ESP | 2015-07-30 20:00 | 2015-07-30 22:00 | 63.49 | 2015 | 6.69 | 2015-07-31 |  |  |  |  | 5062 | 2026-07-30 21:00 | 98.81 | 16.17 | 21 | FALSE | 0 | 0 | 0 | 0 | 0
Spain | ESP | 2015-07-30 21:00 | 2015-07-30 23:00 | 57.1 | 2015 | 6.69 | 2015-07-31 |  |  |  |  | 5063 | 2026-07-30 22:00 | 98.81 | 16.17 | 22 | FALSE | 0 | 0 | 0 | 0 | 0
Spain | ESP | 2015-07-30 22:00 | 2015-07-31 | 55.01 | 2015 | 6.69 | 2015-07-31 |  |  |  |  | 5064 | 2026-07-30 23:00 | 98.81 | 16.17 | 23 | FALSE | 0 | 0 | 0 | 0 | 0
Spain | ESP | 2015-07-30 23:00 | 2015-07-31 01:00 | 47.87 | 2015 | 6.69 | 2015-07-31 |  |  |  |  | 5065 | 2026-07-31 | 98.81 | 16.17 | 24 | TRUE | 98.81 | 24 | 98.81 | 0 | -988.1
Spain | ESP | 2015-07-31 | 2015-07-31 02:00 | 46.79 | 2015 | 6.69 | 2015-07-31 |  |  |  |  | 5066 | 2026-07-31 01:00 | 98.81 | 16.17 | 1 | FALSE | 0 | 0 | 0 | 0 | 0
Spain | ESP | 2015-07-31 01:00 | 2015-07-31 03:00 | 46.61 | 2015 | 6.69 | 2015-07-31 |  |  |  |  | 5067 | 2026-07-31 02:00 | 98.81 | 16.17 | 2 | FALSE | 0 | 0 | 0 | 0 | 0
Spain | ESP | 2015-07-31 02:00 | 2015-07-31 04:00 | 46.37 | 2015 | 6.69 | 2015-07-31 |  |  |  |  | 5068 | 2026-07-31 03:00 | 98.81 | 16.17 | 3 | FALSE | 0 | 0 | 0 | 0 | 0
Spain | ESP | 2015-07-31 03:00 | 2015-07-31 05:00 | 46.61 | 2015 | 6.69 | 2015-07-31 |  |  |  |  | 5069 | 2026-07-31 04:00 | 98.81 | 16.17 | 4 | FALSE | 0 | 0 | 0 | 0 | 0
Spain | ESP | 2015-07-31 04:00 | 2015-07-31 06:00 | 48 | 2015 | 6.69 | 2015-07-31 |  |  |  |  | 5070 | 2026-07-31 05:00 | 98.81 | 16.17 | 5 | FALSE | 0 | 0 | 0 | 0 | 0
Spain | ESP | 2015-07-31 05:00 | 2015-07-31 07:00 | 52.57 | 2015 | 6.69 | 2015-07-31 |  |  |  |  | 5071 | 2026-07-31 06:00 | 98.81 | 16.17 | 6 | FALSE | 0 | 0 | 0 | 0 | 0
Spain | ESP | 2015-07-31 06:00 | 2015-07-31 08:00 | 59 | 2015 | 6.69 | 2015-07-31 |  |  |  |  | 5072 | 2026-07-31 07:00 | 98.81 | 16.17 | 7 | FALSE | 0 | 0 | 0 | 0 | 0
Spain | ESP | 2015-07-31 07:00 | 2015-07-31 09:00 | 62.93 | 2015 | 6.69 | 2015-07-31 |  |  |  |  | 5073 | 2026-07-31 08:00 | 98.81 | 16.17 | 8 | FALSE | 0 | 0 | 0 | 0 | 0
Spain | ESP | 2015-07-31 08:00 | 2015-07-31 10:00 | 63.93 | 2015 | 6.69 | 2015-07-31 |  |  |  |  | 5074 | 2026-07-31 09:00 | 98.81 | 16.17 | 9 | FALSE | 0 | 0 | 0 | 0 | 0
Spain | ESP | 2015-07-31 09:00 | 2015-07-31 11:00 | 63.29 | 2015 | 6.69 | 2015-07-31 |  |  |  |  | 5075 | 2026-07-31 10:00 | 98.81 | 16.17 | 10 | FALSE | 0 | 0 | 0 | 0 | 0
Spain | ESP | 2015-07-31 10:00 | 2015-07-31 12:00 | 63.29 | 2015 | 6.69 | 2015-07-31 |  |  |  |  | 5076 | 2026-07-31 11:00 | 98.81 | 16.17 | 11 | FALSE | 0 | 0 | 0 | 0 | 0
Spain | ESP | 2015-07-31 11:00 | 2015-07-31 13:00 | 62.1 | 2015 | 6.69 | 2015-07-31 |  |  |  |  | 5077 | 2026-07-31 12:00 | 98.81 | 16.17 | 12 | FALSE | 0 | 0 | 0 | 0 | 0
Spain | ESP | 2015-07-31 12:00 | 2015-07-31 14:00 | 59.49 | 2015 | 6.69 | 2015-07-31 |  |  |  |  | 5078 | 2026-07-31 13:00 | 98.81 | 16.17 | 13 | FALSE | 0 | 0 | 0 | 0 | 0
Spain | ESP | 2015-07-31 13:00 | 2015-07-31 15:00 | 57.63 | 2015 | 6.69 | 2015-07-31 |  |  |  |  | 5079 | 2026-07-31 14:00 | 98.81 | 16.17 | 14 | FALSE | 0 | 0 | 0 | 0 | 0
Spain | ESP | 2015-07-31 14:00 | 2015-07-31 16:00 | 57.1 | 2015 | 6.69 | 2015-07-31 |  |  |  |  | 5080 | 2026-07-31 15:00 | 98.81 | 16.17 | 15 | FALSE | 0 | 0 | 0 | 0 | 0
Spain | ESP | 2015-07-31 15:00 | 2015-07-31 17:00 | 57.97 | 2015 | 6.69 | 2015-07-31 |  |  |  |  | 5081 | 2026-07-31 16:00 | 98.81 | 16.17 | 16 | FALSE | 0 | 0 | 0 | 0 | 0
Spain | ESP | 2015-07-31 16:00 | 2015-07-31 18:00 | 53.87 | 2015 | 6.69 | 2015-07-31 |  |  |  |  | 5082 | 2026-07-31 17:00 | 98.81 | 16.17 | 17 | FALSE | 0 | 0 | 0 | 0 | 0
Spain | ESP | 2015-07-31 17:00 | 2015-07-31 19:00 | 53 | 2015 | 6.69 | 2015-07-31 |  |  |  |  | 5083 | 2026-07-31 18:00 | 98.81 | 16.17 | 18 | FALSE | 0 | 0 | 0 | 0 | 0
Spain | ESP | 2015-07-31 18:00 | 2015-07-31 20:00 | 56.57 | 2015 | 6.69 | 2015-07-31 |  |  |  |  | 5084 | 2026-07-31 19:00 | 98.81 | 16.17 | 19 | FALSE | 0 | 0 | 0 | 0 | 0
Spain | ESP | 2015-07-31 19:00 | 2015-07-31 21:00 | 60.22 | 2015 | 6.69 | 2015-07-31 |  |  |  |  | 5085 | 2026-07-31 20:00 | 98.81 | 16.17 | 20 | FALSE | 0 | 0 | 0 | 0 | 0
Spain | ESP | 2015-07-31 20:00 | 2015-07-31 22:00 | 60.47 | 2015 | 6.69 | 2015-07-31 |  |  |  |  | 5086 | 2026-07-31 21:00 | 98.81 | 16.17 | 21 | FALSE | 0 | 0 | 0 | 0 | 0
Spain | ESP | 2015-07-31 21:00 | 2015-07-31 23:00 | 54.71 | 2015 | 6.69 | 2015-07-31 |  |  |  |  | 5087 | 2026-07-31 22:00 | 98.81 | 16.17 | 22 | FALSE | 0 | 0 | 0 | 0 | 0
Spain | ESP | 2015-07-31 22:00 | 2015-08-01 | 49 | 2015 | 6.69 | 2015-07-31 |  |  |  |  | 5088 | 2026-07-31 23:00 | 98.81 | 16.17 | 23 | FALSE | 0 | 0 | 0 | 0 | 0
Spain | ESP | 2015-07-31 23:00 | 2015-08-01 01:00 | 46.86 | 2015 | 6.69 | 2015-07-31 |  |  |  |  | 5089 | 2026-08-01 | 98.81 | 16.17 | 24 | TRUE | 98.81 | 24 | 98.81 | 0 | -988.1
Spain | ESP | 2015-08-01 | 2015-08-01 02:00 | 45.68 | 2015 | 6.35 | 2015-08-31 |  |  |  |  | 5090 | 2026-08-01 01:00 | 98.81 | 16.17 | 1 | FALSE | 0 | 0 | 0 | 0 | 0
Spain | ESP | 2015-08-01 01:00 | 2015-08-01 03:00 | 44.99 | 2015 | 6.35 | 2015-08-31 |  |  |  |  | 5091 | 2026-08-01 02:00 | 98.81 | 16.17 | 2 | FALSE | 0 | 0 | 0 | 0 | 0
Spain | ESP | 2015-08-01 02:00 | 2015-08-01 04:00 | 44.81 | 2015 | 6.35 | 2015-08-31 |  |  |  |  | 5092 | 2026-08-01 03:00 | 98.81 | 16.17 | 3 | FALSE | 0 | 0 | 0 | 0 | 0
Spain | ESP | 2015-08-01 03:00 | 2015-08-01 05:00 | 44.68 | 2015 | 6.35 | 2015-08-31 |  |  |  |  | 5093 | 2026-08-01 04:00 | 98.81 | 16.17 | 4 | FALSE | 0 | 0 | 0 | 0 | 0
Spain | ESP | 2015-08-01 04:00 | 2015-08-01 06:00 | 44.81 | 2015 | 6.35 | 2015-08-31 |  |  |  |  | 5094 | 2026-08-01 05:00 | 98.81 | 16.17 | 5 | FALSE | 0 | 0 | 0 | 0 | 0
Spain | ESP | 2015-08-01 05:00 | 2015-08-01 07:00 | 44.81 | 2015 | 6.35 | 2015-08-31 |  |  |  |  | 5095 | 2026-08-01 06:00 | 98.81 | 16.17 | 6 | FALSE | 0 | 0 | 0 | 0 | 0
Spain | ESP | 2015-08-01 06:00 | 2015-08-01 08:00 | 46.85 | 2015 | 6.35 | 2015-08-31 |  |  |  |  | 5096 | 2026-08-01 07:00 | 98.81 | 16.17 | 7 | FALSE | 0 | 0 | 0 | 0 | 0
Spain | ESP | 2015-08-01 07:00 | 2015-08-01 09:00 | 49 | 2015 | 6.35 | 2015-08-31 |  |  |  |  | 5097 | 2026-08-01 08:00 | 98.81 | 16.17 | 8 | FALSE | 0 | 0 | 0 | 0 | 0
Spain | ESP | 2015-08-01 08:00 | 2015-08-01 10:00 | 54.36 | 2015 | 6.35 | 2015-08-31 |  |  |  |  | 5098 | 2026-08-01 09:00 | 98.81 | 16.17 | 9 | FALSE | 0 | 0 | 0 | 0 | 0
Spain | ESP | 2015-08-01 09:00 | 2015-08-01 11:00 | 61.98 | 2015 | 6.35 | 2015-08-31 |  |  |  |  | 5099 | 2026-08-01 10:00 | 98.81 | 16.17 | 10 | FALSE | 0 | 0 | 0 | 0 | 0
Spain | ESP | 2015-08-01 10:00 | 2015-08-01 12:00 | 62.47 | 2015 | 6.35 | 2015-08-31 |  |  |  |  | 5100 | 2026-08-01 11:00 | 98.81 | 16.17 | 11 | FALSE | 0 | 0 | 0 | 0 | 0
Spain | ESP | 2015-08-01 11:00 | 2015-08-01 13:00 | 62.93 | 2015 | 6.35 | 2015-08-31 |  |  |  |  | 5101 | 2026-08-01 12:00 | 98.81 | 16.17 | 12 | FALSE | 0 | 0 | 0 | 0 | 0
Spain | ESP | 2015-08-01 12:00 | 2015-08-01 14:00 | 61.98 | 2015 | 6.35 | 2015-08-31 |  |  |  |  | 5102 | 2026-08-01 13:00 | 98.81 | 16.17 | 13 | FALSE | 0 | 0 | 0 | 0 | 0
Spain | ESP | 2015-08-01 13:00 | 2015-08-01 15:00 | 57.48 | 2015 | 6.35 | 2015-08-31 |  |  |  |  | 5103 | 2026-08-01 14:00 | 98.81 | 16.17 | 14 | FALSE | 0 | 0 | 0 | 0 | 0
Spain | ESP | 2015-08-01 14:00 | 2015-08-01 16:00 | 54.38 | 2015 | 6.35 | 2015-08-31 |  |  |  |  | 5104 | 2026-08-01 15:00 | 98.81 | 16.17 | 15 | FALSE | 0 | 0 | 0 | 0 | 0
Spain | ESP | 2015-08-01 15:00 | 2015-08-01 17:00 | 54.36 | 2015 | 6.35 | 2015-08-31 |  |  |  |  | 5105 | 2026-08-01 16:00 | 98.81 | 16.17 | 16 | FALSE | 0 | 0 | 0 | 0 | 0
Spain | ESP | 2015-08-01 16:00 | 2015-08-01 18:00 | 52.04 | 2015 | 6.35 | 2015-08-31 |  |  |  |  | 5106 | 2026-08-01 17:00 | 98.81 | 16.17 | 17 | FALSE | 0 | 0 | 0 | 0 | 0
Spain | ESP | 2015-08-01 17:00 | 2015-08-01 19:00 | 54.38 | 2015 | 6.35 | 2015-08-31 |  |  |  |  | 5107 | 2026-08-01 18:00 | 98.81 | 16.17 | 18 | FALSE | 0 | 0 | 0 | 0 | 0
Spain | ESP | 2015-08-01 18:00 | 2015-08-01 20:00 | 60.33 | 2015 | 6.35 | 2015-08-31 |  |  |  |  | 5108 | 2026-08-01 19:00 | 98.81 | 16.17 | 19 | FALSE | 0 | 0 | 0 | 0 | 0
Spain | ESP | 2015-08-01 19:00 | 2015-08-01 21:00 | 66 | 2015 | 6.35 | 2015-08-31 |  |  |  |  | 5109 | 2026-08-01 20:00 | 98.81 | 16.17 | 20 | FALSE | 0 | 0 | 0 | 0 | 0
Spain | ESP | 2015-08-01 20:00 | 2015-08-01 22:00 | 63.6 | 2015 | 6.35 | 2015-08-31 |  |  |  |  | 5110 | 2026-08-01 21:00 | 98.81 | 16.17 | 21 | FALSE | 0 | 0 | 0 | 0 | 0
Spain | ESP | 2015-08-01 21:00 | 2015-08-01 23:00 | 55.5 | 2015 | 6.35 | 2015-08-31 |  |  |  |  | 5111 | 2026-08-01 22:00 | 98.81 | 16.17 | 22 | FALSE | 0 | 0 | 0 | 0 | 0
Spain | ESP | 2015-08-01 22:00 | 2015-08-02 | 52.54 | 2015 | 6.35 | 2015-08-31 |  |  |  |  | 5112 | 2026-08-01 23:00 | 98.81 | 16.17 | 23 | FALSE | 0 | 0 | 0 | 0 | 0
Spain | ESP | 2015-08-01 23:00 | 2015-08-02 01:00 | 46.86 | 2015 | 6.35 | 2015-08-31 |  |  |  |  | 5113 | 2026-08-02 | 98.81 | 16.17 | 24 | TRUE | 98.81 | 24 | 98.81 | 0 | -988.1
Spain | ESP | 2015-08-02 | 2015-08-02 02:00 | 44.98 | 2015 | 6.35 | 2015-08-31 |  |  |  |  | 5114 | 2026-08-02 01:00 | 98.81 | 16.17 | 1 | FALSE | 0 | 0 | 0 | 0 | 0
Spain | ESP | 2015-08-02 01:00 | 2015-08-02 03:00 | 44.68 | 2015 | 6.35 | 2015-08-31 |  |  |  |  | 5115 | 2026-08-02 02:00 | 98.81 | 16.17 | 2 | FALSE | 0 | 0 | 0 | 0 | 0
Spain | ESP | 2015-08-02 02:00 | 2015-08-02 04:00 | 43.56 | 2015 | 6.35 | 2015-08-31 |  |  |  |  | 5116 | 2026-08-02 03:00 | 98.81 | 16.17 | 3 | FALSE | 0 | 0 | 0 | 0 | 0
Spain | ESP | 2015-08-02 03:00 | 2015-08-02 05:00 | 42.32 | 2015 | 6.35 | 2015-08-31 |  |  |  |  | 5117 | 2026-08-02 04:00 | 98.81 | 16.17 | 4 | FALSE | 0 | 0 | 0 | 0 | 0
Spain | ESP | 2015-08-02 04:00 | 2015-08-02 06:00 | 41 | 2015 | 6.35 | 2015-08-31 |  |  |  |  | 5118 | 2026-08-02 05:00 | 98.81 | 16.17 | 5 | FALSE | 0 | 0 | 0 | 0 | 0
Spain | ESP | 2015-08-02 05:00 | 2015-08-02 07:00 | 40.16 | 2015 | 6.35 | 2015-08-31 |  |  |  |  | 5119 | 2026-08-02 06:00 | 98.81 | 16.17 | 6 | FALSE | 0 | 0 | 0 | 0 | 0
Spain | ESP | 2015-08-02 06:00 | 2015-08-02 08:00 | 40.16 | 2015 | 6.35 | 2015-08-31 |  |  |  |  | 5120 | 2026-08-02 07:00 | 98.81 | 16.17 | 7 | FALSE | 0 | 0 | 0 | 0 | 0
Spain | ESP | 2015-08-02 07:00 | 2015-08-02 09:00 | 40.3 | 2015 | 6.35 | 2015-08-31 |  |  |  |  | 5121 | 2026-08-02 08:00 | 98.81 | 16.17 | 8 | FALSE | 0 | 0 | 0 | 0 | 0
Spain | ESP | 2015-08-02 08:00 | 2015-08-02 10:00 | 43.25 | 2015 | 6.35 | 2015-08-31 |  |  |  |  | 5122 | 2026-08-02 09:00 | 98.81 | 16.17 | 9 | FALSE | 0 | 0 | 0 | 0 | 0
Spain | ESP | 2015-08-02 09:00 | 2015-08-02 11:00 | 43.39 | 2015 | 6.35 | 2015-08-31 |  |  |  |  | 5123 | 2026-08-02 10:00 | 98.81 | 16.17 | 10 | FALSE | 0 | 0 | 0 | 0 | 0
Spain | ESP | 2015-08-02 10:00 | 2015-08-02 12:00 | 43.28 | 2015 | 6.35 | 2015-08-31 |  |  |  |  | 5124 | 2026-08-02 11:00 | 98.81 | 16.17 | 11 | FALSE | 0 | 0 | 0 | 0 | 0
Spain | ESP | 2015-08-02 11:00 | 2015-08-02 13:00 | 42.68 | 2015 | 6.35 | 2015-08-31 |  |  |  |  | 5125 | 2026-08-02 12:00 | 98.81 | 16.17 | 12 | FALSE | 0 | 0 | 0 | 0 | 0
Spain | ESP | 2015-08-02 12:00 | 2015-08-02 14:00 | 41 | 2015 | 6.35 | 2015-08-31 |  |  |  |  | 5126 | 2026-08-02 13:00 | 98.81 | 16.17 | 13 | FALSE | 0 | 0 | 0 | 0 | 0
Spain | ESP | 2015-08-02 13:00 | 2015-08-02 15:00 | 40.16 | 2015 | 6.35 | 2015-08-31 |  |  |  |  | 5127 | 2026-08-02 14:00 | 98.81 | 16.17 | 14 | FALSE | 0 | 0 | 0 | 0 | 0
Spain | ESP | 2015-08-02 14:00 | 2015-08-02 16:00 | 40.16 | 2015 | 6.35 | 2015-08-31 |  |  |  |  | 5128 | 2026-08-02 15:00 | 98.81 | 16.17 | 15 | FALSE | 0 | 0 | 0 | 0 | 0
Spain | ESP | 2015-08-02 15:00 | 2015-08-02 17:00 | 40.16 | 2015 | 6.35 | 2015-08-31 |  |  |  |  | 5129 | 2026-08-02 16:00 | 98.81 | 16.17 | 16 | FALSE | 0 | 0 | 0 | 0 | 0
Spain | ESP | 2015-08-02 16:00 | 2015-08-02 18:00 | 42.56 | 2015 | 6.35 | 2015-08-31 |  |  |  |  | 5130 | 2026-08-02 17:00 | 98.81 | 16.17 | 17 | FALSE | 0 | 0 | 0 | 0 | 0
Spain | ESP | 2015-08-02 17:00 | 2015-08-02 19:00 | 44.76 | 2015 | 6.35 | 2015-08-31 |  |  |  |  | 5131 | 2026-08-02 18:00 | 98.81 | 16.17 | 18 | FALSE | 0 | 0 | 0 | 0 | 0
Spain | ESP | 2015-08-02 18:00 | 2015-08-02 20:00 | 48.62 | 2015 | 6.35 | 2015-08-31 |  |  |  |  | 5132 | 2026-08-02 19:00 | 98.81 | 16.17 | 19 | FALSE | 0 | 0 | 0 | 0 | 0
Spain | ESP | 2015-08-02 19:00 | 2015-08-02 21:00 | 63.5 | 2015 | 6.35 | 2015-08-31 |  |  |  |  | 5133 | 2026-08-02 20:00 | 98.81 | 16.17 | 20 | FALSE | 0 | 0 | 0 | 0 | 0
Spain | ESP | 2015-08-02 20:00 | 2015-08-02 22:00 | 66.78 | 2015 | 6.35 | 2015-08-31 |  |  |  |  | 5134 | 2026-08-02 21:00 | 98.81 | 16.17 | 21 | FALSE | 0 | 0 | 0 | 0 | 0
Spain | ESP | 2015-08-02 21:00 | 2015-08-02 23:00 | 61.98 | 2015 | 6.35 | 2015-08-31 |  |  |  |  | 5135 | 2026-08-02 22:00 | 98.81 | 16.17 | 22 | FALSE | 0 | 0 | 0 | 0 | 0
Spain | ESP | 2015-08-02 22:00 | 2015-08-03 | 61.98 | 2015 | 6.35 | 2015-08-31 |  |  |  |  | 5136 | 2026-08-02 23:00 | 98.81 | 16.17 | 23 | FALSE | 0 | 0 | 0 | 0 | 0
Spain | ESP | 2015-08-02 23:00 | 2015-08-03 01:00 | 48.62 | 2015 | 6.35 | 2015-08-31 |  |  |  |  | 5137 | 2026-08-03 | 98.81 | 16.17 | 24 | TRUE | 98.81 | 24 | 98.81 | 0 | -988.1
Spain | ESP | 2015-08-03 | 2015-08-03 02:00 | 46.85 | 2015 | 6.35 | 2015-08-31 |  |  |  |  | 5138 | 2026-08-03 01:00 | 98.81 | 16.17 | 1 | FALSE | 0 | 0 | 0 | 0 | 0
Spain | ESP | 2015-08-03 01:00 | 2015-08-03 03:00 | 46.85 | 2015 | 6.35 | 2015-08-31 |  |  |  |  | 5139 | 2026-08-03 02:00 | 98.81 | 16.17 | 2 | FALSE | 0 | 0 | 0 | 0 | 0
Spain | ESP | 2015-08-03 02:00 | 2015-08-03 04:00 | 46.85 | 2015 | 6.35 | 2015-08-31 |  |  |  |  | 5140 | 2026-08-03 03:00 | 98.81 | 16.17 | 3 | FALSE | 0 | 0 | 0 | 0 | 0
Spain | ESP | 2015-08-03 03:00 | 2015-08-03 05:00 | 47.1 | 2015 | 6.35 | 2015-08-31 |  |  |  |  | 5141 | 2026-08-03 04:00 | 98.81 | 16.17 | 4 | FALSE | 0 | 0 | 0 | 0 | 0
Spain | ESP | 2015-08-03 04:00 | 2015-08-03 06:00 | 60 | 2015 | 6.35 | 2015-08-31 |  |  |  |  | 5142 | 2026-08-03 05:00 | 98.81 | 16.17 | 5 | FALSE | 0 | 0 | 0 | 0 | 0
Spain | ESP | 2015-08-03 05:00 | 2015-08-03 07:00 | 63.49 | 2015 | 6.35 | 2015-08-31 |  |  |  |  | 5143 | 2026-08-03 06:00 | 98.81 | 16.17 | 6 | FALSE | 0 | 0 | 0 | 0 | 0
Spain | ESP | 2015-08-03 06:00 | 2015-08-03 08:00 | 66.1 | 2015 | 6.35 | 2015-08-31 |  |  |  |  | 5144 | 2026-08-03 07:00 | 98.81 | 16.17 | 7 | FALSE | 0 | 0 | 0 | 0 | 0
Spain | ESP | 2015-08-03 07:00 | 2015-08-03 09:00 | 68.82 | 2015 | 6.35 | 2015-08-31 |  |  |  |  | 5145 | 2026-08-03 08:00 | 98.81 | 16.17 | 8 | FALSE | 0 | 0 | 0 | 0 | 0
Spain | ESP | 2015-08-03 08:00 | 2015-08-03 10:00 | 70 | 2015 | 6.35 | 2015-08-31 |  |  |  |  | 5146 | 2026-08-03 09:00 | 98.81 | 16.17 | 9 | FALSE | 0 | 0 | 0 | 0 | 0
Spain | ESP | 2015-08-03 09:00 | 2015-08-03 11:00 | 69.67 | 2015 | 6.35 | 2015-08-31 |  |  |  |  | 5147 | 2026-08-03 10:00 | 98.81 | 16.17 | 10 | FALSE | 0 | 0 | 0 | 0 | 0
Spain | ESP | 2015-08-03 10:00 | 2015-08-03 12:00 | 69.4 | 2015 | 6.35 | 2015-08-31 |  |  |  |  | 5148 | 2026-08-03 11:00 | 98.81 | 16.17 | 11 | FALSE | 0 | 0 | 0 | 0 | 0
Spain | ESP | 2015-08-03 11:00 | 2015-08-03 13:00 | 68.69 | 2015 | 6.35 | 2015-08-31 |  |  |  |  | 5149 | 2026-08-03 12:00 | 98.81 | 16.17 | 12 | FALSE | 0 | 0 | 0 | 0 | 0
Spain | ESP | 2015-08-03 12:00 | 2015-08-03 14:00 | 63.49 | 2015 | 6.35 | 2015-08-31 |  |  |  |  | 5150 | 2026-08-03 13:00 | 98.81 | 16.17 | 13 | FALSE | 0 | 0 | 0 | 0 | 0
Spain | ESP | 2015-08-03 13:00 | 2015-08-03 15:00 | 62.47 | 2015 | 6.35 | 2015-08-31 |  |  |  |  | 5151 | 2026-08-03 14:00 | 98.81 | 16.17 | 14 | FALSE | 0 | 0 | 0 | 0 | 0
Spain | ESP | 2015-08-03 14:00 | 2015-08-03 16:00 | 61.98 | 2015 | 6.35 | 2015-08-31 |  |  |  |  | 5152 | 2026-08-03 15:00 | 98.81 | 16.17 | 15 | FALSE | 0 | 0 | 0 | 0 | 0
Spain | ESP | 2015-08-03 15:00 | 2015-08-03 17:00 | 62.93 | 2015 | 6.35 | 2015-08-31 |  |  |  |  | 5153 | 2026-08-03 16:00 | 98.81 | 16.17 | 16 | FALSE | 0 | 0 | 0 | 0 | 0
Spain | ESP | 2015-08-03 16:00 | 2015-08-03 18:00 | 62.93 | 2015 | 6.35 | 2015-08-31 |  |  |  |  | 5154 | 2026-08-03 17:00 | 98.81 | 16.17 | 17 | FALSE | 0 | 0 | 0 | 0 | 0
Spain | ESP | 2015-08-03 17:00 | 2015-08-03 19:00 | 62.93 | 2015 | 6.35 | 2015-08-31 |  |  |  |  | 5155 | 2026-08-03 18:00 | 98.81 | 16.17 | 18 | FALSE | 0 | 0 | 0 | 0 | 0
Spain | ESP | 2015-08-03 18:00 | 2015-08-03 20:00 | 63.03 | 2015 | 6.35 | 2015-08-31 |  |  |  |  | 5156 | 2026-08-03 19:00 | 98.81 | 16.17 | 19 | FALSE | 0 | 0 | 0 | 0 | 0
Spain | ESP | 2015-08-03 19:00 | 2015-08-03 21:00 | 68.46 | 2015 | 6.35 | 2015-08-31 |  |  |  |  | 5157 | 2026-08-03 20:00 | 98.81 | 16.17 | 20 | FALSE | 0 | 0 | 0 | 0 | 0
Spain | ESP | 2015-08-03 20:00 | 2015-08-03 22:00 | 67.6 | 2015 | 6.35 | 2015-08-31 |  |  |  |  | 5158 | 2026-08-03 21:00 | 98.81 | 16.17 | 21 | FALSE | 0 | 0 | 0 | 0 | 0
Spain | ESP | 2015-08-03 21:00 | 2015-08-03 23:00 | 61.98 | 2015 | 6.35 | 2015-08-31 |  |  |  |  | 5159 | 2026-08-03 22:00 | 98.81 | 16.17 | 22 | FALSE | 0 | 0 | 0 | 0 | 0
Spain | ESP | 2015-08-03 22:00 | 2015-08-04 | 62.47 | 2015 | 6.35 | 2015-08-31 |  |  |  |  | 5160 | 2026-08-03 23:00 | 98.81 | 16.17 | 23 | FALSE | 0 | 0 | 0 | 0 | 0
Spain | ESP | 2015-08-03 23:00 | 2015-08-04 01:00 | 51.79 | 2015 | 6.35 | 2015-08-31 |  |  |  |  | 5161 | 2026-08-04 | 98.81 | 16.17 | 24 | TRUE | 98.81 | 24 | 98.81 | 0 | -988.1
Spain | ESP | 2015-08-04 | 2015-08-04 02:00 | 48.5 | 2015 | 6.35 | 2015-08-31 |  |  |  |  | 5162 | 2026-08-04 01:00 | 98.81 | 16.17 | 1 | FALSE | 0 | 0 | 0 | 0 | 0
Spain | ESP | 2015-08-04 01:00 | 2015-08-04 03:00 | 48.34 | 2015 | 6.35 | 2015-08-31 |  |  |  |  | 5163 | 2026-08-04 02:00 | 98.81 | 16.17 | 2 | FALSE | 0 | 0 | 0 | 0 | 0
Spain | ESP | 2015-08-04 02:00 | 2015-08-04 04:00 | 48.09 | 2015 | 6.35 | 2015-08-31 |  |  |  |  | 5164 | 2026-08-04 03:00 | 98.81 | 16.17 | 3 | FALSE | 0 | 0 | 0 | 0 | 0
Spain | ESP | 2015-08-04 03:00 | 2015-08-04 05:00 | 48.5 | 2015 | 6.35 | 2015-08-31 |  |  |  |  | 5165 | 2026-08-04 04:00 | 98.81 | 16.17 | 4 | FALSE | 0 | 0 | 0 | 0 | 0
Spain | ESP | 2015-08-04 04:00 | 2015-08-04 06:00 | 52.54 | 2015 | 6.35 | 2015-08-31 |  |  |  |  | 5166 | 2026-08-04 05:00 | 98.81 | 16.17 | 5 | FALSE | 0 | 0 | 0 | 0 | 0
Spain | ESP | 2015-08-04 05:00 | 2015-08-04 07:00 | 54.36 | 2015 | 6.35 | 2015-08-31 |  |  |  |  | 5167 | 2026-08-04 06:00 | 98.81 | 16.17 | 6 | FALSE | 0 | 0 | 0 | 0 | 0
Spain | ESP | 2015-08-04 06:00 | 2015-08-04 08:00 | 61.1 | 2015 | 6.35 | 2015-08-31 |  |  |  |  | 5168 | 2026-08-04 07:00 | 98.81 | 16.17 | 7 | FALSE | 0 | 0 | 0 | 0 | 0
Spain | ESP | 2015-08-04 07:00 | 2015-08-04 09:00 | 65.48 | 2015 | 6.35 | 2015-08-31 |  |  |  |  | 5169 | 2026-08-04 08:00 | 98.81 | 16.17 | 8 | FALSE | 0 | 0 | 0 | 0 | 0
Spain | ESP | 2015-08-04 08:00 | 2015-08-04 10:00 | 66.99 | 2015 | 6.35 | 2015-08-31 |  |  |  |  | 5170 | 2026-08-04 09:00 | 98.81 | 16.17 | 9 | FALSE | 0 | 0 | 0 | 0 | 0
Spain | ESP | 2015-08-04 09:00 | 2015-08-04 11:00 | 68.46 | 2015 | 6.35 | 2015-08-31 |  |  |  |  | 5171 | 2026-08-04 10:00 | 98.81 | 16.17 | 10 | FALSE | 0 | 0 | 0 | 0 | 0
Spain | ESP | 2015-08-04 10:00 | 2015-08-04 12:00 | 69.17 | 2015 | 6.35 | 2015-08-31 |  |  |  |  | 5172 | 2026-08-04 11:00 | 98.81 | 16.17 | 11 | FALSE | 0 | 0 | 0 | 0 | 0
Spain | ESP | 2015-08-04 11:00 | 2015-08-04 13:00 | 69.69 | 2015 | 6.35 | 2015-08-31 |  |  |  |  | 5173 | 2026-08-04 12:00 | 98.81 | 16.17 | 12 | FALSE | 0 | 0 | 0 | 0 | 0
Spain | ESP | 2015-08-04 12:00 | 2015-08-04 14:00 | 68.46 | 2015 | 6.35 | 2015-08-31 |  |  |  |  | 5174 | 2026-08-04 13:00 | 98.81 | 16.17 | 13 | FALSE | 0 | 0 | 0 | 0 | 0
Spain | ESP | 2015-08-04 13:00 | 2015-08-04 15:00 | 66.96 | 2015 | 6.35 | 2015-08-31 |  |  |  |  | 5175 | 2026-08-04 14:00 | 98.81 | 16.17 | 14 | FALSE | 0 | 0 | 0 | 0 | 0
Spain | ESP | 2015-08-04 14:00 | 2015-08-04 16:00 | 66.96 | 2015 | 6.35 | 2015-08-31 |  |  |  |  | 5176 | 2026-08-04 15:00 | 98.81 | 16.17 | 15 | FALSE | 0 | 0 | 0 | 0 | 0
Spain | ESP | 2015-08-04 15:00 | 2015-08-04 17:00 | 66.99 | 2015 | 6.35 | 2015-08-31 |  |  |  |  | 5177 | 2026-08-04 16:00 | 98.81 | 16.17 | 16 | FALSE | 0 | 0 | 0 | 0 | 0
Spain | ESP | 2015-08-04 16:00 | 2015-08-04 18:00 | 66.57 | 2015 | 6.35 | 2015-08-31 |  |  |  |  | 5178 | 2026-08-04 17:00 | 98.81 | 16.17 | 17 | FALSE | 0 | 0 | 0 | 0 | 0
Spain | ESP | 2015-08-04 17:00 | 2015-08-04 19:00 | 65.48 | 2015 | 6.35 | 2015-08-31 |  |  |  |  | 5179 | 2026-08-04 18:00 | 98.81 | 16.17 | 18 | FALSE | 0 | 0 | 0 | 0 | 0
Spain | ESP | 2015-08-04 18:00 | 2015-08-04 20:00 | 65.48 | 2015 | 6.35 | 2015-08-31 |  |  |  |  | 5180 | 2026-08-04 19:00 | 98.81 | 16.17 | 19 | FALSE | 0 | 0 | 0 | 0 | 0
Spain | ESP | 2015-08-04 19:00 | 2015-08-04 21:00 | 68.72 | 2015 | 6.35 | 2015-08-31 |  |  |  |  | 5181 | 2026-08-04 20:00 | 98.81 | 16.17 | 20 | FALSE | 0 | 0 | 0 | 0 | 0
Spain | ESP | 2015-08-04 20:00 | 2015-08-04 22:00 | 66.99 | 2015 | 6.35 | 2015-08-31 |  |  |  |  | 5182 | 2026-08-04 21:00 | 98.81 | 16.17 | 21 | FALSE | 0 | 0 | 0 | 0 | 0
Spain | ESP | 2015-08-04 21:00 | 2015-08-04 23:00 | 62.93 | 2015 | 6.35 | 2015-08-31 |  |  |  |  | 5183 | 2026-08-04 22:00 | 98.81 | 16.17 | 22 | FALSE | 0 | 0 | 0 | 0 | 0
Spain | ESP | 2015-08-04 22:00 | 2015-08-05 | 63.48 | 2015 | 6.35 | 2015-08-31 |  |  |  |  | 5184 | 2026-08-04 23:00 | 98.81 | 16.17 | 23 | FALSE | 0 | 0 | 0 | 0 | 0
Spain | ESP | 2015-08-04 23:00 | 2015-08-05 01:00 | 58.21 | 2015 | 6.35 | 2015-08-31 |  |  |  |  | 5185 | 2026-08-05 | 98.81 | 16.17 | 24 | TRUE | 98.81 | 24 | 98.81 | 0 | -988.1
Spain | ESP | 2015-08-05 | 2015-08-05 02:00 | 51 | 2015 | 6.35 | 2015-08-31 |  |  |  |  | 5186 | 2026-08-05 01:00 | 98.81 | 16.17 | 1 | FALSE | 0 | 0 | 0 | 0 | 0
Spain | ESP | 2015-08-05 01:00 | 2015-08-05 03:00 | 50.13 | 2015 | 6.35 | 2015-08-31 |  |  |  |  | 5187 | 2026-08-05 02:00 | 98.81 | 16.17 | 2 | FALSE | 0 | 0 | 0 | 0 | 0
Spain | ESP | 2015-08-05 02:00 | 2015-08-05 04:00 | 50 | 2015 | 6.35 | 2015-08-31 |  |  |  |  | 5188 | 2026-08-05 03:00 | 98.81 | 16.17 | 3 | FALSE | 0 | 0 | 0 | 0 | 0
Spain | ESP | 2015-08-05 03:00 | 2015-08-05 05:00 | 50 | 2015 | 6.35 | 2015-08-31 |  |  |  |  | 5189 | 2026-08-05 04:00 | 98.81 | 16.17 | 4 | FALSE | 0 | 0 | 0 | 0 | 0
Spain | ESP | 2015-08-05 04:00 | 2015-08-05 06:00 | 55.98 | 2015 | 6.35 | 2015-08-31 |  |  |  |  | 5190 | 2026-08-05 05:00 | 98.81 | 16.17 | 5 | FALSE | 0 | 0 | 0 | 0 | 0
Spain | ESP | 2015-08-05 05:00 | 2015-08-05 07:00 | 62.47 | 2015 | 6.35 | 2015-08-31 |  |  |  |  | 5191 | 2026-08-05 06:00 | 98.81 | 16.17 | 6 | FALSE | 0 | 0 | 0 | 0 | 0
Spain | ESP | 2015-08-05 06:00 | 2015-08-05 08:00 | 64.99 | 2015 | 6.35 | 2015-08-31 |  |  |  |  | 5192 | 2026-08-05 07:00 | 98.81 | 16.17 | 7 | FALSE | 0 | 0 | 0 | 0 | 0
Spain | ESP | 2015-08-05 07:00 | 2015-08-05 09:00 | 67.44 | 2015 | 6.35 | 2015-08-31 |  |  |  |  | 5193 | 2026-08-05 08:00 | 98.81 | 16.17 | 8 | FALSE | 0 | 0 | 0 | 0 | 0
Spain | ESP | 2015-08-05 08:00 | 2015-08-05 10:00 | 67.57 | 2015 | 6.35 | 2015-08-31 |  |  |  |  | 5194 | 2026-08-05 09:00 | 98.81 | 16.17 | 9 | FALSE | 0 | 0 | 0 | 0 | 0
Spain | ESP | 2015-08-05 09:00 | 2015-08-05 11:00 | 68.56 | 2015 | 6.35 | 2015-08-31 |  |  |  |  | 5195 | 2026-08-05 10:00 | 98.81 | 16.17 | 10 | FALSE | 0 | 0 | 0 | 0 | 0
Spain | ESP | 2015-08-05 10:00 | 2015-08-05 12:00 | 68.46 | 2015 | 6.35 | 2015-08-31 |  |  |  |  | 5196 | 2026-08-05 11:00 | 98.81 | 16.17 | 11 | FALSE | 0 | 0 | 0 | 0 | 0
Spain | ESP | 2015-08-05 11:00 | 2015-08-05 13:00 | 67 | 2015 | 6.35 | 2015-08-31 |  |  |  |  | 5197 | 2026-08-05 12:00 | 98.81 | 16.17 | 12 | FALSE | 0 | 0 | 0 | 0 | 0
Spain | ESP | 2015-08-05 12:00 | 2015-08-05 14:00 | 63.48 | 2015 | 6.35 | 2015-08-31 |  |  |  |  | 5198 | 2026-08-05 13:00 | 98.81 | 16.17 | 13 | FALSE | 0 | 0 | 0 | 0 | 0
Spain | ESP | 2015-08-05 13:00 | 2015-08-05 15:00 | 59.7 | 2015 | 6.35 | 2015-08-31 |  |  |  |  | 5199 | 2026-08-05 14:00 | 98.81 | 16.17 | 14 | FALSE | 0 | 0 | 0 | 0 | 0
Spain | ESP | 2015-08-05 14:00 | 2015-08-05 16:00 | 58.26 | 2015 | 6.35 | 2015-08-31 |  |  |  |  | 5200 | 2026-08-05 15:00 | 98.81 | 16.17 | 15 | FALSE | 0 | 0 | 0 | 0 | 0
Spain | ESP | 2015-08-05 15:00 | 2015-08-05 17:00 | 60.5 | 2015 | 6.35 | 2015-08-31 |  |  |  |  | 5201 | 2026-08-05 16:00 | 98.81 | 16.17 | 16 | FALSE | 0 | 0 | 0 | 0 | 0
Spain | ESP | 2015-08-05 16:00 | 2015-08-05 18:00 | 61.39 | 2015 | 6.35 | 2015-08-31 |  |  |  |  | 5202 | 2026-08-05 17:00 | 98.81 | 16.17 | 17 | FALSE | 0 | 0 | 0 | 0 | 0
Spain | ESP | 2015-08-05 17:00 | 2015-08-05 19:00 | 62.47 | 2015 | 6.35 | 2015-08-31 |  |  |  |  | 5203 | 2026-08-05 18:00 | 98.81 | 16.17 | 18 | FALSE | 0 | 0 | 0 | 0 | 0
Spain | ESP | 2015-08-05 18:00 | 2015-08-05 20:00 | 63.98 | 2015 | 6.35 | 2015-08-31 |  |  |  |  | 5204 | 2026-08-05 19:00 | 98.81 | 16.17 | 19 | FALSE | 0 | 0 | 0 | 0 | 0
Spain | ESP | 2015-08-05 19:00 | 2015-08-05 21:00 | 68.56 | 2015 | 6.35 | 2015-08-31 |  |  |  |  | 5205 | 2026-08-05 20:00 | 98.81 | 16.17 | 20 | FALSE | 0 | 0 | 0 | 0 | 0
Spain | ESP | 2015-08-05 20:00 | 2015-08-05 22:00 | 67.94 | 2015 | 6.35 | 2015-08-31 |  |  |  |  | 5206 | 2026-08-05 21:00 | 98.81 | 16.17 | 21 | FALSE | 0 | 0 | 0 | 0 | 0
Spain | ESP | 2015-08-05 21:00 | 2015-08-05 23:00 | 62.93 | 2015 | 6.35 | 2015-08-31 |  |  |  |  | 5207 | 2026-08-05 22:00 | 98.81 | 16.17 | 22 | FALSE | 0 | 0 | 0 | 0 | 0
Spain | ESP | 2015-08-05 22:00 | 2015-08-06 | 62.47 | 2015 | 6.35 | 2015-08-31 |  |  |  |  | 5208 | 2026-08-05 23:00 | 98.81 | 16.17 | 23 | FALSE | 0 | 0 | 0 | 0 | 0
Spain | ESP | 2015-08-05 23:00 | 2015-08-06 01:00 | 60.98 | 2015 | 6.35 | 2015-08-31 |  |  |  |  | 5209 | 2026-08-06 | 98.81 | 16.17 | 24 | TRUE | 98.81 | 24 | 98.81 | 0 | -988.1
Spain | ESP | 2015-08-06 | 2015-08-06 02:00 | 54.04 | 2015 | 6.35 | 2015-08-31 |  |  |  |  | 5210 | 2026-08-06 01:00 | 98.81 | 16.17 | 1 | FALSE | 0 | 0 | 0 | 0 | 0
Spain | ESP | 2015-08-06 01:00 | 2015-08-06 03:00 | 51.11 | 2015 | 6.35 | 2015-08-31 |  |  |  |  | 5211 | 2026-08-06 02:00 | 98.81 | 16.17 | 2 | FALSE | 0 | 0 | 0 | 0 | 0
Spain | ESP | 2015-08-06 02:00 | 2015-08-06 04:00 | 50.65 | 2015 | 6.35 | 2015-08-31 |  |  |  |  | 5212 | 2026-08-06 03:00 | 98.81 | 16.17 | 3 | FALSE | 0 | 0 | 0 | 0 | 0
Spain | ESP | 2015-08-06 03:00 | 2015-08-06 05:00 | 52.67 | 2015 | 6.35 | 2015-08-31 |  |  |  |  | 5213 | 2026-08-06 04:00 | 98.81 | 16.17 | 4 | FALSE | 0 | 0 | 0 | 0 | 0
Spain | ESP | 2015-08-06 04:00 | 2015-08-06 06:00 | 60.98 | 2015 | 6.35 | 2015-08-31 |  |  |  |  | 5214 | 2026-08-06 05:00 | 98.81 | 16.17 | 5 | FALSE | 0 | 0 | 0 | 0 | 0
Spain | ESP | 2015-08-06 05:00 | 2015-08-06 07:00 | 62.48 | 2015 | 6.35 | 2015-08-31 |  |  |  |  | 5215 | 2026-08-06 06:00 | 98.81 | 16.17 | 6 | FALSE | 0 | 0 | 0 | 0 | 0
Spain | ESP | 2015-08-06 06:00 | 2015-08-06 08:00 | 64.03 | 2015 | 6.35 | 2015-08-31 |  |  |  |  | 5216 | 2026-08-06 07:00 | 98.81 | 16.17 | 7 | FALSE | 0 | 0 | 0 | 0 | 0
Spain | ESP | 2015-08-06 07:00 | 2015-08-06 09:00 | 68.1 | 2015 | 6.35 | 2015-08-31 |  |  |  |  | 5217 | 2026-08-06 08:00 | 98.81 | 16.17 | 8 | FALSE | 0 | 0 | 0 | 0 | 0
Spain | ESP | 2015-08-06 08:00 | 2015-08-06 10:00 | 69.01 | 2015 | 6.35 | 2015-08-31 |  |  |  |  | 5218 | 2026-08-06 09:00 | 98.81 | 16.17 | 9 | FALSE | 0 | 0 | 0 | 0 | 0
Spain | ESP | 2015-08-06 09:00 | 2015-08-06 11:00 | 69.47 | 2015 | 6.35 | 2015-08-31 |  |  |  |  | 5219 | 2026-08-06 10:00 | 98.81 | 16.17 | 10 | FALSE | 0 | 0 | 0 | 0 | 0
Spain | ESP | 2015-08-06 10:00 | 2015-08-06 12:00 | 69.69 | 2015 | 6.35 | 2015-08-31 |  |  |  |  | 5220 | 2026-08-06 11:00 | 98.81 | 16.17 | 11 | FALSE | 0 | 0 | 0 | 0 | 0
Spain | ESP | 2015-08-06 11:00 | 2015-08-06 13:00 | 68.77 | 2015 | 6.35 | 2015-08-31 |  |  |  |  | 5221 | 2026-08-06 12:00 | 98.81 | 16.17 | 12 | FALSE | 0 | 0 | 0 | 0 | 0
Spain | ESP | 2015-08-06 12:00 | 2015-08-06 14:00 | 65.27 | 2015 | 6.35 | 2015-08-31 |  |  |  |  | 5222 | 2026-08-06 13:00 | 98.81 | 16.17 | 13 | FALSE | 0 | 0 | 0 | 0 | 0
Spain | ESP | 2015-08-06 13:00 | 2015-08-06 15:00 | 62.5 | 2015 | 6.35 | 2015-08-31 |  |  |  |  | 5223 | 2026-08-06 14:00 | 98.81 | 16.17 | 14 | FALSE | 0 | 0 | 0 | 0 | 0
Spain | ESP | 2015-08-06 14:00 | 2015-08-06 16:00 | 61.99 | 2015 | 6.35 | 2015-08-31 |  |  |  |  | 5224 | 2026-08-06 15:00 | 98.81 | 16.17 | 15 | FALSE | 0 | 0 | 0 | 0 | 0
Spain | ESP | 2015-08-06 15:00 | 2015-08-06 17:00 | 62.47 | 2015 | 6.35 | 2015-08-31 |  |  |  |  | 5225 | 2026-08-06 16:00 | 98.81 | 16.17 | 16 | FALSE | 0 | 0 | 0 | 0 | 0
Spain | ESP | 2015-08-06 16:00 | 2015-08-06 18:00 | 62.47 | 2015 | 6.35 | 2015-08-31 |  |  |  |  | 5226 | 2026-08-06 17:00 | 98.81 | 16.17 | 17 | FALSE | 0 | 0 | 0 | 0 | 0
Spain | ESP | 2015-08-06 17:00 | 2015-08-06 19:00 | 61.99 | 2015 | 6.35 | 2015-08-31 |  |  |  |  | 5227 | 2026-08-06 18:00 | 98.81 | 16.17 | 18 | FALSE | 0 | 0 | 0 | 0 | 0
Spain | ESP | 2015-08-06 18:00 | 2015-08-06 20:00 | 62.93 | 2015 | 6.35 | 2015-08-31 |  |  |  |  | 5228 | 2026-08-06 19:00 | 98.81 | 16.17 | 19 | FALSE | 0 | 0 | 0 | 0 | 0
Spain | ESP | 2015-08-06 19:00 | 2015-08-06 21:00 | 68.1 | 2015 | 6.35 | 2015-08-31 |  |  |  |  | 5229 | 2026-08-06 20:00 | 98.81 | 16.17 | 20 | FALSE | 0 | 0 | 0 | 0 | 0
Spain | ESP | 2015-08-06 20:00 | 2015-08-06 22:00 | 66.6 | 2015 | 6.35 | 2015-08-31 |  |  |  |  | 5230 | 2026-08-06 21:00 | 98.81 | 16.17 | 21 | FALSE | 0 | 0 | 0 | 0 | 0
Spain | ESP | 2015-08-06 21:00 | 2015-08-06 23:00 | 61.1 | 2015 | 6.35 | 2015-08-31 |  |  |  |  | 5231 | 2026-08-06 22:00 | 98.81 | 16.17 | 22 | FALSE | 0 | 0 | 0 | 0 | 0
Spain | ESP | 2015-08-06 22:00 | 2015-08-07 | 63.6 | 2015 | 6.35 | 2015-08-31 |  |  |  |  | 5232 | 2026-08-06 23:00 | 98.81 | 16.17 | 23 | FALSE | 0 | 0 | 0 | 0 | 0
Spain | ESP | 2015-08-06 23:00 | 2015-08-07 01:00 | 61.1 | 2015 | 6.35 | 2015-08-31 |  |  |  |  | 5233 | 2026-08-07 | 98.81 | 16.17 | 24 | TRUE | 98.81 | 24 | 98.81 | 0 | -988.1
Spain | ESP | 2015-08-07 | 2015-08-07 02:00 | 50.72 | 2015 | 6.35 | 2015-08-31 |  |  |  |  | 5234 | 2026-08-07 01:00 | 98.81 | 16.17 | 1 | FALSE | 0 | 0 | 0 | 0 | 0
Spain | ESP | 2015-08-07 01:00 | 2015-08-07 03:00 | 49.69 | 2015 | 6.35 | 2015-08-31 |  |  |  |  | 5235 | 2026-08-07 02:00 | 98.81 | 16.17 | 2 | FALSE | 0 | 0 | 0 | 0 | 0
Spain | ESP | 2015-08-07 02:00 | 2015-08-07 04:00 | 49.5 | 2015 | 6.35 | 2015-08-31 |  |  |  |  | 5236 | 2026-08-07 03:00 | 98.81 | 16.17 | 3 | FALSE | 0 | 0 | 0 | 0 | 0
Spain | ESP | 2015-08-07 03:00 | 2015-08-07 05:00 | 49.95 | 2015 | 6.35 | 2015-08-31 |  |  |  |  | 5237 | 2026-08-07 04:00 | 98.81 | 16.17 | 4 | FALSE | 0 | 0 | 0 | 0 | 0
Spain | ESP | 2015-08-07 04:00 | 2015-08-07 06:00 | 61 | 2015 | 6.35 | 2015-08-31 |  |  |  |  | 5238 | 2026-08-07 05:00 | 98.81 | 16.17 | 5 | FALSE | 0 | 0 | 0 | 0 | 0
Spain | ESP | 2015-08-07 05:00 | 2015-08-07 07:00 | 62.93 | 2015 | 6.35 | 2015-08-31 |  |  |  |  | 5239 | 2026-08-07 06:00 | 98.81 | 16.17 | 6 | FALSE | 0 | 0 | 0 | 0 | 0
Spain | ESP | 2015-08-07 06:00 | 2015-08-07 08:00 | 65.03 | 2015 | 6.35 | 2015-08-31 |  |  |  |  | 5240 | 2026-08-07 07:00 | 98.81 | 16.17 | 7 | FALSE | 0 | 0 | 0 | 0 | 0
Spain | ESP | 2015-08-07 07:00 | 2015-08-07 09:00 | 69.53 | 2015 | 6.35 | 2015-08-31 |  |  |  |  | 5241 | 2026-08-07 08:00 | 98.81 | 16.17 | 8 | FALSE | 0 | 0 | 0 | 0 | 0
Spain | ESP | 2015-08-07 08:00 | 2015-08-07 10:00 | 70.66 | 2015 | 6.35 | 2015-08-31 |  |  |  |  | 5242 | 2026-08-07 09:00 | 98.81 | 16.17 | 9 | FALSE | 0 | 0 | 0 | 0 | 0
Spain | ESP | 2015-08-07 09:00 | 2015-08-07 11:00 | 71.51 | 2015 | 6.35 | 2015-08-31 |  |  |  |  | 5243 | 2026-08-07 10:00 | 98.81 | 16.17 | 10 | FALSE | 0 | 0 | 0 | 0 | 0
Spain | ESP | 2015-08-07 10:00 | 2015-08-07 12:00 | 71.69 | 2015 | 6.35 | 2015-08-31 |  |  |  |  | 5244 | 2026-08-07 11:00 | 98.81 | 16.17 | 11 | FALSE | 0 | 0 | 0 | 0 | 0
Spain | ESP | 2015-08-07 11:00 | 2015-08-07 13:00 | 71.69 | 2015 | 6.35 | 2015-08-31 |  |  |  |  | 5245 | 2026-08-07 12:00 | 98.81 | 16.17 | 12 | FALSE | 0 | 0 | 0 | 0 | 0
Spain | ESP | 2015-08-07 12:00 | 2015-08-07 14:00 | 70 | 2015 | 6.35 | 2015-08-31 |  |  |  |  | 5246 | 2026-08-07 13:00 | 98.81 | 16.17 | 13 | FALSE | 0 | 0 | 0 | 0 | 0
Spain | ESP | 2015-08-07 13:00 | 2015-08-07 15:00 | 69 | 2015 | 6.35 | 2015-08-31 |  |  |  |  | 5247 | 2026-08-07 14:00 | 98.81 | 16.17 | 14 | FALSE | 0 | 0 | 0 | 0 | 0
Spain | ESP | 2015-08-07 14:00 | 2015-08-07 16:00 | 67.1 | 2015 | 6.35 | 2015-08-31 |  |  |  |  | 5248 | 2026-08-07 15:00 | 98.81 | 16.17 | 15 | FALSE | 0 | 0 | 0 | 0 | 0
Spain | ESP | 2015-08-07 15:00 | 2015-08-07 17:00 | 66.96 | 2015 | 6.35 | 2015-08-31 |  |  |  |  | 5249 | 2026-08-07 16:00 | 98.81 | 16.17 | 16 | FALSE | 0 | 0 | 0 | 0 | 0
Spain | ESP | 2015-08-07 16:00 | 2015-08-07 18:00 | 64.5 | 2015 | 6.35 | 2015-08-31 |  |  |  |  | 5250 | 2026-08-07 17:00 | 98.81 | 16.17 | 17 | FALSE | 0 | 0 | 0 | 0 | 0
Spain | ESP | 2015-08-07 17:00 | 2015-08-07 19:00 | 62.52 | 2015 | 6.35 | 2015-08-31 |  |  |  |  | 5251 | 2026-08-07 18:00 | 98.81 | 16.17 | 18 | FALSE | 0 | 0 | 0 | 0 | 0
Spain | ESP | 2015-08-07 18:00 | 2015-08-07 20:00 | 61.68 | 2015 | 6.35 | 2015-08-31 |  |  |  |  | 5252 | 2026-08-07 19:00 | 98.81 | 16.17 | 19 | FALSE | 0 | 0 | 0 | 0 | 0
Spain | ESP | 2015-08-07 19:00 | 2015-08-07 21:00 | 64.11 | 2015 | 6.35 | 2015-08-31 |  |  |  |  | 5253 | 2026-08-07 20:00 | 98.81 | 16.17 | 20 | FALSE | 0 | 0 | 0 | 0 | 0
Spain | ESP | 2015-08-07 20:00 | 2015-08-07 22:00 | 61.68 | 2015 | 6.35 | 2015-08-31 |  |  |  |  | 5254 | 2026-08-07 21:00 | 98.81 | 16.17 | 21 | FALSE | 0 | 0 | 0 | 0 | 0
Spain | ESP | 2015-08-07 21:00 | 2015-08-07 23:00 | 51.68 | 2015 | 6.35 | 2015-08-31 |  |  |  |  | 5255 | 2026-08-07 22:00 | 98.81 | 16.17 | 22 | FALSE | 0 | 0 | 0 | 0 | 0
Spain | ESP | 2015-08-07 22:00 | 2015-08-08 | 52 | 2015 | 6.35 | 2015-08-31 |  |  |  |  | 5256 | 2026-08-07 23:00 | 98.81 | 16.17 | 23 | FALSE | 0 | 0 | 0 | 0 | 0
Spain | ESP | 2015-08-07 23:00 | 2015-08-08 01:00 | 48.75 | 2015 | 6.35 | 2015-08-31 |  |  |  |  | 5257 | 2026-08-08 | 98.81 | 16.17 | 24 | TRUE | 98.81 | 24 | 98.81 | 0 | -988.1
Spain | ESP | 2015-08-08 | 2015-08-08 02:00 | 46.94 | 2015 | 6.35 | 2015-08-31 |  |  |  |  | 5258 | 2026-08-08 01:00 | 98.81 | 16.17 | 1 | FALSE | 0 | 0 | 0 | 0 | 0
Spain | ESP | 2015-08-08 01:00 | 2015-08-08 03:00 | 45.13 | 2015 | 6.35 | 2015-08-31 |  |  |  |  | 5259 | 2026-08-08 02:00 | 98.81 | 16.17 | 2 | FALSE | 0 | 0 | 0 | 0 | 0
Spain | ESP | 2015-08-08 02:00 | 2015-08-08 04:00 | 44.93 | 2015 | 6.35 | 2015-08-31 |  |  |  |  | 5260 | 2026-08-08 03:00 | 98.81 | 16.17 | 3 | FALSE | 0 | 0 | 0 | 0 | 0
Spain | ESP | 2015-08-08 03:00 | 2015-08-08 05:00 | 44.51 | 2015 | 6.35 | 2015-08-31 |  |  |  |  | 5261 | 2026-08-08 04:00 | 98.81 | 16.17 | 4 | FALSE | 0 | 0 | 0 | 0 | 0
Spain | ESP | 2015-08-08 04:00 | 2015-08-08 06:00 | 44.51 | 2015 | 6.35 | 2015-08-31 |  |  |  |  | 5262 | 2026-08-08 05:00 | 98.81 | 16.17 | 5 | FALSE | 0 | 0 | 0 | 0 | 0
Spain | ESP | 2015-08-08 05:00 | 2015-08-08 07:00 | 43.49 | 2015 | 6.35 | 2015-08-31 |  |  |  |  | 5263 | 2026-08-08 06:00 | 98.81 | 16.17 | 6 | FALSE | 0 | 0 | 0 | 0 | 0
Spain | ESP | 2015-08-08 06:00 | 2015-08-08 08:00 | 45.59 | 2015 | 6.35 | 2015-08-31 |  |  |  |  | 5264 | 2026-08-08 07:00 | 98.81 | 16.17 | 7 | FALSE | 0 | 0 | 0 | 0 | 0
Spain | ESP | 2015-08-08 07:00 | 2015-08-08 09:00 | 49.04 | 2015 | 6.35 | 2015-08-31 |  |  |  |  | 5265 | 2026-08-08 08:00 | 98.81 | 16.17 | 8 | FALSE | 0 | 0 | 0 | 0 | 0
Spain | ESP | 2015-08-08 08:00 | 2015-08-08 10:00 | 57.35 | 2015 | 6.35 | 2015-08-31 |  |  |  |  | 5266 | 2026-08-08 09:00 | 98.81 | 16.17 | 9 | FALSE | 0 | 0 | 0 | 0 | 0
Spain | ESP | 2015-08-08 09:00 | 2015-08-08 11:00 | 63.24 | 2015 | 6.35 | 2015-08-31 |  |  |  |  | 5267 | 2026-08-08 10:00 | 98.81 | 16.17 | 10 | FALSE | 0 | 0 | 0 | 0 | 0
Spain | ESP | 2015-08-08 10:00 | 2015-08-08 12:00 | 64.18 | 2015 | 6.35 | 2015-08-31 |  |  |  |  | 5268 | 2026-08-08 11:00 | 98.81 | 16.17 | 11 | FALSE | 0 | 0 | 0 | 0 | 0
Spain | ESP | 2015-08-08 11:00 | 2015-08-08 13:00 | 65.75 | 2015 | 6.35 | 2015-08-31 |  |  |  |  | 5269 | 2026-08-08 12:00 | 98.81 | 16.17 | 12 | FALSE | 0 | 0 | 0 | 0 | 0
Spain | ESP | 2015-08-08 12:00 | 2015-08-08 14:00 | 64.18 | 2015 | 6.35 | 2015-08-31 |  |  |  |  | 5270 | 2026-08-08 13:00 | 98.81 | 16.17 | 13 | FALSE | 0 | 0 | 0 | 0 | 0
Spain | ESP | 2015-08-08 13:00 | 2015-08-08 15:00 | 63.29 | 2015 | 6.35 | 2015-08-31 |  |  |  |  | 5271 | 2026-08-08 14:00 | 98.81 | 16.17 | 14 | FALSE | 0 | 0 | 0 | 0 | 0
Spain | ESP | 2015-08-08 14:00 | 2015-08-08 16:00 | 61.1 | 2015 | 6.35 | 2015-08-31 |  |  |  |  | 5272 | 2026-08-08 15:00 | 98.81 | 16.17 | 15 | FALSE | 0 | 0 | 0 | 0 | 0
Spain | ESP | 2015-08-08 15:00 | 2015-08-08 17:00 | 58.79 | 2015 | 6.35 | 2015-08-31 |  |  |  |  | 5273 | 2026-08-08 16:00 | 98.81 | 16.17 | 16 | FALSE | 0 | 0 | 0 | 0 | 0
Spain | ESP | 2015-08-08 16:00 | 2015-08-08 18:00 | 56.01 | 2015 | 6.35 | 2015-08-31 |  |  |  |  | 5274 | 2026-08-08 17:00 | 98.81 | 16.17 | 17 | FALSE | 0 | 0 | 0 | 0 | 0
Spain | ESP | 2015-08-08 17:00 | 2015-08-08 19:00 | 57 | 2015 | 6.35 | 2015-08-31 |  |  |  |  | 5275 | 2026-08-08 18:00 | 98.81 | 16.17 | 18 | FALSE | 0 | 0 | 0 | 0 | 0
Spain | ESP | 2015-08-08 18:00 | 2015-08-08 20:00 | 61.1 | 2015 | 6.35 | 2015-08-31 |  |  |  |  | 5276 | 2026-08-08 19:00 | 98.81 | 16.17 | 19 | FALSE | 0 | 0 | 0 | 0 | 0
Spain | ESP | 2015-08-08 19:00 | 2015-08-08 21:00 | 65.27 | 2015 | 6.35 | 2015-08-31 |  |  |  |  | 5277 | 2026-08-08 20:00 | 98.81 | 16.17 | 20 | FALSE | 0 | 0 | 0 | 0 | 0
Spain | ESP | 2015-08-08 20:00 | 2015-08-08 22:00 | 64.18 | 2015 | 6.35 | 2015-08-31 |  |  |  |  | 5278 | 2026-08-08 21:00 | 98.81 | 16.17 | 21 | FALSE | 0 | 0 | 0 | 0 | 0
Spain | ESP | 2015-08-08 21:00 | 2015-08-08 23:00 | 52 | 2015 | 6.35 | 2015-08-31 |  |  |  |  | 5279 | 2026-08-08 22:00 | 98.81 | 16.17 | 22 | FALSE | 0 | 0 | 0 | 0 | 0
Spain | ESP | 2015-08-08 22:00 | 2015-08-09 | 46.94 | 2015 | 6.35 | 2015-08-31 |  |  |  |  | 5280 | 2026-08-08 23:00 | 98.81 | 16.17 | 23 | FALSE | 0 | 0 | 0 | 0 | 0
Spain | ESP | 2015-08-08 23:00 | 2015-08-09 01:00 | 45 | 2015 | 6.35 | 2015-08-31 |  |  |  |  | 5281 | 2026-08-09 | 98.81 | 16.17 | 24 | TRUE | 98.81 | 24 | 98.81 | 0 | -988.1
Spain | ESP | 2015-08-09 | 2015-08-09 02:00 | 43.49 | 2015 | 6.35 | 2015-08-31 |  |  |  |  | 5282 | 2026-08-09 01:00 | 98.81 | 16.17 | 1 | FALSE | 0 | 0 | 0 | 0 | 0
Spain | ESP | 2015-08-09 01:00 | 2015-08-09 03:00 | 41.5 | 2015 | 6.35 | 2015-08-31 |  |  |  |  | 5283 | 2026-08-09 02:00 | 98.81 | 16.17 | 2 | FALSE | 0 | 0 | 0 | 0 | 0
Spain | ESP | 2015-08-09 02:00 | 2015-08-09 04:00 | 40.61 | 2015 | 6.35 | 2015-08-31 |  |  |  |  | 5284 | 2026-08-09 03:00 | 98.81 | 16.17 | 3 | FALSE | 0 | 0 | 0 | 0 | 0
Spain | ESP | 2015-08-09 03:00 | 2015-08-09 05:00 | 40.51 | 2015 | 6.35 | 2015-08-31 |  |  |  |  | 5285 | 2026-08-09 04:00 | 98.81 | 16.17 | 4 | FALSE | 0 | 0 | 0 | 0 | 0
Spain | ESP | 2015-08-09 04:00 | 2015-08-09 06:00 | 40.51 | 2015 | 6.35 | 2015-08-31 |  |  |  |  | 5286 | 2026-08-09 05:00 | 98.81 | 16.17 | 5 | FALSE | 0 | 0 | 0 | 0 | 0
Spain | ESP | 2015-08-09 05:00 | 2015-08-09 07:00 | 35.14 | 2015 | 6.35 | 2015-08-31 |  |  |  |  | 5287 | 2026-08-09 06:00 | 98.81 | 16.17 | 6 | FALSE | 0 | 0 | 0 | 0 | 0
Spain | ESP | 2015-08-09 06:00 | 2015-08-09 08:00 | 39.52 | 2015 | 6.35 | 2015-08-31 |  |  |  |  | 5288 | 2026-08-09 07:00 | 98.81 | 16.17 | 7 | FALSE | 0 | 0 | 0 | 0 | 0
Spain | ESP | 2015-08-09 07:00 | 2015-08-09 09:00 | 41.65 | 2015 | 6.35 | 2015-08-31 |  |  |  |  | 5289 | 2026-08-09 08:00 | 98.81 | 16.17 | 8 | FALSE | 0 | 0 | 0 | 0 | 0
Spain | ESP | 2015-08-09 08:00 | 2015-08-09 10:00 | 43.97 | 2015 | 6.35 | 2015-08-31 |  |  |  |  | 5290 | 2026-08-09 09:00 | 98.81 | 16.17 | 9 | FALSE | 0 | 0 | 0 | 0 | 0
Spain | ESP | 2015-08-09 09:00 | 2015-08-09 11:00 | 44.86 | 2015 | 6.35 | 2015-08-31 |  |  |  |  | 5291 | 2026-08-09 10:00 | 98.81 | 16.17 | 10 | FALSE | 0 | 0 | 0 | 0 | 0
Spain | ESP | 2015-08-09 10:00 | 2015-08-09 12:00 | 45 | 2015 | 6.35 | 2015-08-31 |  |  |  |  | 5292 | 2026-08-09 11:00 | 98.81 | 16.17 | 11 | FALSE | 0 | 0 | 0 | 0 | 0
Spain | ESP | 2015-08-09 11:00 | 2015-08-09 13:00 | 46.17 | 2015 | 6.35 | 2015-08-31 |  |  |  |  | 5293 | 2026-08-09 12:00 | 98.81 | 16.17 | 12 | FALSE | 0 | 0 | 0 | 0 | 0
Spain | ESP | 2015-08-09 12:00 | 2015-08-09 14:00 | 46.48 | 2015 | 6.35 | 2015-08-31 |  |  |  |  | 5294 | 2026-08-09 13:00 | 98.81 | 16.17 | 13 | FALSE | 0 | 0 | 0 | 0 | 0
Spain | ESP | 2015-08-09 13:00 | 2015-08-09 15:00 | 45.11 | 2015 | 6.35 | 2015-08-31 |  |  |  |  | 5295 | 2026-08-09 14:00 | 98.81 | 16.17 | 14 | FALSE | 0 | 0 | 0 | 0 | 0
Spain | ESP | 2015-08-09 14:00 | 2015-08-09 16:00 | 45.11 | 2015 | 6.35 | 2015-08-31 |  |  |  |  | 5296 | 2026-08-09 15:00 | 98.81 | 16.17 | 15 | FALSE | 0 | 0 | 0 | 0 | 0
Spain | ESP | 2015-08-09 15:00 | 2015-08-09 17:00 | 45 | 2015 | 6.35 | 2015-08-31 |  |  |  |  | 5297 | 2026-08-09 16:00 | 98.81 | 16.17 | 16 | FALSE | 0 | 0 | 0 | 0 | 0
Spain | ESP | 2015-08-09 16:00 | 2015-08-09 18:00 | 46.17 | 2015 | 6.35 | 2015-08-31 |  |  |  |  | 5298 | 2026-08-09 17:00 | 98.81 | 16.17 | 17 | FALSE | 0 | 0 | 0 | 0 | 0
Spain | ESP | 2015-08-09 17:00 | 2015-08-09 19:00 | 46.94 | 2015 | 6.35 | 2015-08-31 |  |  |  |  | 5299 | 2026-08-09 18:00 | 98.81 | 16.17 | 18 | FALSE | 0 | 0 | 0 | 0 | 0
Spain | ESP | 2015-08-09 18:00 | 2015-08-09 20:00 | 53 | 2015 | 6.35 | 2015-08-31 |  |  |  |  | 5300 | 2026-08-09 19:00 | 98.81 | 16.17 | 19 | FALSE | 0 | 0 | 0 | 0 | 0
Spain | ESP | 2015-08-09 19:00 | 2015-08-09 21:00 | 65.81 | 2015 | 6.35 | 2015-08-31 |  |  |  |  | 5301 | 2026-08-09 20:00 | 98.81 | 16.17 | 20 | FALSE | 0 | 0 | 0 | 0 | 0
Spain | ESP | 2015-08-09 20:00 | 2015-08-09 22:00 | 66.9 | 2015 | 6.35 | 2015-08-31 |  |  |  |  | 5302 | 2026-08-09 21:00 | 98.81 | 16.17 | 21 | FALSE | 0 | 0 | 0 | 0 | 0
Spain | ESP | 2015-08-09 21:00 | 2015-08-09 23:00 | 59.69 | 2015 | 6.35 | 2015-08-31 |  |  |  |  | 5303 | 2026-08-09 22:00 | 98.81 | 16.17 | 22 | FALSE | 0 | 0 | 0 | 0 | 0
Spain | ESP | 2015-08-09 22:00 | 2015-08-10 | 51.25 | 2015 | 6.35 | 2015-08-31 |  |  |  |  | 5304 | 2026-08-09 23:00 | 98.81 | 16.17 | 23 | FALSE | 0 | 0 | 0 | 0 | 0
Spain | ESP | 2015-08-09 23:00 | 2015-08-10 01:00 | 48.1 | 2015 | 6.35 | 2015-08-31 |  |  |  |  | 5305 | 2026-08-10 | 98.81 | 16.17 | 24 | TRUE | 98.81 | 24 | 98.81 | 0 | -988.1
Spain | ESP | 2015-08-10 | 2015-08-10 02:00 | 47.57 | 2015 | 6.35 | 2015-08-31 |  |  |  |  | 5306 | 2026-08-10 01:00 | 98.81 | 16.17 | 1 | FALSE | 0 | 0 | 0 | 0 | 0
Spain | ESP | 2015-08-10 01:00 | 2015-08-10 03:00 | 47.57 | 2015 | 6.35 | 2015-08-31 |  |  |  |  | 5307 | 2026-08-10 02:00 | 98.81 | 16.17 | 2 | FALSE | 0 | 0 | 0 | 0 | 0
Spain | ESP | 2015-08-10 02:00 | 2015-08-10 04:00 | 48 | 2015 | 6.35 | 2015-08-31 |  |  |  |  | 5308 | 2026-08-10 03:00 | 98.81 | 16.17 | 3 | FALSE | 0 | 0 | 0 | 0 | 0
Spain | ESP | 2015-08-10 03:00 | 2015-08-10 05:00 | 48.04 | 2015 | 6.35 | 2015-08-31 |  |  |  |  | 5309 | 2026-08-10 04:00 | 98.81 | 16.17 | 4 | FALSE | 0 | 0 | 0 | 0 | 0
Spain | ESP | 2015-08-10 04:00 | 2015-08-10 06:00 | 53.56 | 2015 | 6.35 | 2015-08-31 |  |  |  |  | 5310 | 2026-08-10 05:00 | 98.81 | 16.17 | 5 | FALSE | 0 | 0 | 0 | 0 | 0
Spain | ESP | 2015-08-10 05:00 | 2015-08-10 07:00 | 55.89 | 2015 | 6.35 | 2015-08-31 |  |  |  |  | 5311 | 2026-08-10 06:00 | 98.81 | 16.17 | 6 | FALSE | 0 | 0 | 0 | 0 | 0
Spain | ESP | 2015-08-10 06:00 | 2015-08-10 08:00 | 60.1 | 2015 | 6.35 | 2015-08-31 |  |  |  |  | 5312 | 2026-08-10 07:00 | 98.81 | 16.17 | 7 | FALSE | 0 | 0 | 0 | 0 | 0
Spain | ESP | 2015-08-10 07:00 | 2015-08-10 09:00 | 66 | 2015 | 6.35 | 2015-08-31 |  |  |  |  | 5313 | 2026-08-10 08:00 | 98.81 | 16.17 | 8 | FALSE | 0 | 0 | 0 | 0 | 0
Spain | ESP | 2015-08-10 08:00 | 2015-08-10 10:00 | 67.1 | 2015 | 6.35 | 2015-08-31 |  |  |  |  | 5314 | 2026-08-10 09:00 | 98.81 | 16.17 | 9 | FALSE | 0 | 0 | 0 | 0 | 0
Spain | ESP | 2015-08-10 09:00 | 2015-08-10 11:00 | 67.1 | 2015 | 6.35 | 2015-08-31 |  |  |  |  | 5315 | 2026-08-10 10:00 | 98.81 | 16.17 | 10 | FALSE | 0 | 0 | 0 | 0 | 0
Spain | ESP | 2015-08-10 10:00 | 2015-08-10 12:00 | 67.1 | 2015 | 6.35 | 2015-08-31 |  |  |  |  | 5316 | 2026-08-10 11:00 | 98.81 | 16.17 | 11 | FALSE | 0 | 0 | 0 | 0 | 0
Spain | ESP | 2015-08-10 11:00 | 2015-08-10 13:00 | 67.1 | 2015 | 6.35 | 2015-08-31 |  |  |  |  | 5317 | 2026-08-10 12:00 | 98.81 | 16.17 | 12 | FALSE | 0 | 0 | 0 | 0 | 0
Spain | ESP | 2015-08-10 12:00 | 2015-08-10 14:00 | 65.25 | 2015 | 6.35 | 2015-08-31 |  |  |  |  | 5318 | 2026-08-10 13:00 | 98.81 | 16.17 | 13 | FALSE | 0 | 0 | 0 | 0 | 0
Spain | ESP | 2015-08-10 13:00 | 2015-08-10 15:00 | 64.98 | 2015 | 6.35 | 2015-08-31 |  |  |  |  | 5319 | 2026-08-10 14:00 | 98.81 | 16.17 | 14 | FALSE | 0 | 0 | 0 | 0 | 0
Spain | ESP | 2015-08-10 14:00 | 2015-08-10 16:00 | 64.98 | 2015 | 6.35 | 2015-08-31 |  |  |  |  | 5320 | 2026-08-10 15:00 | 98.81 | 16.17 | 15 | FALSE | 0 | 0 | 0 | 0 | 0
Spain | ESP | 2015-08-10 15:00 | 2015-08-10 17:00 | 65.01 | 2015 | 6.35 | 2015-08-31 |  |  |  |  | 5321 | 2026-08-10 16:00 | 98.81 | 16.17 | 16 | FALSE | 0 | 0 | 0 | 0 | 0
Spain | ESP | 2015-08-10 16:00 | 2015-08-10 18:00 | 65.01 | 2015 | 6.35 | 2015-08-31 |  |  |  |  | 5322 | 2026-08-10 17:00 | 98.81 | 16.17 | 17 | FALSE | 0 | 0 | 0 | 0 | 0
Spain | ESP | 2015-08-10 17:00 | 2015-08-10 19:00 | 64.98 | 2015 | 6.35 | 2015-08-31 |  |  |  |  | 5323 | 2026-08-10 18:00 | 98.81 | 16.17 | 18 | FALSE | 0 | 0 | 0 | 0 | 0
Spain | ESP | 2015-08-10 18:00 | 2015-08-10 20:00 | 65 | 2015 | 6.35 | 2015-08-31 |  |  |  |  | 5324 | 2026-08-10 19:00 | 98.81 | 16.17 | 19 | FALSE | 0 | 0 | 0 | 0 | 0
Spain | ESP | 2015-08-10 19:00 | 2015-08-10 21:00 | 68.3 | 2015 | 6.35 | 2015-08-31 |  |  |  |  | 5325 | 2026-08-10 20:00 | 98.81 | 16.17 | 20 | FALSE | 0 | 0 | 0 | 0 | 0
Spain | ESP | 2015-08-10 20:00 | 2015-08-10 22:00 | 67.1 | 2015 | 6.35 | 2015-08-31 |  |  |  |  | 5326 | 2026-08-10 21:00 | 98.81 | 16.17 | 21 | FALSE | 0 | 0 | 0 | 0 | 0
Spain | ESP | 2015-08-10 21:00 | 2015-08-10 23:00 | 61.6 | 2015 | 6.35 | 2015-08-31 |  |  |  |  | 5327 | 2026-08-10 22:00 | 98.81 | 16.17 | 22 | FALSE | 0 | 0 | 0 | 0 | 0
Spain | ESP | 2015-08-10 22:00 | 2015-08-11 | 63.29 | 2015 | 6.35 | 2015-08-31 |  |  |  |  | 5328 | 2026-08-10 23:00 | 98.81 | 16.17 | 23 | FALSE | 0 | 0 | 0 | 0 | 0
Spain | ESP | 2015-08-10 23:00 | 2015-08-11 01:00 | 54.07 | 2015 | 6.35 | 2015-08-31 |  |  |  |  | 5329 | 2026-08-11 | 98.81 | 16.17 | 24 | TRUE | 98.81 | 24 | 98.81 | 0 | -988.1
Spain | ESP | 2015-08-11 | 2015-08-11 02:00 | 49.25 | 2015 | 6.35 | 2015-08-31 |  |  |  |  | 5330 | 2026-08-11 01:00 | 98.81 | 16.17 | 1 | FALSE | 0 | 0 | 0 | 0 | 0
Spain | ESP | 2015-08-11 01:00 | 2015-08-11 03:00 | 49 | 2015 | 6.35 | 2015-08-31 |  |  |  |  | 5331 | 2026-08-11 02:00 | 98.81 | 16.17 | 2 | FALSE | 0 | 0 | 0 | 0 | 0
Spain | ESP | 2015-08-11 02:00 | 2015-08-11 04:00 | 49 | 2015 | 6.35 | 2015-08-31 |  |  |  |  | 5332 | 2026-08-11 03:00 | 98.81 | 16.17 | 3 | FALSE | 0 | 0 | 0 | 0 | 0
Spain | ESP | 2015-08-11 03:00 | 2015-08-11 05:00 | 49.5 | 2015 | 6.35 | 2015-08-31 |  |  |  |  | 5333 | 2026-08-11 04:00 | 98.81 | 16.17 | 4 | FALSE | 0 | 0 | 0 | 0 | 0
Spain | ESP | 2015-08-11 04:00 | 2015-08-11 06:00 | 57.17 | 2015 | 6.35 | 2015-08-31 |  |  |  |  | 5334 | 2026-08-11 05:00 | 98.81 | 16.17 | 5 | FALSE | 0 | 0 | 0 | 0 | 0
Spain | ESP | 2015-08-11 05:00 | 2015-08-11 07:00 | 63 | 2015 | 6.35 | 2015-08-31 |  |  |  |  | 5335 | 2026-08-11 06:00 | 98.81 | 16.17 | 6 | FALSE | 0 | 0 | 0 | 0 | 0
Spain | ESP | 2015-08-11 06:00 | 2015-08-11 08:00 | 64 | 2015 | 6.35 | 2015-08-31 |  |  |  |  | 5336 | 2026-08-11 07:00 | 98.81 | 16.17 | 7 | FALSE | 0 | 0 | 0 | 0 | 0
Spain | ESP | 2015-08-11 07:00 | 2015-08-11 09:00 | 67.1 | 2015 | 6.35 | 2015-08-31 |  |  |  |  | 5337 | 2026-08-11 08:00 | 98.81 | 16.17 | 8 | FALSE | 0 | 0 | 0 | 0 | 0
Spain | ESP | 2015-08-11 08:00 | 2015-08-11 10:00 | 67.8 | 2015 | 6.35 | 2015-08-31 |  |  |  |  | 5338 | 2026-08-11 09:00 | 98.81 | 16.17 | 9 | FALSE | 0 | 0 | 0 | 0 | 0
Spain | ESP | 2015-08-11 09:00 | 2015-08-11 11:00 | 68.46 | 2015 | 6.35 | 2015-08-31 |  |  |  |  | 5339 | 2026-08-11 10:00 | 98.81 | 16.17 | 10 | FALSE | 0 | 0 | 0 | 0 | 0
Spain | ESP | 2015-08-11 10:00 | 2015-08-11 12:00 | 68.46 | 2015 | 6.35 | 2015-08-31 |  |  |  |  | 5340 | 2026-08-11 11:00 | 98.81 | 16.17 | 11 | FALSE | 0 | 0 | 0 | 0 | 0
Spain | ESP | 2015-08-11 11:00 | 2015-08-11 13:00 | 68.58 | 2015 | 6.35 | 2015-08-31 |  |  |  |  | 5341 | 2026-08-11 12:00 | 98.81 | 16.17 | 12 | FALSE | 0 | 0 | 0 | 0 | 0
Spain | ESP | 2015-08-11 12:00 | 2015-08-11 14:00 | 67 | 2015 | 6.35 | 2015-08-31 |  |  |  |  | 5342 | 2026-08-11 13:00 | 98.81 | 16.17 | 13 | FALSE | 0 | 0 | 0 | 0 | 0
Spain | ESP | 2015-08-11 13:00 | 2015-08-11 15:00 | 65.48 | 2015 | 6.35 | 2015-08-31 |  |  |  |  | 5343 | 2026-08-11 14:00 | 98.81 | 16.17 | 14 | FALSE | 0 | 0 | 0 | 0 | 0
Spain | ESP | 2015-08-11 14:00 | 2015-08-11 16:00 | 65 | 2015 | 6.35 | 2015-08-31 |  |  |  |  | 5344 | 2026-08-11 15:00 | 98.81 | 16.17 | 15 | FALSE | 0 | 0 | 0 | 0 | 0
Spain | ESP | 2015-08-11 15:00 | 2015-08-11 17:00 | 65.25 | 2015 | 6.35 | 2015-08-31 |  |  |  |  | 5345 | 2026-08-11 16:00 | 98.81 | 16.17 | 16 | FALSE | 0 | 0 | 0 | 0 | 0
Spain | ESP | 2015-08-11 16:00 | 2015-08-11 18:00 | 64.18 | 2015 | 6.35 | 2015-08-31 |  |  |  |  | 5346 | 2026-08-11 17:00 | 98.81 | 16.17 | 17 | FALSE | 0 | 0 | 0 | 0 | 0
Spain | ESP | 2015-08-11 17:00 | 2015-08-11 19:00 | 64.18 | 2015 | 6.35 | 2015-08-31 |  |  |  |  | 5347 | 2026-08-11 18:00 | 98.81 | 16.17 | 18 | FALSE | 0 | 0 | 0 | 0 | 0
Spain | ESP | 2015-08-11 18:00 | 2015-08-11 20:00 | 64.36 | 2015 | 6.35 | 2015-08-31 |  |  |  |  | 5348 | 2026-08-11 19:00 | 98.81 | 16.17 | 19 | FALSE | 0 | 0 | 0 | 0 | 0
Spain | ESP | 2015-08-11 19:00 | 2015-08-11 21:00 | 67.7 | 2015 | 6.35 | 2015-08-31 |  |  |  |  | 5349 | 2026-08-11 20:00 | 98.81 | 16.17 | 20 | FALSE | 0 | 0 | 0 | 0 | 0
Spain | ESP | 2015-08-11 20:00 | 2015-08-11 22:00 | 66.25 | 2015 | 6.35 | 2015-08-31 |  |  |  |  | 5350 | 2026-08-11 21:00 | 98.81 | 16.17 | 21 | FALSE | 0 | 0 | 0 | 0 | 0
Spain | ESP | 2015-08-11 21:00 | 2015-08-11 23:00 | 62.47 | 2015 | 6.35 | 2015-08-31 |  |  |  |  | 5351 | 2026-08-11 22:00 | 98.81 | 16.17 | 22 | FALSE | 0 | 0 | 0 | 0 | 0
Spain | ESP | 2015-08-11 22:00 | 2015-08-12 | 62.01 | 2015 | 6.35 | 2015-08-31 |  |  |  |  | 5352 | 2026-08-11 23:00 | 98.81 | 16.17 | 23 | FALSE | 0 | 0 | 0 | 0 | 0
Spain | ESP | 2015-08-11 23:00 | 2015-08-12 01:00 | 53.56 | 2015 | 6.35 | 2015-08-31 |  |  |  |  | 5353 | 2026-08-12 | 98.81 | 16.17 | 24 | TRUE | 98.81 | 24 | 98.81 | 0 | -988.1
Spain | ESP | 2015-08-12 | 2015-08-12 02:00 | 49.64 | 2015 | 6.35 | 2015-08-31 |  |  |  |  | 5354 | 2026-08-12 01:00 | 98.81 | 16.17 | 1 | FALSE | 0 | 0 | 0 | 0 | 0
Spain | ESP | 2015-08-12 01:00 | 2015-08-12 03:00 | 49.9 | 2015 | 6.35 | 2015-08-31 |  |  |  |  | 5355 | 2026-08-12 02:00 | 98.81 | 16.17 | 2 | FALSE | 0 | 0 | 0 | 0 | 0
Spain | ESP | 2015-08-12 02:00 | 2015-08-12 04:00 | 50.01 | 2015 | 6.35 | 2015-08-31 |  |  |  |  | 5356 | 2026-08-12 03:00 | 98.81 | 16.17 | 3 | FALSE | 0 | 0 | 0 | 0 | 0
Spain | ESP | 2015-08-12 03:00 | 2015-08-12 05:00 | 50.1 | 2015 | 6.35 | 2015-08-31 |  |  |  |  | 5357 | 2026-08-12 04:00 | 98.81 | 16.17 | 4 | FALSE | 0 | 0 | 0 | 0 | 0
Spain | ESP | 2015-08-12 04:00 | 2015-08-12 06:00 | 58.64 | 2015 | 6.35 | 2015-08-31 |  |  |  |  | 5358 | 2026-08-12 05:00 | 98.81 | 16.17 | 5 | FALSE | 0 | 0 | 0 | 0 | 0
Spain | ESP | 2015-08-12 05:00 | 2015-08-12 07:00 | 62.01 | 2015 | 6.35 | 2015-08-31 |  |  |  |  | 5359 | 2026-08-12 06:00 | 98.81 | 16.17 | 6 | FALSE | 0 | 0 | 0 | 0 | 0
Spain | ESP | 2015-08-12 06:00 | 2015-08-12 08:00 | 62.47 | 2015 | 6.35 | 2015-08-31 |  |  |  |  | 5360 | 2026-08-12 07:00 | 98.81 | 16.17 | 7 | FALSE | 0 | 0 | 0 | 0 | 0
Spain | ESP | 2015-08-12 07:00 | 2015-08-12 09:00 | 67.1 | 2015 | 6.35 | 2015-08-31 |  |  |  |  | 5361 | 2026-08-12 08:00 | 98.81 | 16.17 | 8 | FALSE | 0 | 0 | 0 | 0 | 0
Spain | ESP | 2015-08-12 08:00 | 2015-08-12 10:00 | 67.57 | 2015 | 6.35 | 2015-08-31 |  |  |  |  | 5362 | 2026-08-12 09:00 | 98.81 | 16.17 | 9 | FALSE | 0 | 0 | 0 | 0 | 0
Spain | ESP | 2015-08-12 09:00 | 2015-08-12 11:00 | 67.66 | 2015 | 6.35 | 2015-08-31 |  |  |  |  | 5363 | 2026-08-12 10:00 | 98.81 | 16.17 | 10 | FALSE | 0 | 0 | 0 | 0 | 0
Spain | ESP | 2015-08-12 10:00 | 2015-08-12 12:00 | 67.7 | 2015 | 6.35 | 2015-08-31 |  |  |  |  | 5364 | 2026-08-12 11:00 | 98.81 | 16.17 | 11 | FALSE | 0 | 0 | 0 | 0 | 0
Spain | ESP | 2015-08-12 11:00 | 2015-08-12 13:00 | 67.69 | 2015 | 6.35 | 2015-08-31 |  |  |  |  | 5365 | 2026-08-12 12:00 | 98.81 | 16.17 | 12 | FALSE | 0 | 0 | 0 | 0 | 0
Spain | ESP | 2015-08-12 12:00 | 2015-08-12 14:00 | 65.48 | 2015 | 6.35 | 2015-08-31 |  |  |  |  | 5366 | 2026-08-12 13:00 | 98.81 | 16.17 | 13 | FALSE | 0 | 0 | 0 | 0 | 0
Spain | ESP | 2015-08-12 13:00 | 2015-08-12 15:00 | 62.47 | 2015 | 6.35 | 2015-08-31 |  |  |  |  | 5367 | 2026-08-12 14:00 | 98.81 | 16.17 | 14 | FALSE | 0 | 0 | 0 | 0 | 0
Spain | ESP | 2015-08-12 14:00 | 2015-08-12 16:00 | 59.3 | 2015 | 6.35 | 2015-08-31 |  |  |  |  | 5368 | 2026-08-12 15:00 | 98.81 | 16.17 | 15 | FALSE | 0 | 0 | 0 | 0 | 0
Spain | ESP | 2015-08-12 15:00 | 2015-08-12 17:00 | 59.48 | 2015 | 6.35 | 2015-08-31 |  |  |  |  | 5369 | 2026-08-12 16:00 | 98.81 | 16.17 | 16 | FALSE | 0 | 0 | 0 | 0 | 0
Spain | ESP | 2015-08-12 16:00 | 2015-08-12 18:00 | 56.37 | 2015 | 6.35 | 2015-08-31 |  |  |  |  | 5370 | 2026-08-12 17:00 | 98.81 | 16.17 | 17 | FALSE | 0 | 0 | 0 | 0 | 0
Spain | ESP | 2015-08-12 17:00 | 2015-08-12 19:00 | 54.07 | 2015 | 6.35 | 2015-08-31 |  |  |  |  | 5371 | 2026-08-12 18:00 | 98.81 | 16.17 | 18 | FALSE | 0 | 0 | 0 | 0 | 0
Spain | ESP | 2015-08-12 18:00 | 2015-08-12 20:00 | 54.07 | 2015 | 6.35 | 2015-08-31 |  |  |  |  | 5372 | 2026-08-12 19:00 | 98.81 | 16.17 | 19 | FALSE | 0 | 0 | 0 | 0 | 0
Spain | ESP | 2015-08-12 19:00 | 2015-08-12 21:00 | 64.18 | 2015 | 6.35 | 2015-08-31 |  |  |  |  | 5373 | 2026-08-12 20:00 | 98.81 | 16.17 | 20 | FALSE | 0 | 0 | 0 | 0 | 0
Spain | ESP | 2015-08-12 20:00 | 2015-08-12 22:00 | 62.47 | 2015 | 6.35 | 2015-08-31 |  |  |  |  | 5374 | 2026-08-12 21:00 | 98.81 | 16.17 | 21 | FALSE | 0 | 0 | 0 | 0 | 0
Spain | ESP | 2015-08-12 21:00 | 2015-08-12 23:00 | 54 | 2015 | 6.35 | 2015-08-31 |  |  |  |  | 5375 | 2026-08-12 22:00 | 98.81 | 16.17 | 22 | FALSE | 0 | 0 | 0 | 0 | 0
Spain | ESP | 2015-08-12 22:00 | 2015-08-13 | 57.6 | 2015 | 6.35 | 2015-08-31 |  |  |  |  | 5376 | 2026-08-12 23:00 | 98.81 | 16.17 | 23 | FALSE | 0 | 0 | 0 | 0 | 0
Spain | ESP | 2015-08-12 23:00 | 2015-08-13 01:00 | 49.25 | 2015 | 6.35 | 2015-08-31 |  |  |  |  | 5377 | 2026-08-13 | 98.81 | 16.17 | 24 | TRUE | 98.81 | 24 | 98.81 | 0 | -988.1
Spain | ESP | 2015-08-13 | 2015-08-13 02:00 | 47.16 | 2015 | 6.35 | 2015-08-31 |  |  |  |  | 5378 | 2026-08-13 01:00 | 98.81 | 16.17 | 1 | FALSE | 0 | 0 | 0 | 0 | 0
Spain | ESP | 2015-08-13 01:00 | 2015-08-13 03:00 | 46.5 | 2015 | 6.35 | 2015-08-31 |  |  |  |  | 5379 | 2026-08-13 02:00 | 98.81 | 16.17 | 2 | FALSE | 0 | 0 | 0 | 0 | 0
Spain | ESP | 2015-08-13 02:00 | 2015-08-13 04:00 | 46.5 | 2015 | 6.35 | 2015-08-31 |  |  |  |  | 5380 | 2026-08-13 03:00 | 98.81 | 16.17 | 3 | FALSE | 0 | 0 | 0 | 0 | 0
Spain | ESP | 2015-08-13 03:00 | 2015-08-13 05:00 | 46.48 | 2015 | 6.35 | 2015-08-31 |  |  |  |  | 5381 | 2026-08-13 04:00 | 98.81 | 16.17 | 4 | FALSE | 0 | 0 | 0 | 0 | 0
Spain | ESP | 2015-08-13 04:00 | 2015-08-13 06:00 | 46.5 | 2015 | 6.35 | 2015-08-31 |  |  |  |  | 5382 | 2026-08-13 05:00 | 98.81 | 16.17 | 5 | FALSE | 0 | 0 | 0 | 0 | 0
Spain | ESP | 2015-08-13 05:00 | 2015-08-13 07:00 | 47.16 | 2015 | 6.35 | 2015-08-31 |  |  |  |  | 5383 | 2026-08-13 06:00 | 98.81 | 16.17 | 6 | FALSE | 0 | 0 | 0 | 0 | 0
Spain | ESP | 2015-08-13 06:00 | 2015-08-13 08:00 | 48.5 | 2015 | 6.35 | 2015-08-31 |  |  |  |  | 5384 | 2026-08-13 07:00 | 98.81 | 16.17 | 7 | FALSE | 0 | 0 | 0 | 0 | 0
Spain | ESP | 2015-08-13 07:00 | 2015-08-13 09:00 | 59.1 | 2015 | 6.35 | 2015-08-31 |  |  |  |  | 5385 | 2026-08-13 08:00 | 98.81 | 16.17 | 8 | FALSE | 0 | 0 | 0 | 0 | 0
Spain | ESP | 2015-08-13 08:00 | 2015-08-13 10:00 | 61.43 | 2015 | 6.35 | 2015-08-31 |  |  |  |  | 5386 | 2026-08-13 09:00 | 98.81 | 16.17 | 9 | FALSE | 0 | 0 | 0 | 0 | 0
Spain | ESP | 2015-08-13 09:00 | 2015-08-13 11:00 | 61.68 | 2015 | 6.35 | 2015-08-31 |  |  |  |  | 5387 | 2026-08-13 10:00 | 98.81 | 16.17 | 10 | FALSE | 0 | 0 | 0 | 0 | 0
Spain | ESP | 2015-08-13 10:00 | 2015-08-13 12:00 | 61.43 | 2015 | 6.35 | 2015-08-31 |  |  |  |  | 5388 | 2026-08-13 11:00 | 98.81 | 16.17 | 11 | FALSE | 0 | 0 | 0 | 0 | 0
Spain | ESP | 2015-08-13 11:00 | 2015-08-13 13:00 | 59.3 | 2015 | 6.35 | 2015-08-31 |  |  |  |  | 5389 | 2026-08-13 12:00 | 98.81 | 16.17 | 12 | FALSE | 0 | 0 | 0 | 0 | 0
Spain | ESP | 2015-08-13 12:00 | 2015-08-13 14:00 | 49.64 | 2015 | 6.35 | 2015-08-31 |  |  |  |  | 5390 | 2026-08-13 13:00 | 98.81 | 16.17 | 13 | FALSE | 0 | 0 | 0 | 0 | 0
Spain | ESP | 2015-08-13 13:00 | 2015-08-13 15:00 | 48.29 | 2015 | 6.35 | 2015-08-31 |  |  |  |  | 5391 | 2026-08-13 14:00 | 98.81 | 16.17 | 14 | FALSE | 0 | 0 | 0 | 0 | 0
Spain | ESP | 2015-08-13 14:00 | 2015-08-13 16:00 | 48.05 | 2015 | 6.35 | 2015-08-31 |  |  |  |  | 5392 | 2026-08-13 15:00 | 98.81 | 16.17 | 15 | FALSE | 0 | 0 | 0 | 0 | 0
Spain | ESP | 2015-08-13 15:00 | 2015-08-13 17:00 | 48.1 | 2015 | 6.35 | 2015-08-31 |  |  |  |  | 5393 | 2026-08-13 16:00 | 98.81 | 16.17 | 16 | FALSE | 0 | 0 | 0 | 0 | 0
Spain | ESP | 2015-08-13 16:00 | 2015-08-13 18:00 | 48.29 | 2015 | 6.35 | 2015-08-31 |  |  |  |  | 5394 | 2026-08-13 17:00 | 98.81 | 16.17 | 17 | FALSE | 0 | 0 | 0 | 0 | 0
Spain | ESP | 2015-08-13 17:00 | 2015-08-13 19:00 | 48.9 | 2015 | 6.35 | 2015-08-31 |  |  |  |  | 5395 | 2026-08-13 18:00 | 98.81 | 16.17 | 18 | FALSE | 0 | 0 | 0 | 0 | 0
Spain | ESP | 2015-08-13 18:00 | 2015-08-13 20:00 | 49.97 | 2015 | 6.35 | 2015-08-31 |  |  |  |  | 5396 | 2026-08-13 19:00 | 98.81 | 16.17 | 19 | FALSE | 0 | 0 | 0 | 0 | 0
Spain | ESP | 2015-08-13 19:00 | 2015-08-13 21:00 | 62.48 | 2015 | 6.35 | 2015-08-31 |  |  |  |  | 5397 | 2026-08-13 20:00 | 98.81 | 16.17 | 20 | FALSE | 0 | 0 | 0 | 0 | 0
Spain | ESP | 2015-08-13 20:00 | 2015-08-13 22:00 | 62.24 | 2015 | 6.35 | 2015-08-31 |  |  |  |  | 5398 | 2026-08-13 21:00 | 98.81 | 16.17 | 21 | FALSE | 0 | 0 | 0 | 0 | 0
Spain | ESP | 2015-08-13 21:00 | 2015-08-13 23:00 | 50.03 | 2015 | 6.35 | 2015-08-31 |  |  |  |  | 5399 | 2026-08-13 22:00 | 98.81 | 16.17 | 22 | FALSE | 0 | 0 | 0 | 0 | 0
Spain | ESP | 2015-08-13 22:00 | 2015-08-14 | 46.17 | 2015 | 6.35 | 2015-08-31 |  |  |  |  | 5400 | 2026-08-13 23:00 | 98.81 | 16.17 | 23 | FALSE | 0 | 0 | 0 | 0 | 0
Spain | ESP | 2015-08-13 23:00 | 2015-08-14 01:00 | 44.51 | 2015 | 6.35 | 2015-08-31 |  |  |  |  | 5401 | 2026-08-14 | 98.81 | 16.17 | 24 | TRUE | 98.81 | 24 | 98.81 | 0 | -988.1
Spain | ESP | 2015-08-14 | 2015-08-14 02:00 | 42.47 | 2015 | 6.35 | 2015-08-31 |  |  |  |  | 5402 | 2026-08-14 01:00 | 98.81 | 16.17 | 1 | FALSE | 0 | 0 | 0 | 0 | 0
Spain | ESP | 2015-08-14 01:00 | 2015-08-14 03:00 | 40.89 | 2015 | 6.35 | 2015-08-31 |  |  |  |  | 5403 | 2026-08-14 02:00 | 98.81 | 16.17 | 2 | FALSE | 0 | 0 | 0 | 0 | 0
Spain | ESP | 2015-08-14 02:00 | 2015-08-14 04:00 | 40.89 | 2015 | 6.35 | 2015-08-31 |  |  |  |  | 5404 | 2026-08-14 03:00 | 98.81 | 16.17 | 3 | FALSE | 0 | 0 | 0 | 0 | 0
Spain | ESP | 2015-08-14 03:00 | 2015-08-14 05:00 | 40.9 | 2015 | 6.35 | 2015-08-31 |  |  |  |  | 5405 | 2026-08-14 04:00 | 98.81 | 16.17 | 4 | FALSE | 0 | 0 | 0 | 0 | 0
Spain | ESP | 2015-08-14 04:00 | 2015-08-14 06:00 | 44.51 | 2015 | 6.35 | 2015-08-31 |  |  |  |  | 5406 | 2026-08-14 05:00 | 98.81 | 16.17 | 5 | FALSE | 0 | 0 | 0 | 0 | 0
Spain | ESP | 2015-08-14 05:00 | 2015-08-14 07:00 | 46.85 | 2015 | 6.35 | 2015-08-31 |  |  |  |  | 5407 | 2026-08-14 06:00 | 98.81 | 16.17 | 6 | FALSE | 0 | 0 | 0 | 0 | 0
Spain | ESP | 2015-08-14 06:00 | 2015-08-14 08:00 | 49.04 | 2015 | 6.35 | 2015-08-31 |  |  |  |  | 5408 | 2026-08-14 07:00 | 98.81 | 16.17 | 7 | FALSE | 0 | 0 | 0 | 0 | 0
Spain | ESP | 2015-08-14 07:00 | 2015-08-14 09:00 | 60.28 | 2015 | 6.35 | 2015-08-31 |  |  |  |  | 5409 | 2026-08-14 08:00 | 98.81 | 16.17 | 8 | FALSE | 0 | 0 | 0 | 0 | 0
Spain | ESP | 2015-08-14 08:00 | 2015-08-14 10:00 | 63.6 | 2015 | 6.35 | 2015-08-31 |  |  |  |  | 5410 | 2026-08-14 09:00 | 98.81 | 16.17 | 9 | FALSE | 0 | 0 | 0 | 0 | 0
Spain | ESP | 2015-08-14 09:00 | 2015-08-14 11:00 | 65.3 | 2015 | 6.35 | 2015-08-31 |  |  |  |  | 5411 | 2026-08-14 10:00 | 98.81 | 16.17 | 10 | FALSE | 0 | 0 | 0 | 0 | 0
Spain | ESP | 2015-08-14 10:00 | 2015-08-14 12:00 | 67.48 | 2015 | 6.35 | 2015-08-31 |  |  |  |  | 5412 | 2026-08-14 11:00 | 98.81 | 16.17 | 11 | FALSE | 0 | 0 | 0 | 0 | 0
Spain | ESP | 2015-08-14 11:00 | 2015-08-14 13:00 | 67.48 | 2015 | 6.35 | 2015-08-31 |  |  |  |  | 5413 | 2026-08-14 12:00 | 98.81 | 16.17 | 12 | FALSE | 0 | 0 | 0 | 0 | 0
Spain | ESP | 2015-08-14 12:00 | 2015-08-14 14:00 | 65.27 | 2015 | 6.35 | 2015-08-31 |  |  |  |  | 5414 | 2026-08-14 13:00 | 98.81 | 16.17 | 13 | FALSE | 0 | 0 | 0 | 0 | 0
Spain | ESP | 2015-08-14 13:00 | 2015-08-14 15:00 | 62 | 2015 | 6.35 | 2015-08-31 |  |  |  |  | 5415 | 2026-08-14 14:00 | 98.81 | 16.17 | 14 | FALSE | 0 | 0 | 0 | 0 | 0
Spain | ESP | 2015-08-14 14:00 | 2015-08-14 16:00 | 59.25 | 2015 | 6.35 | 2015-08-31 |  |  |  |  | 5416 | 2026-08-14 15:00 | 98.81 | 16.17 | 15 | FALSE | 0 | 0 | 0 | 0 | 0
Spain | ESP | 2015-08-14 15:00 | 2015-08-14 17:00 | 59 | 2015 | 6.35 | 2015-08-31 |  |  |  |  | 5417 | 2026-08-14 16:00 | 98.81 | 16.17 | 16 | FALSE | 0 | 0 | 0 | 0 | 0
Spain | ESP | 2015-08-14 16:00 | 2015-08-14 18:00 | 58.03 | 2015 | 6.35 | 2015-08-31 |  |  |  |  | 5418 | 2026-08-14 17:00 | 98.81 | 16.17 | 17 | FALSE | 0 | 0 | 0 | 0 | 0
Spain | ESP | 2015-08-14 17:00 | 2015-08-14 19:00 | 57.6 | 2015 | 6.35 | 2015-08-31 |  |  |  |  | 5419 | 2026-08-14 18:00 | 98.81 | 16.17 | 18 | FALSE | 0 | 0 | 0 | 0 | 0
Spain | ESP | 2015-08-14 18:00 | 2015-08-14 20:00 | 59.5 | 2015 | 6.35 | 2015-08-31 |  |  |  |  | 5420 | 2026-08-14 19:00 | 98.81 | 16.17 | 19 | FALSE | 0 | 0 | 0 | 0 | 0
Spain | ESP | 2015-08-14 19:00 | 2015-08-14 21:00 | 65.3 | 2015 | 6.35 | 2015-08-31 |  |  |  |  | 5421 | 2026-08-14 20:00 | 98.81 | 16.17 | 20 | FALSE | 0 | 0 | 0 | 0 | 0
Spain | ESP | 2015-08-14 20:00 | 2015-08-14 22:00 | 64 | 2015 | 6.35 | 2015-08-31 |  |  |  |  | 5422 | 2026-08-14 21:00 | 98.81 | 16.17 | 21 | FALSE | 0 | 0 | 0 | 0 | 0
Spain | ESP | 2015-08-14 21:00 | 2015-08-14 23:00 | 55 | 2015 | 6.35 | 2015-08-31 |  |  |  |  | 5423 | 2026-08-14 22:00 | 98.81 | 16.17 | 22 | FALSE | 0 | 0 | 0 | 0 | 0
Spain | ESP | 2015-08-14 22:00 | 2015-08-15 | 51.15 | 2015 | 6.35 | 2015-08-31 |  |  |  |  | 5424 | 2026-08-14 23:00 | 98.81 | 16.17 | 23 | FALSE | 0 | 0 | 0 | 0 | 0
Spain | ESP | 2015-08-14 23:00 | 2015-08-15 01:00 | 49.98 | 2015 | 6.35 | 2015-08-31 |  |  |  |  | 5425 | 2026-08-15 | 98.81 | 16.17 | 24 | TRUE | 98.81 | 24 | 98.81 | 0 | -988.1
Spain | ESP | 2015-08-15 | 2015-08-15 02:00 | 48.94 | 2015 | 6.35 | 2015-08-31 |  |  |  |  | 5426 | 2026-08-15 01:00 | 98.81 | 16.17 | 1 | FALSE | 0 | 0 | 0 | 0 | 0
Spain | ESP | 2015-08-15 01:00 | 2015-08-15 03:00 | 47.94 | 2015 | 6.35 | 2015-08-31 |  |  |  |  | 5427 | 2026-08-15 02:00 | 98.81 | 16.17 | 2 | FALSE | 0 | 0 | 0 | 0 | 0
Spain | ESP | 2015-08-15 02:00 | 2015-08-15 04:00 | 46.93 | 2015 | 6.35 | 2015-08-31 |  |  |  |  | 5428 | 2026-08-15 03:00 | 98.81 | 16.17 | 3 | FALSE | 0 | 0 | 0 | 0 | 0
Spain | ESP | 2015-08-15 03:00 | 2015-08-15 05:00 | 46.18 | 2015 | 6.35 | 2015-08-31 |  |  |  |  | 5429 | 2026-08-15 04:00 | 98.81 | 16.17 | 4 | FALSE | 0 | 0 | 0 | 0 | 0
Spain | ESP | 2015-08-15 04:00 | 2015-08-15 06:00 | 47.68 | 2015 | 6.35 | 2015-08-31 |  |  |  |  | 5430 | 2026-08-15 05:00 | 98.81 | 16.17 | 5 | FALSE | 0 | 0 | 0 | 0 | 0
Spain | ESP | 2015-08-15 05:00 | 2015-08-15 07:00 | 45.39 | 2015 | 6.35 | 2015-08-31 |  |  |  |  | 5431 | 2026-08-15 06:00 | 98.81 | 16.17 | 6 | FALSE | 0 | 0 | 0 | 0 | 0
Spain | ESP | 2015-08-15 06:00 | 2015-08-15 08:00 | 46.54 | 2015 | 6.35 | 2015-08-31 |  |  |  |  | 5432 | 2026-08-15 07:00 | 98.81 | 16.17 | 7 | FALSE | 0 | 0 | 0 | 0 | 0
Spain | ESP | 2015-08-15 07:00 | 2015-08-15 09:00 | 48 | 2015 | 6.35 | 2015-08-31 |  |  |  |  | 5433 | 2026-08-15 08:00 | 98.81 | 16.17 | 8 | FALSE | 0 | 0 | 0 | 0 | 0
Spain | ESP | 2015-08-15 08:00 | 2015-08-15 10:00 | 48 | 2015 | 6.35 | 2015-08-31 |  |  |  |  | 5434 | 2026-08-15 09:00 | 98.81 | 16.17 | 9 | FALSE | 0 | 0 | 0 | 0 | 0
Spain | ESP | 2015-08-15 09:00 | 2015-08-15 11:00 | 48.5 | 2015 | 6.35 | 2015-08-31 |  |  |  |  | 5435 | 2026-08-15 10:00 | 98.81 | 16.17 | 10 | FALSE | 0 | 0 | 0 | 0 | 0
Spain | ESP | 2015-08-15 10:00 | 2015-08-15 12:00 | 48.94 | 2015 | 6.35 | 2015-08-31 |  |  |  |  | 5436 | 2026-08-15 11:00 | 98.81 | 16.17 | 11 | FALSE | 0 | 0 | 0 | 0 | 0
Spain | ESP | 2015-08-15 11:00 | 2015-08-15 13:00 | 48.94 | 2015 | 6.35 | 2015-08-31 |  |  |  |  | 5437 | 2026-08-15 12:00 | 98.81 | 16.17 | 12 | FALSE | 0 | 0 | 0 | 0 | 0
Spain | ESP | 2015-08-15 12:00 | 2015-08-15 14:00 | 47.94 | 2015 | 6.35 | 2015-08-31 |  |  |  |  | 5438 | 2026-08-15 13:00 | 98.81 | 16.17 | 13 | FALSE | 0 | 0 | 0 | 0 | 0
Spain | ESP | 2015-08-15 13:00 | 2015-08-15 15:00 | 44.9 | 2015 | 6.35 | 2015-08-31 |  |  |  |  | 5439 | 2026-08-15 14:00 | 98.81 | 16.17 | 14 | FALSE | 0 | 0 | 0 | 0 | 0
Spain | ESP | 2015-08-15 14:00 | 2015-08-15 16:00 | 44.14 | 2015 | 6.35 | 2015-08-31 |  |  |  |  | 5440 | 2026-08-15 15:00 | 98.81 | 16.17 | 15 | FALSE | 0 | 0 | 0 | 0 | 0
Spain | ESP | 2015-08-15 15:00 | 2015-08-15 17:00 | 44 | 2015 | 6.35 | 2015-08-31 |  |  |  |  | 5441 | 2026-08-15 16:00 | 98.81 | 16.17 | 16 | FALSE | 0 | 0 | 0 | 0 | 0
Spain | ESP | 2015-08-15 16:00 | 2015-08-15 18:00 | 44.34 | 2015 | 6.35 | 2015-08-31 |  |  |  |  | 5442 | 2026-08-15 17:00 | 98.81 | 16.17 | 17 | FALSE | 0 | 0 | 0 | 0 | 0
Spain | ESP | 2015-08-15 17:00 | 2015-08-15 19:00 | 45.7 | 2015 | 6.35 | 2015-08-31 |  |  |  |  | 5443 | 2026-08-15 18:00 | 98.81 | 16.17 | 18 | FALSE | 0 | 0 | 0 | 0 | 0
Spain | ESP | 2015-08-15 18:00 | 2015-08-15 20:00 | 49.93 | 2015 | 6.35 | 2015-08-31 |  |  |  |  | 5444 | 2026-08-15 19:00 | 98.81 | 16.17 | 19 | FALSE | 0 | 0 | 0 | 0 | 0
Spain | ESP | 2015-08-15 19:00 | 2015-08-15 21:00 | 64.18 | 2015 | 6.35 | 2015-08-31 |  |  |  |  | 5445 | 2026-08-15 20:00 | 98.81 | 16.17 | 20 | FALSE | 0 | 0 | 0 | 0 | 0
Spain | ESP | 2015-08-15 20:00 | 2015-08-15 22:00 | 64.18 | 2015 | 6.35 | 2015-08-31 |  |  |  |  | 5446 | 2026-08-15 21:00 | 98.81 | 16.17 | 21 | FALSE | 0 | 0 | 0 | 0 | 0
Spain | ESP | 2015-08-15 21:00 | 2015-08-15 23:00 | 57 | 2015 | 6.35 | 2015-08-31 |  |  |  |  | 5447 | 2026-08-15 22:00 | 98.81 | 16.17 | 22 | FALSE | 0 | 0 | 0 | 0 | 0
Spain | ESP | 2015-08-15 22:00 | 2015-08-16 | 55 | 2015 | 6.35 | 2015-08-31 |  |  |  |  | 5448 | 2026-08-15 23:00 | 98.81 | 16.17 | 23 | FALSE | 0 | 0 | 0 | 0 | 0
Spain | ESP | 2015-08-15 23:00 | 2015-08-16 01:00 | 49.98 | 2015 | 6.35 | 2015-08-31 |  |  |  |  | 5449 | 2026-08-16 | 98.81 | 16.17 | 24 | TRUE | 98.81 | 24 | 98.81 | 0 | -988.1
Spain | ESP | 2015-08-16 | 2015-08-16 02:00 | 48.94 | 2015 | 6.35 | 2015-08-31 |  |  |  |  | 5450 | 2026-08-16 01:00 | 98.81 | 16.17 | 1 | FALSE | 0 | 0 | 0 | 0 | 0
Spain | ESP | 2015-08-16 01:00 | 2015-08-16 03:00 | 48.48 | 2015 | 6.35 | 2015-08-31 |  |  |  |  | 5451 | 2026-08-16 02:00 | 98.81 | 16.17 | 2 | FALSE | 0 | 0 | 0 | 0 | 0
Spain | ESP | 2015-08-16 02:00 | 2015-08-16 04:00 | 48.94 | 2015 | 6.35 | 2015-08-31 |  |  |  |  | 5452 | 2026-08-16 03:00 | 98.81 | 16.17 | 3 | FALSE | 0 | 0 | 0 | 0 | 0
Spain | ESP | 2015-08-16 03:00 | 2015-08-16 05:00 | 48.48 | 2015 | 6.35 | 2015-08-31 |  |  |  |  | 5453 | 2026-08-16 04:00 | 98.81 | 16.17 | 4 | FALSE | 0 | 0 | 0 | 0 | 0
Spain | ESP | 2015-08-16 04:00 | 2015-08-16 06:00 | 49.92 | 2015 | 6.35 | 2015-08-31 |  |  |  |  | 5454 | 2026-08-16 05:00 | 98.81 | 16.17 | 5 | FALSE | 0 | 0 | 0 | 0 | 0
Spain | ESP | 2015-08-16 05:00 | 2015-08-16 07:00 | 48.48 | 2015 | 6.35 | 2015-08-31 |  |  |  |  | 5455 | 2026-08-16 06:00 | 98.81 | 16.17 | 6 | FALSE | 0 | 0 | 0 | 0 | 0
Spain | ESP | 2015-08-16 06:00 | 2015-08-16 08:00 | 49.63 | 2015 | 6.35 | 2015-08-31 |  |  |  |  | 5456 | 2026-08-16 07:00 | 98.81 | 16.17 | 7 | FALSE | 0 | 0 | 0 | 0 | 0
Spain | ESP | 2015-08-16 07:00 | 2015-08-16 09:00 | 49.98 | 2015 | 6.35 | 2015-08-31 |  |  |  |  | 5457 | 2026-08-16 08:00 | 98.81 | 16.17 | 8 | FALSE | 0 | 0 | 0 | 0 | 0
Spain | ESP | 2015-08-16 08:00 | 2015-08-16 10:00 | 49.98 | 2015 | 6.35 | 2015-08-31 |  |  |  |  | 5458 | 2026-08-16 09:00 | 98.81 | 16.17 | 9 | FALSE | 0 | 0 | 0 | 0 | 0
Spain | ESP | 2015-08-16 09:00 | 2015-08-16 11:00 | 49.98 | 2015 | 6.35 | 2015-08-31 |  |  |  |  | 5459 | 2026-08-16 10:00 | 98.81 | 16.17 | 10 | FALSE | 0 | 0 | 0 | 0 | 0
Spain | ESP | 2015-08-16 10:00 | 2015-08-16 12:00 | 49.98 | 2015 | 6.35 | 2015-08-31 |  |  |  |  | 5460 | 2026-08-16 11:00 | 98.81 | 16.17 | 11 | FALSE | 0 | 0 | 0 | 0 | 0
Spain | ESP | 2015-08-16 11:00 | 2015-08-16 13:00 | 49.98 | 2015 | 6.35 | 2015-08-31 |  |  |  |  | 5461 | 2026-08-16 12:00 | 98.81 | 16.17 | 12 | FALSE | 0 | 0 | 0 | 0 | 0
Spain | ESP | 2015-08-16 12:00 | 2015-08-16 14:00 | 49.98 | 2015 | 6.35 | 2015-08-31 |  |  |  |  | 5462 | 2026-08-16 13:00 | 98.81 | 16.17 | 13 | FALSE | 0 | 0 | 0 | 0 | 0
Spain | ESP | 2015-08-16 13:00 | 2015-08-16 15:00 | 47.95 | 2015 | 6.35 | 2015-08-31 |  |  |  |  | 5463 | 2026-08-16 14:00 | 98.81 | 16.17 | 14 | FALSE | 0 | 0 | 0 | 0 | 0
Spain | ESP | 2015-08-16 14:00 | 2015-08-16 16:00 | 47 | 2015 | 6.35 | 2015-08-31 |  |  |  |  | 5464 | 2026-08-16 15:00 | 98.81 | 16.17 | 15 | FALSE | 0 | 0 | 0 | 0 | 0
Spain | ESP | 2015-08-16 15:00 | 2015-08-16 17:00 | 47.94 | 2015 | 6.35 | 2015-08-31 |  |  |  |  | 5465 | 2026-08-16 16:00 | 98.81 | 16.17 | 16 | FALSE | 0 | 0 | 0 | 0 | 0
Spain | ESP | 2015-08-16 16:00 | 2015-08-16 18:00 | 47.95 | 2015 | 6.35 | 2015-08-31 |  |  |  |  | 5466 | 2026-08-16 17:00 | 98.81 | 16.17 | 17 | FALSE | 0 | 0 | 0 | 0 | 0
Spain | ESP | 2015-08-16 17:00 | 2015-08-16 19:00 | 49.98 | 2015 | 6.35 | 2015-08-31 |  |  |  |  | 5467 | 2026-08-16 18:00 | 98.81 | 16.17 | 18 | FALSE | 0 | 0 | 0 | 0 | 0
Spain | ESP | 2015-08-16 18:00 | 2015-08-16 20:00 | 57.9 | 2015 | 6.35 | 2015-08-31 |  |  |  |  | 5468 | 2026-08-16 19:00 | 98.81 | 16.17 | 19 | FALSE | 0 | 0 | 0 | 0 | 0
Spain | ESP | 2015-08-16 19:00 | 2015-08-16 21:00 | 70 | 2015 | 6.35 | 2015-08-31 |  |  |  |  | 5469 | 2026-08-16 20:00 | 98.81 | 16.17 | 20 | FALSE | 0 | 0 | 0 | 0 | 0
Spain | ESP | 2015-08-16 20:00 | 2015-08-16 22:00 | 69.19 | 2015 | 6.35 | 2015-08-31 |  |  |  |  | 5470 | 2026-08-16 21:00 | 98.81 | 16.17 | 21 | FALSE | 0 | 0 | 0 | 0 | 0
Spain | ESP | 2015-08-16 21:00 | 2015-08-16 23:00 | 63.6 | 2015 | 6.35 | 2015-08-31 |  |  |  |  | 5471 | 2026-08-16 22:00 | 98.81 | 16.17 | 22 | FALSE | 0 | 0 | 0 | 0 | 0
Spain | ESP | 2015-08-16 22:00 | 2015-08-17 | 55.45 | 2015 | 6.35 | 2015-08-31 |  |  |  |  | 5472 | 2026-08-16 23:00 | 98.81 | 16.17 | 23 | FALSE | 0 | 0 | 0 | 0 | 0
Spain | ESP | 2015-08-16 23:00 | 2015-08-17 01:00 | 49.92 | 2015 | 6.35 | 2015-08-31 |  |  |  |  | 5473 | 2026-08-17 | 98.81 | 16.17 | 24 | TRUE | 98.81 | 24 | 98.81 | 0 | -988.1
Spain | ESP | 2015-08-17 | 2015-08-17 02:00 | 47.94 | 2015 | 6.35 | 2015-08-31 |  |  |  |  | 5474 | 2026-08-17 01:00 | 98.81 | 16.17 | 1 | FALSE | 0 | 0 | 0 | 0 | 0
Spain | ESP | 2015-08-17 01:00 | 2015-08-17 03:00 | 47.94 | 2015 | 6.35 | 2015-08-31 |  |  |  |  | 5475 | 2026-08-17 02:00 | 98.81 | 16.17 | 2 | FALSE | 0 | 0 | 0 | 0 | 0
Spain | ESP | 2015-08-17 02:00 | 2015-08-17 04:00 | 47.94 | 2015 | 6.35 | 2015-08-31 |  |  |  |  | 5476 | 2026-08-17 03:00 | 98.81 | 16.17 | 3 | FALSE | 0 | 0 | 0 | 0 | 0
Spain | ESP | 2015-08-17 03:00 | 2015-08-17 05:00 | 47.94 | 2015 | 6.35 | 2015-08-31 |  |  |  |  | 5477 | 2026-08-17 04:00 | 98.81 | 16.17 | 4 | FALSE | 0 | 0 | 0 | 0 | 0
Spain | ESP | 2015-08-17 04:00 | 2015-08-17 06:00 | 49.98 | 2015 | 6.35 | 2015-08-31 |  |  |  |  | 5478 | 2026-08-17 05:00 | 98.81 | 16.17 | 5 | FALSE | 0 | 0 | 0 | 0 | 0
Spain | ESP | 2015-08-17 05:00 | 2015-08-17 07:00 | 60.9 | 2015 | 6.35 | 2015-08-31 |  |  |  |  | 5479 | 2026-08-17 06:00 | 98.81 | 16.17 | 6 | FALSE | 0 | 0 | 0 | 0 | 0
Spain | ESP | 2015-08-17 06:00 | 2015-08-17 08:00 | 62.47 | 2015 | 6.35 | 2015-08-31 |  |  |  |  | 5480 | 2026-08-17 07:00 | 98.81 | 16.17 | 7 | FALSE | 0 | 0 | 0 | 0 | 0
Spain | ESP | 2015-08-17 07:00 | 2015-08-17 09:00 | 65.1 | 2015 | 6.35 | 2015-08-31 |  |  |  |  | 5481 | 2026-08-17 08:00 | 98.81 | 16.17 | 8 | FALSE | 0 | 0 | 0 | 0 | 0
Spain | ESP | 2015-08-17 08:00 | 2015-08-17 10:00 | 66 | 2015 | 6.35 | 2015-08-31 |  |  |  |  | 5482 | 2026-08-17 09:00 | 98.81 | 16.17 | 9 | FALSE | 0 | 0 | 0 | 0 | 0
Spain | ESP | 2015-08-17 09:00 | 2015-08-17 11:00 | 68.46 | 2015 | 6.35 | 2015-08-31 |  |  |  |  | 5483 | 2026-08-17 10:00 | 98.81 | 16.17 | 10 | FALSE | 0 | 0 | 0 | 0 | 0
Spain | ESP | 2015-08-17 10:00 | 2015-08-17 12:00 | 69.2 | 2015 | 6.35 | 2015-08-31 |  |  |  |  | 5484 | 2026-08-17 11:00 | 98.81 | 16.17 | 11 | FALSE | 0 | 0 | 0 | 0 | 0
Spain | ESP | 2015-08-17 11:00 | 2015-08-17 13:00 | 69.01 | 2015 | 6.35 | 2015-08-31 |  |  |  |  | 5485 | 2026-08-17 12:00 | 98.81 | 16.17 | 12 | FALSE | 0 | 0 | 0 | 0 | 0
Spain | ESP | 2015-08-17 12:00 | 2015-08-17 14:00 | 67.78 | 2015 | 6.35 | 2015-08-31 |  |  |  |  | 5486 | 2026-08-17 13:00 | 98.81 | 16.17 | 13 | FALSE | 0 | 0 | 0 | 0 | 0
Spain | ESP | 2015-08-17 13:00 | 2015-08-17 15:00 | 64.18 | 2015 | 6.35 | 2015-08-31 |  |  |  |  | 5487 | 2026-08-17 14:00 | 98.81 | 16.17 | 14 | FALSE | 0 | 0 | 0 | 0 | 0
Spain | ESP | 2015-08-17 14:00 | 2015-08-17 16:00 | 64.18 | 2015 | 6.35 | 2015-08-31 |  |  |  |  | 5488 | 2026-08-17 15:00 | 98.81 | 16.17 | 15 | FALSE | 0 | 0 | 0 | 0 | 0
Spain | ESP | 2015-08-17 15:00 | 2015-08-17 17:00 | 64.18 | 2015 | 6.35 | 2015-08-31 |  |  |  |  | 5489 | 2026-08-17 16:00 | 98.81 | 16.17 | 16 | FALSE | 0 | 0 | 0 | 0 | 0
Spain | ESP | 2015-08-17 16:00 | 2015-08-17 18:00 | 63.85 | 2015 | 6.35 | 2015-08-31 |  |  |  |  | 5490 | 2026-08-17 17:00 | 98.81 | 16.17 | 17 | FALSE | 0 | 0 | 0 | 0 | 0
Spain | ESP | 2015-08-17 17:00 | 2015-08-17 19:00 | 62.6 | 2015 | 6.35 | 2015-08-31 |  |  |  |  | 5491 | 2026-08-17 18:00 | 98.81 | 16.17 | 18 | FALSE | 0 | 0 | 0 | 0 | 0
Spain | ESP | 2015-08-17 18:00 | 2015-08-17 20:00 | 62.47 | 2015 | 6.35 | 2015-08-31 |  |  |  |  | 5492 | 2026-08-17 19:00 | 98.81 | 16.17 | 19 | FALSE | 0 | 0 | 0 | 0 | 0
Spain | ESP | 2015-08-17 19:00 | 2015-08-17 21:00 | 65.1 | 2015 | 6.35 | 2015-08-31 |  |  |  |  | 5493 | 2026-08-17 20:00 | 98.81 | 16.17 | 20 | FALSE | 0 | 0 | 0 | 0 | 0
Spain | ESP | 2015-08-17 20:00 | 2015-08-17 22:00 | 62.6 | 2015 | 6.35 | 2015-08-31 |  |  |  |  | 5494 | 2026-08-17 21:00 | 98.81 | 16.17 | 21 | FALSE | 0 | 0 | 0 | 0 | 0
Spain | ESP | 2015-08-17 21:00 | 2015-08-17 23:00 | 55 | 2015 | 6.35 | 2015-08-31 |  |  |  |  | 5495 | 2026-08-17 22:00 | 98.81 | 16.17 | 22 | FALSE | 0 | 0 | 0 | 0 | 0
Spain | ESP | 2015-08-17 22:00 | 2015-08-18 | 49.56 | 2015 | 6.35 | 2015-08-31 |  |  |  |  | 5496 | 2026-08-17 23:00 | 98.81 | 16.17 | 23 | FALSE | 0 | 0 | 0 | 0 | 0
Spain | ESP | 2015-08-17 23:00 | 2015-08-18 01:00 | 46.89 | 2015 | 6.35 | 2015-08-31 |  |  |  |  | 5497 | 2026-08-18 | 98.81 | 16.17 | 24 | TRUE | 98.81 | 24 | 98.81 | 0 | -988.1
Spain | ESP | 2015-08-18 | 2015-08-18 02:00 | 45.63 | 2015 | 6.35 | 2015-08-31 |  |  |  |  | 5498 | 2026-08-18 01:00 | 98.81 | 16.17 | 1 | FALSE | 0 | 0 | 0 | 0 | 0
Spain | ESP | 2015-08-18 01:00 | 2015-08-18 03:00 | 45.54 | 2015 | 6.35 | 2015-08-31 |  |  |  |  | 5499 | 2026-08-18 02:00 | 98.81 | 16.17 | 2 | FALSE | 0 | 0 | 0 | 0 | 0
Spain | ESP | 2015-08-18 02:00 | 2015-08-18 04:00 | 45.19 | 2015 | 6.35 | 2015-08-31 |  |  |  |  | 5500 | 2026-08-18 03:00 | 98.81 | 16.17 | 3 | FALSE | 0 | 0 | 0 | 0 | 0
Spain | ESP | 2015-08-18 03:00 | 2015-08-18 05:00 | 45.7 | 2015 | 6.35 | 2015-08-31 |  |  |  |  | 5501 | 2026-08-18 04:00 | 98.81 | 16.17 | 4 | FALSE | 0 | 0 | 0 | 0 | 0
Spain | ESP | 2015-08-18 04:00 | 2015-08-18 06:00 | 47.57 | 2015 | 6.35 | 2015-08-31 |  |  |  |  | 5502 | 2026-08-18 05:00 | 98.81 | 16.17 | 5 | FALSE | 0 | 0 | 0 | 0 | 0
Spain | ESP | 2015-08-18 05:00 | 2015-08-18 07:00 | 49.63 | 2015 | 6.35 | 2015-08-31 |  |  |  |  | 5503 | 2026-08-18 06:00 | 98.81 | 16.17 | 6 | FALSE | 0 | 0 | 0 | 0 | 0
Spain | ESP | 2015-08-18 06:00 | 2015-08-18 08:00 | 54.05 | 2015 | 6.35 | 2015-08-31 |  |  |  |  | 5504 | 2026-08-18 07:00 | 98.81 | 16.17 | 7 | FALSE | 0 | 0 | 0 | 0 | 0
Spain | ESP | 2015-08-18 07:00 | 2015-08-18 09:00 | 61.5 | 2015 | 6.35 | 2015-08-31 |  |  |  |  | 5505 | 2026-08-18 08:00 | 98.81 | 16.17 | 8 | FALSE | 0 | 0 | 0 | 0 | 0
Spain | ESP | 2015-08-18 08:00 | 2015-08-18 10:00 | 62.6 | 2015 | 6.35 | 2015-08-31 |  |  |  |  | 5506 | 2026-08-18 09:00 | 98.81 | 16.17 | 9 | FALSE | 0 | 0 | 0 | 0 | 0
Spain | ESP | 2015-08-18 09:00 | 2015-08-18 11:00 | 63.49 | 2015 | 6.35 | 2015-08-31 |  |  |  |  | 5507 | 2026-08-18 10:00 | 98.81 | 16.17 | 10 | FALSE | 0 | 0 | 0 | 0 | 0
Spain | ESP | 2015-08-18 10:00 | 2015-08-18 12:00 | 64 | 2015 | 6.35 | 2015-08-31 |  |  |  |  | 5508 | 2026-08-18 11:00 | 98.81 | 16.17 | 11 | FALSE | 0 | 0 | 0 | 0 | 0
Spain | ESP | 2015-08-18 11:00 | 2015-08-18 13:00 | 64.1 | 2015 | 6.35 | 2015-08-31 |  |  |  |  | 5509 | 2026-08-18 12:00 | 98.81 | 16.17 | 12 | FALSE | 0 | 0 | 0 | 0 | 0
Spain | ESP | 2015-08-18 12:00 | 2015-08-18 14:00 | 63.49 | 2015 | 6.35 | 2015-08-31 |  |  |  |  | 5510 | 2026-08-18 13:00 | 98.81 | 16.17 | 13 | FALSE | 0 | 0 | 0 | 0 | 0
Spain | ESP | 2015-08-18 13:00 | 2015-08-18 15:00 | 62.48 | 2015 | 6.35 | 2015-08-31 |  |  |  |  | 5511 | 2026-08-18 14:00 | 98.81 | 16.17 | 14 | FALSE | 0 | 0 | 0 | 0 | 0
Spain | ESP | 2015-08-18 14:00 | 2015-08-18 16:00 | 62.48 | 2015 | 6.35 | 2015-08-31 |  |  |  |  | 5512 | 2026-08-18 15:00 | 98.81 | 16.17 | 15 | FALSE | 0 | 0 | 0 | 0 | 0
Spain | ESP | 2015-08-18 15:00 | 2015-08-18 17:00 | 61.7 | 2015 | 6.35 | 2015-08-31 |  |  |  |  | 5513 | 2026-08-18 16:00 | 98.81 | 16.17 | 16 | FALSE | 0 | 0 | 0 | 0 | 0
Spain | ESP | 2015-08-18 16:00 | 2015-08-18 18:00 | 61.1 | 2015 | 6.35 | 2015-08-31 |  |  |  |  | 5514 | 2026-08-18 17:00 | 98.81 | 16.17 | 17 | FALSE | 0 | 0 | 0 | 0 | 0
Spain | ESP | 2015-08-18 17:00 | 2015-08-18 19:00 | 56.1 | 2015 | 6.35 | 2015-08-31 |  |  |  |  | 5515 | 2026-08-18 18:00 | 98.81 | 16.17 | 18 | FALSE | 0 | 0 | 0 | 0 | 0
Spain | ESP | 2015-08-18 18:00 | 2015-08-18 20:00 | 57.57 | 2015 | 6.35 | 2015-08-31 |  |  |  |  | 5516 | 2026-08-18 19:00 | 98.81 | 16.17 | 19 | FALSE | 0 | 0 | 0 | 0 | 0
Spain | ESP | 2015-08-18 19:00 | 2015-08-18 21:00 | 62.48 | 2015 | 6.35 | 2015-08-31 |  |  |  |  | 5517 | 2026-08-18 20:00 | 98.81 | 16.17 | 20 | FALSE | 0 | 0 | 0 | 0 | 0
Spain | ESP | 2015-08-18 20:00 | 2015-08-18 22:00 | 60.03 | 2015 | 6.35 | 2015-08-31 |  |  |  |  | 5518 | 2026-08-18 21:00 | 98.81 | 16.17 | 21 | FALSE | 0 | 0 | 0 | 0 | 0
Spain | ESP | 2015-08-18 21:00 | 2015-08-18 23:00 | 49.5 | 2015 | 6.35 | 2015-08-31 |  |  |  |  | 5519 | 2026-08-18 22:00 | 98.81 | 16.17 | 22 | FALSE | 0 | 0 | 0 | 0 | 0
Spain | ESP | 2015-08-18 22:00 | 2015-08-19 | 48.1 | 2015 | 6.35 | 2015-08-31 |  |  |  |  | 5520 | 2026-08-18 23:00 | 98.81 | 16.17 | 23 | FALSE | 0 | 0 | 0 | 0 | 0
Spain | ESP | 2015-08-18 23:00 | 2015-08-19 01:00 | 44.34 | 2015 | 6.35 | 2015-08-31 |  |  |  |  | 5521 | 2026-08-19 | 98.81 | 16.17 | 24 | TRUE | 98.81 | 24 | 98.81 | 0 | -988.1
Spain | ESP | 2015-08-19 | 2015-08-19 02:00 | 43.15 | 2015 | 6.35 | 2015-08-31 |  |  |  |  | 5522 | 2026-08-19 01:00 | 98.81 | 16.17 | 1 | FALSE | 0 | 0 | 0 | 0 | 0
Spain | ESP | 2015-08-19 01:00 | 2015-08-19 03:00 | 44.15 | 2015 | 6.35 | 2015-08-31 |  |  |  |  | 5523 | 2026-08-19 02:00 | 98.81 | 16.17 | 2 | FALSE | 0 | 0 | 0 | 0 | 0
Spain | ESP | 2015-08-19 02:00 | 2015-08-19 04:00 | 44.3 | 2015 | 6.35 | 2015-08-31 |  |  |  |  | 5524 | 2026-08-19 03:00 | 98.81 | 16.17 | 3 | FALSE | 0 | 0 | 0 | 0 | 0
Spain | ESP | 2015-08-19 03:00 | 2015-08-19 05:00 | 44.52 | 2015 | 6.35 | 2015-08-31 |  |  |  |  | 5525 | 2026-08-19 04:00 | 98.81 | 16.17 | 4 | FALSE | 0 | 0 | 0 | 0 | 0
Spain | ESP | 2015-08-19 04:00 | 2015-08-19 06:00 | 47.7 | 2015 | 6.35 | 2015-08-31 |  |  |  |  | 5526 | 2026-08-19 05:00 | 98.81 | 16.17 | 5 | FALSE | 0 | 0 | 0 | 0 | 0
Spain | ESP | 2015-08-19 05:00 | 2015-08-19 07:00 | 49.04 | 2015 | 6.35 | 2015-08-31 |  |  |  |  | 5527 | 2026-08-19 06:00 | 98.81 | 16.17 | 6 | FALSE | 0 | 0 | 0 | 0 | 0
Spain | ESP | 2015-08-19 06:00 | 2015-08-19 08:00 | 53 | 2015 | 6.35 | 2015-08-31 |  |  |  |  | 5528 | 2026-08-19 07:00 | 98.81 | 16.17 | 7 | FALSE | 0 | 0 | 0 | 0 | 0
Spain | ESP | 2015-08-19 07:00 | 2015-08-19 09:00 | 63.69 | 2015 | 6.35 | 2015-08-31 |  |  |  |  | 5529 | 2026-08-19 08:00 | 98.81 | 16.17 | 8 | FALSE | 0 | 0 | 0 | 0 | 0
Spain | ESP | 2015-08-19 08:00 | 2015-08-19 10:00 | 64.3 | 2015 | 6.35 | 2015-08-31 |  |  |  |  | 5530 | 2026-08-19 09:00 | 98.81 | 16.17 | 9 | FALSE | 0 | 0 | 0 | 0 | 0
Spain | ESP | 2015-08-19 09:00 | 2015-08-19 11:00 | 64.6 | 2015 | 6.35 | 2015-08-31 |  |  |  |  | 5531 | 2026-08-19 10:00 | 98.81 | 16.17 | 10 | FALSE | 0 | 0 | 0 | 0 | 0
Spain | ESP | 2015-08-19 10:00 | 2015-08-19 12:00 | 65.4 | 2015 | 6.35 | 2015-08-31 |  |  |  |  | 5532 | 2026-08-19 11:00 | 98.81 | 16.17 | 11 | FALSE | 0 | 0 | 0 | 0 | 0
Spain | ESP | 2015-08-19 11:00 | 2015-08-19 13:00 | 66.1 | 2015 | 6.35 | 2015-08-31 |  |  |  |  | 5533 | 2026-08-19 12:00 | 98.81 | 16.17 | 12 | FALSE | 0 | 0 | 0 | 0 | 0
Spain | ESP | 2015-08-19 12:00 | 2015-08-19 14:00 | 65.1 | 2015 | 6.35 | 2015-08-31 |  |  |  |  | 5534 | 2026-08-19 13:00 | 98.81 | 16.17 | 13 | FALSE | 0 | 0 | 0 | 0 | 0
Spain | ESP | 2015-08-19 13:00 | 2015-08-19 15:00 | 64.48 | 2015 | 6.35 | 2015-08-31 |  |  |  |  | 5535 | 2026-08-19 14:00 | 98.81 | 16.17 | 14 | FALSE | 0 | 0 | 0 | 0 | 0
Spain | ESP | 2015-08-19 14:00 | 2015-08-19 16:00 | 64.48 | 2015 | 6.35 | 2015-08-31 |  |  |  |  | 5536 | 2026-08-19 15:00 | 98.81 | 16.17 | 15 | FALSE | 0 | 0 | 0 | 0 | 0
Spain | ESP | 2015-08-19 15:00 | 2015-08-19 17:00 | 64.48 | 2015 | 6.35 | 2015-08-31 |  |  |  |  | 5537 | 2026-08-19 16:00 | 98.81 | 16.17 | 16 | FALSE | 0 | 0 | 0 | 0 | 0
Spain | ESP | 2015-08-19 16:00 | 2015-08-19 18:00 | 64.48 | 2015 | 6.35 | 2015-08-31 |  |  |  |  | 5538 | 2026-08-19 17:00 | 98.81 | 16.17 | 17 | FALSE | 0 | 0 | 0 | 0 | 0
Spain | ESP | 2015-08-19 17:00 | 2015-08-19 19:00 | 63.5 | 2015 | 6.35 | 2015-08-31 |  |  |  |  | 5539 | 2026-08-19 18:00 | 98.81 | 16.17 | 18 | FALSE | 0 | 0 | 0 | 0 | 0
Spain | ESP | 2015-08-19 18:00 | 2015-08-19 20:00 | 64.1 | 2015 | 6.35 | 2015-08-31 |  |  |  |  | 5540 | 2026-08-19 19:00 | 98.81 | 16.17 | 19 | FALSE | 0 | 0 | 0 | 0 | 0
Spain | ESP | 2015-08-19 19:00 | 2015-08-19 21:00 | 65.19 | 2015 | 6.35 | 2015-08-31 |  |  |  |  | 5541 | 2026-08-19 20:00 | 98.81 | 16.17 | 20 | FALSE | 0 | 0 | 0 | 0 | 0
Spain | ESP | 2015-08-19 20:00 | 2015-08-19 22:00 | 64 | 2015 | 6.35 | 2015-08-31 |  |  |  |  | 5542 | 2026-08-19 21:00 | 98.81 | 16.17 | 21 | FALSE | 0 | 0 | 0 | 0 | 0
Spain | ESP | 2015-08-19 21:00 | 2015-08-19 23:00 | 54.03 | 2015 | 6.35 | 2015-08-31 |  |  |  |  | 5543 | 2026-08-19 22:00 | 98.81 | 16.17 | 22 | FALSE | 0 | 0 | 0 | 0 | 0
Spain | ESP | 2015-08-19 22:00 | 2015-08-20 | 48.48 | 2015 | 6.35 | 2015-08-31 |  |  |  |  | 5544 | 2026-08-19 23:00 | 98.81 | 16.17 | 23 | FALSE | 0 | 0 | 0 | 0 | 0
Spain | ESP | 2015-08-19 23:00 | 2015-08-20 01:00 | 47.53 | 2015 | 6.35 | 2015-08-31 |  |  |  |  | 5545 | 2026-08-20 | 98.81 | 16.17 | 24 | TRUE | 98.81 | 24 | 98.81 | 0 | -988.1
Spain | ESP | 2015-08-20 | 2015-08-20 02:00 | 45.78 | 2015 | 6.35 | 2015-08-31 |  |  |  |  | 5546 | 2026-08-20 01:00 | 98.81 | 16.17 | 1 | FALSE | 0 | 0 | 0 | 0 | 0
Spain | ESP | 2015-08-20 01:00 | 2015-08-20 03:00 | 45.54 | 2015 | 6.35 | 2015-08-31 |  |  |  |  | 5547 | 2026-08-20 02:00 | 98.81 | 16.17 | 2 | FALSE | 0 | 0 | 0 | 0 | 0
Spain | ESP | 2015-08-20 02:00 | 2015-08-20 04:00 | 45.99 | 2015 | 6.35 | 2015-08-31 |  |  |  |  | 5548 | 2026-08-20 03:00 | 98.81 | 16.17 | 3 | FALSE | 0 | 0 | 0 | 0 | 0
Spain | ESP | 2015-08-20 03:00 | 2015-08-20 05:00 | 47.53 | 2015 | 6.35 | 2015-08-31 |  |  |  |  | 5549 | 2026-08-20 04:00 | 98.81 | 16.17 | 4 | FALSE | 0 | 0 | 0 | 0 | 0
Spain | ESP | 2015-08-20 04:00 | 2015-08-20 06:00 | 48.48 | 2015 | 6.35 | 2015-08-31 |  |  |  |  | 5550 | 2026-08-20 05:00 | 98.81 | 16.17 | 5 | FALSE | 0 | 0 | 0 | 0 | 0
Spain | ESP | 2015-08-20 05:00 | 2015-08-20 07:00 | 51.13 | 2015 | 6.35 | 2015-08-31 |  |  |  |  | 5551 | 2026-08-20 06:00 | 98.81 | 16.17 | 6 | FALSE | 0 | 0 | 0 | 0 | 0
Spain | ESP | 2015-08-20 06:00 | 2015-08-20 08:00 | 61.48 | 2015 | 6.35 | 2015-08-31 |  |  |  |  | 5552 | 2026-08-20 07:00 | 98.81 | 16.17 | 7 | FALSE | 0 | 0 | 0 | 0 | 0
Spain | ESP | 2015-08-20 07:00 | 2015-08-20 09:00 | 64.1 | 2015 | 6.35 | 2015-08-31 |  |  |  |  | 5553 | 2026-08-20 08:00 | 98.81 | 16.17 | 8 | FALSE | 0 | 0 | 0 | 0 | 0
Spain | ESP | 2015-08-20 08:00 | 2015-08-20 10:00 | 64.18 | 2015 | 6.35 | 2015-08-31 |  |  |  |  | 5554 | 2026-08-20 09:00 | 98.81 | 16.17 | 9 | FALSE | 0 | 0 | 0 | 0 | 0
Spain | ESP | 2015-08-20 09:00 | 2015-08-20 11:00 | 64.1 | 2015 | 6.35 | 2015-08-31 |  |  |  |  | 5555 | 2026-08-20 10:00 | 98.81 | 16.17 | 10 | FALSE | 0 | 0 | 0 | 0 | 0
Spain | ESP | 2015-08-20 10:00 | 2015-08-20 12:00 | 64.18 | 2015 | 6.35 | 2015-08-31 |  |  |  |  | 5556 | 2026-08-20 11:00 | 98.81 | 16.17 | 11 | FALSE | 0 | 0 | 0 | 0 | 0
Spain | ESP | 2015-08-20 11:00 | 2015-08-20 13:00 | 64.1 | 2015 | 6.35 | 2015-08-31 |  |  |  |  | 5557 | 2026-08-20 12:00 | 98.81 | 16.17 | 12 | FALSE | 0 | 0 | 0 | 0 | 0
Spain | ESP | 2015-08-20 12:00 | 2015-08-20 14:00 | 62.47 | 2015 | 6.35 | 2015-08-31 |  |  |  |  | 5558 | 2026-08-20 13:00 | 98.81 | 16.17 | 13 | FALSE | 0 | 0 | 0 | 0 | 0
Spain | ESP | 2015-08-20 13:00 | 2015-08-20 15:00 | 61.48 | 2015 | 6.35 | 2015-08-31 |  |  |  |  | 5559 | 2026-08-20 14:00 | 98.81 | 16.17 | 14 | FALSE | 0 | 0 | 0 | 0 | 0
Spain | ESP | 2015-08-20 14:00 | 2015-08-20 16:00 | 61.48 | 2015 | 6.35 | 2015-08-31 |  |  |  |  | 5560 | 2026-08-20 15:00 | 98.81 | 16.17 | 15 | FALSE | 0 | 0 | 0 | 0 | 0
Spain | ESP | 2015-08-20 15:00 | 2015-08-20 17:00 | 61.68 | 2015 | 6.35 | 2015-08-31 |  |  |  |  | 5561 | 2026-08-20 16:00 | 98.81 | 16.17 | 16 | FALSE | 0 | 0 | 0 | 0 | 0
Spain | ESP | 2015-08-20 16:00 | 2015-08-20 18:00 | 62.47 | 2015 | 6.35 | 2015-08-31 |  |  |  |  | 5562 | 2026-08-20 17:00 | 98.81 | 16.17 | 17 | FALSE | 0 | 0 | 0 | 0 | 0
Spain | ESP | 2015-08-20 17:00 | 2015-08-20 19:00 | 62 | 2015 | 6.35 | 2015-08-31 |  |  |  |  | 5563 | 2026-08-20 18:00 | 98.81 | 16.17 | 18 | FALSE | 0 | 0 | 0 | 0 | 0
Spain | ESP | 2015-08-20 18:00 | 2015-08-20 20:00 | 63 | 2015 | 6.35 | 2015-08-31 |  |  |  |  | 5564 | 2026-08-20 19:00 | 98.81 | 16.17 | 19 | FALSE | 0 | 0 | 0 | 0 | 0
Spain | ESP | 2015-08-20 19:00 | 2015-08-20 21:00 | 64.75 | 2015 | 6.35 | 2015-08-31 |  |  |  |  | 5565 | 2026-08-20 20:00 | 98.81 | 16.17 | 20 | FALSE | 0 | 0 | 0 | 0 | 0
Spain | ESP | 2015-08-20 20:00 | 2015-08-20 22:00 | 63.8 | 2015 | 6.35 | 2015-08-31 |  |  |  |  | 5566 | 2026-08-20 21:00 | 98.81 | 16.17 | 21 | FALSE | 0 | 0 | 0 | 0 | 0
Spain | ESP | 2015-08-20 21:00 | 2015-08-20 23:00 | 59.9 | 2015 | 6.35 | 2015-08-31 |  |  |  |  | 5567 | 2026-08-20 22:00 | 98.81 | 16.17 | 22 | FALSE | 0 | 0 | 0 | 0 | 0
Spain | ESP | 2015-08-20 22:00 | 2015-08-21 | 60 | 2015 | 6.35 | 2015-08-31 |  |  |  |  | 5568 | 2026-08-20 23:00 | 98.81 | 16.17 | 23 | FALSE | 0 | 0 | 0 | 0 | 0
Spain | ESP | 2015-08-20 23:00 | 2015-08-21 01:00 | 51.12 | 2015 | 6.35 | 2015-08-31 |  |  |  |  | 5569 | 2026-08-21 | 98.81 | 16.17 | 24 | TRUE | 98.81 | 24 | 98.81 | 0 | -988.1
Spain | ESP | 2015-08-21 | 2015-08-21 02:00 | 49.72 | 2015 | 6.35 | 2015-08-31 |  |  |  |  | 5570 | 2026-08-21 01:00 | 98.81 | 16.17 | 1 | FALSE | 0 | 0 | 0 | 0 | 0
Spain | ESP | 2015-08-21 01:00 | 2015-08-21 03:00 | 49.5 | 2015 | 6.35 | 2015-08-31 |  |  |  |  | 5571 | 2026-08-21 02:00 | 98.81 | 16.17 | 2 | FALSE | 0 | 0 | 0 | 0 | 0
Spain | ESP | 2015-08-21 02:00 | 2015-08-21 04:00 | 49.5 | 2015 | 6.35 | 2015-08-31 |  |  |  |  | 5572 | 2026-08-21 03:00 | 98.81 | 16.17 | 3 | FALSE | 0 | 0 | 0 | 0 | 0
Spain | ESP | 2015-08-21 03:00 | 2015-08-21 05:00 | 49.8 | 2015 | 6.35 | 2015-08-31 |  |  |  |  | 5573 | 2026-08-21 04:00 | 98.81 | 16.17 | 4 | FALSE | 0 | 0 | 0 | 0 | 0
Spain | ESP | 2015-08-21 04:00 | 2015-08-21 06:00 | 55.4 | 2015 | 6.35 | 2015-08-31 |  |  |  |  | 5574 | 2026-08-21 05:00 | 98.81 | 16.17 | 5 | FALSE | 0 | 0 | 0 | 0 | 0
Spain | ESP | 2015-08-21 05:00 | 2015-08-21 07:00 | 64.18 | 2015 | 6.35 | 2015-08-31 |  |  |  |  | 5575 | 2026-08-21 06:00 | 98.81 | 16.17 | 6 | FALSE | 0 | 0 | 0 | 0 | 0
Spain | ESP | 2015-08-21 06:00 | 2015-08-21 08:00 | 65.4 | 2015 | 6.35 | 2015-08-31 |  |  |  |  | 5576 | 2026-08-21 07:00 | 98.81 | 16.17 | 7 | FALSE | 0 | 0 | 0 | 0 | 0
Spain | ESP | 2015-08-21 07:00 | 2015-08-21 09:00 | 68.1 | 2015 | 6.35 | 2015-08-31 |  |  |  |  | 5577 | 2026-08-21 08:00 | 98.81 | 16.17 | 8 | FALSE | 0 | 0 | 0 | 0 | 0
Spain | ESP | 2015-08-21 08:00 | 2015-08-21 10:00 | 68.1 | 2015 | 6.35 | 2015-08-31 |  |  |  |  | 5578 | 2026-08-21 09:00 | 98.81 | 16.17 | 9 | FALSE | 0 | 0 | 0 | 0 | 0
Spain | ESP | 2015-08-21 09:00 | 2015-08-21 11:00 | 68.46 | 2015 | 6.35 | 2015-08-31 |  |  |  |  | 5579 | 2026-08-21 10:00 | 98.81 | 16.17 | 10 | FALSE | 0 | 0 | 0 | 0 | 0
Spain | ESP | 2015-08-21 10:00 | 2015-08-21 12:00 | 68.46 | 2015 | 6.35 | 2015-08-31 |  |  |  |  | 5580 | 2026-08-21 11:00 | 98.81 | 16.17 | 11 | FALSE | 0 | 0 | 0 | 0 | 0
Spain | ESP | 2015-08-21 11:00 | 2015-08-21 13:00 | 68.09 | 2015 | 6.35 | 2015-08-31 |  |  |  |  | 5581 | 2026-08-21 12:00 | 98.81 | 16.17 | 12 | FALSE | 0 | 0 | 0 | 0 | 0
Spain | ESP | 2015-08-21 12:00 | 2015-08-21 14:00 | 65.3 | 2015 | 6.35 | 2015-08-31 |  |  |  |  | 5582 | 2026-08-21 13:00 | 98.81 | 16.17 | 13 | FALSE | 0 | 0 | 0 | 0 | 0
Spain | ESP | 2015-08-21 13:00 | 2015-08-21 15:00 | 63.8 | 2015 | 6.35 | 2015-08-31 |  |  |  |  | 5583 | 2026-08-21 14:00 | 98.81 | 16.17 | 14 | FALSE | 0 | 0 | 0 | 0 | 0
Spain | ESP | 2015-08-21 14:00 | 2015-08-21 16:00 | 62.47 | 2015 | 6.35 | 2015-08-31 |  |  |  |  | 5584 | 2026-08-21 15:00 | 98.81 | 16.17 | 15 | FALSE | 0 | 0 | 0 | 0 | 0
Spain | ESP | 2015-08-21 15:00 | 2015-08-21 17:00 | 63.93 | 2015 | 6.35 | 2015-08-31 |  |  |  |  | 5585 | 2026-08-21 16:00 | 98.81 | 16.17 | 16 | FALSE | 0 | 0 | 0 | 0 | 0
Spain | ESP | 2015-08-21 16:00 | 2015-08-21 18:00 | 64.18 | 2015 | 6.35 | 2015-08-31 |  |  |  |  | 5586 | 2026-08-21 17:00 | 98.81 | 16.17 | 17 | FALSE | 0 | 0 | 0 | 0 | 0
Spain | ESP | 2015-08-21 17:00 | 2015-08-21 19:00 | 64.69 | 2015 | 6.35 | 2015-08-31 |  |  |  |  | 5587 | 2026-08-21 18:00 | 98.81 | 16.17 | 18 | FALSE | 0 | 0 | 0 | 0 | 0
Spain | ESP | 2015-08-21 18:00 | 2015-08-21 20:00 | 65.4 | 2015 | 6.35 | 2015-08-31 |  |  |  |  | 5588 | 2026-08-21 19:00 | 98.81 | 16.17 | 19 | FALSE | 0 | 0 | 0 | 0 | 0
Spain | ESP | 2015-08-21 19:00 | 2015-08-21 21:00 | 68.58 | 2015 | 6.35 | 2015-08-31 |  |  |  |  | 5589 | 2026-08-21 20:00 | 98.81 | 16.17 | 20 | FALSE | 0 | 0 | 0 | 0 | 0
Spain | ESP | 2015-08-21 20:00 | 2015-08-21 22:00 | 66.69 | 2015 | 6.35 | 2015-08-31 |  |  |  |  | 5590 | 2026-08-21 21:00 | 98.81 | 16.17 | 21 | FALSE | 0 | 0 | 0 | 0 | 0
Spain | ESP | 2015-08-21 21:00 | 2015-08-21 23:00 | 64.01 | 2015 | 6.35 | 2015-08-31 |  |  |  |  | 5591 | 2026-08-21 22:00 | 98.81 | 16.17 | 22 | FALSE | 0 | 0 | 0 | 0 | 0
Spain | ESP | 2015-08-21 22:00 | 2015-08-22 | 63.5 | 2015 | 6.35 | 2015-08-31 |  |  |  |  | 5592 | 2026-08-21 23:00 | 98.81 | 16.17 | 23 | FALSE | 0 | 0 | 0 | 0 | 0
Spain | ESP | 2015-08-21 23:00 | 2015-08-22 01:00 | 57.31 | 2015 | 6.35 | 2015-08-31 |  |  |  |  | 5593 | 2026-08-22 | 98.81 | 16.17 | 24 | TRUE | 98.81 | 24 | 98.81 | 0 | -988.1
Spain | ESP | 2015-08-22 | 2015-08-22 02:00 | 49.86 | 2015 | 6.35 | 2015-08-31 |  |  |  |  | 5594 | 2026-08-22 01:00 | 98.81 | 16.17 | 1 | FALSE | 0 | 0 | 0 | 0 | 0
Spain | ESP | 2015-08-22 01:00 | 2015-08-22 03:00 | 49.85 | 2015 | 6.35 | 2015-08-31 |  |  |  |  | 5595 | 2026-08-22 02:00 | 98.81 | 16.17 | 2 | FALSE | 0 | 0 | 0 | 0 | 0
Spain | ESP | 2015-08-22 02:00 | 2015-08-22 04:00 | 49.31 | 2015 | 6.35 | 2015-08-31 |  |  |  |  | 5596 | 2026-08-22 03:00 | 98.81 | 16.17 | 3 | FALSE | 0 | 0 | 0 | 0 | 0
Spain | ESP | 2015-08-22 03:00 | 2015-08-22 05:00 | 49.31 | 2015 | 6.35 | 2015-08-31 |  |  |  |  | 5597 | 2026-08-22 04:00 | 98.81 | 16.17 | 4 | FALSE | 0 | 0 | 0 | 0 | 0
Spain | ESP | 2015-08-22 04:00 | 2015-08-22 06:00 | 49.85 | 2015 | 6.35 | 2015-08-31 |  |  |  |  | 5598 | 2026-08-22 05:00 | 98.81 | 16.17 | 5 | FALSE | 0 | 0 | 0 | 0 | 0
Spain | ESP | 2015-08-22 05:00 | 2015-08-22 07:00 | 49.85 | 2015 | 6.35 | 2015-08-31 |  |  |  |  | 5599 | 2026-08-22 06:00 | 98.81 | 16.17 | 6 | FALSE | 0 | 0 | 0 | 0 | 0
Spain | ESP | 2015-08-22 06:00 | 2015-08-22 08:00 | 61.1 | 2015 | 6.35 | 2015-08-31 |  |  |  |  | 5600 | 2026-08-22 07:00 | 98.81 | 16.17 | 7 | FALSE | 0 | 0 | 0 | 0 | 0
Spain | ESP | 2015-08-22 07:00 | 2015-08-22 09:00 | 64.1 | 2015 | 6.35 | 2015-08-31 |  |  |  |  | 5601 | 2026-08-22 08:00 | 98.81 | 16.17 | 8 | FALSE | 0 | 0 | 0 | 0 | 0
Spain | ESP | 2015-08-22 08:00 | 2015-08-22 10:00 | 64.1 | 2015 | 6.35 | 2015-08-31 |  |  |  |  | 5602 | 2026-08-22 09:00 | 98.81 | 16.17 | 9 | FALSE | 0 | 0 | 0 | 0 | 0
Spain | ESP | 2015-08-22 09:00 | 2015-08-22 11:00 | 64.1 | 2015 | 6.35 | 2015-08-31 |  |  |  |  | 5603 | 2026-08-22 10:00 | 98.81 | 16.17 | 10 | FALSE | 0 | 0 | 0 | 0 | 0
Spain | ESP | 2015-08-22 10:00 | 2015-08-22 12:00 | 64.03 | 2015 | 6.35 | 2015-08-31 |  |  |  |  | 5604 | 2026-08-22 11:00 | 98.81 | 16.17 | 11 | FALSE | 0 | 0 | 0 | 0 | 0
Spain | ESP | 2015-08-22 11:00 | 2015-08-22 13:00 | 63.5 | 2015 | 6.35 | 2015-08-31 |  |  |  |  | 5605 | 2026-08-22 12:00 | 98.81 | 16.17 | 12 | FALSE | 0 | 0 | 0 | 0 | 0
Spain | ESP | 2015-08-22 12:00 | 2015-08-22 14:00 | 53.74 | 2015 | 6.35 | 2015-08-31 |  |  |  |  | 5606 | 2026-08-22 13:00 | 98.81 | 16.17 | 13 | FALSE | 0 | 0 | 0 | 0 | 0
Spain | ESP | 2015-08-22 13:00 | 2015-08-22 15:00 | 48.36 | 2015 | 6.35 | 2015-08-31 |  |  |  |  | 5607 | 2026-08-22 14:00 | 98.81 | 16.17 | 14 | FALSE | 0 | 0 | 0 | 0 | 0
Spain | ESP | 2015-08-22 14:00 | 2015-08-22 16:00 | 42.35 | 2015 | 6.35 | 2015-08-31 |  |  |  |  | 5608 | 2026-08-22 15:00 | 98.81 | 16.17 | 15 | FALSE | 0 | 0 | 0 | 0 | 0
Spain | ESP | 2015-08-22 15:00 | 2015-08-22 17:00 | 41.52 | 2015 | 6.35 | 2015-08-31 |  |  |  |  | 5609 | 2026-08-22 16:00 | 98.81 | 16.17 | 16 | FALSE | 0 | 0 | 0 | 0 | 0
Spain | ESP | 2015-08-22 16:00 | 2015-08-22 18:00 | 43.63 | 2015 | 6.35 | 2015-08-31 |  |  |  |  | 5610 | 2026-08-22 17:00 | 98.81 | 16.17 | 17 | FALSE | 0 | 0 | 0 | 0 | 0
Spain | ESP | 2015-08-22 17:00 | 2015-08-22 19:00 | 45 | 2015 | 6.35 | 2015-08-31 |  |  |  |  | 5611 | 2026-08-22 18:00 | 98.81 | 16.17 | 18 | FALSE | 0 | 0 | 0 | 0 | 0
Spain | ESP | 2015-08-22 18:00 | 2015-08-22 20:00 | 49.56 | 2015 | 6.35 | 2015-08-31 |  |  |  |  | 5612 | 2026-08-22 19:00 | 98.81 | 16.17 | 19 | FALSE | 0 | 0 | 0 | 0 | 0
Spain | ESP | 2015-08-22 19:00 | 2015-08-22 21:00 | 62.98 | 2015 | 6.35 | 2015-08-31 |  |  |  |  | 5613 | 2026-08-22 20:00 | 98.81 | 16.17 | 20 | FALSE | 0 | 0 | 0 | 0 | 0
Spain | ESP | 2015-08-22 20:00 | 2015-08-22 22:00 | 57.47 | 2015 | 6.35 | 2015-08-31 |  |  |  |  | 5614 | 2026-08-22 21:00 | 98.81 | 16.17 | 21 | FALSE | 0 | 0 | 0 | 0 | 0
Spain | ESP | 2015-08-22 21:00 | 2015-08-22 23:00 | 48.57 | 2015 | 6.35 | 2015-08-31 |  |  |  |  | 5615 | 2026-08-22 22:00 | 98.81 | 16.17 | 22 | FALSE | 0 | 0 | 0 | 0 | 0
Spain | ESP | 2015-08-22 22:00 | 2015-08-23 | 42 | 2015 | 6.35 | 2015-08-31 |  |  |  |  | 5616 | 2026-08-22 23:00 | 98.81 | 16.17 | 23 | FALSE | 0 | 0 | 0 | 0 | 0
Spain | ESP | 2015-08-22 23:00 | 2015-08-23 01:00 | 40.51 | 2015 | 6.35 | 2015-08-31 |  |  |  |  | 5617 | 2026-08-23 | 98.81 | 16.17 | 24 | TRUE | 98.81 | 24 | 98.81 | 0 | -988.1
Spain | ESP | 2015-08-23 | 2015-08-23 02:00 | 42.2 | 2015 | 6.35 | 2015-08-31 |  |  |  |  | 5618 | 2026-08-23 01:00 | 98.81 | 16.17 | 1 | FALSE | 0 | 0 | 0 | 0 | 0
Spain | ESP | 2015-08-23 01:00 | 2015-08-23 03:00 | 42 | 2015 | 6.35 | 2015-08-31 |  |  |  |  | 5619 | 2026-08-23 02:00 | 98.81 | 16.17 | 2 | FALSE | 0 | 0 | 0 | 0 | 0
Spain | ESP | 2015-08-23 02:00 | 2015-08-23 04:00 | 42 | 2015 | 6.35 | 2015-08-31 |  |  |  |  | 5620 | 2026-08-23 03:00 | 98.81 | 16.17 | 3 | FALSE | 0 | 0 | 0 | 0 | 0
Spain | ESP | 2015-08-23 03:00 | 2015-08-23 05:00 | 40.13 | 2015 | 6.35 | 2015-08-31 |  |  |  |  | 5621 | 2026-08-23 04:00 | 98.81 | 16.17 | 4 | FALSE | 0 | 0 | 0 | 0 | 0
Spain | ESP | 2015-08-23 04:00 | 2015-08-23 06:00 | 42 | 2015 | 6.35 | 2015-08-31 |  |  |  |  | 5622 | 2026-08-23 05:00 | 98.81 | 16.17 | 5 | FALSE | 0 | 0 | 0 | 0 | 0
Spain | ESP | 2015-08-23 05:00 | 2015-08-23 07:00 | 38.13 | 2015 | 6.35 | 2015-08-31 |  |  |  |  | 5623 | 2026-08-23 06:00 | 98.81 | 16.17 | 6 | FALSE | 0 | 0 | 0 | 0 | 0
Spain | ESP | 2015-08-23 06:00 | 2015-08-23 08:00 | 37.05 | 2015 | 6.35 | 2015-08-31 |  |  |  |  | 5624 | 2026-08-23 07:00 | 98.81 | 16.17 | 7 | FALSE | 0 | 0 | 0 | 0 | 0
Spain | ESP | 2015-08-23 07:00 | 2015-08-23 09:00 | 37.3 | 2015 | 6.35 | 2015-08-31 |  |  |  |  | 5625 | 2026-08-23 08:00 | 98.81 | 16.17 | 8 | FALSE | 0 | 0 | 0 | 0 | 0
Spain | ESP | 2015-08-23 08:00 | 2015-08-23 10:00 | 35 | 2015 | 6.35 | 2015-08-31 |  |  |  |  | 5626 | 2026-08-23 09:00 | 98.81 | 16.17 | 9 | FALSE | 0 | 0 | 0 | 0 | 0
Spain | ESP | 2015-08-23 09:00 | 2015-08-23 11:00 | 30.4 | 2015 | 6.35 | 2015-08-31 |  |  |  |  | 5627 | 2026-08-23 10:00 | 98.81 | 16.17 | 10 | FALSE | 0 | 0 | 0 | 0 | 0
Spain | ESP | 2015-08-23 10:00 | 2015-08-23 12:00 | 27.81 | 2015 | 6.35 | 2015-08-31 |  |  |  |  | 5628 | 2026-08-23 11:00 | 98.81 | 16.17 | 11 | FALSE | 0 | 0 | 0 | 0 | 0
Spain | ESP | 2015-08-23 11:00 | 2015-08-23 13:00 | 26.19 | 2015 | 6.35 | 2015-08-31 |  |  |  |  | 5629 | 2026-08-23 12:00 | 98.81 | 16.17 | 12 | FALSE | 0 | 0 | 0 | 0 | 0
Spain | ESP | 2015-08-23 12:00 | 2015-08-23 14:00 | 14.99 | 2015 | 6.35 | 2015-08-31 |  |  |  |  | 5630 | 2026-08-23 13:00 | 98.81 | 16.17 | 13 | FALSE | 0 | 0 | 0 | 0 | 0
Spain | ESP | 2015-08-23 13:00 | 2015-08-23 15:00 | 10.28 | 2015 | 6.35 | 2015-08-31 |  |  |  |  | 5631 | 2026-08-23 14:00 | 98.81 | 16.17 | 14 | FALSE | 0 | 0 | 0 | 0 | 0
Spain | ESP | 2015-08-23 14:00 | 2015-08-23 16:00 | 13.32 | 2015 | 6.35 | 2015-08-31 |  |  |  |  | 5632 | 2026-08-23 15:00 | 98.81 | 16.17 | 15 | FALSE | 0 | 0 | 0 | 0 | 0
Spain | ESP | 2015-08-23 15:00 | 2015-08-23 17:00 | 15.1 | 2015 | 6.35 | 2015-08-31 |  |  |  |  | 5633 | 2026-08-23 16:00 | 98.81 | 16.17 | 16 | FALSE | 0 | 0 | 0 | 0 | 0
Spain | ESP | 2015-08-23 16:00 | 2015-08-23 18:00 | 20.23 | 2015 | 6.35 | 2015-08-31 |  |  |  |  | 5634 | 2026-08-23 17:00 | 98.81 | 16.17 | 17 | FALSE | 0 | 0 | 0 | 0 | 0
Spain | ESP | 2015-08-23 17:00 | 2015-08-23 19:00 | 24.58 | 2015 | 6.35 | 2015-08-31 |  |  |  |  | 5635 | 2026-08-23 18:00 | 98.81 | 16.17 | 18 | FALSE | 0 | 0 | 0 | 0 | 0
Spain | ESP | 2015-08-23 18:00 | 2015-08-23 20:00 | 33.86 | 2015 | 6.35 | 2015-08-31 |  |  |  |  | 5636 | 2026-08-23 19:00 | 98.81 | 16.17 | 19 | FALSE | 0 | 0 | 0 | 0 | 0
Spain | ESP | 2015-08-23 19:00 | 2015-08-23 21:00 | 45 | 2015 | 6.35 | 2015-08-31 |  |  |  |  | 5637 | 2026-08-23 20:00 | 98.81 | 16.17 | 20 | FALSE | 0 | 0 | 0 | 0 | 0
Spain | ESP | 2015-08-23 20:00 | 2015-08-23 22:00 | 46 | 2015 | 6.35 | 2015-08-31 |  |  |  |  | 5638 | 2026-08-23 21:00 | 98.81 | 16.17 | 21 | FALSE | 0 | 0 | 0 | 0 | 0
Spain | ESP | 2015-08-23 21:00 | 2015-08-23 23:00 | 38.13 | 2015 | 6.35 | 2015-08-31 |  |  |  |  | 5639 | 2026-08-23 22:00 | 98.81 | 16.17 | 22 | FALSE | 0 | 0 | 0 | 0 | 0
Spain | ESP | 2015-08-23 22:00 | 2015-08-24 | 35 | 2015 | 6.35 | 2015-08-31 |  |  |  |  | 5640 | 2026-08-23 23:00 | 98.81 | 16.17 | 23 | FALSE | 0 | 0 | 0 | 0 | 0
Spain | ESP | 2015-08-23 23:00 | 2015-08-24 01:00 | 29.92 | 2015 | 6.35 | 2015-08-31 |  |  |  |  | 5641 | 2026-08-24 | 98.81 | 16.17 | 24 | TRUE | 98.81 | 24 | 98.81 | 0 | -988.1
Spain | ESP | 2015-08-24 | 2015-08-24 02:00 | 28.29 | 2015 | 6.35 | 2015-08-31 |  |  |  |  | 5642 | 2026-08-24 01:00 | 98.81 | 16.17 | 1 | FALSE | 0 | 0 | 0 | 0 | 0
Spain | ESP | 2015-08-24 01:00 | 2015-08-24 03:00 | 30 | 2015 | 6.35 | 2015-08-31 |  |  |  |  | 5643 | 2026-08-24 02:00 | 98.81 | 16.17 | 2 | FALSE | 0 | 0 | 0 | 0 | 0
Spain | ESP | 2015-08-24 02:00 | 2015-08-24 04:00 | 31 | 2015 | 6.35 | 2015-08-31 |  |  |  |  | 5644 | 2026-08-24 03:00 | 98.81 | 16.17 | 3 | FALSE | 0 | 0 | 0 | 0 | 0
Spain | ESP | 2015-08-24 03:00 | 2015-08-24 05:00 | 34 | 2015 | 6.35 | 2015-08-31 |  |  |  |  | 5645 | 2026-08-24 04:00 | 98.81 | 16.17 | 4 | FALSE | 0 | 0 | 0 | 0 | 0
Spain | ESP | 2015-08-24 04:00 | 2015-08-24 06:00 | 40.51 | 2015 | 6.35 | 2015-08-31 |  |  |  |  | 5646 | 2026-08-24 05:00 | 98.81 | 16.17 | 5 | FALSE | 0 | 0 | 0 | 0 | 0
Spain | ESP | 2015-08-24 05:00 | 2015-08-24 07:00 | 45 | 2015 | 6.35 | 2015-08-31 |  |  |  |  | 5647 | 2026-08-24 06:00 | 98.81 | 16.17 | 6 | FALSE | 0 | 0 | 0 | 0 | 0
Spain | ESP | 2015-08-24 06:00 | 2015-08-24 08:00 | 50.8 | 2015 | 6.35 | 2015-08-31 |  |  |  |  | 5648 | 2026-08-24 07:00 | 98.81 | 16.17 | 7 | FALSE | 0 | 0 | 0 | 0 | 0
Spain | ESP | 2015-08-24 07:00 | 2015-08-24 09:00 | 59.57 | 2015 | 6.35 | 2015-08-31 |  |  |  |  | 5649 | 2026-08-24 08:00 | 98.81 | 16.17 | 8 | FALSE | 0 | 0 | 0 | 0 | 0
Spain | ESP | 2015-08-24 08:00 | 2015-08-24 10:00 | 62.47 | 2015 | 6.35 | 2015-08-31 |  |  |  |  | 5650 | 2026-08-24 09:00 | 98.81 | 16.17 | 9 | FALSE | 0 | 0 | 0 | 0 | 0
Spain | ESP | 2015-08-24 09:00 | 2015-08-24 11:00 | 64 | 2015 | 6.35 | 2015-08-31 |  |  |  |  | 5651 | 2026-08-24 10:00 | 98.81 | 16.17 | 10 | FALSE | 0 | 0 | 0 | 0 | 0
Spain | ESP | 2015-08-24 10:00 | 2015-08-24 12:00 | 64.51 | 2015 | 6.35 | 2015-08-31 |  |  |  |  | 5652 | 2026-08-24 11:00 | 98.81 | 16.17 | 11 | FALSE | 0 | 0 | 0 | 0 | 0
Spain | ESP | 2015-08-24 11:00 | 2015-08-24 13:00 | 65 | 2015 | 6.35 | 2015-08-31 |  |  |  |  | 5653 | 2026-08-24 12:00 | 98.81 | 16.17 | 12 | FALSE | 0 | 0 | 0 | 0 | 0
Spain | ESP | 2015-08-24 12:00 | 2015-08-24 14:00 | 63.29 | 2015 | 6.35 | 2015-08-31 |  |  |  |  | 5654 | 2026-08-24 13:00 | 98.81 | 16.17 | 13 | FALSE | 0 | 0 | 0 | 0 | 0
Spain | ESP | 2015-08-24 13:00 | 2015-08-24 15:00 | 57.58 | 2015 | 6.35 | 2015-08-31 |  |  |  |  | 5655 | 2026-08-24 14:00 | 98.81 | 16.17 | 14 | FALSE | 0 | 0 | 0 | 0 | 0
Spain | ESP | 2015-08-24 14:00 | 2015-08-24 16:00 | 57.9 | 2015 | 6.35 | 2015-08-31 |  |  |  |  | 5656 | 2026-08-24 15:00 | 98.81 | 16.17 | 15 | FALSE | 0 | 0 | 0 | 0 | 0
Spain | ESP | 2015-08-24 15:00 | 2015-08-24 17:00 | 59.2 | 2015 | 6.35 | 2015-08-31 |  |  |  |  | 5657 | 2026-08-24 16:00 | 98.81 | 16.17 | 16 | FALSE | 0 | 0 | 0 | 0 | 0
Spain | ESP | 2015-08-24 16:00 | 2015-08-24 18:00 | 62.47 | 2015 | 6.35 | 2015-08-31 |  |  |  |  | 5658 | 2026-08-24 17:00 | 98.81 | 16.17 | 17 | FALSE | 0 | 0 | 0 | 0 | 0
Spain | ESP | 2015-08-24 17:00 | 2015-08-24 19:00 | 63.89 | 2015 | 6.35 | 2015-08-31 |  |  |  |  | 5659 | 2026-08-24 18:00 | 98.81 | 16.17 | 18 | FALSE | 0 | 0 | 0 | 0 | 0
Spain | ESP | 2015-08-24 18:00 | 2015-08-24 20:00 | 65.48 | 2015 | 6.35 | 2015-08-31 |  |  |  |  | 5660 | 2026-08-24 19:00 | 98.81 | 16.17 | 19 | FALSE | 0 | 0 | 0 | 0 | 0
Spain | ESP | 2015-08-24 19:00 | 2015-08-24 21:00 | 69.8 | 2015 | 6.35 | 2015-08-31 |  |  |  |  | 5661 | 2026-08-24 20:00 | 98.81 | 16.17 | 20 | FALSE | 0 | 0 | 0 | 0 | 0
Spain | ESP | 2015-08-24 20:00 | 2015-08-24 22:00 | 68.46 | 2015 | 6.35 | 2015-08-31 |  |  |  |  | 5662 | 2026-08-24 21:00 | 98.81 | 16.17 | 21 | FALSE | 0 | 0 | 0 | 0 | 0
Spain | ESP | 2015-08-24 21:00 | 2015-08-24 23:00 | 64 | 2015 | 6.35 | 2015-08-31 |  |  |  |  | 5663 | 2026-08-24 22:00 | 98.81 | 16.17 | 22 | FALSE | 0 | 0 | 0 | 0 | 0
Spain | ESP | 2015-08-24 22:00 | 2015-08-25 | 63.1 | 2015 | 6.35 | 2015-08-31 |  |  |  |  | 5664 | 2026-08-24 23:00 | 98.81 | 16.17 | 23 | FALSE | 0 | 0 | 0 | 0 | 0
Spain | ESP | 2015-08-24 23:00 | 2015-08-25 01:00 | 53.72 | 2015 | 6.35 | 2015-08-31 |  |  |  |  | 5665 | 2026-08-25 | 98.81 | 16.17 | 24 | TRUE | 98.81 | 24 | 98.81 | 0 | -988.1
Spain | ESP | 2015-08-25 | 2015-08-25 02:00 | 49.56 | 2015 | 6.35 | 2015-08-31 |  |  |  |  | 5666 | 2026-08-25 01:00 | 98.81 | 16.17 | 1 | FALSE | 0 | 0 | 0 | 0 | 0
Spain | ESP | 2015-08-25 01:00 | 2015-08-25 03:00 | 48.57 | 2015 | 6.35 | 2015-08-31 |  |  |  |  | 5667 | 2026-08-25 02:00 | 98.81 | 16.17 | 2 | FALSE | 0 | 0 | 0 | 0 | 0
Spain | ESP | 2015-08-25 02:00 | 2015-08-25 04:00 | 48.36 | 2015 | 6.35 | 2015-08-31 |  |  |  |  | 5668 | 2026-08-25 03:00 | 98.81 | 16.17 | 3 | FALSE | 0 | 0 | 0 | 0 | 0
Spain | ESP | 2015-08-25 03:00 | 2015-08-25 05:00 | 49.85 | 2015 | 6.35 | 2015-08-31 |  |  |  |  | 5669 | 2026-08-25 04:00 | 98.81 | 16.17 | 4 | FALSE | 0 | 0 | 0 | 0 | 0
Spain | ESP | 2015-08-25 04:00 | 2015-08-25 06:00 | 56.38 | 2015 | 6.35 | 2015-08-31 |  |  |  |  | 5670 | 2026-08-25 05:00 | 98.81 | 16.17 | 5 | FALSE | 0 | 0 | 0 | 0 | 0
Spain | ESP | 2015-08-25 05:00 | 2015-08-25 07:00 | 62.47 | 2015 | 6.35 | 2015-08-31 |  |  |  |  | 5671 | 2026-08-25 06:00 | 98.81 | 16.17 | 6 | FALSE | 0 | 0 | 0 | 0 | 0
Spain | ESP | 2015-08-25 06:00 | 2015-08-25 08:00 | 63.25 | 2015 | 6.35 | 2015-08-31 |  |  |  |  | 5672 | 2026-08-25 07:00 | 98.81 | 16.17 | 7 | FALSE | 0 | 0 | 0 | 0 | 0
Spain | ESP | 2015-08-25 07:00 | 2015-08-25 09:00 | 65 | 2015 | 6.35 | 2015-08-31 |  |  |  |  | 5673 | 2026-08-25 08:00 | 98.81 | 16.17 | 8 | FALSE | 0 | 0 | 0 | 0 | 0
Spain | ESP | 2015-08-25 08:00 | 2015-08-25 10:00 | 64.5 | 2015 | 6.35 | 2015-08-31 |  |  |  |  | 5674 | 2026-08-25 09:00 | 98.81 | 16.17 | 9 | FALSE | 0 | 0 | 0 | 0 | 0
Spain | ESP | 2015-08-25 09:00 | 2015-08-25 11:00 | 64.75 | 2015 | 6.35 | 2015-08-31 |  |  |  |  | 5675 | 2026-08-25 10:00 | 98.81 | 16.17 | 10 | FALSE | 0 | 0 | 0 | 0 | 0
Spain | ESP | 2015-08-25 10:00 | 2015-08-25 12:00 | 65.1 | 2015 | 6.35 | 2015-08-31 |  |  |  |  | 5676 | 2026-08-25 11:00 | 98.81 | 16.17 | 11 | FALSE | 0 | 0 | 0 | 0 | 0
Spain | ESP | 2015-08-25 11:00 | 2015-08-25 13:00 | 65.1 | 2015 | 6.35 | 2015-08-31 |  |  |  |  | 5677 | 2026-08-25 12:00 | 98.81 | 16.17 | 12 | FALSE | 0 | 0 | 0 | 0 | 0
Spain | ESP | 2015-08-25 12:00 | 2015-08-25 14:00 | 64 | 2015 | 6.35 | 2015-08-31 |  |  |  |  | 5678 | 2026-08-25 13:00 | 98.81 | 16.17 | 13 | FALSE | 0 | 0 | 0 | 0 | 0
Spain | ESP | 2015-08-25 13:00 | 2015-08-25 15:00 | 63.25 | 2015 | 6.35 | 2015-08-31 |  |  |  |  | 5679 | 2026-08-25 14:00 | 98.81 | 16.17 | 14 | FALSE | 0 | 0 | 0 | 0 | 0
Spain | ESP | 2015-08-25 14:00 | 2015-08-25 16:00 | 62.98 | 2015 | 6.35 | 2015-08-31 |  |  |  |  | 5680 | 2026-08-25 15:00 | 98.81 | 16.17 | 15 | FALSE | 0 | 0 | 0 | 0 | 0
Spain | ESP | 2015-08-25 15:00 | 2015-08-25 17:00 | 63.29 | 2015 | 6.35 | 2015-08-31 |  |  |  |  | 5681 | 2026-08-25 16:00 | 98.81 | 16.17 | 16 | FALSE | 0 | 0 | 0 | 0 | 0
Spain | ESP | 2015-08-25 16:00 | 2015-08-25 18:00 | 63.29 | 2015 | 6.35 | 2015-08-31 |  |  |  |  | 5682 | 2026-08-25 17:00 | 98.81 | 16.17 | 17 | FALSE | 0 | 0 | 0 | 0 | 0
Spain | ESP | 2015-08-25 17:00 | 2015-08-25 19:00 | 63.5 | 2015 | 6.35 | 2015-08-31 |  |  |  |  | 5683 | 2026-08-25 18:00 | 98.81 | 16.17 | 18 | FALSE | 0 | 0 | 0 | 0 | 0
Spain | ESP | 2015-08-25 18:00 | 2015-08-25 20:00 | 64.1 | 2015 | 6.35 | 2015-08-31 |  |  |  |  | 5684 | 2026-08-25 19:00 | 98.81 | 16.17 | 19 | FALSE | 0 | 0 | 0 | 0 | 0
Spain | ESP | 2015-08-25 19:00 | 2015-08-25 21:00 | 66.57 | 2015 | 6.35 | 2015-08-31 |  |  |  |  | 5685 | 2026-08-25 20:00 | 98.81 | 16.17 | 20 | FALSE | 0 | 0 | 0 | 0 | 0
Spain | ESP | 2015-08-25 20:00 | 2015-08-25 22:00 | 64.18 | 2015 | 6.35 | 2015-08-31 |  |  |  |  | 5686 | 2026-08-25 21:00 | 98.81 | 16.17 | 21 | FALSE | 0 | 0 | 0 | 0 | 0
Spain | ESP | 2015-08-25 21:00 | 2015-08-25 23:00 | 55 | 2015 | 6.35 | 2015-08-31 |  |  |  |  | 5687 | 2026-08-25 22:00 | 98.81 | 16.17 | 22 | FALSE | 0 | 0 | 0 | 0 | 0
Spain | ESP | 2015-08-25 22:00 | 2015-08-26 | 51.12 | 2015 | 6.35 | 2015-08-31 |  |  |  |  | 5688 | 2026-08-25 23:00 | 98.81 | 16.17 | 23 | FALSE | 0 | 0 | 0 | 0 | 0
Spain | ESP | 2015-08-25 23:00 | 2015-08-26 01:00 | 48.11 | 2015 | 6.35 | 2015-08-31 |  |  |  |  | 5689 | 2026-08-26 | 98.81 | 16.17 | 24 | TRUE | 98.81 | 24 | 98.81 | 0 | -988.1
Spain | ESP | 2015-08-26 | 2015-08-26 02:00 | 43.72 | 2015 | 6.35 | 2015-08-31 |  |  |  |  | 5690 | 2026-08-26 01:00 | 98.81 | 16.17 | 1 | FALSE | 0 | 0 | 0 | 0 | 0
Spain | ESP | 2015-08-26 01:00 | 2015-08-26 03:00 | 42.49 | 2015 | 6.35 | 2015-08-31 |  |  |  |  | 5691 | 2026-08-26 02:00 | 98.81 | 16.17 | 2 | FALSE | 0 | 0 | 0 | 0 | 0
Spain | ESP | 2015-08-26 02:00 | 2015-08-26 04:00 | 41.42 | 2015 | 6.35 | 2015-08-31 |  |  |  |  | 5692 | 2026-08-26 03:00 | 98.81 | 16.17 | 3 | FALSE | 0 | 0 | 0 | 0 | 0
Spain | ESP | 2015-08-26 03:00 | 2015-08-26 05:00 | 41.68 | 2015 | 6.35 | 2015-08-31 |  |  |  |  | 5693 | 2026-08-26 04:00 | 98.81 | 16.17 | 4 | FALSE | 0 | 0 | 0 | 0 | 0
Spain | ESP | 2015-08-26 04:00 | 2015-08-26 06:00 | 46.58 | 2015 | 6.35 | 2015-08-31 |  |  |  |  | 5694 | 2026-08-26 05:00 | 98.81 | 16.17 | 5 | FALSE | 0 | 0 | 0 | 0 | 0
Spain | ESP | 2015-08-26 05:00 | 2015-08-26 07:00 | 47.1 | 2015 | 6.35 | 2015-08-31 |  |  |  |  | 5695 | 2026-08-26 06:00 | 98.81 | 16.17 | 6 | FALSE | 0 | 0 | 0 | 0 | 0
Spain | ESP | 2015-08-26 06:00 | 2015-08-26 08:00 | 49.56 | 2015 | 6.35 | 2015-08-31 |  |  |  |  | 5696 | 2026-08-26 07:00 | 98.81 | 16.17 | 7 | FALSE | 0 | 0 | 0 | 0 | 0
Spain | ESP | 2015-08-26 07:00 | 2015-08-26 09:00 | 53.9 | 2015 | 6.35 | 2015-08-31 |  |  |  |  | 5697 | 2026-08-26 08:00 | 98.81 | 16.17 | 8 | FALSE | 0 | 0 | 0 | 0 | 0
Spain | ESP | 2015-08-26 08:00 | 2015-08-26 10:00 | 61.1 | 2015 | 6.35 | 2015-08-31 |  |  |  |  | 5698 | 2026-08-26 09:00 | 98.81 | 16.17 | 9 | FALSE | 0 | 0 | 0 | 0 | 0
Spain | ESP | 2015-08-26 09:00 | 2015-08-26 11:00 | 62.1 | 2015 | 6.35 | 2015-08-31 |  |  |  |  | 5699 | 2026-08-26 10:00 | 98.81 | 16.17 | 10 | FALSE | 0 | 0 | 0 | 0 | 0
Spain | ESP | 2015-08-26 10:00 | 2015-08-26 12:00 | 62.53 | 2015 | 6.35 | 2015-08-31 |  |  |  |  | 5700 | 2026-08-26 11:00 | 98.81 | 16.17 | 11 | FALSE | 0 | 0 | 0 | 0 | 0
Spain | ESP | 2015-08-26 11:00 | 2015-08-26 13:00 | 62.47 | 2015 | 6.35 | 2015-08-31 |  |  |  |  | 5701 | 2026-08-26 12:00 | 98.81 | 16.17 | 12 | FALSE | 0 | 0 | 0 | 0 | 0
Spain | ESP | 2015-08-26 12:00 | 2015-08-26 14:00 | 56.74 | 2015 | 6.35 | 2015-08-31 |  |  |  |  | 5702 | 2026-08-26 13:00 | 98.81 | 16.17 | 13 | FALSE | 0 | 0 | 0 | 0 | 0
Spain | ESP | 2015-08-26 13:00 | 2015-08-26 15:00 | 49.89 | 2015 | 6.35 | 2015-08-31 |  |  |  |  | 5703 | 2026-08-26 14:00 | 98.81 | 16.17 | 14 | FALSE | 0 | 0 | 0 | 0 | 0
Spain | ESP | 2015-08-26 14:00 | 2015-08-26 16:00 | 53.74 | 2015 | 6.35 | 2015-08-31 |  |  |  |  | 5704 | 2026-08-26 15:00 | 98.81 | 16.17 | 15 | FALSE | 0 | 0 | 0 | 0 | 0
Spain | ESP | 2015-08-26 15:00 | 2015-08-26 17:00 | 60.99 | 2015 | 6.35 | 2015-08-31 |  |  |  |  | 5705 | 2026-08-26 16:00 | 98.81 | 16.17 | 16 | FALSE | 0 | 0 | 0 | 0 | 0
Spain | ESP | 2015-08-26 16:00 | 2015-08-26 18:00 | 61.51 | 2015 | 6.35 | 2015-08-31 |  |  |  |  | 5706 | 2026-08-26 17:00 | 98.81 | 16.17 | 17 | FALSE | 0 | 0 | 0 | 0 | 0
Spain | ESP | 2015-08-26 17:00 | 2015-08-26 19:00 | 62.23 | 2015 | 6.35 | 2015-08-31 |  |  |  |  | 5707 | 2026-08-26 18:00 | 98.81 | 16.17 | 18 | FALSE | 0 | 0 | 0 | 0 | 0
Spain | ESP | 2015-08-26 18:00 | 2015-08-26 20:00 | 63.6 | 2015 | 6.35 | 2015-08-31 |  |  |  |  | 5708 | 2026-08-26 19:00 | 98.81 | 16.17 | 19 | FALSE | 0 | 0 | 0 | 0 | 0
Spain | ESP | 2015-08-26 19:00 | 2015-08-26 21:00 | 68.1 | 2015 | 6.35 | 2015-08-31 |  |  |  |  | 5709 | 2026-08-26 20:00 | 98.81 | 16.17 | 20 | FALSE | 0 | 0 | 0 | 0 | 0
Spain | ESP | 2015-08-26 20:00 | 2015-08-26 22:00 | 65.1 | 2015 | 6.35 | 2015-08-31 |  |  |  |  | 5710 | 2026-08-26 21:00 | 98.81 | 16.17 | 21 | FALSE | 0 | 0 | 0 | 0 | 0
Spain | ESP | 2015-08-26 21:00 | 2015-08-26 23:00 | 63 | 2015 | 6.35 | 2015-08-31 |  |  |  |  | 5711 | 2026-08-26 22:00 | 98.81 | 16.17 | 22 | FALSE | 0 | 0 | 0 | 0 | 0
Spain | ESP | 2015-08-26 22:00 | 2015-08-27 | 56.1 | 2015 | 6.35 | 2015-08-31 |  |  |  |  | 5712 | 2026-08-26 23:00 | 98.81 | 16.17 | 23 | FALSE | 0 | 0 | 0 | 0 | 0
Spain | ESP | 2015-08-26 23:00 | 2015-08-27 01:00 | 50.56 | 2015 | 6.35 | 2015-08-31 |  |  |  |  | 5713 | 2026-08-27 | 98.81 | 16.17 | 24 | TRUE | 98.81 | 24 | 98.81 | 0 | -988.1
Spain | ESP | 2015-08-27 | 2015-08-27 02:00 | 49 | 2015 | 6.35 | 2015-08-31 |  |  |  |  | 5714 | 2026-08-27 01:00 | 98.81 | 16.17 | 1 | FALSE | 0 | 0 | 0 | 0 | 0
Spain | ESP | 2015-08-27 01:00 | 2015-08-27 03:00 | 46.78 | 2015 | 6.35 | 2015-08-31 |  |  |  |  | 5715 | 2026-08-27 02:00 | 98.81 | 16.17 | 2 | FALSE | 0 | 0 | 0 | 0 | 0
Spain | ESP | 2015-08-27 02:00 | 2015-08-27 04:00 | 45 | 2015 | 6.35 | 2015-08-31 |  |  |  |  | 5716 | 2026-08-27 03:00 | 98.81 | 16.17 | 3 | FALSE | 0 | 0 | 0 | 0 | 0
Spain | ESP | 2015-08-27 03:00 | 2015-08-27 05:00 | 45.1 | 2015 | 6.35 | 2015-08-31 |  |  |  |  | 5717 | 2026-08-27 04:00 | 98.81 | 16.17 | 4 | FALSE | 0 | 0 | 0 | 0 | 0
Spain | ESP | 2015-08-27 04:00 | 2015-08-27 06:00 | 49 | 2015 | 6.35 | 2015-08-31 |  |  |  |  | 5718 | 2026-08-27 05:00 | 98.81 | 16.17 | 5 | FALSE | 0 | 0 | 0 | 0 | 0
Spain | ESP | 2015-08-27 05:00 | 2015-08-27 07:00 | 49.56 | 2015 | 6.35 | 2015-08-31 |  |  |  |  | 5719 | 2026-08-27 06:00 | 98.81 | 16.17 | 6 | FALSE | 0 | 0 | 0 | 0 | 0
Spain | ESP | 2015-08-27 06:00 | 2015-08-27 08:00 | 49.85 | 2015 | 6.35 | 2015-08-31 |  |  |  |  | 5720 | 2026-08-27 07:00 | 98.81 | 16.17 | 7 | FALSE | 0 | 0 | 0 | 0 | 0
Spain | ESP | 2015-08-27 07:00 | 2015-08-27 09:00 | 55 | 2015 | 6.35 | 2015-08-31 |  |  |  |  | 5721 | 2026-08-27 08:00 | 98.81 | 16.17 | 8 | FALSE | 0 | 0 | 0 | 0 | 0
Spain | ESP | 2015-08-27 08:00 | 2015-08-27 10:00 | 54.16 | 2015 | 6.35 | 2015-08-31 |  |  |  |  | 5722 | 2026-08-27 09:00 | 98.81 | 16.17 | 9 | FALSE | 0 | 0 | 0 | 0 | 0
Spain | ESP | 2015-08-27 09:00 | 2015-08-27 11:00 | 53.9 | 2015 | 6.35 | 2015-08-31 |  |  |  |  | 5723 | 2026-08-27 10:00 | 98.81 | 16.17 | 10 | FALSE | 0 | 0 | 0 | 0 | 0
Spain | ESP | 2015-08-27 10:00 | 2015-08-27 12:00 | 51.78 | 2015 | 6.35 | 2015-08-31 |  |  |  |  | 5724 | 2026-08-27 11:00 | 98.81 | 16.17 | 11 | FALSE | 0 | 0 | 0 | 0 | 0
Spain | ESP | 2015-08-27 11:00 | 2015-08-27 13:00 | 50.82 | 2015 | 6.35 | 2015-08-31 |  |  |  |  | 5725 | 2026-08-27 12:00 | 98.81 | 16.17 | 12 | FALSE | 0 | 0 | 0 | 0 | 0
Spain | ESP | 2015-08-27 12:00 | 2015-08-27 14:00 | 48.56 | 2015 | 6.35 | 2015-08-31 |  |  |  |  | 5726 | 2026-08-27 13:00 | 98.81 | 16.17 | 13 | FALSE | 0 | 0 | 0 | 0 | 0
Spain | ESP | 2015-08-27 13:00 | 2015-08-27 15:00 | 44.6 | 2015 | 6.35 | 2015-08-31 |  |  |  |  | 5727 | 2026-08-27 14:00 | 98.81 | 16.17 | 14 | FALSE | 0 | 0 | 0 | 0 | 0
Spain | ESP | 2015-08-27 14:00 | 2015-08-27 16:00 | 45.68 | 2015 | 6.35 | 2015-08-31 |  |  |  |  | 5728 | 2026-08-27 15:00 | 98.81 | 16.17 | 15 | FALSE | 0 | 0 | 0 | 0 | 0
Spain | ESP | 2015-08-27 15:00 | 2015-08-27 17:00 | 49.31 | 2015 | 6.35 | 2015-08-31 |  |  |  |  | 5729 | 2026-08-27 16:00 | 98.81 | 16.17 | 16 | FALSE | 0 | 0 | 0 | 0 | 0
Spain | ESP | 2015-08-27 16:00 | 2015-08-27 18:00 | 49.63 | 2015 | 6.35 | 2015-08-31 |  |  |  |  | 5730 | 2026-08-27 17:00 | 98.81 | 16.17 | 17 | FALSE | 0 | 0 | 0 | 0 | 0
Spain | ESP | 2015-08-27 17:00 | 2015-08-27 19:00 | 49.85 | 2015 | 6.35 | 2015-08-31 |  |  |  |  | 5731 | 2026-08-27 18:00 | 98.81 | 16.17 | 18 | FALSE | 0 | 0 | 0 | 0 | 0
Spain | ESP | 2015-08-27 18:00 | 2015-08-27 20:00 | 55 | 2015 | 6.35 | 2015-08-31 |  |  |  |  | 5732 | 2026-08-27 19:00 | 98.81 | 16.17 | 19 | FALSE | 0 | 0 | 0 | 0 | 0
Spain | ESP | 2015-08-27 19:00 | 2015-08-27 21:00 | 64.35 | 2015 | 6.35 | 2015-08-31 |  |  |  |  | 5733 | 2026-08-27 20:00 | 98.81 | 16.17 | 20 | FALSE | 0 | 0 | 0 | 0 | 0
Spain | ESP | 2015-08-27 20:00 | 2015-08-27 22:00 | 62.12 | 2015 | 6.35 | 2015-08-31 |  |  |  |  | 5734 | 2026-08-27 21:00 | 98.81 | 16.17 | 21 | FALSE | 0 | 0 | 0 | 0 | 0
Spain | ESP | 2015-08-27 21:00 | 2015-08-27 23:00 | 55 | 2015 | 6.35 | 2015-08-31 |  |  |  |  | 5735 | 2026-08-27 22:00 | 98.81 | 16.17 | 22 | FALSE | 0 | 0 | 0 | 0 | 0
Spain | ESP | 2015-08-27 22:00 | 2015-08-28 | 59.05 | 2015 | 6.35 | 2015-08-31 |  |  |  |  | 5736 | 2026-08-27 23:00 | 98.81 | 16.17 | 23 | FALSE | 0 | 0 | 0 | 0 | 0
Spain | ESP | 2015-08-27 23:00 | 2015-08-28 01:00 | 51.84 | 2015 | 6.35 | 2015-08-31 |  |  |  |  | 5737 | 2026-08-28 | 98.81 | 16.17 | 24 | TRUE | 98.81 | 24 | 98.81 | 0 | -988.1
Spain | ESP | 2015-08-28 | 2015-08-28 02:00 | 49.85 | 2015 | 6.35 | 2015-08-31 |  |  |  |  | 5738 | 2026-08-28 01:00 | 98.81 | 16.17 | 1 | FALSE | 0 | 0 | 0 | 0 | 0
Spain | ESP | 2015-08-28 01:00 | 2015-08-28 03:00 | 49.85 | 2015 | 6.35 | 2015-08-31 |  |  |  |  | 5739 | 2026-08-28 02:00 | 98.81 | 16.17 | 2 | FALSE | 0 | 0 | 0 | 0 | 0
Spain | ESP | 2015-08-28 02:00 | 2015-08-28 04:00 | 49.85 | 2015 | 6.35 | 2015-08-31 |  |  |  |  | 5740 | 2026-08-28 03:00 | 98.81 | 16.17 | 3 | FALSE | 0 | 0 | 0 | 0 | 0
Spain | ESP | 2015-08-28 03:00 | 2015-08-28 05:00 | 50.82 | 2015 | 6.35 | 2015-08-31 |  |  |  |  | 5741 | 2026-08-28 04:00 | 98.81 | 16.17 | 4 | FALSE | 0 | 0 | 0 | 0 | 0
Spain | ESP | 2015-08-28 04:00 | 2015-08-28 06:00 | 60.47 | 2015 | 6.35 | 2015-08-31 |  |  |  |  | 5742 | 2026-08-28 05:00 | 98.81 | 16.17 | 5 | FALSE | 0 | 0 | 0 | 0 | 0
Spain | ESP | 2015-08-28 05:00 | 2015-08-28 07:00 | 62.07 | 2015 | 6.35 | 2015-08-31 |  |  |  |  | 5743 | 2026-08-28 06:00 | 98.81 | 16.17 | 6 | FALSE | 0 | 0 | 0 | 0 | 0
Spain | ESP | 2015-08-28 06:00 | 2015-08-28 08:00 | 64.33 | 2015 | 6.35 | 2015-08-31 |  |  |  |  | 5744 | 2026-08-28 07:00 | 98.81 | 16.17 | 7 | FALSE | 0 | 0 | 0 | 0 | 0
Spain | ESP | 2015-08-28 07:00 | 2015-08-28 09:00 | 66 | 2015 | 6.35 | 2015-08-31 |  |  |  |  | 5745 | 2026-08-28 08:00 | 98.81 | 16.17 | 8 | FALSE | 0 | 0 | 0 | 0 | 0
Spain | ESP | 2015-08-28 08:00 | 2015-08-28 10:00 | 66.1 | 2015 | 6.35 | 2015-08-31 |  |  |  |  | 5746 | 2026-08-28 09:00 | 98.81 | 16.17 | 9 | FALSE | 0 | 0 | 0 | 0 | 0
Spain | ESP | 2015-08-28 09:00 | 2015-08-28 11:00 | 66.1 | 2015 | 6.35 | 2015-08-31 |  |  |  |  | 5747 | 2026-08-28 10:00 | 98.81 | 16.17 | 10 | FALSE | 0 | 0 | 0 | 0 | 0
Spain | ESP | 2015-08-28 10:00 | 2015-08-28 12:00 | 67.1 | 2015 | 6.35 | 2015-08-31 |  |  |  |  | 5748 | 2026-08-28 11:00 | 98.81 | 16.17 | 11 | FALSE | 0 | 0 | 0 | 0 | 0
Spain | ESP | 2015-08-28 11:00 | 2015-08-28 13:00 | 66.1 | 2015 | 6.35 | 2015-08-31 |  |  |  |  | 5749 | 2026-08-28 12:00 | 98.81 | 16.17 | 12 | FALSE | 0 | 0 | 0 | 0 | 0
Spain | ESP | 2015-08-28 12:00 | 2015-08-28 14:00 | 64.48 | 2015 | 6.35 | 2015-08-31 |  |  |  |  | 5750 | 2026-08-28 13:00 | 98.81 | 16.17 | 13 | FALSE | 0 | 0 | 0 | 0 | 0
Spain | ESP | 2015-08-28 13:00 | 2015-08-28 15:00 | 61.57 | 2015 | 6.35 | 2015-08-31 |  |  |  |  | 5751 | 2026-08-28 14:00 | 98.81 | 16.17 | 14 | FALSE | 0 | 0 | 0 | 0 | 0
Spain | ESP | 2015-08-28 14:00 | 2015-08-28 16:00 | 62 | 2015 | 6.35 | 2015-08-31 |  |  |  |  | 5752 | 2026-08-28 15:00 | 98.81 | 16.17 | 15 | FALSE | 0 | 0 | 0 | 0 | 0
Spain | ESP | 2015-08-28 15:00 | 2015-08-28 17:00 | 62 | 2015 | 6.35 | 2015-08-31 |  |  |  |  | 5753 | 2026-08-28 16:00 | 98.81 | 16.17 | 16 | FALSE | 0 | 0 | 0 | 0 | 0
Spain | ESP | 2015-08-28 16:00 | 2015-08-28 18:00 | 61.51 | 2015 | 6.35 | 2015-08-31 |  |  |  |  | 5754 | 2026-08-28 17:00 | 98.81 | 16.17 | 17 | FALSE | 0 | 0 | 0 | 0 | 0
Spain | ESP | 2015-08-28 17:00 | 2015-08-28 19:00 | 61.35 | 2015 | 6.35 | 2015-08-31 |  |  |  |  | 5755 | 2026-08-28 18:00 | 98.81 | 16.17 | 18 | FALSE | 0 | 0 | 0 | 0 | 0
Spain | ESP | 2015-08-28 18:00 | 2015-08-28 20:00 | 62 | 2015 | 6.35 | 2015-08-31 |  |  |  |  | 5756 | 2026-08-28 19:00 | 98.81 | 16.17 | 19 | FALSE | 0 | 0 | 0 | 0 | 0
Spain | ESP | 2015-08-28 19:00 | 2015-08-28 21:00 | 65.6 | 2015 | 6.35 | 2015-08-31 |  |  |  |  | 5757 | 2026-08-28 20:00 | 98.81 | 16.17 | 20 | FALSE | 0 | 0 | 0 | 0 | 0
Spain | ESP | 2015-08-28 20:00 | 2015-08-28 22:00 | 62.5 | 2015 | 6.35 | 2015-08-31 |  |  |  |  | 5758 | 2026-08-28 21:00 | 98.81 | 16.17 | 21 | FALSE | 0 | 0 | 0 | 0 | 0
Spain | ESP | 2015-08-28 21:00 | 2015-08-28 23:00 | 55 | 2015 | 6.35 | 2015-08-31 |  |  |  |  | 5759 | 2026-08-28 22:00 | 98.81 | 16.17 | 22 | FALSE | 0 | 0 | 0 | 0 | 0
Spain | ESP | 2015-08-28 22:00 | 2015-08-29 | 56.1 | 2015 | 6.35 | 2015-08-31 |  |  |  |  | 5760 | 2026-08-28 23:00 | 98.81 | 16.17 | 23 | FALSE | 0 | 0 | 0 | 0 | 0
Spain | ESP | 2015-08-28 23:00 | 2015-08-29 01:00 | 49.87 | 2015 | 6.35 | 2015-08-31 |  |  |  |  | 5761 | 2026-08-29 | 98.81 | 16.17 | 24 | TRUE | 98.81 | 24 | 98.81 | 0 | -988.1
Spain | ESP | 2015-08-29 | 2015-08-29 02:00 | 48.96 | 2015 | 6.35 | 2015-08-31 |  |  |  |  | 5762 | 2026-08-29 01:00 | 98.81 | 16.17 | 1 | FALSE | 0 | 0 | 0 | 0 | 0
Spain | ESP | 2015-08-29 01:00 | 2015-08-29 03:00 | 48.96 | 2015 | 6.35 | 2015-08-31 |  |  |  |  | 5763 | 2026-08-29 02:00 | 98.81 | 16.17 | 2 | FALSE | 0 | 0 | 0 | 0 | 0
Spain | ESP | 2015-08-29 02:00 | 2015-08-29 04:00 | 48.96 | 2015 | 6.35 | 2015-08-31 |  |  |  |  | 5764 | 2026-08-29 03:00 | 98.81 | 16.17 | 3 | FALSE | 0 | 0 | 0 | 0 | 0
Spain | ESP | 2015-08-29 03:00 | 2015-08-29 05:00 | 48.96 | 2015 | 6.35 | 2015-08-31 |  |  |  |  | 5765 | 2026-08-29 04:00 | 98.81 | 16.17 | 4 | FALSE | 0 | 0 | 0 | 0 | 0
Spain | ESP | 2015-08-29 04:00 | 2015-08-29 06:00 | 49 | 2015 | 6.35 | 2015-08-31 |  |  |  |  | 5766 | 2026-08-29 05:00 | 98.81 | 16.17 | 5 | FALSE | 0 | 0 | 0 | 0 | 0
Spain | ESP | 2015-08-29 05:00 | 2015-08-29 07:00 | 48.96 | 2015 | 6.35 | 2015-08-31 |  |  |  |  | 5767 | 2026-08-29 06:00 | 98.81 | 16.17 | 6 | FALSE | 0 | 0 | 0 | 0 | 0
Spain | ESP | 2015-08-29 06:00 | 2015-08-29 08:00 | 49.43 | 2015 | 6.35 | 2015-08-31 |  |  |  |  | 5768 | 2026-08-29 07:00 | 98.81 | 16.17 | 7 | FALSE | 0 | 0 | 0 | 0 | 0
Spain | ESP | 2015-08-29 07:00 | 2015-08-29 09:00 | 52.85 | 2015 | 6.35 | 2015-08-31 |  |  |  |  | 5769 | 2026-08-29 08:00 | 98.81 | 16.17 | 8 | FALSE | 0 | 0 | 0 | 0 | 0
Spain | ESP | 2015-08-29 08:00 | 2015-08-29 10:00 | 54 | 2015 | 6.35 | 2015-08-31 |  |  |  |  | 5770 | 2026-08-29 09:00 | 98.81 | 16.17 | 9 | FALSE | 0 | 0 | 0 | 0 | 0
Spain | ESP | 2015-08-29 09:00 | 2015-08-29 11:00 | 55.5 | 2015 | 6.35 | 2015-08-31 |  |  |  |  | 5771 | 2026-08-29 10:00 | 98.81 | 16.17 | 10 | FALSE | 0 | 0 | 0 | 0 | 0
Spain | ESP | 2015-08-29 10:00 | 2015-08-29 12:00 | 54 | 2015 | 6.35 | 2015-08-31 |  |  |  |  | 5772 | 2026-08-29 11:00 | 98.81 | 16.17 | 11 | FALSE | 0 | 0 | 0 | 0 | 0
Spain | ESP | 2015-08-29 11:00 | 2015-08-29 13:00 | 54.03 | 2015 | 6.35 | 2015-08-31 |  |  |  |  | 5773 | 2026-08-29 12:00 | 98.81 | 16.17 | 12 | FALSE | 0 | 0 | 0 | 0 | 0
Spain | ESP | 2015-08-29 12:00 | 2015-08-29 14:00 | 50.1 | 2015 | 6.35 | 2015-08-31 |  |  |  |  | 5774 | 2026-08-29 13:00 | 98.81 | 16.17 | 13 | FALSE | 0 | 0 | 0 | 0 | 0
Spain | ESP | 2015-08-29 13:00 | 2015-08-29 15:00 | 49.43 | 2015 | 6.35 | 2015-08-31 |  |  |  |  | 5775 | 2026-08-29 14:00 | 98.81 | 16.17 | 14 | FALSE | 0 | 0 | 0 | 0 | 0
Spain | ESP | 2015-08-29 14:00 | 2015-08-29 16:00 | 48.96 | 2015 | 6.35 | 2015-08-31 |  |  |  |  | 5776 | 2026-08-29 15:00 | 98.81 | 16.17 | 15 | FALSE | 0 | 0 | 0 | 0 | 0
Spain | ESP | 2015-08-29 15:00 | 2015-08-29 17:00 | 49.25 | 2015 | 6.35 | 2015-08-31 |  |  |  |  | 5777 | 2026-08-29 16:00 | 98.81 | 16.17 | 16 | FALSE | 0 | 0 | 0 | 0 | 0
Spain | ESP | 2015-08-29 16:00 | 2015-08-29 18:00 | 49.95 | 2015 | 6.35 | 2015-08-31 |  |  |  |  | 5778 | 2026-08-29 17:00 | 98.81 | 16.17 | 17 | FALSE | 0 | 0 | 0 | 0 | 0
Spain | ESP | 2015-08-29 17:00 | 2015-08-29 19:00 | 52.87 | 2015 | 6.35 | 2015-08-31 |  |  |  |  | 5779 | 2026-08-29 18:00 | 98.81 | 16.17 | 18 | FALSE | 0 | 0 | 0 | 0 | 0
Spain | ESP | 2015-08-29 18:00 | 2015-08-29 20:00 | 58.01 | 2015 | 6.35 | 2015-08-31 |  |  |  |  | 5780 | 2026-08-29 19:00 | 98.81 | 16.17 | 19 | FALSE | 0 | 0 | 0 | 0 | 0
Spain | ESP | 2015-08-29 19:00 | 2015-08-29 21:00 | 64.77 | 2015 | 6.35 | 2015-08-31 |  |  |  |  | 5781 | 2026-08-29 20:00 | 98.81 | 16.17 | 20 | FALSE | 0 | 0 | 0 | 0 | 0
Spain | ESP | 2015-08-29 20:00 | 2015-08-29 22:00 | 59.69 | 2015 | 6.35 | 2015-08-31 |  |  |  |  | 5782 | 2026-08-29 21:00 | 98.81 | 16.17 | 21 | FALSE | 0 | 0 | 0 | 0 | 0
Spain | ESP | 2015-08-29 21:00 | 2015-08-29 23:00 | 55 | 2015 | 6.35 | 2015-08-31 |  |  |  |  | 5783 | 2026-08-29 22:00 | 98.81 | 16.17 | 22 | FALSE | 0 | 0 | 0 | 0 | 0
Spain | ESP | 2015-08-29 22:00 | 2015-08-30 | 50 | 2015 | 6.35 | 2015-08-31 |  |  |  |  | 5784 | 2026-08-29 23:00 | 98.81 | 16.17 | 23 | FALSE | 0 | 0 | 0 | 0 | 0
Spain | ESP | 2015-08-29 23:00 | 2015-08-30 01:00 | 45.6 | 2015 | 6.35 | 2015-08-31 |  |  |  |  | 5785 | 2026-08-30 | 98.81 | 16.17 | 24 | TRUE | 98.81 | 24 | 98.81 | 0 | -988.1
Spain | ESP | 2015-08-30 | 2015-08-30 02:00 | 43.75 | 2015 | 6.35 | 2015-08-31 |  |  |  |  | 5786 | 2026-08-30 01:00 | 98.81 | 16.17 | 1 | FALSE | 0 | 0 | 0 | 0 | 0
Spain | ESP | 2015-08-30 01:00 | 2015-08-30 03:00 | 43.15 | 2015 | 6.35 | 2015-08-31 |  |  |  |  | 5787 | 2026-08-30 02:00 | 98.81 | 16.17 | 2 | FALSE | 0 | 0 | 0 | 0 | 0
Spain | ESP | 2015-08-30 02:00 | 2015-08-30 04:00 | 42.98 | 2015 | 6.35 | 2015-08-31 |  |  |  |  | 5788 | 2026-08-30 03:00 | 98.81 | 16.17 | 3 | FALSE | 0 | 0 | 0 | 0 | 0
Spain | ESP | 2015-08-30 03:00 | 2015-08-30 05:00 | 42 | 2015 | 6.35 | 2015-08-31 |  |  |  |  | 5789 | 2026-08-30 04:00 | 98.81 | 16.17 | 4 | FALSE | 0 | 0 | 0 | 0 | 0
Spain | ESP | 2015-08-30 04:00 | 2015-08-30 06:00 | 43.49 | 2015 | 6.35 | 2015-08-31 |  |  |  |  | 5790 | 2026-08-30 05:00 | 98.81 | 16.17 | 5 | FALSE | 0 | 0 | 0 | 0 | 0
Spain | ESP | 2015-08-30 05:00 | 2015-08-30 07:00 | 40.13 | 2015 | 6.35 | 2015-08-31 |  |  |  |  | 5791 | 2026-08-30 06:00 | 98.81 | 16.17 | 6 | FALSE | 0 | 0 | 0 | 0 | 0
Spain | ESP | 2015-08-30 06:00 | 2015-08-30 08:00 | 39.72 | 2015 | 6.35 | 2015-08-31 |  |  |  |  | 5792 | 2026-08-30 07:00 | 98.81 | 16.17 | 7 | FALSE | 0 | 0 | 0 | 0 | 0
Spain | ESP | 2015-08-30 07:00 | 2015-08-30 09:00 | 42 | 2015 | 6.35 | 2015-08-31 |  |  |  |  | 5793 | 2026-08-30 08:00 | 98.81 | 16.17 | 8 | FALSE | 0 | 0 | 0 | 0 | 0
Spain | ESP | 2015-08-30 08:00 | 2015-08-30 10:00 | 43.74 | 2015 | 6.35 | 2015-08-31 |  |  |  |  | 5794 | 2026-08-30 09:00 | 98.81 | 16.17 | 9 | FALSE | 0 | 0 | 0 | 0 | 0
Spain | ESP | 2015-08-30 09:00 | 2015-08-30 11:00 | 43.74 | 2015 | 6.35 | 2015-08-31 |  |  |  |  | 5795 | 2026-08-30 10:00 | 98.81 | 16.17 | 10 | FALSE | 0 | 0 | 0 | 0 | 0
Spain | ESP | 2015-08-30 10:00 | 2015-08-30 12:00 | 43.63 | 2015 | 6.35 | 2015-08-31 |  |  |  |  | 5796 | 2026-08-30 11:00 | 98.81 | 16.17 | 11 | FALSE | 0 | 0 | 0 | 0 | 0
Spain | ESP | 2015-08-30 11:00 | 2015-08-30 13:00 | 43.06 | 2015 | 6.35 | 2015-08-31 |  |  |  |  | 5797 | 2026-08-30 12:00 | 98.81 | 16.17 | 12 | FALSE | 0 | 0 | 0 | 0 | 0
Spain | ESP | 2015-08-30 12:00 | 2015-08-30 14:00 | 43.06 | 2015 | 6.35 | 2015-08-31 |  |  |  |  | 5798 | 2026-08-30 13:00 | 98.81 | 16.17 | 13 | FALSE | 0 | 0 | 0 | 0 | 0
Spain | ESP | 2015-08-30 13:00 | 2015-08-30 15:00 | 39.72 | 2015 | 6.35 | 2015-08-31 |  |  |  |  | 5799 | 2026-08-30 14:00 | 98.81 | 16.17 | 14 | FALSE | 0 | 0 | 0 | 0 | 0
Spain | ESP | 2015-08-30 14:00 | 2015-08-30 16:00 | 39.72 | 2015 | 6.35 | 2015-08-31 |  |  |  |  | 5800 | 2026-08-30 15:00 | 98.81 | 16.17 | 15 | FALSE | 0 | 0 | 0 | 0 | 0
Spain | ESP | 2015-08-30 15:00 | 2015-08-30 17:00 | 42 | 2015 | 6.35 | 2015-08-31 |  |  |  |  | 5801 | 2026-08-30 16:00 | 98.81 | 16.17 | 16 | FALSE | 0 | 0 | 0 | 0 | 0
Spain | ESP | 2015-08-30 16:00 | 2015-08-30 18:00 | 44.14 | 2015 | 6.35 | 2015-08-31 |  |  |  |  | 5802 | 2026-08-30 17:00 | 98.81 | 16.17 | 17 | FALSE | 0 | 0 | 0 | 0 | 0
Spain | ESP | 2015-08-30 17:00 | 2015-08-30 19:00 | 48.62 | 2015 | 6.35 | 2015-08-31 |  |  |  |  | 5803 | 2026-08-30 18:00 | 98.81 | 16.17 | 18 | FALSE | 0 | 0 | 0 | 0 | 0
Spain | ESP | 2015-08-30 18:00 | 2015-08-30 20:00 | 60 | 2015 | 6.35 | 2015-08-31 |  |  |  |  | 5804 | 2026-08-30 19:00 | 98.81 | 16.17 | 19 | FALSE | 0 | 0 | 0 | 0 | 0
Spain | ESP | 2015-08-30 19:00 | 2015-08-30 21:00 | 67.6 | 2015 | 6.35 | 2015-08-31 |  |  |  |  | 5805 | 2026-08-30 20:00 | 98.81 | 16.17 | 20 | FALSE | 0 | 0 | 0 | 0 | 0
Spain | ESP | 2015-08-30 20:00 | 2015-08-30 22:00 | 67.1 | 2015 | 6.35 | 2015-08-31 |  |  |  |  | 5806 | 2026-08-30 21:00 | 98.81 | 16.17 | 21 | FALSE | 0 | 0 | 0 | 0 | 0
Spain | ESP | 2015-08-30 21:00 | 2015-08-30 23:00 | 64.77 | 2015 | 6.35 | 2015-08-31 |  |  |  |  | 5807 | 2026-08-30 22:00 | 98.81 | 16.17 | 22 | FALSE | 0 | 0 | 0 | 0 | 0
Spain | ESP | 2015-08-30 22:00 | 2015-08-31 | 59.99 | 2015 | 6.35 | 2015-08-31 |  |  |  |  | 5808 | 2026-08-30 23:00 | 98.81 | 16.17 | 23 | FALSE | 0 | 0 | 0 | 0 | 0
Spain | ESP | 2015-08-30 23:00 | 2015-08-31 01:00 | 50 | 2015 | 6.35 | 2015-08-31 |  |  |  |  | 5809 | 2026-08-31 | 98.81 | 16.17 | 24 | TRUE | 98.81 | 24 | 98.81 | 0 | -988.1
Spain | ESP | 2015-08-31 | 2015-08-31 02:00 | 47.89 | 2015 | 6.35 | 2015-08-31 |  |  |  |  | 5810 | 2026-08-31 01:00 | 98.81 | 16.17 | 1 | FALSE | 0 | 0 | 0 | 0 | 0
Spain | ESP | 2015-08-31 01:00 | 2015-08-31 03:00 | 48.62 | 2015 | 6.35 | 2015-08-31 |  |  |  |  | 5811 | 2026-08-31 02:00 | 98.81 | 16.17 | 2 | FALSE | 0 | 0 | 0 | 0 | 0
Spain | ESP | 2015-08-31 02:00 | 2015-08-31 04:00 | 48.62 | 2015 | 6.35 | 2015-08-31 |  |  |  |  | 5812 | 2026-08-31 03:00 | 98.81 | 16.17 | 3 | FALSE | 0 | 0 | 0 | 0 | 0
Spain | ESP | 2015-08-31 03:00 | 2015-08-31 05:00 | 50 | 2015 | 6.35 | 2015-08-31 |  |  |  |  | 5813 | 2026-08-31 04:00 | 98.81 | 16.17 | 4 | FALSE | 0 | 0 | 0 | 0 | 0
Spain | ESP | 2015-08-31 04:00 | 2015-08-31 06:00 | 61.01 | 2015 | 6.35 | 2015-08-31 |  |  |  |  | 5814 | 2026-08-31 05:00 | 98.81 | 16.17 | 5 | FALSE | 0 | 0 | 0 | 0 | 0
Spain | ESP | 2015-08-31 05:00 | 2015-08-31 07:00 | 64.18 | 2015 | 6.35 | 2015-08-31 |  |  |  |  | 5815 | 2026-08-31 06:00 | 98.81 | 16.17 | 6 | FALSE | 0 | 0 | 0 | 0 | 0
Spain | ESP | 2015-08-31 06:00 | 2015-08-31 08:00 | 66.12 | 2015 | 6.35 | 2015-08-31 |  |  |  |  | 5816 | 2026-08-31 07:00 | 98.81 | 16.17 | 7 | FALSE | 0 | 0 | 0 | 0 | 0
Spain | ESP | 2015-08-31 07:00 | 2015-08-31 09:00 | 70.26 | 2015 | 6.35 | 2015-08-31 |  |  |  |  | 5817 | 2026-08-31 08:00 | 98.81 | 16.17 | 8 | FALSE | 0 | 0 | 0 | 0 | 0
Spain | ESP | 2015-08-31 08:00 | 2015-08-31 10:00 | 70.57 | 2015 | 6.35 | 2015-08-31 |  |  |  |  | 5818 | 2026-08-31 09:00 | 98.81 | 16.17 | 9 | FALSE | 0 | 0 | 0 | 0 | 0
Spain | ESP | 2015-08-31 09:00 | 2015-08-31 11:00 | 70.48 | 2015 | 6.35 | 2015-08-31 |  |  |  |  | 5819 | 2026-08-31 10:00 | 98.81 | 16.17 | 10 | FALSE | 0 | 0 | 0 | 0 | 0
Spain | ESP | 2015-08-31 10:00 | 2015-08-31 12:00 | 70.73 | 2015 | 6.35 | 2015-08-31 |  |  |  |  | 5820 | 2026-08-31 11:00 | 98.81 | 16.17 | 11 | FALSE | 0 | 0 | 0 | 0 | 0
Spain | ESP | 2015-08-31 11:00 | 2015-08-31 13:00 | 70.48 | 2015 | 6.35 | 2015-08-31 |  |  |  |  | 5821 | 2026-08-31 12:00 | 98.81 | 16.17 | 12 | FALSE | 0 | 0 | 0 | 0 | 0
Spain | ESP | 2015-08-31 12:00 | 2015-08-31 14:00 | 69.1 | 2015 | 6.35 | 2015-08-31 |  |  |  |  | 5822 | 2026-08-31 13:00 | 98.81 | 16.17 | 13 | FALSE | 0 | 0 | 0 | 0 | 0
Spain | ESP | 2015-08-31 13:00 | 2015-08-31 15:00 | 67.1 | 2015 | 6.35 | 2015-08-31 |  |  |  |  | 5823 | 2026-08-31 14:00 | 98.81 | 16.17 | 14 | FALSE | 0 | 0 | 0 | 0 | 0
Spain | ESP | 2015-08-31 14:00 | 2015-08-31 16:00 | 67.1 | 2015 | 6.35 | 2015-08-31 |  |  |  |  | 5824 | 2026-08-31 15:00 | 98.81 | 16.17 | 15 | FALSE | 0 | 0 | 0 | 0 | 0
Spain | ESP | 2015-08-31 15:00 | 2015-08-31 17:00 | 67.69 | 2015 | 6.35 | 2015-08-31 |  |  |  |  | 5825 | 2026-08-31 16:00 | 98.81 | 16.17 | 16 | FALSE | 0 | 0 | 0 | 0 | 0
Spain | ESP | 2015-08-31 16:00 | 2015-08-31 18:00 | 67.69 | 2015 | 6.35 | 2015-08-31 |  |  |  |  | 5826 | 2026-08-31 17:00 | 98.81 | 16.17 | 17 | FALSE | 0 | 0 | 0 | 0 | 0
Spain | ESP | 2015-08-31 17:00 | 2015-08-31 19:00 | 67.32 | 2015 | 6.35 | 2015-08-31 |  |  |  |  | 5827 | 2026-08-31 18:00 | 98.81 | 16.17 | 18 | FALSE | 0 | 0 | 0 | 0 | 0
Spain | ESP | 2015-08-31 18:00 | 2015-08-31 20:00 | 67.6 | 2015 | 6.35 | 2015-08-31 |  |  |  |  | 5828 | 2026-08-31 19:00 | 98.81 | 16.17 | 19 | FALSE | 0 | 0 | 0 | 0 | 0
Spain | ESP | 2015-08-31 19:00 | 2015-08-31 21:00 | 70.48 | 2015 | 6.35 | 2015-08-31 |  |  |  |  | 5829 | 2026-08-31 20:00 | 98.81 | 16.17 | 20 | FALSE | 0 | 0 | 0 | 0 | 0
Spain | ESP | 2015-08-31 20:00 | 2015-08-31 22:00 | 67.7 | 2015 | 6.35 | 2015-08-31 |  |  |  |  | 5830 | 2026-08-31 21:00 | 98.81 | 16.17 | 21 | FALSE | 0 | 0 | 0 | 0 | 0
Spain | ESP | 2015-08-31 21:00 | 2015-08-31 23:00 | 63.75 | 2015 | 6.35 | 2015-08-31 |  |  |  |  | 5831 | 2026-08-31 22:00 | 98.81 | 16.17 | 22 | FALSE | 0 | 0 | 0 | 0 | 0
Spain | ESP | 2015-08-31 22:00 | 2015-09-01 | 60.47 | 2015 | 6.35 | 2015-08-31 |  |  |  |  | 5832 | 2026-08-31 23:00 | 98.81 | 16.17 | 23 | FALSE | 0 | 0 | 0 | 0 | 0
Spain | ESP | 2015-08-31 23:00 | 2015-09-01 01:00 | 52.88 | 2015 | 6.35 | 2015-08-31 |  |  |  |  | 5833 | 2026-09-01 | 98.81 | 16.17 | 24 | TRUE | 98.81 | 24 | 98.81 | 0 | -988.1
Spain | ESP | 2015-09-01 | 2015-09-01 02:00 | 48.62 | 2015 | 6.28 | 2015-09-30 |  |  |  |  | 5834 | 2026-09-01 01:00 | 98.81 | 16.17 | 1 | FALSE | 0 | 0 | 0 | 0 | 0
Spain | ESP | 2015-09-01 01:00 | 2015-09-01 03:00 | 47.69 | 2015 | 6.28 | 2015-09-30 |  |  |  |  | 5835 | 2026-09-01 02:00 | 98.81 | 16.17 | 2 | FALSE | 0 | 0 | 0 | 0 | 0
Spain | ESP | 2015-09-01 02:00 | 2015-09-01 04:00 | 45.85 | 2015 | 6.28 | 2015-09-30 |  |  |  |  | 5836 | 2026-09-01 03:00 | 98.81 | 16.17 | 3 | FALSE | 0 | 0 | 0 | 0 | 0
Spain | ESP | 2015-09-01 03:00 | 2015-09-01 05:00 | 45.78 | 2015 | 6.28 | 2015-09-30 |  |  |  |  | 5837 | 2026-09-01 04:00 | 98.81 | 16.17 | 4 | FALSE | 0 | 0 | 0 | 0 | 0
Spain | ESP | 2015-09-01 04:00 | 2015-09-01 06:00 | 49.3 | 2015 | 6.28 | 2015-09-30 |  |  |  |  | 5838 | 2026-09-01 05:00 | 98.81 | 16.17 | 5 | FALSE | 0 | 0 | 0 | 0 | 0
Spain | ESP | 2015-09-01 05:00 | 2015-09-01 07:00 | 55.93 | 2015 | 6.28 | 2015-09-30 |  |  |  |  | 5839 | 2026-09-01 06:00 | 98.81 | 16.17 | 6 | FALSE | 0 | 0 | 0 | 0 | 0
Spain | ESP | 2015-09-01 06:00 | 2015-09-01 08:00 | 60.47 | 2015 | 6.28 | 2015-09-30 |  |  |  |  | 5840 | 2026-09-01 07:00 | 98.81 | 16.17 | 7 | FALSE | 0 | 0 | 0 | 0 | 0
Spain | ESP | 2015-09-01 07:00 | 2015-09-01 09:00 | 57.5 | 2015 | 6.28 | 2015-09-30 |  |  |  |  | 5841 | 2026-09-01 08:00 | 98.81 | 16.17 | 8 | FALSE | 0 | 0 | 0 | 0 | 0
Spain | ESP | 2015-09-01 08:00 | 2015-09-01 10:00 | 59.57 | 2015 | 6.28 | 2015-09-30 |  |  |  |  | 5842 | 2026-09-01 09:00 | 98.81 | 16.17 | 9 | FALSE | 0 | 0 | 0 | 0 | 0
Spain | ESP | 2015-09-01 09:00 | 2015-09-01 11:00 | 60.47 | 2015 | 6.28 | 2015-09-30 |  |  |  |  | 5843 | 2026-09-01 10:00 | 98.81 | 16.17 | 10 | FALSE | 0 | 0 | 0 | 0 | 0
Spain | ESP | 2015-09-01 10:00 | 2015-09-01 12:00 | 63.52 | 2015 | 6.28 | 2015-09-30 |  |  |  |  | 5844 | 2026-09-01 11:00 | 98.81 | 16.17 | 11 | FALSE | 0 | 0 | 0 | 0 | 0
Spain | ESP | 2015-09-01 11:00 | 2015-09-01 13:00 | 63.69 | 2015 | 6.28 | 2015-09-30 |  |  |  |  | 5845 | 2026-09-01 12:00 | 98.81 | 16.17 | 12 | FALSE | 0 | 0 | 0 | 0 | 0
Spain | ESP | 2015-09-01 12:00 | 2015-09-01 14:00 | 60.47 | 2015 | 6.28 | 2015-09-30 |  |  |  |  | 5846 | 2026-09-01 13:00 | 98.81 | 16.17 | 13 | FALSE | 0 | 0 | 0 | 0 | 0
Spain | ESP | 2015-09-01 13:00 | 2015-09-01 15:00 | 60.1 | 2015 | 6.28 | 2015-09-30 |  |  |  |  | 5847 | 2026-09-01 14:00 | 98.81 | 16.17 | 14 | FALSE | 0 | 0 | 0 | 0 | 0
Spain | ESP | 2015-09-01 14:00 | 2015-09-01 16:00 | 62.53 | 2015 | 6.28 | 2015-09-30 |  |  |  |  | 5848 | 2026-09-01 15:00 | 98.81 | 16.17 | 15 | FALSE | 0 | 0 | 0 | 0 | 0
Spain | ESP | 2015-09-01 15:00 | 2015-09-01 17:00 | 63.01 | 2015 | 6.28 | 2015-09-30 |  |  |  |  | 5849 | 2026-09-01 16:00 | 98.81 | 16.17 | 16 | FALSE | 0 | 0 | 0 | 0 | 0
Spain | ESP | 2015-09-01 16:00 | 2015-09-01 18:00 | 62.29 | 2015 | 6.28 | 2015-09-30 |  |  |  |  | 5850 | 2026-09-01 17:00 | 98.81 | 16.17 | 17 | FALSE | 0 | 0 | 0 | 0 | 0
Spain | ESP | 2015-09-01 17:00 | 2015-09-01 19:00 | 61.51 | 2015 | 6.28 | 2015-09-30 |  |  |  |  | 5851 | 2026-09-01 18:00 | 98.81 | 16.17 | 18 | FALSE | 0 | 0 | 0 | 0 | 0
Spain | ESP | 2015-09-01 18:00 | 2015-09-01 20:00 | 65.5 | 2015 | 6.28 | 2015-09-30 |  |  |  |  | 5852 | 2026-09-01 19:00 | 98.81 | 16.17 | 19 | FALSE | 0 | 0 | 0 | 0 | 0
Spain | ESP | 2015-09-01 19:00 | 2015-09-01 21:00 | 67.67 | 2015 | 6.28 | 2015-09-30 |  |  |  |  | 5853 | 2026-09-01 20:00 | 98.81 | 16.17 | 20 | FALSE | 0 | 0 | 0 | 0 | 0
Spain | ESP | 2015-09-01 20:00 | 2015-09-01 22:00 | 61.51 | 2015 | 6.28 | 2015-09-30 |  |  |  |  | 5854 | 2026-09-01 21:00 | 98.81 | 16.17 | 21 | FALSE | 0 | 0 | 0 | 0 | 0
Spain | ESP | 2015-09-01 21:00 | 2015-09-01 23:00 | 54.9 | 2015 | 6.28 | 2015-09-30 |  |  |  |  | 5855 | 2026-09-01 22:00 | 98.81 | 16.17 | 22 | FALSE | 0 | 0 | 0 | 0 | 0
Spain | ESP | 2015-09-01 22:00 | 2015-09-02 | 51.5 | 2015 | 6.28 | 2015-09-30 |  |  |  |  | 5856 | 2026-09-01 23:00 | 98.81 | 16.17 | 23 | FALSE | 0 | 0 | 0 | 0 | 0
Spain | ESP | 2015-09-01 23:00 | 2015-09-02 01:00 | 49.3 | 2015 | 6.28 | 2015-09-30 |  |  |  |  | 5857 | 2026-09-02 | 98.81 | 16.17 | 24 | TRUE | 98.81 | 24 | 98.81 | 0 | -988.1
Spain | ESP | 2015-09-02 | 2015-09-02 02:00 | 47.69 | 2015 | 6.28 | 2015-09-30 |  |  |  |  | 5858 | 2026-09-02 01:00 | 98.81 | 16.17 | 1 | FALSE | 0 | 0 | 0 | 0 | 0
Spain | ESP | 2015-09-02 01:00 | 2015-09-02 03:00 | 47.69 | 2015 | 6.28 | 2015-09-30 |  |  |  |  | 5859 | 2026-09-02 02:00 | 98.81 | 16.17 | 2 | FALSE | 0 | 0 | 0 | 0 | 0
Spain | ESP | 2015-09-02 02:00 | 2015-09-02 04:00 | 47.2 | 2015 | 6.28 | 2015-09-30 |  |  |  |  | 5860 | 2026-09-02 03:00 | 98.81 | 16.17 | 3 | FALSE | 0 | 0 | 0 | 0 | 0
Spain | ESP | 2015-09-02 03:00 | 2015-09-02 05:00 | 47.55 | 2015 | 6.28 | 2015-09-30 |  |  |  |  | 5861 | 2026-09-02 04:00 | 98.81 | 16.17 | 4 | FALSE | 0 | 0 | 0 | 0 | 0
Spain | ESP | 2015-09-02 04:00 | 2015-09-02 06:00 | 51.5 | 2015 | 6.28 | 2015-09-30 |  |  |  |  | 5862 | 2026-09-02 05:00 | 98.81 | 16.17 | 5 | FALSE | 0 | 0 | 0 | 0 | 0
Spain | ESP | 2015-09-02 05:00 | 2015-09-02 07:00 | 62.5 | 2015 | 6.28 | 2015-09-30 |  |  |  |  | 5863 | 2026-09-02 06:00 | 98.81 | 16.17 | 6 | FALSE | 0 | 0 | 0 | 0 | 0
Spain | ESP | 2015-09-02 06:00 | 2015-09-02 08:00 | 63.48 | 2015 | 6.28 | 2015-09-30 |  |  |  |  | 5864 | 2026-09-02 07:00 | 98.81 | 16.17 | 7 | FALSE | 0 | 0 | 0 | 0 | 0
Spain | ESP | 2015-09-02 07:00 | 2015-09-02 09:00 | 63.76 | 2015 | 6.28 | 2015-09-30 |  |  |  |  | 5865 | 2026-09-02 08:00 | 98.81 | 16.17 | 8 | FALSE | 0 | 0 | 0 | 0 | 0
Spain | ESP | 2015-09-02 08:00 | 2015-09-02 10:00 | 65 | 2015 | 6.28 | 2015-09-30 |  |  |  |  | 5866 | 2026-09-02 09:00 | 98.81 | 16.17 | 9 | FALSE | 0 | 0 | 0 | 0 | 0
Spain | ESP | 2015-09-02 09:00 | 2015-09-02 11:00 | 65 | 2015 | 6.28 | 2015-09-30 |  |  |  |  | 5867 | 2026-09-02 10:00 | 98.81 | 16.17 | 10 | FALSE | 0 | 0 | 0 | 0 | 0
Spain | ESP | 2015-09-02 10:00 | 2015-09-02 12:00 | 65.49 | 2015 | 6.28 | 2015-09-30 |  |  |  |  | 5868 | 2026-09-02 11:00 | 98.81 | 16.17 | 11 | FALSE | 0 | 0 | 0 | 0 | 0
Spain | ESP | 2015-09-02 11:00 | 2015-09-02 13:00 | 65.25 | 2015 | 6.28 | 2015-09-30 |  |  |  |  | 5869 | 2026-09-02 12:00 | 98.81 | 16.17 | 12 | FALSE | 0 | 0 | 0 | 0 | 0
Spain | ESP | 2015-09-02 12:00 | 2015-09-02 14:00 | 63.48 | 2015 | 6.28 | 2015-09-30 |  |  |  |  | 5870 | 2026-09-02 13:00 | 98.81 | 16.17 | 13 | FALSE | 0 | 0 | 0 | 0 | 0
Spain | ESP | 2015-09-02 13:00 | 2015-09-02 15:00 | 63.48 | 2015 | 6.28 | 2015-09-30 |  |  |  |  | 5871 | 2026-09-02 14:00 | 98.81 | 16.17 | 14 | FALSE | 0 | 0 | 0 | 0 | 0
Spain | ESP | 2015-09-02 14:00 | 2015-09-02 16:00 | 62.53 | 2015 | 6.28 | 2015-09-30 |  |  |  |  | 5872 | 2026-09-02 15:00 | 98.81 | 16.17 | 15 | FALSE | 0 | 0 | 0 | 0 | 0
Spain | ESP | 2015-09-02 15:00 | 2015-09-02 17:00 | 62.52 | 2015 | 6.28 | 2015-09-30 |  |  |  |  | 5873 | 2026-09-02 16:00 | 98.81 | 16.17 | 16 | FALSE | 0 | 0 | 0 | 0 | 0
Spain | ESP | 2015-09-02 16:00 | 2015-09-02 18:00 | 61 | 2015 | 6.28 | 2015-09-30 |  |  |  |  | 5874 | 2026-09-02 17:00 | 98.81 | 16.17 | 17 | FALSE | 0 | 0 | 0 | 0 | 0
Spain | ESP | 2015-09-02 17:00 | 2015-09-02 19:00 | 58.01 | 2015 | 6.28 | 2015-09-30 |  |  |  |  | 5875 | 2026-09-02 18:00 | 98.81 | 16.17 | 18 | FALSE | 0 | 0 | 0 | 0 | 0
Spain | ESP | 2015-09-02 18:00 | 2015-09-02 20:00 | 61.51 | 2015 | 6.28 | 2015-09-30 |  |  |  |  | 5876 | 2026-09-02 19:00 | 98.81 | 16.17 | 19 | FALSE | 0 | 0 | 0 | 0 | 0
Spain | ESP | 2015-09-02 19:00 | 2015-09-02 21:00 | 63.69 | 2015 | 6.28 | 2015-09-30 |  |  |  |  | 5877 | 2026-09-02 20:00 | 98.81 | 16.17 | 20 | FALSE | 0 | 0 | 0 | 0 | 0
Spain | ESP | 2015-09-02 20:00 | 2015-09-02 22:00 | 57.57 | 2015 | 6.28 | 2015-09-30 |  |  |  |  | 5878 | 2026-09-02 21:00 | 98.81 | 16.17 | 21 | FALSE | 0 | 0 | 0 | 0 | 0
Spain | ESP | 2015-09-02 21:00 | 2015-09-02 23:00 | 49.94 | 2015 | 6.28 | 2015-09-30 |  |  |  |  | 5879 | 2026-09-02 22:00 | 98.81 | 16.17 | 22 | FALSE | 0 | 0 | 0 | 0 | 0
Spain | ESP | 2015-09-02 22:00 | 2015-09-03 | 49.94 | 2015 | 6.28 | 2015-09-30 |  |  |  |  | 5880 | 2026-09-02 23:00 | 98.81 | 16.17 | 23 | FALSE | 0 | 0 | 0 | 0 | 0
Spain | ESP | 2015-09-02 23:00 | 2015-09-03 01:00 | 47.55 | 2015 | 6.28 | 2015-09-30 |  |  |  |  | 5881 | 2026-09-03 | 98.81 | 16.17 | 24 | TRUE | 98.81 | 24 | 98.81 | 0 | -988.1
Spain | ESP | 2015-09-03 | 2015-09-03 02:00 | 45 | 2015 | 6.28 | 2015-09-30 |  |  |  |  | 5882 | 2026-09-03 01:00 | 98.81 | 16.17 | 1 | FALSE | 0 | 0 | 0 | 0 | 0
Spain | ESP | 2015-09-03 01:00 | 2015-09-03 03:00 | 44.72 | 2015 | 6.28 | 2015-09-30 |  |  |  |  | 5883 | 2026-09-03 02:00 | 98.81 | 16.17 | 2 | FALSE | 0 | 0 | 0 | 0 | 0
Spain | ESP | 2015-09-03 02:00 | 2015-09-03 04:00 | 43.78 | 2015 | 6.28 | 2015-09-30 |  |  |  |  | 5884 | 2026-09-03 03:00 | 98.81 | 16.17 | 3 | FALSE | 0 | 0 | 0 | 0 | 0
Spain | ESP | 2015-09-03 03:00 | 2015-09-03 05:00 | 45.13 | 2015 | 6.28 | 2015-09-30 |  |  |  |  | 5885 | 2026-09-03 04:00 | 98.81 | 16.17 | 4 | FALSE | 0 | 0 | 0 | 0 | 0
Spain | ESP | 2015-09-03 04:00 | 2015-09-03 06:00 | 49.3 | 2015 | 6.28 | 2015-09-30 |  |  |  |  | 5886 | 2026-09-03 05:00 | 98.81 | 16.17 | 5 | FALSE | 0 | 0 | 0 | 0 | 0
Spain | ESP | 2015-09-03 05:00 | 2015-09-03 07:00 | 54.5 | 2015 | 6.28 | 2015-09-30 |  |  |  |  | 5887 | 2026-09-03 06:00 | 98.81 | 16.17 | 6 | FALSE | 0 | 0 | 0 | 0 | 0
Spain | ESP | 2015-09-03 06:00 | 2015-09-03 08:00 | 56.03 | 2015 | 6.28 | 2015-09-30 |  |  |  |  | 5888 | 2026-09-03 07:00 | 98.81 | 16.17 | 7 | FALSE | 0 | 0 | 0 | 0 | 0
Spain | ESP | 2015-09-03 07:00 | 2015-09-03 09:00 | 59.26 | 2015 | 6.28 | 2015-09-30 |  |  |  |  | 5889 | 2026-09-03 08:00 | 98.81 | 16.17 | 8 | FALSE | 0 | 0 | 0 | 0 | 0
Spain | ESP | 2015-09-03 08:00 | 2015-09-03 10:00 | 58.12 | 2015 | 6.28 | 2015-09-30 |  |  |  |  | 5890 | 2026-09-03 09:00 | 98.81 | 16.17 | 9 | FALSE | 0 | 0 | 0 | 0 | 0
Spain | ESP | 2015-09-03 09:00 | 2015-09-03 11:00 | 58.18 | 2015 | 6.28 | 2015-09-30 |  |  |  |  | 5891 | 2026-09-03 10:00 | 98.81 | 16.17 | 10 | FALSE | 0 | 0 | 0 | 0 | 0
Spain | ESP | 2015-09-03 10:00 | 2015-09-03 12:00 | 59.5 | 2015 | 6.28 | 2015-09-30 |  |  |  |  | 5892 | 2026-09-03 11:00 | 98.81 | 16.17 | 11 | FALSE | 0 | 0 | 0 | 0 | 0
Spain | ESP | 2015-09-03 11:00 | 2015-09-03 13:00 | 60.1 | 2015 | 6.28 | 2015-09-30 |  |  |  |  | 5893 | 2026-09-03 12:00 | 98.81 | 16.17 | 12 | FALSE | 0 | 0 | 0 | 0 | 0
Spain | ESP | 2015-09-03 12:00 | 2015-09-03 14:00 | 60.09 | 2015 | 6.28 | 2015-09-30 |  |  |  |  | 5894 | 2026-09-03 13:00 | 98.81 | 16.17 | 13 | FALSE | 0 | 0 | 0 | 0 | 0
Spain | ESP | 2015-09-03 13:00 | 2015-09-03 15:00 | 59.5 | 2015 | 6.28 | 2015-09-30 |  |  |  |  | 5895 | 2026-09-03 14:00 | 98.81 | 16.17 | 14 | FALSE | 0 | 0 | 0 | 0 | 0
Spain | ESP | 2015-09-03 14:00 | 2015-09-03 16:00 | 60.09 | 2015 | 6.28 | 2015-09-30 |  |  |  |  | 5896 | 2026-09-03 15:00 | 98.81 | 16.17 | 15 | FALSE | 0 | 0 | 0 | 0 | 0
Spain | ESP | 2015-09-03 15:00 | 2015-09-03 17:00 | 60.09 | 2015 | 6.28 | 2015-09-30 |  |  |  |  | 5897 | 2026-09-03 16:00 | 98.81 | 16.17 | 16 | FALSE | 0 | 0 | 0 | 0 | 0
Spain | ESP | 2015-09-03 16:00 | 2015-09-03 18:00 | 58.12 | 2015 | 6.28 | 2015-09-30 |  |  |  |  | 5898 | 2026-09-03 17:00 | 98.81 | 16.17 | 17 | FALSE | 0 | 0 | 0 | 0 | 0
Spain | ESP | 2015-09-03 17:00 | 2015-09-03 19:00 | 58.1 | 2015 | 6.28 | 2015-09-30 |  |  |  |  | 5899 | 2026-09-03 18:00 | 98.81 | 16.17 | 18 | FALSE | 0 | 0 | 0 | 0 | 0
Spain | ESP | 2015-09-03 18:00 | 2015-09-03 20:00 | 59.13 | 2015 | 6.28 | 2015-09-30 |  |  |  |  | 5900 | 2026-09-03 19:00 | 98.81 | 16.17 | 19 | FALSE | 0 | 0 | 0 | 0 | 0
Spain | ESP | 2015-09-03 19:00 | 2015-09-03 21:00 | 62.5 | 2015 | 6.28 | 2015-09-30 |  |  |  |  | 5901 | 2026-09-03 20:00 | 98.81 | 16.17 | 20 | FALSE | 0 | 0 | 0 | 0 | 0
Spain | ESP | 2015-09-03 20:00 | 2015-09-03 22:00 | 55.07 | 2015 | 6.28 | 2015-09-30 |  |  |  |  | 5902 | 2026-09-03 21:00 | 98.81 | 16.17 | 21 | FALSE | 0 | 0 | 0 | 0 | 0
Spain | ESP | 2015-09-03 21:00 | 2015-09-03 23:00 | 50 | 2015 | 6.28 | 2015-09-30 |  |  |  |  | 5903 | 2026-09-03 22:00 | 98.81 | 16.17 | 22 | FALSE | 0 | 0 | 0 | 0 | 0
Spain | ESP | 2015-09-03 22:00 | 2015-09-04 | 49.95 | 2015 | 6.28 | 2015-09-30 |  |  |  |  | 5904 | 2026-09-03 23:00 | 98.81 | 16.17 | 23 | FALSE | 0 | 0 | 0 | 0 | 0
Spain | ESP | 2015-09-03 23:00 | 2015-09-04 01:00 | 47.5 | 2015 | 6.28 | 2015-09-30 |  |  |  |  | 5905 | 2026-09-04 | 98.81 | 16.17 | 24 | TRUE | 98.81 | 24 | 98.81 | 0 | -988.1
Spain | ESP | 2015-09-04 | 2015-09-04 02:00 | 44.43 | 2015 | 6.28 | 2015-09-30 |  |  |  |  | 5906 | 2026-09-04 01:00 | 98.81 | 16.17 | 1 | FALSE | 0 | 0 | 0 | 0 | 0
Spain | ESP | 2015-09-04 01:00 | 2015-09-04 03:00 | 43.85 | 2015 | 6.28 | 2015-09-30 |  |  |  |  | 5907 | 2026-09-04 02:00 | 98.81 | 16.17 | 2 | FALSE | 0 | 0 | 0 | 0 | 0
Spain | ESP | 2015-09-04 02:00 | 2015-09-04 04:00 | 43 | 2015 | 6.28 | 2015-09-30 |  |  |  |  | 5908 | 2026-09-04 03:00 | 98.81 | 16.17 | 3 | FALSE | 0 | 0 | 0 | 0 | 0
Spain | ESP | 2015-09-04 03:00 | 2015-09-04 05:00 | 43.85 | 2015 | 6.28 | 2015-09-30 |  |  |  |  | 5909 | 2026-09-04 04:00 | 98.81 | 16.17 | 4 | FALSE | 0 | 0 | 0 | 0 | 0
Spain | ESP | 2015-09-04 04:00 | 2015-09-04 06:00 | 47.55 | 2015 | 6.28 | 2015-09-30 |  |  |  |  | 5910 | 2026-09-04 05:00 | 98.81 | 16.17 | 5 | FALSE | 0 | 0 | 0 | 0 | 0
Spain | ESP | 2015-09-04 05:00 | 2015-09-04 07:00 | 54.15 | 2015 | 6.28 | 2015-09-30 |  |  |  |  | 5911 | 2026-09-04 06:00 | 98.81 | 16.17 | 6 | FALSE | 0 | 0 | 0 | 0 | 0
Spain | ESP | 2015-09-04 06:00 | 2015-09-04 08:00 | 58.63 | 2015 | 6.28 | 2015-09-30 |  |  |  |  | 5912 | 2026-09-04 07:00 | 98.81 | 16.17 | 7 | FALSE | 0 | 0 | 0 | 0 | 0
Spain | ESP | 2015-09-04 07:00 | 2015-09-04 09:00 | 62.01 | 2015 | 6.28 | 2015-09-30 |  |  |  |  | 5913 | 2026-09-04 08:00 | 98.81 | 16.17 | 8 | FALSE | 0 | 0 | 0 | 0 | 0
Spain | ESP | 2015-09-04 08:00 | 2015-09-04 10:00 | 62.25 | 2015 | 6.28 | 2015-09-30 |  |  |  |  | 5914 | 2026-09-04 09:00 | 98.81 | 16.17 | 9 | FALSE | 0 | 0 | 0 | 0 | 0
Spain | ESP | 2015-09-04 09:00 | 2015-09-04 11:00 | 62.6 | 2015 | 6.28 | 2015-09-30 |  |  |  |  | 5915 | 2026-09-04 10:00 | 98.81 | 16.17 | 10 | FALSE | 0 | 0 | 0 | 0 | 0
Spain | ESP | 2015-09-04 10:00 | 2015-09-04 12:00 | 63.5 | 2015 | 6.28 | 2015-09-30 |  |  |  |  | 5916 | 2026-09-04 11:00 | 98.81 | 16.17 | 11 | FALSE | 0 | 0 | 0 | 0 | 0
Spain | ESP | 2015-09-04 11:00 | 2015-09-04 13:00 | 63 | 2015 | 6.28 | 2015-09-30 |  |  |  |  | 5917 | 2026-09-04 12:00 | 98.81 | 16.17 | 12 | FALSE | 0 | 0 | 0 | 0 | 0
Spain | ESP | 2015-09-04 12:00 | 2015-09-04 14:00 | 60.1 | 2015 | 6.28 | 2015-09-30 |  |  |  |  | 5918 | 2026-09-04 13:00 | 98.81 | 16.17 | 13 | FALSE | 0 | 0 | 0 | 0 | 0
Spain | ESP | 2015-09-04 13:00 | 2015-09-04 15:00 | 57.38 | 2015 | 6.28 | 2015-09-30 |  |  |  |  | 5919 | 2026-09-04 14:00 | 98.81 | 16.17 | 14 | FALSE | 0 | 0 | 0 | 0 | 0
Spain | ESP | 2015-09-04 14:00 | 2015-09-04 16:00 | 57 | 2015 | 6.28 | 2015-09-30 |  |  |  |  | 5920 | 2026-09-04 15:00 | 98.81 | 16.17 | 15 | FALSE | 0 | 0 | 0 | 0 | 0
Spain | ESP | 2015-09-04 15:00 | 2015-09-04 17:00 | 58.63 | 2015 | 6.28 | 2015-09-30 |  |  |  |  | 5921 | 2026-09-04 16:00 | 98.81 | 16.17 | 16 | FALSE | 0 | 0 | 0 | 0 | 0
Spain | ESP | 2015-09-04 16:00 | 2015-09-04 18:00 | 56.5 | 2015 | 6.28 | 2015-09-30 |  |  |  |  | 5922 | 2026-09-04 17:00 | 98.81 | 16.17 | 17 | FALSE | 0 | 0 | 0 | 0 | 0
Spain | ESP | 2015-09-04 17:00 | 2015-09-04 19:00 | 54 | 2015 | 6.28 | 2015-09-30 |  |  |  |  | 5923 | 2026-09-04 18:00 | 98.81 | 16.17 | 18 | FALSE | 0 | 0 | 0 | 0 | 0
Spain | ESP | 2015-09-04 18:00 | 2015-09-04 20:00 | 58.63 | 2015 | 6.28 | 2015-09-30 |  |  |  |  | 5924 | 2026-09-04 19:00 | 98.81 | 16.17 | 19 | FALSE | 0 | 0 | 0 | 0 | 0
Spain | ESP | 2015-09-04 19:00 | 2015-09-04 21:00 | 61.33 | 2015 | 6.28 | 2015-09-30 |  |  |  |  | 5925 | 2026-09-04 20:00 | 98.81 | 16.17 | 20 | FALSE | 0 | 0 | 0 | 0 | 0
Spain | ESP | 2015-09-04 20:00 | 2015-09-04 22:00 | 55 | 2015 | 6.28 | 2015-09-30 |  |  |  |  | 5926 | 2026-09-04 21:00 | 98.81 | 16.17 | 21 | FALSE | 0 | 0 | 0 | 0 | 0
Spain | ESP | 2015-09-04 21:00 | 2015-09-04 23:00 | 50.01 | 2015 | 6.28 | 2015-09-30 |  |  |  |  | 5927 | 2026-09-04 22:00 | 98.81 | 16.17 | 22 | FALSE | 0 | 0 | 0 | 0 | 0
Spain | ESP | 2015-09-04 22:00 | 2015-09-05 | 51.05 | 2015 | 6.28 | 2015-09-30 |  |  |  |  | 5928 | 2026-09-04 23:00 | 98.81 | 16.17 | 23 | FALSE | 0 | 0 | 0 | 0 | 0
Spain | ESP | 2015-09-04 23:00 | 2015-09-05 01:00 | 48.26 | 2015 | 6.28 | 2015-09-30 |  |  |  |  | 5929 | 2026-09-05 | 98.81 | 16.17 | 24 | TRUE | 98.81 | 24 | 98.81 | 0 | -988.1
Spain | ESP | 2015-09-05 | 2015-09-05 02:00 | 44.8 | 2015 | 6.28 | 2015-09-30 |  |  |  |  | 5930 | 2026-09-05 01:00 | 98.81 | 16.17 | 1 | FALSE | 0 | 0 | 0 | 0 | 0
Spain | ESP | 2015-09-05 01:00 | 2015-09-05 03:00 | 42.75 | 2015 | 6.28 | 2015-09-30 |  |  |  |  | 5931 | 2026-09-05 02:00 | 98.81 | 16.17 | 2 | FALSE | 0 | 0 | 0 | 0 | 0
Spain | ESP | 2015-09-05 02:00 | 2015-09-05 04:00 | 41.98 | 2015 | 6.28 | 2015-09-30 |  |  |  |  | 5932 | 2026-09-05 03:00 | 98.81 | 16.17 | 3 | FALSE | 0 | 0 | 0 | 0 | 0
Spain | ESP | 2015-09-05 03:00 | 2015-09-05 05:00 | 41.02 | 2015 | 6.28 | 2015-09-30 |  |  |  |  | 5933 | 2026-09-05 04:00 | 98.81 | 16.17 | 4 | FALSE | 0 | 0 | 0 | 0 | 0
Spain | ESP | 2015-09-05 04:00 | 2015-09-05 06:00 | 41.98 | 2015 | 6.28 | 2015-09-30 |  |  |  |  | 5934 | 2026-09-05 05:00 | 98.81 | 16.17 | 5 | FALSE | 0 | 0 | 0 | 0 | 0
Spain | ESP | 2015-09-05 05:00 | 2015-09-05 07:00 | 42.75 | 2015 | 6.28 | 2015-09-30 |  |  |  |  | 5935 | 2026-09-05 06:00 | 98.81 | 16.17 | 6 | FALSE | 0 | 0 | 0 | 0 | 0
Spain | ESP | 2015-09-05 06:00 | 2015-09-05 08:00 | 44.43 | 2015 | 6.28 | 2015-09-30 |  |  |  |  | 5936 | 2026-09-05 07:00 | 98.81 | 16.17 | 7 | FALSE | 0 | 0 | 0 | 0 | 0
Spain | ESP | 2015-09-05 07:00 | 2015-09-05 09:00 | 50.02 | 2015 | 6.28 | 2015-09-30 |  |  |  |  | 5937 | 2026-09-05 08:00 | 98.81 | 16.17 | 8 | FALSE | 0 | 0 | 0 | 0 | 0
Spain | ESP | 2015-09-05 08:00 | 2015-09-05 10:00 | 53.13 | 2015 | 6.28 | 2015-09-30 |  |  |  |  | 5938 | 2026-09-05 09:00 | 98.81 | 16.17 | 9 | FALSE | 0 | 0 | 0 | 0 | 0
Spain | ESP | 2015-09-05 09:00 | 2015-09-05 11:00 | 58.52 | 2015 | 6.28 | 2015-09-30 |  |  |  |  | 5939 | 2026-09-05 10:00 | 98.81 | 16.17 | 10 | FALSE | 0 | 0 | 0 | 0 | 0
Spain | ESP | 2015-09-05 10:00 | 2015-09-05 12:00 | 58.81 | 2015 | 6.28 | 2015-09-30 |  |  |  |  | 5940 | 2026-09-05 11:00 | 98.81 | 16.17 | 11 | FALSE | 0 | 0 | 0 | 0 | 0
Spain | ESP | 2015-09-05 11:00 | 2015-09-05 13:00 | 59.31 | 2015 | 6.28 | 2015-09-30 |  |  |  |  | 5941 | 2026-09-05 12:00 | 98.81 | 16.17 | 12 | FALSE | 0 | 0 | 0 | 0 | 0
Spain | ESP | 2015-09-05 12:00 | 2015-09-05 14:00 | 59.31 | 2015 | 6.28 | 2015-09-30 |  |  |  |  | 5942 | 2026-09-05 13:00 | 98.81 | 16.17 | 13 | FALSE | 0 | 0 | 0 | 0 | 0
Spain | ESP | 2015-09-05 13:00 | 2015-09-05 15:00 | 58.1 | 2015 | 6.28 | 2015-09-30 |  |  |  |  | 5943 | 2026-09-05 14:00 | 98.81 | 16.17 | 14 | FALSE | 0 | 0 | 0 | 0 | 0
Spain | ESP | 2015-09-05 14:00 | 2015-09-05 16:00 | 56.28 | 2015 | 6.28 | 2015-09-30 |  |  |  |  | 5944 | 2026-09-05 15:00 | 98.81 | 16.17 | 15 | FALSE | 0 | 0 | 0 | 0 | 0
Spain | ESP | 2015-09-05 15:00 | 2015-09-05 17:00 | 56.28 | 2015 | 6.28 | 2015-09-30 |  |  |  |  | 5945 | 2026-09-05 16:00 | 98.81 | 16.17 | 16 | FALSE | 0 | 0 | 0 | 0 | 0
Spain | ESP | 2015-09-05 16:00 | 2015-09-05 18:00 | 58.1 | 2015 | 6.28 | 2015-09-30 |  |  |  |  | 5946 | 2026-09-05 17:00 | 98.81 | 16.17 | 17 | FALSE | 0 | 0 | 0 | 0 | 0
Spain | ESP | 2015-09-05 17:00 | 2015-09-05 19:00 | 54.46 | 2015 | 6.28 | 2015-09-30 |  |  |  |  | 5947 | 2026-09-05 18:00 | 98.81 | 16.17 | 18 | FALSE | 0 | 0 | 0 | 0 | 0
Spain | ESP | 2015-09-05 18:00 | 2015-09-05 20:00 | 59.31 | 2015 | 6.28 | 2015-09-30 |  |  |  |  | 5948 | 2026-09-05 19:00 | 98.81 | 16.17 | 19 | FALSE | 0 | 0 | 0 | 0 | 0
Spain | ESP | 2015-09-05 19:00 | 2015-09-05 21:00 | 61.55 | 2015 | 6.28 | 2015-09-30 |  |  |  |  | 5949 | 2026-09-05 20:00 | 98.81 | 16.17 | 20 | FALSE | 0 | 0 | 0 | 0 | 0
Spain | ESP | 2015-09-05 20:00 | 2015-09-05 22:00 | 53.17 | 2015 | 6.28 | 2015-09-30 |  |  |  |  | 5950 | 2026-09-05 21:00 | 98.81 | 16.17 | 21 | FALSE | 0 | 0 | 0 | 0 | 0
Spain | ESP | 2015-09-05 21:00 | 2015-09-05 23:00 | 50.02 | 2015 | 6.28 | 2015-09-30 |  |  |  |  | 5951 | 2026-09-05 22:00 | 98.81 | 16.17 | 22 | FALSE | 0 | 0 | 0 | 0 | 0
Spain | ESP | 2015-09-05 22:00 | 2015-09-06 | 55.51 | 2015 | 6.28 | 2015-09-30 |  |  |  |  | 5952 | 2026-09-05 23:00 | 98.81 | 16.17 | 23 | FALSE | 0 | 0 | 0 | 0 | 0
Spain | ESP | 2015-09-05 23:00 | 2015-09-06 01:00 | 49 | 2015 | 6.28 | 2015-09-30 |  |  |  |  | 5953 | 2026-09-06 | 98.81 | 16.17 | 24 | TRUE | 98.81 | 24 | 98.81 | 0 | -988.1
Spain | ESP | 2015-09-06 | 2015-09-06 02:00 | 45.58 | 2015 | 6.28 | 2015-09-30 |  |  |  |  | 5954 | 2026-09-06 01:00 | 98.81 | 16.17 | 1 | FALSE | 0 | 0 | 0 | 0 | 0
Spain | ESP | 2015-09-06 01:00 | 2015-09-06 03:00 | 42.03 | 2015 | 6.28 | 2015-09-30 |  |  |  |  | 5955 | 2026-09-06 02:00 | 98.81 | 16.17 | 2 | FALSE | 0 | 0 | 0 | 0 | 0
Spain | ESP | 2015-09-06 02:00 | 2015-09-06 04:00 | 41.99 | 2015 | 6.28 | 2015-09-30 |  |  |  |  | 5956 | 2026-09-06 03:00 | 98.81 | 16.17 | 3 | FALSE | 0 | 0 | 0 | 0 | 0
Spain | ESP | 2015-09-06 03:00 | 2015-09-06 05:00 | 41.99 | 2015 | 6.28 | 2015-09-30 |  |  |  |  | 5957 | 2026-09-06 04:00 | 98.81 | 16.17 | 4 | FALSE | 0 | 0 | 0 | 0 | 0
Spain | ESP | 2015-09-06 04:00 | 2015-09-06 06:00 | 42.03 | 2015 | 6.28 | 2015-09-30 |  |  |  |  | 5958 | 2026-09-06 05:00 | 98.81 | 16.17 | 5 | FALSE | 0 | 0 | 0 | 0 | 0
Spain | ESP | 2015-09-06 05:00 | 2015-09-06 07:00 | 41.98 | 2015 | 6.28 | 2015-09-30 |  |  |  |  | 5959 | 2026-09-06 06:00 | 98.81 | 16.17 | 6 | FALSE | 0 | 0 | 0 | 0 | 0
Spain | ESP | 2015-09-06 06:00 | 2015-09-06 08:00 | 41.68 | 2015 | 6.28 | 2015-09-30 |  |  |  |  | 5960 | 2026-09-06 07:00 | 98.81 | 16.17 | 7 | FALSE | 0 | 0 | 0 | 0 | 0
Spain | ESP | 2015-09-06 07:00 | 2015-09-06 09:00 | 45.13 | 2015 | 6.28 | 2015-09-30 |  |  |  |  | 5961 | 2026-09-06 08:00 | 98.81 | 16.17 | 8 | FALSE | 0 | 0 | 0 | 0 | 0
Spain | ESP | 2015-09-06 08:00 | 2015-09-06 10:00 | 49.81 | 2015 | 6.28 | 2015-09-30 |  |  |  |  | 5962 | 2026-09-06 09:00 | 98.81 | 16.17 | 9 | FALSE | 0 | 0 | 0 | 0 | 0
Spain | ESP | 2015-09-06 09:00 | 2015-09-06 11:00 | 51.05 | 2015 | 6.28 | 2015-09-30 |  |  |  |  | 5963 | 2026-09-06 10:00 | 98.81 | 16.17 | 10 | FALSE | 0 | 0 | 0 | 0 | 0
Spain | ESP | 2015-09-06 10:00 | 2015-09-06 12:00 | 56.01 | 2015 | 6.28 | 2015-09-30 |  |  |  |  | 5964 | 2026-09-06 11:00 | 98.81 | 16.17 | 11 | FALSE | 0 | 0 | 0 | 0 | 0
Spain | ESP | 2015-09-06 11:00 | 2015-09-06 13:00 | 58.12 | 2015 | 6.28 | 2015-09-30 |  |  |  |  | 5965 | 2026-09-06 12:00 | 98.81 | 16.17 | 12 | FALSE | 0 | 0 | 0 | 0 | 0
Spain | ESP | 2015-09-06 12:00 | 2015-09-06 14:00 | 58.12 | 2015 | 6.28 | 2015-09-30 |  |  |  |  | 5966 | 2026-09-06 13:00 | 98.81 | 16.17 | 13 | FALSE | 0 | 0 | 0 | 0 | 0
Spain | ESP | 2015-09-06 13:00 | 2015-09-06 15:00 | 55.01 | 2015 | 6.28 | 2015-09-30 |  |  |  |  | 5967 | 2026-09-06 14:00 | 98.81 | 16.17 | 14 | FALSE | 0 | 0 | 0 | 0 | 0
Spain | ESP | 2015-09-06 14:00 | 2015-09-06 16:00 | 52.5 | 2015 | 6.28 | 2015-09-30 |  |  |  |  | 5968 | 2026-09-06 15:00 | 98.81 | 16.17 | 15 | FALSE | 0 | 0 | 0 | 0 | 0
Spain | ESP | 2015-09-06 15:00 | 2015-09-06 17:00 | 50.02 | 2015 | 6.28 | 2015-09-30 |  |  |  |  | 5969 | 2026-09-06 16:00 | 98.81 | 16.17 | 16 | FALSE | 0 | 0 | 0 | 0 | 0
Spain | ESP | 2015-09-06 16:00 | 2015-09-06 18:00 | 54.55 | 2015 | 6.28 | 2015-09-30 |  |  |  |  | 5970 | 2026-09-06 17:00 | 98.81 | 16.17 | 17 | FALSE | 0 | 0 | 0 | 0 | 0
Spain | ESP | 2015-09-06 17:00 | 2015-09-06 19:00 | 54.12 | 2015 | 6.28 | 2015-09-30 |  |  |  |  | 5971 | 2026-09-06 18:00 | 98.81 | 16.17 | 18 | FALSE | 0 | 0 | 0 | 0 | 0
Spain | ESP | 2015-09-06 18:00 | 2015-09-06 20:00 | 59.5 | 2015 | 6.28 | 2015-09-30 |  |  |  |  | 5972 | 2026-09-06 19:00 | 98.81 | 16.17 | 19 | FALSE | 0 | 0 | 0 | 0 | 0
Spain | ESP | 2015-09-06 19:00 | 2015-09-06 21:00 | 64 | 2015 | 6.28 | 2015-09-30 |  |  |  |  | 5973 | 2026-09-06 20:00 | 98.81 | 16.17 | 20 | FALSE | 0 | 0 | 0 | 0 | 0
Spain | ESP | 2015-09-06 20:00 | 2015-09-06 22:00 | 60.01 | 2015 | 6.28 | 2015-09-30 |  |  |  |  | 5974 | 2026-09-06 21:00 | 98.81 | 16.17 | 21 | FALSE | 0 | 0 | 0 | 0 | 0
Spain | ESP | 2015-09-06 21:00 | 2015-09-06 23:00 | 56.01 | 2015 | 6.28 | 2015-09-30 |  |  |  |  | 5975 | 2026-09-06 22:00 | 98.81 | 16.17 | 22 | FALSE | 0 | 0 | 0 | 0 | 0
Spain | ESP | 2015-09-06 22:00 | 2015-09-07 | 51.6 | 2015 | 6.28 | 2015-09-30 |  |  |  |  | 5976 | 2026-09-06 23:00 | 98.81 | 16.17 | 23 | FALSE | 0 | 0 | 0 | 0 | 0
Spain | ESP | 2015-09-06 23:00 | 2015-09-07 01:00 | 49 | 2015 | 6.28 | 2015-09-30 |  |  |  |  | 5977 | 2026-09-07 | 98.81 | 16.17 | 24 | TRUE | 98.81 | 24 | 98.81 | 0 | -988.1
Spain | ESP | 2015-09-07 | 2015-09-07 02:00 | 46.48 | 2015 | 6.28 | 2015-09-30 |  |  |  |  | 5978 | 2026-09-07 01:00 | 98.81 | 16.17 | 1 | FALSE | 0 | 0 | 0 | 0 | 0
Spain | ESP | 2015-09-07 01:00 | 2015-09-07 03:00 | 46.27 | 2015 | 6.28 | 2015-09-30 |  |  |  |  | 5979 | 2026-09-07 02:00 | 98.81 | 16.17 | 2 | FALSE | 0 | 0 | 0 | 0 | 0
Spain | ESP | 2015-09-07 02:00 | 2015-09-07 04:00 | 45.58 | 2015 | 6.28 | 2015-09-30 |  |  |  |  | 5980 | 2026-09-07 03:00 | 98.81 | 16.17 | 3 | FALSE | 0 | 0 | 0 | 0 | 0
Spain | ESP | 2015-09-07 03:00 | 2015-09-07 05:00 | 46.27 | 2015 | 6.28 | 2015-09-30 |  |  |  |  | 5981 | 2026-09-07 04:00 | 98.81 | 16.17 | 4 | FALSE | 0 | 0 | 0 | 0 | 0
Spain | ESP | 2015-09-07 04:00 | 2015-09-07 06:00 | 51.05 | 2015 | 6.28 | 2015-09-30 |  |  |  |  | 5982 | 2026-09-07 05:00 | 98.81 | 16.17 | 5 | FALSE | 0 | 0 | 0 | 0 | 0
Spain | ESP | 2015-09-07 05:00 | 2015-09-07 07:00 | 58.98 | 2015 | 6.28 | 2015-09-30 |  |  |  |  | 5983 | 2026-09-07 06:00 | 98.81 | 16.17 | 6 | FALSE | 0 | 0 | 0 | 0 | 0
Spain | ESP | 2015-09-07 06:00 | 2015-09-07 08:00 | 60.01 | 2015 | 6.28 | 2015-09-30 |  |  |  |  | 5984 | 2026-09-07 07:00 | 98.81 | 16.17 | 7 | FALSE | 0 | 0 | 0 | 0 | 0
Spain | ESP | 2015-09-07 07:00 | 2015-09-07 09:00 | 63.1 | 2015 | 6.28 | 2015-09-30 |  |  |  |  | 5985 | 2026-09-07 08:00 | 98.81 | 16.17 | 8 | FALSE | 0 | 0 | 0 | 0 | 0
Spain | ESP | 2015-09-07 08:00 | 2015-09-07 10:00 | 64.96 | 2015 | 6.28 | 2015-09-30 |  |  |  |  | 5986 | 2026-09-07 09:00 | 98.81 | 16.17 | 9 | FALSE | 0 | 0 | 0 | 0 | 0
Spain | ESP | 2015-09-07 09:00 | 2015-09-07 11:00 | 65.9 | 2015 | 6.28 | 2015-09-30 |  |  |  |  | 5987 | 2026-09-07 10:00 | 98.81 | 16.17 | 10 | FALSE | 0 | 0 | 0 | 0 | 0
Spain | ESP | 2015-09-07 10:00 | 2015-09-07 12:00 | 67.08 | 2015 | 6.28 | 2015-09-30 |  |  |  |  | 5988 | 2026-09-07 11:00 | 98.81 | 16.17 | 11 | FALSE | 0 | 0 | 0 | 0 | 0
Spain | ESP | 2015-09-07 11:00 | 2015-09-07 13:00 | 67.1 | 2015 | 6.28 | 2015-09-30 |  |  |  |  | 5989 | 2026-09-07 12:00 | 98.81 | 16.17 | 12 | FALSE | 0 | 0 | 0 | 0 | 0
Spain | ESP | 2015-09-07 12:00 | 2015-09-07 14:00 | 64 | 2015 | 6.28 | 2015-09-30 |  |  |  |  | 5990 | 2026-09-07 13:00 | 98.81 | 16.17 | 13 | FALSE | 0 | 0 | 0 | 0 | 0
Spain | ESP | 2015-09-07 13:00 | 2015-09-07 15:00 | 63.03 | 2015 | 6.28 | 2015-09-30 |  |  |  |  | 5991 | 2026-09-07 14:00 | 98.81 | 16.17 | 14 | FALSE | 0 | 0 | 0 | 0 | 0
Spain | ESP | 2015-09-07 14:00 | 2015-09-07 16:00 | 63.03 | 2015 | 6.28 | 2015-09-30 |  |  |  |  | 5992 | 2026-09-07 15:00 | 98.81 | 16.17 | 15 | FALSE | 0 | 0 | 0 | 0 | 0
Spain | ESP | 2015-09-07 15:00 | 2015-09-07 17:00 | 63.6 | 2015 | 6.28 | 2015-09-30 |  |  |  |  | 5993 | 2026-09-07 16:00 | 98.81 | 16.17 | 16 | FALSE | 0 | 0 | 0 | 0 | 0
Spain | ESP | 2015-09-07 16:00 | 2015-09-07 18:00 | 63.1 | 2015 | 6.28 | 2015-09-30 |  |  |  |  | 5994 | 2026-09-07 17:00 | 98.81 | 16.17 | 17 | FALSE | 0 | 0 | 0 | 0 | 0
Spain | ESP | 2015-09-07 17:00 | 2015-09-07 19:00 | 63.03 | 2015 | 6.28 | 2015-09-30 |  |  |  |  | 5995 | 2026-09-07 18:00 | 98.81 | 16.17 | 18 | FALSE | 0 | 0 | 0 | 0 | 0
Spain | ESP | 2015-09-07 18:00 | 2015-09-07 20:00 | 66 | 2015 | 6.28 | 2015-09-30 |  |  |  |  | 5996 | 2026-09-07 19:00 | 98.81 | 16.17 | 19 | FALSE | 0 | 0 | 0 | 0 | 0
Spain | ESP | 2015-09-07 19:00 | 2015-09-07 21:00 | 67.48 | 2015 | 6.28 | 2015-09-30 |  |  |  |  | 5997 | 2026-09-07 20:00 | 98.81 | 16.17 | 20 | FALSE | 0 | 0 | 0 | 0 | 0
Spain | ESP | 2015-09-07 20:00 | 2015-09-07 22:00 | 62.22 | 2015 | 6.28 | 2015-09-30 |  |  |  |  | 5998 | 2026-09-07 21:00 | 98.81 | 16.17 | 21 | FALSE | 0 | 0 | 0 | 0 | 0
Spain | ESP | 2015-09-07 21:00 | 2015-09-07 23:00 | 58.1 | 2015 | 6.28 | 2015-09-30 |  |  |  |  | 5999 | 2026-09-07 22:00 | 98.81 | 16.17 | 22 | FALSE | 0 | 0 | 0 | 0 | 0
Spain | ESP | 2015-09-07 22:00 | 2015-09-08 | 59.31 | 2015 | 6.28 | 2015-09-30 |  |  |  |  | 6000 | 2026-09-07 23:00 | 98.81 | 16.17 | 23 | FALSE | 0 | 0 | 0 | 0 | 0
Spain | ESP | 2015-09-07 23:00 | 2015-09-08 01:00 | 56.28 | 2015 | 6.28 | 2015-09-30 |  |  |  |  | 6001 | 2026-09-08 | 98.81 | 16.17 | 24 | TRUE | 98.81 | 24 | 98.81 | 0 | -988.1
Spain | ESP | 2015-09-08 | 2015-09-08 02:00 | 53.98 | 2015 | 6.28 | 2015-09-30 |  |  |  |  | 6002 | 2026-09-08 01:00 | 98.81 | 16.17 | 1 | FALSE | 0 | 0 | 0 | 0 | 0
Spain | ESP | 2015-09-08 01:00 | 2015-09-08 03:00 | 53.77 | 2015 | 6.28 | 2015-09-30 |  |  |  |  | 6003 | 2026-09-08 02:00 | 98.81 | 16.17 | 2 | FALSE | 0 | 0 | 0 | 0 | 0
Spain | ESP | 2015-09-08 02:00 | 2015-09-08 04:00 | 54.27 | 2015 | 6.28 | 2015-09-30 |  |  |  |  | 6004 | 2026-09-08 03:00 | 98.81 | 16.17 | 3 | FALSE | 0 | 0 | 0 | 0 | 0
Spain | ESP | 2015-09-08 03:00 | 2015-09-08 05:00 | 55.71 | 2015 | 6.28 | 2015-09-30 |  |  |  |  | 6005 | 2026-09-08 04:00 | 98.81 | 16.17 | 4 | FALSE | 0 | 0 | 0 | 0 | 0
Spain | ESP | 2015-09-08 04:00 | 2015-09-08 06:00 | 59.59 | 2015 | 6.28 | 2015-09-30 |  |  |  |  | 6006 | 2026-09-08 05:00 | 98.81 | 16.17 | 5 | FALSE | 0 | 0 | 0 | 0 | 0
Spain | ESP | 2015-09-08 05:00 | 2015-09-08 07:00 | 63.03 | 2015 | 6.28 | 2015-09-30 |  |  |  |  | 6007 | 2026-09-08 06:00 | 98.81 | 16.17 | 6 | FALSE | 0 | 0 | 0 | 0 | 0
Spain | ESP | 2015-09-08 06:00 | 2015-09-08 08:00 | 63.55 | 2015 | 6.28 | 2015-09-30 |  |  |  |  | 6008 | 2026-09-08 07:00 | 98.81 | 16.17 | 7 | FALSE | 0 | 0 | 0 | 0 | 0
Spain | ESP | 2015-09-08 07:00 | 2015-09-08 09:00 | 64.55 | 2015 | 6.28 | 2015-09-30 |  |  |  |  | 6009 | 2026-09-08 08:00 | 98.81 | 16.17 | 8 | FALSE | 0 | 0 | 0 | 0 | 0
Spain | ESP | 2015-09-08 08:00 | 2015-09-08 10:00 | 65 | 2015 | 6.28 | 2015-09-30 |  |  |  |  | 6010 | 2026-09-08 09:00 | 98.81 | 16.17 | 9 | FALSE | 0 | 0 | 0 | 0 | 0
Spain | ESP | 2015-09-08 09:00 | 2015-09-08 11:00 | 64.3 | 2015 | 6.28 | 2015-09-30 |  |  |  |  | 6011 | 2026-09-08 10:00 | 98.81 | 16.17 | 10 | FALSE | 0 | 0 | 0 | 0 | 0
Spain | ESP | 2015-09-08 10:00 | 2015-09-08 12:00 | 65 | 2015 | 6.28 | 2015-09-30 |  |  |  |  | 6012 | 2026-09-08 11:00 | 98.81 | 16.17 | 11 | FALSE | 0 | 0 | 0 | 0 | 0
Spain | ESP | 2015-09-08 11:00 | 2015-09-08 13:00 | 64.55 | 2015 | 6.28 | 2015-09-30 |  |  |  |  | 6013 | 2026-09-08 12:00 | 98.81 | 16.17 | 12 | FALSE | 0 | 0 | 0 | 0 | 0
Spain | ESP | 2015-09-08 12:00 | 2015-09-08 14:00 | 62.35 | 2015 | 6.28 | 2015-09-30 |  |  |  |  | 6014 | 2026-09-08 13:00 | 98.81 | 16.17 | 13 | FALSE | 0 | 0 | 0 | 0 | 0
Spain | ESP | 2015-09-08 13:00 | 2015-09-08 15:00 | 61.31 | 2015 | 6.28 | 2015-09-30 |  |  |  |  | 6015 | 2026-09-08 14:00 | 98.81 | 16.17 | 14 | FALSE | 0 | 0 | 0 | 0 | 0
Spain | ESP | 2015-09-08 14:00 | 2015-09-08 16:00 | 61.51 | 2015 | 6.28 | 2015-09-30 |  |  |  |  | 6016 | 2026-09-08 15:00 | 98.81 | 16.17 | 15 | FALSE | 0 | 0 | 0 | 0 | 0
Spain | ESP | 2015-09-08 15:00 | 2015-09-08 17:00 | 62.22 | 2015 | 6.28 | 2015-09-30 |  |  |  |  | 6017 | 2026-09-08 16:00 | 98.81 | 16.17 | 16 | FALSE | 0 | 0 | 0 | 0 | 0
Spain | ESP | 2015-09-08 16:00 | 2015-09-08 18:00 | 62.22 | 2015 | 6.28 | 2015-09-30 |  |  |  |  | 6018 | 2026-09-08 17:00 | 98.81 | 16.17 | 17 | FALSE | 0 | 0 | 0 | 0 | 0
Spain | ESP | 2015-09-08 17:00 | 2015-09-08 19:00 | 62.35 | 2015 | 6.28 | 2015-09-30 |  |  |  |  | 6019 | 2026-09-08 18:00 | 98.81 | 16.17 | 18 | FALSE | 0 | 0 | 0 | 0 | 0
Spain | ESP | 2015-09-08 18:00 | 2015-09-08 20:00 | 65.5 | 2015 | 6.28 | 2015-09-30 |  |  |  |  | 6020 | 2026-09-08 19:00 | 98.81 | 16.17 | 19 | FALSE | 0 | 0 | 0 | 0 | 0
Spain | ESP | 2015-09-08 19:00 | 2015-09-08 21:00 | 67.6 | 2015 | 6.28 | 2015-09-30 |  |  |  |  | 6021 | 2026-09-08 20:00 | 98.81 | 16.17 | 20 | FALSE | 0 | 0 | 0 | 0 | 0
Spain | ESP | 2015-09-08 20:00 | 2015-09-08 22:00 | 63.1 | 2015 | 6.28 | 2015-09-30 |  |  |  |  | 6022 | 2026-09-08 21:00 | 98.81 | 16.17 | 21 | FALSE | 0 | 0 | 0 | 0 | 0
Spain | ESP | 2015-09-08 21:00 | 2015-09-08 23:00 | 59.59 | 2015 | 6.28 | 2015-09-30 |  |  |  |  | 6023 | 2026-09-08 22:00 | 98.81 | 16.17 | 22 | FALSE | 0 | 0 | 0 | 0 | 0
Spain | ESP | 2015-09-08 22:00 | 2015-09-09 | 61.85 | 2015 | 6.28 | 2015-09-30 |  |  |  |  | 6024 | 2026-09-08 23:00 | 98.81 | 16.17 | 23 | FALSE | 0 | 0 | 0 | 0 | 0
Spain | ESP | 2015-09-08 23:00 | 2015-09-09 01:00 | 59.59 | 2015 | 6.28 | 2015-09-30 |  |  |  |  | 6025 | 2026-09-09 | 98.81 | 16.17 | 24 | TRUE | 98.81 | 24 | 98.81 | 0 | -988.1
Spain | ESP | 2015-09-09 | 2015-09-09 02:00 | 57.5 | 2015 | 6.28 | 2015-09-30 |  |  |  |  | 6026 | 2026-09-09 01:00 | 98.81 | 16.17 | 1 | FALSE | 0 | 0 | 0 | 0 | 0
Spain | ESP | 2015-09-09 01:00 | 2015-09-09 03:00 | 56 | 2015 | 6.28 | 2015-09-30 |  |  |  |  | 6027 | 2026-09-09 02:00 | 98.81 | 16.17 | 2 | FALSE | 0 | 0 | 0 | 0 | 0
Spain | ESP | 2015-09-09 02:00 | 2015-09-09 04:00 | 54.75 | 2015 | 6.28 | 2015-09-30 |  |  |  |  | 6028 | 2026-09-09 03:00 | 98.81 | 16.17 | 3 | FALSE | 0 | 0 | 0 | 0 | 0
Spain | ESP | 2015-09-09 03:00 | 2015-09-09 05:00 | 54.15 | 2015 | 6.28 | 2015-09-30 |  |  |  |  | 6029 | 2026-09-09 04:00 | 98.81 | 16.17 | 4 | FALSE | 0 | 0 | 0 | 0 | 0
Spain | ESP | 2015-09-09 04:00 | 2015-09-09 06:00 | 60.68 | 2015 | 6.28 | 2015-09-30 |  |  |  |  | 6030 | 2026-09-09 05:00 | 98.81 | 16.17 | 5 | FALSE | 0 | 0 | 0 | 0 | 0
Spain | ESP | 2015-09-09 05:00 | 2015-09-09 07:00 | 64 | 2015 | 6.28 | 2015-09-30 |  |  |  |  | 6031 | 2026-09-09 06:00 | 98.81 | 16.17 | 6 | FALSE | 0 | 0 | 0 | 0 | 0
Spain | ESP | 2015-09-09 06:00 | 2015-09-09 08:00 | 64.1 | 2015 | 6.28 | 2015-09-30 |  |  |  |  | 6032 | 2026-09-09 07:00 | 98.81 | 16.17 | 7 | FALSE | 0 | 0 | 0 | 0 | 0
Spain | ESP | 2015-09-09 07:00 | 2015-09-09 09:00 | 62.85 | 2015 | 6.28 | 2015-09-30 |  |  |  |  | 6033 | 2026-09-09 08:00 | 98.81 | 16.17 | 8 | FALSE | 0 | 0 | 0 | 0 | 0
Spain | ESP | 2015-09-09 08:00 | 2015-09-09 10:00 | 64.1 | 2015 | 6.28 | 2015-09-30 |  |  |  |  | 6034 | 2026-09-09 09:00 | 98.81 | 16.17 | 9 | FALSE | 0 | 0 | 0 | 0 | 0
Spain | ESP | 2015-09-09 09:00 | 2015-09-09 11:00 | 62.35 | 2015 | 6.28 | 2015-09-30 |  |  |  |  | 6035 | 2026-09-09 10:00 | 98.81 | 16.17 | 10 | FALSE | 0 | 0 | 0 | 0 | 0
Spain | ESP | 2015-09-09 10:00 | 2015-09-09 12:00 | 62.6 | 2015 | 6.28 | 2015-09-30 |  |  |  |  | 6036 | 2026-09-09 11:00 | 98.81 | 16.17 | 11 | FALSE | 0 | 0 | 0 | 0 | 0
Spain | ESP | 2015-09-09 11:00 | 2015-09-09 13:00 | 62.85 | 2015 | 6.28 | 2015-09-30 |  |  |  |  | 6037 | 2026-09-09 12:00 | 98.81 | 16.17 | 12 | FALSE | 0 | 0 | 0 | 0 | 0
Spain | ESP | 2015-09-09 12:00 | 2015-09-09 14:00 | 60.52 | 2015 | 6.28 | 2015-09-30 |  |  |  |  | 6038 | 2026-09-09 13:00 | 98.81 | 16.17 | 13 | FALSE | 0 | 0 | 0 | 0 | 0
Spain | ESP | 2015-09-09 13:00 | 2015-09-09 15:00 | 59.31 | 2015 | 6.28 | 2015-09-30 |  |  |  |  | 6039 | 2026-09-09 14:00 | 98.81 | 16.17 | 14 | FALSE | 0 | 0 | 0 | 0 | 0
Spain | ESP | 2015-09-09 14:00 | 2015-09-09 16:00 | 59.59 | 2015 | 6.28 | 2015-09-30 |  |  |  |  | 6040 | 2026-09-09 15:00 | 98.81 | 16.17 | 15 | FALSE | 0 | 0 | 0 | 0 | 0
Spain | ESP | 2015-09-09 15:00 | 2015-09-09 17:00 | 61.07 | 2015 | 6.28 | 2015-09-30 |  |  |  |  | 6041 | 2026-09-09 16:00 | 98.81 | 16.17 | 16 | FALSE | 0 | 0 | 0 | 0 | 0
Spain | ESP | 2015-09-09 16:00 | 2015-09-09 18:00 | 61.4 | 2015 | 6.28 | 2015-09-30 |  |  |  |  | 6042 | 2026-09-09 17:00 | 98.81 | 16.17 | 17 | FALSE | 0 | 0 | 0 | 0 | 0
Spain | ESP | 2015-09-09 17:00 | 2015-09-09 19:00 | 62 | 2015 | 6.28 | 2015-09-30 |  |  |  |  | 6043 | 2026-09-09 18:00 | 98.81 | 16.17 | 18 | FALSE | 0 | 0 | 0 | 0 | 0
Spain | ESP | 2015-09-09 18:00 | 2015-09-09 20:00 | 64.1 | 2015 | 6.28 | 2015-09-30 |  |  |  |  | 6044 | 2026-09-09 19:00 | 98.81 | 16.17 | 19 | FALSE | 0 | 0 | 0 | 0 | 0
Spain | ESP | 2015-09-09 19:00 | 2015-09-09 21:00 | 67 | 2015 | 6.28 | 2015-09-30 |  |  |  |  | 6045 | 2026-09-09 20:00 | 98.81 | 16.17 | 20 | FALSE | 0 | 0 | 0 | 0 | 0
Spain | ESP | 2015-09-09 20:00 | 2015-09-09 22:00 | 61.85 | 2015 | 6.28 | 2015-09-30 |  |  |  |  | 6046 | 2026-09-09 21:00 | 98.81 | 16.17 | 21 | FALSE | 0 | 0 | 0 | 0 | 0
Spain | ESP | 2015-09-09 21:00 | 2015-09-09 23:00 | 58.98 | 2015 | 6.28 | 2015-09-30 |  |  |  |  | 6047 | 2026-09-09 22:00 | 98.81 | 16.17 | 22 | FALSE | 0 | 0 | 0 | 0 | 0
Spain | ESP | 2015-09-09 22:00 | 2015-09-10 | 59.31 | 2015 | 6.28 | 2015-09-30 |  |  |  |  | 6048 | 2026-09-09 23:00 | 98.81 | 16.17 | 23 | FALSE | 0 | 0 | 0 | 0 | 0
Spain | ESP | 2015-09-09 23:00 | 2015-09-10 01:00 | 58.5 | 2015 | 6.28 | 2015-09-30 |  |  |  |  | 6049 | 2026-09-10 | 98.81 | 16.17 | 24 | TRUE | 98.81 | 24 | 98.81 | 0 | -988.1
Spain | ESP | 2015-09-10 | 2015-09-10 02:00 | 55 | 2015 | 6.28 | 2015-09-30 |  |  |  |  | 6050 | 2026-09-10 01:00 | 98.81 | 16.17 | 1 | FALSE | 0 | 0 | 0 | 0 | 0
Spain | ESP | 2015-09-10 01:00 | 2015-09-10 03:00 | 54.15 | 2015 | 6.28 | 2015-09-30 |  |  |  |  | 6051 | 2026-09-10 02:00 | 98.81 | 16.17 | 2 | FALSE | 0 | 0 | 0 | 0 | 0
Spain | ESP | 2015-09-10 02:00 | 2015-09-10 04:00 | 52.98 | 2015 | 6.28 | 2015-09-30 |  |  |  |  | 6052 | 2026-09-10 03:00 | 98.81 | 16.17 | 3 | FALSE | 0 | 0 | 0 | 0 | 0
Spain | ESP | 2015-09-10 03:00 | 2015-09-10 05:00 | 54.15 | 2015 | 6.28 | 2015-09-30 |  |  |  |  | 6053 | 2026-09-10 04:00 | 98.81 | 16.17 | 4 | FALSE | 0 | 0 | 0 | 0 | 0
Spain | ESP | 2015-09-10 04:00 | 2015-09-10 06:00 | 59.59 | 2015 | 6.28 | 2015-09-30 |  |  |  |  | 6054 | 2026-09-10 05:00 | 98.81 | 16.17 | 5 | FALSE | 0 | 0 | 0 | 0 | 0
Spain | ESP | 2015-09-10 05:00 | 2015-09-10 07:00 | 59.31 | 2015 | 6.28 | 2015-09-30 |  |  |  |  | 6055 | 2026-09-10 06:00 | 98.81 | 16.17 | 6 | FALSE | 0 | 0 | 0 | 0 | 0
Spain | ESP | 2015-09-10 06:00 | 2015-09-10 08:00 | 59.31 | 2015 | 6.28 | 2015-09-30 |  |  |  |  | 6056 | 2026-09-10 07:00 | 98.81 | 16.17 | 7 | FALSE | 0 | 0 | 0 | 0 | 0
Spain | ESP | 2015-09-10 07:00 | 2015-09-10 09:00 | 60.87 | 2015 | 6.28 | 2015-09-30 |  |  |  |  | 6057 | 2026-09-10 08:00 | 98.81 | 16.17 | 8 | FALSE | 0 | 0 | 0 | 0 | 0
Spain | ESP | 2015-09-10 08:00 | 2015-09-10 10:00 | 64 | 2015 | 6.28 | 2015-09-30 |  |  |  |  | 6058 | 2026-09-10 09:00 | 98.81 | 16.17 | 9 | FALSE | 0 | 0 | 0 | 0 | 0
Spain | ESP | 2015-09-10 09:00 | 2015-09-10 11:00 | 63.6 | 2015 | 6.28 | 2015-09-30 |  |  |  |  | 6059 | 2026-09-10 10:00 | 98.81 | 16.17 | 10 | FALSE | 0 | 0 | 0 | 0 | 0
Spain | ESP | 2015-09-10 10:00 | 2015-09-10 12:00 | 64.1 | 2015 | 6.28 | 2015-09-30 |  |  |  |  | 6060 | 2026-09-10 11:00 | 98.81 | 16.17 | 11 | FALSE | 0 | 0 | 0 | 0 | 0
Spain | ESP | 2015-09-10 11:00 | 2015-09-10 13:00 | 63.6 | 2015 | 6.28 | 2015-09-30 |  |  |  |  | 6061 | 2026-09-10 12:00 | 98.81 | 16.17 | 12 | FALSE | 0 | 0 | 0 | 0 | 0
Spain | ESP | 2015-09-10 12:00 | 2015-09-10 14:00 | 59.85 | 2015 | 6.28 | 2015-09-30 |  |  |  |  | 6062 | 2026-09-10 13:00 | 98.81 | 16.17 | 13 | FALSE | 0 | 0 | 0 | 0 | 0
Spain | ESP | 2015-09-10 13:00 | 2015-09-10 15:00 | 59 | 2015 | 6.28 | 2015-09-30 |  |  |  |  | 6063 | 2026-09-10 14:00 | 98.81 | 16.17 | 14 | FALSE | 0 | 0 | 0 | 0 | 0
Spain | ESP | 2015-09-10 14:00 | 2015-09-10 16:00 | 59.26 | 2015 | 6.28 | 2015-09-30 |  |  |  |  | 6064 | 2026-09-10 15:00 | 98.81 | 16.17 | 15 | FALSE | 0 | 0 | 0 | 0 | 0
Spain | ESP | 2015-09-10 15:00 | 2015-09-10 17:00 | 59.59 | 2015 | 6.28 | 2015-09-30 |  |  |  |  | 6065 | 2026-09-10 16:00 | 98.81 | 16.17 | 16 | FALSE | 0 | 0 | 0 | 0 | 0
Spain | ESP | 2015-09-10 16:00 | 2015-09-10 18:00 | 59.43 | 2015 | 6.28 | 2015-09-30 |  |  |  |  | 6066 | 2026-09-10 17:00 | 98.81 | 16.17 | 17 | FALSE | 0 | 0 | 0 | 0 | 0
Spain | ESP | 2015-09-10 17:00 | 2015-09-10 19:00 | 59.59 | 2015 | 6.28 | 2015-09-30 |  |  |  |  | 6067 | 2026-09-10 18:00 | 98.81 | 16.17 | 18 | FALSE | 0 | 0 | 0 | 0 | 0
Spain | ESP | 2015-09-10 18:00 | 2015-09-10 20:00 | 63.1 | 2015 | 6.28 | 2015-09-30 |  |  |  |  | 6068 | 2026-09-10 19:00 | 98.81 | 16.17 | 19 | FALSE | 0 | 0 | 0 | 0 | 0
Spain | ESP | 2015-09-10 19:00 | 2015-09-10 21:00 | 65.6 | 2015 | 6.28 | 2015-09-30 |  |  |  |  | 6069 | 2026-09-10 20:00 | 98.81 | 16.17 | 20 | FALSE | 0 | 0 | 0 | 0 | 0
Spain | ESP | 2015-09-10 20:00 | 2015-09-10 22:00 | 60.26 | 2015 | 6.28 | 2015-09-30 |  |  |  |  | 6070 | 2026-09-10 21:00 | 98.81 | 16.17 | 21 | FALSE | 0 | 0 | 0 | 0 | 0
Spain | ESP | 2015-09-10 21:00 | 2015-09-10 23:00 | 57.5 | 2015 | 6.28 | 2015-09-30 |  |  |  |  | 6071 | 2026-09-10 22:00 | 98.81 | 16.17 | 22 | FALSE | 0 | 0 | 0 | 0 | 0
Spain | ESP | 2015-09-10 22:00 | 2015-09-11 | 59.1 | 2015 | 6.28 | 2015-09-30 |  |  |  |  | 6072 | 2026-09-10 23:00 | 98.81 | 16.17 | 23 | FALSE | 0 | 0 | 0 | 0 | 0
Spain | ESP | 2015-09-10 23:00 | 2015-09-11 01:00 | 58.8 | 2015 | 6.28 | 2015-09-30 |  |  |  |  | 6073 | 2026-09-11 | 98.81 | 16.17 | 24 | TRUE | 98.81 | 24 | 98.81 | 0 | -988.1
Spain | ESP | 2015-09-11 | 2015-09-11 02:00 | 57.75 | 2015 | 6.28 | 2015-09-30 |  |  |  |  | 6074 | 2026-09-11 01:00 | 98.81 | 16.17 | 1 | FALSE | 0 | 0 | 0 | 0 | 0
Spain | ESP | 2015-09-11 01:00 | 2015-09-11 03:00 | 57 | 2015 | 6.28 | 2015-09-30 |  |  |  |  | 6075 | 2026-09-11 02:00 | 98.81 | 16.17 | 2 | FALSE | 0 | 0 | 0 | 0 | 0
Spain | ESP | 2015-09-11 02:00 | 2015-09-11 04:00 | 56.5 | 2015 | 6.28 | 2015-09-30 |  |  |  |  | 6076 | 2026-09-11 03:00 | 98.81 | 16.17 | 3 | FALSE | 0 | 0 | 0 | 0 | 0
Spain | ESP | 2015-09-11 03:00 | 2015-09-11 05:00 | 56.15 | 2015 | 6.28 | 2015-09-30 |  |  |  |  | 6077 | 2026-09-11 04:00 | 98.81 | 16.17 | 4 | FALSE | 0 | 0 | 0 | 0 | 0
Spain | ESP | 2015-09-11 04:00 | 2015-09-11 06:00 | 58.81 | 2015 | 6.28 | 2015-09-30 |  |  |  |  | 6078 | 2026-09-11 05:00 | 98.81 | 16.17 | 5 | FALSE | 0 | 0 | 0 | 0 | 0
Spain | ESP | 2015-09-11 05:00 | 2015-09-11 07:00 | 59.31 | 2015 | 6.28 | 2015-09-30 |  |  |  |  | 6079 | 2026-09-11 06:00 | 98.81 | 16.17 | 6 | FALSE | 0 | 0 | 0 | 0 | 0
Spain | ESP | 2015-09-11 06:00 | 2015-09-11 08:00 | 58.81 | 2015 | 6.28 | 2015-09-30 |  |  |  |  | 6080 | 2026-09-11 07:00 | 98.81 | 16.17 | 7 | FALSE | 0 | 0 | 0 | 0 | 0
Spain | ESP | 2015-09-11 07:00 | 2015-09-11 09:00 | 60.2 | 2015 | 6.28 | 2015-09-30 |  |  |  |  | 6081 | 2026-09-11 08:00 | 98.81 | 16.17 | 8 | FALSE | 0 | 0 | 0 | 0 | 0
Spain | ESP | 2015-09-11 08:00 | 2015-09-11 10:00 | 60.1 | 2015 | 6.28 | 2015-09-30 |  |  |  |  | 6082 | 2026-09-11 09:00 | 98.81 | 16.17 | 9 | FALSE | 0 | 0 | 0 | 0 | 0
Spain | ESP | 2015-09-11 09:00 | 2015-09-11 11:00 | 58.98 | 2015 | 6.28 | 2015-09-30 |  |  |  |  | 6083 | 2026-09-11 10:00 | 98.81 | 16.17 | 10 | FALSE | 0 | 0 | 0 | 0 | 0
Spain | ESP | 2015-09-11 10:00 | 2015-09-11 12:00 | 60 | 2015 | 6.28 | 2015-09-30 |  |  |  |  | 6084 | 2026-09-11 11:00 | 98.81 | 16.17 | 11 | FALSE | 0 | 0 | 0 | 0 | 0
Spain | ESP | 2015-09-11 11:00 | 2015-09-11 13:00 | 58.81 | 2015 | 6.28 | 2015-09-30 |  |  |  |  | 6085 | 2026-09-11 12:00 | 98.81 | 16.17 | 12 | FALSE | 0 | 0 | 0 | 0 | 0
Spain | ESP | 2015-09-11 12:00 | 2015-09-11 14:00 | 57 | 2015 | 6.28 | 2015-09-30 |  |  |  |  | 6086 | 2026-09-11 13:00 | 98.81 | 16.17 | 13 | FALSE | 0 | 0 | 0 | 0 | 0
Spain | ESP | 2015-09-11 13:00 | 2015-09-11 15:00 | 50.01 | 2015 | 6.28 | 2015-09-30 |  |  |  |  | 6087 | 2026-09-11 14:00 | 98.81 | 16.17 | 14 | FALSE | 0 | 0 | 0 | 0 | 0
Spain | ESP | 2015-09-11 14:00 | 2015-09-11 16:00 | 49.28 | 2015 | 6.28 | 2015-09-30 |  |  |  |  | 6088 | 2026-09-11 15:00 | 98.81 | 16.17 | 15 | FALSE | 0 | 0 | 0 | 0 | 0
Spain | ESP | 2015-09-11 15:00 | 2015-09-11 17:00 | 49 | 2015 | 6.28 | 2015-09-30 |  |  |  |  | 6089 | 2026-09-11 16:00 | 98.81 | 16.17 | 16 | FALSE | 0 | 0 | 0 | 0 | 0
Spain | ESP | 2015-09-11 16:00 | 2015-09-11 18:00 | 48.06 | 2015 | 6.28 | 2015-09-30 |  |  |  |  | 6090 | 2026-09-11 17:00 | 98.81 | 16.17 | 17 | FALSE | 0 | 0 | 0 | 0 | 0
Spain | ESP | 2015-09-11 17:00 | 2015-09-11 19:00 | 48.26 | 2015 | 6.28 | 2015-09-30 |  |  |  |  | 6091 | 2026-09-11 18:00 | 98.81 | 16.17 | 18 | FALSE | 0 | 0 | 0 | 0 | 0
Spain | ESP | 2015-09-11 18:00 | 2015-09-11 20:00 | 53.13 | 2015 | 6.28 | 2015-09-30 |  |  |  |  | 6092 | 2026-09-11 19:00 | 98.81 | 16.17 | 19 | FALSE | 0 | 0 | 0 | 0 | 0
Spain | ESP | 2015-09-11 19:00 | 2015-09-11 21:00 | 59.31 | 2015 | 6.28 | 2015-09-30 |  |  |  |  | 6093 | 2026-09-11 20:00 | 98.81 | 16.17 | 20 | FALSE | 0 | 0 | 0 | 0 | 0
Spain | ESP | 2015-09-11 20:00 | 2015-09-11 22:00 | 52.96 | 2015 | 6.28 | 2015-09-30 |  |  |  |  | 6094 | 2026-09-11 21:00 | 98.81 | 16.17 | 21 | FALSE | 0 | 0 | 0 | 0 | 0
Spain | ESP | 2015-09-11 21:00 | 2015-09-11 23:00 | 49.46 | 2015 | 6.28 | 2015-09-30 |  |  |  |  | 6095 | 2026-09-11 22:00 | 98.81 | 16.17 | 22 | FALSE | 0 | 0 | 0 | 0 | 0
Spain | ESP | 2015-09-11 22:00 | 2015-09-12 | 49.79 | 2015 | 6.28 | 2015-09-30 |  |  |  |  | 6096 | 2026-09-11 23:00 | 98.81 | 16.17 | 23 | FALSE | 0 | 0 | 0 | 0 | 0
Spain | ESP | 2015-09-11 23:00 | 2015-09-12 01:00 | 48.06 | 2015 | 6.28 | 2015-09-30 |  |  |  |  | 6097 | 2026-09-12 | 98.81 | 16.17 | 24 | TRUE | 98.81 | 24 | 98.81 | 0 | -988.1
Spain | ESP | 2015-09-12 | 2015-09-12 02:00 | 45 | 2015 | 6.28 | 2015-09-30 |  |  |  |  | 6098 | 2026-09-12 01:00 | 98.81 | 16.17 | 1 | FALSE | 0 | 0 | 0 | 0 | 0
Spain | ESP | 2015-09-12 01:00 | 2015-09-12 03:00 | 47.35 | 2015 | 6.28 | 2015-09-30 |  |  |  |  | 6099 | 2026-09-12 02:00 | 98.81 | 16.17 | 2 | FALSE | 0 | 0 | 0 | 0 | 0
Spain | ESP | 2015-09-12 02:00 | 2015-09-12 04:00 | 45.13 | 2015 | 6.28 | 2015-09-30 |  |  |  |  | 6100 | 2026-09-12 03:00 | 98.81 | 16.17 | 3 | FALSE | 0 | 0 | 0 | 0 | 0
Spain | ESP | 2015-09-12 03:00 | 2015-09-12 05:00 | 47.04 | 2015 | 6.28 | 2015-09-30 |  |  |  |  | 6101 | 2026-09-12 04:00 | 98.81 | 16.17 | 4 | FALSE | 0 | 0 | 0 | 0 | 0
Spain | ESP | 2015-09-12 04:00 | 2015-09-12 06:00 | 49 | 2015 | 6.28 | 2015-09-30 |  |  |  |  | 6102 | 2026-09-12 05:00 | 98.81 | 16.17 | 5 | FALSE | 0 | 0 | 0 | 0 | 0
Spain | ESP | 2015-09-12 05:00 | 2015-09-12 07:00 | 49.48 | 2015 | 6.28 | 2015-09-30 |  |  |  |  | 6103 | 2026-09-12 06:00 | 98.81 | 16.17 | 6 | FALSE | 0 | 0 | 0 | 0 | 0
Spain | ESP | 2015-09-12 06:00 | 2015-09-12 08:00 | 52.95 | 2015 | 6.28 | 2015-09-30 |  |  |  |  | 6104 | 2026-09-12 07:00 | 98.81 | 16.17 | 7 | FALSE | 0 | 0 | 0 | 0 | 0
Spain | ESP | 2015-09-12 07:00 | 2015-09-12 09:00 | 58.1 | 2015 | 6.28 | 2015-09-30 |  |  |  |  | 6105 | 2026-09-12 08:00 | 98.81 | 16.17 | 8 | FALSE | 0 | 0 | 0 | 0 | 0
Spain | ESP | 2015-09-12 08:00 | 2015-09-12 10:00 | 58.1 | 2015 | 6.28 | 2015-09-30 |  |  |  |  | 6106 | 2026-09-12 09:00 | 98.81 | 16.17 | 9 | FALSE | 0 | 0 | 0 | 0 | 0
Spain | ESP | 2015-09-12 09:00 | 2015-09-12 11:00 | 58.75 | 2015 | 6.28 | 2015-09-30 |  |  |  |  | 6107 | 2026-09-12 10:00 | 98.81 | 16.17 | 10 | FALSE | 0 | 0 | 0 | 0 | 0
Spain | ESP | 2015-09-12 10:00 | 2015-09-12 12:00 | 57.16 | 2015 | 6.28 | 2015-09-30 |  |  |  |  | 6108 | 2026-09-12 11:00 | 98.81 | 16.17 | 11 | FALSE | 0 | 0 | 0 | 0 | 0
Spain | ESP | 2015-09-12 11:00 | 2015-09-12 13:00 | 56 | 2015 | 6.28 | 2015-09-30 |  |  |  |  | 6109 | 2026-09-12 12:00 | 98.81 | 16.17 | 12 | FALSE | 0 | 0 | 0 | 0 | 0
Spain | ESP | 2015-09-12 12:00 | 2015-09-12 14:00 | 54.98 | 2015 | 6.28 | 2015-09-30 |  |  |  |  | 6110 | 2026-09-12 13:00 | 98.81 | 16.17 | 13 | FALSE | 0 | 0 | 0 | 0 | 0
Spain | ESP | 2015-09-12 13:00 | 2015-09-12 15:00 | 49.45 | 2015 | 6.28 | 2015-09-30 |  |  |  |  | 6111 | 2026-09-12 14:00 | 98.81 | 16.17 | 14 | FALSE | 0 | 0 | 0 | 0 | 0
Spain | ESP | 2015-09-12 14:00 | 2015-09-12 16:00 | 47.12 | 2015 | 6.28 | 2015-09-30 |  |  |  |  | 6112 | 2026-09-12 15:00 | 98.81 | 16.17 | 15 | FALSE | 0 | 0 | 0 | 0 | 0
Spain | ESP | 2015-09-12 15:00 | 2015-09-12 17:00 | 46.56 | 2015 | 6.28 | 2015-09-30 |  |  |  |  | 6113 | 2026-09-12 16:00 | 98.81 | 16.17 | 16 | FALSE | 0 | 0 | 0 | 0 | 0
Spain | ESP | 2015-09-12 16:00 | 2015-09-12 18:00 | 48.76 | 2015 | 6.28 | 2015-09-30 |  |  |  |  | 6114 | 2026-09-12 17:00 | 98.81 | 16.17 | 17 | FALSE | 0 | 0 | 0 | 0 | 0
Spain | ESP | 2015-09-12 17:00 | 2015-09-12 19:00 | 50.01 | 2015 | 6.28 | 2015-09-30 |  |  |  |  | 6115 | 2026-09-12 18:00 | 98.81 | 16.17 | 18 | FALSE | 0 | 0 | 0 | 0 | 0
Spain | ESP | 2015-09-12 18:00 | 2015-09-12 20:00 | 55.1 | 2015 | 6.28 | 2015-09-30 |  |  |  |  | 6116 | 2026-09-12 19:00 | 98.81 | 16.17 | 19 | FALSE | 0 | 0 | 0 | 0 | 0
Spain | ESP | 2015-09-12 19:00 | 2015-09-12 21:00 | 60.01 | 2015 | 6.28 | 2015-09-30 |  |  |  |  | 6117 | 2026-09-12 20:00 | 98.81 | 16.17 | 20 | FALSE | 0 | 0 | 0 | 0 | 0
Spain | ESP | 2015-09-12 20:00 | 2015-09-12 22:00 | 54.1 | 2015 | 6.28 | 2015-09-30 |  |  |  |  | 6118 | 2026-09-12 21:00 | 98.81 | 16.17 | 21 | FALSE | 0 | 0 | 0 | 0 | 0
Spain | ESP | 2015-09-12 21:00 | 2015-09-12 23:00 | 51.05 | 2015 | 6.28 | 2015-09-30 |  |  |  |  | 6119 | 2026-09-12 22:00 | 98.81 | 16.17 | 22 | FALSE | 0 | 0 | 0 | 0 | 0
Spain | ESP | 2015-09-12 22:00 | 2015-09-13 | 59.31 | 2015 | 6.28 | 2015-09-30 |  |  |  |  | 6120 | 2026-09-12 23:00 | 98.81 | 16.17 | 23 | FALSE | 0 | 0 | 0 | 0 | 0
Spain | ESP | 2015-09-12 23:00 | 2015-09-13 01:00 | 55.69 | 2015 | 6.28 | 2015-09-30 |  |  |  |  | 6121 | 2026-09-13 | 98.81 | 16.17 | 24 | TRUE | 98.81 | 24 | 98.81 | 0 | -988.1
Spain | ESP | 2015-09-13 | 2015-09-13 02:00 | 42.1 | 2015 | 6.28 | 2015-09-30 |  |  |  |  | 6122 | 2026-09-13 01:00 | 98.81 | 16.17 | 1 | FALSE | 0 | 0 | 0 | 0 | 0
Spain | ESP | 2015-09-13 01:00 | 2015-09-13 03:00 | 39.14 | 2015 | 6.28 | 2015-09-30 |  |  |  |  | 6123 | 2026-09-13 02:00 | 98.81 | 16.17 | 2 | FALSE | 0 | 0 | 0 | 0 | 0
Spain | ESP | 2015-09-13 02:00 | 2015-09-13 04:00 | 36.5 | 2015 | 6.28 | 2015-09-30 |  |  |  |  | 6124 | 2026-09-13 03:00 | 98.81 | 16.17 | 3 | FALSE | 0 | 0 | 0 | 0 | 0
Spain | ESP | 2015-09-13 03:00 | 2015-09-13 05:00 | 36 | 2015 | 6.28 | 2015-09-30 |  |  |  |  | 6125 | 2026-09-13 04:00 | 98.81 | 16.17 | 4 | FALSE | 0 | 0 | 0 | 0 | 0
Spain | ESP | 2015-09-13 04:00 | 2015-09-13 06:00 | 36.5 | 2015 | 6.28 | 2015-09-30 |  |  |  |  | 6126 | 2026-09-13 05:00 | 98.81 | 16.17 | 5 | FALSE | 0 | 0 | 0 | 0 | 0
Spain | ESP | 2015-09-13 05:00 | 2015-09-13 07:00 | 34 | 2015 | 6.28 | 2015-09-30 |  |  |  |  | 6127 | 2026-09-13 06:00 | 98.81 | 16.17 | 6 | FALSE | 0 | 0 | 0 | 0 | 0
Spain | ESP | 2015-09-13 06:00 | 2015-09-13 08:00 | 32.1 | 2015 | 6.28 | 2015-09-30 |  |  |  |  | 6128 | 2026-09-13 07:00 | 98.81 | 16.17 | 7 | FALSE | 0 | 0 | 0 | 0 | 0
Spain | ESP | 2015-09-13 07:00 | 2015-09-13 09:00 | 36.1 | 2015 | 6.28 | 2015-09-30 |  |  |  |  | 6129 | 2026-09-13 08:00 | 98.81 | 16.17 | 8 | FALSE | 0 | 0 | 0 | 0 | 0
Spain | ESP | 2015-09-13 08:00 | 2015-09-13 10:00 | 36.5 | 2015 | 6.28 | 2015-09-30 |  |  |  |  | 6130 | 2026-09-13 09:00 | 98.81 | 16.17 | 9 | FALSE | 0 | 0 | 0 | 0 | 0
Spain | ESP | 2015-09-13 09:00 | 2015-09-13 11:00 | 34.35 | 2015 | 6.28 | 2015-09-30 |  |  |  |  | 6131 | 2026-09-13 10:00 | 98.81 | 16.17 | 10 | FALSE | 0 | 0 | 0 | 0 | 0
Spain | ESP | 2015-09-13 10:00 | 2015-09-13 12:00 | 30 | 2015 | 6.28 | 2015-09-30 |  |  |  |  | 6132 | 2026-09-13 11:00 | 98.81 | 16.17 | 11 | FALSE | 0 | 0 | 0 | 0 | 0
Spain | ESP | 2015-09-13 11:00 | 2015-09-13 13:00 | 26.83 | 2015 | 6.28 | 2015-09-30 |  |  |  |  | 6133 | 2026-09-13 12:00 | 98.81 | 16.17 | 12 | FALSE | 0 | 0 | 0 | 0 | 0
Spain | ESP | 2015-09-13 12:00 | 2015-09-13 14:00 | 24.1 | 2015 | 6.28 | 2015-09-30 |  |  |  |  | 6134 | 2026-09-13 13:00 | 98.81 | 16.17 | 13 | FALSE | 0 | 0 | 0 | 0 | 0
Spain | ESP | 2015-09-13 13:00 | 2015-09-13 15:00 | 20 | 2015 | 6.28 | 2015-09-30 |  |  |  |  | 6135 | 2026-09-13 14:00 | 98.81 | 16.17 | 14 | FALSE | 0 | 0 | 0 | 0 | 0
Spain | ESP | 2015-09-13 14:00 | 2015-09-13 16:00 | 12 | 2015 | 6.28 | 2015-09-30 |  |  |  |  | 6136 | 2026-09-13 15:00 | 98.81 | 16.17 | 15 | FALSE | 0 | 0 | 0 | 0 | 0
Spain | ESP | 2015-09-13 15:00 | 2015-09-13 17:00 | 12.4 | 2015 | 6.28 | 2015-09-30 |  |  |  |  | 6137 | 2026-09-13 16:00 | 98.81 | 16.17 | 16 | FALSE | 0 | 0 | 0 | 0 | 0
Spain | ESP | 2015-09-13 16:00 | 2015-09-13 18:00 | 25 | 2015 | 6.28 | 2015-09-30 |  |  |  |  | 6138 | 2026-09-13 17:00 | 98.81 | 16.17 | 17 | FALSE | 0 | 0 | 0 | 0 | 0
Spain | ESP | 2015-09-13 17:00 | 2015-09-13 19:00 | 36.8 | 2015 | 6.28 | 2015-09-30 |  |  |  |  | 6139 | 2026-09-13 18:00 | 98.81 | 16.17 | 18 | FALSE | 0 | 0 | 0 | 0 | 0
Spain | ESP | 2015-09-13 18:00 | 2015-09-13 20:00 | 42.11 | 2015 | 6.28 | 2015-09-30 |  |  |  |  | 6140 | 2026-09-13 19:00 | 98.81 | 16.17 | 19 | FALSE | 0 | 0 | 0 | 0 | 0
Spain | ESP | 2015-09-13 19:00 | 2015-09-13 21:00 | 58.5 | 2015 | 6.28 | 2015-09-30 |  |  |  |  | 6141 | 2026-09-13 20:00 | 98.81 | 16.17 | 20 | FALSE | 0 | 0 | 0 | 0 | 0
Spain | ESP | 2015-09-13 20:00 | 2015-09-13 22:00 | 56 | 2015 | 6.28 | 2015-09-30 |  |  |  |  | 6142 | 2026-09-13 21:00 | 98.81 | 16.17 | 21 | FALSE | 0 | 0 | 0 | 0 | 0
Spain | ESP | 2015-09-13 21:00 | 2015-09-13 23:00 | 40 | 2015 | 6.28 | 2015-09-30 |  |  |  |  | 6143 | 2026-09-13 22:00 | 98.81 | 16.17 | 22 | FALSE | 0 | 0 | 0 | 0 | 0
Spain | ESP | 2015-09-13 22:00 | 2015-09-14 | 34.19 | 2015 | 6.28 | 2015-09-30 |  |  |  |  | 6144 | 2026-09-13 23:00 | 98.81 | 16.17 | 23 | FALSE | 0 | 0 | 0 | 0 | 0
Spain | ESP | 2015-09-13 23:00 | 2015-09-14 01:00 | 32.69 | 2015 | 6.28 | 2015-09-30 |  |  |  |  | 6145 | 2026-09-14 | 98.81 | 16.17 | 24 | TRUE | 98.81 | 24 | 98.81 | 0 | -988.1
Spain | ESP | 2015-09-14 | 2015-09-14 02:00 | 29.99 | 2015 | 6.28 | 2015-09-30 |  |  |  |  | 6146 | 2026-09-14 01:00 | 98.81 | 16.17 | 1 | FALSE | 0 | 0 | 0 | 0 | 0
Spain | ESP | 2015-09-14 01:00 | 2015-09-14 03:00 | 25.79 | 2015 | 6.28 | 2015-09-30 |  |  |  |  | 6147 | 2026-09-14 02:00 | 98.81 | 16.17 | 2 | FALSE | 0 | 0 | 0 | 0 | 0
Spain | ESP | 2015-09-14 02:00 | 2015-09-14 04:00 | 25.76 | 2015 | 6.28 | 2015-09-30 |  |  |  |  | 6148 | 2026-09-14 03:00 | 98.81 | 16.17 | 3 | FALSE | 0 | 0 | 0 | 0 | 0
Spain | ESP | 2015-09-14 03:00 | 2015-09-14 05:00 | 25.83 | 2015 | 6.28 | 2015-09-30 |  |  |  |  | 6149 | 2026-09-14 04:00 | 98.81 | 16.17 | 4 | FALSE | 0 | 0 | 0 | 0 | 0
Spain | ESP | 2015-09-14 04:00 | 2015-09-14 06:00 | 37.97 | 2015 | 6.28 | 2015-09-30 |  |  |  |  | 6150 | 2026-09-14 05:00 | 98.81 | 16.17 | 5 | FALSE | 0 | 0 | 0 | 0 | 0
Spain | ESP | 2015-09-14 05:00 | 2015-09-14 07:00 | 46.17 | 2015 | 6.28 | 2015-09-30 |  |  |  |  | 6151 | 2026-09-14 06:00 | 98.81 | 16.17 | 6 | FALSE | 0 | 0 | 0 | 0 | 0
Spain | ESP | 2015-09-14 06:00 | 2015-09-14 08:00 | 50.78 | 2015 | 6.28 | 2015-09-30 |  |  |  |  | 6152 | 2026-09-14 07:00 | 98.81 | 16.17 | 7 | FALSE | 0 | 0 | 0 | 0 | 0
Spain | ESP | 2015-09-14 07:00 | 2015-09-14 09:00 | 58.81 | 2015 | 6.28 | 2015-09-30 |  |  |  |  | 6153 | 2026-09-14 08:00 | 98.81 | 16.17 | 8 | FALSE | 0 | 0 | 0 | 0 | 0
Spain | ESP | 2015-09-14 08:00 | 2015-09-14 10:00 | 59.59 | 2015 | 6.28 | 2015-09-30 |  |  |  |  | 6154 | 2026-09-14 09:00 | 98.81 | 16.17 | 9 | FALSE | 0 | 0 | 0 | 0 | 0
Spain | ESP | 2015-09-14 09:00 | 2015-09-14 11:00 | 58.53 | 2015 | 6.28 | 2015-09-30 |  |  |  |  | 6155 | 2026-09-14 10:00 | 98.81 | 16.17 | 10 | FALSE | 0 | 0 | 0 | 0 | 0
Spain | ESP | 2015-09-14 10:00 | 2015-09-14 12:00 | 59.51 | 2015 | 6.28 | 2015-09-30 |  |  |  |  | 6156 | 2026-09-14 11:00 | 98.81 | 16.17 | 11 | FALSE | 0 | 0 | 0 | 0 | 0
Spain | ESP | 2015-09-14 11:00 | 2015-09-14 13:00 | 59.19 | 2015 | 6.28 | 2015-09-30 |  |  |  |  | 6157 | 2026-09-14 12:00 | 98.81 | 16.17 | 12 | FALSE | 0 | 0 | 0 | 0 | 0
Spain | ESP | 2015-09-14 12:00 | 2015-09-14 14:00 | 56.28 | 2015 | 6.28 | 2015-09-30 |  |  |  |  | 6158 | 2026-09-14 13:00 | 98.81 | 16.17 | 13 | FALSE | 0 | 0 | 0 | 0 | 0
Spain | ESP | 2015-09-14 13:00 | 2015-09-14 15:00 | 56.6 | 2015 | 6.28 | 2015-09-30 |  |  |  |  | 6159 | 2026-09-14 14:00 | 98.81 | 16.17 | 14 | FALSE | 0 | 0 | 0 | 0 | 0
Spain | ESP | 2015-09-14 14:00 | 2015-09-14 16:00 | 56.69 | 2015 | 6.28 | 2015-09-30 |  |  |  |  | 6160 | 2026-09-14 15:00 | 98.81 | 16.17 | 15 | FALSE | 0 | 0 | 0 | 0 | 0
Spain | ESP | 2015-09-14 15:00 | 2015-09-14 17:00 | 58.5 | 2015 | 6.28 | 2015-09-30 |  |  |  |  | 6161 | 2026-09-14 16:00 | 98.81 | 16.17 | 16 | FALSE | 0 | 0 | 0 | 0 | 0
Spain | ESP | 2015-09-14 16:00 | 2015-09-14 18:00 | 58.81 | 2015 | 6.28 | 2015-09-30 |  |  |  |  | 6162 | 2026-09-14 17:00 | 98.81 | 16.17 | 17 | FALSE | 0 | 0 | 0 | 0 | 0
Spain | ESP | 2015-09-14 17:00 | 2015-09-14 19:00 | 57 | 2015 | 6.28 | 2015-09-30 |  |  |  |  | 6163 | 2026-09-14 18:00 | 98.81 | 16.17 | 18 | FALSE | 0 | 0 | 0 | 0 | 0
Spain | ESP | 2015-09-14 18:00 | 2015-09-14 20:00 | 61.51 | 2015 | 6.28 | 2015-09-30 |  |  |  |  | 6164 | 2026-09-14 19:00 | 98.81 | 16.17 | 19 | FALSE | 0 | 0 | 0 | 0 | 0
Spain | ESP | 2015-09-14 19:00 | 2015-09-14 21:00 | 66.6 | 2015 | 6.28 | 2015-09-30 |  |  |  |  | 6165 | 2026-09-14 20:00 | 98.81 | 16.17 | 20 | FALSE | 0 | 0 | 0 | 0 | 0
Spain | ESP | 2015-09-14 20:00 | 2015-09-14 22:00 | 58 | 2015 | 6.28 | 2015-09-30 |  |  |  |  | 6166 | 2026-09-14 21:00 | 98.81 | 16.17 | 21 | FALSE | 0 | 0 | 0 | 0 | 0
Spain | ESP | 2015-09-14 21:00 | 2015-09-14 23:00 | 57 | 2015 | 6.28 | 2015-09-30 |  |  |  |  | 6167 | 2026-09-14 22:00 | 98.81 | 16.17 | 22 | FALSE | 0 | 0 | 0 | 0 | 0
Spain | ESP | 2015-09-14 22:00 | 2015-09-15 | 52.69 | 2015 | 6.28 | 2015-09-30 |  |  |  |  | 6168 | 2026-09-14 23:00 | 98.81 | 16.17 | 23 | FALSE | 0 | 0 | 0 | 0 | 0
Spain | ESP | 2015-09-14 23:00 | 2015-09-15 01:00 | 55 | 2015 | 6.28 | 2015-09-30 |  |  |  |  | 6169 | 2026-09-15 | 98.81 | 16.17 | 24 | TRUE | 98.81 | 24 | 98.81 | 0 | -988.1
Spain | ESP | 2015-09-15 | 2015-09-15 02:00 | 49.99 | 2015 | 6.28 | 2015-09-30 |  |  |  |  | 6170 | 2026-09-15 01:00 | 98.81 | 16.17 | 1 | FALSE | 0 | 0 | 0 | 0 | 0
Spain | ESP | 2015-09-15 01:00 | 2015-09-15 03:00 | 49.25 | 2015 | 6.28 | 2015-09-30 |  |  |  |  | 6171 | 2026-09-15 02:00 | 98.81 | 16.17 | 2 | FALSE | 0 | 0 | 0 | 0 | 0
Spain | ESP | 2015-09-15 02:00 | 2015-09-15 04:00 | 48.44 | 2015 | 6.28 | 2015-09-30 |  |  |  |  | 6172 | 2026-09-15 03:00 | 98.81 | 16.17 | 3 | FALSE | 0 | 0 | 0 | 0 | 0
Spain | ESP | 2015-09-15 03:00 | 2015-09-15 05:00 | 47.46 | 2015 | 6.28 | 2015-09-30 |  |  |  |  | 6173 | 2026-09-15 04:00 | 98.81 | 16.17 | 4 | FALSE | 0 | 0 | 0 | 0 | 0
Spain | ESP | 2015-09-15 04:00 | 2015-09-15 06:00 | 49.5 | 2015 | 6.28 | 2015-09-30 |  |  |  |  | 6174 | 2026-09-15 05:00 | 98.81 | 16.17 | 5 | FALSE | 0 | 0 | 0 | 0 | 0
Spain | ESP | 2015-09-15 05:00 | 2015-09-15 07:00 | 49.5 | 2015 | 6.28 | 2015-09-30 |  |  |  |  | 6175 | 2026-09-15 06:00 | 98.81 | 16.17 | 6 | FALSE | 0 | 0 | 0 | 0 | 0
Spain | ESP | 2015-09-15 06:00 | 2015-09-15 08:00 | 49.62 | 2015 | 6.28 | 2015-09-30 |  |  |  |  | 6176 | 2026-09-15 07:00 | 98.81 | 16.17 | 7 | FALSE | 0 | 0 | 0 | 0 | 0
Spain | ESP | 2015-09-15 07:00 | 2015-09-15 09:00 | 54.1 | 2015 | 6.28 | 2015-09-30 |  |  |  |  | 6177 | 2026-09-15 08:00 | 98.81 | 16.17 | 8 | FALSE | 0 | 0 | 0 | 0 | 0
Spain | ESP | 2015-09-15 08:00 | 2015-09-15 10:00 | 54.01 | 2015 | 6.28 | 2015-09-30 |  |  |  |  | 6178 | 2026-09-15 09:00 | 98.81 | 16.17 | 9 | FALSE | 0 | 0 | 0 | 0 | 0
Spain | ESP | 2015-09-15 09:00 | 2015-09-15 11:00 | 52.69 | 2015 | 6.28 | 2015-09-30 |  |  |  |  | 6179 | 2026-09-15 10:00 | 98.81 | 16.17 | 10 | FALSE | 0 | 0 | 0 | 0 | 0
Spain | ESP | 2015-09-15 10:00 | 2015-09-15 12:00 | 52.05 | 2015 | 6.28 | 2015-09-30 |  |  |  |  | 6180 | 2026-09-15 11:00 | 98.81 | 16.17 | 11 | FALSE | 0 | 0 | 0 | 0 | 0
Spain | ESP | 2015-09-15 11:00 | 2015-09-15 13:00 | 46.56 | 2015 | 6.28 | 2015-09-30 |  |  |  |  | 6181 | 2026-09-15 12:00 | 98.81 | 16.17 | 12 | FALSE | 0 | 0 | 0 | 0 | 0
Spain | ESP | 2015-09-15 12:00 | 2015-09-15 14:00 | 41.1 | 2015 | 6.28 | 2015-09-30 |  |  |  |  | 6182 | 2026-09-15 13:00 | 98.81 | 16.17 | 13 | FALSE | 0 | 0 | 0 | 0 | 0
Spain | ESP | 2015-09-15 13:00 | 2015-09-15 15:00 | 40.02 | 2015 | 6.28 | 2015-09-30 |  |  |  |  | 6183 | 2026-09-15 14:00 | 98.81 | 16.17 | 14 | FALSE | 0 | 0 | 0 | 0 | 0
Spain | ESP | 2015-09-15 14:00 | 2015-09-15 16:00 | 40.02 | 2015 | 6.28 | 2015-09-30 |  |  |  |  | 6184 | 2026-09-15 15:00 | 98.81 | 16.17 | 15 | FALSE | 0 | 0 | 0 | 0 | 0
Spain | ESP | 2015-09-15 15:00 | 2015-09-15 17:00 | 40.6 | 2015 | 6.28 | 2015-09-30 |  |  |  |  | 6185 | 2026-09-15 16:00 | 98.81 | 16.17 | 16 | FALSE | 0 | 0 | 0 | 0 | 0
Spain | ESP | 2015-09-15 16:00 | 2015-09-15 18:00 | 40.1 | 2015 | 6.28 | 2015-09-30 |  |  |  |  | 6186 | 2026-09-15 17:00 | 98.81 | 16.17 | 17 | FALSE | 0 | 0 | 0 | 0 | 0
Spain | ESP | 2015-09-15 17:00 | 2015-09-15 19:00 | 41 | 2015 | 6.28 | 2015-09-30 |  |  |  |  | 6187 | 2026-09-15 18:00 | 98.81 | 16.17 | 18 | FALSE | 0 | 0 | 0 | 0 | 0
Spain | ESP | 2015-09-15 18:00 | 2015-09-15 20:00 | 48.63 | 2015 | 6.28 | 2015-09-30 |  |  |  |  | 6188 | 2026-09-15 19:00 | 98.81 | 16.17 | 19 | FALSE | 0 | 0 | 0 | 0 | 0
Spain | ESP | 2015-09-15 19:00 | 2015-09-15 21:00 | 52 | 2015 | 6.28 | 2015-09-30 |  |  |  |  | 6189 | 2026-09-15 20:00 | 98.81 | 16.17 | 20 | FALSE | 0 | 0 | 0 | 0 | 0
Spain | ESP | 2015-09-15 20:00 | 2015-09-15 22:00 | 40.02 | 2015 | 6.28 | 2015-09-30 |  |  |  |  | 6190 | 2026-09-15 21:00 | 98.81 | 16.17 | 21 | FALSE | 0 | 0 | 0 | 0 | 0
Spain | ESP | 2015-09-15 21:00 | 2015-09-15 23:00 | 32.4 | 2015 | 6.28 | 2015-09-30 |  |  |  |  | 6191 | 2026-09-15 22:00 | 98.81 | 16.17 | 22 | FALSE | 0 | 0 | 0 | 0 | 0
Spain | ESP | 2015-09-15 22:00 | 2015-09-16 | 26.59 | 2015 | 6.28 | 2015-09-30 |  |  |  |  | 6192 | 2026-09-15 23:00 | 98.81 | 16.17 | 23 | FALSE | 0 | 0 | 0 | 0 | 0
Spain | ESP | 2015-09-15 23:00 | 2015-09-16 01:00 | 21.02 | 2015 | 6.28 | 2015-09-30 |  |  |  |  | 6193 | 2026-09-16 | 98.81 | 16.17 | 24 | TRUE | 98.81 | 24 | 98.81 | 0 | -988.1
Spain | ESP | 2015-09-16 | 2015-09-16 02:00 | 15 | 2015 | 6.28 | 2015-09-30 |  |  |  |  | 6194 | 2026-09-16 01:00 | 98.81 | 16.17 | 1 | FALSE | 0 | 0 | 0 | 0 | 0
Spain | ESP | 2015-09-16 01:00 | 2015-09-16 03:00 | 12.4 | 2015 | 6.28 | 2015-09-30 |  |  |  |  | 6195 | 2026-09-16 02:00 | 98.81 | 16.17 | 2 | FALSE | 0 | 0 | 0 | 0 | 0
Spain | ESP | 2015-09-16 02:00 | 2015-09-16 04:00 | 12.4 | 2015 | 6.28 | 2015-09-30 |  |  |  |  | 6196 | 2026-09-16 03:00 | 98.81 | 16.17 | 3 | FALSE | 0 | 0 | 0 | 0 | 0
Spain | ESP | 2015-09-16 03:00 | 2015-09-16 05:00 | 12.7 | 2015 | 6.28 | 2015-09-30 |  |  |  |  | 6197 | 2026-09-16 04:00 | 98.81 | 16.17 | 4 | FALSE | 0 | 0 | 0 | 0 | 0
Spain | ESP | 2015-09-16 04:00 | 2015-09-16 06:00 | 25.8 | 2015 | 6.28 | 2015-09-30 |  |  |  |  | 6198 | 2026-09-16 05:00 | 98.81 | 16.17 | 5 | FALSE | 0 | 0 | 0 | 0 | 0
Spain | ESP | 2015-09-16 05:00 | 2015-09-16 07:00 | 31.01 | 2015 | 6.28 | 2015-09-30 |  |  |  |  | 6199 | 2026-09-16 06:00 | 98.81 | 16.17 | 6 | FALSE | 0 | 0 | 0 | 0 | 0
Spain | ESP | 2015-09-16 06:00 | 2015-09-16 08:00 | 34.23 | 2015 | 6.28 | 2015-09-30 |  |  |  |  | 6200 | 2026-09-16 07:00 | 98.81 | 16.17 | 7 | FALSE | 0 | 0 | 0 | 0 | 0
Spain | ESP | 2015-09-16 07:00 | 2015-09-16 09:00 | 39 | 2015 | 6.28 | 2015-09-30 |  |  |  |  | 6201 | 2026-09-16 08:00 | 98.81 | 16.17 | 8 | FALSE | 0 | 0 | 0 | 0 | 0
Spain | ESP | 2015-09-16 08:00 | 2015-09-16 10:00 | 47.1 | 2015 | 6.28 | 2015-09-30 |  |  |  |  | 6202 | 2026-09-16 09:00 | 98.81 | 16.17 | 9 | FALSE | 0 | 0 | 0 | 0 | 0
Spain | ESP | 2015-09-16 09:00 | 2015-09-16 11:00 | 48.03 | 2015 | 6.28 | 2015-09-30 |  |  |  |  | 6203 | 2026-09-16 10:00 | 98.81 | 16.17 | 10 | FALSE | 0 | 0 | 0 | 0 | 0
Spain | ESP | 2015-09-16 10:00 | 2015-09-16 12:00 | 46.3 | 2015 | 6.28 | 2015-09-30 |  |  |  |  | 6204 | 2026-09-16 11:00 | 98.81 | 16.17 | 11 | FALSE | 0 | 0 | 0 | 0 | 0
Spain | ESP | 2015-09-16 11:00 | 2015-09-16 13:00 | 43.63 | 2015 | 6.28 | 2015-09-30 |  |  |  |  | 6205 | 2026-09-16 12:00 | 98.81 | 16.17 | 12 | FALSE | 0 | 0 | 0 | 0 | 0
Spain | ESP | 2015-09-16 12:00 | 2015-09-16 14:00 | 38.11 | 2015 | 6.28 | 2015-09-30 |  |  |  |  | 6206 | 2026-09-16 13:00 | 98.81 | 16.17 | 13 | FALSE | 0 | 0 | 0 | 0 | 0
Spain | ESP | 2015-09-16 13:00 | 2015-09-16 15:00 | 35 | 2015 | 6.28 | 2015-09-30 |  |  |  |  | 6207 | 2026-09-16 14:00 | 98.81 | 16.17 | 14 | FALSE | 0 | 0 | 0 | 0 | 0
Spain | ESP | 2015-09-16 14:00 | 2015-09-16 16:00 | 35.71 | 2015 | 6.28 | 2015-09-30 |  |  |  |  | 6208 | 2026-09-16 15:00 | 98.81 | 16.17 | 15 | FALSE | 0 | 0 | 0 | 0 | 0
Spain | ESP | 2015-09-16 15:00 | 2015-09-16 17:00 | 38.7 | 2015 | 6.28 | 2015-09-30 |  |  |  |  | 6209 | 2026-09-16 16:00 | 98.81 | 16.17 | 16 | FALSE | 0 | 0 | 0 | 0 | 0
Spain | ESP | 2015-09-16 16:00 | 2015-09-16 18:00 | 39.11 | 2015 | 6.28 | 2015-09-30 |  |  |  |  | 6210 | 2026-09-16 17:00 | 98.81 | 16.17 | 17 | FALSE | 0 | 0 | 0 | 0 | 0
Spain | ESP | 2015-09-16 17:00 | 2015-09-16 19:00 | 41.79 | 2015 | 6.28 | 2015-09-30 |  |  |  |  | 6211 | 2026-09-16 18:00 | 98.81 | 16.17 | 18 | FALSE | 0 | 0 | 0 | 0 | 0
Spain | ESP | 2015-09-16 18:00 | 2015-09-16 20:00 | 48.76 | 2015 | 6.28 | 2015-09-30 |  |  |  |  | 6212 | 2026-09-16 19:00 | 98.81 | 16.17 | 19 | FALSE | 0 | 0 | 0 | 0 | 0
Spain | ESP | 2015-09-16 19:00 | 2015-09-16 21:00 | 58 | 2015 | 6.28 | 2015-09-30 |  |  |  |  | 6213 | 2026-09-16 20:00 | 98.81 | 16.17 | 20 | FALSE | 0 | 0 | 0 | 0 | 0
Spain | ESP | 2015-09-16 20:00 | 2015-09-16 22:00 | 44.5 | 2015 | 6.28 | 2015-09-30 |  |  |  |  | 6214 | 2026-09-16 21:00 | 98.81 | 16.17 | 21 | FALSE | 0 | 0 | 0 | 0 | 0
Spain | ESP | 2015-09-16 21:00 | 2015-09-16 23:00 | 37 | 2015 | 6.28 | 2015-09-30 |  |  |  |  | 6215 | 2026-09-16 22:00 | 98.81 | 16.17 | 22 | FALSE | 0 | 0 | 0 | 0 | 0
Spain | ESP | 2015-09-16 22:00 | 2015-09-17 | 37 | 2015 | 6.28 | 2015-09-30 |  |  |  |  | 6216 | 2026-09-16 23:00 | 98.81 | 16.17 | 23 | FALSE | 0 | 0 | 0 | 0 | 0
Spain | ESP | 2015-09-16 23:00 | 2015-09-17 01:00 | 37 | 2015 | 6.28 | 2015-09-30 |  |  |  |  | 6217 | 2026-09-17 | 98.81 | 16.17 | 24 | TRUE | 98.81 | 24 | 98.81 | 0 | -988.1
Spain | ESP | 2015-09-17 | 2015-09-17 02:00 | 35 | 2015 | 6.28 | 2015-09-30 |  |  |  |  | 6218 | 2026-09-17 01:00 | 98.81 | 16.17 | 1 | FALSE | 0 | 0 | 0 | 0 | 0
Spain | ESP | 2015-09-17 01:00 | 2015-09-17 03:00 | 31.1 | 2015 | 6.28 | 2015-09-30 |  |  |  |  | 6219 | 2026-09-17 02:00 | 98.81 | 16.17 | 2 | FALSE | 0 | 0 | 0 | 0 | 0
Spain | ESP | 2015-09-17 02:00 | 2015-09-17 04:00 | 30 | 2015 | 6.28 | 2015-09-30 |  |  |  |  | 6220 | 2026-09-17 03:00 | 98.81 | 16.17 | 3 | FALSE | 0 | 0 | 0 | 0 | 0
Spain | ESP | 2015-09-17 03:00 | 2015-09-17 05:00 | 35.5 | 2015 | 6.28 | 2015-09-30 |  |  |  |  | 6221 | 2026-09-17 04:00 | 98.81 | 16.17 | 4 | FALSE | 0 | 0 | 0 | 0 | 0
Spain | ESP | 2015-09-17 04:00 | 2015-09-17 06:00 | 39.1 | 2015 | 6.28 | 2015-09-30 |  |  |  |  | 6222 | 2026-09-17 05:00 | 98.81 | 16.17 | 5 | FALSE | 0 | 0 | 0 | 0 | 0
Spain | ESP | 2015-09-17 05:00 | 2015-09-17 07:00 | 46.35 | 2015 | 6.28 | 2015-09-30 |  |  |  |  | 6223 | 2026-09-17 06:00 | 98.81 | 16.17 | 6 | FALSE | 0 | 0 | 0 | 0 | 0
Spain | ESP | 2015-09-17 06:00 | 2015-09-17 08:00 | 50.36 | 2015 | 6.28 | 2015-09-30 |  |  |  |  | 6224 | 2026-09-17 07:00 | 98.81 | 16.17 | 7 | FALSE | 0 | 0 | 0 | 0 | 0
Spain | ESP | 2015-09-17 07:00 | 2015-09-17 09:00 | 52.01 | 2015 | 6.28 | 2015-09-30 |  |  |  |  | 6225 | 2026-09-17 08:00 | 98.81 | 16.17 | 8 | FALSE | 0 | 0 | 0 | 0 | 0
Spain | ESP | 2015-09-17 08:00 | 2015-09-17 10:00 | 55 | 2015 | 6.28 | 2015-09-30 |  |  |  |  | 6226 | 2026-09-17 09:00 | 98.81 | 16.17 | 9 | FALSE | 0 | 0 | 0 | 0 | 0
Spain | ESP | 2015-09-17 09:00 | 2015-09-17 11:00 | 53.52 | 2015 | 6.28 | 2015-09-30 |  |  |  |  | 6227 | 2026-09-17 10:00 | 98.81 | 16.17 | 10 | FALSE | 0 | 0 | 0 | 0 | 0
Spain | ESP | 2015-09-17 10:00 | 2015-09-17 12:00 | 55 | 2015 | 6.28 | 2015-09-30 |  |  |  |  | 6228 | 2026-09-17 11:00 | 98.81 | 16.17 | 11 | FALSE | 0 | 0 | 0 | 0 | 0
Spain | ESP | 2015-09-17 11:00 | 2015-09-17 13:00 | 55 | 2015 | 6.28 | 2015-09-30 |  |  |  |  | 6229 | 2026-09-17 12:00 | 98.81 | 16.17 | 12 | FALSE | 0 | 0 | 0 | 0 | 0
Spain | ESP | 2015-09-17 12:00 | 2015-09-17 14:00 | 51.65 | 2015 | 6.28 | 2015-09-30 |  |  |  |  | 6230 | 2026-09-17 13:00 | 98.81 | 16.17 | 13 | FALSE | 0 | 0 | 0 | 0 | 0
Spain | ESP | 2015-09-17 13:00 | 2015-09-17 15:00 | 50.94 | 2015 | 6.28 | 2015-09-30 |  |  |  |  | 6231 | 2026-09-17 14:00 | 98.81 | 16.17 | 14 | FALSE | 0 | 0 | 0 | 0 | 0
Spain | ESP | 2015-09-17 14:00 | 2015-09-17 16:00 | 51.72 | 2015 | 6.28 | 2015-09-30 |  |  |  |  | 6232 | 2026-09-17 15:00 | 98.81 | 16.17 | 15 | FALSE | 0 | 0 | 0 | 0 | 0
Spain | ESP | 2015-09-17 15:00 | 2015-09-17 17:00 | 55.75 | 2015 | 6.28 | 2015-09-30 |  |  |  |  | 6233 | 2026-09-17 16:00 | 98.81 | 16.17 | 16 | FALSE | 0 | 0 | 0 | 0 | 0
Spain | ESP | 2015-09-17 16:00 | 2015-09-17 18:00 | 54.1 | 2015 | 6.28 | 2015-09-30 |  |  |  |  | 6234 | 2026-09-17 17:00 | 98.81 | 16.17 | 17 | FALSE | 0 | 0 | 0 | 0 | 0
Spain | ESP | 2015-09-17 17:00 | 2015-09-17 19:00 | 53.01 | 2015 | 6.28 | 2015-09-30 |  |  |  |  | 6235 | 2026-09-17 18:00 | 98.81 | 16.17 | 18 | FALSE | 0 | 0 | 0 | 0 | 0
Spain | ESP | 2015-09-17 18:00 | 2015-09-17 20:00 | 58.52 | 2015 | 6.28 | 2015-09-30 |  |  |  |  | 6236 | 2026-09-17 19:00 | 98.81 | 16.17 | 19 | FALSE | 0 | 0 | 0 | 0 | 0
Spain | ESP | 2015-09-17 19:00 | 2015-09-17 21:00 | 63.6 | 2015 | 6.28 | 2015-09-30 |  |  |  |  | 6237 | 2026-09-17 20:00 | 98.81 | 16.17 | 20 | FALSE | 0 | 0 | 0 | 0 | 0
Spain | ESP | 2015-09-17 20:00 | 2015-09-17 22:00 | 55.25 | 2015 | 6.28 | 2015-09-30 |  |  |  |  | 6238 | 2026-09-17 21:00 | 98.81 | 16.17 | 21 | FALSE | 0 | 0 | 0 | 0 | 0
Spain | ESP | 2015-09-17 21:00 | 2015-09-17 23:00 | 51.32 | 2015 | 6.28 | 2015-09-30 |  |  |  |  | 6239 | 2026-09-17 22:00 | 98.81 | 16.17 | 22 | FALSE | 0 | 0 | 0 | 0 | 0
Spain | ESP | 2015-09-17 22:00 | 2015-09-18 | 53.43 | 2015 | 6.28 | 2015-09-30 |  |  |  |  | 6240 | 2026-09-17 23:00 | 98.81 | 16.17 | 23 | FALSE | 0 | 0 | 0 | 0 | 0
Spain | ESP | 2015-09-17 23:00 | 2015-09-18 01:00 | 52 | 2015 | 6.28 | 2015-09-30 |  |  |  |  | 6241 | 2026-09-18 | 98.81 | 16.17 | 24 | TRUE | 98.81 | 24 | 98.81 | 0 | -988.1
Spain | ESP | 2015-09-18 | 2015-09-18 02:00 | 48.26 | 2015 | 6.28 | 2015-09-30 |  |  |  |  | 6242 | 2026-09-18 01:00 | 98.81 | 16.17 | 1 | FALSE | 0 | 0 | 0 | 0 | 0
Spain | ESP | 2015-09-18 01:00 | 2015-09-18 03:00 | 48.5 | 2015 | 6.28 | 2015-09-30 |  |  |  |  | 6243 | 2026-09-18 02:00 | 98.81 | 16.17 | 2 | FALSE | 0 | 0 | 0 | 0 | 0
Spain | ESP | 2015-09-18 02:00 | 2015-09-18 04:00 | 47.42 | 2015 | 6.28 | 2015-09-30 |  |  |  |  | 6244 | 2026-09-18 03:00 | 98.81 | 16.17 | 3 | FALSE | 0 | 0 | 0 | 0 | 0
Spain | ESP | 2015-09-18 03:00 | 2015-09-18 05:00 | 48.06 | 2015 | 6.28 | 2015-09-30 |  |  |  |  | 6245 | 2026-09-18 04:00 | 98.81 | 16.17 | 4 | FALSE | 0 | 0 | 0 | 0 | 0
Spain | ESP | 2015-09-18 04:00 | 2015-09-18 06:00 | 55.55 | 2015 | 6.28 | 2015-09-30 |  |  |  |  | 6246 | 2026-09-18 05:00 | 98.81 | 16.17 | 5 | FALSE | 0 | 0 | 0 | 0 | 0
Spain | ESP | 2015-09-18 05:00 | 2015-09-18 07:00 | 57.75 | 2015 | 6.28 | 2015-09-30 |  |  |  |  | 6247 | 2026-09-18 06:00 | 98.81 | 16.17 | 6 | FALSE | 0 | 0 | 0 | 0 | 0
Spain | ESP | 2015-09-18 06:00 | 2015-09-18 08:00 | 58.6 | 2015 | 6.28 | 2015-09-30 |  |  |  |  | 6248 | 2026-09-18 07:00 | 98.81 | 16.17 | 7 | FALSE | 0 | 0 | 0 | 0 | 0
Spain | ESP | 2015-09-18 07:00 | 2015-09-18 09:00 | 59.1 | 2015 | 6.28 | 2015-09-30 |  |  |  |  | 6249 | 2026-09-18 08:00 | 98.81 | 16.17 | 8 | FALSE | 0 | 0 | 0 | 0 | 0
Spain | ESP | 2015-09-18 08:00 | 2015-09-18 10:00 | 59.1 | 2015 | 6.28 | 2015-09-30 |  |  |  |  | 6250 | 2026-09-18 09:00 | 98.81 | 16.17 | 9 | FALSE | 0 | 0 | 0 | 0 | 0
Spain | ESP | 2015-09-18 09:00 | 2015-09-18 11:00 | 57 | 2015 | 6.28 | 2015-09-30 |  |  |  |  | 6251 | 2026-09-18 10:00 | 98.81 | 16.17 | 10 | FALSE | 0 | 0 | 0 | 0 | 0
Spain | ESP | 2015-09-18 10:00 | 2015-09-18 12:00 | 57.5 | 2015 | 6.28 | 2015-09-30 |  |  |  |  | 6252 | 2026-09-18 11:00 | 98.81 | 16.17 | 11 | FALSE | 0 | 0 | 0 | 0 | 0
Spain | ESP | 2015-09-18 11:00 | 2015-09-18 13:00 | 57 | 2015 | 6.28 | 2015-09-30 |  |  |  |  | 6253 | 2026-09-18 12:00 | 98.81 | 16.17 | 12 | FALSE | 0 | 0 | 0 | 0 | 0
Spain | ESP | 2015-09-18 12:00 | 2015-09-18 14:00 | 55.5 | 2015 | 6.28 | 2015-09-30 |  |  |  |  | 6254 | 2026-09-18 13:00 | 98.81 | 16.17 | 13 | FALSE | 0 | 0 | 0 | 0 | 0
Spain | ESP | 2015-09-18 13:00 | 2015-09-18 15:00 | 49.79 | 2015 | 6.28 | 2015-09-30 |  |  |  |  | 6255 | 2026-09-18 14:00 | 98.81 | 16.17 | 14 | FALSE | 0 | 0 | 0 | 0 | 0
Spain | ESP | 2015-09-18 14:00 | 2015-09-18 16:00 | 51.39 | 2015 | 6.28 | 2015-09-30 |  |  |  |  | 6256 | 2026-09-18 15:00 | 98.81 | 16.17 | 15 | FALSE | 0 | 0 | 0 | 0 | 0
Spain | ESP | 2015-09-18 15:00 | 2015-09-18 17:00 | 55 | 2015 | 6.28 | 2015-09-30 |  |  |  |  | 6257 | 2026-09-18 16:00 | 98.81 | 16.17 | 16 | FALSE | 0 | 0 | 0 | 0 | 0
Spain | ESP | 2015-09-18 16:00 | 2015-09-18 18:00 | 54.84 | 2015 | 6.28 | 2015-09-30 |  |  |  |  | 6258 | 2026-09-18 17:00 | 98.81 | 16.17 | 17 | FALSE | 0 | 0 | 0 | 0 | 0
Spain | ESP | 2015-09-18 17:00 | 2015-09-18 19:00 | 55.25 | 2015 | 6.28 | 2015-09-30 |  |  |  |  | 6259 | 2026-09-18 18:00 | 98.81 | 16.17 | 18 | FALSE | 0 | 0 | 0 | 0 | 0
Spain | ESP | 2015-09-18 18:00 | 2015-09-18 20:00 | 59.1 | 2015 | 6.28 | 2015-09-30 |  |  |  |  | 6260 | 2026-09-18 19:00 | 98.81 | 16.17 | 19 | FALSE | 0 | 0 | 0 | 0 | 0
Spain | ESP | 2015-09-18 19:00 | 2015-09-18 21:00 | 58.31 | 2015 | 6.28 | 2015-09-30 |  |  |  |  | 6261 | 2026-09-18 20:00 | 98.81 | 16.17 | 20 | FALSE | 0 | 0 | 0 | 0 | 0
Spain | ESP | 2015-09-18 20:00 | 2015-09-18 22:00 | 48.06 | 2015 | 6.28 | 2015-09-30 |  |  |  |  | 6262 | 2026-09-18 21:00 | 98.81 | 16.17 | 21 | FALSE | 0 | 0 | 0 | 0 | 0
Spain | ESP | 2015-09-18 21:00 | 2015-09-18 23:00 | 45.77 | 2015 | 6.28 | 2015-09-30 |  |  |  |  | 6263 | 2026-09-18 22:00 | 98.81 | 16.17 | 22 | FALSE | 0 | 0 | 0 | 0 | 0
Spain | ESP | 2015-09-18 22:00 | 2015-09-19 | 45.86 | 2015 | 6.28 | 2015-09-30 |  |  |  |  | 6264 | 2026-09-18 23:00 | 98.81 | 16.17 | 23 | FALSE | 0 | 0 | 0 | 0 | 0
Spain | ESP | 2015-09-18 23:00 | 2015-09-19 01:00 | 43.5 | 2015 | 6.28 | 2015-09-30 |  |  |  |  | 6265 | 2026-09-19 | 98.81 | 16.17 | 24 | TRUE | 98.81 | 24 | 98.81 | 0 | -988.1
Spain | ESP | 2015-09-19 | 2015-09-19 02:00 | 42.5 | 2015 | 6.28 | 2015-09-30 |  |  |  |  | 6266 | 2026-09-19 01:00 | 98.81 | 16.17 | 1 | FALSE | 0 | 0 | 0 | 0 | 0
Spain | ESP | 2015-09-19 01:00 | 2015-09-19 03:00 | 43.5 | 2015 | 6.28 | 2015-09-30 |  |  |  |  | 6267 | 2026-09-19 02:00 | 98.81 | 16.17 | 2 | FALSE | 0 | 0 | 0 | 0 | 0
Spain | ESP | 2015-09-19 02:00 | 2015-09-19 04:00 | 43 | 2015 | 6.28 | 2015-09-30 |  |  |  |  | 6268 | 2026-09-19 03:00 | 98.81 | 16.17 | 3 | FALSE | 0 | 0 | 0 | 0 | 0
Spain | ESP | 2015-09-19 03:00 | 2015-09-19 05:00 | 43 | 2015 | 6.28 | 2015-09-30 |  |  |  |  | 6269 | 2026-09-19 04:00 | 98.81 | 16.17 | 4 | FALSE | 0 | 0 | 0 | 0 | 0
Spain | ESP | 2015-09-19 04:00 | 2015-09-19 06:00 | 44.17 | 2015 | 6.28 | 2015-09-30 |  |  |  |  | 6270 | 2026-09-19 05:00 | 98.81 | 16.17 | 5 | FALSE | 0 | 0 | 0 | 0 | 0
Spain | ESP | 2015-09-19 05:00 | 2015-09-19 07:00 | 45.42 | 2015 | 6.28 | 2015-09-30 |  |  |  |  | 6271 | 2026-09-19 06:00 | 98.81 | 16.17 | 6 | FALSE | 0 | 0 | 0 | 0 | 0
Spain | ESP | 2015-09-19 06:00 | 2015-09-19 08:00 | 46.56 | 2015 | 6.28 | 2015-09-30 |  |  |  |  | 6272 | 2026-09-19 07:00 | 98.81 | 16.17 | 7 | FALSE | 0 | 0 | 0 | 0 | 0
Spain | ESP | 2015-09-19 07:00 | 2015-09-19 09:00 | 55.1 | 2015 | 6.28 | 2015-09-30 |  |  |  |  | 6273 | 2026-09-19 08:00 | 98.81 | 16.17 | 8 | FALSE | 0 | 0 | 0 | 0 | 0
Spain | ESP | 2015-09-19 08:00 | 2015-09-19 10:00 | 54.6 | 2015 | 6.28 | 2015-09-30 |  |  |  |  | 6274 | 2026-09-19 09:00 | 98.81 | 16.17 | 9 | FALSE | 0 | 0 | 0 | 0 | 0
Spain | ESP | 2015-09-19 09:00 | 2015-09-19 11:00 | 54.01 | 2015 | 6.28 | 2015-09-30 |  |  |  |  | 6275 | 2026-09-19 10:00 | 98.81 | 16.17 | 10 | FALSE | 0 | 0 | 0 | 0 | 0
Spain | ESP | 2015-09-19 10:00 | 2015-09-19 12:00 | 50.5 | 2015 | 6.28 | 2015-09-30 |  |  |  |  | 6276 | 2026-09-19 11:00 | 98.81 | 16.17 | 11 | FALSE | 0 | 0 | 0 | 0 | 0
Spain | ESP | 2015-09-19 11:00 | 2015-09-19 13:00 | 48.76 | 2015 | 6.28 | 2015-09-30 |  |  |  |  | 6277 | 2026-09-19 12:00 | 98.81 | 16.17 | 12 | FALSE | 0 | 0 | 0 | 0 | 0
Spain | ESP | 2015-09-19 12:00 | 2015-09-19 14:00 | 45.6 | 2015 | 6.28 | 2015-09-30 |  |  |  |  | 6278 | 2026-09-19 13:00 | 98.81 | 16.17 | 13 | FALSE | 0 | 0 | 0 | 0 | 0
Spain | ESP | 2015-09-19 13:00 | 2015-09-19 15:00 | 43.5 | 2015 | 6.28 | 2015-09-30 |  |  |  |  | 6279 | 2026-09-19 14:00 | 98.81 | 16.17 | 14 | FALSE | 0 | 0 | 0 | 0 | 0
Spain | ESP | 2015-09-19 14:00 | 2015-09-19 16:00 | 43.5 | 2015 | 6.28 | 2015-09-30 |  |  |  |  | 6280 | 2026-09-19 15:00 | 98.81 | 16.17 | 15 | FALSE | 0 | 0 | 0 | 0 | 0
Spain | ESP | 2015-09-19 15:00 | 2015-09-19 17:00 | 43.5 | 2015 | 6.28 | 2015-09-30 |  |  |  |  | 6281 | 2026-09-19 16:00 | 98.81 | 16.17 | 16 | FALSE | 0 | 0 | 0 | 0 | 0
Spain | ESP | 2015-09-19 16:00 | 2015-09-19 18:00 | 45.42 | 2015 | 6.28 | 2015-09-30 |  |  |  |  | 6282 | 2026-09-19 17:00 | 98.81 | 16.17 | 17 | FALSE | 0 | 0 | 0 | 0 | 0
Spain | ESP | 2015-09-19 17:00 | 2015-09-19 19:00 | 48.33 | 2015 | 6.28 | 2015-09-30 |  |  |  |  | 6283 | 2026-09-19 18:00 | 98.81 | 16.17 | 18 | FALSE | 0 | 0 | 0 | 0 | 0
Spain | ESP | 2015-09-19 18:00 | 2015-09-19 20:00 | 54.11 | 2015 | 6.28 | 2015-09-30 |  |  |  |  | 6284 | 2026-09-19 19:00 | 98.81 | 16.17 | 19 | FALSE | 0 | 0 | 0 | 0 | 0
Spain | ESP | 2015-09-19 19:00 | 2015-09-19 21:00 | 56.6 | 2015 | 6.28 | 2015-09-30 |  |  |  |  | 6285 | 2026-09-19 20:00 | 98.81 | 16.17 | 20 | FALSE | 0 | 0 | 0 | 0 | 0
Spain | ESP | 2015-09-19 20:00 | 2015-09-19 22:00 | 48.76 | 2015 | 6.28 | 2015-09-30 |  |  |  |  | 6286 | 2026-09-19 21:00 | 98.81 | 16.17 | 21 | FALSE | 0 | 0 | 0 | 0 | 0
Spain | ESP | 2015-09-19 21:00 | 2015-09-19 23:00 | 45.42 | 2015 | 6.28 | 2015-09-30 |  |  |  |  | 6287 | 2026-09-19 22:00 | 98.81 | 16.17 | 22 | FALSE | 0 | 0 | 0 | 0 | 0
Spain | ESP | 2015-09-19 22:00 | 2015-09-20 | 43 | 2015 | 6.28 | 2015-09-30 |  |  |  |  | 6288 | 2026-09-19 23:00 | 98.81 | 16.17 | 23 | FALSE | 0 | 0 | 0 | 0 | 0
Spain | ESP | 2015-09-19 23:00 | 2015-09-20 01:00 | 41 | 2015 | 6.28 | 2015-09-30 |  |  |  |  | 6289 | 2026-09-20 | 98.81 | 16.17 | 24 | TRUE | 98.81 | 24 | 98.81 | 0 | -988.1
Spain | ESP | 2015-09-20 | 2015-09-20 02:00 | 40.6 | 2015 | 6.28 | 2015-09-30 |  |  |  |  | 6290 | 2026-09-20 01:00 | 98.81 | 16.17 | 1 | FALSE | 0 | 0 | 0 | 0 | 0
Spain | ESP | 2015-09-20 01:00 | 2015-09-20 03:00 | 40.13 | 2015 | 6.28 | 2015-09-30 |  |  |  |  | 6291 | 2026-09-20 02:00 | 98.81 | 16.17 | 2 | FALSE | 0 | 0 | 0 | 0 | 0
Spain | ESP | 2015-09-20 02:00 | 2015-09-20 04:00 | 40.6 | 2015 | 6.28 | 2015-09-30 |  |  |  |  | 6292 | 2026-09-20 03:00 | 98.81 | 16.17 | 3 | FALSE | 0 | 0 | 0 | 0 | 0
Spain | ESP | 2015-09-20 03:00 | 2015-09-20 05:00 | 41 | 2015 | 6.28 | 2015-09-30 |  |  |  |  | 6293 | 2026-09-20 04:00 | 98.81 | 16.17 | 4 | FALSE | 0 | 0 | 0 | 0 | 0
Spain | ESP | 2015-09-20 04:00 | 2015-09-20 06:00 | 44.1 | 2015 | 6.28 | 2015-09-30 |  |  |  |  | 6294 | 2026-09-20 05:00 | 98.81 | 16.17 | 5 | FALSE | 0 | 0 | 0 | 0 | 0
Spain | ESP | 2015-09-20 05:00 | 2015-09-20 07:00 | 45.24 | 2015 | 6.28 | 2015-09-30 |  |  |  |  | 6295 | 2026-09-20 06:00 | 98.81 | 16.17 | 6 | FALSE | 0 | 0 | 0 | 0 | 0
Spain | ESP | 2015-09-20 06:00 | 2015-09-20 08:00 | 45.65 | 2015 | 6.28 | 2015-09-30 |  |  |  |  | 6296 | 2026-09-20 07:00 | 98.81 | 16.17 | 7 | FALSE | 0 | 0 | 0 | 0 | 0
Spain | ESP | 2015-09-20 07:00 | 2015-09-20 09:00 | 47.4 | 2015 | 6.28 | 2015-09-30 |  |  |  |  | 6297 | 2026-09-20 08:00 | 98.81 | 16.17 | 8 | FALSE | 0 | 0 | 0 | 0 | 0
Spain | ESP | 2015-09-20 08:00 | 2015-09-20 10:00 | 45.77 | 2015 | 6.28 | 2015-09-30 |  |  |  |  | 6298 | 2026-09-20 09:00 | 98.81 | 16.17 | 9 | FALSE | 0 | 0 | 0 | 0 | 0
Spain | ESP | 2015-09-20 09:00 | 2015-09-20 11:00 | 45.51 | 2015 | 6.28 | 2015-09-30 |  |  |  |  | 6299 | 2026-09-20 10:00 | 98.81 | 16.17 | 10 | FALSE | 0 | 0 | 0 | 0 | 0
Spain | ESP | 2015-09-20 10:00 | 2015-09-20 12:00 | 46 | 2015 | 6.28 | 2015-09-30 |  |  |  |  | 6300 | 2026-09-20 11:00 | 98.81 | 16.17 | 11 | FALSE | 0 | 0 | 0 | 0 | 0
Spain | ESP | 2015-09-20 11:00 | 2015-09-20 13:00 | 49.48 | 2015 | 6.28 | 2015-09-30 |  |  |  |  | 6301 | 2026-09-20 12:00 | 98.81 | 16.17 | 12 | FALSE | 0 | 0 | 0 | 0 | 0
Spain | ESP | 2015-09-20 12:00 | 2015-09-20 14:00 | 45.65 | 2015 | 6.28 | 2015-09-30 |  |  |  |  | 6302 | 2026-09-20 13:00 | 98.81 | 16.17 | 13 | FALSE | 0 | 0 | 0 | 0 | 0
Spain | ESP | 2015-09-20 13:00 | 2015-09-20 15:00 | 42.1 | 2015 | 6.28 | 2015-09-30 |  |  |  |  | 6303 | 2026-09-20 14:00 | 98.81 | 16.17 | 14 | FALSE | 0 | 0 | 0 | 0 | 0
Spain | ESP | 2015-09-20 14:00 | 2015-09-20 16:00 | 41.6 | 2015 | 6.28 | 2015-09-30 |  |  |  |  | 6304 | 2026-09-20 15:00 | 98.81 | 16.17 | 15 | FALSE | 0 | 0 | 0 | 0 | 0
Spain | ESP | 2015-09-20 15:00 | 2015-09-20 17:00 | 42.1 | 2015 | 6.28 | 2015-09-30 |  |  |  |  | 6305 | 2026-09-20 16:00 | 98.81 | 16.17 | 16 | FALSE | 0 | 0 | 0 | 0 | 0
Spain | ESP | 2015-09-20 16:00 | 2015-09-20 18:00 | 42.1 | 2015 | 6.28 | 2015-09-30 |  |  |  |  | 6306 | 2026-09-20 17:00 | 98.81 | 16.17 | 17 | FALSE | 0 | 0 | 0 | 0 | 0
Spain | ESP | 2015-09-20 17:00 | 2015-09-20 19:00 | 46.61 | 2015 | 6.28 | 2015-09-30 |  |  |  |  | 6307 | 2026-09-20 18:00 | 98.81 | 16.17 | 18 | FALSE | 0 | 0 | 0 | 0 | 0
Spain | ESP | 2015-09-20 18:00 | 2015-09-20 20:00 | 57.1 | 2015 | 6.28 | 2015-09-30 |  |  |  |  | 6308 | 2026-09-20 19:00 | 98.81 | 16.17 | 19 | FALSE | 0 | 0 | 0 | 0 | 0
Spain | ESP | 2015-09-20 19:00 | 2015-09-20 21:00 | 62.1 | 2015 | 6.28 | 2015-09-30 |  |  |  |  | 6309 | 2026-09-20 20:00 | 98.81 | 16.17 | 20 | FALSE | 0 | 0 | 0 | 0 | 0
Spain | ESP | 2015-09-20 20:00 | 2015-09-20 22:00 | 59.31 | 2015 | 6.28 | 2015-09-30 |  |  |  |  | 6310 | 2026-09-20 21:00 | 98.81 | 16.17 | 21 | FALSE | 0 | 0 | 0 | 0 | 0
Spain | ESP | 2015-09-20 21:00 | 2015-09-20 23:00 | 55.1 | 2015 | 6.28 | 2015-09-30 |  |  |  |  | 6311 | 2026-09-20 22:00 | 98.81 | 16.17 | 22 | FALSE | 0 | 0 | 0 | 0 | 0
Spain | ESP | 2015-09-20 22:00 | 2015-09-21 | 55.25 | 2015 | 6.28 | 2015-09-30 |  |  |  |  | 6312 | 2026-09-20 23:00 | 98.81 | 16.17 | 23 | FALSE | 0 | 0 | 0 | 0 | 0
Spain | ESP | 2015-09-20 23:00 | 2015-09-21 01:00 | 49.57 | 2015 | 6.28 | 2015-09-30 |  |  |  |  | 6313 | 2026-09-21 | 98.81 | 16.17 | 24 | TRUE | 98.81 | 24 | 98.81 | 0 | -988.1
Spain | ESP | 2015-09-21 | 2015-09-21 02:00 | 49.1 | 2015 | 6.28 | 2015-09-30 |  |  |  |  | 6314 | 2026-09-21 01:00 | 98.81 | 16.17 | 1 | FALSE | 0 | 0 | 0 | 0 | 0
Spain | ESP | 2015-09-21 01:00 | 2015-09-21 03:00 | 49.57 | 2015 | 6.28 | 2015-09-30 |  |  |  |  | 6315 | 2026-09-21 02:00 | 98.81 | 16.17 | 2 | FALSE | 0 | 0 | 0 | 0 | 0
Spain | ESP | 2015-09-21 02:00 | 2015-09-21 04:00 | 49.23 | 2015 | 6.28 | 2015-09-30 |  |  |  |  | 6316 | 2026-09-21 03:00 | 98.81 | 16.17 | 3 | FALSE | 0 | 0 | 0 | 0 | 0
Spain | ESP | 2015-09-21 03:00 | 2015-09-21 05:00 | 49.57 | 2015 | 6.28 | 2015-09-30 |  |  |  |  | 6317 | 2026-09-21 04:00 | 98.81 | 16.17 | 4 | FALSE | 0 | 0 | 0 | 0 | 0
Spain | ESP | 2015-09-21 04:00 | 2015-09-21 06:00 | 57.1 | 2015 | 6.28 | 2015-09-30 |  |  |  |  | 6318 | 2026-09-21 05:00 | 98.81 | 16.17 | 5 | FALSE | 0 | 0 | 0 | 0 | 0
Spain | ESP | 2015-09-21 05:00 | 2015-09-21 07:00 | 59.59 | 2015 | 6.28 | 2015-09-30 |  |  |  |  | 6319 | 2026-09-21 06:00 | 98.81 | 16.17 | 6 | FALSE | 0 | 0 | 0 | 0 | 0
Spain | ESP | 2015-09-21 06:00 | 2015-09-21 08:00 | 59.1 | 2015 | 6.28 | 2015-09-30 |  |  |  |  | 6320 | 2026-09-21 07:00 | 98.81 | 16.17 | 7 | FALSE | 0 | 0 | 0 | 0 | 0
Spain | ESP | 2015-09-21 07:00 | 2015-09-21 09:00 | 61.1 | 2015 | 6.28 | 2015-09-30 |  |  |  |  | 6321 | 2026-09-21 08:00 | 98.81 | 16.17 | 8 | FALSE | 0 | 0 | 0 | 0 | 0
Spain | ESP | 2015-09-21 08:00 | 2015-09-21 10:00 | 60.83 | 2015 | 6.28 | 2015-09-30 |  |  |  |  | 6322 | 2026-09-21 09:00 | 98.81 | 16.17 | 9 | FALSE | 0 | 0 | 0 | 0 | 0
Spain | ESP | 2015-09-21 09:00 | 2015-09-21 11:00 | 59.5 | 2015 | 6.28 | 2015-09-30 |  |  |  |  | 6323 | 2026-09-21 10:00 | 98.81 | 16.17 | 10 | FALSE | 0 | 0 | 0 | 0 | 0
Spain | ESP | 2015-09-21 10:00 | 2015-09-21 12:00 | 59.5 | 2015 | 6.28 | 2015-09-30 |  |  |  |  | 6324 | 2026-09-21 11:00 | 98.81 | 16.17 | 11 | FALSE | 0 | 0 | 0 | 0 | 0
Spain | ESP | 2015-09-21 11:00 | 2015-09-21 13:00 | 57.5 | 2015 | 6.28 | 2015-09-30 |  |  |  |  | 6325 | 2026-09-21 12:00 | 98.81 | 16.17 | 12 | FALSE | 0 | 0 | 0 | 0 | 0
Spain | ESP | 2015-09-21 12:00 | 2015-09-21 14:00 | 54 | 2015 | 6.28 | 2015-09-30 |  |  |  |  | 6326 | 2026-09-21 13:00 | 98.81 | 16.17 | 13 | FALSE | 0 | 0 | 0 | 0 | 0
Spain | ESP | 2015-09-21 13:00 | 2015-09-21 15:00 | 50.6 | 2015 | 6.28 | 2015-09-30 |  |  |  |  | 6327 | 2026-09-21 14:00 | 98.81 | 16.17 | 14 | FALSE | 0 | 0 | 0 | 0 | 0
Spain | ESP | 2015-09-21 14:00 | 2015-09-21 16:00 | 50.79 | 2015 | 6.28 | 2015-09-30 |  |  |  |  | 6328 | 2026-09-21 15:00 | 98.81 | 16.17 | 15 | FALSE | 0 | 0 | 0 | 0 | 0
Spain | ESP | 2015-09-21 15:00 | 2015-09-21 17:00 | 53.49 | 2015 | 6.28 | 2015-09-30 |  |  |  |  | 6329 | 2026-09-21 16:00 | 98.81 | 16.17 | 16 | FALSE | 0 | 0 | 0 | 0 | 0
Spain | ESP | 2015-09-21 16:00 | 2015-09-21 18:00 | 54.07 | 2015 | 6.28 | 2015-09-30 |  |  |  |  | 6330 | 2026-09-21 17:00 | 98.81 | 16.17 | 17 | FALSE | 0 | 0 | 0 | 0 | 0
Spain | ESP | 2015-09-21 17:00 | 2015-09-21 19:00 | 52.45 | 2015 | 6.28 | 2015-09-30 |  |  |  |  | 6331 | 2026-09-21 18:00 | 98.81 | 16.17 | 18 | FALSE | 0 | 0 | 0 | 0 | 0
Spain | ESP | 2015-09-21 18:00 | 2015-09-21 20:00 | 57.1 | 2015 | 6.28 | 2015-09-30 |  |  |  |  | 6332 | 2026-09-21 19:00 | 98.81 | 16.17 | 19 | FALSE | 0 | 0 | 0 | 0 | 0
Spain | ESP | 2015-09-21 19:00 | 2015-09-21 21:00 | 58.3 | 2015 | 6.28 | 2015-09-30 |  |  |  |  | 6333 | 2026-09-21 20:00 | 98.81 | 16.17 | 20 | FALSE | 0 | 0 | 0 | 0 | 0
Spain | ESP | 2015-09-21 20:00 | 2015-09-21 22:00 | 53.23 | 2015 | 6.28 | 2015-09-30 |  |  |  |  | 6334 | 2026-09-21 21:00 | 98.81 | 16.17 | 21 | FALSE | 0 | 0 | 0 | 0 | 0
Spain | ESP | 2015-09-21 21:00 | 2015-09-21 23:00 | 47.98 | 2015 | 6.28 | 2015-09-30 |  |  |  |  | 6335 | 2026-09-21 22:00 | 98.81 | 16.17 | 22 | FALSE | 0 | 0 | 0 | 0 | 0
Spain | ESP | 2015-09-21 22:00 | 2015-09-22 | 49.87 | 2015 | 6.28 | 2015-09-30 |  |  |  |  | 6336 | 2026-09-21 23:00 | 98.81 | 16.17 | 23 | FALSE | 0 | 0 | 0 | 0 | 0
Spain | ESP | 2015-09-21 23:00 | 2015-09-22 01:00 | 48.8 | 2015 | 6.28 | 2015-09-30 |  |  |  |  | 6337 | 2026-09-22 | 98.81 | 16.17 | 24 | TRUE | 98.81 | 24 | 98.81 | 0 | -988.1
Spain | ESP | 2015-09-22 | 2015-09-22 02:00 | 45.91 | 2015 | 6.28 | 2015-09-30 |  |  |  |  | 6338 | 2026-09-22 01:00 | 98.81 | 16.17 | 1 | FALSE | 0 | 0 | 0 | 0 | 0
Spain | ESP | 2015-09-22 01:00 | 2015-09-22 03:00 | 45.65 | 2015 | 6.28 | 2015-09-30 |  |  |  |  | 6339 | 2026-09-22 02:00 | 98.81 | 16.17 | 2 | FALSE | 0 | 0 | 0 | 0 | 0
Spain | ESP | 2015-09-22 02:00 | 2015-09-22 04:00 | 45 | 2015 | 6.28 | 2015-09-30 |  |  |  |  | 6340 | 2026-09-22 03:00 | 98.81 | 16.17 | 3 | FALSE | 0 | 0 | 0 | 0 | 0
Spain | ESP | 2015-09-22 03:00 | 2015-09-22 05:00 | 45.27 | 2015 | 6.28 | 2015-09-30 |  |  |  |  | 6341 | 2026-09-22 04:00 | 98.81 | 16.17 | 4 | FALSE | 0 | 0 | 0 | 0 | 0
Spain | ESP | 2015-09-22 04:00 | 2015-09-22 06:00 | 47.77 | 2015 | 6.28 | 2015-09-30 |  |  |  |  | 6342 | 2026-09-22 05:00 | 98.81 | 16.17 | 5 | FALSE | 0 | 0 | 0 | 0 | 0
Spain | ESP | 2015-09-22 05:00 | 2015-09-22 07:00 | 50.79 | 2015 | 6.28 | 2015-09-30 |  |  |  |  | 6343 | 2026-09-22 06:00 | 98.81 | 16.17 | 6 | FALSE | 0 | 0 | 0 | 0 | 0
Spain | ESP | 2015-09-22 06:00 | 2015-09-22 08:00 | 53.75 | 2015 | 6.28 | 2015-09-30 |  |  |  |  | 6344 | 2026-09-22 07:00 | 98.81 | 16.17 | 7 | FALSE | 0 | 0 | 0 | 0 | 0
Spain | ESP | 2015-09-22 07:00 | 2015-09-22 09:00 | 58 | 2015 | 6.28 | 2015-09-30 |  |  |  |  | 6345 | 2026-09-22 08:00 | 98.81 | 16.17 | 8 | FALSE | 0 | 0 | 0 | 0 | 0
Spain | ESP | 2015-09-22 08:00 | 2015-09-22 10:00 | 55.33 | 2015 | 6.28 | 2015-09-30 |  |  |  |  | 6346 | 2026-09-22 09:00 | 98.81 | 16.17 | 9 | FALSE | 0 | 0 | 0 | 0 | 0
Spain | ESP | 2015-09-22 09:00 | 2015-09-22 11:00 | 53 | 2015 | 6.28 | 2015-09-30 |  |  |  |  | 6347 | 2026-09-22 10:00 | 98.81 | 16.17 | 10 | FALSE | 0 | 0 | 0 | 0 | 0
Spain | ESP | 2015-09-22 10:00 | 2015-09-22 12:00 | 52.95 | 2015 | 6.28 | 2015-09-30 |  |  |  |  | 6348 | 2026-09-22 11:00 | 98.81 | 16.17 | 11 | FALSE | 0 | 0 | 0 | 0 | 0
Spain | ESP | 2015-09-22 11:00 | 2015-09-22 13:00 | 51.06 | 2015 | 6.28 | 2015-09-30 |  |  |  |  | 6349 | 2026-09-22 12:00 | 98.81 | 16.17 | 12 | FALSE | 0 | 0 | 0 | 0 | 0
Spain | ESP | 2015-09-22 12:00 | 2015-09-22 14:00 | 48.01 | 2015 | 6.28 | 2015-09-30 |  |  |  |  | 6350 | 2026-09-22 13:00 | 98.81 | 16.17 | 13 | FALSE | 0 | 0 | 0 | 0 | 0
Spain | ESP | 2015-09-22 13:00 | 2015-09-22 15:00 | 45.24 | 2015 | 6.28 | 2015-09-30 |  |  |  |  | 6351 | 2026-09-22 14:00 | 98.81 | 16.17 | 14 | FALSE | 0 | 0 | 0 | 0 | 0
Spain | ESP | 2015-09-22 14:00 | 2015-09-22 16:00 | 44.38 | 2015 | 6.28 | 2015-09-30 |  |  |  |  | 6352 | 2026-09-22 15:00 | 98.81 | 16.17 | 15 | FALSE | 0 | 0 | 0 | 0 | 0
Spain | ESP | 2015-09-22 15:00 | 2015-09-22 17:00 | 45.24 | 2015 | 6.28 | 2015-09-30 |  |  |  |  | 6353 | 2026-09-22 16:00 | 98.81 | 16.17 | 16 | FALSE | 0 | 0 | 0 | 0 | 0
Spain | ESP | 2015-09-22 16:00 | 2015-09-22 18:00 | 44 | 2015 | 6.28 | 2015-09-30 |  |  |  |  | 6354 | 2026-09-22 17:00 | 98.81 | 16.17 | 17 | FALSE | 0 | 0 | 0 | 0 | 0
Spain | ESP | 2015-09-22 17:00 | 2015-09-22 19:00 | 46.09 | 2015 | 6.28 | 2015-09-30 |  |  |  |  | 6355 | 2026-09-22 18:00 | 98.81 | 16.17 | 18 | FALSE | 0 | 0 | 0 | 0 | 0
Spain | ESP | 2015-09-22 18:00 | 2015-09-22 20:00 | 52.04 | 2015 | 6.28 | 2015-09-30 |  |  |  |  | 6356 | 2026-09-22 19:00 | 98.81 | 16.17 | 19 | FALSE | 0 | 0 | 0 | 0 | 0
Spain | ESP | 2015-09-22 19:00 | 2015-09-22 21:00 | 53.51 | 2015 | 6.28 | 2015-09-30 |  |  |  |  | 6357 | 2026-09-22 20:00 | 98.81 | 16.17 | 20 | FALSE | 0 | 0 | 0 | 0 | 0
Spain | ESP | 2015-09-22 20:00 | 2015-09-22 22:00 | 46.41 | 2015 | 6.28 | 2015-09-30 |  |  |  |  | 6358 | 2026-09-22 21:00 | 98.81 | 16.17 | 21 | FALSE | 0 | 0 | 0 | 0 | 0
Spain | ESP | 2015-09-22 21:00 | 2015-09-22 23:00 | 43.46 | 2015 | 6.28 | 2015-09-30 |  |  |  |  | 6359 | 2026-09-22 22:00 | 98.81 | 16.17 | 22 | FALSE | 0 | 0 | 0 | 0 | 0
Spain | ESP | 2015-09-22 22:00 | 2015-09-23 | 42.26 | 2015 | 6.28 | 2015-09-30 |  |  |  |  | 6360 | 2026-09-22 23:00 | 98.81 | 16.17 | 23 | FALSE | 0 | 0 | 0 | 0 | 0
Spain | ESP | 2015-09-22 23:00 | 2015-09-23 01:00 | 42.96 | 2015 | 6.28 | 2015-09-30 |  |  |  |  | 6361 | 2026-09-23 | 98.81 | 16.17 | 24 | TRUE | 98.81 | 24 | 98.81 | 0 | -988.1
Spain | ESP | 2015-09-23 | 2015-09-23 02:00 | 39.64 | 2015 | 6.28 | 2015-09-30 |  |  |  |  | 6362 | 2026-09-23 01:00 | 98.81 | 16.17 | 1 | FALSE | 0 | 0 | 0 | 0 | 0
Spain | ESP | 2015-09-23 01:00 | 2015-09-23 03:00 | 40 | 2015 | 6.28 | 2015-09-30 |  |  |  |  | 6363 | 2026-09-23 02:00 | 98.81 | 16.17 | 2 | FALSE | 0 | 0 | 0 | 0 | 0
Spain | ESP | 2015-09-23 02:00 | 2015-09-23 04:00 | 40 | 2015 | 6.28 | 2015-09-30 |  |  |  |  | 6364 | 2026-09-23 03:00 | 98.81 | 16.17 | 3 | FALSE | 0 | 0 | 0 | 0 | 0
Spain | ESP | 2015-09-23 03:00 | 2015-09-23 05:00 | 43.19 | 2015 | 6.28 | 2015-09-30 |  |  |  |  | 6365 | 2026-09-23 04:00 | 98.81 | 16.17 | 4 | FALSE | 0 | 0 | 0 | 0 | 0
Spain | ESP | 2015-09-23 04:00 | 2015-09-23 06:00 | 48.5 | 2015 | 6.28 | 2015-09-30 |  |  |  |  | 6366 | 2026-09-23 05:00 | 98.81 | 16.17 | 5 | FALSE | 0 | 0 | 0 | 0 | 0
Spain | ESP | 2015-09-23 05:00 | 2015-09-23 07:00 | 55.5 | 2015 | 6.28 | 2015-09-30 |  |  |  |  | 6367 | 2026-09-23 06:00 | 98.81 | 16.17 | 6 | FALSE | 0 | 0 | 0 | 0 | 0
Spain | ESP | 2015-09-23 06:00 | 2015-09-23 08:00 | 53.5 | 2015 | 6.28 | 2015-09-30 |  |  |  |  | 6368 | 2026-09-23 07:00 | 98.81 | 16.17 | 7 | FALSE | 0 | 0 | 0 | 0 | 0
Spain | ESP | 2015-09-23 07:00 | 2015-09-23 09:00 | 55.75 | 2015 | 6.28 | 2015-09-30 |  |  |  |  | 6369 | 2026-09-23 08:00 | 98.81 | 16.17 | 8 | FALSE | 0 | 0 | 0 | 0 | 0
Spain | ESP | 2015-09-23 08:00 | 2015-09-23 10:00 | 54.5 | 2015 | 6.28 | 2015-09-30 |  |  |  |  | 6370 | 2026-09-23 09:00 | 98.81 | 16.17 | 9 | FALSE | 0 | 0 | 0 | 0 | 0
Spain | ESP | 2015-09-23 09:00 | 2015-09-23 11:00 | 54.01 | 2015 | 6.28 | 2015-09-30 |  |  |  |  | 6371 | 2026-09-23 10:00 | 98.81 | 16.17 | 10 | FALSE | 0 | 0 | 0 | 0 | 0
Spain | ESP | 2015-09-23 10:00 | 2015-09-23 12:00 | 52.56 | 2015 | 6.28 | 2015-09-30 |  |  |  |  | 6372 | 2026-09-23 11:00 | 98.81 | 16.17 | 11 | FALSE | 0 | 0 | 0 | 0 | 0
Spain | ESP | 2015-09-23 11:00 | 2015-09-23 13:00 | 50.06 | 2015 | 6.28 | 2015-09-30 |  |  |  |  | 6373 | 2026-09-23 12:00 | 98.81 | 16.17 | 12 | FALSE | 0 | 0 | 0 | 0 | 0
Spain | ESP | 2015-09-23 12:00 | 2015-09-23 14:00 | 50.2 | 2015 | 6.28 | 2015-09-30 |  |  |  |  | 6374 | 2026-09-23 13:00 | 98.81 | 16.17 | 13 | FALSE | 0 | 0 | 0 | 0 | 0
Spain | ESP | 2015-09-23 13:00 | 2015-09-23 15:00 | 49.87 | 2015 | 6.28 | 2015-09-30 |  |  |  |  | 6375 | 2026-09-23 14:00 | 98.81 | 16.17 | 14 | FALSE | 0 | 0 | 0 | 0 | 0
Spain | ESP | 2015-09-23 14:00 | 2015-09-23 16:00 | 50.1 | 2015 | 6.28 | 2015-09-30 |  |  |  |  | 6376 | 2026-09-23 15:00 | 98.81 | 16.17 | 15 | FALSE | 0 | 0 | 0 | 0 | 0
Spain | ESP | 2015-09-23 15:00 | 2015-09-23 17:00 | 50.1 | 2015 | 6.28 | 2015-09-30 |  |  |  |  | 6377 | 2026-09-23 16:00 | 98.81 | 16.17 | 16 | FALSE | 0 | 0 | 0 | 0 | 0
Spain | ESP | 2015-09-23 16:00 | 2015-09-23 18:00 | 51.19 | 2015 | 6.28 | 2015-09-30 |  |  |  |  | 6378 | 2026-09-23 17:00 | 98.81 | 16.17 | 17 | FALSE | 0 | 0 | 0 | 0 | 0
Spain | ESP | 2015-09-23 17:00 | 2015-09-23 19:00 | 54 | 2015 | 6.28 | 2015-09-30 |  |  |  |  | 6379 | 2026-09-23 18:00 | 98.81 | 16.17 | 18 | FALSE | 0 | 0 | 0 | 0 | 0
Spain | ESP | 2015-09-23 18:00 | 2015-09-23 20:00 | 57.49 | 2015 | 6.28 | 2015-09-30 |  |  |  |  | 6380 | 2026-09-23 19:00 | 98.81 | 16.17 | 19 | FALSE | 0 | 0 | 0 | 0 | 0
Spain | ESP | 2015-09-23 19:00 | 2015-09-23 21:00 | 58 | 2015 | 6.28 | 2015-09-30 |  |  |  |  | 6381 | 2026-09-23 20:00 | 98.81 | 16.17 | 20 | FALSE | 0 | 0 | 0 | 0 | 0
Spain | ESP | 2015-09-23 20:00 | 2015-09-23 22:00 | 50.6 | 2015 | 6.28 | 2015-09-30 |  |  |  |  | 6382 | 2026-09-23 21:00 | 98.81 | 16.17 | 21 | FALSE | 0 | 0 | 0 | 0 | 0
Spain | ESP | 2015-09-23 21:00 | 2015-09-23 23:00 | 52 | 2015 | 6.28 | 2015-09-30 |  |  |  |  | 6383 | 2026-09-23 22:00 | 98.81 | 16.17 | 22 | FALSE | 0 | 0 | 0 | 0 | 0
Spain | ESP | 2015-09-23 22:00 | 2015-09-24 | 48.5 | 2015 | 6.28 | 2015-09-30 |  |  |  |  | 6384 | 2026-09-23 23:00 | 98.81 | 16.17 | 23 | FALSE | 0 | 0 | 0 | 0 | 0
Spain | ESP | 2015-09-23 23:00 | 2015-09-24 01:00 | 47.4 | 2015 | 6.28 | 2015-09-30 |  |  |  |  | 6385 | 2026-09-24 | 98.81 | 16.17 | 24 | TRUE | 98.81 | 24 | 98.81 | 0 | -988.1
Spain | ESP | 2015-09-24 | 2015-09-24 02:00 | 45.27 | 2015 | 6.28 | 2015-09-30 |  |  |  |  | 6386 | 2026-09-24 01:00 | 98.81 | 16.17 | 1 | FALSE | 0 | 0 | 0 | 0 | 0
Spain | ESP | 2015-09-24 01:00 | 2015-09-24 03:00 | 45.42 | 2015 | 6.28 | 2015-09-30 |  |  |  |  | 6387 | 2026-09-24 02:00 | 98.81 | 16.17 | 2 | FALSE | 0 | 0 | 0 | 0 | 0
Spain | ESP | 2015-09-24 02:00 | 2015-09-24 04:00 | 45.51 | 2015 | 6.28 | 2015-09-30 |  |  |  |  | 6388 | 2026-09-24 03:00 | 98.81 | 16.17 | 3 | FALSE | 0 | 0 | 0 | 0 | 0
Spain | ESP | 2015-09-24 03:00 | 2015-09-24 05:00 | 46.27 | 2015 | 6.28 | 2015-09-30 |  |  |  |  | 6389 | 2026-09-24 04:00 | 98.81 | 16.17 | 4 | FALSE | 0 | 0 | 0 | 0 | 0
Spain | ESP | 2015-09-24 04:00 | 2015-09-24 06:00 | 53.24 | 2015 | 6.28 | 2015-09-30 |  |  |  |  | 6390 | 2026-09-24 05:00 | 98.81 | 16.17 | 5 | FALSE | 0 | 0 | 0 | 0 | 0
Spain | ESP | 2015-09-24 05:00 | 2015-09-24 07:00 | 52.5 | 2015 | 6.28 | 2015-09-30 |  |  |  |  | 6391 | 2026-09-24 06:00 | 98.81 | 16.17 | 6 | FALSE | 0 | 0 | 0 | 0 | 0
Spain | ESP | 2015-09-24 06:00 | 2015-09-24 08:00 | 55.26 | 2015 | 6.28 | 2015-09-30 |  |  |  |  | 6392 | 2026-09-24 07:00 | 98.81 | 16.17 | 7 | FALSE | 0 | 0 | 0 | 0 | 0
Spain | ESP | 2015-09-24 07:00 | 2015-09-24 09:00 | 54.88 | 2015 | 6.28 | 2015-09-30 |  |  |  |  | 6393 | 2026-09-24 08:00 | 98.81 | 16.17 | 8 | FALSE | 0 | 0 | 0 | 0 | 0
Spain | ESP | 2015-09-24 08:00 | 2015-09-24 10:00 | 54.25 | 2015 | 6.28 | 2015-09-30 |  |  |  |  | 6394 | 2026-09-24 09:00 | 98.81 | 16.17 | 9 | FALSE | 0 | 0 | 0 | 0 | 0
Spain | ESP | 2015-09-24 09:00 | 2015-09-24 11:00 | 53.25 | 2015 | 6.28 | 2015-09-30 |  |  |  |  | 6395 | 2026-09-24 10:00 | 98.81 | 16.17 | 10 | FALSE | 0 | 0 | 0 | 0 | 0
Spain | ESP | 2015-09-24 10:00 | 2015-09-24 12:00 | 55.1 | 2015 | 6.28 | 2015-09-30 |  |  |  |  | 6396 | 2026-09-24 11:00 | 98.81 | 16.17 | 11 | FALSE | 0 | 0 | 0 | 0 | 0
Spain | ESP | 2015-09-24 11:00 | 2015-09-24 13:00 | 55.26 | 2015 | 6.28 | 2015-09-30 |  |  |  |  | 6397 | 2026-09-24 12:00 | 98.81 | 16.17 | 12 | FALSE | 0 | 0 | 0 | 0 | 0
Spain | ESP | 2015-09-24 12:00 | 2015-09-24 14:00 | 55.1 | 2015 | 6.28 | 2015-09-30 |  |  |  |  | 6398 | 2026-09-24 13:00 | 98.81 | 16.17 | 13 | FALSE | 0 | 0 | 0 | 0 | 0
Spain | ESP | 2015-09-24 13:00 | 2015-09-24 15:00 | 54.75 | 2015 | 6.28 | 2015-09-30 |  |  |  |  | 6399 | 2026-09-24 14:00 | 98.81 | 16.17 | 14 | FALSE | 0 | 0 | 0 | 0 | 0
Spain | ESP | 2015-09-24 14:00 | 2015-09-24 16:00 | 54.5 | 2015 | 6.28 | 2015-09-30 |  |  |  |  | 6400 | 2026-09-24 15:00 | 98.81 | 16.17 | 15 | FALSE | 0 | 0 | 0 | 0 | 0
Spain | ESP | 2015-09-24 15:00 | 2015-09-24 17:00 | 54.25 | 2015 | 6.28 | 2015-09-30 |  |  |  |  | 6401 | 2026-09-24 16:00 | 98.81 | 16.17 | 16 | FALSE | 0 | 0 | 0 | 0 | 0
Spain | ESP | 2015-09-24 16:00 | 2015-09-24 18:00 | 53.24 | 2015 | 6.28 | 2015-09-30 |  |  |  |  | 6402 | 2026-09-24 17:00 | 98.81 | 16.17 | 17 | FALSE | 0 | 0 | 0 | 0 | 0
Spain | ESP | 2015-09-24 17:00 | 2015-09-24 19:00 | 55.5 | 2015 | 6.28 | 2015-09-30 |  |  |  |  | 6403 | 2026-09-24 18:00 | 98.81 | 16.17 | 18 | FALSE | 0 | 0 | 0 | 0 | 0
Spain | ESP | 2015-09-24 18:00 | 2015-09-24 20:00 | 57.6 | 2015 | 6.28 | 2015-09-30 |  |  |  |  | 6404 | 2026-09-24 19:00 | 98.81 | 16.17 | 19 | FALSE | 0 | 0 | 0 | 0 | 0
Spain | ESP | 2015-09-24 19:00 | 2015-09-24 21:00 | 58.57 | 2015 | 6.28 | 2015-09-30 |  |  |  |  | 6405 | 2026-09-24 20:00 | 98.81 | 16.17 | 20 | FALSE | 0 | 0 | 0 | 0 | 0
Spain | ESP | 2015-09-24 20:00 | 2015-09-24 22:00 | 55.35 | 2015 | 6.28 | 2015-09-30 |  |  |  |  | 6406 | 2026-09-24 21:00 | 98.81 | 16.17 | 21 | FALSE | 0 | 0 | 0 | 0 | 0
Spain | ESP | 2015-09-24 21:00 | 2015-09-24 23:00 | 48.8 | 2015 | 6.28 | 2015-09-30 |  |  |  |  | 6407 | 2026-09-24 22:00 | 98.81 | 16.17 | 22 | FALSE | 0 | 0 | 0 | 0 | 0
Spain | ESP | 2015-09-24 22:00 | 2015-09-25 | 54 | 2015 | 6.28 | 2015-09-30 |  |  |  |  | 6408 | 2026-09-24 23:00 | 98.81 | 16.17 | 23 | FALSE | 0 | 0 | 0 | 0 | 0
Spain | ESP | 2015-09-24 23:00 | 2015-09-25 01:00 | 52.1 | 2015 | 6.28 | 2015-09-30 |  |  |  |  | 6409 | 2026-09-25 | 98.81 | 16.17 | 24 | TRUE | 98.81 | 24 | 98.81 | 0 | -988.1
Spain | ESP | 2015-09-25 | 2015-09-25 02:00 | 48.71 | 2015 | 6.28 | 2015-09-30 |  |  |  |  | 6410 | 2026-09-25 01:00 | 98.81 | 16.17 | 1 | FALSE | 0 | 0 | 0 | 0 | 0
Spain | ESP | 2015-09-25 01:00 | 2015-09-25 03:00 | 48.8 | 2015 | 6.28 | 2015-09-30 |  |  |  |  | 6411 | 2026-09-25 02:00 | 98.81 | 16.17 | 2 | FALSE | 0 | 0 | 0 | 0 | 0
Spain | ESP | 2015-09-25 02:00 | 2015-09-25 04:00 | 48.5 | 2015 | 6.28 | 2015-09-30 |  |  |  |  | 6412 | 2026-09-25 03:00 | 98.81 | 16.17 | 3 | FALSE | 0 | 0 | 0 | 0 | 0
Spain | ESP | 2015-09-25 03:00 | 2015-09-25 05:00 | 50 | 2015 | 6.28 | 2015-09-30 |  |  |  |  | 6413 | 2026-09-25 04:00 | 98.81 | 16.17 | 4 | FALSE | 0 | 0 | 0 | 0 | 0
Spain | ESP | 2015-09-25 04:00 | 2015-09-25 06:00 | 52.35 | 2015 | 6.28 | 2015-09-30 |  |  |  |  | 6414 | 2026-09-25 05:00 | 98.81 | 16.17 | 5 | FALSE | 0 | 0 | 0 | 0 | 0
Spain | ESP | 2015-09-25 05:00 | 2015-09-25 07:00 | 53.59 | 2015 | 6.28 | 2015-09-30 |  |  |  |  | 6415 | 2026-09-25 06:00 | 98.81 | 16.17 | 6 | FALSE | 0 | 0 | 0 | 0 | 0
Spain | ESP | 2015-09-25 06:00 | 2015-09-25 08:00 | 55.69 | 2015 | 6.28 | 2015-09-30 |  |  |  |  | 6416 | 2026-09-25 07:00 | 98.81 | 16.17 | 7 | FALSE | 0 | 0 | 0 | 0 | 0
Spain | ESP | 2015-09-25 07:00 | 2015-09-25 09:00 | 55.99 | 2015 | 6.28 | 2015-09-30 |  |  |  |  | 6417 | 2026-09-25 08:00 | 98.81 | 16.17 | 8 | FALSE | 0 | 0 | 0 | 0 | 0
Spain | ESP | 2015-09-25 08:00 | 2015-09-25 10:00 | 54.91 | 2015 | 6.28 | 2015-09-30 |  |  |  |  | 6418 | 2026-09-25 09:00 | 98.81 | 16.17 | 9 | FALSE | 0 | 0 | 0 | 0 | 0
Spain | ESP | 2015-09-25 09:00 | 2015-09-25 11:00 | 53.91 | 2015 | 6.28 | 2015-09-30 |  |  |  |  | 6419 | 2026-09-25 10:00 | 98.81 | 16.17 | 10 | FALSE | 0 | 0 | 0 | 0 | 0
Spain | ESP | 2015-09-25 10:00 | 2015-09-25 12:00 | 54.6 | 2015 | 6.28 | 2015-09-30 |  |  |  |  | 6420 | 2026-09-25 11:00 | 98.81 | 16.17 | 11 | FALSE | 0 | 0 | 0 | 0 | 0
Spain | ESP | 2015-09-25 11:00 | 2015-09-25 13:00 | 53.69 | 2015 | 6.28 | 2015-09-30 |  |  |  |  | 6421 | 2026-09-25 12:00 | 98.81 | 16.17 | 12 | FALSE | 0 | 0 | 0 | 0 | 0
Spain | ESP | 2015-09-25 12:00 | 2015-09-25 14:00 | 53.1 | 2015 | 6.28 | 2015-09-30 |  |  |  |  | 6422 | 2026-09-25 13:00 | 98.81 | 16.17 | 13 | FALSE | 0 | 0 | 0 | 0 | 0
Spain | ESP | 2015-09-25 13:00 | 2015-09-25 15:00 | 51.6 | 2015 | 6.28 | 2015-09-30 |  |  |  |  | 6423 | 2026-09-25 14:00 | 98.81 | 16.17 | 14 | FALSE | 0 | 0 | 0 | 0 | 0
Spain | ESP | 2015-09-25 14:00 | 2015-09-25 16:00 | 51.6 | 2015 | 6.28 | 2015-09-30 |  |  |  |  | 6424 | 2026-09-25 15:00 | 98.81 | 16.17 | 15 | FALSE | 0 | 0 | 0 | 0 | 0
Spain | ESP | 2015-09-25 15:00 | 2015-09-25 17:00 | 50.6 | 2015 | 6.28 | 2015-09-30 |  |  |  |  | 6425 | 2026-09-25 16:00 | 98.81 | 16.17 | 16 | FALSE | 0 | 0 | 0 | 0 | 0
Spain | ESP | 2015-09-25 16:00 | 2015-09-25 18:00 | 50.01 | 2015 | 6.28 | 2015-09-30 |  |  |  |  | 6426 | 2026-09-25 17:00 | 98.81 | 16.17 | 17 | FALSE | 0 | 0 | 0 | 0 | 0
Spain | ESP | 2015-09-25 17:00 | 2015-09-25 19:00 | 52.32 | 2015 | 6.28 | 2015-09-30 |  |  |  |  | 6427 | 2026-09-25 18:00 | 98.81 | 16.17 | 18 | FALSE | 0 | 0 | 0 | 0 | 0
Spain | ESP | 2015-09-25 18:00 | 2015-09-25 20:00 | 55.06 | 2015 | 6.28 | 2015-09-30 |  |  |  |  | 6428 | 2026-09-25 19:00 | 98.81 | 16.17 | 19 | FALSE | 0 | 0 | 0 | 0 | 0
Spain | ESP | 2015-09-25 19:00 | 2015-09-25 21:00 | 54.91 | 2015 | 6.28 | 2015-09-30 |  |  |  |  | 6429 | 2026-09-25 20:00 | 98.81 | 16.17 | 20 | FALSE | 0 | 0 | 0 | 0 | 0
Spain | ESP | 2015-09-25 20:00 | 2015-09-25 22:00 | 52.6 | 2015 | 6.28 | 2015-09-30 |  |  |  |  | 6430 | 2026-09-25 21:00 | 98.81 | 16.17 | 21 | FALSE | 0 | 0 | 0 | 0 | 0
Spain | ESP | 2015-09-25 21:00 | 2015-09-25 23:00 | 48.23 | 2015 | 6.28 | 2015-09-30 |  |  |  |  | 6431 | 2026-09-25 22:00 | 98.81 | 16.17 | 22 | FALSE | 0 | 0 | 0 | 0 | 0
Spain | ESP | 2015-09-25 22:00 | 2015-09-26 | 52.14 | 2015 | 6.28 | 2015-09-30 |  |  |  |  | 6432 | 2026-09-25 23:00 | 98.81 | 16.17 | 23 | FALSE | 0 | 0 | 0 | 0 | 0
Spain | ESP | 2015-09-25 23:00 | 2015-09-26 01:00 | 48.63 | 2015 | 6.28 | 2015-09-30 |  |  |  |  | 6433 | 2026-09-26 | 98.81 | 16.17 | 24 | TRUE | 98.81 | 24 | 98.81 | 0 | -988.1
Spain | ESP | 2015-09-26 | 2015-09-26 02:00 | 48 | 2015 | 6.28 | 2015-09-30 |  |  |  |  | 6434 | 2026-09-26 01:00 | 98.81 | 16.17 | 1 | FALSE | 0 | 0 | 0 | 0 | 0
Spain | ESP | 2015-09-26 01:00 | 2015-09-26 03:00 | 49.1 | 2015 | 6.28 | 2015-09-30 |  |  |  |  | 6435 | 2026-09-26 02:00 | 98.81 | 16.17 | 2 | FALSE | 0 | 0 | 0 | 0 | 0
Spain | ESP | 2015-09-26 02:00 | 2015-09-26 04:00 | 48.5 | 2015 | 6.28 | 2015-09-30 |  |  |  |  | 6436 | 2026-09-26 03:00 | 98.81 | 16.17 | 3 | FALSE | 0 | 0 | 0 | 0 | 0
Spain | ESP | 2015-09-26 03:00 | 2015-09-26 05:00 | 48 | 2015 | 6.28 | 2015-09-30 |  |  |  |  | 6437 | 2026-09-26 04:00 | 98.81 | 16.17 | 4 | FALSE | 0 | 0 | 0 | 0 | 0
Spain | ESP | 2015-09-26 04:00 | 2015-09-26 06:00 | 48.5 | 2015 | 6.28 | 2015-09-30 |  |  |  |  | 6438 | 2026-09-26 05:00 | 98.81 | 16.17 | 5 | FALSE | 0 | 0 | 0 | 0 | 0
Spain | ESP | 2015-09-26 05:00 | 2015-09-26 07:00 | 52.1 | 2015 | 6.28 | 2015-09-30 |  |  |  |  | 6439 | 2026-09-26 06:00 | 98.81 | 16.17 | 6 | FALSE | 0 | 0 | 0 | 0 | 0
Spain | ESP | 2015-09-26 06:00 | 2015-09-26 08:00 | 50.06 | 2015 | 6.28 | 2015-09-30 |  |  |  |  | 6440 | 2026-09-26 07:00 | 98.81 | 16.17 | 7 | FALSE | 0 | 0 | 0 | 0 | 0
Spain | ESP | 2015-09-26 07:00 | 2015-09-26 09:00 | 52.1 | 2015 | 6.28 | 2015-09-30 |  |  |  |  | 6441 | 2026-09-26 08:00 | 98.81 | 16.17 | 8 | FALSE | 0 | 0 | 0 | 0 | 0
Spain | ESP | 2015-09-26 08:00 | 2015-09-26 10:00 | 52.5 | 2015 | 6.28 | 2015-09-30 |  |  |  |  | 6442 | 2026-09-26 09:00 | 98.81 | 16.17 | 9 | FALSE | 0 | 0 | 0 | 0 | 0
Spain | ESP | 2015-09-26 09:00 | 2015-09-26 11:00 | 52.1 | 2015 | 6.28 | 2015-09-30 |  |  |  |  | 6443 | 2026-09-26 10:00 | 98.81 | 16.17 | 10 | FALSE | 0 | 0 | 0 | 0 | 0
Spain | ESP | 2015-09-26 10:00 | 2015-09-26 12:00 | 52.1 | 2015 | 6.28 | 2015-09-30 |  |  |  |  | 6444 | 2026-09-26 11:00 | 98.81 | 16.17 | 11 | FALSE | 0 | 0 | 0 | 0 | 0
Spain | ESP | 2015-09-26 11:00 | 2015-09-26 13:00 | 54.01 | 2015 | 6.28 | 2015-09-30 |  |  |  |  | 6445 | 2026-09-26 12:00 | 98.81 | 16.17 | 12 | FALSE | 0 | 0 | 0 | 0 | 0
Spain | ESP | 2015-09-26 12:00 | 2015-09-26 14:00 | 53.6 | 2015 | 6.28 | 2015-09-30 |  |  |  |  | 6446 | 2026-09-26 13:00 | 98.81 | 16.17 | 13 | FALSE | 0 | 0 | 0 | 0 | 0
Spain | ESP | 2015-09-26 13:00 | 2015-09-26 15:00 | 50.83 | 2015 | 6.28 | 2015-09-30 |  |  |  |  | 6447 | 2026-09-26 14:00 | 98.81 | 16.17 | 14 | FALSE | 0 | 0 | 0 | 0 | 0
Spain | ESP | 2015-09-26 14:00 | 2015-09-26 16:00 | 48 | 2015 | 6.28 | 2015-09-30 |  |  |  |  | 6448 | 2026-09-26 15:00 | 98.81 | 16.17 | 15 | FALSE | 0 | 0 | 0 | 0 | 0
Spain | ESP | 2015-09-26 15:00 | 2015-09-26 17:00 | 48.5 | 2015 | 6.28 | 2015-09-30 |  |  |  |  | 6449 | 2026-09-26 16:00 | 98.81 | 16.17 | 16 | FALSE | 0 | 0 | 0 | 0 | 0
Spain | ESP | 2015-09-26 16:00 | 2015-09-26 18:00 | 50.83 | 2015 | 6.28 | 2015-09-30 |  |  |  |  | 6450 | 2026-09-26 17:00 | 98.81 | 16.17 | 17 | FALSE | 0 | 0 | 0 | 0 | 0
Spain | ESP | 2015-09-26 17:00 | 2015-09-26 19:00 | 49.91 | 2015 | 6.28 | 2015-09-30 |  |  |  |  | 6451 | 2026-09-26 18:00 | 98.81 | 16.17 | 18 | FALSE | 0 | 0 | 0 | 0 | 0
Spain | ESP | 2015-09-26 18:00 | 2015-09-26 20:00 | 52.6 | 2015 | 6.28 | 2015-09-30 |  |  |  |  | 6452 | 2026-09-26 19:00 | 98.81 | 16.17 | 19 | FALSE | 0 | 0 | 0 | 0 | 0
Spain | ESP | 2015-09-26 19:00 | 2015-09-26 21:00 | 54.07 | 2015 | 6.28 | 2015-09-30 |  |  |  |  | 6453 | 2026-09-26 20:00 | 98.81 | 16.17 | 20 | FALSE | 0 | 0 | 0 | 0 | 0
Spain | ESP | 2015-09-26 20:00 | 2015-09-26 22:00 | 52.69 | 2015 | 6.28 | 2015-09-30 |  |  |  |  | 6454 | 2026-09-26 21:00 | 98.81 | 16.17 | 21 | FALSE | 0 | 0 | 0 | 0 | 0
Spain | ESP | 2015-09-26 21:00 | 2015-09-26 23:00 | 50.83 | 2015 | 6.28 | 2015-09-30 |  |  |  |  | 6455 | 2026-09-26 22:00 | 98.81 | 16.17 | 22 | FALSE | 0 | 0 | 0 | 0 | 0
Spain | ESP | 2015-09-26 22:00 | 2015-09-27 | 48 | 2015 | 6.28 | 2015-09-30 |  |  |  |  | 6456 | 2026-09-26 23:00 | 98.81 | 16.17 | 23 | FALSE | 0 | 0 | 0 | 0 | 0
Spain | ESP | 2015-09-26 23:00 | 2015-09-27 01:00 | 44.22 | 2015 | 6.28 | 2015-09-30 |  |  |  |  | 6457 | 2026-09-27 | 98.81 | 16.17 | 24 | TRUE | 98.81 | 24 | 98.81 | 0 | -988.1
Spain | ESP | 2015-09-27 | 2015-09-27 02:00 | 45 | 2015 | 6.28 | 2015-09-30 |  |  |  |  | 6458 | 2026-09-27 01:00 | 98.81 | 16.17 | 1 | FALSE | 0 | 0 | 0 | 0 | 0
Spain | ESP | 2015-09-27 01:00 | 2015-09-27 03:00 | 45.24 | 2015 | 6.28 | 2015-09-30 |  |  |  |  | 6459 | 2026-09-27 02:00 | 98.81 | 16.17 | 2 | FALSE | 0 | 0 | 0 | 0 | 0
Spain | ESP | 2015-09-27 02:00 | 2015-09-27 04:00 | 44.66 | 2015 | 6.28 | 2015-09-30 |  |  |  |  | 6460 | 2026-09-27 03:00 | 98.81 | 16.17 | 3 | FALSE | 0 | 0 | 0 | 0 | 0
Spain | ESP | 2015-09-27 03:00 | 2015-09-27 05:00 | 44.22 | 2015 | 6.28 | 2015-09-30 |  |  |  |  | 6461 | 2026-09-27 04:00 | 98.81 | 16.17 | 4 | FALSE | 0 | 0 | 0 | 0 | 0
Spain | ESP | 2015-09-27 04:00 | 2015-09-27 06:00 | 43.1 | 2015 | 6.28 | 2015-09-30 |  |  |  |  | 6462 | 2026-09-27 05:00 | 98.81 | 16.17 | 5 | FALSE | 0 | 0 | 0 | 0 | 0
Spain | ESP | 2015-09-27 05:00 | 2015-09-27 07:00 | 40.85 | 2015 | 6.28 | 2015-09-30 |  |  |  |  | 6463 | 2026-09-27 06:00 | 98.81 | 16.17 | 6 | FALSE | 0 | 0 | 0 | 0 | 0
Spain | ESP | 2015-09-27 06:00 | 2015-09-27 08:00 | 40.37 | 2015 | 6.28 | 2015-09-30 |  |  |  |  | 6464 | 2026-09-27 07:00 | 98.81 | 16.17 | 7 | FALSE | 0 | 0 | 0 | 0 | 0
Spain | ESP | 2015-09-27 07:00 | 2015-09-27 09:00 | 44 | 2015 | 6.28 | 2015-09-30 |  |  |  |  | 6465 | 2026-09-27 08:00 | 98.81 | 16.17 | 8 | FALSE | 0 | 0 | 0 | 0 | 0
Spain | ESP | 2015-09-27 08:00 | 2015-09-27 10:00 | 48.5 | 2015 | 6.28 | 2015-09-30 |  |  |  |  | 6466 | 2026-09-27 09:00 | 98.81 | 16.17 | 9 | FALSE | 0 | 0 | 0 | 0 | 0
Spain | ESP | 2015-09-27 09:00 | 2015-09-27 11:00 | 49 | 2015 | 6.28 | 2015-09-30 |  |  |  |  | 6467 | 2026-09-27 10:00 | 98.81 | 16.17 | 10 | FALSE | 0 | 0 | 0 | 0 | 0
Spain | ESP | 2015-09-27 10:00 | 2015-09-27 12:00 | 49.5 | 2015 | 6.28 | 2015-09-30 |  |  |  |  | 6468 | 2026-09-27 11:00 | 98.81 | 16.17 | 11 | FALSE | 0 | 0 | 0 | 0 | 0
Spain | ESP | 2015-09-27 11:00 | 2015-09-27 13:00 | 49.75 | 2015 | 6.28 | 2015-09-30 |  |  |  |  | 6469 | 2026-09-27 12:00 | 98.81 | 16.17 | 12 | FALSE | 0 | 0 | 0 | 0 | 0
Spain | ESP | 2015-09-27 12:00 | 2015-09-27 14:00 | 49 | 2015 | 6.28 | 2015-09-30 |  |  |  |  | 6470 | 2026-09-27 13:00 | 98.81 | 16.17 | 13 | FALSE | 0 | 0 | 0 | 0 | 0
Spain | ESP | 2015-09-27 13:00 | 2015-09-27 15:00 | 45.24 | 2015 | 6.28 | 2015-09-30 |  |  |  |  | 6471 | 2026-09-27 14:00 | 98.81 | 16.17 | 14 | FALSE | 0 | 0 | 0 | 0 | 0
Spain | ESP | 2015-09-27 14:00 | 2015-09-27 16:00 | 43.1 | 2015 | 6.28 | 2015-09-30 |  |  |  |  | 6472 | 2026-09-27 15:00 | 98.81 | 16.17 | 15 | FALSE | 0 | 0 | 0 | 0 | 0
Spain | ESP | 2015-09-27 15:00 | 2015-09-27 17:00 | 42.25 | 2015 | 6.28 | 2015-09-30 |  |  |  |  | 6473 | 2026-09-27 16:00 | 98.81 | 16.17 | 16 | FALSE | 0 | 0 | 0 | 0 | 0
Spain | ESP | 2015-09-27 16:00 | 2015-09-27 18:00 | 44 | 2015 | 6.28 | 2015-09-30 |  |  |  |  | 6474 | 2026-09-27 17:00 | 98.81 | 16.17 | 17 | FALSE | 0 | 0 | 0 | 0 | 0
Spain | ESP | 2015-09-27 17:00 | 2015-09-27 19:00 | 49.2 | 2015 | 6.28 | 2015-09-30 |  |  |  |  | 6475 | 2026-09-27 18:00 | 98.81 | 16.17 | 18 | FALSE | 0 | 0 | 0 | 0 | 0
Spain | ESP | 2015-09-27 18:00 | 2015-09-27 20:00 | 50.84 | 2015 | 6.28 | 2015-09-30 |  |  |  |  | 6476 | 2026-09-27 19:00 | 98.81 | 16.17 | 19 | FALSE | 0 | 0 | 0 | 0 | 0
Spain | ESP | 2015-09-27 19:00 | 2015-09-27 21:00 | 52.1 | 2015 | 6.28 | 2015-09-30 |  |  |  |  | 6477 | 2026-09-27 20:00 | 98.81 | 16.17 | 20 | FALSE | 0 | 0 | 0 | 0 | 0
Spain | ESP | 2015-09-27 20:00 | 2015-09-27 22:00 | 47.34 | 2015 | 6.28 | 2015-09-30 |  |  |  |  | 6478 | 2026-09-27 21:00 | 98.81 | 16.17 | 21 | FALSE | 0 | 0 | 0 | 0 | 0
Spain | ESP | 2015-09-27 21:00 | 2015-09-27 23:00 | 46.61 | 2015 | 6.28 | 2015-09-30 |  |  |  |  | 6479 | 2026-09-27 22:00 | 98.81 | 16.17 | 22 | FALSE | 0 | 0 | 0 | 0 | 0
Spain | ESP | 2015-09-27 22:00 | 2015-09-28 | 46.27 | 2015 | 6.28 | 2015-09-30 |  |  |  |  | 6480 | 2026-09-27 23:00 | 98.81 | 16.17 | 23 | FALSE | 0 | 0 | 0 | 0 | 0
Spain | ESP | 2015-09-27 23:00 | 2015-09-28 01:00 | 43.5 | 2015 | 6.28 | 2015-09-30 |  |  |  |  | 6481 | 2026-09-28 | 98.81 | 16.17 | 24 | TRUE | 98.81 | 24 | 98.81 | 0 | -988.1
Spain | ESP | 2015-09-28 | 2015-09-28 02:00 | 42.62 | 2015 | 6.28 | 2015-09-30 |  |  |  |  | 6482 | 2026-09-28 01:00 | 98.81 | 16.17 | 1 | FALSE | 0 | 0 | 0 | 0 | 0
Spain | ESP | 2015-09-28 01:00 | 2015-09-28 03:00 | 42.37 | 2015 | 6.28 | 2015-09-30 |  |  |  |  | 6483 | 2026-09-28 02:00 | 98.81 | 16.17 | 2 | FALSE | 0 | 0 | 0 | 0 | 0
Spain | ESP | 2015-09-28 02:00 | 2015-09-28 04:00 | 39.59 | 2015 | 6.28 | 2015-09-30 |  |  |  |  | 6484 | 2026-09-28 03:00 | 98.81 | 16.17 | 3 | FALSE | 0 | 0 | 0 | 0 | 0
Spain | ESP | 2015-09-28 03:00 | 2015-09-28 05:00 | 41 | 2015 | 6.28 | 2015-09-30 |  |  |  |  | 6485 | 2026-09-28 04:00 | 98.81 | 16.17 | 4 | FALSE | 0 | 0 | 0 | 0 | 0
Spain | ESP | 2015-09-28 04:00 | 2015-09-28 06:00 | 45.87 | 2015 | 6.28 | 2015-09-30 |  |  |  |  | 6486 | 2026-09-28 05:00 | 98.81 | 16.17 | 5 | FALSE | 0 | 0 | 0 | 0 | 0
Spain | ESP | 2015-09-28 05:00 | 2015-09-28 07:00 | 53.33 | 2015 | 6.28 | 2015-09-30 |  |  |  |  | 6487 | 2026-09-28 06:00 | 98.81 | 16.17 | 6 | FALSE | 0 | 0 | 0 | 0 | 0
Spain | ESP | 2015-09-28 06:00 | 2015-09-28 08:00 | 55.19 | 2015 | 6.28 | 2015-09-30 |  |  |  |  | 6488 | 2026-09-28 07:00 | 98.81 | 16.17 | 7 | FALSE | 0 | 0 | 0 | 0 | 0
Spain | ESP | 2015-09-28 07:00 | 2015-09-28 09:00 | 54.45 | 2015 | 6.28 | 2015-09-30 |  |  |  |  | 6489 | 2026-09-28 08:00 | 98.81 | 16.17 | 8 | FALSE | 0 | 0 | 0 | 0 | 0
Spain | ESP | 2015-09-28 08:00 | 2015-09-28 10:00 | 54.63 | 2015 | 6.28 | 2015-09-30 |  |  |  |  | 6490 | 2026-09-28 09:00 | 98.81 | 16.17 | 9 | FALSE | 0 | 0 | 0 | 0 | 0
Spain | ESP | 2015-09-28 09:00 | 2015-09-28 11:00 | 53.65 | 2015 | 6.28 | 2015-09-30 |  |  |  |  | 6491 | 2026-09-28 10:00 | 98.81 | 16.17 | 10 | FALSE | 0 | 0 | 0 | 0 | 0
Spain | ESP | 2015-09-28 10:00 | 2015-09-28 12:00 | 54 | 2015 | 6.28 | 2015-09-30 |  |  |  |  | 6492 | 2026-09-28 11:00 | 98.81 | 16.17 | 11 | FALSE | 0 | 0 | 0 | 0 | 0
Spain | ESP | 2015-09-28 11:00 | 2015-09-28 13:00 | 55.1 | 2015 | 6.28 | 2015-09-30 |  |  |  |  | 6493 | 2026-09-28 12:00 | 98.81 | 16.17 | 12 | FALSE | 0 | 0 | 0 | 0 | 0
Spain | ESP | 2015-09-28 12:00 | 2015-09-28 14:00 | 52.63 | 2015 | 6.28 | 2015-09-30 |  |  |  |  | 6494 | 2026-09-28 13:00 | 98.81 | 16.17 | 13 | FALSE | 0 | 0 | 0 | 0 | 0
Spain | ESP | 2015-09-28 13:00 | 2015-09-28 15:00 | 52.3 | 2015 | 6.28 | 2015-09-30 |  |  |  |  | 6495 | 2026-09-28 14:00 | 98.81 | 16.17 | 14 | FALSE | 0 | 0 | 0 | 0 | 0
Spain | ESP | 2015-09-28 14:00 | 2015-09-28 16:00 | 54.5 | 2015 | 6.28 | 2015-09-30 |  |  |  |  | 6496 | 2026-09-28 15:00 | 98.81 | 16.17 | 15 | FALSE | 0 | 0 | 0 | 0 | 0
Spain | ESP | 2015-09-28 15:00 | 2015-09-28 17:00 | 56.56 | 2015 | 6.28 | 2015-09-30 |  |  |  |  | 6497 | 2026-09-28 16:00 | 98.81 | 16.17 | 16 | FALSE | 0 | 0 | 0 | 0 | 0
Spain | ESP | 2015-09-28 16:00 | 2015-09-28 18:00 | 56.6 | 2015 | 6.28 | 2015-09-30 |  |  |  |  | 6498 | 2026-09-28 17:00 | 98.81 | 16.17 | 17 | FALSE | 0 | 0 | 0 | 0 | 0
Spain | ESP | 2015-09-28 17:00 | 2015-09-28 19:00 | 57.12 | 2015 | 6.28 | 2015-09-30 |  |  |  |  | 6499 | 2026-09-28 18:00 | 98.81 | 16.17 | 18 | FALSE | 0 | 0 | 0 | 0 | 0
Spain | ESP | 2015-09-28 18:00 | 2015-09-28 20:00 | 59.31 | 2015 | 6.28 | 2015-09-30 |  |  |  |  | 6500 | 2026-09-28 19:00 | 98.81 | 16.17 | 19 | FALSE | 0 | 0 | 0 | 0 | 0
Spain | ESP | 2015-09-28 19:00 | 2015-09-28 21:00 | 60.01 | 2015 | 6.28 | 2015-09-30 |  |  |  |  | 6501 | 2026-09-28 20:00 | 98.81 | 16.17 | 20 | FALSE | 0 | 0 | 0 | 0 | 0
Spain | ESP | 2015-09-28 20:00 | 2015-09-28 22:00 | 52 | 2015 | 6.28 | 2015-09-30 |  |  |  |  | 6502 | 2026-09-28 21:00 | 98.81 | 16.17 | 21 | FALSE | 0 | 0 | 0 | 0 | 0
Spain | ESP | 2015-09-28 21:00 | 2015-09-28 23:00 | 52 | 2015 | 6.28 | 2015-09-30 |  |  |  |  | 6503 | 2026-09-28 22:00 | 98.81 | 16.17 | 22 | FALSE | 0 | 0 | 0 | 0 | 0
Spain | ESP | 2015-09-28 22:00 | 2015-09-29 | 52.1 | 2015 | 6.28 | 2015-09-30 |  |  |  |  | 6504 | 2026-09-28 23:00 | 98.81 | 16.17 | 23 | FALSE | 0 | 0 | 0 | 0 | 0
Spain | ESP | 2015-09-28 23:00 | 2015-09-29 01:00 | 47.4 | 2015 | 6.28 | 2015-09-30 |  |  |  |  | 6505 | 2026-09-29 | 98.81 | 16.17 | 24 | TRUE | 98.81 | 24 | 98.81 | 0 | -988.1
Spain | ESP | 2015-09-29 | 2015-09-29 02:00 | 45.91 | 2015 | 6.28 | 2015-09-30 |  |  |  |  | 6506 | 2026-09-29 01:00 | 98.81 | 16.17 | 1 | FALSE | 0 | 0 | 0 | 0 | 0
Spain | ESP | 2015-09-29 01:00 | 2015-09-29 03:00 | 46.09 | 2015 | 6.28 | 2015-09-30 |  |  |  |  | 6507 | 2026-09-29 02:00 | 98.81 | 16.17 | 2 | FALSE | 0 | 0 | 0 | 0 | 0
Spain | ESP | 2015-09-29 02:00 | 2015-09-29 04:00 | 47.22 | 2015 | 6.28 | 2015-09-30 |  |  |  |  | 6508 | 2026-09-29 03:00 | 98.81 | 16.17 | 3 | FALSE | 0 | 0 | 0 | 0 | 0
Spain | ESP | 2015-09-29 03:00 | 2015-09-29 05:00 | 50 | 2015 | 6.28 | 2015-09-30 |  |  |  |  | 6509 | 2026-09-29 04:00 | 98.81 | 16.17 | 4 | FALSE | 0 | 0 | 0 | 0 | 0
Spain | ESP | 2015-09-29 04:00 | 2015-09-29 06:00 | 53.5 | 2015 | 6.28 | 2015-09-30 |  |  |  |  | 6510 | 2026-09-29 05:00 | 98.81 | 16.17 | 5 | FALSE | 0 | 0 | 0 | 0 | 0
Spain | ESP | 2015-09-29 05:00 | 2015-09-29 07:00 | 56.44 | 2015 | 6.28 | 2015-09-30 |  |  |  |  | 6511 | 2026-09-29 06:00 | 98.81 | 16.17 | 6 | FALSE | 0 | 0 | 0 | 0 | 0
Spain | ESP | 2015-09-29 06:00 | 2015-09-29 08:00 | 56.69 | 2015 | 6.28 | 2015-09-30 |  |  |  |  | 6512 | 2026-09-29 07:00 | 98.81 | 16.17 | 7 | FALSE | 0 | 0 | 0 | 0 | 0
Spain | ESP | 2015-09-29 07:00 | 2015-09-29 09:00 | 58.56 | 2015 | 6.28 | 2015-09-30 |  |  |  |  | 6513 | 2026-09-29 08:00 | 98.81 | 16.17 | 8 | FALSE | 0 | 0 | 0 | 0 | 0
Spain | ESP | 2015-09-29 08:00 | 2015-09-29 10:00 | 60.01 | 2015 | 6.28 | 2015-09-30 |  |  |  |  | 6514 | 2026-09-29 09:00 | 98.81 | 16.17 | 9 | FALSE | 0 | 0 | 0 | 0 | 0
Spain | ESP | 2015-09-29 09:00 | 2015-09-29 11:00 | 58.1 | 2015 | 6.28 | 2015-09-30 |  |  |  |  | 6515 | 2026-09-29 10:00 | 98.81 | 16.17 | 10 | FALSE | 0 | 0 | 0 | 0 | 0
Spain | ESP | 2015-09-29 10:00 | 2015-09-29 12:00 | 58.6 | 2015 | 6.28 | 2015-09-30 |  |  |  |  | 6516 | 2026-09-29 11:00 | 98.81 | 16.17 | 11 | FALSE | 0 | 0 | 0 | 0 | 0
Spain | ESP | 2015-09-29 11:00 | 2015-09-29 13:00 | 58.69 | 2015 | 6.28 | 2015-09-30 |  |  |  |  | 6517 | 2026-09-29 12:00 | 98.81 | 16.17 | 12 | FALSE | 0 | 0 | 0 | 0 | 0
Spain | ESP | 2015-09-29 12:00 | 2015-09-29 14:00 | 56.8 | 2015 | 6.28 | 2015-09-30 |  |  |  |  | 6518 | 2026-09-29 13:00 | 98.81 | 16.17 | 13 | FALSE | 0 | 0 | 0 | 0 | 0
Spain | ESP | 2015-09-29 13:00 | 2015-09-29 15:00 | 56.44 | 2015 | 6.28 | 2015-09-30 |  |  |  |  | 6519 | 2026-09-29 14:00 | 98.81 | 16.17 | 14 | FALSE | 0 | 0 | 0 | 0 | 0
Spain | ESP | 2015-09-29 14:00 | 2015-09-29 16:00 | 56.5 | 2015 | 6.28 | 2015-09-30 |  |  |  |  | 6520 | 2026-09-29 15:00 | 98.81 | 16.17 | 15 | FALSE | 0 | 0 | 0 | 0 | 0
Spain | ESP | 2015-09-29 15:00 | 2015-09-29 17:00 | 56.8 | 2015 | 6.28 | 2015-09-30 |  |  |  |  | 6521 | 2026-09-29 16:00 | 98.81 | 16.17 | 16 | FALSE | 0 | 0 | 0 | 0 | 0
Spain | ESP | 2015-09-29 16:00 | 2015-09-29 18:00 | 55.94 | 2015 | 6.28 | 2015-09-30 |  |  |  |  | 6522 | 2026-09-29 17:00 | 98.81 | 16.17 | 17 | FALSE | 0 | 0 | 0 | 0 | 0
Spain | ESP | 2015-09-29 17:00 | 2015-09-29 19:00 | 54.07 | 2015 | 6.28 | 2015-09-30 |  |  |  |  | 6523 | 2026-09-29 18:00 | 98.81 | 16.17 | 18 | FALSE | 0 | 0 | 0 | 0 | 0
Spain | ESP | 2015-09-29 18:00 | 2015-09-29 20:00 | 56.44 | 2015 | 6.28 | 2015-09-30 |  |  |  |  | 6524 | 2026-09-29 19:00 | 98.81 | 16.17 | 19 | FALSE | 0 | 0 | 0 | 0 | 0
Spain | ESP | 2015-09-29 19:00 | 2015-09-29 21:00 | 56.6 | 2015 | 6.28 | 2015-09-30 |  |  |  |  | 6525 | 2026-09-29 20:00 | 98.81 | 16.17 | 20 | FALSE | 0 | 0 | 0 | 0 | 0
Spain | ESP | 2015-09-29 20:00 | 2015-09-29 22:00 | 54 | 2015 | 6.28 | 2015-09-30 |  |  |  |  | 6526 | 2026-09-29 21:00 | 98.81 | 16.17 | 21 | FALSE | 0 | 0 | 0 | 0 | 0
Spain | ESP | 2015-09-29 21:00 | 2015-09-29 23:00 | 49.1 | 2015 | 6.28 | 2015-09-30 |  |  |  |  | 6527 | 2026-09-29 22:00 | 98.81 | 16.17 | 22 | FALSE | 0 | 0 | 0 | 0 | 0
Spain | ESP | 2015-09-29 22:00 | 2015-09-30 | 48.2 | 2015 | 6.28 | 2015-09-30 |  |  |  |  | 6528 | 2026-09-29 23:00 | 98.81 | 16.17 | 23 | FALSE | 0 | 0 | 0 | 0 | 0
Spain | ESP | 2015-09-29 23:00 | 2015-09-30 01:00 | 45.65 | 2015 | 6.28 | 2015-09-30 |  |  |  |  | 6529 | 2026-09-30 | 98.81 | 16.17 | 24 | TRUE | 98.81 | 24 | 98.81 | 0 | -988.1
Spain | ESP | 2015-09-30 | 2015-09-30 02:00 | 45.35 | 2015 | 6.28 | 2015-09-30 |  |  |  |  | 6530 | 2026-09-30 01:00 | 98.81 | 16.17 | 1 | FALSE | 0 | 0 | 0 | 0 | 0
Spain | ESP | 2015-09-30 01:00 | 2015-09-30 03:00 | 45.29 | 2015 | 6.28 | 2015-09-30 |  |  |  |  | 6531 | 2026-09-30 02:00 | 98.81 | 16.17 | 2 | FALSE | 0 | 0 | 0 | 0 | 0
Spain | ESP | 2015-09-30 02:00 | 2015-09-30 04:00 | 45.42 | 2015 | 6.28 | 2015-09-30 |  |  |  |  | 6532 | 2026-09-30 03:00 | 98.81 | 16.17 | 3 | FALSE | 0 | 0 | 0 | 0 | 0
Spain | ESP | 2015-09-30 03:00 | 2015-09-30 05:00 | 45.65 | 2015 | 6.28 | 2015-09-30 |  |  |  |  | 6533 | 2026-09-30 04:00 | 98.81 | 16.17 | 4 | FALSE | 0 | 0 | 0 | 0 | 0
Spain | ESP | 2015-09-30 04:00 | 2015-09-30 06:00 | 52 | 2015 | 6.28 | 2015-09-30 |  |  |  |  | 6534 | 2026-09-30 05:00 | 98.81 | 16.17 | 5 | FALSE | 0 | 0 | 0 | 0 | 0
Spain | ESP | 2015-09-30 05:00 | 2015-09-30 07:00 | 59.9 | 2015 | 6.28 | 2015-09-30 |  |  |  |  | 6535 | 2026-09-30 06:00 | 98.81 | 16.17 | 6 | FALSE | 0 | 0 | 0 | 0 | 0
Spain | ESP | 2015-09-30 06:00 | 2015-09-30 08:00 | 60.01 | 2015 | 6.28 | 2015-09-30 |  |  |  |  | 6536 | 2026-09-30 07:00 | 98.81 | 16.17 | 7 | FALSE | 0 | 0 | 0 | 0 | 0
Spain | ESP | 2015-09-30 07:00 | 2015-09-30 09:00 | 60.6 | 2015 | 6.28 | 2015-09-30 |  |  |  |  | 6537 | 2026-09-30 08:00 | 98.81 | 16.17 | 8 | FALSE | 0 | 0 | 0 | 0 | 0
Spain | ESP | 2015-09-30 08:00 | 2015-09-30 10:00 | 60.01 | 2015 | 6.28 | 2015-09-30 |  |  |  |  | 6538 | 2026-09-30 09:00 | 98.81 | 16.17 | 9 | FALSE | 0 | 0 | 0 | 0 | 0
Spain | ESP | 2015-09-30 09:00 | 2015-09-30 11:00 | 59.1 | 2015 | 6.28 | 2015-09-30 |  |  |  |  | 6539 | 2026-09-30 10:00 | 98.81 | 16.17 | 10 | FALSE | 0 | 0 | 0 | 0 | 0
Spain | ESP | 2015-09-30 10:00 | 2015-09-30 12:00 | 58.9 | 2015 | 6.28 | 2015-09-30 |  |  |  |  | 6540 | 2026-09-30 11:00 | 98.81 | 16.17 | 11 | FALSE | 0 | 0 | 0 | 0 | 0
Spain | ESP | 2015-09-30 11:00 | 2015-09-30 13:00 | 59.99 | 2015 | 6.28 | 2015-09-30 |  |  |  |  | 6541 | 2026-09-30 12:00 | 98.81 | 16.17 | 12 | FALSE | 0 | 0 | 0 | 0 | 0
Spain | ESP | 2015-09-30 12:00 | 2015-09-30 14:00 | 57 | 2015 | 6.28 | 2015-09-30 |  |  |  |  | 6542 | 2026-09-30 13:00 | 98.81 | 16.17 | 13 | FALSE | 0 | 0 | 0 | 0 | 0
Spain | ESP | 2015-09-30 13:00 | 2015-09-30 15:00 | 56.57 | 2015 | 6.28 | 2015-09-30 |  |  |  |  | 6543 | 2026-09-30 14:00 | 98.81 | 16.17 | 14 | FALSE | 0 | 0 | 0 | 0 | 0
Spain | ESP | 2015-09-30 14:00 | 2015-09-30 16:00 | 57 | 2015 | 6.28 | 2015-09-30 |  |  |  |  | 6544 | 2026-09-30 15:00 | 98.81 | 16.17 | 15 | FALSE | 0 | 0 | 0 | 0 | 0
Spain | ESP | 2015-09-30 15:00 | 2015-09-30 17:00 | 58.9 | 2015 | 6.28 | 2015-09-30 |  |  |  |  | 6545 | 2026-09-30 16:00 | 98.81 | 16.17 | 16 | FALSE | 0 | 0 | 0 | 0 | 0
Spain | ESP | 2015-09-30 16:00 | 2015-09-30 18:00 | 59.31 | 2015 | 6.28 | 2015-09-30 |  |  |  |  | 6546 | 2026-09-30 17:00 | 98.81 | 16.17 | 17 | FALSE | 0 | 0 | 0 | 0 | 0
Spain | ESP | 2015-09-30 17:00 | 2015-09-30 19:00 | 59.1 | 2015 | 6.28 | 2015-09-30 |  |  |  |  | 6547 | 2026-09-30 18:00 | 98.81 | 16.17 | 18 | FALSE | 0 | 0 | 0 | 0 | 0
Spain | ESP | 2015-09-30 18:00 | 2015-09-30 20:00 | 64.11 | 2015 | 6.28 | 2015-09-30 |  |  |  |  | 6548 | 2026-09-30 19:00 | 98.81 | 16.17 | 19 | FALSE | 0 | 0 | 0 | 0 | 0
Spain | ESP | 2015-09-30 19:00 | 2015-09-30 21:00 | 68.48 | 2015 | 6.28 | 2015-09-30 |  |  |  |  | 6549 | 2026-09-30 20:00 | 98.81 | 16.17 | 20 | FALSE | 0 | 0 | 0 | 0 | 0
Spain | ESP | 2015-09-30 20:00 | 2015-09-30 22:00 | 58.9 | 2015 | 6.28 | 2015-09-30 |  |  |  |  | 6550 | 2026-09-30 21:00 | 98.81 | 16.17 | 21 | FALSE | 0 | 0 | 0 | 0 | 0
Spain | ESP | 2015-09-30 21:00 | 2015-09-30 23:00 | 58.9 | 2015 | 6.28 | 2015-09-30 |  |  |  |  | 6551 | 2026-09-30 22:00 | 98.81 | 16.17 | 22 | FALSE | 0 | 0 | 0 | 0 | 0
Spain | ESP | 2015-09-30 22:00 | 2015-10-01 | 56.65 | 2015 | 6.28 | 2015-09-30 |  |  |  |  | 6552 | 2026-09-30 23:00 | 98.81 | 16.17 | 23 | FALSE | 0 | 0 | 0 | 0 | 0
Spain | ESP | 2015-09-30 23:00 | 2015-10-01 01:00 | 53.5 | 2015 | 6.28 | 2015-09-30 |  |  |  |  | 6553 | 2026-10-01 | 98.81 | 16.17 | 24 | TRUE | 98.81 | 24 | 98.81 | 0 | -988.1
Spain | ESP | 2015-10-01 | 2015-10-01 02:00 | 49.69 | 2015 | 6.03 | 2015-10-31 |  |  |  |  | 6554 | 2026-10-01 01:00 | 98.81 | 16.17 | 1 | FALSE | 0 | 0 | 0 | 0 | 0
Spain | ESP | 2015-10-01 01:00 | 2015-10-01 03:00 | 49.1 | 2015 | 6.03 | 2015-10-31 |  |  |  |  | 6555 | 2026-10-01 02:00 | 98.81 | 16.17 | 2 | FALSE | 0 | 0 | 0 | 0 | 0
Spain | ESP | 2015-10-01 02:00 | 2015-10-01 04:00 | 51.25 | 2015 | 6.03 | 2015-10-31 |  |  |  |  | 6556 | 2026-10-01 03:00 | 98.81 | 16.17 | 3 | FALSE | 0 | 0 | 0 | 0 | 0
Spain | ESP | 2015-10-01 03:00 | 2015-10-01 05:00 | 53.6 | 2015 | 6.03 | 2015-10-31 |  |  |  |  | 6557 | 2026-10-01 04:00 | 98.81 | 16.17 | 4 | FALSE | 0 | 0 | 0 | 0 | 0
Spain | ESP | 2015-10-01 04:00 | 2015-10-01 06:00 | 58.02 | 2015 | 6.03 | 2015-10-31 |  |  |  |  | 6558 | 2026-10-01 05:00 | 98.81 | 16.17 | 5 | FALSE | 0 | 0 | 0 | 0 | 0
Spain | ESP | 2015-10-01 05:00 | 2015-10-01 07:00 | 63.03 | 2015 | 6.03 | 2015-10-31 |  |  |  |  | 6559 | 2026-10-01 06:00 | 98.81 | 16.17 | 6 | FALSE | 0 | 0 | 0 | 0 | 0
Spain | ESP | 2015-10-01 06:00 | 2015-10-01 08:00 | 63.56 | 2015 | 6.03 | 2015-10-31 |  |  |  |  | 6560 | 2026-10-01 07:00 | 98.81 | 16.17 | 7 | FALSE | 0 | 0 | 0 | 0 | 0
Spain | ESP | 2015-10-01 07:00 | 2015-10-01 09:00 | 64.66 | 2015 | 6.03 | 2015-10-31 |  |  |  |  | 6561 | 2026-10-01 08:00 | 98.81 | 16.17 | 8 | FALSE | 0 | 0 | 0 | 0 | 0
Spain | ESP | 2015-10-01 08:00 | 2015-10-01 10:00 | 63.9 | 2015 | 6.03 | 2015-10-31 |  |  |  |  | 6562 | 2026-10-01 09:00 | 98.81 | 16.17 | 9 | FALSE | 0 | 0 | 0 | 0 | 0
Spain | ESP | 2015-10-01 09:00 | 2015-10-01 11:00 | 61.9 | 2015 | 6.03 | 2015-10-31 |  |  |  |  | 6563 | 2026-10-01 10:00 | 98.81 | 16.17 | 10 | FALSE | 0 | 0 | 0 | 0 | 0
Spain | ESP | 2015-10-01 10:00 | 2015-10-01 12:00 | 60.9 | 2015 | 6.03 | 2015-10-31 |  |  |  |  | 6564 | 2026-10-01 11:00 | 98.81 | 16.17 | 11 | FALSE | 0 | 0 | 0 | 0 | 0
Spain | ESP | 2015-10-01 11:00 | 2015-10-01 13:00 | 59.8 | 2015 | 6.03 | 2015-10-31 |  |  |  |  | 6565 | 2026-10-01 12:00 | 98.81 | 16.17 | 12 | FALSE | 0 | 0 | 0 | 0 | 0
Spain | ESP | 2015-10-01 12:00 | 2015-10-01 14:00 | 56.8 | 2015 | 6.03 | 2015-10-31 |  |  |  |  | 6566 | 2026-10-01 13:00 | 98.81 | 16.17 | 13 | FALSE | 0 | 0 | 0 | 0 | 0
Spain | ESP | 2015-10-01 13:00 | 2015-10-01 15:00 | 53.6 | 2015 | 6.03 | 2015-10-31 |  |  |  |  | 6567 | 2026-10-01 14:00 | 98.81 | 16.17 | 14 | FALSE | 0 | 0 | 0 | 0 | 0
Spain | ESP | 2015-10-01 14:00 | 2015-10-01 16:00 | 53.5 | 2015 | 6.03 | 2015-10-31 |  |  |  |  | 6568 | 2026-10-01 15:00 | 98.81 | 16.17 | 15 | FALSE | 0 | 0 | 0 | 0 | 0
Spain | ESP | 2015-10-01 15:00 | 2015-10-01 17:00 | 54.9 | 2015 | 6.03 | 2015-10-31 |  |  |  |  | 6569 | 2026-10-01 16:00 | 98.81 | 16.17 | 16 | FALSE | 0 | 0 | 0 | 0 | 0
Spain | ESP | 2015-10-01 16:00 | 2015-10-01 18:00 | 55.26 | 2015 | 6.03 | 2015-10-31 |  |  |  |  | 6570 | 2026-10-01 17:00 | 98.81 | 16.17 | 17 | FALSE | 0 | 0 | 0 | 0 | 0
Spain | ESP | 2015-10-01 17:00 | 2015-10-01 19:00 | 61 | 2015 | 6.03 | 2015-10-31 |  |  |  |  | 6571 | 2026-10-01 18:00 | 98.81 | 16.17 | 18 | FALSE | 0 | 0 | 0 | 0 | 0
Spain | ESP | 2015-10-01 18:00 | 2015-10-01 20:00 | 61.69 | 2015 | 6.03 | 2015-10-31 |  |  |  |  | 6572 | 2026-10-01 19:00 | 98.81 | 16.17 | 19 | FALSE | 0 | 0 | 0 | 0 | 0
Spain | ESP | 2015-10-01 19:00 | 2015-10-01 21:00 | 61 | 2015 | 6.03 | 2015-10-31 |  |  |  |  | 6573 | 2026-10-01 20:00 | 98.81 | 16.17 | 20 | FALSE | 0 | 0 | 0 | 0 | 0
Spain | ESP | 2015-10-01 20:00 | 2015-10-01 22:00 | 56.8 | 2015 | 6.03 | 2015-10-31 |  |  |  |  | 6574 | 2026-10-01 21:00 | 98.81 | 16.17 | 21 | FALSE | 0 | 0 | 0 | 0 | 0
Spain | ESP | 2015-10-01 21:00 | 2015-10-01 23:00 | 53 | 2015 | 6.03 | 2015-10-31 |  |  |  |  | 6575 | 2026-10-01 22:00 | 98.81 | 16.17 | 22 | FALSE | 0 | 0 | 0 | 0 | 0
Spain | ESP | 2015-10-01 22:00 | 2015-10-02 | 58.81 | 2015 | 6.03 | 2015-10-31 |  |  |  |  | 6576 | 2026-10-01 23:00 | 98.81 | 16.17 | 23 | FALSE | 0 | 0 | 0 | 0 | 0
Spain | ESP | 2015-10-01 23:00 | 2015-10-02 01:00 | 56.6 | 2015 | 6.03 | 2015-10-31 |  |  |  |  | 6577 | 2026-10-02 | 98.81 | 16.17 | 24 | TRUE | 98.81 | 24 | 98.81 | 0 | -988.1
Spain | ESP | 2015-10-02 | 2015-10-02 02:00 | 53.65 | 2015 | 6.03 | 2015-10-31 |  |  |  |  | 6578 | 2026-10-02 01:00 | 98.81 | 16.17 | 1 | FALSE | 0 | 0 | 0 | 0 | 0
Spain | ESP | 2015-10-02 01:00 | 2015-10-02 03:00 | 52.01 | 2015 | 6.03 | 2015-10-31 |  |  |  |  | 6579 | 2026-10-02 02:00 | 98.81 | 16.17 | 2 | FALSE | 0 | 0 | 0 | 0 | 0
Spain | ESP | 2015-10-02 02:00 | 2015-10-02 04:00 | 50 | 2015 | 6.03 | 2015-10-31 |  |  |  |  | 6580 | 2026-10-02 03:00 | 98.81 | 16.17 | 3 | FALSE | 0 | 0 | 0 | 0 | 0
Spain | ESP | 2015-10-02 03:00 | 2015-10-02 05:00 | 53.65 | 2015 | 6.03 | 2015-10-31 |  |  |  |  | 6581 | 2026-10-02 04:00 | 98.81 | 16.17 | 4 | FALSE | 0 | 0 | 0 | 0 | 0
Spain | ESP | 2015-10-02 04:00 | 2015-10-02 06:00 | 57.6 | 2015 | 6.03 | 2015-10-31 |  |  |  |  | 6582 | 2026-10-02 05:00 | 98.81 | 16.17 | 5 | FALSE | 0 | 0 | 0 | 0 | 0
Spain | ESP | 2015-10-02 05:00 | 2015-10-02 07:00 | 61.5 | 2015 | 6.03 | 2015-10-31 |  |  |  |  | 6583 | 2026-10-02 06:00 | 98.81 | 16.17 | 6 | FALSE | 0 | 0 | 0 | 0 | 0
Spain | ESP | 2015-10-02 06:00 | 2015-10-02 08:00 | 62.86 | 2015 | 6.03 | 2015-10-31 |  |  |  |  | 6584 | 2026-10-02 07:00 | 98.81 | 16.17 | 7 | FALSE | 0 | 0 | 0 | 0 | 0
Spain | ESP | 2015-10-02 07:00 | 2015-10-02 09:00 | 64.85 | 2015 | 6.03 | 2015-10-31 |  |  |  |  | 6585 | 2026-10-02 08:00 | 98.81 | 16.17 | 8 | FALSE | 0 | 0 | 0 | 0 | 0
Spain | ESP | 2015-10-02 08:00 | 2015-10-02 10:00 | 63.4 | 2015 | 6.03 | 2015-10-31 |  |  |  |  | 6586 | 2026-10-02 09:00 | 98.81 | 16.17 | 9 | FALSE | 0 | 0 | 0 | 0 | 0
Spain | ESP | 2015-10-02 09:00 | 2015-10-02 11:00 | 61.19 | 2015 | 6.03 | 2015-10-31 |  |  |  |  | 6587 | 2026-10-02 10:00 | 98.81 | 16.17 | 10 | FALSE | 0 | 0 | 0 | 0 | 0
Spain | ESP | 2015-10-02 10:00 | 2015-10-02 12:00 | 61.25 | 2015 | 6.03 | 2015-10-31 |  |  |  |  | 6588 | 2026-10-02 11:00 | 98.81 | 16.17 | 11 | FALSE | 0 | 0 | 0 | 0 | 0
Spain | ESP | 2015-10-02 11:00 | 2015-10-02 13:00 | 60.01 | 2015 | 6.03 | 2015-10-31 |  |  |  |  | 6589 | 2026-10-02 12:00 | 98.81 | 16.17 | 12 | FALSE | 0 | 0 | 0 | 0 | 0
Spain | ESP | 2015-10-02 12:00 | 2015-10-02 14:00 | 56.8 | 2015 | 6.03 | 2015-10-31 |  |  |  |  | 6590 | 2026-10-02 13:00 | 98.81 | 16.17 | 13 | FALSE | 0 | 0 | 0 | 0 | 0
Spain | ESP | 2015-10-02 13:00 | 2015-10-02 15:00 | 51.89 | 2015 | 6.03 | 2015-10-31 |  |  |  |  | 6591 | 2026-10-02 14:00 | 98.81 | 16.17 | 14 | FALSE | 0 | 0 | 0 | 0 | 0
Spain | ESP | 2015-10-02 14:00 | 2015-10-02 16:00 | 48 | 2015 | 6.03 | 2015-10-31 |  |  |  |  | 6592 | 2026-10-02 15:00 | 98.81 | 16.17 | 15 | FALSE | 0 | 0 | 0 | 0 | 0
Spain | ESP | 2015-10-02 15:00 | 2015-10-02 17:00 | 51.89 | 2015 | 6.03 | 2015-10-31 |  |  |  |  | 6593 | 2026-10-02 16:00 | 98.81 | 16.17 | 16 | FALSE | 0 | 0 | 0 | 0 | 0
Spain | ESP | 2015-10-02 16:00 | 2015-10-02 18:00 | 55.97 | 2015 | 6.03 | 2015-10-31 |  |  |  |  | 6594 | 2026-10-02 17:00 | 98.81 | 16.17 | 17 | FALSE | 0 | 0 | 0 | 0 | 0
Spain | ESP | 2015-10-02 17:00 | 2015-10-02 19:00 | 60 | 2015 | 6.03 | 2015-10-31 |  |  |  |  | 6595 | 2026-10-02 18:00 | 98.81 | 16.17 | 18 | FALSE | 0 | 0 | 0 | 0 | 0
Spain | ESP | 2015-10-02 18:00 | 2015-10-02 20:00 | 63.03 | 2015 | 6.03 | 2015-10-31 |  |  |  |  | 6596 | 2026-10-02 19:00 | 98.81 | 16.17 | 19 | FALSE | 0 | 0 | 0 | 0 | 0
Spain | ESP | 2015-10-02 19:00 | 2015-10-02 21:00 | 62.69 | 2015 | 6.03 | 2015-10-31 |  |  |  |  | 6597 | 2026-10-02 20:00 | 98.81 | 16.17 | 20 | FALSE | 0 | 0 | 0 | 0 | 0
Spain | ESP | 2015-10-02 20:00 | 2015-10-02 22:00 | 59.1 | 2015 | 6.03 | 2015-10-31 |  |  |  |  | 6598 | 2026-10-02 21:00 | 98.81 | 16.17 | 21 | FALSE | 0 | 0 | 0 | 0 | 0
Spain | ESP | 2015-10-02 21:00 | 2015-10-02 23:00 | 55.42 | 2015 | 6.03 | 2015-10-31 |  |  |  |  | 6599 | 2026-10-02 22:00 | 98.81 | 16.17 | 22 | FALSE | 0 | 0 | 0 | 0 | 0
Spain | ESP | 2015-10-02 22:00 | 2015-10-03 | 51.3 | 2015 | 6.03 | 2015-10-31 |  |  |  |  | 6600 | 2026-10-02 23:00 | 98.81 | 16.17 | 23 | FALSE | 0 | 0 | 0 | 0 | 0
Spain | ESP | 2015-10-02 23:00 | 2015-10-03 01:00 | 48.77 | 2015 | 6.03 | 2015-10-31 |  |  |  |  | 6601 | 2026-10-03 | 98.81 | 16.17 | 24 | TRUE | 98.81 | 24 | 98.81 | 0 | -988.1
Spain | ESP | 2015-10-03 | 2015-10-03 02:00 | 46.3 | 2015 | 6.03 | 2015-10-31 |  |  |  |  | 6602 | 2026-10-03 01:00 | 98.81 | 16.17 | 1 | FALSE | 0 | 0 | 0 | 0 | 0
Spain | ESP | 2015-10-03 01:00 | 2015-10-03 03:00 | 45.5 | 2015 | 6.03 | 2015-10-31 |  |  |  |  | 6603 | 2026-10-03 02:00 | 98.81 | 16.17 | 2 | FALSE | 0 | 0 | 0 | 0 | 0
Spain | ESP | 2015-10-03 02:00 | 2015-10-03 04:00 | 44.05 | 2015 | 6.03 | 2015-10-31 |  |  |  |  | 6604 | 2026-10-03 03:00 | 98.81 | 16.17 | 3 | FALSE | 0 | 0 | 0 | 0 | 0
Spain | ESP | 2015-10-03 03:00 | 2015-10-03 05:00 | 44.3 | 2015 | 6.03 | 2015-10-31 |  |  |  |  | 6605 | 2026-10-03 04:00 | 98.81 | 16.17 | 4 | FALSE | 0 | 0 | 0 | 0 | 0
Spain | ESP | 2015-10-03 04:00 | 2015-10-03 06:00 | 46.3 | 2015 | 6.03 | 2015-10-31 |  |  |  |  | 6606 | 2026-10-03 05:00 | 98.81 | 16.17 | 5 | FALSE | 0 | 0 | 0 | 0 | 0
Spain | ESP | 2015-10-03 05:00 | 2015-10-03 07:00 | 47 | 2015 | 6.03 | 2015-10-31 |  |  |  |  | 6607 | 2026-10-03 06:00 | 98.81 | 16.17 | 6 | FALSE | 0 | 0 | 0 | 0 | 0
Spain | ESP | 2015-10-03 06:00 | 2015-10-03 08:00 | 48.77 | 2015 | 6.03 | 2015-10-31 |  |  |  |  | 6608 | 2026-10-03 07:00 | 98.81 | 16.17 | 7 | FALSE | 0 | 0 | 0 | 0 | 0
Spain | ESP | 2015-10-03 07:00 | 2015-10-03 09:00 | 58.1 | 2015 | 6.03 | 2015-10-31 |  |  |  |  | 6609 | 2026-10-03 08:00 | 98.81 | 16.17 | 8 | FALSE | 0 | 0 | 0 | 0 | 0
Spain | ESP | 2015-10-03 08:00 | 2015-10-03 10:00 | 59.5 | 2015 | 6.03 | 2015-10-31 |  |  |  |  | 6610 | 2026-10-03 09:00 | 98.81 | 16.17 | 9 | FALSE | 0 | 0 | 0 | 0 | 0
Spain | ESP | 2015-10-03 09:00 | 2015-10-03 11:00 | 56.8 | 2015 | 6.03 | 2015-10-31 |  |  |  |  | 6611 | 2026-10-03 10:00 | 98.81 | 16.17 | 10 | FALSE | 0 | 0 | 0 | 0 | 0
Spain | ESP | 2015-10-03 10:00 | 2015-10-03 12:00 | 54.02 | 2015 | 6.03 | 2015-10-31 |  |  |  |  | 6612 | 2026-10-03 11:00 | 98.81 | 16.17 | 11 | FALSE | 0 | 0 | 0 | 0 | 0
Spain | ESP | 2015-10-03 11:00 | 2015-10-03 13:00 | 52.1 | 2015 | 6.03 | 2015-10-31 |  |  |  |  | 6613 | 2026-10-03 12:00 | 98.81 | 16.17 | 12 | FALSE | 0 | 0 | 0 | 0 | 0
Spain | ESP | 2015-10-03 12:00 | 2015-10-03 14:00 | 48.1 | 2015 | 6.03 | 2015-10-31 |  |  |  |  | 6614 | 2026-10-03 13:00 | 98.81 | 16.17 | 13 | FALSE | 0 | 0 | 0 | 0 | 0
Spain | ESP | 2015-10-03 13:00 | 2015-10-03 15:00 | 43.58 | 2015 | 6.03 | 2015-10-31 |  |  |  |  | 6615 | 2026-10-03 14:00 | 98.81 | 16.17 | 14 | FALSE | 0 | 0 | 0 | 0 | 0
Spain | ESP | 2015-10-03 14:00 | 2015-10-03 16:00 | 42.62 | 2015 | 6.03 | 2015-10-31 |  |  |  |  | 6616 | 2026-10-03 15:00 | 98.81 | 16.17 | 15 | FALSE | 0 | 0 | 0 | 0 | 0
Spain | ESP | 2015-10-03 15:00 | 2015-10-03 17:00 | 44.32 | 2015 | 6.03 | 2015-10-31 |  |  |  |  | 6617 | 2026-10-03 16:00 | 98.81 | 16.17 | 16 | FALSE | 0 | 0 | 0 | 0 | 0
Spain | ESP | 2015-10-03 16:00 | 2015-10-03 18:00 | 48.77 | 2015 | 6.03 | 2015-10-31 |  |  |  |  | 6618 | 2026-10-03 17:00 | 98.81 | 16.17 | 17 | FALSE | 0 | 0 | 0 | 0 | 0
Spain | ESP | 2015-10-03 17:00 | 2015-10-03 19:00 | 55.48 | 2015 | 6.03 | 2015-10-31 |  |  |  |  | 6619 | 2026-10-03 18:00 | 98.81 | 16.17 | 18 | FALSE | 0 | 0 | 0 | 0 | 0
Spain | ESP | 2015-10-03 18:00 | 2015-10-03 20:00 | 60.6 | 2015 | 6.03 | 2015-10-31 |  |  |  |  | 6620 | 2026-10-03 19:00 | 98.81 | 16.17 | 19 | FALSE | 0 | 0 | 0 | 0 | 0
Spain | ESP | 2015-10-03 19:00 | 2015-10-03 21:00 | 60.01 | 2015 | 6.03 | 2015-10-31 |  |  |  |  | 6621 | 2026-10-03 20:00 | 98.81 | 16.17 | 20 | FALSE | 0 | 0 | 0 | 0 | 0
Spain | ESP | 2015-10-03 20:00 | 2015-10-03 22:00 | 54.45 | 2015 | 6.03 | 2015-10-31 |  |  |  |  | 6622 | 2026-10-03 21:00 | 98.81 | 16.17 | 21 | FALSE | 0 | 0 | 0 | 0 | 0
Spain | ESP | 2015-10-03 21:00 | 2015-10-03 23:00 | 48.77 | 2015 | 6.03 | 2015-10-31 |  |  |  |  | 6623 | 2026-10-03 22:00 | 98.81 | 16.17 | 22 | FALSE | 0 | 0 | 0 | 0 | 0
Spain | ESP | 2015-10-03 22:00 | 2015-10-04 | 44.5 | 2015 | 6.03 | 2015-10-31 |  |  |  |  | 6624 | 2026-10-03 23:00 | 98.81 | 16.17 | 23 | FALSE | 0 | 0 | 0 | 0 | 0
Spain | ESP | 2015-10-03 23:00 | 2015-10-04 01:00 | 43.5 | 2015 | 6.03 | 2015-10-31 |  |  |  |  | 6625 | 2026-10-04 | 98.81 | 16.17 | 24 | TRUE | 98.81 | 24 | 98.81 | 0 | -988.1
Spain | ESP | 2015-10-04 | 2015-10-04 02:00 | 40 | 2015 | 6.03 | 2015-10-31 |  |  |  |  | 6626 | 2026-10-04 01:00 | 98.81 | 16.17 | 1 | FALSE | 0 | 0 | 0 | 0 | 0
Spain | ESP | 2015-10-04 01:00 | 2015-10-04 03:00 | 39.4 | 2015 | 6.03 | 2015-10-31 |  |  |  |  | 6627 | 2026-10-04 02:00 | 98.81 | 16.17 | 2 | FALSE | 0 | 0 | 0 | 0 | 0
Spain | ESP | 2015-10-04 02:00 | 2015-10-04 04:00 | 37 | 2015 | 6.03 | 2015-10-31 |  |  |  |  | 6628 | 2026-10-04 03:00 | 98.81 | 16.17 | 3 | FALSE | 0 | 0 | 0 | 0 | 0
Spain | ESP | 2015-10-04 03:00 | 2015-10-04 05:00 | 35.5 | 2015 | 6.03 | 2015-10-31 |  |  |  |  | 6629 | 2026-10-04 04:00 | 98.81 | 16.17 | 4 | FALSE | 0 | 0 | 0 | 0 | 0
Spain | ESP | 2015-10-04 04:00 | 2015-10-04 06:00 | 34.5 | 2015 | 6.03 | 2015-10-31 |  |  |  |  | 6630 | 2026-10-04 05:00 | 98.81 | 16.17 | 5 | FALSE | 0 | 0 | 0 | 0 | 0
Spain | ESP | 2015-10-04 05:00 | 2015-10-04 07:00 | 34.98 | 2015 | 6.03 | 2015-10-31 |  |  |  |  | 6631 | 2026-10-04 06:00 | 98.81 | 16.17 | 6 | FALSE | 0 | 0 | 0 | 0 | 0
Spain | ESP | 2015-10-04 06:00 | 2015-10-04 08:00 | 36.5 | 2015 | 6.03 | 2015-10-31 |  |  |  |  | 6632 | 2026-10-04 07:00 | 98.81 | 16.17 | 7 | FALSE | 0 | 0 | 0 | 0 | 0
Spain | ESP | 2015-10-04 07:00 | 2015-10-04 09:00 | 37.96 | 2015 | 6.03 | 2015-10-31 |  |  |  |  | 6633 | 2026-10-04 08:00 | 98.81 | 16.17 | 8 | FALSE | 0 | 0 | 0 | 0 | 0
Spain | ESP | 2015-10-04 08:00 | 2015-10-04 10:00 | 39.15 | 2015 | 6.03 | 2015-10-31 |  |  |  |  | 6634 | 2026-10-04 09:00 | 98.81 | 16.17 | 9 | FALSE | 0 | 0 | 0 | 0 | 0
Spain | ESP | 2015-10-04 09:00 | 2015-10-04 11:00 | 38.66 | 2015 | 6.03 | 2015-10-31 |  |  |  |  | 6635 | 2026-10-04 10:00 | 98.81 | 16.17 | 10 | FALSE | 0 | 0 | 0 | 0 | 0
Spain | ESP | 2015-10-04 10:00 | 2015-10-04 12:00 | 38 | 2015 | 6.03 | 2015-10-31 |  |  |  |  | 6636 | 2026-10-04 11:00 | 98.81 | 16.17 | 11 | FALSE | 0 | 0 | 0 | 0 | 0
Spain | ESP | 2015-10-04 11:00 | 2015-10-04 13:00 | 35 | 2015 | 6.03 | 2015-10-31 |  |  |  |  | 6637 | 2026-10-04 12:00 | 98.81 | 16.17 | 12 | FALSE | 0 | 0 | 0 | 0 | 0
Spain | ESP | 2015-10-04 12:00 | 2015-10-04 14:00 | 29.41 | 2015 | 6.03 | 2015-10-31 |  |  |  |  | 6638 | 2026-10-04 13:00 | 98.81 | 16.17 | 13 | FALSE | 0 | 0 | 0 | 0 | 0
Spain | ESP | 2015-10-04 13:00 | 2015-10-04 15:00 | 27.09 | 2015 | 6.03 | 2015-10-31 |  |  |  |  | 6639 | 2026-10-04 14:00 | 98.81 | 16.17 | 14 | FALSE | 0 | 0 | 0 | 0 | 0
Spain | ESP | 2015-10-04 14:00 | 2015-10-04 16:00 | 25.44 | 2015 | 6.03 | 2015-10-31 |  |  |  |  | 6640 | 2026-10-04 15:00 | 98.81 | 16.17 | 15 | FALSE | 0 | 0 | 0 | 0 | 0
Spain | ESP | 2015-10-04 15:00 | 2015-10-04 17:00 | 26.6 | 2015 | 6.03 | 2015-10-31 |  |  |  |  | 6641 | 2026-10-04 16:00 | 98.81 | 16.17 | 16 | FALSE | 0 | 0 | 0 | 0 | 0
Spain | ESP | 2015-10-04 16:00 | 2015-10-04 18:00 | 34.5 | 2015 | 6.03 | 2015-10-31 |  |  |  |  | 6642 | 2026-10-04 17:00 | 98.81 | 16.17 | 17 | FALSE | 0 | 0 | 0 | 0 | 0
Spain | ESP | 2015-10-04 17:00 | 2015-10-04 19:00 | 40 | 2015 | 6.03 | 2015-10-31 |  |  |  |  | 6643 | 2026-10-04 18:00 | 98.81 | 16.17 | 18 | FALSE | 0 | 0 | 0 | 0 | 0
Spain | ESP | 2015-10-04 18:00 | 2015-10-04 20:00 | 50.75 | 2015 | 6.03 | 2015-10-31 |  |  |  |  | 6644 | 2026-10-04 19:00 | 98.81 | 16.17 | 19 | FALSE | 0 | 0 | 0 | 0 | 0
Spain | ESP | 2015-10-04 19:00 | 2015-10-04 21:00 | 54.07 | 2015 | 6.03 | 2015-10-31 |  |  |  |  | 6645 | 2026-10-04 20:00 | 98.81 | 16.17 | 20 | FALSE | 0 | 0 | 0 | 0 | 0
Spain | ESP | 2015-10-04 20:00 | 2015-10-04 22:00 | 43 | 2015 | 6.03 | 2015-10-31 |  |  |  |  | 6646 | 2026-10-04 21:00 | 98.81 | 16.17 | 21 | FALSE | 0 | 0 | 0 | 0 | 0
Spain | ESP | 2015-10-04 21:00 | 2015-10-04 23:00 | 37.85 | 2015 | 6.03 | 2015-10-31 |  |  |  |  | 6647 | 2026-10-04 22:00 | 98.81 | 16.17 | 22 | FALSE | 0 | 0 | 0 | 0 | 0
Spain | ESP | 2015-10-04 22:00 | 2015-10-05 | 34.77 | 2015 | 6.03 | 2015-10-31 |  |  |  |  | 6648 | 2026-10-04 23:00 | 98.81 | 16.17 | 23 | FALSE | 0 | 0 | 0 | 0 | 0
Spain | ESP | 2015-10-04 23:00 | 2015-10-05 01:00 | 31.19 | 2015 | 6.03 | 2015-10-31 |  |  |  |  | 6649 | 2026-10-05 | 98.81 | 16.17 | 24 | TRUE | 98.81 | 24 | 98.81 | 0 | -988.1
Spain | ESP | 2015-10-05 | 2015-10-05 02:00 | 26.65 | 2015 | 6.03 | 2015-10-31 |  |  |  |  | 6650 | 2026-10-05 01:00 | 98.81 | 16.17 | 1 | FALSE | 0 | 0 | 0 | 0 | 0
Spain | ESP | 2015-10-05 01:00 | 2015-10-05 03:00 | 26.43 | 2015 | 6.03 | 2015-10-31 |  |  |  |  | 6651 | 2026-10-05 02:00 | 98.81 | 16.17 | 2 | FALSE | 0 | 0 | 0 | 0 | 0
Spain | ESP | 2015-10-05 02:00 | 2015-10-05 04:00 | 26 | 2015 | 6.03 | 2015-10-31 |  |  |  |  | 6652 | 2026-10-05 03:00 | 98.81 | 16.17 | 3 | FALSE | 0 | 0 | 0 | 0 | 0
Spain | ESP | 2015-10-05 03:00 | 2015-10-05 05:00 | 26.35 | 2015 | 6.03 | 2015-10-31 |  |  |  |  | 6653 | 2026-10-05 04:00 | 98.81 | 16.17 | 4 | FALSE | 0 | 0 | 0 | 0 | 0
Spain | ESP | 2015-10-05 04:00 | 2015-10-05 06:00 | 36.5 | 2015 | 6.03 | 2015-10-31 |  |  |  |  | 6654 | 2026-10-05 05:00 | 98.81 | 16.17 | 5 | FALSE | 0 | 0 | 0 | 0 | 0
Spain | ESP | 2015-10-05 05:00 | 2015-10-05 07:00 | 44 | 2015 | 6.03 | 2015-10-31 |  |  |  |  | 6655 | 2026-10-05 06:00 | 98.81 | 16.17 | 6 | FALSE | 0 | 0 | 0 | 0 | 0
Spain | ESP | 2015-10-05 06:00 | 2015-10-05 08:00 | 46.69 | 2015 | 6.03 | 2015-10-31 |  |  |  |  | 6656 | 2026-10-05 07:00 | 98.81 | 16.17 | 7 | FALSE | 0 | 0 | 0 | 0 | 0
Spain | ESP | 2015-10-05 07:00 | 2015-10-05 09:00 | 53.01 | 2015 | 6.03 | 2015-10-31 |  |  |  |  | 6657 | 2026-10-05 08:00 | 98.81 | 16.17 | 8 | FALSE | 0 | 0 | 0 | 0 | 0
Spain | ESP | 2015-10-05 08:00 | 2015-10-05 10:00 | 51.56 | 2015 | 6.03 | 2015-10-31 |  |  |  |  | 6658 | 2026-10-05 09:00 | 98.81 | 16.17 | 9 | FALSE | 0 | 0 | 0 | 0 | 0
Spain | ESP | 2015-10-05 09:00 | 2015-10-05 11:00 | 49.16 | 2015 | 6.03 | 2015-10-31 |  |  |  |  | 6659 | 2026-10-05 10:00 | 98.81 | 16.17 | 10 | FALSE | 0 | 0 | 0 | 0 | 0
Spain | ESP | 2015-10-05 10:00 | 2015-10-05 12:00 | 46.6 | 2015 | 6.03 | 2015-10-31 |  |  |  |  | 6660 | 2026-10-05 11:00 | 98.81 | 16.17 | 11 | FALSE | 0 | 0 | 0 | 0 | 0
Spain | ESP | 2015-10-05 11:00 | 2015-10-05 13:00 | 45.97 | 2015 | 6.03 | 2015-10-31 |  |  |  |  | 6661 | 2026-10-05 12:00 | 98.81 | 16.17 | 12 | FALSE | 0 | 0 | 0 | 0 | 0
Spain | ESP | 2015-10-05 12:00 | 2015-10-05 14:00 | 43.42 | 2015 | 6.03 | 2015-10-31 |  |  |  |  | 6662 | 2026-10-05 13:00 | 98.81 | 16.17 | 13 | FALSE | 0 | 0 | 0 | 0 | 0
Spain | ESP | 2015-10-05 13:00 | 2015-10-05 15:00 | 40.97 | 2015 | 6.03 | 2015-10-31 |  |  |  |  | 6663 | 2026-10-05 14:00 | 98.81 | 16.17 | 14 | FALSE | 0 | 0 | 0 | 0 | 0
Spain | ESP | 2015-10-05 14:00 | 2015-10-05 16:00 | 41.38 | 2015 | 6.03 | 2015-10-31 |  |  |  |  | 6664 | 2026-10-05 15:00 | 98.81 | 16.17 | 15 | FALSE | 0 | 0 | 0 | 0 | 0
Spain | ESP | 2015-10-05 15:00 | 2015-10-05 17:00 | 44 | 2015 | 6.03 | 2015-10-31 |  |  |  |  | 6665 | 2026-10-05 16:00 | 98.81 | 16.17 | 16 | FALSE | 0 | 0 | 0 | 0 | 0
Spain | ESP | 2015-10-05 16:00 | 2015-10-05 18:00 | 44.47 | 2015 | 6.03 | 2015-10-31 |  |  |  |  | 6666 | 2026-10-05 17:00 | 98.81 | 16.17 | 17 | FALSE | 0 | 0 | 0 | 0 | 0
Spain | ESP | 2015-10-05 17:00 | 2015-10-05 19:00 | 48.01 | 2015 | 6.03 | 2015-10-31 |  |  |  |  | 6667 | 2026-10-05 18:00 | 98.81 | 16.17 | 18 | FALSE | 0 | 0 | 0 | 0 | 0
Spain | ESP | 2015-10-05 18:00 | 2015-10-05 20:00 | 55.93 | 2015 | 6.03 | 2015-10-31 |  |  |  |  | 6668 | 2026-10-05 19:00 | 98.81 | 16.17 | 19 | FALSE | 0 | 0 | 0 | 0 | 0
Spain | ESP | 2015-10-05 19:00 | 2015-10-05 21:00 | 52 | 2015 | 6.03 | 2015-10-31 |  |  |  |  | 6669 | 2026-10-05 20:00 | 98.81 | 16.17 | 20 | FALSE | 0 | 0 | 0 | 0 | 0
Spain | ESP | 2015-10-05 20:00 | 2015-10-05 22:00 | 40 | 2015 | 6.03 | 2015-10-31 |  |  |  |  | 6670 | 2026-10-05 21:00 | 98.81 | 16.17 | 21 | FALSE | 0 | 0 | 0 | 0 | 0
Spain | ESP | 2015-10-05 21:00 | 2015-10-05 23:00 | 36.2 | 2015 | 6.03 | 2015-10-31 |  |  |  |  | 6671 | 2026-10-05 22:00 | 98.81 | 16.17 | 22 | FALSE | 0 | 0 | 0 | 0 | 0
Spain | ESP | 2015-10-05 22:00 | 2015-10-06 | 33.17 | 2015 | 6.03 | 2015-10-31 |  |  |  |  | 6672 | 2026-10-05 23:00 | 98.81 | 16.17 | 23 | FALSE | 0 | 0 | 0 | 0 | 0
Spain | ESP | 2015-10-05 23:00 | 2015-10-06 01:00 | 29.1 | 2015 | 6.03 | 2015-10-31 |  |  |  |  | 6673 | 2026-10-06 | 98.81 | 16.17 | 24 | TRUE | 98.81 | 24 | 98.81 | 0 | -988.1
Spain | ESP | 2015-10-06 | 2015-10-06 02:00 | 26.41 | 2015 | 6.03 | 2015-10-31 |  |  |  |  | 6674 | 2026-10-06 01:00 | 98.81 | 16.17 | 1 | FALSE | 0 | 0 | 0 | 0 | 0
Spain | ESP | 2015-10-06 01:00 | 2015-10-06 03:00 | 24.4 | 2015 | 6.03 | 2015-10-31 |  |  |  |  | 6675 | 2026-10-06 02:00 | 98.81 | 16.17 | 2 | FALSE | 0 | 0 | 0 | 0 | 0
Spain | ESP | 2015-10-06 02:00 | 2015-10-06 04:00 | 20.15 | 2015 | 6.03 | 2015-10-31 |  |  |  |  | 6676 | 2026-10-06 03:00 | 98.81 | 16.17 | 3 | FALSE | 0 | 0 | 0 | 0 | 0
Spain | ESP | 2015-10-06 03:00 | 2015-10-06 05:00 | 26.26 | 2015 | 6.03 | 2015-10-31 |  |  |  |  | 6677 | 2026-10-06 04:00 | 98.81 | 16.17 | 4 | FALSE | 0 | 0 | 0 | 0 | 0
Spain | ESP | 2015-10-06 04:00 | 2015-10-06 06:00 | 35.29 | 2015 | 6.03 | 2015-10-31 |  |  |  |  | 6678 | 2026-10-06 05:00 | 98.81 | 16.17 | 5 | FALSE | 0 | 0 | 0 | 0 | 0
Spain | ESP | 2015-10-06 05:00 | 2015-10-06 07:00 | 43 | 2015 | 6.03 | 2015-10-31 |  |  |  |  | 6679 | 2026-10-06 06:00 | 98.81 | 16.17 | 6 | FALSE | 0 | 0 | 0 | 0 | 0
Spain | ESP | 2015-10-06 06:00 | 2015-10-06 08:00 | 48.08 | 2015 | 6.03 | 2015-10-31 |  |  |  |  | 6680 | 2026-10-06 07:00 | 98.81 | 16.17 | 7 | FALSE | 0 | 0 | 0 | 0 | 0
Spain | ESP | 2015-10-06 07:00 | 2015-10-06 09:00 | 50.1 | 2015 | 6.03 | 2015-10-31 |  |  |  |  | 6681 | 2026-10-06 08:00 | 98.81 | 16.17 | 8 | FALSE | 0 | 0 | 0 | 0 | 0
Spain | ESP | 2015-10-06 08:00 | 2015-10-06 10:00 | 49.59 | 2015 | 6.03 | 2015-10-31 |  |  |  |  | 6682 | 2026-10-06 09:00 | 98.81 | 16.17 | 9 | FALSE | 0 | 0 | 0 | 0 | 0
Spain | ESP | 2015-10-06 09:00 | 2015-10-06 11:00 | 48.04 | 2015 | 6.03 | 2015-10-31 |  |  |  |  | 6683 | 2026-10-06 10:00 | 98.81 | 16.17 | 10 | FALSE | 0 | 0 | 0 | 0 | 0
Spain | ESP | 2015-10-06 10:00 | 2015-10-06 12:00 | 48.04 | 2015 | 6.03 | 2015-10-31 |  |  |  |  | 6684 | 2026-10-06 11:00 | 98.81 | 16.17 | 11 | FALSE | 0 | 0 | 0 | 0 | 0
Spain | ESP | 2015-10-06 11:00 | 2015-10-06 13:00 | 46.12 | 2015 | 6.03 | 2015-10-31 |  |  |  |  | 6685 | 2026-10-06 12:00 | 98.81 | 16.17 | 12 | FALSE | 0 | 0 | 0 | 0 | 0
Spain | ESP | 2015-10-06 12:00 | 2015-10-06 14:00 | 43.58 | 2015 | 6.03 | 2015-10-31 |  |  |  |  | 6686 | 2026-10-06 13:00 | 98.81 | 16.17 | 13 | FALSE | 0 | 0 | 0 | 0 | 0
Spain | ESP | 2015-10-06 13:00 | 2015-10-06 15:00 | 42.2 | 2015 | 6.03 | 2015-10-31 |  |  |  |  | 6687 | 2026-10-06 14:00 | 98.81 | 16.17 | 14 | FALSE | 0 | 0 | 0 | 0 | 0
Spain | ESP | 2015-10-06 14:00 | 2015-10-06 16:00 | 43 | 2015 | 6.03 | 2015-10-31 |  |  |  |  | 6688 | 2026-10-06 15:00 | 98.81 | 16.17 | 15 | FALSE | 0 | 0 | 0 | 0 | 0
Spain | ESP | 2015-10-06 15:00 | 2015-10-06 17:00 | 44.5 | 2015 | 6.03 | 2015-10-31 |  |  |  |  | 6689 | 2026-10-06 16:00 | 98.81 | 16.17 | 16 | FALSE | 0 | 0 | 0 | 0 | 0
Spain | ESP | 2015-10-06 16:00 | 2015-10-06 18:00 | 54.58 | 2015 | 6.03 | 2015-10-31 |  |  |  |  | 6690 | 2026-10-06 17:00 | 98.81 | 16.17 | 17 | FALSE | 0 | 0 | 0 | 0 | 0
Spain | ESP | 2015-10-06 17:00 | 2015-10-06 19:00 | 59.59 | 2015 | 6.03 | 2015-10-31 |  |  |  |  | 6691 | 2026-10-06 18:00 | 98.81 | 16.17 | 18 | FALSE | 0 | 0 | 0 | 0 | 0
Spain | ESP | 2015-10-06 18:00 | 2015-10-06 20:00 | 68.48 | 2015 | 6.03 | 2015-10-31 |  |  |  |  | 6692 | 2026-10-06 19:00 | 98.81 | 16.17 | 19 | FALSE | 0 | 0 | 0 | 0 | 0
Spain | ESP | 2015-10-06 19:00 | 2015-10-06 21:00 | 67.52 | 2015 | 6.03 | 2015-10-31 |  |  |  |  | 6693 | 2026-10-06 20:00 | 98.81 | 16.17 | 20 | FALSE | 0 | 0 | 0 | 0 | 0
Spain | ESP | 2015-10-06 20:00 | 2015-10-06 22:00 | 60.32 | 2015 | 6.03 | 2015-10-31 |  |  |  |  | 6694 | 2026-10-06 21:00 | 98.81 | 16.17 | 21 | FALSE | 0 | 0 | 0 | 0 | 0
Spain | ESP | 2015-10-06 21:00 | 2015-10-06 23:00 | 57.25 | 2015 | 6.03 | 2015-10-31 |  |  |  |  | 6695 | 2026-10-06 22:00 | 98.81 | 16.17 | 22 | FALSE | 0 | 0 | 0 | 0 | 0
Spain | ESP | 2015-10-06 22:00 | 2015-10-07 | 56.1 | 2015 | 6.03 | 2015-10-31 |  |  |  |  | 6696 | 2026-10-06 23:00 | 98.81 | 16.17 | 23 | FALSE | 0 | 0 | 0 | 0 | 0
Spain | ESP | 2015-10-06 23:00 | 2015-10-07 01:00 | 55.48 | 2015 | 6.03 | 2015-10-31 |  |  |  |  | 6697 | 2026-10-07 | 98.81 | 16.17 | 24 | TRUE | 98.81 | 24 | 98.81 | 0 | -988.1
Spain | ESP | 2015-10-07 | 2015-10-07 02:00 | 51.89 | 2015 | 6.03 | 2015-10-31 |  |  |  |  | 6698 | 2026-10-07 01:00 | 98.81 | 16.17 | 1 | FALSE | 0 | 0 | 0 | 0 | 0
Spain | ESP | 2015-10-07 01:00 | 2015-10-07 03:00 | 47.74 | 2015 | 6.03 | 2015-10-31 |  |  |  |  | 6699 | 2026-10-07 02:00 | 98.81 | 16.17 | 2 | FALSE | 0 | 0 | 0 | 0 | 0
Spain | ESP | 2015-10-07 02:00 | 2015-10-07 04:00 | 51.92 | 2015 | 6.03 | 2015-10-31 |  |  |  |  | 6700 | 2026-10-07 03:00 | 98.81 | 16.17 | 3 | FALSE | 0 | 0 | 0 | 0 | 0
Spain | ESP | 2015-10-07 03:00 | 2015-10-07 05:00 | 56.8 | 2015 | 6.03 | 2015-10-31 |  |  |  |  | 6701 | 2026-10-07 04:00 | 98.81 | 16.17 | 4 | FALSE | 0 | 0 | 0 | 0 | 0
Spain | ESP | 2015-10-07 04:00 | 2015-10-07 06:00 | 59 | 2015 | 6.03 | 2015-10-31 |  |  |  |  | 6702 | 2026-10-07 05:00 | 98.81 | 16.17 | 5 | FALSE | 0 | 0 | 0 | 0 | 0
Spain | ESP | 2015-10-07 05:00 | 2015-10-07 07:00 | 63.69 | 2015 | 6.03 | 2015-10-31 |  |  |  |  | 6703 | 2026-10-07 06:00 | 98.81 | 16.17 | 6 | FALSE | 0 | 0 | 0 | 0 | 0
Spain | ESP | 2015-10-07 06:00 | 2015-10-07 08:00 | 63.69 | 2015 | 6.03 | 2015-10-31 |  |  |  |  | 6704 | 2026-10-07 07:00 | 98.81 | 16.17 | 7 | FALSE | 0 | 0 | 0 | 0 | 0
Spain | ESP | 2015-10-07 07:00 | 2015-10-07 09:00 | 64.19 | 2015 | 6.03 | 2015-10-31 |  |  |  |  | 6705 | 2026-10-07 08:00 | 98.81 | 16.17 | 8 | FALSE | 0 | 0 | 0 | 0 | 0
Spain | ESP | 2015-10-07 08:00 | 2015-10-07 10:00 | 65 | 2015 | 6.03 | 2015-10-31 |  |  |  |  | 6706 | 2026-10-07 09:00 | 98.81 | 16.17 | 9 | FALSE | 0 | 0 | 0 | 0 | 0
Spain | ESP | 2015-10-07 09:00 | 2015-10-07 11:00 | 63.69 | 2015 | 6.03 | 2015-10-31 |  |  |  |  | 6707 | 2026-10-07 10:00 | 98.81 | 16.17 | 10 | FALSE | 0 | 0 | 0 | 0 | 0
Spain | ESP | 2015-10-07 10:00 | 2015-10-07 12:00 | 63.5 | 2015 | 6.03 | 2015-10-31 |  |  |  |  | 6708 | 2026-10-07 11:00 | 98.81 | 16.17 | 11 | FALSE | 0 | 0 | 0 | 0 | 0
Spain | ESP | 2015-10-07 11:00 | 2015-10-07 13:00 | 63 | 2015 | 6.03 | 2015-10-31 |  |  |  |  | 6709 | 2026-10-07 12:00 | 98.81 | 16.17 | 12 | FALSE | 0 | 0 | 0 | 0 | 0
Spain | ESP | 2015-10-07 12:00 | 2015-10-07 14:00 | 60.69 | 2015 | 6.03 | 2015-10-31 |  |  |  |  | 6710 | 2026-10-07 13:00 | 98.81 | 16.17 | 13 | FALSE | 0 | 0 | 0 | 0 | 0
Spain | ESP | 2015-10-07 13:00 | 2015-10-07 15:00 | 58.1 | 2015 | 6.03 | 2015-10-31 |  |  |  |  | 6711 | 2026-10-07 14:00 | 98.81 | 16.17 | 14 | FALSE | 0 | 0 | 0 | 0 | 0
Spain | ESP | 2015-10-07 14:00 | 2015-10-07 16:00 | 57.25 | 2015 | 6.03 | 2015-10-31 |  |  |  |  | 6712 | 2026-10-07 15:00 | 98.81 | 16.17 | 15 | FALSE | 0 | 0 | 0 | 0 | 0
Spain | ESP | 2015-10-07 15:00 | 2015-10-07 17:00 | 57.5 | 2015 | 6.03 | 2015-10-31 |  |  |  |  | 6713 | 2026-10-07 16:00 | 98.81 | 16.17 | 16 | FALSE | 0 | 0 | 0 | 0 | 0
Spain | ESP | 2015-10-07 16:00 | 2015-10-07 18:00 | 58.1 | 2015 | 6.03 | 2015-10-31 |  |  |  |  | 6714 | 2026-10-07 17:00 | 98.81 | 16.17 | 17 | FALSE | 0 | 0 | 0 | 0 | 0
Spain | ESP | 2015-10-07 17:00 | 2015-10-07 19:00 | 60.01 | 2015 | 6.03 | 2015-10-31 |  |  |  |  | 6715 | 2026-10-07 18:00 | 98.81 | 16.17 | 18 | FALSE | 0 | 0 | 0 | 0 | 0
Spain | ESP | 2015-10-07 18:00 | 2015-10-07 20:00 | 64.11 | 2015 | 6.03 | 2015-10-31 |  |  |  |  | 6716 | 2026-10-07 19:00 | 98.81 | 16.17 | 19 | FALSE | 0 | 0 | 0 | 0 | 0
Spain | ESP | 2015-10-07 19:00 | 2015-10-07 21:00 | 62.69 | 2015 | 6.03 | 2015-10-31 |  |  |  |  | 6717 | 2026-10-07 20:00 | 98.81 | 16.17 | 20 | FALSE | 0 | 0 | 0 | 0 | 0
Spain | ESP | 2015-10-07 20:00 | 2015-10-07 22:00 | 58 | 2015 | 6.03 | 2015-10-31 |  |  |  |  | 6718 | 2026-10-07 21:00 | 98.81 | 16.17 | 21 | FALSE | 0 | 0 | 0 | 0 | 0
Spain | ESP | 2015-10-07 21:00 | 2015-10-07 23:00 | 51 | 2015 | 6.03 | 2015-10-31 |  |  |  |  | 6719 | 2026-10-07 22:00 | 98.81 | 16.17 | 22 | FALSE | 0 | 0 | 0 | 0 | 0
Spain | ESP | 2015-10-07 22:00 | 2015-10-08 | 54 | 2015 | 6.03 | 2015-10-31 |  |  |  |  | 6720 | 2026-10-07 23:00 | 98.81 | 16.17 | 23 | FALSE | 0 | 0 | 0 | 0 | 0
Spain | ESP | 2015-10-07 23:00 | 2015-10-08 01:00 | 47.63 | 2015 | 6.03 | 2015-10-31 |  |  |  |  | 6721 | 2026-10-08 | 98.81 | 16.17 | 24 | TRUE | 98.81 | 24 | 98.81 | 0 | -988.1
Spain | ESP | 2015-10-08 | 2015-10-08 02:00 | 46.29 | 2015 | 6.03 | 2015-10-31 |  |  |  |  | 6722 | 2026-10-08 01:00 | 98.81 | 16.17 | 1 | FALSE | 0 | 0 | 0 | 0 | 0
Spain | ESP | 2015-10-08 01:00 | 2015-10-08 03:00 | 46.29 | 2015 | 6.03 | 2015-10-31 |  |  |  |  | 6723 | 2026-10-08 02:00 | 98.81 | 16.17 | 2 | FALSE | 0 | 0 | 0 | 0 | 0
Spain | ESP | 2015-10-08 02:00 | 2015-10-08 04:00 | 46.29 | 2015 | 6.03 | 2015-10-31 |  |  |  |  | 6724 | 2026-10-08 03:00 | 98.81 | 16.17 | 3 | FALSE | 0 | 0 | 0 | 0 | 0
Spain | ESP | 2015-10-08 03:00 | 2015-10-08 05:00 | 46.29 | 2015 | 6.03 | 2015-10-31 |  |  |  |  | 6725 | 2026-10-08 04:00 | 98.81 | 16.17 | 4 | FALSE | 0 | 0 | 0 | 0 | 0
Spain | ESP | 2015-10-08 04:00 | 2015-10-08 06:00 | 49.13 | 2015 | 6.03 | 2015-10-31 |  |  |  |  | 6726 | 2026-10-08 05:00 | 98.81 | 16.17 | 5 | FALSE | 0 | 0 | 0 | 0 | 0
Spain | ESP | 2015-10-08 05:00 | 2015-10-08 07:00 | 56.8 | 2015 | 6.03 | 2015-10-31 |  |  |  |  | 6727 | 2026-10-08 06:00 | 98.81 | 16.17 | 6 | FALSE | 0 | 0 | 0 | 0 | 0
Spain | ESP | 2015-10-08 06:00 | 2015-10-08 08:00 | 59.84 | 2015 | 6.03 | 2015-10-31 |  |  |  |  | 6728 | 2026-10-08 07:00 | 98.81 | 16.17 | 7 | FALSE | 0 | 0 | 0 | 0 | 0
Spain | ESP | 2015-10-08 07:00 | 2015-10-08 09:00 | 61.14 | 2015 | 6.03 | 2015-10-31 |  |  |  |  | 6729 | 2026-10-08 08:00 | 98.81 | 16.17 | 8 | FALSE | 0 | 0 | 0 | 0 | 0
Spain | ESP | 2015-10-08 08:00 | 2015-10-08 10:00 | 62.1 | 2015 | 6.03 | 2015-10-31 |  |  |  |  | 6730 | 2026-10-08 09:00 | 98.81 | 16.17 | 9 | FALSE | 0 | 0 | 0 | 0 | 0
Spain | ESP | 2015-10-08 09:00 | 2015-10-08 11:00 | 61.86 | 2015 | 6.03 | 2015-10-31 |  |  |  |  | 6731 | 2026-10-08 10:00 | 98.81 | 16.17 | 10 | FALSE | 0 | 0 | 0 | 0 | 0
Spain | ESP | 2015-10-08 10:00 | 2015-10-08 12:00 | 61.99 | 2015 | 6.03 | 2015-10-31 |  |  |  |  | 6732 | 2026-10-08 11:00 | 98.81 | 16.17 | 11 | FALSE | 0 | 0 | 0 | 0 | 0
Spain | ESP | 2015-10-08 11:00 | 2015-10-08 13:00 | 61.6 | 2015 | 6.03 | 2015-10-31 |  |  |  |  | 6733 | 2026-10-08 12:00 | 98.81 | 16.17 | 12 | FALSE | 0 | 0 | 0 | 0 | 0
Spain | ESP | 2015-10-08 12:00 | 2015-10-08 14:00 | 60.1 | 2015 | 6.03 | 2015-10-31 |  |  |  |  | 6734 | 2026-10-08 13:00 | 98.81 | 16.17 | 13 | FALSE | 0 | 0 | 0 | 0 | 0
Spain | ESP | 2015-10-08 13:00 | 2015-10-08 15:00 | 60.01 | 2015 | 6.03 | 2015-10-31 |  |  |  |  | 6735 | 2026-10-08 14:00 | 98.81 | 16.17 | 14 | FALSE | 0 | 0 | 0 | 0 | 0
Spain | ESP | 2015-10-08 14:00 | 2015-10-08 16:00 | 60.1 | 2015 | 6.03 | 2015-10-31 |  |  |  |  | 6736 | 2026-10-08 15:00 | 98.81 | 16.17 | 15 | FALSE | 0 | 0 | 0 | 0 | 0
Spain | ESP | 2015-10-08 15:00 | 2015-10-08 17:00 | 60.1 | 2015 | 6.03 | 2015-10-31 |  |  |  |  | 6737 | 2026-10-08 16:00 | 98.81 | 16.17 | 16 | FALSE | 0 | 0 | 0 | 0 | 0
Spain | ESP | 2015-10-08 16:00 | 2015-10-08 18:00 | 60.1 | 2015 | 6.03 | 2015-10-31 |  |  |  |  | 6738 | 2026-10-08 17:00 | 98.81 | 16.17 | 17 | FALSE | 0 | 0 | 0 | 0 | 0
Spain | ESP | 2015-10-08 17:00 | 2015-10-08 19:00 | 65 | 2015 | 6.03 | 2015-10-31 |  |  |  |  | 6739 | 2026-10-08 18:00 | 98.81 | 16.17 | 18 | FALSE | 0 | 0 | 0 | 0 | 0
Spain | ESP | 2015-10-08 18:00 | 2015-10-08 20:00 | 62.99 | 2015 | 6.03 | 2015-10-31 |  |  |  |  | 6740 | 2026-10-08 19:00 | 98.81 | 16.17 | 19 | FALSE | 0 | 0 | 0 | 0 | 0
Spain | ESP | 2015-10-08 19:00 | 2015-10-08 21:00 | 61.1 | 2015 | 6.03 | 2015-10-31 |  |  |  |  | 6741 | 2026-10-08 20:00 | 98.81 | 16.17 | 20 | FALSE | 0 | 0 | 0 | 0 | 0
Spain | ESP | 2015-10-08 20:00 | 2015-10-08 22:00 | 56.6 | 2015 | 6.03 | 2015-10-31 |  |  |  |  | 6742 | 2026-10-08 21:00 | 98.81 | 16.17 | 21 | FALSE | 0 | 0 | 0 | 0 | 0
Spain | ESP | 2015-10-08 21:00 | 2015-10-08 23:00 | 51 | 2015 | 6.03 | 2015-10-31 |  |  |  |  | 6743 | 2026-10-08 22:00 | 98.81 | 16.17 | 22 | FALSE | 0 | 0 | 0 | 0 | 0
Spain | ESP | 2015-10-08 22:00 | 2015-10-09 | 51.89 | 2015 | 6.03 | 2015-10-31 |  |  |  |  | 6744 | 2026-10-08 23:00 | 98.81 | 16.17 | 23 | FALSE | 0 | 0 | 0 | 0 | 0
Spain | ESP | 2015-10-08 23:00 | 2015-10-09 01:00 | 46.69 | 2015 | 6.03 | 2015-10-31 |  |  |  |  | 6745 | 2026-10-09 | 98.81 | 16.17 | 24 | TRUE | 98.81 | 24 | 98.81 | 0 | -988.1
Spain | ESP | 2015-10-09 | 2015-10-09 02:00 | 46.58 | 2015 | 6.03 | 2015-10-31 |  |  |  |  | 6746 | 2026-10-09 01:00 | 98.81 | 16.17 | 1 | FALSE | 0 | 0 | 0 | 0 | 0
Spain | ESP | 2015-10-09 01:00 | 2015-10-09 03:00 | 46.58 | 2015 | 6.03 | 2015-10-31 |  |  |  |  | 6747 | 2026-10-09 02:00 | 98.81 | 16.17 | 2 | FALSE | 0 | 0 | 0 | 0 | 0
Spain | ESP | 2015-10-09 02:00 | 2015-10-09 04:00 | 46.69 | 2015 | 6.03 | 2015-10-31 |  |  |  |  | 6748 | 2026-10-09 03:00 | 98.81 | 16.17 | 3 | FALSE | 0 | 0 | 0 | 0 | 0
Spain | ESP | 2015-10-09 03:00 | 2015-10-09 05:00 | 47.63 | 2015 | 6.03 | 2015-10-31 |  |  |  |  | 6749 | 2026-10-09 04:00 | 98.81 | 16.17 | 4 | FALSE | 0 | 0 | 0 | 0 | 0
Spain | ESP | 2015-10-09 04:00 | 2015-10-09 06:00 | 50.54 | 2015 | 6.03 | 2015-10-31 |  |  |  |  | 6750 | 2026-10-09 05:00 | 98.81 | 16.17 | 5 | FALSE | 0 | 0 | 0 | 0 | 0
Spain | ESP | 2015-10-09 05:00 | 2015-10-09 07:00 | 59.6 | 2015 | 6.03 | 2015-10-31 |  |  |  |  | 6751 | 2026-10-09 06:00 | 98.81 | 16.17 | 6 | FALSE | 0 | 0 | 0 | 0 | 0
Spain | ESP | 2015-10-09 06:00 | 2015-10-09 08:00 | 61.04 | 2015 | 6.03 | 2015-10-31 |  |  |  |  | 6752 | 2026-10-09 07:00 | 98.81 | 16.17 | 7 | FALSE | 0 | 0 | 0 | 0 | 0
Spain | ESP | 2015-10-09 07:00 | 2015-10-09 09:00 | 61.38 | 2015 | 6.03 | 2015-10-31 |  |  |  |  | 6753 | 2026-10-09 08:00 | 98.81 | 16.17 | 8 | FALSE | 0 | 0 | 0 | 0 | 0
Spain | ESP | 2015-10-09 08:00 | 2015-10-09 10:00 | 61.69 | 2015 | 6.03 | 2015-10-31 |  |  |  |  | 6754 | 2026-10-09 09:00 | 98.81 | 16.17 | 9 | FALSE | 0 | 0 | 0 | 0 | 0
Spain | ESP | 2015-10-09 09:00 | 2015-10-09 11:00 | 61.04 | 2015 | 6.03 | 2015-10-31 |  |  |  |  | 6755 | 2026-10-09 10:00 | 98.81 | 16.17 | 10 | FALSE | 0 | 0 | 0 | 0 | 0
Spain | ESP | 2015-10-09 10:00 | 2015-10-09 12:00 | 60.73 | 2015 | 6.03 | 2015-10-31 |  |  |  |  | 6756 | 2026-10-09 11:00 | 98.81 | 16.17 | 11 | FALSE | 0 | 0 | 0 | 0 | 0
Spain | ESP | 2015-10-09 11:00 | 2015-10-09 13:00 | 60.01 | 2015 | 6.03 | 2015-10-31 |  |  |  |  | 6757 | 2026-10-09 12:00 | 98.81 | 16.17 | 12 | FALSE | 0 | 0 | 0 | 0 | 0
Spain | ESP | 2015-10-09 12:00 | 2015-10-09 14:00 | 58 | 2015 | 6.03 | 2015-10-31 |  |  |  |  | 6758 | 2026-10-09 13:00 | 98.81 | 16.17 | 13 | FALSE | 0 | 0 | 0 | 0 | 0
Spain | ESP | 2015-10-09 13:00 | 2015-10-09 15:00 | 55 | 2015 | 6.03 | 2015-10-31 |  |  |  |  | 6759 | 2026-10-09 14:00 | 98.81 | 16.17 | 14 | FALSE | 0 | 0 | 0 | 0 | 0
Spain | ESP | 2015-10-09 14:00 | 2015-10-09 16:00 | 55.6 | 2015 | 6.03 | 2015-10-31 |  |  |  |  | 6760 | 2026-10-09 15:00 | 98.81 | 16.17 | 15 | FALSE | 0 | 0 | 0 | 0 | 0
Spain | ESP | 2015-10-09 15:00 | 2015-10-09 17:00 | 56.8 | 2015 | 6.03 | 2015-10-31 |  |  |  |  | 6761 | 2026-10-09 16:00 | 98.81 | 16.17 | 16 | FALSE | 0 | 0 | 0 | 0 | 0
Spain | ESP | 2015-10-09 16:00 | 2015-10-09 18:00 | 59.59 | 2015 | 6.03 | 2015-10-31 |  |  |  |  | 6762 | 2026-10-09 17:00 | 98.81 | 16.17 | 17 | FALSE | 0 | 0 | 0 | 0 | 0
Spain | ESP | 2015-10-09 17:00 | 2015-10-09 19:00 | 60.5 | 2015 | 6.03 | 2015-10-31 |  |  |  |  | 6763 | 2026-10-09 18:00 | 98.81 | 16.17 | 18 | FALSE | 0 | 0 | 0 | 0 | 0
Spain | ESP | 2015-10-09 18:00 | 2015-10-09 20:00 | 63.5 | 2015 | 6.03 | 2015-10-31 |  |  |  |  | 6764 | 2026-10-09 19:00 | 98.81 | 16.17 | 19 | FALSE | 0 | 0 | 0 | 0 | 0
Spain | ESP | 2015-10-09 19:00 | 2015-10-09 21:00 | 61.69 | 2015 | 6.03 | 2015-10-31 |  |  |  |  | 6765 | 2026-10-09 20:00 | 98.81 | 16.17 | 20 | FALSE | 0 | 0 | 0 | 0 | 0
Spain | ESP | 2015-10-09 20:00 | 2015-10-09 22:00 | 59 | 2015 | 6.03 | 2015-10-31 |  |  |  |  | 6766 | 2026-10-09 21:00 | 98.81 | 16.17 | 21 | FALSE | 0 | 0 | 0 | 0 | 0
Spain | ESP | 2015-10-09 21:00 | 2015-10-09 23:00 | 52.62 | 2015 | 6.03 | 2015-10-31 |  |  |  |  | 6767 | 2026-10-09 22:00 | 98.81 | 16.17 | 22 | FALSE | 0 | 0 | 0 | 0 | 0
Spain | ESP | 2015-10-09 22:00 | 2015-10-10 | 54 | 2015 | 6.03 | 2015-10-31 |  |  |  |  | 6768 | 2026-10-09 23:00 | 98.81 | 16.17 | 23 | FALSE | 0 | 0 | 0 | 0 | 0
Spain | ESP | 2015-10-09 23:00 | 2015-10-10 01:00 | 50.89 | 2015 | 6.03 | 2015-10-31 |  |  |  |  | 6769 | 2026-10-10 | 98.81 | 16.17 | 24 | TRUE | 98.81 | 24 | 98.81 | 0 | -988.1
Spain | ESP | 2015-10-10 | 2015-10-10 02:00 | 47.74 | 2015 | 6.03 | 2015-10-31 |  |  |  |  | 6770 | 2026-10-10 01:00 | 98.81 | 16.17 | 1 | FALSE | 0 | 0 | 0 | 0 | 0
Spain | ESP | 2015-10-10 01:00 | 2015-10-10 03:00 | 46.3 | 2015 | 6.03 | 2015-10-31 |  |  |  |  | 6771 | 2026-10-10 02:00 | 98.81 | 16.17 | 2 | FALSE | 0 | 0 | 0 | 0 | 0
Spain | ESP | 2015-10-10 02:00 | 2015-10-10 04:00 | 43.97 | 2015 | 6.03 | 2015-10-31 |  |  |  |  | 6772 | 2026-10-10 03:00 | 98.81 | 16.17 | 3 | FALSE | 0 | 0 | 0 | 0 | 0
Spain | ESP | 2015-10-10 03:00 | 2015-10-10 05:00 | 43 | 2015 | 6.03 | 2015-10-31 |  |  |  |  | 6773 | 2026-10-10 04:00 | 98.81 | 16.17 | 4 | FALSE | 0 | 0 | 0 | 0 | 0
Spain | ESP | 2015-10-10 04:00 | 2015-10-10 06:00 | 43.15 | 2015 | 6.03 | 2015-10-31 |  |  |  |  | 6774 | 2026-10-10 05:00 | 98.81 | 16.17 | 5 | FALSE | 0 | 0 | 0 | 0 | 0
Spain | ESP | 2015-10-10 05:00 | 2015-10-10 07:00 | 44 | 2015 | 6.03 | 2015-10-31 |  |  |  |  | 6775 | 2026-10-10 06:00 | 98.81 | 16.17 | 6 | FALSE | 0 | 0 | 0 | 0 | 0
Spain | ESP | 2015-10-10 06:00 | 2015-10-10 08:00 | 46.3 | 2015 | 6.03 | 2015-10-31 |  |  |  |  | 6776 | 2026-10-10 07:00 | 98.81 | 16.17 | 7 | FALSE | 0 | 0 | 0 | 0 | 0
Spain | ESP | 2015-10-10 07:00 | 2015-10-10 09:00 | 53.11 | 2015 | 6.03 | 2015-10-31 |  |  |  |  | 6777 | 2026-10-10 08:00 | 98.81 | 16.17 | 8 | FALSE | 0 | 0 | 0 | 0 | 0
Spain | ESP | 2015-10-10 08:00 | 2015-10-10 10:00 | 52.42 | 2015 | 6.03 | 2015-10-31 |  |  |  |  | 6778 | 2026-10-10 09:00 | 98.81 | 16.17 | 9 | FALSE | 0 | 0 | 0 | 0 | 0
Spain | ESP | 2015-10-10 09:00 | 2015-10-10 11:00 | 48.7 | 2015 | 6.03 | 2015-10-31 |  |  |  |  | 6779 | 2026-10-10 10:00 | 98.81 | 16.17 | 10 | FALSE | 0 | 0 | 0 | 0 | 0
Spain | ESP | 2015-10-10 10:00 | 2015-10-10 12:00 | 47.63 | 2015 | 6.03 | 2015-10-31 |  |  |  |  | 6780 | 2026-10-10 11:00 | 98.81 | 16.17 | 11 | FALSE | 0 | 0 | 0 | 0 | 0
Spain | ESP | 2015-10-10 11:00 | 2015-10-10 13:00 | 47.63 | 2015 | 6.03 | 2015-10-31 |  |  |  |  | 6781 | 2026-10-10 12:00 | 98.81 | 16.17 | 12 | FALSE | 0 | 0 | 0 | 0 | 0
Spain | ESP | 2015-10-10 12:00 | 2015-10-10 14:00 | 46.3 | 2015 | 6.03 | 2015-10-31 |  |  |  |  | 6782 | 2026-10-10 13:00 | 98.81 | 16.17 | 13 | FALSE | 0 | 0 | 0 | 0 | 0
Spain | ESP | 2015-10-10 13:00 | 2015-10-10 15:00 | 44.08 | 2015 | 6.03 | 2015-10-31 |  |  |  |  | 6783 | 2026-10-10 14:00 | 98.81 | 16.17 | 14 | FALSE | 0 | 0 | 0 | 0 | 0
Spain | ESP | 2015-10-10 14:00 | 2015-10-10 16:00 | 43.5 | 2015 | 6.03 | 2015-10-31 |  |  |  |  | 6784 | 2026-10-10 15:00 | 98.81 | 16.17 | 15 | FALSE | 0 | 0 | 0 | 0 | 0
Spain | ESP | 2015-10-10 15:00 | 2015-10-10 17:00 | 44.84 | 2015 | 6.03 | 2015-10-31 |  |  |  |  | 6785 | 2026-10-10 16:00 | 98.81 | 16.17 | 16 | FALSE | 0 | 0 | 0 | 0 | 0
Spain | ESP | 2015-10-10 16:00 | 2015-10-10 18:00 | 50 | 2015 | 6.03 | 2015-10-31 |  |  |  |  | 6786 | 2026-10-10 17:00 | 98.81 | 16.17 | 17 | FALSE | 0 | 0 | 0 | 0 | 0
Spain | ESP | 2015-10-10 17:00 | 2015-10-10 19:00 | 52.37 | 2015 | 6.03 | 2015-10-31 |  |  |  |  | 6787 | 2026-10-10 18:00 | 98.81 | 16.17 | 18 | FALSE | 0 | 0 | 0 | 0 | 0
Spain | ESP | 2015-10-10 18:00 | 2015-10-10 20:00 | 58.95 | 2015 | 6.03 | 2015-10-31 |  |  |  |  | 6788 | 2026-10-10 19:00 | 98.81 | 16.17 | 19 | FALSE | 0 | 0 | 0 | 0 | 0
Spain | ESP | 2015-10-10 19:00 | 2015-10-10 21:00 | 56.6 | 2015 | 6.03 | 2015-10-31 |  |  |  |  | 6789 | 2026-10-10 20:00 | 98.81 | 16.17 | 20 | FALSE | 0 | 0 | 0 | 0 | 0
Spain | ESP | 2015-10-10 20:00 | 2015-10-10 22:00 | 50.3 | 2015 | 6.03 | 2015-10-31 |  |  |  |  | 6790 | 2026-10-10 21:00 | 98.81 | 16.17 | 21 | FALSE | 0 | 0 | 0 | 0 | 0
Spain | ESP | 2015-10-10 21:00 | 2015-10-10 23:00 | 49.85 | 2015 | 6.03 | 2015-10-31 |  |  |  |  | 6791 | 2026-10-10 22:00 | 98.81 | 16.17 | 22 | FALSE | 0 | 0 | 0 | 0 | 0
Spain | ESP | 2015-10-10 22:00 | 2015-10-11 | 50.52 | 2015 | 6.03 | 2015-10-31 |  |  |  |  | 6792 | 2026-10-10 23:00 | 98.81 | 16.17 | 23 | FALSE | 0 | 0 | 0 | 0 | 0
Spain | ESP | 2015-10-10 23:00 | 2015-10-11 01:00 | 44.97 | 2015 | 6.03 | 2015-10-31 |  |  |  |  | 6793 | 2026-10-11 | 98.81 | 16.17 | 24 | TRUE | 98.81 | 24 | 98.81 | 0 | -988.1
Spain | ESP | 2015-10-11 | 2015-10-11 02:00 | 41 | 2015 | 6.03 | 2015-10-31 |  |  |  |  | 6794 | 2026-10-11 01:00 | 98.81 | 16.17 | 1 | FALSE | 0 | 0 | 0 | 0 | 0
Spain | ESP | 2015-10-11 01:00 | 2015-10-11 03:00 | 39.58 | 2015 | 6.03 | 2015-10-31 |  |  |  |  | 6795 | 2026-10-11 02:00 | 98.81 | 16.17 | 2 | FALSE | 0 | 0 | 0 | 0 | 0
Spain | ESP | 2015-10-11 02:00 | 2015-10-11 04:00 | 39.5 | 2015 | 6.03 | 2015-10-31 |  |  |  |  | 6796 | 2026-10-11 03:00 | 98.81 | 16.17 | 3 | FALSE | 0 | 0 | 0 | 0 | 0
Spain | ESP | 2015-10-11 03:00 | 2015-10-11 05:00 | 39.67 | 2015 | 6.03 | 2015-10-31 |  |  |  |  | 6797 | 2026-10-11 04:00 | 98.81 | 16.17 | 4 | FALSE | 0 | 0 | 0 | 0 | 0
Spain | ESP | 2015-10-11 04:00 | 2015-10-11 06:00 | 40.53 | 2015 | 6.03 | 2015-10-31 |  |  |  |  | 6798 | 2026-10-11 05:00 | 98.81 | 16.17 | 5 | FALSE | 0 | 0 | 0 | 0 | 0
Spain | ESP | 2015-10-11 05:00 | 2015-10-11 07:00 | 41.6 | 2015 | 6.03 | 2015-10-31 |  |  |  |  | 6799 | 2026-10-11 06:00 | 98.81 | 16.17 | 6 | FALSE | 0 | 0 | 0 | 0 | 0
Spain | ESP | 2015-10-11 06:00 | 2015-10-11 08:00 | 41 | 2015 | 6.03 | 2015-10-31 |  |  |  |  | 6800 | 2026-10-11 07:00 | 98.81 | 16.17 | 7 | FALSE | 0 | 0 | 0 | 0 | 0
Spain | ESP | 2015-10-11 07:00 | 2015-10-11 09:00 | 46.3 | 2015 | 6.03 | 2015-10-31 |  |  |  |  | 6801 | 2026-10-11 08:00 | 98.81 | 16.17 | 8 | FALSE | 0 | 0 | 0 | 0 | 0
Spain | ESP | 2015-10-11 08:00 | 2015-10-11 10:00 | 50 | 2015 | 6.03 | 2015-10-31 |  |  |  |  | 6802 | 2026-10-11 09:00 | 98.81 | 16.17 | 9 | FALSE | 0 | 0 | 0 | 0 | 0
Spain | ESP | 2015-10-11 09:00 | 2015-10-11 11:00 | 50.1 | 2015 | 6.03 | 2015-10-31 |  |  |  |  | 6803 | 2026-10-11 10:00 | 98.81 | 16.17 | 10 | FALSE | 0 | 0 | 0 | 0 | 0
Spain | ESP | 2015-10-11 10:00 | 2015-10-11 12:00 | 50 | 2015 | 6.03 | 2015-10-31 |  |  |  |  | 6804 | 2026-10-11 11:00 | 98.81 | 16.17 | 11 | FALSE | 0 | 0 | 0 | 0 | 0
Spain | ESP | 2015-10-11 11:00 | 2015-10-11 13:00 | 50 | 2015 | 6.03 | 2015-10-31 |  |  |  |  | 6805 | 2026-10-11 12:00 | 98.81 | 16.17 | 12 | FALSE | 0 | 0 | 0 | 0 | 0
Spain | ESP | 2015-10-11 12:00 | 2015-10-11 14:00 | 49.02 | 2015 | 6.03 | 2015-10-31 |  |  |  |  | 6806 | 2026-10-11 13:00 | 98.81 | 16.17 | 13 | FALSE | 0 | 0 | 0 | 0 | 0
Spain | ESP | 2015-10-11 13:00 | 2015-10-11 15:00 | 44.86 | 2015 | 6.03 | 2015-10-31 |  |  |  |  | 6807 | 2026-10-11 14:00 | 98.81 | 16.17 | 14 | FALSE | 0 | 0 | 0 | 0 | 0
Spain | ESP | 2015-10-11 14:00 | 2015-10-11 16:00 | 41.74 | 2015 | 6.03 | 2015-10-31 |  |  |  |  | 6808 | 2026-10-11 15:00 | 98.81 | 16.17 | 15 | FALSE | 0 | 0 | 0 | 0 | 0
Spain | ESP | 2015-10-11 15:00 | 2015-10-11 17:00 | 42.58 | 2015 | 6.03 | 2015-10-31 |  |  |  |  | 6809 | 2026-10-11 16:00 | 98.81 | 16.17 | 16 | FALSE | 0 | 0 | 0 | 0 | 0
Spain | ESP | 2015-10-11 16:00 | 2015-10-11 18:00 | 44.47 | 2015 | 6.03 | 2015-10-31 |  |  |  |  | 6810 | 2026-10-11 17:00 | 98.81 | 16.17 | 17 | FALSE | 0 | 0 | 0 | 0 | 0
Spain | ESP | 2015-10-11 17:00 | 2015-10-11 19:00 | 50.73 | 2015 | 6.03 | 2015-10-31 |  |  |  |  | 6811 | 2026-10-11 18:00 | 98.81 | 16.17 | 18 | FALSE | 0 | 0 | 0 | 0 | 0
Spain | ESP | 2015-10-11 18:00 | 2015-10-11 20:00 | 61 | 2015 | 6.03 | 2015-10-31 |  |  |  |  | 6812 | 2026-10-11 19:00 | 98.81 | 16.17 | 19 | FALSE | 0 | 0 | 0 | 0 | 0
Spain | ESP | 2015-10-11 19:00 | 2015-10-11 21:00 | 61.74 | 2015 | 6.03 | 2015-10-31 |  |  |  |  | 6813 | 2026-10-11 20:00 | 98.81 | 16.17 | 20 | FALSE | 0 | 0 | 0 | 0 | 0
Spain | ESP | 2015-10-11 20:00 | 2015-10-11 22:00 | 57.5 | 2015 | 6.03 | 2015-10-31 |  |  |  |  | 6814 | 2026-10-11 21:00 | 98.81 | 16.17 | 21 | FALSE | 0 | 0 | 0 | 0 | 0
Spain | ESP | 2015-10-11 21:00 | 2015-10-11 23:00 | 50.1 | 2015 | 6.03 | 2015-10-31 |  |  |  |  | 6815 | 2026-10-11 22:00 | 98.81 | 16.17 | 22 | FALSE | 0 | 0 | 0 | 0 | 0
Spain | ESP | 2015-10-11 22:00 | 2015-10-12 | 45.15 | 2015 | 6.03 | 2015-10-31 |  |  |  |  | 6816 | 2026-10-11 23:00 | 98.81 | 16.17 | 23 | FALSE | 0 | 0 | 0 | 0 | 0
Spain | ESP | 2015-10-11 23:00 | 2015-10-12 01:00 | 39.75 | 2015 | 6.03 | 2015-10-31 |  |  |  |  | 6817 | 2026-10-12 | 98.81 | 16.17 | 24 | TRUE | 98.81 | 24 | 98.81 | 0 | -988.1
Spain | ESP | 2015-10-12 | 2015-10-12 02:00 | 38.75 | 2015 | 6.03 | 2015-10-31 |  |  |  |  | 6818 | 2026-10-12 01:00 | 98.81 | 16.17 | 1 | FALSE | 0 | 0 | 0 | 0 | 0
Spain | ESP | 2015-10-12 01:00 | 2015-10-12 03:00 | 38.2 | 2015 | 6.03 | 2015-10-31 |  |  |  |  | 6819 | 2026-10-12 02:00 | 98.81 | 16.17 | 2 | FALSE | 0 | 0 | 0 | 0 | 0
Spain | ESP | 2015-10-12 02:00 | 2015-10-12 04:00 | 37.7 | 2015 | 6.03 | 2015-10-31 |  |  |  |  | 6820 | 2026-10-12 03:00 | 98.81 | 16.17 | 3 | FALSE | 0 | 0 | 0 | 0 | 0
Spain | ESP | 2015-10-12 03:00 | 2015-10-12 05:00 | 37.58 | 2015 | 6.03 | 2015-10-31 |  |  |  |  | 6821 | 2026-10-12 04:00 | 98.81 | 16.17 | 4 | FALSE | 0 | 0 | 0 | 0 | 0
Spain | ESP | 2015-10-12 04:00 | 2015-10-12 06:00 | 43.45 | 2015 | 6.03 | 2015-10-31 |  |  |  |  | 6822 | 2026-10-12 05:00 | 98.81 | 16.17 | 5 | FALSE | 0 | 0 | 0 | 0 | 0
Spain | ESP | 2015-10-12 05:00 | 2015-10-12 07:00 | 50.3 | 2015 | 6.03 | 2015-10-31 |  |  |  |  | 6823 | 2026-10-12 06:00 | 98.81 | 16.17 | 6 | FALSE | 0 | 0 | 0 | 0 | 0
Spain | ESP | 2015-10-12 06:00 | 2015-10-12 08:00 | 51.75 | 2015 | 6.03 | 2015-10-31 |  |  |  |  | 6824 | 2026-10-12 07:00 | 98.81 | 16.17 | 7 | FALSE | 0 | 0 | 0 | 0 | 0
Spain | ESP | 2015-10-12 07:00 | 2015-10-12 09:00 | 53.11 | 2015 | 6.03 | 2015-10-31 |  |  |  |  | 6825 | 2026-10-12 08:00 | 98.81 | 16.17 | 8 | FALSE | 0 | 0 | 0 | 0 | 0
Spain | ESP | 2015-10-12 08:00 | 2015-10-12 10:00 | 50.3 | 2015 | 6.03 | 2015-10-31 |  |  |  |  | 6826 | 2026-10-12 09:00 | 98.81 | 16.17 | 9 | FALSE | 0 | 0 | 0 | 0 | 0
Spain | ESP | 2015-10-12 09:00 | 2015-10-12 11:00 | 49.02 | 2015 | 6.03 | 2015-10-31 |  |  |  |  | 6827 | 2026-10-12 10:00 | 98.81 | 16.17 | 10 | FALSE | 0 | 0 | 0 | 0 | 0
Spain | ESP | 2015-10-12 10:00 | 2015-10-12 12:00 | 50.52 | 2015 | 6.03 | 2015-10-31 |  |  |  |  | 6828 | 2026-10-12 11:00 | 98.81 | 16.17 | 11 | FALSE | 0 | 0 | 0 | 0 | 0
Spain | ESP | 2015-10-12 11:00 | 2015-10-12 13:00 | 51.02 | 2015 | 6.03 | 2015-10-31 |  |  |  |  | 6829 | 2026-10-12 12:00 | 98.81 | 16.17 | 12 | FALSE | 0 | 0 | 0 | 0 | 0
Spain | ESP | 2015-10-12 12:00 | 2015-10-12 14:00 | 50.52 | 2015 | 6.03 | 2015-10-31 |  |  |  |  | 6830 | 2026-10-12 13:00 | 98.81 | 16.17 | 13 | FALSE | 0 | 0 | 0 | 0 | 0
Spain | ESP | 2015-10-12 13:00 | 2015-10-12 15:00 | 48.06 | 2015 | 6.03 | 2015-10-31 |  |  |  |  | 6831 | 2026-10-12 14:00 | 98.81 | 16.17 | 14 | FALSE | 0 | 0 | 0 | 0 | 0
Spain | ESP | 2015-10-12 14:00 | 2015-10-12 16:00 | 46.54 | 2015 | 6.03 | 2015-10-31 |  |  |  |  | 6832 | 2026-10-12 15:00 | 98.81 | 16.17 | 15 | FALSE | 0 | 0 | 0 | 0 | 0
Spain | ESP | 2015-10-12 15:00 | 2015-10-12 17:00 | 47.38 | 2015 | 6.03 | 2015-10-31 |  |  |  |  | 6833 | 2026-10-12 16:00 | 98.81 | 16.17 | 16 | FALSE | 0 | 0 | 0 | 0 | 0
Spain | ESP | 2015-10-12 16:00 | 2015-10-12 18:00 | 53.33 | 2015 | 6.03 | 2015-10-31 |  |  |  |  | 6834 | 2026-10-12 17:00 | 98.81 | 16.17 | 17 | FALSE | 0 | 0 | 0 | 0 | 0
Spain | ESP | 2015-10-12 17:00 | 2015-10-12 19:00 | 57.83 | 2015 | 6.03 | 2015-10-31 |  |  |  |  | 6835 | 2026-10-12 18:00 | 98.81 | 16.17 | 18 | FALSE | 0 | 0 | 0 | 0 | 0
Spain | ESP | 2015-10-12 18:00 | 2015-10-12 20:00 | 58.75 | 2015 | 6.03 | 2015-10-31 |  |  |  |  | 6836 | 2026-10-12 19:00 | 98.81 | 16.17 | 19 | FALSE | 0 | 0 | 0 | 0 | 0
Spain | ESP | 2015-10-12 19:00 | 2015-10-12 21:00 | 56.02 | 2015 | 6.03 | 2015-10-31 |  |  |  |  | 6837 | 2026-10-12 20:00 | 98.81 | 16.17 | 20 | FALSE | 0 | 0 | 0 | 0 | 0
Spain | ESP | 2015-10-12 20:00 | 2015-10-12 22:00 | 48.9 | 2015 | 6.03 | 2015-10-31 |  |  |  |  | 6838 | 2026-10-12 21:00 | 98.81 | 16.17 | 21 | FALSE | 0 | 0 | 0 | 0 | 0
Spain | ESP | 2015-10-12 21:00 | 2015-10-12 23:00 | 46.3 | 2015 | 6.03 | 2015-10-31 |  |  |  |  | 6839 | 2026-10-12 22:00 | 98.81 | 16.17 | 22 | FALSE | 0 | 0 | 0 | 0 | 0
Spain | ESP | 2015-10-12 22:00 | 2015-10-13 | 40 | 2015 | 6.03 | 2015-10-31 |  |  |  |  | 6840 | 2026-10-12 23:00 | 98.81 | 16.17 | 23 | FALSE | 0 | 0 | 0 | 0 | 0
Spain | ESP | 2015-10-12 23:00 | 2015-10-13 01:00 | 38.1 | 2015 | 6.03 | 2015-10-31 |  |  |  |  | 6841 | 2026-10-13 | 98.81 | 16.17 | 24 | TRUE | 98.81 | 24 | 98.81 | 0 | -988.1
Spain | ESP | 2015-10-13 | 2015-10-13 02:00 | 37 | 2015 | 6.03 | 2015-10-31 |  |  |  |  | 6842 | 2026-10-13 01:00 | 98.81 | 16.17 | 1 | FALSE | 0 | 0 | 0 | 0 | 0
Spain | ESP | 2015-10-13 01:00 | 2015-10-13 03:00 | 36.5 | 2015 | 6.03 | 2015-10-31 |  |  |  |  | 6843 | 2026-10-13 02:00 | 98.81 | 16.17 | 2 | FALSE | 0 | 0 | 0 | 0 | 0
Spain | ESP | 2015-10-13 02:00 | 2015-10-13 04:00 | 36.5 | 2015 | 6.03 | 2015-10-31 |  |  |  |  | 6844 | 2026-10-13 03:00 | 98.81 | 16.17 | 3 | FALSE | 0 | 0 | 0 | 0 | 0
Spain | ESP | 2015-10-13 03:00 | 2015-10-13 05:00 | 37.2 | 2015 | 6.03 | 2015-10-31 |  |  |  |  | 6845 | 2026-10-13 04:00 | 98.81 | 16.17 | 4 | FALSE | 0 | 0 | 0 | 0 | 0
Spain | ESP | 2015-10-13 04:00 | 2015-10-13 06:00 | 44.01 | 2015 | 6.03 | 2015-10-31 |  |  |  |  | 6846 | 2026-10-13 05:00 | 98.81 | 16.17 | 5 | FALSE | 0 | 0 | 0 | 0 | 0
Spain | ESP | 2015-10-13 05:00 | 2015-10-13 07:00 | 54.28 | 2015 | 6.03 | 2015-10-31 |  |  |  |  | 6847 | 2026-10-13 06:00 | 98.81 | 16.17 | 6 | FALSE | 0 | 0 | 0 | 0 | 0
Spain | ESP | 2015-10-13 06:00 | 2015-10-13 08:00 | 56.6 | 2015 | 6.03 | 2015-10-31 |  |  |  |  | 6848 | 2026-10-13 07:00 | 98.81 | 16.17 | 7 | FALSE | 0 | 0 | 0 | 0 | 0
Spain | ESP | 2015-10-13 07:00 | 2015-10-13 09:00 | 55.15 | 2015 | 6.03 | 2015-10-31 |  |  |  |  | 6849 | 2026-10-13 08:00 | 98.81 | 16.17 | 8 | FALSE | 0 | 0 | 0 | 0 | 0
Spain | ESP | 2015-10-13 08:00 | 2015-10-13 10:00 | 54.61 | 2015 | 6.03 | 2015-10-31 |  |  |  |  | 6850 | 2026-10-13 09:00 | 98.81 | 16.17 | 9 | FALSE | 0 | 0 | 0 | 0 | 0
Spain | ESP | 2015-10-13 09:00 | 2015-10-13 11:00 | 54.11 | 2015 | 6.03 | 2015-10-31 |  |  |  |  | 6851 | 2026-10-13 10:00 | 98.81 | 16.17 | 10 | FALSE | 0 | 0 | 0 | 0 | 0
Spain | ESP | 2015-10-13 10:00 | 2015-10-13 12:00 | 55.11 | 2015 | 6.03 | 2015-10-31 |  |  |  |  | 6852 | 2026-10-13 11:00 | 98.81 | 16.17 | 11 | FALSE | 0 | 0 | 0 | 0 | 0
Spain | ESP | 2015-10-13 11:00 | 2015-10-13 13:00 | 54.69 | 2015 | 6.03 | 2015-10-31 |  |  |  |  | 6853 | 2026-10-13 12:00 | 98.81 | 16.17 | 12 | FALSE | 0 | 0 | 0 | 0 | 0
Spain | ESP | 2015-10-13 12:00 | 2015-10-13 14:00 | 54.5 | 2015 | 6.03 | 2015-10-31 |  |  |  |  | 6854 | 2026-10-13 13:00 | 98.81 | 16.17 | 13 | FALSE | 0 | 0 | 0 | 0 | 0
Spain | ESP | 2015-10-13 13:00 | 2015-10-13 15:00 | 54.11 | 2015 | 6.03 | 2015-10-31 |  |  |  |  | 6855 | 2026-10-13 14:00 | 98.81 | 16.17 | 14 | FALSE | 0 | 0 | 0 | 0 | 0
Spain | ESP | 2015-10-13 14:00 | 2015-10-13 16:00 | 55 | 2015 | 6.03 | 2015-10-31 |  |  |  |  | 6856 | 2026-10-13 15:00 | 98.81 | 16.17 | 15 | FALSE | 0 | 0 | 0 | 0 | 0
Spain | ESP | 2015-10-13 15:00 | 2015-10-13 17:00 | 54.69 | 2015 | 6.03 | 2015-10-31 |  |  |  |  | 6857 | 2026-10-13 16:00 | 98.81 | 16.17 | 16 | FALSE | 0 | 0 | 0 | 0 | 0
Spain | ESP | 2015-10-13 16:00 | 2015-10-13 18:00 | 55.11 | 2015 | 6.03 | 2015-10-31 |  |  |  |  | 6858 | 2026-10-13 17:00 | 98.81 | 16.17 | 17 | FALSE | 0 | 0 | 0 | 0 | 0
Spain | ESP | 2015-10-13 17:00 | 2015-10-13 19:00 | 60.73 | 2015 | 6.03 | 2015-10-31 |  |  |  |  | 6859 | 2026-10-13 18:00 | 98.81 | 16.17 | 18 | FALSE | 0 | 0 | 0 | 0 | 0
Spain | ESP | 2015-10-13 18:00 | 2015-10-13 20:00 | 60.73 | 2015 | 6.03 | 2015-10-31 |  |  |  |  | 6860 | 2026-10-13 19:00 | 98.81 | 16.17 | 19 | FALSE | 0 | 0 | 0 | 0 | 0
Spain | ESP | 2015-10-13 19:00 | 2015-10-13 21:00 | 56.57 | 2015 | 6.03 | 2015-10-31 |  |  |  |  | 6861 | 2026-10-13 20:00 | 98.81 | 16.17 | 20 | FALSE | 0 | 0 | 0 | 0 | 0
Spain | ESP | 2015-10-13 20:00 | 2015-10-13 22:00 | 50.1 | 2015 | 6.03 | 2015-10-31 |  |  |  |  | 6862 | 2026-10-13 21:00 | 98.81 | 16.17 | 21 | FALSE | 0 | 0 | 0 | 0 | 0
Spain | ESP | 2015-10-13 21:00 | 2015-10-13 23:00 | 46.3 | 2015 | 6.03 | 2015-10-31 |  |  |  |  | 6863 | 2026-10-13 22:00 | 98.81 | 16.17 | 22 | FALSE | 0 | 0 | 0 | 0 | 0
Spain | ESP | 2015-10-13 22:00 | 2015-10-14 | 40.2 | 2015 | 6.03 | 2015-10-31 |  |  |  |  | 6864 | 2026-10-13 23:00 | 98.81 | 16.17 | 23 | FALSE | 0 | 0 | 0 | 0 | 0
Spain | ESP | 2015-10-13 23:00 | 2015-10-14 01:00 | 39.25 | 2015 | 6.03 | 2015-10-31 |  |  |  |  | 6865 | 2026-10-14 | 98.81 | 16.17 | 24 | TRUE | 98.81 | 24 | 98.81 | 0 | -988.1
Spain | ESP | 2015-10-14 | 2015-10-14 02:00 | 38.35 | 2015 | 6.03 | 2015-10-31 |  |  |  |  | 6866 | 2026-10-14 01:00 | 98.81 | 16.17 | 1 | FALSE | 0 | 0 | 0 | 0 | 0
Spain | ESP | 2015-10-14 01:00 | 2015-10-14 03:00 | 36 | 2015 | 6.03 | 2015-10-31 |  |  |  |  | 6867 | 2026-10-14 02:00 | 98.81 | 16.17 | 2 | FALSE | 0 | 0 | 0 | 0 | 0
Spain | ESP | 2015-10-14 02:00 | 2015-10-14 04:00 | 36 | 2015 | 6.03 | 2015-10-31 |  |  |  |  | 6868 | 2026-10-14 03:00 | 98.81 | 16.17 | 3 | FALSE | 0 | 0 | 0 | 0 | 0
Spain | ESP | 2015-10-14 03:00 | 2015-10-14 05:00 | 38.35 | 2015 | 6.03 | 2015-10-31 |  |  |  |  | 6869 | 2026-10-14 04:00 | 98.81 | 16.17 | 4 | FALSE | 0 | 0 | 0 | 0 | 0
Spain | ESP | 2015-10-14 04:00 | 2015-10-14 06:00 | 46.05 | 2015 | 6.03 | 2015-10-31 |  |  |  |  | 6870 | 2026-10-14 05:00 | 98.81 | 16.17 | 5 | FALSE | 0 | 0 | 0 | 0 | 0
Spain | ESP | 2015-10-14 05:00 | 2015-10-14 07:00 | 54 | 2015 | 6.03 | 2015-10-31 |  |  |  |  | 6871 | 2026-10-14 06:00 | 98.81 | 16.17 | 6 | FALSE | 0 | 0 | 0 | 0 | 0
Spain | ESP | 2015-10-14 06:00 | 2015-10-14 08:00 | 55.6 | 2015 | 6.03 | 2015-10-31 |  |  |  |  | 6872 | 2026-10-14 07:00 | 98.81 | 16.17 | 7 | FALSE | 0 | 0 | 0 | 0 | 0
Spain | ESP | 2015-10-14 07:00 | 2015-10-14 09:00 | 55.16 | 2015 | 6.03 | 2015-10-31 |  |  |  |  | 6873 | 2026-10-14 08:00 | 98.81 | 16.17 | 8 | FALSE | 0 | 0 | 0 | 0 | 0
Spain | ESP | 2015-10-14 08:00 | 2015-10-14 10:00 | 54.19 | 2015 | 6.03 | 2015-10-31 |  |  |  |  | 6874 | 2026-10-14 09:00 | 98.81 | 16.17 | 9 | FALSE | 0 | 0 | 0 | 0 | 0
Spain | ESP | 2015-10-14 09:00 | 2015-10-14 11:00 | 53.4 | 2015 | 6.03 | 2015-10-31 |  |  |  |  | 6875 | 2026-10-14 10:00 | 98.81 | 16.17 | 10 | FALSE | 0 | 0 | 0 | 0 | 0
Spain | ESP | 2015-10-14 10:00 | 2015-10-14 12:00 | 54 | 2015 | 6.03 | 2015-10-31 |  |  |  |  | 6876 | 2026-10-14 11:00 | 98.81 | 16.17 | 11 | FALSE | 0 | 0 | 0 | 0 | 0
Spain | ESP | 2015-10-14 11:00 | 2015-10-14 13:00 | 53.91 | 2015 | 6.03 | 2015-10-31 |  |  |  |  | 6877 | 2026-10-14 12:00 | 98.81 | 16.17 | 12 | FALSE | 0 | 0 | 0 | 0 | 0
Spain | ESP | 2015-10-14 12:00 | 2015-10-14 14:00 | 53.55 | 2015 | 6.03 | 2015-10-31 |  |  |  |  | 6878 | 2026-10-14 13:00 | 98.81 | 16.17 | 13 | FALSE | 0 | 0 | 0 | 0 | 0
Spain | ESP | 2015-10-14 13:00 | 2015-10-14 15:00 | 52.19 | 2015 | 6.03 | 2015-10-31 |  |  |  |  | 6879 | 2026-10-14 14:00 | 98.81 | 16.17 | 14 | FALSE | 0 | 0 | 0 | 0 | 0
Spain | ESP | 2015-10-14 14:00 | 2015-10-14 16:00 | 52.28 | 2015 | 6.03 | 2015-10-31 |  |  |  |  | 6880 | 2026-10-14 15:00 | 98.81 | 16.17 | 15 | FALSE | 0 | 0 | 0 | 0 | 0
Spain | ESP | 2015-10-14 15:00 | 2015-10-14 17:00 | 53.19 | 2015 | 6.03 | 2015-10-31 |  |  |  |  | 6881 | 2026-10-14 16:00 | 98.81 | 16.17 | 16 | FALSE | 0 | 0 | 0 | 0 | 0
Spain | ESP | 2015-10-14 16:00 | 2015-10-14 18:00 | 56.28 | 2015 | 6.03 | 2015-10-31 |  |  |  |  | 6882 | 2026-10-14 17:00 | 98.81 | 16.17 | 17 | FALSE | 0 | 0 | 0 | 0 | 0
Spain | ESP | 2015-10-14 17:00 | 2015-10-14 19:00 | 59.02 | 2015 | 6.03 | 2015-10-31 |  |  |  |  | 6883 | 2026-10-14 18:00 | 98.81 | 16.17 | 18 | FALSE | 0 | 0 | 0 | 0 | 0
Spain | ESP | 2015-10-14 18:00 | 2015-10-14 20:00 | 59.17 | 2015 | 6.03 | 2015-10-31 |  |  |  |  | 6884 | 2026-10-14 19:00 | 98.81 | 16.17 | 19 | FALSE | 0 | 0 | 0 | 0 | 0
Spain | ESP | 2015-10-14 19:00 | 2015-10-14 21:00 | 56 | 2015 | 6.03 | 2015-10-31 |  |  |  |  | 6885 | 2026-10-14 20:00 | 98.81 | 16.17 | 20 | FALSE | 0 | 0 | 0 | 0 | 0
Spain | ESP | 2015-10-14 20:00 | 2015-10-14 22:00 | 51.1 | 2015 | 6.03 | 2015-10-31 |  |  |  |  | 6886 | 2026-10-14 21:00 | 98.81 | 16.17 | 21 | FALSE | 0 | 0 | 0 | 0 | 0
Spain | ESP | 2015-10-14 21:00 | 2015-10-14 23:00 | 46.6 | 2015 | 6.03 | 2015-10-31 |  |  |  |  | 6887 | 2026-10-14 22:00 | 98.81 | 16.17 | 22 | FALSE | 0 | 0 | 0 | 0 | 0
Spain | ESP | 2015-10-14 22:00 | 2015-10-15 | 43.97 | 2015 | 6.03 | 2015-10-31 |  |  |  |  | 6888 | 2026-10-14 23:00 | 98.81 | 16.17 | 23 | FALSE | 0 | 0 | 0 | 0 | 0
Spain | ESP | 2015-10-14 23:00 | 2015-10-15 01:00 | 40.24 | 2015 | 6.03 | 2015-10-31 |  |  |  |  | 6889 | 2026-10-15 | 98.81 | 16.17 | 24 | TRUE | 98.81 | 24 | 98.81 | 0 | -988.1
Spain | ESP | 2015-10-15 | 2015-10-15 02:00 | 39.53 | 2015 | 6.03 | 2015-10-31 |  |  |  |  | 6890 | 2026-10-15 01:00 | 98.81 | 16.17 | 1 | FALSE | 0 | 0 | 0 | 0 | 0
Spain | ESP | 2015-10-15 01:00 | 2015-10-15 03:00 | 40 | 2015 | 6.03 | 2015-10-31 |  |  |  |  | 6891 | 2026-10-15 02:00 | 98.81 | 16.17 | 2 | FALSE | 0 | 0 | 0 | 0 | 0
Spain | ESP | 2015-10-15 02:00 | 2015-10-15 04:00 | 39.53 | 2015 | 6.03 | 2015-10-31 |  |  |  |  | 6892 | 2026-10-15 03:00 | 98.81 | 16.17 | 3 | FALSE | 0 | 0 | 0 | 0 | 0
Spain | ESP | 2015-10-15 03:00 | 2015-10-15 05:00 | 40.24 | 2015 | 6.03 | 2015-10-31 |  |  |  |  | 6893 | 2026-10-15 04:00 | 98.81 | 16.17 | 4 | FALSE | 0 | 0 | 0 | 0 | 0
Spain | ESP | 2015-10-15 04:00 | 2015-10-15 06:00 | 46.29 | 2015 | 6.03 | 2015-10-31 |  |  |  |  | 6894 | 2026-10-15 05:00 | 98.81 | 16.17 | 5 | FALSE | 0 | 0 | 0 | 0 | 0
Spain | ESP | 2015-10-15 05:00 | 2015-10-15 07:00 | 57.72 | 2015 | 6.03 | 2015-10-31 |  |  |  |  | 6895 | 2026-10-15 06:00 | 98.81 | 16.17 | 6 | FALSE | 0 | 0 | 0 | 0 | 0
Spain | ESP | 2015-10-15 06:00 | 2015-10-15 08:00 | 61.35 | 2015 | 6.03 | 2015-10-31 |  |  |  |  | 6896 | 2026-10-15 07:00 | 98.81 | 16.17 | 7 | FALSE | 0 | 0 | 0 | 0 | 0
Spain | ESP | 2015-10-15 07:00 | 2015-10-15 09:00 | 63.1 | 2015 | 6.03 | 2015-10-31 |  |  |  |  | 6897 | 2026-10-15 08:00 | 98.81 | 16.17 | 8 | FALSE | 0 | 0 | 0 | 0 | 0
Spain | ESP | 2015-10-15 08:00 | 2015-10-15 10:00 | 62.97 | 2015 | 6.03 | 2015-10-31 |  |  |  |  | 6898 | 2026-10-15 09:00 | 98.81 | 16.17 | 9 | FALSE | 0 | 0 | 0 | 0 | 0
Spain | ESP | 2015-10-15 09:00 | 2015-10-15 11:00 | 60.1 | 2015 | 6.03 | 2015-10-31 |  |  |  |  | 6899 | 2026-10-15 10:00 | 98.81 | 16.17 | 10 | FALSE | 0 | 0 | 0 | 0 | 0
Spain | ESP | 2015-10-15 10:00 | 2015-10-15 12:00 | 59.59 | 2015 | 6.03 | 2015-10-31 |  |  |  |  | 6900 | 2026-10-15 11:00 | 98.81 | 16.17 | 11 | FALSE | 0 | 0 | 0 | 0 | 0
Spain | ESP | 2015-10-15 11:00 | 2015-10-15 13:00 | 58.64 | 2015 | 6.03 | 2015-10-31 |  |  |  |  | 6901 | 2026-10-15 12:00 | 98.81 | 16.17 | 12 | FALSE | 0 | 0 | 0 | 0 | 0
Spain | ESP | 2015-10-15 12:00 | 2015-10-15 14:00 | 56.7 | 2015 | 6.03 | 2015-10-31 |  |  |  |  | 6902 | 2026-10-15 13:00 | 98.81 | 16.17 | 13 | FALSE | 0 | 0 | 0 | 0 | 0
Spain | ESP | 2015-10-15 13:00 | 2015-10-15 15:00 | 56.02 | 2015 | 6.03 | 2015-10-31 |  |  |  |  | 6903 | 2026-10-15 14:00 | 98.81 | 16.17 | 14 | FALSE | 0 | 0 | 0 | 0 | 0
Spain | ESP | 2015-10-15 14:00 | 2015-10-15 16:00 | 56.02 | 2015 | 6.03 | 2015-10-31 |  |  |  |  | 6904 | 2026-10-15 15:00 | 98.81 | 16.17 | 15 | FALSE | 0 | 0 | 0 | 0 | 0
Spain | ESP | 2015-10-15 15:00 | 2015-10-15 17:00 | 56.6 | 2015 | 6.03 | 2015-10-31 |  |  |  |  | 6905 | 2026-10-15 16:00 | 98.81 | 16.17 | 16 | FALSE | 0 | 0 | 0 | 0 | 0
Spain | ESP | 2015-10-15 16:00 | 2015-10-15 18:00 | 57.78 | 2015 | 6.03 | 2015-10-31 |  |  |  |  | 6906 | 2026-10-15 17:00 | 98.81 | 16.17 | 17 | FALSE | 0 | 0 | 0 | 0 | 0
Spain | ESP | 2015-10-15 17:00 | 2015-10-15 19:00 | 63.61 | 2015 | 6.03 | 2015-10-31 |  |  |  |  | 6907 | 2026-10-15 18:00 | 98.81 | 16.17 | 18 | FALSE | 0 | 0 | 0 | 0 | 0
Spain | ESP | 2015-10-15 18:00 | 2015-10-15 20:00 | 65.48 | 2015 | 6.03 | 2015-10-31 |  |  |  |  | 6908 | 2026-10-15 19:00 | 98.81 | 16.17 | 19 | FALSE | 0 | 0 | 0 | 0 | 0
Spain | ESP | 2015-10-15 19:00 | 2015-10-15 21:00 | 63.03 | 2015 | 6.03 | 2015-10-31 |  |  |  |  | 6909 | 2026-10-15 20:00 | 98.81 | 16.17 | 20 | FALSE | 0 | 0 | 0 | 0 | 0
Spain | ESP | 2015-10-15 20:00 | 2015-10-15 22:00 | 59 | 2015 | 6.03 | 2015-10-31 |  |  |  |  | 6910 | 2026-10-15 21:00 | 98.81 | 16.17 | 21 | FALSE | 0 | 0 | 0 | 0 | 0
Spain | ESP | 2015-10-15 21:00 | 2015-10-15 23:00 | 55.16 | 2015 | 6.03 | 2015-10-31 |  |  |  |  | 6911 | 2026-10-15 22:00 | 98.81 | 16.17 | 22 | FALSE | 0 | 0 | 0 | 0 | 0
Spain | ESP | 2015-10-15 22:00 | 2015-10-16 | 56.8 | 2015 | 6.03 | 2015-10-31 |  |  |  |  | 6912 | 2026-10-15 23:00 | 98.81 | 16.17 | 23 | FALSE | 0 | 0 | 0 | 0 | 0
Spain | ESP | 2015-10-15 23:00 | 2015-10-16 01:00 | 55.02 | 2015 | 6.03 | 2015-10-31 |  |  |  |  | 6913 | 2026-10-16 | 98.81 | 16.17 | 24 | TRUE | 98.81 | 24 | 98.81 | 0 | -988.1
Spain | ESP | 2015-10-16 | 2015-10-16 02:00 | 52 | 2015 | 6.03 | 2015-10-31 |  |  |  |  | 6914 | 2026-10-16 01:00 | 98.81 | 16.17 | 1 | FALSE | 0 | 0 | 0 | 0 | 0
Spain | ESP | 2015-10-16 01:00 | 2015-10-16 03:00 | 52 | 2015 | 6.03 | 2015-10-31 |  |  |  |  | 6915 | 2026-10-16 02:00 | 98.81 | 16.17 | 2 | FALSE | 0 | 0 | 0 | 0 | 0
Spain | ESP | 2015-10-16 02:00 | 2015-10-16 04:00 | 50 | 2015 | 6.03 | 2015-10-31 |  |  |  |  | 6916 | 2026-10-16 03:00 | 98.81 | 16.17 | 3 | FALSE | 0 | 0 | 0 | 0 | 0
Spain | ESP | 2015-10-16 03:00 | 2015-10-16 05:00 | 52.5 | 2015 | 6.03 | 2015-10-31 |  |  |  |  | 6917 | 2026-10-16 04:00 | 98.81 | 16.17 | 4 | FALSE | 0 | 0 | 0 | 0 | 0
Spain | ESP | 2015-10-16 04:00 | 2015-10-16 06:00 | 56.7 | 2015 | 6.03 | 2015-10-31 |  |  |  |  | 6918 | 2026-10-16 05:00 | 98.81 | 16.17 | 5 | FALSE | 0 | 0 | 0 | 0 | 0
Spain | ESP | 2015-10-16 05:00 | 2015-10-16 07:00 | 63.14 | 2015 | 6.03 | 2015-10-31 |  |  |  |  | 6919 | 2026-10-16 06:00 | 98.81 | 16.17 | 6 | FALSE | 0 | 0 | 0 | 0 | 0
Spain | ESP | 2015-10-16 06:00 | 2015-10-16 08:00 | 63.6 | 2015 | 6.03 | 2015-10-31 |  |  |  |  | 6920 | 2026-10-16 07:00 | 98.81 | 16.17 | 7 | FALSE | 0 | 0 | 0 | 0 | 0
Spain | ESP | 2015-10-16 07:00 | 2015-10-16 09:00 | 64.8 | 2015 | 6.03 | 2015-10-31 |  |  |  |  | 6921 | 2026-10-16 08:00 | 98.81 | 16.17 | 8 | FALSE | 0 | 0 | 0 | 0 | 0
Spain | ESP | 2015-10-16 08:00 | 2015-10-16 10:00 | 64.68 | 2015 | 6.03 | 2015-10-31 |  |  |  |  | 6922 | 2026-10-16 09:00 | 98.81 | 16.17 | 9 | FALSE | 0 | 0 | 0 | 0 | 0
Spain | ESP | 2015-10-16 09:00 | 2015-10-16 11:00 | 62.99 | 2015 | 6.03 | 2015-10-31 |  |  |  |  | 6923 | 2026-10-16 10:00 | 98.81 | 16.17 | 10 | FALSE | 0 | 0 | 0 | 0 | 0
Spain | ESP | 2015-10-16 10:00 | 2015-10-16 12:00 | 59.71 | 2015 | 6.03 | 2015-10-31 |  |  |  |  | 6924 | 2026-10-16 11:00 | 98.81 | 16.17 | 11 | FALSE | 0 | 0 | 0 | 0 | 0
Spain | ESP | 2015-10-16 11:00 | 2015-10-16 13:00 | 57.44 | 2015 | 6.03 | 2015-10-31 |  |  |  |  | 6925 | 2026-10-16 12:00 | 98.81 | 16.17 | 12 | FALSE | 0 | 0 | 0 | 0 | 0
Spain | ESP | 2015-10-16 12:00 | 2015-10-16 14:00 | 56.7 | 2015 | 6.03 | 2015-10-31 |  |  |  |  | 6926 | 2026-10-16 13:00 | 98.81 | 16.17 | 13 | FALSE | 0 | 0 | 0 | 0 | 0
Spain | ESP | 2015-10-16 13:00 | 2015-10-16 15:00 | 55.25 | 2015 | 6.03 | 2015-10-31 |  |  |  |  | 6927 | 2026-10-16 14:00 | 98.81 | 16.17 | 14 | FALSE | 0 | 0 | 0 | 0 | 0
Spain | ESP | 2015-10-16 14:00 | 2015-10-16 16:00 | 55.75 | 2015 | 6.03 | 2015-10-31 |  |  |  |  | 6928 | 2026-10-16 15:00 | 98.81 | 16.17 | 15 | FALSE | 0 | 0 | 0 | 0 | 0
Spain | ESP | 2015-10-16 15:00 | 2015-10-16 17:00 | 56.7 | 2015 | 6.03 | 2015-10-31 |  |  |  |  | 6929 | 2026-10-16 16:00 | 98.81 | 16.17 | 16 | FALSE | 0 | 0 | 0 | 0 | 0
Spain | ESP | 2015-10-16 16:00 | 2015-10-16 18:00 | 59.87 | 2015 | 6.03 | 2015-10-31 |  |  |  |  | 6930 | 2026-10-16 17:00 | 98.81 | 16.17 | 17 | FALSE | 0 | 0 | 0 | 0 | 0
Spain | ESP | 2015-10-16 17:00 | 2015-10-16 19:00 | 63.03 | 2015 | 6.03 | 2015-10-31 |  |  |  |  | 6931 | 2026-10-16 18:00 | 98.81 | 16.17 | 18 | FALSE | 0 | 0 | 0 | 0 | 0
Spain | ESP | 2015-10-16 18:00 | 2015-10-16 20:00 | 65.01 | 2015 | 6.03 | 2015-10-31 |  |  |  |  | 6932 | 2026-10-16 19:00 | 98.81 | 16.17 | 19 | FALSE | 0 | 0 | 0 | 0 | 0
Spain | ESP | 2015-10-16 19:00 | 2015-10-16 21:00 | 60.98 | 2015 | 6.03 | 2015-10-31 |  |  |  |  | 6933 | 2026-10-16 20:00 | 98.81 | 16.17 | 20 | FALSE | 0 | 0 | 0 | 0 | 0
Spain | ESP | 2015-10-16 20:00 | 2015-10-16 22:00 | 56.8 | 2015 | 6.03 | 2015-10-31 |  |  |  |  | 6934 | 2026-10-16 21:00 | 98.81 | 16.17 | 21 | FALSE | 0 | 0 | 0 | 0 | 0
Spain | ESP | 2015-10-16 21:00 | 2015-10-16 23:00 | 50.5 | 2015 | 6.03 | 2015-10-31 |  |  |  |  | 6935 | 2026-10-16 22:00 | 98.81 | 16.17 | 22 | FALSE | 0 | 0 | 0 | 0 | 0
Spain | ESP | 2015-10-16 22:00 | 2015-10-17 | 56.6 | 2015 | 6.03 | 2015-10-31 |  |  |  |  | 6936 | 2026-10-16 23:00 | 98.81 | 16.17 | 23 | FALSE | 0 | 0 | 0 | 0 | 0
Spain | ESP | 2015-10-16 23:00 | 2015-10-17 01:00 | 47.61 | 2015 | 6.03 | 2015-10-31 |  |  |  |  | 6937 | 2026-10-17 | 98.81 | 16.17 | 24 | TRUE | 98.81 | 24 | 98.81 | 0 | -988.1
Spain | ESP | 2015-10-17 | 2015-10-17 02:00 | 46.58 | 2015 | 6.03 | 2015-10-31 |  |  |  |  | 6938 | 2026-10-17 01:00 | 98.81 | 16.17 | 1 | FALSE | 0 | 0 | 0 | 0 | 0
Spain | ESP | 2015-10-17 01:00 | 2015-10-17 03:00 | 43.59 | 2015 | 6.03 | 2015-10-31 |  |  |  |  | 6939 | 2026-10-17 02:00 | 98.81 | 16.17 | 2 | FALSE | 0 | 0 | 0 | 0 | 0
Spain | ESP | 2015-10-17 02:00 | 2015-10-17 04:00 | 40.34 | 2015 | 6.03 | 2015-10-31 |  |  |  |  | 6940 | 2026-10-17 03:00 | 98.81 | 16.17 | 3 | FALSE | 0 | 0 | 0 | 0 | 0
Spain | ESP | 2015-10-17 03:00 | 2015-10-17 05:00 | 38 | 2015 | 6.03 | 2015-10-31 |  |  |  |  | 6941 | 2026-10-17 04:00 | 98.81 | 16.17 | 4 | FALSE | 0 | 0 | 0 | 0 | 0
Spain | ESP | 2015-10-17 04:00 | 2015-10-17 06:00 | 39.98 | 2015 | 6.03 | 2015-10-31 |  |  |  |  | 6942 | 2026-10-17 05:00 | 98.81 | 16.17 | 5 | FALSE | 0 | 0 | 0 | 0 | 0
Spain | ESP | 2015-10-17 05:00 | 2015-10-17 07:00 | 43.08 | 2015 | 6.03 | 2015-10-31 |  |  |  |  | 6943 | 2026-10-17 06:00 | 98.81 | 16.17 | 6 | FALSE | 0 | 0 | 0 | 0 | 0
Spain | ESP | 2015-10-17 06:00 | 2015-10-17 08:00 | 46.64 | 2015 | 6.03 | 2015-10-31 |  |  |  |  | 6944 | 2026-10-17 07:00 | 98.81 | 16.17 | 7 | FALSE | 0 | 0 | 0 | 0 | 0
Spain | ESP | 2015-10-17 07:00 | 2015-10-17 09:00 | 48.13 | 2015 | 6.03 | 2015-10-31 |  |  |  |  | 6945 | 2026-10-17 08:00 | 98.81 | 16.17 | 8 | FALSE | 0 | 0 | 0 | 0 | 0
Spain | ESP | 2015-10-17 08:00 | 2015-10-17 10:00 | 48.28 | 2015 | 6.03 | 2015-10-31 |  |  |  |  | 6946 | 2026-10-17 09:00 | 98.81 | 16.17 | 9 | FALSE | 0 | 0 | 0 | 0 | 0
Spain | ESP | 2015-10-17 09:00 | 2015-10-17 11:00 | 47.21 | 2015 | 6.03 | 2015-10-31 |  |  |  |  | 6947 | 2026-10-17 10:00 | 98.81 | 16.17 | 10 | FALSE | 0 | 0 | 0 | 0 | 0
Spain | ESP | 2015-10-17 10:00 | 2015-10-17 12:00 | 47.61 | 2015 | 6.03 | 2015-10-31 |  |  |  |  | 6948 | 2026-10-17 11:00 | 98.81 | 16.17 | 11 | FALSE | 0 | 0 | 0 | 0 | 0
Spain | ESP | 2015-10-17 11:00 | 2015-10-17 13:00 | 44.63 | 2015 | 6.03 | 2015-10-31 |  |  |  |  | 6949 | 2026-10-17 12:00 | 98.81 | 16.17 | 12 | FALSE | 0 | 0 | 0 | 0 | 0
Spain | ESP | 2015-10-17 12:00 | 2015-10-17 14:00 | 42.09 | 2015 | 6.03 | 2015-10-31 |  |  |  |  | 6950 | 2026-10-17 13:00 | 98.81 | 16.17 | 13 | FALSE | 0 | 0 | 0 | 0 | 0
Spain | ESP | 2015-10-17 13:00 | 2015-10-17 15:00 | 39.74 | 2015 | 6.03 | 2015-10-31 |  |  |  |  | 6951 | 2026-10-17 14:00 | 98.81 | 16.17 | 14 | FALSE | 0 | 0 | 0 | 0 | 0
Spain | ESP | 2015-10-17 14:00 | 2015-10-17 16:00 | 39.18 | 2015 | 6.03 | 2015-10-31 |  |  |  |  | 6952 | 2026-10-17 15:00 | 98.81 | 16.17 | 15 | FALSE | 0 | 0 | 0 | 0 | 0
Spain | ESP | 2015-10-17 15:00 | 2015-10-17 17:00 | 42.6 | 2015 | 6.03 | 2015-10-31 |  |  |  |  | 6953 | 2026-10-17 16:00 | 98.81 | 16.17 | 16 | FALSE | 0 | 0 | 0 | 0 | 0
Spain | ESP | 2015-10-17 16:00 | 2015-10-17 18:00 | 48.8 | 2015 | 6.03 | 2015-10-31 |  |  |  |  | 6954 | 2026-10-17 17:00 | 98.81 | 16.17 | 17 | FALSE | 0 | 0 | 0 | 0 | 0
Spain | ESP | 2015-10-17 17:00 | 2015-10-17 19:00 | 50.5 | 2015 | 6.03 | 2015-10-31 |  |  |  |  | 6955 | 2026-10-17 18:00 | 98.81 | 16.17 | 18 | FALSE | 0 | 0 | 0 | 0 | 0
Spain | ESP | 2015-10-17 18:00 | 2015-10-17 20:00 | 52.86 | 2015 | 6.03 | 2015-10-31 |  |  |  |  | 6956 | 2026-10-17 19:00 | 98.81 | 16.17 | 19 | FALSE | 0 | 0 | 0 | 0 | 0
Spain | ESP | 2015-10-17 19:00 | 2015-10-17 21:00 | 50 | 2015 | 6.03 | 2015-10-31 |  |  |  |  | 6957 | 2026-10-17 20:00 | 98.81 | 16.17 | 20 | FALSE | 0 | 0 | 0 | 0 | 0
Spain | ESP | 2015-10-17 20:00 | 2015-10-17 22:00 | 44.64 | 2015 | 6.03 | 2015-10-31 |  |  |  |  | 6958 | 2026-10-17 21:00 | 98.81 | 16.17 | 21 | FALSE | 0 | 0 | 0 | 0 | 0
Spain | ESP | 2015-10-17 21:00 | 2015-10-17 23:00 | 43.85 | 2015 | 6.03 | 2015-10-31 |  |  |  |  | 6959 | 2026-10-17 22:00 | 98.81 | 16.17 | 22 | FALSE | 0 | 0 | 0 | 0 | 0
Spain | ESP | 2015-10-17 22:00 | 2015-10-18 | 45.15 | 2015 | 6.03 | 2015-10-31 |  |  |  |  | 6960 | 2026-10-17 23:00 | 98.81 | 16.17 | 23 | FALSE | 0 | 0 | 0 | 0 | 0
Spain | ESP | 2015-10-17 23:00 | 2015-10-18 01:00 | 42.58 | 2015 | 6.03 | 2015-10-31 |  |  |  |  | 6961 | 2026-10-18 | 98.81 | 16.17 | 24 | TRUE | 98.81 | 24 | 98.81 | 0 | -988.1
Spain | ESP | 2015-10-18 | 2015-10-18 02:00 | 40 | 2015 | 6.03 | 2015-10-31 |  |  |  |  | 6962 | 2026-10-18 01:00 | 98.81 | 16.17 | 1 | FALSE | 0 | 0 | 0 | 0 | 0
Spain | ESP | 2015-10-18 01:00 | 2015-10-18 03:00 | 40.69 | 2015 | 6.03 | 2015-10-31 |  |  |  |  | 6963 | 2026-10-18 02:00 | 98.81 | 16.17 | 2 | FALSE | 0 | 0 | 0 | 0 | 0
Spain | ESP | 2015-10-18 02:00 | 2015-10-18 04:00 | 41 | 2015 | 6.03 | 2015-10-31 |  |  |  |  | 6964 | 2026-10-18 03:00 | 98.81 | 16.17 | 3 | FALSE | 0 | 0 | 0 | 0 | 0
Spain | ESP | 2015-10-18 03:00 | 2015-10-18 05:00 | 41.87 | 2015 | 6.03 | 2015-10-31 |  |  |  |  | 6965 | 2026-10-18 04:00 | 98.81 | 16.17 | 4 | FALSE | 0 | 0 | 0 | 0 | 0
Spain | ESP | 2015-10-18 04:00 | 2015-10-18 06:00 | 43.09 | 2015 | 6.03 | 2015-10-31 |  |  |  |  | 6966 | 2026-10-18 05:00 | 98.81 | 16.17 | 5 | FALSE | 0 | 0 | 0 | 0 | 0
Spain | ESP | 2015-10-18 05:00 | 2015-10-18 07:00 | 45 | 2015 | 6.03 | 2015-10-31 |  |  |  |  | 6967 | 2026-10-18 06:00 | 98.81 | 16.17 | 6 | FALSE | 0 | 0 | 0 | 0 | 0
Spain | ESP | 2015-10-18 06:00 | 2015-10-18 08:00 | 44.02 | 2015 | 6.03 | 2015-10-31 |  |  |  |  | 6968 | 2026-10-18 07:00 | 98.81 | 16.17 | 7 | FALSE | 0 | 0 | 0 | 0 | 0
Spain | ESP | 2015-10-18 07:00 | 2015-10-18 09:00 | 47.21 | 2015 | 6.03 | 2015-10-31 |  |  |  |  | 6969 | 2026-10-18 08:00 | 98.81 | 16.17 | 8 | FALSE | 0 | 0 | 0 | 0 | 0
Spain | ESP | 2015-10-18 08:00 | 2015-10-18 10:00 | 54 | 2015 | 6.03 | 2015-10-31 |  |  |  |  | 6970 | 2026-10-18 09:00 | 98.81 | 16.17 | 9 | FALSE | 0 | 0 | 0 | 0 | 0
Spain | ESP | 2015-10-18 09:00 | 2015-10-18 11:00 | 55.8 | 2015 | 6.03 | 2015-10-31 |  |  |  |  | 6971 | 2026-10-18 10:00 | 98.81 | 16.17 | 10 | FALSE | 0 | 0 | 0 | 0 | 0
Spain | ESP | 2015-10-18 10:00 | 2015-10-18 12:00 | 56.7 | 2015 | 6.03 | 2015-10-31 |  |  |  |  | 6972 | 2026-10-18 11:00 | 98.81 | 16.17 | 11 | FALSE | 0 | 0 | 0 | 0 | 0
Spain | ESP | 2015-10-18 11:00 | 2015-10-18 13:00 | 56.7 | 2015 | 6.03 | 2015-10-31 |  |  |  |  | 6973 | 2026-10-18 12:00 | 98.81 | 16.17 | 12 | FALSE | 0 | 0 | 0 | 0 | 0
Spain | ESP | 2015-10-18 12:00 | 2015-10-18 14:00 | 55.8 | 2015 | 6.03 | 2015-10-31 |  |  |  |  | 6974 | 2026-10-18 13:00 | 98.81 | 16.17 | 13 | FALSE | 0 | 0 | 0 | 0 | 0
Spain | ESP | 2015-10-18 13:00 | 2015-10-18 15:00 | 47.76 | 2015 | 6.03 | 2015-10-31 |  |  |  |  | 6975 | 2026-10-18 14:00 | 98.81 | 16.17 | 14 | FALSE | 0 | 0 | 0 | 0 | 0
Spain | ESP | 2015-10-18 14:00 | 2015-10-18 16:00 | 46.82 | 2015 | 6.03 | 2015-10-31 |  |  |  |  | 6976 | 2026-10-18 15:00 | 98.81 | 16.17 | 15 | FALSE | 0 | 0 | 0 | 0 | 0
Spain | ESP | 2015-10-18 15:00 | 2015-10-18 17:00 | 43.85 | 2015 | 6.03 | 2015-10-31 |  |  |  |  | 6977 | 2026-10-18 16:00 | 98.81 | 16.17 | 16 | FALSE | 0 | 0 | 0 | 0 | 0
Spain | ESP | 2015-10-18 16:00 | 2015-10-18 18:00 | 47.44 | 2015 | 6.03 | 2015-10-31 |  |  |  |  | 6978 | 2026-10-18 17:00 | 98.81 | 16.17 | 17 | FALSE | 0 | 0 | 0 | 0 | 0
Spain | ESP | 2015-10-18 17:00 | 2015-10-18 19:00 | 56.05 | 2015 | 6.03 | 2015-10-31 |  |  |  |  | 6979 | 2026-10-18 18:00 | 98.81 | 16.17 | 18 | FALSE | 0 | 0 | 0 | 0 | 0
Spain | ESP | 2015-10-18 18:00 | 2015-10-18 20:00 | 60.01 | 2015 | 6.03 | 2015-10-31 |  |  |  |  | 6980 | 2026-10-18 19:00 | 98.81 | 16.17 | 19 | FALSE | 0 | 0 | 0 | 0 | 0
Spain | ESP | 2015-10-18 19:00 | 2015-10-18 21:00 | 60.17 | 2015 | 6.03 | 2015-10-31 |  |  |  |  | 6981 | 2026-10-18 20:00 | 98.81 | 16.17 | 20 | FALSE | 0 | 0 | 0 | 0 | 0
Spain | ESP | 2015-10-18 20:00 | 2015-10-18 22:00 | 58.81 | 2015 | 6.03 | 2015-10-31 |  |  |  |  | 6982 | 2026-10-18 21:00 | 98.81 | 16.17 | 21 | FALSE | 0 | 0 | 0 | 0 | 0
Spain | ESP | 2015-10-18 21:00 | 2015-10-18 23:00 | 56.57 | 2015 | 6.03 | 2015-10-31 |  |  |  |  | 6983 | 2026-10-18 22:00 | 98.81 | 16.17 | 22 | FALSE | 0 | 0 | 0 | 0 | 0
Spain | ESP | 2015-10-18 22:00 | 2015-10-19 | 47.61 | 2015 | 6.03 | 2015-10-31 |  |  |  |  | 6984 | 2026-10-18 23:00 | 98.81 | 16.17 | 23 | FALSE | 0 | 0 | 0 | 0 | 0
Spain | ESP | 2015-10-18 23:00 | 2015-10-19 01:00 | 46.68 | 2015 | 6.03 | 2015-10-31 |  |  |  |  | 6985 | 2026-10-19 | 98.81 | 16.17 | 24 | TRUE | 98.81 | 24 | 98.81 | 0 | -988.1
Spain | ESP | 2015-10-19 | 2015-10-19 02:00 | 42.95 | 2015 | 6.03 | 2015-10-31 |  |  |  |  | 6986 | 2026-10-19 01:00 | 98.81 | 16.17 | 1 | FALSE | 0 | 0 | 0 | 0 | 0
Spain | ESP | 2015-10-19 01:00 | 2015-10-19 03:00 | 41.69 | 2015 | 6.03 | 2015-10-31 |  |  |  |  | 6987 | 2026-10-19 02:00 | 98.81 | 16.17 | 2 | FALSE | 0 | 0 | 0 | 0 | 0
Spain | ESP | 2015-10-19 02:00 | 2015-10-19 04:00 | 40.69 | 2015 | 6.03 | 2015-10-31 |  |  |  |  | 6988 | 2026-10-19 03:00 | 98.81 | 16.17 | 3 | FALSE | 0 | 0 | 0 | 0 | 0
Spain | ESP | 2015-10-19 03:00 | 2015-10-19 05:00 | 43 | 2015 | 6.03 | 2015-10-31 |  |  |  |  | 6989 | 2026-10-19 04:00 | 98.81 | 16.17 | 4 | FALSE | 0 | 0 | 0 | 0 | 0
Spain | ESP | 2015-10-19 04:00 | 2015-10-19 06:00 | 48.75 | 2015 | 6.03 | 2015-10-31 |  |  |  |  | 6990 | 2026-10-19 05:00 | 98.81 | 16.17 | 5 | FALSE | 0 | 0 | 0 | 0 | 0
Spain | ESP | 2015-10-19 05:00 | 2015-10-19 07:00 | 60.01 | 2015 | 6.03 | 2015-10-31 |  |  |  |  | 6991 | 2026-10-19 06:00 | 98.81 | 16.17 | 6 | FALSE | 0 | 0 | 0 | 0 | 0
Spain | ESP | 2015-10-19 06:00 | 2015-10-19 08:00 | 60.17 | 2015 | 6.03 | 2015-10-31 |  |  |  |  | 6992 | 2026-10-19 07:00 | 98.81 | 16.17 | 7 | FALSE | 0 | 0 | 0 | 0 | 0
Spain | ESP | 2015-10-19 07:00 | 2015-10-19 09:00 | 62.52 | 2015 | 6.03 | 2015-10-31 |  |  |  |  | 6993 | 2026-10-19 08:00 | 98.81 | 16.17 | 8 | FALSE | 0 | 0 | 0 | 0 | 0
Spain | ESP | 2015-10-19 08:00 | 2015-10-19 10:00 | 63.51 | 2015 | 6.03 | 2015-10-31 |  |  |  |  | 6994 | 2026-10-19 09:00 | 98.81 | 16.17 | 9 | FALSE | 0 | 0 | 0 | 0 | 0
Spain | ESP | 2015-10-19 09:00 | 2015-10-19 11:00 | 62.18 | 2015 | 6.03 | 2015-10-31 |  |  |  |  | 6995 | 2026-10-19 10:00 | 98.81 | 16.17 | 10 | FALSE | 0 | 0 | 0 | 0 | 0
Spain | ESP | 2015-10-19 10:00 | 2015-10-19 12:00 | 60 | 2015 | 6.03 | 2015-10-31 |  |  |  |  | 6996 | 2026-10-19 11:00 | 98.81 | 16.17 | 11 | FALSE | 0 | 0 | 0 | 0 | 0
Spain | ESP | 2015-10-19 11:00 | 2015-10-19 13:00 | 59.59 | 2015 | 6.03 | 2015-10-31 |  |  |  |  | 6997 | 2026-10-19 12:00 | 98.81 | 16.17 | 12 | FALSE | 0 | 0 | 0 | 0 | 0
Spain | ESP | 2015-10-19 12:00 | 2015-10-19 14:00 | 57.52 | 2015 | 6.03 | 2015-10-31 |  |  |  |  | 6998 | 2026-10-19 13:00 | 98.81 | 16.17 | 13 | FALSE | 0 | 0 | 0 | 0 | 0
Spain | ESP | 2015-10-19 13:00 | 2015-10-19 15:00 | 57.72 | 2015 | 6.03 | 2015-10-31 |  |  |  |  | 6999 | 2026-10-19 14:00 | 98.81 | 16.17 | 14 | FALSE | 0 | 0 | 0 | 0 | 0
Spain | ESP | 2015-10-19 14:00 | 2015-10-19 16:00 | 58 | 2015 | 6.03 | 2015-10-31 |  |  |  |  | 7000 | 2026-10-19 15:00 | 98.81 | 16.17 | 15 | FALSE | 0 | 0 | 0 | 0 | 0
Spain | ESP | 2015-10-19 15:00 | 2015-10-19 17:00 | 57.68 | 2015 | 6.03 | 2015-10-31 |  |  |  |  | 7001 | 2026-10-19 16:00 | 98.81 | 16.17 | 16 | FALSE | 0 | 0 | 0 | 0 | 0
Spain | ESP | 2015-10-19 16:00 | 2015-10-19 18:00 | 60.17 | 2015 | 6.03 | 2015-10-31 |  |  |  |  | 7002 | 2026-10-19 17:00 | 98.81 | 16.17 | 17 | FALSE | 0 | 0 | 0 | 0 | 0
Spain | ESP | 2015-10-19 17:00 | 2015-10-19 19:00 | 62.85 | 2015 | 6.03 | 2015-10-31 |  |  |  |  | 7003 | 2026-10-19 18:00 | 98.81 | 16.17 | 18 | FALSE | 0 | 0 | 0 | 0 | 0
Spain | ESP | 2015-10-19 18:00 | 2015-10-19 20:00 | 63.1 | 2015 | 6.03 | 2015-10-31 |  |  |  |  | 7004 | 2026-10-19 19:00 | 98.81 | 16.17 | 19 | FALSE | 0 | 0 | 0 | 0 | 0
Spain | ESP | 2015-10-19 19:00 | 2015-10-19 21:00 | 58.21 | 2015 | 6.03 | 2015-10-31 |  |  |  |  | 7005 | 2026-10-19 20:00 | 98.81 | 16.17 | 20 | FALSE | 0 | 0 | 0 | 0 | 0
Spain | ESP | 2015-10-19 20:00 | 2015-10-19 22:00 | 53.15 | 2015 | 6.03 | 2015-10-31 |  |  |  |  | 7006 | 2026-10-19 21:00 | 98.81 | 16.17 | 21 | FALSE | 0 | 0 | 0 | 0 | 0
Spain | ESP | 2015-10-19 21:00 | 2015-10-19 23:00 | 48.37 | 2015 | 6.03 | 2015-10-31 |  |  |  |  | 7007 | 2026-10-19 22:00 | 98.81 | 16.17 | 22 | FALSE | 0 | 0 | 0 | 0 | 0
Spain | ESP | 2015-10-19 22:00 | 2015-10-20 | 44.02 | 2015 | 6.03 | 2015-10-31 |  |  |  |  | 7008 | 2026-10-19 23:00 | 98.81 | 16.17 | 23 | FALSE | 0 | 0 | 0 | 0 | 0
Spain | ESP | 2015-10-19 23:00 | 2015-10-20 01:00 | 41.69 | 2015 | 6.03 | 2015-10-31 |  |  |  |  | 7009 | 2026-10-20 | 98.81 | 16.17 | 24 | TRUE | 98.81 | 24 | 98.81 | 0 | -988.1
Spain | ESP | 2015-10-20 | 2015-10-20 02:00 | 40 | 2015 | 6.03 | 2015-10-31 |  |  |  |  | 7010 | 2026-10-20 01:00 | 98.81 | 16.17 | 1 | FALSE | 0 | 0 | 0 | 0 | 0
Spain | ESP | 2015-10-20 01:00 | 2015-10-20 03:00 | 39.29 | 2015 | 6.03 | 2015-10-31 |  |  |  |  | 7011 | 2026-10-20 02:00 | 98.81 | 16.17 | 2 | FALSE | 0 | 0 | 0 | 0 | 0
Spain | ESP | 2015-10-20 02:00 | 2015-10-20 04:00 | 37.64 | 2015 | 6.03 | 2015-10-31 |  |  |  |  | 7012 | 2026-10-20 03:00 | 98.81 | 16.17 | 3 | FALSE | 0 | 0 | 0 | 0 | 0
Spain | ESP | 2015-10-20 03:00 | 2015-10-20 05:00 | 39.96 | 2015 | 6.03 | 2015-10-31 |  |  |  |  | 7013 | 2026-10-20 04:00 | 98.81 | 16.17 | 4 | FALSE | 0 | 0 | 0 | 0 | 0
Spain | ESP | 2015-10-20 04:00 | 2015-10-20 06:00 | 42.95 | 2015 | 6.03 | 2015-10-31 |  |  |  |  | 7014 | 2026-10-20 05:00 | 98.81 | 16.17 | 5 | FALSE | 0 | 0 | 0 | 0 | 0
Spain | ESP | 2015-10-20 05:00 | 2015-10-20 07:00 | 49.21 | 2015 | 6.03 | 2015-10-31 |  |  |  |  | 7015 | 2026-10-20 06:00 | 98.81 | 16.17 | 6 | FALSE | 0 | 0 | 0 | 0 | 0
Spain | ESP | 2015-10-20 06:00 | 2015-10-20 08:00 | 49.61 | 2015 | 6.03 | 2015-10-31 |  |  |  |  | 7016 | 2026-10-20 07:00 | 98.81 | 16.17 | 7 | FALSE | 0 | 0 | 0 | 0 | 0
Spain | ESP | 2015-10-20 07:00 | 2015-10-20 09:00 | 52.6 | 2015 | 6.03 | 2015-10-31 |  |  |  |  | 7017 | 2026-10-20 08:00 | 98.81 | 16.17 | 8 | FALSE | 0 | 0 | 0 | 0 | 0
Spain | ESP | 2015-10-20 08:00 | 2015-10-20 10:00 | 54.1 | 2015 | 6.03 | 2015-10-31 |  |  |  |  | 7018 | 2026-10-20 09:00 | 98.81 | 16.17 | 9 | FALSE | 0 | 0 | 0 | 0 | 0
Spain | ESP | 2015-10-20 09:00 | 2015-10-20 11:00 | 54.91 | 2015 | 6.03 | 2015-10-31 |  |  |  |  | 7019 | 2026-10-20 10:00 | 98.81 | 16.17 | 10 | FALSE | 0 | 0 | 0 | 0 | 0
Spain | ESP | 2015-10-20 10:00 | 2015-10-20 12:00 | 54.05 | 2015 | 6.03 | 2015-10-31 |  |  |  |  | 7020 | 2026-10-20 11:00 | 98.81 | 16.17 | 11 | FALSE | 0 | 0 | 0 | 0 | 0
Spain | ESP | 2015-10-20 11:00 | 2015-10-20 13:00 | 52.01 | 2015 | 6.03 | 2015-10-31 |  |  |  |  | 7021 | 2026-10-20 12:00 | 98.81 | 16.17 | 12 | FALSE | 0 | 0 | 0 | 0 | 0
Spain | ESP | 2015-10-20 12:00 | 2015-10-20 14:00 | 49.21 | 2015 | 6.03 | 2015-10-31 |  |  |  |  | 7022 | 2026-10-20 13:00 | 98.81 | 16.17 | 13 | FALSE | 0 | 0 | 0 | 0 | 0
Spain | ESP | 2015-10-20 13:00 | 2015-10-20 15:00 | 48.22 | 2015 | 6.03 | 2015-10-31 |  |  |  |  | 7023 | 2026-10-20 14:00 | 98.81 | 16.17 | 14 | FALSE | 0 | 0 | 0 | 0 | 0
Spain | ESP | 2015-10-20 14:00 | 2015-10-20 16:00 | 47.67 | 2015 | 6.03 | 2015-10-31 |  |  |  |  | 7024 | 2026-10-20 15:00 | 98.81 | 16.17 | 15 | FALSE | 0 | 0 | 0 | 0 | 0
Spain | ESP | 2015-10-20 15:00 | 2015-10-20 17:00 | 48.37 | 2015 | 6.03 | 2015-10-31 |  |  |  |  | 7025 | 2026-10-20 16:00 | 98.81 | 16.17 | 16 | FALSE | 0 | 0 | 0 | 0 | 0
Spain | ESP | 2015-10-20 16:00 | 2015-10-20 18:00 | 46.68 | 2015 | 6.03 | 2015-10-31 |  |  |  |  | 7026 | 2026-10-20 17:00 | 98.81 | 16.17 | 17 | FALSE | 0 | 0 | 0 | 0 | 0
Spain | ESP | 2015-10-20 17:00 | 2015-10-20 19:00 | 49.21 | 2015 | 6.03 | 2015-10-31 |  |  |  |  | 7027 | 2026-10-20 18:00 | 98.81 | 16.17 | 18 | FALSE | 0 | 0 | 0 | 0 | 0
Spain | ESP | 2015-10-20 18:00 | 2015-10-20 20:00 | 55.98 | 2015 | 6.03 | 2015-10-31 |  |  |  |  | 7028 | 2026-10-20 19:00 | 98.81 | 16.17 | 19 | FALSE | 0 | 0 | 0 | 0 | 0
Spain | ESP | 2015-10-20 19:00 | 2015-10-20 21:00 | 49.85 | 2015 | 6.03 | 2015-10-31 |  |  |  |  | 7029 | 2026-10-20 20:00 | 98.81 | 16.17 | 20 | FALSE | 0 | 0 | 0 | 0 | 0
Spain | ESP | 2015-10-20 20:00 | 2015-10-20 22:00 | 47.15 | 2015 | 6.03 | 2015-10-31 |  |  |  |  | 7030 | 2026-10-20 21:00 | 98.81 | 16.17 | 21 | FALSE | 0 | 0 | 0 | 0 | 0
Spain | ESP | 2015-10-20 21:00 | 2015-10-20 23:00 | 39.47 | 2015 | 6.03 | 2015-10-31 |  |  |  |  | 7031 | 2026-10-20 22:00 | 98.81 | 16.17 | 22 | FALSE | 0 | 0 | 0 | 0 | 0
Spain | ESP | 2015-10-20 22:00 | 2015-10-21 | 40 | 2015 | 6.03 | 2015-10-31 |  |  |  |  | 7032 | 2026-10-20 23:00 | 98.81 | 16.17 | 23 | FALSE | 0 | 0 | 0 | 0 | 0
Spain | ESP | 2015-10-20 23:00 | 2015-10-21 01:00 | 38.4 | 2015 | 6.03 | 2015-10-31 |  |  |  |  | 7033 | 2026-10-21 | 98.81 | 16.17 | 24 | TRUE | 98.81 | 24 | 98.81 | 0 | -988.1
Spain | ESP | 2015-10-21 | 2015-10-21 02:00 | 37 | 2015 | 6.03 | 2015-10-31 |  |  |  |  | 7034 | 2026-10-21 01:00 | 98.81 | 16.17 | 1 | FALSE | 0 | 0 | 0 | 0 | 0
Spain | ESP | 2015-10-21 01:00 | 2015-10-21 03:00 | 36.5 | 2015 | 6.03 | 2015-10-31 |  |  |  |  | 7035 | 2026-10-21 02:00 | 98.81 | 16.17 | 2 | FALSE | 0 | 0 | 0 | 0 | 0
Spain | ESP | 2015-10-21 02:00 | 2015-10-21 04:00 | 36 | 2015 | 6.03 | 2015-10-31 |  |  |  |  | 7036 | 2026-10-21 03:00 | 98.81 | 16.17 | 3 | FALSE | 0 | 0 | 0 | 0 | 0
Spain | ESP | 2015-10-21 03:00 | 2015-10-21 05:00 | 37.94 | 2015 | 6.03 | 2015-10-31 |  |  |  |  | 7037 | 2026-10-21 04:00 | 98.81 | 16.17 | 4 | FALSE | 0 | 0 | 0 | 0 | 0
Spain | ESP | 2015-10-21 04:00 | 2015-10-21 06:00 | 43.43 | 2015 | 6.03 | 2015-10-31 |  |  |  |  | 7038 | 2026-10-21 05:00 | 98.81 | 16.17 | 5 | FALSE | 0 | 0 | 0 | 0 | 0
Spain | ESP | 2015-10-21 05:00 | 2015-10-21 07:00 | 49.97 | 2015 | 6.03 | 2015-10-31 |  |  |  |  | 7039 | 2026-10-21 06:00 | 98.81 | 16.17 | 6 | FALSE | 0 | 0 | 0 | 0 | 0
Spain | ESP | 2015-10-21 06:00 | 2015-10-21 08:00 | 55.51 | 2015 | 6.03 | 2015-10-31 |  |  |  |  | 7040 | 2026-10-21 07:00 | 98.81 | 16.17 | 7 | FALSE | 0 | 0 | 0 | 0 | 0
Spain | ESP | 2015-10-21 07:00 | 2015-10-21 09:00 | 56.11 | 2015 | 6.03 | 2015-10-31 |  |  |  |  | 7041 | 2026-10-21 08:00 | 98.81 | 16.17 | 8 | FALSE | 0 | 0 | 0 | 0 | 0
Spain | ESP | 2015-10-21 08:00 | 2015-10-21 10:00 | 56.18 | 2015 | 6.03 | 2015-10-31 |  |  |  |  | 7042 | 2026-10-21 09:00 | 98.81 | 16.17 | 9 | FALSE | 0 | 0 | 0 | 0 | 0
Spain | ESP | 2015-10-21 09:00 | 2015-10-21 11:00 | 54.99 | 2015 | 6.03 | 2015-10-31 |  |  |  |  | 7043 | 2026-10-21 10:00 | 98.81 | 16.17 | 10 | FALSE | 0 | 0 | 0 | 0 | 0
Spain | ESP | 2015-10-21 10:00 | 2015-10-21 12:00 | 54.1 | 2015 | 6.03 | 2015-10-31 |  |  |  |  | 7044 | 2026-10-21 11:00 | 98.81 | 16.17 | 11 | FALSE | 0 | 0 | 0 | 0 | 0
Spain | ESP | 2015-10-21 11:00 | 2015-10-21 13:00 | 52.5 | 2015 | 6.03 | 2015-10-31 |  |  |  |  | 7045 | 2026-10-21 12:00 | 98.81 | 16.17 | 12 | FALSE | 0 | 0 | 0 | 0 | 0
Spain | ESP | 2015-10-21 12:00 | 2015-10-21 14:00 | 49.97 | 2015 | 6.03 | 2015-10-31 |  |  |  |  | 7046 | 2026-10-21 13:00 | 98.81 | 16.17 | 13 | FALSE | 0 | 0 | 0 | 0 | 0
Spain | ESP | 2015-10-21 13:00 | 2015-10-21 15:00 | 49.61 | 2015 | 6.03 | 2015-10-31 |  |  |  |  | 7047 | 2026-10-21 14:00 | 98.81 | 16.17 | 14 | FALSE | 0 | 0 | 0 | 0 | 0
Spain | ESP | 2015-10-21 14:00 | 2015-10-21 16:00 | 49.85 | 2015 | 6.03 | 2015-10-31 |  |  |  |  | 7048 | 2026-10-21 15:00 | 98.81 | 16.17 | 15 | FALSE | 0 | 0 | 0 | 0 | 0
Spain | ESP | 2015-10-21 15:00 | 2015-10-21 17:00 | 49.85 | 2015 | 6.03 | 2015-10-31 |  |  |  |  | 7049 | 2026-10-21 16:00 | 98.81 | 16.17 | 16 | FALSE | 0 | 0 | 0 | 0 | 0
Spain | ESP | 2015-10-21 16:00 | 2015-10-21 18:00 | 54.13 | 2015 | 6.03 | 2015-10-31 |  |  |  |  | 7050 | 2026-10-21 17:00 | 98.81 | 16.17 | 17 | FALSE | 0 | 0 | 0 | 0 | 0
Spain | ESP | 2015-10-21 17:00 | 2015-10-21 19:00 | 56.7 | 2015 | 6.03 | 2015-10-31 |  |  |  |  | 7051 | 2026-10-21 18:00 | 98.81 | 16.17 | 18 | FALSE | 0 | 0 | 0 | 0 | 0
Spain | ESP | 2015-10-21 18:00 | 2015-10-21 20:00 | 59.5 | 2015 | 6.03 | 2015-10-31 |  |  |  |  | 7052 | 2026-10-21 19:00 | 98.81 | 16.17 | 19 | FALSE | 0 | 0 | 0 | 0 | 0
Spain | ESP | 2015-10-21 19:00 | 2015-10-21 21:00 | 56 | 2015 | 6.03 | 2015-10-31 |  |  |  |  | 7053 | 2026-10-21 20:00 | 98.81 | 16.17 | 20 | FALSE | 0 | 0 | 0 | 0 | 0
Spain | ESP | 2015-10-21 20:00 | 2015-10-21 22:00 | 49.85 | 2015 | 6.03 | 2015-10-31 |  |  |  |  | 7054 | 2026-10-21 21:00 | 98.81 | 16.17 | 21 | FALSE | 0 | 0 | 0 | 0 | 0
Spain | ESP | 2015-10-21 21:00 | 2015-10-21 23:00 | 49.01 | 2015 | 6.03 | 2015-10-31 |  |  |  |  | 7055 | 2026-10-21 22:00 | 98.81 | 16.17 | 22 | FALSE | 0 | 0 | 0 | 0 | 0
Spain | ESP | 2015-10-21 22:00 | 2015-10-22 | 43.01 | 2015 | 6.03 | 2015-10-31 |  |  |  |  | 7056 | 2026-10-21 23:00 | 98.81 | 16.17 | 23 | FALSE | 0 | 0 | 0 | 0 | 0
Spain | ESP | 2015-10-21 23:00 | 2015-10-22 01:00 | 40 | 2015 | 6.03 | 2015-10-31 |  |  |  |  | 7057 | 2026-10-22 | 98.81 | 16.17 | 24 | TRUE | 98.81 | 24 | 98.81 | 0 | -988.1
Spain | ESP | 2015-10-22 | 2015-10-22 02:00 | 39 | 2015 | 6.03 | 2015-10-31 |  |  |  |  | 7058 | 2026-10-22 01:00 | 98.81 | 16.17 | 1 | FALSE | 0 | 0 | 0 | 0 | 0
Spain | ESP | 2015-10-22 01:00 | 2015-10-22 03:00 | 38.32 | 2015 | 6.03 | 2015-10-31 |  |  |  |  | 7059 | 2026-10-22 02:00 | 98.81 | 16.17 | 2 | FALSE | 0 | 0 | 0 | 0 | 0
Spain | ESP | 2015-10-22 02:00 | 2015-10-22 04:00 | 38 | 2015 | 6.03 | 2015-10-31 |  |  |  |  | 7060 | 2026-10-22 03:00 | 98.81 | 16.17 | 3 | FALSE | 0 | 0 | 0 | 0 | 0
Spain | ESP | 2015-10-22 03:00 | 2015-10-22 05:00 | 38.32 | 2015 | 6.03 | 2015-10-31 |  |  |  |  | 7061 | 2026-10-22 04:00 | 98.81 | 16.17 | 4 | FALSE | 0 | 0 | 0 | 0 | 0
Spain | ESP | 2015-10-22 04:00 | 2015-10-22 06:00 | 44.36 | 2015 | 6.03 | 2015-10-31 |  |  |  |  | 7062 | 2026-10-22 05:00 | 98.81 | 16.17 | 5 | FALSE | 0 | 0 | 0 | 0 | 0
Spain | ESP | 2015-10-22 05:00 | 2015-10-22 07:00 | 55.6 | 2015 | 6.03 | 2015-10-31 |  |  |  |  | 7063 | 2026-10-22 06:00 | 98.81 | 16.17 | 6 | FALSE | 0 | 0 | 0 | 0 | 0
Spain | ESP | 2015-10-22 06:00 | 2015-10-22 08:00 | 56.32 | 2015 | 6.03 | 2015-10-31 |  |  |  |  | 7064 | 2026-10-22 07:00 | 98.81 | 16.17 | 7 | FALSE | 0 | 0 | 0 | 0 | 0
Spain | ESP | 2015-10-22 07:00 | 2015-10-22 09:00 | 56.7 | 2015 | 6.03 | 2015-10-31 |  |  |  |  | 7065 | 2026-10-22 08:00 | 98.81 | 16.17 | 8 | FALSE | 0 | 0 | 0 | 0 | 0
Spain | ESP | 2015-10-22 08:00 | 2015-10-22 10:00 | 55.19 | 2015 | 6.03 | 2015-10-31 |  |  |  |  | 7066 | 2026-10-22 09:00 | 98.81 | 16.17 | 9 | FALSE | 0 | 0 | 0 | 0 | 0
Spain | ESP | 2015-10-22 09:00 | 2015-10-22 11:00 | 55.16 | 2015 | 6.03 | 2015-10-31 |  |  |  |  | 7067 | 2026-10-22 10:00 | 98.81 | 16.17 | 10 | FALSE | 0 | 0 | 0 | 0 | 0
Spain | ESP | 2015-10-22 10:00 | 2015-10-22 12:00 | 54 | 2015 | 6.03 | 2015-10-31 |  |  |  |  | 7068 | 2026-10-22 11:00 | 98.81 | 16.17 | 11 | FALSE | 0 | 0 | 0 | 0 | 0
Spain | ESP | 2015-10-22 11:00 | 2015-10-22 13:00 | 53 | 2015 | 6.03 | 2015-10-31 |  |  |  |  | 7069 | 2026-10-22 12:00 | 98.81 | 16.17 | 12 | FALSE | 0 | 0 | 0 | 0 | 0
Spain | ESP | 2015-10-22 12:00 | 2015-10-22 14:00 | 50.35 | 2015 | 6.03 | 2015-10-31 |  |  |  |  | 7070 | 2026-10-22 13:00 | 98.81 | 16.17 | 13 | FALSE | 0 | 0 | 0 | 0 | 0
Spain | ESP | 2015-10-22 13:00 | 2015-10-22 15:00 | 49.85 | 2015 | 6.03 | 2015-10-31 |  |  |  |  | 7071 | 2026-10-22 14:00 | 98.81 | 16.17 | 14 | FALSE | 0 | 0 | 0 | 0 | 0
Spain | ESP | 2015-10-22 14:00 | 2015-10-22 16:00 | 51.37 | 2015 | 6.03 | 2015-10-31 |  |  |  |  | 7072 | 2026-10-22 15:00 | 98.81 | 16.17 | 15 | FALSE | 0 | 0 | 0 | 0 | 0
Spain | ESP | 2015-10-22 15:00 | 2015-10-22 17:00 | 55.05 | 2015 | 6.03 | 2015-10-31 |  |  |  |  | 7073 | 2026-10-22 16:00 | 98.81 | 16.17 | 16 | FALSE | 0 | 0 | 0 | 0 | 0
Spain | ESP | 2015-10-22 16:00 | 2015-10-22 18:00 | 55.94 | 2015 | 6.03 | 2015-10-31 |  |  |  |  | 7074 | 2026-10-22 17:00 | 98.81 | 16.17 | 17 | FALSE | 0 | 0 | 0 | 0 | 0
Spain | ESP | 2015-10-22 17:00 | 2015-10-22 19:00 | 64.29 | 2015 | 6.03 | 2015-10-31 |  |  |  |  | 7075 | 2026-10-22 18:00 | 98.81 | 16.17 | 18 | FALSE | 0 | 0 | 0 | 0 | 0
Spain | ESP | 2015-10-22 18:00 | 2015-10-22 20:00 | 65.13 | 2015 | 6.03 | 2015-10-31 |  |  |  |  | 7076 | 2026-10-22 19:00 | 98.81 | 16.17 | 19 | FALSE | 0 | 0 | 0 | 0 | 0
Spain | ESP | 2015-10-22 19:00 | 2015-10-22 21:00 | 63.6 | 2015 | 6.03 | 2015-10-31 |  |  |  |  | 7077 | 2026-10-22 20:00 | 98.81 | 16.17 | 20 | FALSE | 0 | 0 | 0 | 0 | 0
Spain | ESP | 2015-10-22 20:00 | 2015-10-22 22:00 | 56.7 | 2015 | 6.03 | 2015-10-31 |  |  |  |  | 7078 | 2026-10-22 21:00 | 98.81 | 16.17 | 21 | FALSE | 0 | 0 | 0 | 0 | 0
Spain | ESP | 2015-10-22 21:00 | 2015-10-22 23:00 | 54.8 | 2015 | 6.03 | 2015-10-31 |  |  |  |  | 7079 | 2026-10-22 22:00 | 98.81 | 16.17 | 22 | FALSE | 0 | 0 | 0 | 0 | 0
Spain | ESP | 2015-10-22 22:00 | 2015-10-23 | 50 | 2015 | 6.03 | 2015-10-31 |  |  |  |  | 7080 | 2026-10-22 23:00 | 98.81 | 16.17 | 23 | FALSE | 0 | 0 | 0 | 0 | 0
Spain | ESP | 2015-10-22 23:00 | 2015-10-23 01:00 | 46.67 | 2015 | 6.03 | 2015-10-31 |  |  |  |  | 7081 | 2026-10-23 | 98.81 | 16.17 | 24 | TRUE | 98.81 | 24 | 98.81 | 0 | -988.1
Spain | ESP | 2015-10-23 | 2015-10-23 02:00 | 45.65 | 2015 | 6.03 | 2015-10-31 |  |  |  |  | 7082 | 2026-10-23 01:00 | 98.81 | 16.17 | 1 | FALSE | 0 | 0 | 0 | 0 | 0
Spain | ESP | 2015-10-23 01:00 | 2015-10-23 03:00 | 46.67 | 2015 | 6.03 | 2015-10-31 |  |  |  |  | 7083 | 2026-10-23 02:00 | 98.81 | 16.17 | 2 | FALSE | 0 | 0 | 0 | 0 | 0
Spain | ESP | 2015-10-23 02:00 | 2015-10-23 04:00 | 45 | 2015 | 6.03 | 2015-10-31 |  |  |  |  | 7084 | 2026-10-23 03:00 | 98.81 | 16.17 | 3 | FALSE | 0 | 0 | 0 | 0 | 0
Spain | ESP | 2015-10-23 03:00 | 2015-10-23 05:00 | 46.67 | 2015 | 6.03 | 2015-10-31 |  |  |  |  | 7085 | 2026-10-23 04:00 | 98.81 | 16.17 | 4 | FALSE | 0 | 0 | 0 | 0 | 0
Spain | ESP | 2015-10-23 04:00 | 2015-10-23 06:00 | 54.98 | 2015 | 6.03 | 2015-10-31 |  |  |  |  | 7086 | 2026-10-23 05:00 | 98.81 | 16.17 | 5 | FALSE | 0 | 0 | 0 | 0 | 0
Spain | ESP | 2015-10-23 05:00 | 2015-10-23 07:00 | 60 | 2015 | 6.03 | 2015-10-31 |  |  |  |  | 7087 | 2026-10-23 06:00 | 98.81 | 16.17 | 6 | FALSE | 0 | 0 | 0 | 0 | 0
Spain | ESP | 2015-10-23 06:00 | 2015-10-23 08:00 | 64.84 | 2015 | 6.03 | 2015-10-31 |  |  |  |  | 7088 | 2026-10-23 07:00 | 98.81 | 16.17 | 7 | FALSE | 0 | 0 | 0 | 0 | 0
Spain | ESP | 2015-10-23 07:00 | 2015-10-23 09:00 | 63.25 | 2015 | 6.03 | 2015-10-31 |  |  |  |  | 7089 | 2026-10-23 08:00 | 98.81 | 16.17 | 8 | FALSE | 0 | 0 | 0 | 0 | 0
Spain | ESP | 2015-10-23 08:00 | 2015-10-23 10:00 | 62.19 | 2015 | 6.03 | 2015-10-31 |  |  |  |  | 7090 | 2026-10-23 09:00 | 98.81 | 16.17 | 9 | FALSE | 0 | 0 | 0 | 0 | 0
Spain | ESP | 2015-10-23 09:00 | 2015-10-23 11:00 | 61.85 | 2015 | 6.03 | 2015-10-31 |  |  |  |  | 7091 | 2026-10-23 10:00 | 98.81 | 16.17 | 10 | FALSE | 0 | 0 | 0 | 0 | 0
Spain | ESP | 2015-10-23 10:00 | 2015-10-23 12:00 | 61.36 | 2015 | 6.03 | 2015-10-31 |  |  |  |  | 7092 | 2026-10-23 11:00 | 98.81 | 16.17 | 11 | FALSE | 0 | 0 | 0 | 0 | 0
Spain | ESP | 2015-10-23 11:00 | 2015-10-23 13:00 | 60.01 | 2015 | 6.03 | 2015-10-31 |  |  |  |  | 7093 | 2026-10-23 12:00 | 98.81 | 16.17 | 12 | FALSE | 0 | 0 | 0 | 0 | 0
Spain | ESP | 2015-10-23 12:00 | 2015-10-23 14:00 | 59.89 | 2015 | 6.03 | 2015-10-31 |  |  |  |  | 7094 | 2026-10-23 13:00 | 98.81 | 16.17 | 13 | FALSE | 0 | 0 | 0 | 0 | 0
Spain | ESP | 2015-10-23 13:00 | 2015-10-23 15:00 | 59.1 | 2015 | 6.03 | 2015-10-31 |  |  |  |  | 7095 | 2026-10-23 14:00 | 98.81 | 16.17 | 14 | FALSE | 0 | 0 | 0 | 0 | 0
Spain | ESP | 2015-10-23 14:00 | 2015-10-23 16:00 | 59.31 | 2015 | 6.03 | 2015-10-31 |  |  |  |  | 7096 | 2026-10-23 15:00 | 98.81 | 16.17 | 15 | FALSE | 0 | 0 | 0 | 0 | 0
Spain | ESP | 2015-10-23 15:00 | 2015-10-23 17:00 | 60 | 2015 | 6.03 | 2015-10-31 |  |  |  |  | 7097 | 2026-10-23 16:00 | 98.81 | 16.17 | 16 | FALSE | 0 | 0 | 0 | 0 | 0
Spain | ESP | 2015-10-23 16:00 | 2015-10-23 18:00 | 59.59 | 2015 | 6.03 | 2015-10-31 |  |  |  |  | 7098 | 2026-10-23 17:00 | 98.81 | 16.17 | 17 | FALSE | 0 | 0 | 0 | 0 | 0
Spain | ESP | 2015-10-23 17:00 | 2015-10-23 19:00 | 62.19 | 2015 | 6.03 | 2015-10-31 |  |  |  |  | 7099 | 2026-10-23 18:00 | 98.81 | 16.17 | 18 | FALSE | 0 | 0 | 0 | 0 | 0
Spain | ESP | 2015-10-23 18:00 | 2015-10-23 20:00 | 65.01 | 2015 | 6.03 | 2015-10-31 |  |  |  |  | 7100 | 2026-10-23 19:00 | 98.81 | 16.17 | 19 | FALSE | 0 | 0 | 0 | 0 | 0
Spain | ESP | 2015-10-23 19:00 | 2015-10-23 21:00 | 60.87 | 2015 | 6.03 | 2015-10-31 |  |  |  |  | 7101 | 2026-10-23 20:00 | 98.81 | 16.17 | 20 | FALSE | 0 | 0 | 0 | 0 | 0
Spain | ESP | 2015-10-23 20:00 | 2015-10-23 22:00 | 56.7 | 2015 | 6.03 | 2015-10-31 |  |  |  |  | 7102 | 2026-10-23 21:00 | 98.81 | 16.17 | 21 | FALSE | 0 | 0 | 0 | 0 | 0
Spain | ESP | 2015-10-23 21:00 | 2015-10-23 23:00 | 50.5 | 2015 | 6.03 | 2015-10-31 |  |  |  |  | 7103 | 2026-10-23 22:00 | 98.81 | 16.17 | 22 | FALSE | 0 | 0 | 0 | 0 | 0
Spain | ESP | 2015-10-23 22:00 | 2015-10-24 | 49.85 | 2015 | 6.03 | 2015-10-31 |  |  |  |  | 7104 | 2026-10-23 23:00 | 98.81 | 16.17 | 23 | FALSE | 0 | 0 | 0 | 0 | 0
Spain | ESP | 2015-10-23 23:00 | 2015-10-24 01:00 | 43.97 | 2015 | 6.03 | 2015-10-31 |  |  |  |  | 7105 | 2026-10-24 | 98.81 | 16.17 | 24 | TRUE | 98.81 | 24 | 98.81 | 0 | -988.1
Spain | ESP | 2015-10-24 | 2015-10-24 02:00 | 40.3 | 2015 | 6.03 | 2015-10-31 |  |  |  |  | 7106 | 2026-10-24 01:00 | 98.81 | 16.17 | 1 | FALSE | 0 | 0 | 0 | 0 | 0
Spain | ESP | 2015-10-24 01:00 | 2015-10-24 03:00 | 41.1 | 2015 | 6.03 | 2015-10-31 |  |  |  |  | 7107 | 2026-10-24 02:00 | 98.81 | 16.17 | 2 | FALSE | 0 | 0 | 0 | 0 | 0
Spain | ESP | 2015-10-24 02:00 | 2015-10-24 04:00 | 39.58 | 2015 | 6.03 | 2015-10-31 |  |  |  |  | 7108 | 2026-10-24 03:00 | 98.81 | 16.17 | 3 | FALSE | 0 | 0 | 0 | 0 | 0
Spain | ESP | 2015-10-24 03:00 | 2015-10-24 05:00 | 41.1 | 2015 | 6.03 | 2015-10-31 |  |  |  |  | 7109 | 2026-10-24 04:00 | 98.81 | 16.17 | 4 | FALSE | 0 | 0 | 0 | 0 | 0
Spain | ESP | 2015-10-24 04:00 | 2015-10-24 06:00 | 42.95 | 2015 | 6.03 | 2015-10-31 |  |  |  |  | 7110 | 2026-10-24 05:00 | 98.81 | 16.17 | 5 | FALSE | 0 | 0 | 0 | 0 | 0
Spain | ESP | 2015-10-24 05:00 | 2015-10-24 07:00 | 46.68 | 2015 | 6.03 | 2015-10-31 |  |  |  |  | 7111 | 2026-10-24 06:00 | 98.81 | 16.17 | 6 | FALSE | 0 | 0 | 0 | 0 | 0
Spain | ESP | 2015-10-24 06:00 | 2015-10-24 08:00 | 49.85 | 2015 | 6.03 | 2015-10-31 |  |  |  |  | 7112 | 2026-10-24 07:00 | 98.81 | 16.17 | 7 | FALSE | 0 | 0 | 0 | 0 | 0
Spain | ESP | 2015-10-24 07:00 | 2015-10-24 09:00 | 56.67 | 2015 | 6.03 | 2015-10-31 |  |  |  |  | 7113 | 2026-10-24 08:00 | 98.81 | 16.17 | 8 | FALSE | 0 | 0 | 0 | 0 | 0
Spain | ESP | 2015-10-24 08:00 | 2015-10-24 10:00 | 58.1 | 2015 | 6.03 | 2015-10-31 |  |  |  |  | 7114 | 2026-10-24 09:00 | 98.81 | 16.17 | 9 | FALSE | 0 | 0 | 0 | 0 | 0
Spain | ESP | 2015-10-24 09:00 | 2015-10-24 11:00 | 58.6 | 2015 | 6.03 | 2015-10-31 |  |  |  |  | 7115 | 2026-10-24 10:00 | 98.81 | 16.17 | 10 | FALSE | 0 | 0 | 0 | 0 | 0
Spain | ESP | 2015-10-24 10:00 | 2015-10-24 12:00 | 58.15 | 2015 | 6.03 | 2015-10-31 |  |  |  |  | 7116 | 2026-10-24 11:00 | 98.81 | 16.17 | 11 | FALSE | 0 | 0 | 0 | 0 | 0
Spain | ESP | 2015-10-24 11:00 | 2015-10-24 13:00 | 57.75 | 2015 | 6.03 | 2015-10-31 |  |  |  |  | 7117 | 2026-10-24 12:00 | 98.81 | 16.17 | 12 | FALSE | 0 | 0 | 0 | 0 | 0
Spain | ESP | 2015-10-24 12:00 | 2015-10-24 14:00 | 56.7 | 2015 | 6.03 | 2015-10-31 |  |  |  |  | 7118 | 2026-10-24 13:00 | 98.81 | 16.17 | 13 | FALSE | 0 | 0 | 0 | 0 | 0
Spain | ESP | 2015-10-24 13:00 | 2015-10-24 15:00 | 55.1 | 2015 | 6.03 | 2015-10-31 |  |  |  |  | 7119 | 2026-10-24 14:00 | 98.81 | 16.17 | 14 | FALSE | 0 | 0 | 0 | 0 | 0
Spain | ESP | 2015-10-24 14:00 | 2015-10-24 16:00 | 52.45 | 2015 | 6.03 | 2015-10-31 |  |  |  |  | 7120 | 2026-10-24 15:00 | 98.81 | 16.17 | 15 | FALSE | 0 | 0 | 0 | 0 | 0
Spain | ESP | 2015-10-24 15:00 | 2015-10-24 17:00 | 52.43 | 2015 | 6.03 | 2015-10-31 |  |  |  |  | 7121 | 2026-10-24 16:00 | 98.81 | 16.17 | 16 | FALSE | 0 | 0 | 0 | 0 | 0
Spain | ESP | 2015-10-24 16:00 | 2015-10-24 18:00 | 53.69 | 2015 | 6.03 | 2015-10-31 |  |  |  |  | 7122 | 2026-10-24 17:00 | 98.81 | 16.17 | 17 | FALSE | 0 | 0 | 0 | 0 | 0
Spain | ESP | 2015-10-24 17:00 | 2015-10-24 19:00 | 55.51 | 2015 | 6.03 | 2015-10-31 |  |  |  |  | 7123 | 2026-10-24 18:00 | 98.81 | 16.17 | 18 | FALSE | 0 | 0 | 0 | 0 | 0
Spain | ESP | 2015-10-24 18:00 | 2015-10-24 20:00 | 58.44 | 2015 | 6.03 | 2015-10-31 |  |  |  |  | 7124 | 2026-10-24 19:00 | 98.81 | 16.17 | 19 | FALSE | 0 | 0 | 0 | 0 | 0
Spain | ESP | 2015-10-24 19:00 | 2015-10-24 21:00 | 56.67 | 2015 | 6.03 | 2015-10-31 |  |  |  |  | 7125 | 2026-10-24 20:00 | 98.81 | 16.17 | 20 | FALSE | 0 | 0 | 0 | 0 | 0
Spain | ESP | 2015-10-24 20:00 | 2015-10-24 22:00 | 50.83 | 2015 | 6.03 | 2015-10-31 |  |  |  |  | 7126 | 2026-10-24 21:00 | 98.81 | 16.17 | 21 | FALSE | 0 | 0 | 0 | 0 | 0
Spain | ESP | 2015-10-24 21:00 | 2015-10-24 23:00 | 46.68 | 2015 | 6.03 | 2015-10-31 |  |  |  |  | 7127 | 2026-10-24 22:00 | 98.81 | 16.17 | 22 | FALSE | 0 | 0 | 0 | 0 | 0
Spain | ESP | 2015-10-24 22:00 | 2015-10-25 | 46.68 | 2015 | 6.03 | 2015-10-31 |  |  |  |  | 7128 | 2026-10-24 23:00 | 98.81 | 16.17 | 23 | FALSE | 0 | 0 | 0 | 0 | 0
Spain | ESP | 2015-10-24 23:00 | 2015-10-25 01:00 | 40 | 2015 | 6.03 | 2015-10-31 |  |  |  |  | 7129 | 2026-10-25 | 98.81 | 16.17 | 24 | TRUE | 98.81 | 24 | 98.81 | 0 | -988.1
Spain | ESP | 2015-10-25 | 2015-10-25 02:00 | 38.13 | 2015 | 6.03 | 2015-10-31 |  |  |  |  | 7130 | 2026-10-25 01:00 | 98.81 | 16.17 | 1 | FALSE | 0 | 0 | 0 | 0 | 0
Spain | ESP | 2015-10-25 01:00 | 2015-10-25 02:00 | 38 | 2015 | 6.03 | 2015-10-31 |  |  |  |  | 7131 | 2026-10-25 02:00 | 98.81 | 16.17 | 2 | FALSE | 0 | 0 | 0 | 0 | 0
Spain | ESP | 2015-10-25 02:00 | 2015-10-25 03:00 | 35.98 | 2015 | 6.03 | 2015-10-31 |  |  |  |  | 7132 | 2026-10-25 03:00 | 98.81 | 16.17 | 3 | FALSE | 0 | 0 | 0 | 0 | 0
Spain | ESP | 2015-10-25 03:00 | 2015-10-25 04:00 | 33 | 2015 | 6.03 | 2015-10-31 |  |  |  |  | 7133 | 2026-10-25 04:00 | 98.81 | 16.17 | 4 | FALSE | 0 | 0 | 0 | 0 | 0
Spain | ESP | 2015-10-25 04:00 | 2015-10-25 05:00 | 35.1 | 2015 | 6.03 | 2015-10-31 |  |  |  |  | 7134 | 2026-10-25 05:00 | 98.81 | 16.17 | 5 | FALSE | 0 | 0 | 0 | 0 | 0
Spain | ESP | 2015-10-25 05:00 | 2015-10-25 06:00 | 35.47 | 2015 | 6.03 | 2015-10-31 |  |  |  |  | 7135 | 2026-10-25 06:00 | 98.81 | 16.17 | 6 | FALSE | 0 | 0 | 0 | 0 | 0
Spain | ESP | 2015-10-25 06:00 | 2015-10-25 07:00 | 36.1 | 2015 | 6.03 | 2015-10-31 |  |  |  |  | 7136 | 2026-10-25 07:00 | 98.81 | 16.17 | 7 | FALSE | 0 | 0 | 0 | 0 | 0
Spain | ESP | 2015-10-25 07:00 | 2015-10-25 08:00 | 37.5 | 2015 | 6.03 | 2015-10-31 |  |  |  |  | 7137 | 2026-10-25 08:00 | 98.81 | 16.17 | 8 | FALSE | 0 | 0 | 0 | 0 | 0
Spain | ESP | 2015-10-25 08:00 | 2015-10-25 09:00 | 39 | 2015 | 6.03 | 2015-10-31 |  |  |  |  | 7138 | 2026-10-25 09:00 | 98.81 | 16.17 | 9 | FALSE | 0 | 0 | 0 | 0 | 0
Spain | ESP | 2015-10-25 09:00 | 2015-10-25 10:00 | 46.67 | 2015 | 6.03 | 2015-10-31 |  |  |  |  | 7139 | 2026-10-25 10:00 | 98.81 | 16.17 | 10 | FALSE | 0 | 0 | 0 | 0 | 0
Spain | ESP | 2015-10-25 10:00 | 2015-10-25 11:00 | 46.68 | 2015 | 6.03 | 2015-10-31 |  |  |  |  | 7140 | 2026-10-25 11:00 | 98.81 | 16.17 | 11 | FALSE | 0 | 0 | 0 | 0 | 0
Spain | ESP | 2015-10-25 11:00 | 2015-10-25 12:00 | 46.68 | 2015 | 6.03 | 2015-10-31 |  |  |  |  | 7141 | 2026-10-25 12:00 | 98.81 | 16.17 | 12 | FALSE | 0 | 0 | 0 | 0 | 0
Spain | ESP | 2015-10-25 12:00 | 2015-10-25 13:00 | 47.2 | 2015 | 6.03 | 2015-10-31 |  |  |  |  | 7142 | 2026-10-25 13:00 | 98.81 | 16.17 | 13 | FALSE | 0 | 0 | 0 | 0 | 0
Spain | ESP | 2015-10-25 13:00 | 2015-10-25 14:00 | 46.68 | 2015 | 6.03 | 2015-10-31 |  |  |  |  | 7143 | 2026-10-25 14:00 | 98.81 | 16.17 | 14 | FALSE | 0 | 0 | 0 | 0 | 0
Spain | ESP | 2015-10-25 14:00 | 2015-10-25 15:00 | 46.68 | 2015 | 6.03 | 2015-10-31 |  |  |  |  | 7144 | 2026-10-25 15:00 | 98.81 | 16.17 | 15 | FALSE | 0 | 0 | 0 | 0 | 0
Spain | ESP | 2015-10-25 15:00 | 2015-10-25 16:00 | 46.67 | 2015 | 6.03 | 2015-10-31 |  |  |  |  | 7145 | 2026-10-25 16:00 | 98.81 | 16.17 | 16 | FALSE | 0 | 0 | 0 | 0 | 0
Spain | ESP | 2015-10-25 16:00 | 2015-10-25 17:00 | 47.2 | 2015 | 6.03 | 2015-10-31 |  |  |  |  | 7146 | 2026-10-25 17:00 | 98.81 | 16.17 | 17 | FALSE | 0 | 0 | 0 | 0 | 0
Spain | ESP | 2015-10-25 17:00 | 2015-10-25 18:00 | 53.93 | 2015 | 6.03 | 2015-10-31 |  |  |  |  | 7147 | 2026-10-25 18:00 | 98.81 | 16.17 | 18 | FALSE | 0 | 0 | 0 | 0 | 0
Spain | ESP | 2015-10-25 18:00 | 2015-10-25 19:00 | 53.11 | 2015 | 6.03 | 2015-10-31 |  |  |  |  | 7148 | 2026-10-25 19:00 | 98.81 | 16.17 | 19 | FALSE | 0 | 0 | 0 | 0 | 0
Spain | ESP | 2015-10-25 19:00 | 2015-10-25 20:00 | 56.8 | 2015 | 6.03 | 2015-10-31 |  |  |  |  | 7149 | 2026-10-25 20:00 | 98.81 | 16.17 | 20 | FALSE | 0 | 0 | 0 | 0 | 0
Spain | ESP | 2015-10-25 20:00 | 2015-10-25 21:00 | 56.57 | 2015 | 6.03 | 2015-10-31 |  |  |  |  | 7150 | 2026-10-25 21:00 | 98.81 | 16.17 | 21 | FALSE | 0 | 0 | 0 | 0 | 0
Spain | ESP | 2015-10-25 21:00 | 2015-10-25 22:00 | 50 | 2015 | 6.03 | 2015-10-31 |  |  |  |  | 7151 | 2026-10-25 22:00 | 98.81 | 16.17 | 22 | FALSE | 0 | 0 | 0 | 0 | 0
Spain | ESP | 2015-10-25 22:00 | 2015-10-25 23:00 | 46.67 | 2015 | 6.03 | 2015-10-31 |  |  |  |  | 7152 | 2026-10-25 23:00 | 98.81 | 16.17 | 23 | FALSE | 0 | 0 | 0 | 0 | 0
Spain | ESP | 2015-10-25 23:00 | 2015-10-26 | 40.1 | 2015 | 6.03 | 2015-10-31 |  |  |  |  | 7153 | 2026-10-26 | 98.81 | 16.17 | 24 | TRUE | 98.81 | 24 | 98.81 | 0 | -988.1
Spain | ESP | 2015-10-26 | 2015-10-26 01:00 | 36.99 | 2015 | 6.03 | 2015-10-31 |  |  |  |  | 7154 | 2026-10-26 01:00 | 98.81 | 16.17 | 1 | FALSE | 0 | 0 | 0 | 0 | 0
Spain | ESP | 2015-10-26 01:00 | 2015-10-26 02:00 | 33.64 | 2015 | 6.03 | 2015-10-31 |  |  |  |  | 7155 | 2026-10-26 02:00 | 98.81 | 16.17 | 2 | FALSE | 0 | 0 | 0 | 0 | 0
Spain | ESP | 2015-10-26 02:00 | 2015-10-26 03:00 | 32.99 | 2015 | 6.03 | 2015-10-31 |  |  |  |  | 7156 | 2026-10-26 03:00 | 98.81 | 16.17 | 3 | FALSE | 0 | 0 | 0 | 0 | 0
Spain | ESP | 2015-10-26 03:00 | 2015-10-26 04:00 | 31.73 | 2015 | 6.03 | 2015-10-31 |  |  |  |  | 7157 | 2026-10-26 04:00 | 98.81 | 16.17 | 4 | FALSE | 0 | 0 | 0 | 0 | 0
Spain | ESP | 2015-10-26 04:00 | 2015-10-26 05:00 | 35.1 | 2015 | 6.03 | 2015-10-31 |  |  |  |  | 7158 | 2026-10-26 05:00 | 98.81 | 16.17 | 5 | FALSE | 0 | 0 | 0 | 0 | 0
Spain | ESP | 2015-10-26 05:00 | 2015-10-26 06:00 | 44.02 | 2015 | 6.03 | 2015-10-31 |  |  |  |  | 7159 | 2026-10-26 06:00 | 98.81 | 16.17 | 6 | FALSE | 0 | 0 | 0 | 0 | 0
Spain | ESP | 2015-10-26 06:00 | 2015-10-26 07:00 | 53.1 | 2015 | 6.03 | 2015-10-31 |  |  |  |  | 7160 | 2026-10-26 07:00 | 98.81 | 16.17 | 7 | FALSE | 0 | 0 | 0 | 0 | 0
Spain | ESP | 2015-10-26 07:00 | 2015-10-26 08:00 | 54.6 | 2015 | 6.03 | 2015-10-31 |  |  |  |  | 7161 | 2026-10-26 08:00 | 98.81 | 16.17 | 8 | FALSE | 0 | 0 | 0 | 0 | 0
Spain | ESP | 2015-10-26 08:00 | 2015-10-26 09:00 | 56.25 | 2015 | 6.03 | 2015-10-31 |  |  |  |  | 7162 | 2026-10-26 09:00 | 98.81 | 16.17 | 9 | FALSE | 0 | 0 | 0 | 0 | 0
Spain | ESP | 2015-10-26 09:00 | 2015-10-26 10:00 | 57.01 | 2015 | 6.03 | 2015-10-31 |  |  |  |  | 7163 | 2026-10-26 10:00 | 98.81 | 16.17 | 10 | FALSE | 0 | 0 | 0 | 0 | 0
Spain | ESP | 2015-10-26 10:00 | 2015-10-26 11:00 | 57.65 | 2015 | 6.03 | 2015-10-31 |  |  |  |  | 7164 | 2026-10-26 11:00 | 98.81 | 16.17 | 11 | FALSE | 0 | 0 | 0 | 0 | 0
Spain | ESP | 2015-10-26 11:00 | 2015-10-26 12:00 | 56.69 | 2015 | 6.03 | 2015-10-31 |  |  |  |  | 7165 | 2026-10-26 12:00 | 98.81 | 16.17 | 12 | FALSE | 0 | 0 | 0 | 0 | 0
Spain | ESP | 2015-10-26 12:00 | 2015-10-26 13:00 | 54.6 | 2015 | 6.03 | 2015-10-31 |  |  |  |  | 7166 | 2026-10-26 13:00 | 98.81 | 16.17 | 13 | FALSE | 0 | 0 | 0 | 0 | 0
Spain | ESP | 2015-10-26 13:00 | 2015-10-26 14:00 | 50.44 | 2015 | 6.03 | 2015-10-31 |  |  |  |  | 7167 | 2026-10-26 14:00 | 98.81 | 16.17 | 14 | FALSE | 0 | 0 | 0 | 0 | 0
Spain | ESP | 2015-10-26 14:00 | 2015-10-26 15:00 | 48.37 | 2015 | 6.03 | 2015-10-31 |  |  |  |  | 7168 | 2026-10-26 15:00 | 98.81 | 16.17 | 15 | FALSE | 0 | 0 | 0 | 0 | 0
Spain | ESP | 2015-10-26 15:00 | 2015-10-26 16:00 | 48.59 | 2015 | 6.03 | 2015-10-31 |  |  |  |  | 7169 | 2026-10-26 16:00 | 98.81 | 16.17 | 16 | FALSE | 0 | 0 | 0 | 0 | 0
Spain | ESP | 2015-10-26 16:00 | 2015-10-26 17:00 | 54.1 | 2015 | 6.03 | 2015-10-31 |  |  |  |  | 7170 | 2026-10-26 17:00 | 98.81 | 16.17 | 17 | FALSE | 0 | 0 | 0 | 0 | 0
Spain | ESP | 2015-10-26 17:00 | 2015-10-26 18:00 | 58.81 | 2015 | 6.03 | 2015-10-31 |  |  |  |  | 7171 | 2026-10-26 18:00 | 98.81 | 16.17 | 18 | FALSE | 0 | 0 | 0 | 0 | 0
Spain | ESP | 2015-10-26 18:00 | 2015-10-26 19:00 | 59.76 | 2015 | 6.03 | 2015-10-31 |  |  |  |  | 7172 | 2026-10-26 19:00 | 98.81 | 16.17 | 19 | FALSE | 0 | 0 | 0 | 0 | 0
Spain | ESP | 2015-10-26 19:00 | 2015-10-26 20:00 | 60.01 | 2015 | 6.03 | 2015-10-31 |  |  |  |  | 7173 | 2026-10-26 20:00 | 98.81 | 16.17 | 20 | FALSE | 0 | 0 | 0 | 0 | 0
Spain | ESP | 2015-10-26 20:00 | 2015-10-26 21:00 | 56.8 | 2015 | 6.03 | 2015-10-31 |  |  |  |  | 7174 | 2026-10-26 21:00 | 98.81 | 16.17 | 21 | FALSE | 0 | 0 | 0 | 0 | 0
Spain | ESP | 2015-10-26 21:00 | 2015-10-26 22:00 | 52.51 | 2015 | 6.03 | 2015-10-31 |  |  |  |  | 7175 | 2026-10-26 22:00 | 98.81 | 16.17 | 22 | FALSE | 0 | 0 | 0 | 0 | 0
Spain | ESP | 2015-10-26 22:00 | 2015-10-26 23:00 | 44.47 | 2015 | 6.03 | 2015-10-31 |  |  |  |  | 7176 | 2026-10-26 23:00 | 98.81 | 16.17 | 23 | FALSE | 0 | 0 | 0 | 0 | 0
Spain | ESP | 2015-10-26 23:00 | 2015-10-27 | 41.6 | 2015 | 6.03 | 2015-10-31 |  |  |  |  | 7177 | 2026-10-27 | 98.81 | 16.17 | 24 | TRUE | 98.81 | 24 | 98.81 | 0 | -988.1
Spain | ESP | 2015-10-27 | 2015-10-27 01:00 | 37 | 2015 | 6.03 | 2015-10-31 |  |  |  |  | 7178 | 2026-10-27 01:00 | 98.81 | 16.17 | 1 | FALSE | 0 | 0 | 0 | 0 | 0
Spain | ESP | 2015-10-27 01:00 | 2015-10-27 02:00 | 33.37 | 2015 | 6.03 | 2015-10-31 |  |  |  |  | 7179 | 2026-10-27 02:00 | 98.81 | 16.17 | 2 | FALSE | 0 | 0 | 0 | 0 | 0
Spain | ESP | 2015-10-27 02:00 | 2015-10-27 03:00 | 30.07 | 2015 | 6.03 | 2015-10-31 |  |  |  |  | 7180 | 2026-10-27 03:00 | 98.81 | 16.17 | 3 | FALSE | 0 | 0 | 0 | 0 | 0
Spain | ESP | 2015-10-27 03:00 | 2015-10-27 04:00 | 29.03 | 2015 | 6.03 | 2015-10-31 |  |  |  |  | 7181 | 2026-10-27 04:00 | 98.81 | 16.17 | 4 | FALSE | 0 | 0 | 0 | 0 | 0
Spain | ESP | 2015-10-27 04:00 | 2015-10-27 05:00 | 30.9 | 2015 | 6.03 | 2015-10-31 |  |  |  |  | 7182 | 2026-10-27 05:00 | 98.81 | 16.17 | 5 | FALSE | 0 | 0 | 0 | 0 | 0
Spain | ESP | 2015-10-27 05:00 | 2015-10-27 06:00 | 39.49 | 2015 | 6.03 | 2015-10-31 |  |  |  |  | 7183 | 2026-10-27 06:00 | 98.81 | 16.17 | 6 | FALSE | 0 | 0 | 0 | 0 | 0
Spain | ESP | 2015-10-27 06:00 | 2015-10-27 07:00 | 46.67 | 2015 | 6.03 | 2015-10-31 |  |  |  |  | 7184 | 2026-10-27 07:00 | 98.81 | 16.17 | 7 | FALSE | 0 | 0 | 0 | 0 | 0
Spain | ESP | 2015-10-27 07:00 | 2015-10-27 08:00 | 50.88 | 2015 | 6.03 | 2015-10-31 |  |  |  |  | 7185 | 2026-10-27 08:00 | 98.81 | 16.17 | 8 | FALSE | 0 | 0 | 0 | 0 | 0
Spain | ESP | 2015-10-27 08:00 | 2015-10-27 09:00 | 54.38 | 2015 | 6.03 | 2015-10-31 |  |  |  |  | 7186 | 2026-10-27 09:00 | 98.81 | 16.17 | 9 | FALSE | 0 | 0 | 0 | 0 | 0
Spain | ESP | 2015-10-27 09:00 | 2015-10-27 10:00 | 55.69 | 2015 | 6.03 | 2015-10-31 |  |  |  |  | 7187 | 2026-10-27 10:00 | 98.81 | 16.17 | 10 | FALSE | 0 | 0 | 0 | 0 | 0
Spain | ESP | 2015-10-27 10:00 | 2015-10-27 11:00 | 54.88 | 2015 | 6.03 | 2015-10-31 |  |  |  |  | 7188 | 2026-10-27 11:00 | 98.81 | 16.17 | 11 | FALSE | 0 | 0 | 0 | 0 | 0
Spain | ESP | 2015-10-27 11:00 | 2015-10-27 12:00 | 55.69 | 2015 | 6.03 | 2015-10-31 |  |  |  |  | 7189 | 2026-10-27 12:00 | 98.81 | 16.17 | 12 | FALSE | 0 | 0 | 0 | 0 | 0
Spain | ESP | 2015-10-27 12:00 | 2015-10-27 13:00 | 53.33 | 2015 | 6.03 | 2015-10-31 |  |  |  |  | 7190 | 2026-10-27 13:00 | 98.81 | 16.17 | 13 | FALSE | 0 | 0 | 0 | 0 | 0
Spain | ESP | 2015-10-27 13:00 | 2015-10-27 14:00 | 52.6 | 2015 | 6.03 | 2015-10-31 |  |  |  |  | 7191 | 2026-10-27 14:00 | 98.81 | 16.17 | 14 | FALSE | 0 | 0 | 0 | 0 | 0
Spain | ESP | 2015-10-27 14:00 | 2015-10-27 15:00 | 51.91 | 2015 | 6.03 | 2015-10-31 |  |  |  |  | 7192 | 2026-10-27 15:00 | 98.81 | 16.17 | 15 | FALSE | 0 | 0 | 0 | 0 | 0
Spain | ESP | 2015-10-27 15:00 | 2015-10-27 16:00 | 49.18 | 2015 | 6.03 | 2015-10-31 |  |  |  |  | 7193 | 2026-10-27 16:00 | 98.81 | 16.17 | 16 | FALSE | 0 | 0 | 0 | 0 | 0
Spain | ESP | 2015-10-27 16:00 | 2015-10-27 17:00 | 54.1 | 2015 | 6.03 | 2015-10-31 |  |  |  |  | 7194 | 2026-10-27 17:00 | 98.81 | 16.17 | 17 | FALSE | 0 | 0 | 0 | 0 | 0
Spain | ESP | 2015-10-27 17:00 | 2015-10-27 18:00 | 56.8 | 2015 | 6.03 | 2015-10-31 |  |  |  |  | 7195 | 2026-10-27 18:00 | 98.81 | 16.17 | 18 | FALSE | 0 | 0 | 0 | 0 | 0
Spain | ESP | 2015-10-27 18:00 | 2015-10-27 19:00 | 57.01 | 2015 | 6.03 | 2015-10-31 |  |  |  |  | 7196 | 2026-10-27 19:00 | 98.81 | 16.17 | 19 | FALSE | 0 | 0 | 0 | 0 | 0
Spain | ESP | 2015-10-27 19:00 | 2015-10-27 20:00 | 56.6 | 2015 | 6.03 | 2015-10-31 |  |  |  |  | 7197 | 2026-10-27 20:00 | 98.81 | 16.17 | 20 | FALSE | 0 | 0 | 0 | 0 | 0
Spain | ESP | 2015-10-27 20:00 | 2015-10-27 21:00 | 53.69 | 2015 | 6.03 | 2015-10-31 |  |  |  |  | 7198 | 2026-10-27 21:00 | 98.81 | 16.17 | 21 | FALSE | 0 | 0 | 0 | 0 | 0
Spain | ESP | 2015-10-27 21:00 | 2015-10-27 22:00 | 46.68 | 2015 | 6.03 | 2015-10-31 |  |  |  |  | 7199 | 2026-10-27 22:00 | 98.81 | 16.17 | 22 | FALSE | 0 | 0 | 0 | 0 | 0
Spain | ESP | 2015-10-27 22:00 | 2015-10-27 23:00 | 41.1 | 2015 | 6.03 | 2015-10-31 |  |  |  |  | 7200 | 2026-10-27 23:00 | 98.81 | 16.17 | 23 | FALSE | 0 | 0 | 0 | 0 | 0
Spain | ESP | 2015-10-27 23:00 | 2015-10-28 | 36.31 | 2015 | 6.03 | 2015-10-31 |  |  |  |  | 7201 | 2026-10-28 | 98.81 | 16.17 | 24 | TRUE | 98.81 | 24 | 98.81 | 0 | -988.1
Spain | ESP | 2015-10-28 | 2015-10-28 01:00 | 31.21 | 2015 | 6.03 | 2015-10-31 |  |  |  |  | 7202 | 2026-10-28 01:00 | 98.81 | 16.17 | 1 | FALSE | 0 | 0 | 0 | 0 | 0
Spain | ESP | 2015-10-28 01:00 | 2015-10-28 02:00 | 25.36 | 2015 | 6.03 | 2015-10-31 |  |  |  |  | 7203 | 2026-10-28 02:00 | 98.81 | 16.17 | 2 | FALSE | 0 | 0 | 0 | 0 | 0
Spain | ESP | 2015-10-28 02:00 | 2015-10-28 03:00 | 24 | 2015 | 6.03 | 2015-10-31 |  |  |  |  | 7204 | 2026-10-28 03:00 | 98.81 | 16.17 | 3 | FALSE | 0 | 0 | 0 | 0 | 0
Spain | ESP | 2015-10-28 03:00 | 2015-10-28 04:00 | 21.19 | 2015 | 6.03 | 2015-10-31 |  |  |  |  | 7205 | 2026-10-28 04:00 | 98.81 | 16.17 | 4 | FALSE | 0 | 0 | 0 | 0 | 0
Spain | ESP | 2015-10-28 04:00 | 2015-10-28 05:00 | 25.13 | 2015 | 6.03 | 2015-10-31 |  |  |  |  | 7206 | 2026-10-28 05:00 | 98.81 | 16.17 | 5 | FALSE | 0 | 0 | 0 | 0 | 0
Spain | ESP | 2015-10-28 05:00 | 2015-10-28 06:00 | 36.17 | 2015 | 6.03 | 2015-10-31 |  |  |  |  | 7207 | 2026-10-28 06:00 | 98.81 | 16.17 | 6 | FALSE | 0 | 0 | 0 | 0 | 0
Spain | ESP | 2015-10-28 06:00 | 2015-10-28 07:00 | 42.73 | 2015 | 6.03 | 2015-10-31 |  |  |  |  | 7208 | 2026-10-28 07:00 | 98.81 | 16.17 | 7 | FALSE | 0 | 0 | 0 | 0 | 0
Spain | ESP | 2015-10-28 07:00 | 2015-10-28 08:00 | 46.68 | 2015 | 6.03 | 2015-10-31 |  |  |  |  | 7209 | 2026-10-28 08:00 | 98.81 | 16.17 | 8 | FALSE | 0 | 0 | 0 | 0 | 0
Spain | ESP | 2015-10-28 08:00 | 2015-10-28 09:00 | 49.3 | 2015 | 6.03 | 2015-10-31 |  |  |  |  | 7210 | 2026-10-28 09:00 | 98.81 | 16.17 | 9 | FALSE | 0 | 0 | 0 | 0 | 0
Spain | ESP | 2015-10-28 09:00 | 2015-10-28 10:00 | 50 | 2015 | 6.03 | 2015-10-31 |  |  |  |  | 7211 | 2026-10-28 10:00 | 98.81 | 16.17 | 10 | FALSE | 0 | 0 | 0 | 0 | 0
Spain | ESP | 2015-10-28 10:00 | 2015-10-28 11:00 | 49.3 | 2015 | 6.03 | 2015-10-31 |  |  |  |  | 7212 | 2026-10-28 11:00 | 98.81 | 16.17 | 11 | FALSE | 0 | 0 | 0 | 0 | 0
Spain | ESP | 2015-10-28 11:00 | 2015-10-28 12:00 | 48.7 | 2015 | 6.03 | 2015-10-31 |  |  |  |  | 7213 | 2026-10-28 12:00 | 98.81 | 16.17 | 12 | FALSE | 0 | 0 | 0 | 0 | 0
Spain | ESP | 2015-10-28 12:00 | 2015-10-28 13:00 | 46.68 | 2015 | 6.03 | 2015-10-31 |  |  |  |  | 7214 | 2026-10-28 13:00 | 98.81 | 16.17 | 13 | FALSE | 0 | 0 | 0 | 0 | 0
Spain | ESP | 2015-10-28 13:00 | 2015-10-28 14:00 | 44.77 | 2015 | 6.03 | 2015-10-31 |  |  |  |  | 7215 | 2026-10-28 14:00 | 98.81 | 16.17 | 14 | FALSE | 0 | 0 | 0 | 0 | 0
Spain | ESP | 2015-10-28 14:00 | 2015-10-28 15:00 | 42.91 | 2015 | 6.03 | 2015-10-31 |  |  |  |  | 7216 | 2026-10-28 15:00 | 98.81 | 16.17 | 15 | FALSE | 0 | 0 | 0 | 0 | 0
Spain | ESP | 2015-10-28 15:00 | 2015-10-28 16:00 | 46.67 | 2015 | 6.03 | 2015-10-31 |  |  |  |  | 7217 | 2026-10-28 16:00 | 98.81 | 16.17 | 16 | FALSE | 0 | 0 | 0 | 0 | 0
Spain | ESP | 2015-10-28 16:00 | 2015-10-28 17:00 | 50 | 2015 | 6.03 | 2015-10-31 |  |  |  |  | 7218 | 2026-10-28 17:00 | 98.81 | 16.17 | 17 | FALSE | 0 | 0 | 0 | 0 | 0
Spain | ESP | 2015-10-28 17:00 | 2015-10-28 18:00 | 54.49 | 2015 | 6.03 | 2015-10-31 |  |  |  |  | 7219 | 2026-10-28 18:00 | 98.81 | 16.17 | 18 | FALSE | 0 | 0 | 0 | 0 | 0
Spain | ESP | 2015-10-28 18:00 | 2015-10-28 19:00 | 56.6 | 2015 | 6.03 | 2015-10-31 |  |  |  |  | 7220 | 2026-10-28 19:00 | 98.81 | 16.17 | 19 | FALSE | 0 | 0 | 0 | 0 | 0
Spain | ESP | 2015-10-28 19:00 | 2015-10-28 20:00 | 56.01 | 2015 | 6.03 | 2015-10-31 |  |  |  |  | 7221 | 2026-10-28 20:00 | 98.81 | 16.17 | 20 | FALSE | 0 | 0 | 0 | 0 | 0
Spain | ESP | 2015-10-28 20:00 | 2015-10-28 21:00 | 51.31 | 2015 | 6.03 | 2015-10-31 |  |  |  |  | 7222 | 2026-10-28 21:00 | 98.81 | 16.17 | 21 | FALSE | 0 | 0 | 0 | 0 | 0
Spain | ESP | 2015-10-28 21:00 | 2015-10-28 22:00 | 48.88 | 2015 | 6.03 | 2015-10-31 |  |  |  |  | 7223 | 2026-10-28 22:00 | 98.81 | 16.17 | 22 | FALSE | 0 | 0 | 0 | 0 | 0
Spain | ESP | 2015-10-28 22:00 | 2015-10-28 23:00 | 46.25 | 2015 | 6.03 | 2015-10-31 |  |  |  |  | 7224 | 2026-10-28 23:00 | 98.81 | 16.17 | 23 | FALSE | 0 | 0 | 0 | 0 | 0
Spain | ESP | 2015-10-28 23:00 | 2015-10-29 | 39.49 | 2015 | 6.03 | 2015-10-31 |  |  |  |  | 7225 | 2026-10-29 | 98.81 | 16.17 | 24 | TRUE | 98.81 | 24 | 98.81 | 0 | -988.1
Spain | ESP | 2015-10-29 | 2015-10-29 01:00 | 38 | 2015 | 6.03 | 2015-10-31 |  |  |  |  | 7226 | 2026-10-29 01:00 | 98.81 | 16.17 | 1 | FALSE | 0 | 0 | 0 | 0 | 0
Spain | ESP | 2015-10-29 01:00 | 2015-10-29 02:00 | 35.98 | 2015 | 6.03 | 2015-10-31 |  |  |  |  | 7227 | 2026-10-29 02:00 | 98.81 | 16.17 | 2 | FALSE | 0 | 0 | 0 | 0 | 0
Spain | ESP | 2015-10-29 02:00 | 2015-10-29 03:00 | 33.38 | 2015 | 6.03 | 2015-10-31 |  |  |  |  | 7228 | 2026-10-29 03:00 | 98.81 | 16.17 | 3 | FALSE | 0 | 0 | 0 | 0 | 0
Spain | ESP | 2015-10-29 03:00 | 2015-10-29 04:00 | 34.05 | 2015 | 6.03 | 2015-10-31 |  |  |  |  | 7229 | 2026-10-29 04:00 | 98.81 | 16.17 | 4 | FALSE | 0 | 0 | 0 | 0 | 0
Spain | ESP | 2015-10-29 04:00 | 2015-10-29 05:00 | 35.62 | 2015 | 6.03 | 2015-10-31 |  |  |  |  | 7230 | 2026-10-29 05:00 | 98.81 | 16.17 | 5 | FALSE | 0 | 0 | 0 | 0 | 0
Spain | ESP | 2015-10-29 05:00 | 2015-10-29 06:00 | 45.02 | 2015 | 6.03 | 2015-10-31 |  |  |  |  | 7231 | 2026-10-29 06:00 | 98.81 | 16.17 | 6 | FALSE | 0 | 0 | 0 | 0 | 0
Spain | ESP | 2015-10-29 06:00 | 2015-10-29 07:00 | 53.42 | 2015 | 6.03 | 2015-10-31 |  |  |  |  | 7232 | 2026-10-29 07:00 | 98.81 | 16.17 | 7 | FALSE | 0 | 0 | 0 | 0 | 0
Spain | ESP | 2015-10-29 07:00 | 2015-10-29 08:00 | 56.03 | 2015 | 6.03 | 2015-10-31 |  |  |  |  | 7233 | 2026-10-29 08:00 | 98.81 | 16.17 | 8 | FALSE | 0 | 0 | 0 | 0 | 0
Spain | ESP | 2015-10-29 08:00 | 2015-10-29 09:00 | 56.88 | 2015 | 6.03 | 2015-10-31 |  |  |  |  | 7234 | 2026-10-29 09:00 | 98.81 | 16.17 | 9 | FALSE | 0 | 0 | 0 | 0 | 0
Spain | ESP | 2015-10-29 09:00 | 2015-10-29 10:00 | 56.19 | 2015 | 6.03 | 2015-10-31 |  |  |  |  | 7235 | 2026-10-29 10:00 | 98.81 | 16.17 | 10 | FALSE | 0 | 0 | 0 | 0 | 0
Spain | ESP | 2015-10-29 10:00 | 2015-10-29 11:00 | 55.51 | 2015 | 6.03 | 2015-10-31 |  |  |  |  | 7236 | 2026-10-29 11:00 | 98.81 | 16.17 | 11 | FALSE | 0 | 0 | 0 | 0 | 0
Spain | ESP | 2015-10-29 11:00 | 2015-10-29 12:00 | 54.19 | 2015 | 6.03 | 2015-10-31 |  |  |  |  | 7237 | 2026-10-29 12:00 | 98.81 | 16.17 | 12 | FALSE | 0 | 0 | 0 | 0 | 0
Spain | ESP | 2015-10-29 12:00 | 2015-10-29 13:00 | 54.24 | 2015 | 6.03 | 2015-10-31 |  |  |  |  | 7238 | 2026-10-29 13:00 | 98.81 | 16.17 | 13 | FALSE | 0 | 0 | 0 | 0 | 0
Spain | ESP | 2015-10-29 13:00 | 2015-10-29 14:00 | 55.17 | 2015 | 6.03 | 2015-10-31 |  |  |  |  | 7239 | 2026-10-29 14:00 | 98.81 | 16.17 | 14 | FALSE | 0 | 0 | 0 | 0 | 0
Spain | ESP | 2015-10-29 14:00 | 2015-10-29 15:00 | 55.29 | 2015 | 6.03 | 2015-10-31 |  |  |  |  | 7240 | 2026-10-29 15:00 | 98.81 | 16.17 | 15 | FALSE | 0 | 0 | 0 | 0 | 0
Spain | ESP | 2015-10-29 15:00 | 2015-10-29 16:00 | 54.85 | 2015 | 6.03 | 2015-10-31 |  |  |  |  | 7241 | 2026-10-29 16:00 | 98.81 | 16.17 | 16 | FALSE | 0 | 0 | 0 | 0 | 0
Spain | ESP | 2015-10-29 16:00 | 2015-10-29 17:00 | 56.8 | 2015 | 6.03 | 2015-10-31 |  |  |  |  | 7242 | 2026-10-29 17:00 | 98.81 | 16.17 | 17 | FALSE | 0 | 0 | 0 | 0 | 0
Spain | ESP | 2015-10-29 17:00 | 2015-10-29 18:00 | 57.21 | 2015 | 6.03 | 2015-10-31 |  |  |  |  | 7243 | 2026-10-29 18:00 | 98.81 | 16.17 | 18 | FALSE | 0 | 0 | 0 | 0 | 0
Spain | ESP | 2015-10-29 18:00 | 2015-10-29 19:00 | 60.84 | 2015 | 6.03 | 2015-10-31 |  |  |  |  | 7244 | 2026-10-29 19:00 | 98.81 | 16.17 | 19 | FALSE | 0 | 0 | 0 | 0 | 0
Spain | ESP | 2015-10-29 19:00 | 2015-10-29 20:00 | 58.63 | 2015 | 6.03 | 2015-10-31 |  |  |  |  | 7245 | 2026-10-29 20:00 | 98.81 | 16.17 | 20 | FALSE | 0 | 0 | 0 | 0 | 0
Spain | ESP | 2015-10-29 20:00 | 2015-10-29 21:00 | 56.8 | 2015 | 6.03 | 2015-10-31 |  |  |  |  | 7246 | 2026-10-29 21:00 | 98.81 | 16.17 | 21 | FALSE | 0 | 0 | 0 | 0 | 0
Spain | ESP | 2015-10-29 21:00 | 2015-10-29 22:00 | 53.42 | 2015 | 6.03 | 2015-10-31 |  |  |  |  | 7247 | 2026-10-29 22:00 | 98.81 | 16.17 | 22 | FALSE | 0 | 0 | 0 | 0 | 0
Spain | ESP | 2015-10-29 22:00 | 2015-10-29 23:00 | 46.74 | 2015 | 6.03 | 2015-10-31 |  |  |  |  | 7248 | 2026-10-29 23:00 | 98.81 | 16.17 | 23 | FALSE | 0 | 0 | 0 | 0 | 0
Spain | ESP | 2015-10-29 23:00 | 2015-10-30 | 46.67 | 2015 | 6.03 | 2015-10-31 |  |  |  |  | 7249 | 2026-10-30 | 98.81 | 16.17 | 24 | TRUE | 98.81 | 24 | 98.81 | 0 | -988.1
Spain | ESP | 2015-10-30 | 2015-10-30 01:00 | 40 | 2015 | 6.03 | 2015-10-31 |  |  |  |  | 7250 | 2026-10-30 01:00 | 98.81 | 16.17 | 1 | FALSE | 0 | 0 | 0 | 0 | 0
Spain | ESP | 2015-10-30 01:00 | 2015-10-30 02:00 | 38.32 | 2015 | 6.03 | 2015-10-31 |  |  |  |  | 7251 | 2026-10-30 02:00 | 98.81 | 16.17 | 2 | FALSE | 0 | 0 | 0 | 0 | 0
Spain | ESP | 2015-10-30 02:00 | 2015-10-30 03:00 | 35.5 | 2015 | 6.03 | 2015-10-31 |  |  |  |  | 7252 | 2026-10-30 03:00 | 98.81 | 16.17 | 3 | FALSE | 0 | 0 | 0 | 0 | 0
Spain | ESP | 2015-10-30 03:00 | 2015-10-30 04:00 | 35 | 2015 | 6.03 | 2015-10-31 |  |  |  |  | 7253 | 2026-10-30 04:00 | 98.81 | 16.17 | 4 | FALSE | 0 | 0 | 0 | 0 | 0
Spain | ESP | 2015-10-30 04:00 | 2015-10-30 05:00 | 36.78 | 2015 | 6.03 | 2015-10-31 |  |  |  |  | 7254 | 2026-10-30 05:00 | 98.81 | 16.17 | 5 | FALSE | 0 | 0 | 0 | 0 | 0
Spain | ESP | 2015-10-30 05:00 | 2015-10-30 06:00 | 43 | 2015 | 6.03 | 2015-10-31 |  |  |  |  | 7255 | 2026-10-30 06:00 | 98.81 | 16.17 | 6 | FALSE | 0 | 0 | 0 | 0 | 0
Spain | ESP | 2015-10-30 06:00 | 2015-10-30 07:00 | 52.11 | 2015 | 6.03 | 2015-10-31 |  |  |  |  | 7256 | 2026-10-30 07:00 | 98.81 | 16.17 | 7 | FALSE | 0 | 0 | 0 | 0 | 0
Spain | ESP | 2015-10-30 07:00 | 2015-10-30 08:00 | 55 | 2015 | 6.03 | 2015-10-31 |  |  |  |  | 7257 | 2026-10-30 08:00 | 98.81 | 16.17 | 8 | FALSE | 0 | 0 | 0 | 0 | 0
Spain | ESP | 2015-10-30 08:00 | 2015-10-30 09:00 | 56.1 | 2015 | 6.03 | 2015-10-31 |  |  |  |  | 7258 | 2026-10-30 09:00 | 98.81 | 16.17 | 9 | FALSE | 0 | 0 | 0 | 0 | 0
Spain | ESP | 2015-10-30 09:00 | 2015-10-30 10:00 | 54.21 | 2015 | 6.03 | 2015-10-31 |  |  |  |  | 7259 | 2026-10-30 10:00 | 98.81 | 16.17 | 10 | FALSE | 0 | 0 | 0 | 0 | 0
Spain | ESP | 2015-10-30 10:00 | 2015-10-30 11:00 | 52.01 | 2015 | 6.03 | 2015-10-31 |  |  |  |  | 7260 | 2026-10-30 11:00 | 98.81 | 16.17 | 11 | FALSE | 0 | 0 | 0 | 0 | 0
Spain | ESP | 2015-10-30 11:00 | 2015-10-30 12:00 | 52.1 | 2015 | 6.03 | 2015-10-31 |  |  |  |  | 7261 | 2026-10-30 12:00 | 98.81 | 16.17 | 12 | FALSE | 0 | 0 | 0 | 0 | 0
Spain | ESP | 2015-10-30 12:00 | 2015-10-30 13:00 | 48.04 | 2015 | 6.03 | 2015-10-31 |  |  |  |  | 7262 | 2026-10-30 13:00 | 98.81 | 16.17 | 13 | FALSE | 0 | 0 | 0 | 0 | 0
Spain | ESP | 2015-10-30 13:00 | 2015-10-30 14:00 | 46.68 | 2015 | 6.03 | 2015-10-31 |  |  |  |  | 7263 | 2026-10-30 14:00 | 98.81 | 16.17 | 14 | FALSE | 0 | 0 | 0 | 0 | 0
Spain | ESP | 2015-10-30 14:00 | 2015-10-30 15:00 | 46.2 | 2015 | 6.03 | 2015-10-31 |  |  |  |  | 7264 | 2026-10-30 15:00 | 98.81 | 16.17 | 15 | FALSE | 0 | 0 | 0 | 0 | 0
Spain | ESP | 2015-10-30 15:00 | 2015-10-30 16:00 | 47.51 | 2015 | 6.03 | 2015-10-31 |  |  |  |  | 7265 | 2026-10-30 16:00 | 98.81 | 16.17 | 16 | FALSE | 0 | 0 | 0 | 0 | 0
Spain | ESP | 2015-10-30 16:00 | 2015-10-30 17:00 | 52 | 2015 | 6.03 | 2015-10-31 |  |  |  |  | 7266 | 2026-10-30 17:00 | 98.81 | 16.17 | 17 | FALSE | 0 | 0 | 0 | 0 | 0
Spain | ESP | 2015-10-30 17:00 | 2015-10-30 18:00 | 53.71 | 2015 | 6.03 | 2015-10-31 |  |  |  |  | 7267 | 2026-10-30 18:00 | 98.81 | 16.17 | 18 | FALSE | 0 | 0 | 0 | 0 | 0
Spain | ESP | 2015-10-30 18:00 | 2015-10-30 19:00 | 53.1 | 2015 | 6.03 | 2015-10-31 |  |  |  |  | 7268 | 2026-10-30 19:00 | 98.81 | 16.17 | 19 | FALSE | 0 | 0 | 0 | 0 | 0
Spain | ESP | 2015-10-30 19:00 | 2015-10-30 20:00 | 50.1 | 2015 | 6.03 | 2015-10-31 |  |  |  |  | 7269 | 2026-10-30 20:00 | 98.81 | 16.17 | 20 | FALSE | 0 | 0 | 0 | 0 | 0
Spain | ESP | 2015-10-30 20:00 | 2015-10-30 21:00 | 47.01 | 2015 | 6.03 | 2015-10-31 |  |  |  |  | 7270 | 2026-10-30 21:00 | 98.81 | 16.17 | 21 | FALSE | 0 | 0 | 0 | 0 | 0
Spain | ESP | 2015-10-30 21:00 | 2015-10-30 22:00 | 43.75 | 2015 | 6.03 | 2015-10-31 |  |  |  |  | 7271 | 2026-10-30 22:00 | 98.81 | 16.17 | 22 | FALSE | 0 | 0 | 0 | 0 | 0
Spain | ESP | 2015-10-30 22:00 | 2015-10-30 23:00 | 37.5 | 2015 | 6.03 | 2015-10-31 |  |  |  |  | 7272 | 2026-10-30 23:00 | 98.81 | 16.17 | 23 | FALSE | 0 | 0 | 0 | 0 | 0
Spain | ESP | 2015-10-30 23:00 | 2015-10-31 | 36.1 | 2015 | 6.03 | 2015-10-31 |  |  |  |  | 7273 | 2026-10-31 | 98.81 | 16.17 | 24 | TRUE | 98.81 | 24 | 98.81 | 0 | -988.1
Spain | ESP | 2015-10-31 | 2015-10-31 01:00 | 31.93 | 2015 | 6.03 | 2015-10-31 |  |  |  |  | 7274 | 2026-10-31 01:00 | 98.81 | 16.17 | 1 | FALSE | 0 | 0 | 0 | 0 | 0
Spain | ESP | 2015-10-31 01:00 | 2015-10-31 02:00 | 28.77 | 2015 | 6.03 | 2015-10-31 |  |  |  |  | 7275 | 2026-10-31 02:00 | 98.81 | 16.17 | 2 | FALSE | 0 | 0 | 0 | 0 | 0
Spain | ESP | 2015-10-31 02:00 | 2015-10-31 03:00 | 28.28 | 2015 | 6.03 | 2015-10-31 |  |  |  |  | 7276 | 2026-10-31 03:00 | 98.81 | 16.17 | 3 | FALSE | 0 | 0 | 0 | 0 | 0
Spain | ESP | 2015-10-31 03:00 | 2015-10-31 04:00 | 28.16 | 2015 | 6.03 | 2015-10-31 |  |  |  |  | 7277 | 2026-10-31 04:00 | 98.81 | 16.17 | 4 | FALSE | 0 | 0 | 0 | 0 | 0
Spain | ESP | 2015-10-31 04:00 | 2015-10-31 05:00 | 29.19 | 2015 | 6.03 | 2015-10-31 |  |  |  |  | 7278 | 2026-10-31 05:00 | 98.81 | 16.17 | 5 | FALSE | 0 | 0 | 0 | 0 | 0
Spain | ESP | 2015-10-31 05:00 | 2015-10-31 06:00 | 30.69 | 2015 | 6.03 | 2015-10-31 |  |  |  |  | 7279 | 2026-10-31 06:00 | 98.81 | 16.17 | 6 | FALSE | 0 | 0 | 0 | 0 | 0
Spain | ESP | 2015-10-31 06:00 | 2015-10-31 07:00 | 35.62 | 2015 | 6.03 | 2015-10-31 |  |  |  |  | 7280 | 2026-10-31 07:00 | 98.81 | 16.17 | 7 | FALSE | 0 | 0 | 0 | 0 | 0
Spain | ESP | 2015-10-31 07:00 | 2015-10-31 08:00 | 38.33 | 2015 | 6.03 | 2015-10-31 |  |  |  |  | 7281 | 2026-10-31 08:00 | 98.81 | 16.17 | 8 | FALSE | 0 | 0 | 0 | 0 | 0
Spain | ESP | 2015-10-31 08:00 | 2015-10-31 09:00 | 46.67 | 2015 | 6.03 | 2015-10-31 |  |  |  |  | 7282 | 2026-10-31 09:00 | 98.81 | 16.17 | 9 | FALSE | 0 | 0 | 0 | 0 | 0
Spain | ESP | 2015-10-31 09:00 | 2015-10-31 10:00 | 51.01 | 2015 | 6.03 | 2015-10-31 |  |  |  |  | 7283 | 2026-10-31 10:00 | 98.81 | 16.17 | 10 | FALSE | 0 | 0 | 0 | 0 | 0
Spain | ESP | 2015-10-31 10:00 | 2015-10-31 11:00 | 53.01 | 2015 | 6.03 | 2015-10-31 |  |  |  |  | 7284 | 2026-10-31 11:00 | 98.81 | 16.17 | 11 | FALSE | 0 | 0 | 0 | 0 | 0
Spain | ESP | 2015-10-31 11:00 | 2015-10-31 12:00 | 53.71 | 2015 | 6.03 | 2015-10-31 |  |  |  |  | 7285 | 2026-10-31 12:00 | 98.81 | 16.17 | 12 | FALSE | 0 | 0 | 0 | 0 | 0
Spain | ESP | 2015-10-31 12:00 | 2015-10-31 13:00 | 54.1 | 2015 | 6.03 | 2015-10-31 |  |  |  |  | 7286 | 2026-10-31 13:00 | 98.81 | 16.17 | 13 | FALSE | 0 | 0 | 0 | 0 | 0
Spain | ESP | 2015-10-31 13:00 | 2015-10-31 14:00 | 53.21 | 2015 | 6.03 | 2015-10-31 |  |  |  |  | 7287 | 2026-10-31 14:00 | 98.81 | 16.17 | 14 | FALSE | 0 | 0 | 0 | 0 | 0
Spain | ESP | 2015-10-31 14:00 | 2015-10-31 15:00 | 51 | 2015 | 6.03 | 2015-10-31 |  |  |  |  | 7288 | 2026-10-31 15:00 | 98.81 | 16.17 | 15 | FALSE | 0 | 0 | 0 | 0 | 0
Spain | ESP | 2015-10-31 15:00 | 2015-10-31 16:00 | 49.58 | 2015 | 6.03 | 2015-10-31 |  |  |  |  | 7289 | 2026-10-31 16:00 | 98.81 | 16.17 | 16 | FALSE | 0 | 0 | 0 | 0 | 0
Spain | ESP | 2015-10-31 16:00 | 2015-10-31 17:00 | 53.21 | 2015 | 6.03 | 2015-10-31 |  |  |  |  | 7290 | 2026-10-31 17:00 | 98.81 | 16.17 | 17 | FALSE | 0 | 0 | 0 | 0 | 0
Spain | ESP | 2015-10-31 17:00 | 2015-10-31 18:00 | 54.51 | 2015 | 6.03 | 2015-10-31 |  |  |  |  | 7291 | 2026-10-31 18:00 | 98.81 | 16.17 | 18 | FALSE | 0 | 0 | 0 | 0 | 0
Spain | ESP | 2015-10-31 18:00 | 2015-10-31 19:00 | 56.92 | 2015 | 6.03 | 2015-10-31 |  |  |  |  | 7292 | 2026-10-31 19:00 | 98.81 | 16.17 | 19 | FALSE | 0 | 0 | 0 | 0 | 0
Spain | ESP | 2015-10-31 19:00 | 2015-10-31 20:00 | 58.81 | 2015 | 6.03 | 2015-10-31 |  |  |  |  | 7293 | 2026-10-31 20:00 | 98.81 | 16.17 | 20 | FALSE | 0 | 0 | 0 | 0 | 0
Spain | ESP | 2015-10-31 20:00 | 2015-10-31 21:00 | 57.97 | 2015 | 6.03 | 2015-10-31 |  |  |  |  | 7294 | 2026-10-31 21:00 | 98.81 | 16.17 | 21 | FALSE | 0 | 0 | 0 | 0 | 0
Spain | ESP | 2015-10-31 21:00 | 2015-10-31 22:00 | 56.1 | 2015 | 6.03 | 2015-10-31 |  |  |  |  | 7295 | 2026-10-31 22:00 | 98.81 | 16.17 | 22 | FALSE | 0 | 0 | 0 | 0 | 0
Spain | ESP | 2015-10-31 22:00 | 2015-10-31 23:00 | 56.02 | 2015 | 6.03 | 2015-10-31 |  |  |  |  | 7296 | 2026-10-31 23:00 | 98.81 | 16.17 | 23 | FALSE | 0 | 0 | 0 | 0 | 0
Spain | ESP | 2015-10-31 23:00 | 2015-11-01 | 53.21 | 2015 | 6.03 | 2015-10-31 |  |  |  |  | 7297 | 2026-11-01 | 98.81 | 16.17 | 24 | TRUE | 98.81 | 24 | 98.81 | 0 | -988.1
Spain | ESP | 2015-11-01 | 2015-11-01 01:00 | 36.1 | 2015 | 5.5 | 2015-11-30 |  |  |  |  | 7298 | 2026-11-01 01:00 | 98.81 | 16.17 | 1 | FALSE | 0 | 0 | 0 | 0 | 0
Spain | ESP | 2015-11-01 01:00 | 2015-11-01 02:00 | 34 | 2015 | 5.5 | 2015-11-30 |  |  |  |  | 7299 | 2026-11-01 02:00 | 98.81 | 16.17 | 2 | FALSE | 0 | 0 | 0 | 0 | 0
Spain | ESP | 2015-11-01 02:00 | 2015-11-01 03:00 | 31 | 2015 | 5.5 | 2015-11-30 |  |  |  |  | 7300 | 2026-11-01 03:00 | 98.81 | 16.17 | 3 | FALSE | 0 | 0 | 0 | 0 | 0
Spain | ESP | 2015-11-01 03:00 | 2015-11-01 04:00 | 25.17 | 2015 | 5.5 | 2015-11-30 |  |  |  |  | 7301 | 2026-11-01 04:00 | 98.81 | 16.17 | 4 | FALSE | 0 | 0 | 0 | 0 | 0
Spain | ESP | 2015-11-01 04:00 | 2015-11-01 05:00 | 25.46 | 2015 | 5.5 | 2015-11-30 |  |  |  |  | 7302 | 2026-11-01 05:00 | 98.81 | 16.17 | 5 | FALSE | 0 | 0 | 0 | 0 | 0
Spain | ESP | 2015-11-01 05:00 | 2015-11-01 06:00 | 26.56 | 2015 | 5.5 | 2015-11-30 |  |  |  |  | 7303 | 2026-11-01 06:00 | 98.81 | 16.17 | 6 | FALSE | 0 | 0 | 0 | 0 | 0
Spain | ESP | 2015-11-01 06:00 | 2015-11-01 07:00 | 26.25 | 2015 | 5.5 | 2015-11-30 |  |  |  |  | 7304 | 2026-11-01 07:00 | 98.81 | 16.17 | 7 | FALSE | 0 | 0 | 0 | 0 | 0
Spain | ESP | 2015-11-01 07:00 | 2015-11-01 08:00 | 26.26 | 2015 | 5.5 | 2015-11-30 |  |  |  |  | 7305 | 2026-11-01 08:00 | 98.81 | 16.17 | 8 | FALSE | 0 | 0 | 0 | 0 | 0
Spain | ESP | 2015-11-01 08:00 | 2015-11-01 09:00 | 27.3 | 2015 | 5.5 | 2015-11-30 |  |  |  |  | 7306 | 2026-11-01 09:00 | 98.81 | 16.17 | 9 | FALSE | 0 | 0 | 0 | 0 | 0
Spain | ESP | 2015-11-01 09:00 | 2015-11-01 10:00 | 27.42 | 2015 | 5.5 | 2015-11-30 |  |  |  |  | 7307 | 2026-11-01 10:00 | 98.81 | 16.17 | 10 | FALSE | 0 | 0 | 0 | 0 | 0
Spain | ESP | 2015-11-01 10:00 | 2015-11-01 11:00 | 27.87 | 2015 | 5.5 | 2015-11-30 |  |  |  |  | 7308 | 2026-11-01 11:00 | 98.81 | 16.17 | 11 | FALSE | 0 | 0 | 0 | 0 | 0
Spain | ESP | 2015-11-01 11:00 | 2015-11-01 12:00 | 28.24 | 2015 | 5.5 | 2015-11-30 |  |  |  |  | 7309 | 2026-11-01 12:00 | 98.81 | 16.17 | 12 | FALSE | 0 | 0 | 0 | 0 | 0
Spain | ESP | 2015-11-01 12:00 | 2015-11-01 13:00 | 27.49 | 2015 | 5.5 | 2015-11-30 |  |  |  |  | 7310 | 2026-11-01 13:00 | 98.81 | 16.17 | 13 | FALSE | 0 | 0 | 0 | 0 | 0
Spain | ESP | 2015-11-01 13:00 | 2015-11-01 14:00 | 27.27 | 2015 | 5.5 | 2015-11-30 |  |  |  |  | 7311 | 2026-11-01 14:00 | 98.81 | 16.17 | 14 | FALSE | 0 | 0 | 0 | 0 | 0
Spain | ESP | 2015-11-01 14:00 | 2015-11-01 15:00 | 24.14 | 2015 | 5.5 | 2015-11-30 |  |  |  |  | 7312 | 2026-11-01 15:00 | 98.81 | 16.17 | 15 | FALSE | 0 | 0 | 0 | 0 | 0
Spain | ESP | 2015-11-01 15:00 | 2015-11-01 16:00 | 24.65 | 2015 | 5.5 | 2015-11-30 |  |  |  |  | 7313 | 2026-11-01 16:00 | 98.81 | 16.17 | 16 | FALSE | 0 | 0 | 0 | 0 | 0
Spain | ESP | 2015-11-01 16:00 | 2015-11-01 17:00 | 31 | 2015 | 5.5 | 2015-11-30 |  |  |  |  | 7314 | 2026-11-01 17:00 | 98.81 | 16.17 | 17 | FALSE | 0 | 0 | 0 | 0 | 0
Spain | ESP | 2015-11-01 17:00 | 2015-11-01 18:00 | 41.7 | 2015 | 5.5 | 2015-11-30 |  |  |  |  | 7315 | 2026-11-01 18:00 | 98.81 | 16.17 | 18 | FALSE | 0 | 0 | 0 | 0 | 0
Spain | ESP | 2015-11-01 18:00 | 2015-11-01 19:00 | 50.34 | 2015 | 5.5 | 2015-11-30 |  |  |  |  | 7316 | 2026-11-01 19:00 | 98.81 | 16.17 | 19 | FALSE | 0 | 0 | 0 | 0 | 0
Spain | ESP | 2015-11-01 19:00 | 2015-11-01 20:00 | 46.48 | 2015 | 5.5 | 2015-11-30 |  |  |  |  | 7317 | 2026-11-01 20:00 | 98.81 | 16.17 | 20 | FALSE | 0 | 0 | 0 | 0 | 0
Spain | ESP | 2015-11-01 20:00 | 2015-11-01 21:00 | 40 | 2015 | 5.5 | 2015-11-30 |  |  |  |  | 7318 | 2026-11-01 21:00 | 98.81 | 16.17 | 21 | FALSE | 0 | 0 | 0 | 0 | 0
Spain | ESP | 2015-11-01 21:00 | 2015-11-01 22:00 | 36.9 | 2015 | 5.5 | 2015-11-30 |  |  |  |  | 7319 | 2026-11-01 22:00 | 98.81 | 16.17 | 22 | FALSE | 0 | 0 | 0 | 0 | 0
Spain | ESP | 2015-11-01 22:00 | 2015-11-01 23:00 | 32.79 | 2015 | 5.5 | 2015-11-30 |  |  |  |  | 7320 | 2026-11-01 23:00 | 98.81 | 16.17 | 23 | FALSE | 0 | 0 | 0 | 0 | 0
Spain | ESP | 2015-11-01 23:00 | 2015-11-02 | 26.28 | 2015 | 5.5 | 2015-11-30 |  |  |  |  | 7321 | 2026-11-02 | 98.81 | 16.17 | 24 | TRUE | 98.81 | 24 | 98.81 | 0 | -988.1
Spain | ESP | 2015-11-02 | 2015-11-02 01:00 | 23.01 | 2015 | 5.5 | 2015-11-30 |  |  |  |  | 7322 | 2026-11-02 01:00 | 98.81 | 16.17 | 1 | FALSE | 0 | 0 | 0 | 0 | 0
Spain | ESP | 2015-11-02 01:00 | 2015-11-02 02:00 | 18 | 2015 | 5.5 | 2015-11-30 |  |  |  |  | 7323 | 2026-11-02 02:00 | 98.81 | 16.17 | 2 | FALSE | 0 | 0 | 0 | 0 | 0
Spain | ESP | 2015-11-02 02:00 | 2015-11-02 03:00 | 16.6 | 2015 | 5.5 | 2015-11-30 |  |  |  |  | 7324 | 2026-11-02 03:00 | 98.81 | 16.17 | 3 | FALSE | 0 | 0 | 0 | 0 | 0
Spain | ESP | 2015-11-02 03:00 | 2015-11-02 04:00 | 18 | 2015 | 5.5 | 2015-11-30 |  |  |  |  | 7325 | 2026-11-02 04:00 | 98.81 | 16.17 | 4 | FALSE | 0 | 0 | 0 | 0 | 0
Spain | ESP | 2015-11-02 04:00 | 2015-11-02 05:00 | 25 | 2015 | 5.5 | 2015-11-30 |  |  |  |  | 7326 | 2026-11-02 05:00 | 98.81 | 16.17 | 5 | FALSE | 0 | 0 | 0 | 0 | 0
Spain | ESP | 2015-11-02 05:00 | 2015-11-02 06:00 | 30.1 | 2015 | 5.5 | 2015-11-30 |  |  |  |  | 7327 | 2026-11-02 06:00 | 98.81 | 16.17 | 6 | FALSE | 0 | 0 | 0 | 0 | 0
Spain | ESP | 2015-11-02 06:00 | 2015-11-02 07:00 | 46.95 | 2015 | 5.5 | 2015-11-30 |  |  |  |  | 7328 | 2026-11-02 07:00 | 98.81 | 16.17 | 7 | FALSE | 0 | 0 | 0 | 0 | 0
Spain | ESP | 2015-11-02 07:00 | 2015-11-02 08:00 | 47.92 | 2015 | 5.5 | 2015-11-30 |  |  |  |  | 7329 | 2026-11-02 08:00 | 98.81 | 16.17 | 8 | FALSE | 0 | 0 | 0 | 0 | 0
Spain | ESP | 2015-11-02 08:00 | 2015-11-02 09:00 | 47.8 | 2015 | 5.5 | 2015-11-30 |  |  |  |  | 7330 | 2026-11-02 09:00 | 98.81 | 16.17 | 9 | FALSE | 0 | 0 | 0 | 0 | 0
Spain | ESP | 2015-11-02 09:00 | 2015-11-02 10:00 | 48.81 | 2015 | 5.5 | 2015-11-30 |  |  |  |  | 7331 | 2026-11-02 10:00 | 98.81 | 16.17 | 10 | FALSE | 0 | 0 | 0 | 0 | 0
Spain | ESP | 2015-11-02 10:00 | 2015-11-02 11:00 | 49.21 | 2015 | 5.5 | 2015-11-30 |  |  |  |  | 7332 | 2026-11-02 11:00 | 98.81 | 16.17 | 11 | FALSE | 0 | 0 | 0 | 0 | 0
Spain | ESP | 2015-11-02 11:00 | 2015-11-02 12:00 | 50.19 | 2015 | 5.5 | 2015-11-30 |  |  |  |  | 7333 | 2026-11-02 12:00 | 98.81 | 16.17 | 12 | FALSE | 0 | 0 | 0 | 0 | 0
Spain | ESP | 2015-11-02 12:00 | 2015-11-02 13:00 | 52.1 | 2015 | 5.5 | 2015-11-30 |  |  |  |  | 7334 | 2026-11-02 13:00 | 98.81 | 16.17 | 13 | FALSE | 0 | 0 | 0 | 0 | 0
Spain | ESP | 2015-11-02 13:00 | 2015-11-02 14:00 | 50.7 | 2015 | 5.5 | 2015-11-30 |  |  |  |  | 7335 | 2026-11-02 14:00 | 98.81 | 16.17 | 14 | FALSE | 0 | 0 | 0 | 0 | 0
Spain | ESP | 2015-11-02 14:00 | 2015-11-02 15:00 | 52.1 | 2015 | 5.5 | 2015-11-30 |  |  |  |  | 7336 | 2026-11-02 15:00 | 98.81 | 16.17 | 15 | FALSE | 0 | 0 | 0 | 0 | 0
Spain | ESP | 2015-11-02 15:00 | 2015-11-02 16:00 | 54.1 | 2015 | 5.5 | 2015-11-30 |  |  |  |  | 7337 | 2026-11-02 16:00 | 98.81 | 16.17 | 16 | FALSE | 0 | 0 | 0 | 0 | 0
Spain | ESP | 2015-11-02 16:00 | 2015-11-02 17:00 | 57.69 | 2015 | 5.5 | 2015-11-30 |  |  |  |  | 7338 | 2026-11-02 17:00 | 98.81 | 16.17 | 17 | FALSE | 0 | 0 | 0 | 0 | 0
Spain | ESP | 2015-11-02 17:00 | 2015-11-02 18:00 | 67.74 | 2015 | 5.5 | 2015-11-30 |  |  |  |  | 7339 | 2026-11-02 18:00 | 98.81 | 16.17 | 18 | FALSE | 0 | 0 | 0 | 0 | 0
Spain | ESP | 2015-11-02 18:00 | 2015-11-02 19:00 | 63.03 | 2015 | 5.5 | 2015-11-30 |  |  |  |  | 7340 | 2026-11-02 19:00 | 98.81 | 16.17 | 19 | FALSE | 0 | 0 | 0 | 0 | 0
Spain | ESP | 2015-11-02 19:00 | 2015-11-02 20:00 | 63 | 2015 | 5.5 | 2015-11-30 |  |  |  |  | 7341 | 2026-11-02 20:00 | 98.81 | 16.17 | 20 | FALSE | 0 | 0 | 0 | 0 | 0
Spain | ESP | 2015-11-02 20:00 | 2015-11-02 21:00 | 59.59 | 2015 | 5.5 | 2015-11-30 |  |  |  |  | 7342 | 2026-11-02 21:00 | 98.81 | 16.17 | 21 | FALSE | 0 | 0 | 0 | 0 | 0
Spain | ESP | 2015-11-02 21:00 | 2015-11-02 22:00 | 55.88 | 2015 | 5.5 | 2015-11-30 |  |  |  |  | 7343 | 2026-11-02 22:00 | 98.81 | 16.17 | 22 | FALSE | 0 | 0 | 0 | 0 | 0
Spain | ESP | 2015-11-02 22:00 | 2015-11-02 23:00 | 49.21 | 2015 | 5.5 | 2015-11-30 |  |  |  |  | 7344 | 2026-11-02 23:00 | 98.81 | 16.17 | 23 | FALSE | 0 | 0 | 0 | 0 | 0
Spain | ESP | 2015-11-02 23:00 | 2015-11-03 | 39.3 | 2015 | 5.5 | 2015-11-30 |  |  |  |  | 7345 | 2026-11-03 | 98.81 | 16.17 | 24 | TRUE | 98.81 | 24 | 98.81 | 0 | -988.1
Spain | ESP | 2015-11-03 | 2015-11-03 01:00 | 32.25 | 2015 | 5.5 | 2015-11-30 |  |  |  |  | 7346 | 2026-11-03 01:00 | 98.81 | 16.17 | 1 | FALSE | 0 | 0 | 0 | 0 | 0
Spain | ESP | 2015-11-03 01:00 | 2015-11-03 02:00 | 31.32 | 2015 | 5.5 | 2015-11-30 |  |  |  |  | 7347 | 2026-11-03 02:00 | 98.81 | 16.17 | 2 | FALSE | 0 | 0 | 0 | 0 | 0
Spain | ESP | 2015-11-03 02:00 | 2015-11-03 03:00 | 29.84 | 2015 | 5.5 | 2015-11-30 |  |  |  |  | 7348 | 2026-11-03 03:00 | 98.81 | 16.17 | 3 | FALSE | 0 | 0 | 0 | 0 | 0
Spain | ESP | 2015-11-03 03:00 | 2015-11-03 04:00 | 30.92 | 2015 | 5.5 | 2015-11-30 |  |  |  |  | 7349 | 2026-11-03 04:00 | 98.81 | 16.17 | 4 | FALSE | 0 | 0 | 0 | 0 | 0
Spain | ESP | 2015-11-03 04:00 | 2015-11-03 05:00 | 32.25 | 2015 | 5.5 | 2015-11-30 |  |  |  |  | 7350 | 2026-11-03 05:00 | 98.81 | 16.17 | 5 | FALSE | 0 | 0 | 0 | 0 | 0
Spain | ESP | 2015-11-03 05:00 | 2015-11-03 06:00 | 39.97 | 2015 | 5.5 | 2015-11-30 |  |  |  |  | 7351 | 2026-11-03 06:00 | 98.81 | 16.17 | 6 | FALSE | 0 | 0 | 0 | 0 | 0
Spain | ESP | 2015-11-03 06:00 | 2015-11-03 07:00 | 49.63 | 2015 | 5.5 | 2015-11-30 |  |  |  |  | 7352 | 2026-11-03 07:00 | 98.81 | 16.17 | 7 | FALSE | 0 | 0 | 0 | 0 | 0
Spain | ESP | 2015-11-03 07:00 | 2015-11-03 08:00 | 49.96 | 2015 | 5.5 | 2015-11-30 |  |  |  |  | 7353 | 2026-11-03 08:00 | 98.81 | 16.17 | 8 | FALSE | 0 | 0 | 0 | 0 | 0
Spain | ESP | 2015-11-03 08:00 | 2015-11-03 09:00 | 53.1 | 2015 | 5.5 | 2015-11-30 |  |  |  |  | 7354 | 2026-11-03 09:00 | 98.81 | 16.17 | 9 | FALSE | 0 | 0 | 0 | 0 | 0
Spain | ESP | 2015-11-03 09:00 | 2015-11-03 10:00 | 53.71 | 2015 | 5.5 | 2015-11-30 |  |  |  |  | 7355 | 2026-11-03 10:00 | 98.81 | 16.17 | 10 | FALSE | 0 | 0 | 0 | 0 | 0
Spain | ESP | 2015-11-03 10:00 | 2015-11-03 11:00 | 53.1 | 2015 | 5.5 | 2015-11-30 |  |  |  |  | 7356 | 2026-11-03 11:00 | 98.81 | 16.17 | 11 | FALSE | 0 | 0 | 0 | 0 | 0
Spain | ESP | 2015-11-03 11:00 | 2015-11-03 12:00 | 52.1 | 2015 | 5.5 | 2015-11-30 |  |  |  |  | 7357 | 2026-11-03 12:00 | 98.81 | 16.17 | 12 | FALSE | 0 | 0 | 0 | 0 | 0
Spain | ESP | 2015-11-03 12:00 | 2015-11-03 13:00 | 52.21 | 2015 | 5.5 | 2015-11-30 |  |  |  |  | 7358 | 2026-11-03 13:00 | 98.81 | 16.17 | 13 | FALSE | 0 | 0 | 0 | 0 | 0
Spain | ESP | 2015-11-03 13:00 | 2015-11-03 14:00 | 49.97 | 2015 | 5.5 | 2015-11-30 |  |  |  |  | 7359 | 2026-11-03 14:00 | 98.81 | 16.17 | 14 | FALSE | 0 | 0 | 0 | 0 | 0
Spain | ESP | 2015-11-03 14:00 | 2015-11-03 15:00 | 49.4 | 2015 | 5.5 | 2015-11-30 |  |  |  |  | 7360 | 2026-11-03 15:00 | 98.81 | 16.17 | 15 | FALSE | 0 | 0 | 0 | 0 | 0
Spain | ESP | 2015-11-03 15:00 | 2015-11-03 16:00 | 52 | 2015 | 5.5 | 2015-11-30 |  |  |  |  | 7361 | 2026-11-03 16:00 | 98.81 | 16.17 | 16 | FALSE | 0 | 0 | 0 | 0 | 0
Spain | ESP | 2015-11-03 16:00 | 2015-11-03 17:00 | 57.01 | 2015 | 5.5 | 2015-11-30 |  |  |  |  | 7362 | 2026-11-03 17:00 | 98.81 | 16.17 | 17 | FALSE | 0 | 0 | 0 | 0 | 0
Spain | ESP | 2015-11-03 17:00 | 2015-11-03 18:00 | 67.1 | 2015 | 5.5 | 2015-11-30 |  |  |  |  | 7363 | 2026-11-03 18:00 | 98.81 | 16.17 | 18 | FALSE | 0 | 0 | 0 | 0 | 0
Spain | ESP | 2015-11-03 18:00 | 2015-11-03 19:00 | 60.01 | 2015 | 5.5 | 2015-11-30 |  |  |  |  | 7364 | 2026-11-03 19:00 | 98.81 | 16.17 | 19 | FALSE | 0 | 0 | 0 | 0 | 0
Spain | ESP | 2015-11-03 19:00 | 2015-11-03 20:00 | 60.01 | 2015 | 5.5 | 2015-11-30 |  |  |  |  | 7365 | 2026-11-03 20:00 | 98.81 | 16.17 | 20 | FALSE | 0 | 0 | 0 | 0 | 0
Spain | ESP | 2015-11-03 20:00 | 2015-11-03 21:00 | 56.7 | 2015 | 5.5 | 2015-11-30 |  |  |  |  | 7366 | 2026-11-03 21:00 | 98.81 | 16.17 | 21 | FALSE | 0 | 0 | 0 | 0 | 0
Spain | ESP | 2015-11-03 21:00 | 2015-11-03 22:00 | 48.81 | 2015 | 5.5 | 2015-11-30 |  |  |  |  | 7367 | 2026-11-03 22:00 | 98.81 | 16.17 | 22 | FALSE | 0 | 0 | 0 | 0 | 0
Spain | ESP | 2015-11-03 22:00 | 2015-11-03 23:00 | 46.95 | 2015 | 5.5 | 2015-11-30 |  |  |  |  | 7368 | 2026-11-03 23:00 | 98.81 | 16.17 | 23 | FALSE | 0 | 0 | 0 | 0 | 0
Spain | ESP | 2015-11-03 23:00 | 2015-11-04 | 45.01 | 2015 | 5.5 | 2015-11-30 |  |  |  |  | 7369 | 2026-11-04 | 98.81 | 16.17 | 24 | TRUE | 98.81 | 24 | 98.81 | 0 | -988.1
Spain | ESP | 2015-11-04 | 2015-11-04 01:00 | 39.53 | 2015 | 5.5 | 2015-11-30 |  |  |  |  | 7370 | 2026-11-04 01:00 | 98.81 | 16.17 | 1 | FALSE | 0 | 0 | 0 | 0 | 0
Spain | ESP | 2015-11-04 01:00 | 2015-11-04 02:00 | 34.5 | 2015 | 5.5 | 2015-11-30 |  |  |  |  | 7371 | 2026-11-04 02:00 | 98.81 | 16.17 | 2 | FALSE | 0 | 0 | 0 | 0 | 0
Spain | ESP | 2015-11-04 02:00 | 2015-11-04 03:00 | 33 | 2015 | 5.5 | 2015-11-30 |  |  |  |  | 7372 | 2026-11-04 03:00 | 98.81 | 16.17 | 3 | FALSE | 0 | 0 | 0 | 0 | 0
Spain | ESP | 2015-11-04 03:00 | 2015-11-04 04:00 | 30 | 2015 | 5.5 | 2015-11-30 |  |  |  |  | 7373 | 2026-11-04 04:00 | 98.81 | 16.17 | 4 | FALSE | 0 | 0 | 0 | 0 | 0
Spain | ESP | 2015-11-04 04:00 | 2015-11-04 05:00 | 33 | 2015 | 5.5 | 2015-11-30 |  |  |  |  | 7374 | 2026-11-04 05:00 | 98.81 | 16.17 | 5 | FALSE | 0 | 0 | 0 | 0 | 0
Spain | ESP | 2015-11-04 05:00 | 2015-11-04 06:00 | 44.62 | 2015 | 5.5 | 2015-11-30 |  |  |  |  | 7375 | 2026-11-04 06:00 | 98.81 | 16.17 | 6 | FALSE | 0 | 0 | 0 | 0 | 0
Spain | ESP | 2015-11-04 06:00 | 2015-11-04 07:00 | 48.81 | 2015 | 5.5 | 2015-11-30 |  |  |  |  | 7376 | 2026-11-04 07:00 | 98.81 | 16.17 | 7 | FALSE | 0 | 0 | 0 | 0 | 0
Spain | ESP | 2015-11-04 07:00 | 2015-11-04 08:00 | 49.76 | 2015 | 5.5 | 2015-11-30 |  |  |  |  | 7377 | 2026-11-04 08:00 | 98.81 | 16.17 | 8 | FALSE | 0 | 0 | 0 | 0 | 0
Spain | ESP | 2015-11-04 08:00 | 2015-11-04 09:00 | 53.71 | 2015 | 5.5 | 2015-11-30 |  |  |  |  | 7378 | 2026-11-04 09:00 | 98.81 | 16.17 | 9 | FALSE | 0 | 0 | 0 | 0 | 0
Spain | ESP | 2015-11-04 09:00 | 2015-11-04 10:00 | 56 | 2015 | 5.5 | 2015-11-30 |  |  |  |  | 7379 | 2026-11-04 10:00 | 98.81 | 16.17 | 10 | FALSE | 0 | 0 | 0 | 0 | 0
Spain | ESP | 2015-11-04 10:00 | 2015-11-04 11:00 | 54.6 | 2015 | 5.5 | 2015-11-30 |  |  |  |  | 7380 | 2026-11-04 11:00 | 98.81 | 16.17 | 11 | FALSE | 0 | 0 | 0 | 0 | 0
Spain | ESP | 2015-11-04 11:00 | 2015-11-04 12:00 | 53.31 | 2015 | 5.5 | 2015-11-30 |  |  |  |  | 7381 | 2026-11-04 12:00 | 98.81 | 16.17 | 12 | FALSE | 0 | 0 | 0 | 0 | 0
Spain | ESP | 2015-11-04 12:00 | 2015-11-04 13:00 | 52.41 | 2015 | 5.5 | 2015-11-30 |  |  |  |  | 7382 | 2026-11-04 13:00 | 98.81 | 16.17 | 13 | FALSE | 0 | 0 | 0 | 0 | 0
Spain | ESP | 2015-11-04 13:00 | 2015-11-04 14:00 | 51.8 | 2015 | 5.5 | 2015-11-30 |  |  |  |  | 7383 | 2026-11-04 14:00 | 98.81 | 16.17 | 14 | FALSE | 0 | 0 | 0 | 0 | 0
Spain | ESP | 2015-11-04 14:00 | 2015-11-04 15:00 | 54.65 | 2015 | 5.5 | 2015-11-30 |  |  |  |  | 7384 | 2026-11-04 15:00 | 98.81 | 16.17 | 15 | FALSE | 0 | 0 | 0 | 0 | 0
Spain | ESP | 2015-11-04 15:00 | 2015-11-04 16:00 | 56.01 | 2015 | 5.5 | 2015-11-30 |  |  |  |  | 7385 | 2026-11-04 16:00 | 98.81 | 16.17 | 16 | FALSE | 0 | 0 | 0 | 0 | 0
Spain | ESP | 2015-11-04 16:00 | 2015-11-04 17:00 | 60.69 | 2015 | 5.5 | 2015-11-30 |  |  |  |  | 7386 | 2026-11-04 17:00 | 98.81 | 16.17 | 17 | FALSE | 0 | 0 | 0 | 0 | 0
Spain | ESP | 2015-11-04 17:00 | 2015-11-04 18:00 | 64.1 | 2015 | 5.5 | 2015-11-30 |  |  |  |  | 7387 | 2026-11-04 18:00 | 98.81 | 16.17 | 18 | FALSE | 0 | 0 | 0 | 0 | 0
Spain | ESP | 2015-11-04 18:00 | 2015-11-04 19:00 | 60.19 | 2015 | 5.5 | 2015-11-30 |  |  |  |  | 7388 | 2026-11-04 19:00 | 98.81 | 16.17 | 19 | FALSE | 0 | 0 | 0 | 0 | 0
Spain | ESP | 2015-11-04 19:00 | 2015-11-04 20:00 | 60.35 | 2015 | 5.5 | 2015-11-30 |  |  |  |  | 7389 | 2026-11-04 20:00 | 98.81 | 16.17 | 20 | FALSE | 0 | 0 | 0 | 0 | 0
Spain | ESP | 2015-11-04 20:00 | 2015-11-04 21:00 | 58.69 | 2015 | 5.5 | 2015-11-30 |  |  |  |  | 7390 | 2026-11-04 21:00 | 98.81 | 16.17 | 21 | FALSE | 0 | 0 | 0 | 0 | 0
Spain | ESP | 2015-11-04 21:00 | 2015-11-04 22:00 | 56.57 | 2015 | 5.5 | 2015-11-30 |  |  |  |  | 7391 | 2026-11-04 22:00 | 98.81 | 16.17 | 22 | FALSE | 0 | 0 | 0 | 0 | 0
Spain | ESP | 2015-11-04 22:00 | 2015-11-04 23:00 | 50 | 2015 | 5.5 | 2015-11-30 |  |  |  |  | 7392 | 2026-11-04 23:00 | 98.81 | 16.17 | 23 | FALSE | 0 | 0 | 0 | 0 | 0
Spain | ESP | 2015-11-04 23:00 | 2015-11-05 | 46.95 | 2015 | 5.5 | 2015-11-30 |  |  |  |  | 7393 | 2026-11-05 | 98.81 | 16.17 | 24 | TRUE | 98.81 | 24 | 98.81 | 0 | -988.1
Spain | ESP | 2015-11-05 | 2015-11-05 01:00 | 39.53 | 2015 | 5.5 | 2015-11-30 |  |  |  |  | 7394 | 2026-11-05 01:00 | 98.81 | 16.17 | 1 | FALSE | 0 | 0 | 0 | 0 | 0
Spain | ESP | 2015-11-05 01:00 | 2015-11-05 02:00 | 37.69 | 2015 | 5.5 | 2015-11-30 |  |  |  |  | 7395 | 2026-11-05 02:00 | 98.81 | 16.17 | 2 | FALSE | 0 | 0 | 0 | 0 | 0
Spain | ESP | 2015-11-05 02:00 | 2015-11-05 03:00 | 33.5 | 2015 | 5.5 | 2015-11-30 |  |  |  |  | 7396 | 2026-11-05 03:00 | 98.81 | 16.17 | 3 | FALSE | 0 | 0 | 0 | 0 | 0
Spain | ESP | 2015-11-05 03:00 | 2015-11-05 04:00 | 31.91 | 2015 | 5.5 | 2015-11-30 |  |  |  |  | 7397 | 2026-11-05 04:00 | 98.81 | 16.17 | 4 | FALSE | 0 | 0 | 0 | 0 | 0
Spain | ESP | 2015-11-05 04:00 | 2015-11-05 05:00 | 33.6 | 2015 | 5.5 | 2015-11-30 |  |  |  |  | 7398 | 2026-11-05 05:00 | 98.81 | 16.17 | 5 | FALSE | 0 | 0 | 0 | 0 | 0
Spain | ESP | 2015-11-05 05:00 | 2015-11-05 06:00 | 42 | 2015 | 5.5 | 2015-11-30 |  |  |  |  | 7399 | 2026-11-05 06:00 | 98.81 | 16.17 | 6 | FALSE | 0 | 0 | 0 | 0 | 0
Spain | ESP | 2015-11-05 06:00 | 2015-11-05 07:00 | 52.55 | 2015 | 5.5 | 2015-11-30 |  |  |  |  | 7400 | 2026-11-05 07:00 | 98.81 | 16.17 | 7 | FALSE | 0 | 0 | 0 | 0 | 0
Spain | ESP | 2015-11-05 07:00 | 2015-11-05 08:00 | 54.69 | 2015 | 5.5 | 2015-11-30 |  |  |  |  | 7401 | 2026-11-05 08:00 | 98.81 | 16.17 | 8 | FALSE | 0 | 0 | 0 | 0 | 0
Spain | ESP | 2015-11-05 08:00 | 2015-11-05 09:00 | 54.6 | 2015 | 5.5 | 2015-11-30 |  |  |  |  | 7402 | 2026-11-05 09:00 | 98.81 | 16.17 | 9 | FALSE | 0 | 0 | 0 | 0 | 0
Spain | ESP | 2015-11-05 09:00 | 2015-11-05 10:00 | 54.85 | 2015 | 5.5 | 2015-11-30 |  |  |  |  | 7403 | 2026-11-05 10:00 | 98.81 | 16.17 | 10 | FALSE | 0 | 0 | 0 | 0 | 0
Spain | ESP | 2015-11-05 10:00 | 2015-11-05 11:00 | 53.31 | 2015 | 5.5 | 2015-11-30 |  |  |  |  | 7404 | 2026-11-05 11:00 | 98.81 | 16.17 | 11 | FALSE | 0 | 0 | 0 | 0 | 0
Spain | ESP | 2015-11-05 11:00 | 2015-11-05 12:00 | 53.3 | 2015 | 5.5 | 2015-11-30 |  |  |  |  | 7405 | 2026-11-05 12:00 | 98.81 | 16.17 | 12 | FALSE | 0 | 0 | 0 | 0 | 0
Spain | ESP | 2015-11-05 12:00 | 2015-11-05 13:00 | 51.6 | 2015 | 5.5 | 2015-11-30 |  |  |  |  | 7406 | 2026-11-05 13:00 | 98.81 | 16.17 | 13 | FALSE | 0 | 0 | 0 | 0 | 0
Spain | ESP | 2015-11-05 13:00 | 2015-11-05 14:00 | 51.07 | 2015 | 5.5 | 2015-11-30 |  |  |  |  | 7407 | 2026-11-05 14:00 | 98.81 | 16.17 | 14 | FALSE | 0 | 0 | 0 | 0 | 0
Spain | ESP | 2015-11-05 14:00 | 2015-11-05 15:00 | 54.6 | 2015 | 5.5 | 2015-11-30 |  |  |  |  | 7408 | 2026-11-05 15:00 | 98.81 | 16.17 | 15 | FALSE | 0 | 0 | 0 | 0 | 0
Spain | ESP | 2015-11-05 15:00 | 2015-11-05 16:00 | 53.74 | 2015 | 5.5 | 2015-11-30 |  |  |  |  | 7409 | 2026-11-05 16:00 | 98.81 | 16.17 | 16 | FALSE | 0 | 0 | 0 | 0 | 0
Spain | ESP | 2015-11-05 16:00 | 2015-11-05 17:00 | 56.19 | 2015 | 5.5 | 2015-11-30 |  |  |  |  | 7410 | 2026-11-05 17:00 | 98.81 | 16.17 | 17 | FALSE | 0 | 0 | 0 | 0 | 0
Spain | ESP | 2015-11-05 17:00 | 2015-11-05 18:00 | 62.01 | 2015 | 5.5 | 2015-11-30 |  |  |  |  | 7411 | 2026-11-05 18:00 | 98.81 | 16.17 | 18 | FALSE | 0 | 0 | 0 | 0 | 0
Spain | ESP | 2015-11-05 18:00 | 2015-11-05 19:00 | 58.05 | 2015 | 5.5 | 2015-11-30 |  |  |  |  | 7412 | 2026-11-05 19:00 | 98.81 | 16.17 | 19 | FALSE | 0 | 0 | 0 | 0 | 0
Spain | ESP | 2015-11-05 19:00 | 2015-11-05 20:00 | 56.7 | 2015 | 5.5 | 2015-11-30 |  |  |  |  | 7413 | 2026-11-05 20:00 | 98.81 | 16.17 | 20 | FALSE | 0 | 0 | 0 | 0 | 0
Spain | ESP | 2015-11-05 20:00 | 2015-11-05 21:00 | 55.76 | 2015 | 5.5 | 2015-11-30 |  |  |  |  | 7414 | 2026-11-05 21:00 | 98.81 | 16.17 | 21 | FALSE | 0 | 0 | 0 | 0 | 0
Spain | ESP | 2015-11-05 21:00 | 2015-11-05 22:00 | 49.07 | 2015 | 5.5 | 2015-11-30 |  |  |  |  | 7415 | 2026-11-05 22:00 | 98.81 | 16.17 | 22 | FALSE | 0 | 0 | 0 | 0 | 0
Spain | ESP | 2015-11-05 22:00 | 2015-11-05 23:00 | 48.81 | 2015 | 5.5 | 2015-11-30 |  |  |  |  | 7416 | 2026-11-05 23:00 | 98.81 | 16.17 | 23 | FALSE | 0 | 0 | 0 | 0 | 0
Spain | ESP | 2015-11-05 23:00 | 2015-11-06 | 50 | 2015 | 5.5 | 2015-11-30 |  |  |  |  | 7417 | 2026-11-06 | 98.81 | 16.17 | 24 | TRUE | 98.81 | 24 | 98.81 | 0 | -988.1
Spain | ESP | 2015-11-06 | 2015-11-06 01:00 | 44.01 | 2015 | 5.5 | 2015-11-30 |  |  |  |  | 7418 | 2026-11-06 01:00 | 98.81 | 16.17 | 1 | FALSE | 0 | 0 | 0 | 0 | 0
Spain | ESP | 2015-11-06 01:00 | 2015-11-06 02:00 | 40.19 | 2015 | 5.5 | 2015-11-30 |  |  |  |  | 7419 | 2026-11-06 02:00 | 98.81 | 16.17 | 2 | FALSE | 0 | 0 | 0 | 0 | 0
Spain | ESP | 2015-11-06 02:00 | 2015-11-06 03:00 | 39.53 | 2015 | 5.5 | 2015-11-30 |  |  |  |  | 7420 | 2026-11-06 03:00 | 98.81 | 16.17 | 3 | FALSE | 0 | 0 | 0 | 0 | 0
Spain | ESP | 2015-11-06 03:00 | 2015-11-06 04:00 | 39.53 | 2015 | 5.5 | 2015-11-30 |  |  |  |  | 7421 | 2026-11-06 04:00 | 98.81 | 16.17 | 4 | FALSE | 0 | 0 | 0 | 0 | 0
Spain | ESP | 2015-11-06 04:00 | 2015-11-06 05:00 | 39.53 | 2015 | 5.5 | 2015-11-30 |  |  |  |  | 7422 | 2026-11-06 05:00 | 98.81 | 16.17 | 5 | FALSE | 0 | 0 | 0 | 0 | 0
Spain | ESP | 2015-11-06 05:00 | 2015-11-06 06:00 | 46.95 | 2015 | 5.5 | 2015-11-30 |  |  |  |  | 7423 | 2026-11-06 06:00 | 98.81 | 16.17 | 6 | FALSE | 0 | 0 | 0 | 0 | 0
Spain | ESP | 2015-11-06 06:00 | 2015-11-06 07:00 | 56.6 | 2015 | 5.5 | 2015-11-30 |  |  |  |  | 7424 | 2026-11-06 07:00 | 98.81 | 16.17 | 7 | FALSE | 0 | 0 | 0 | 0 | 0
Spain | ESP | 2015-11-06 07:00 | 2015-11-06 08:00 | 56.7 | 2015 | 5.5 | 2015-11-30 |  |  |  |  | 7425 | 2026-11-06 08:00 | 98.81 | 16.17 | 8 | FALSE | 0 | 0 | 0 | 0 | 0
Spain | ESP | 2015-11-06 08:00 | 2015-11-06 09:00 | 57.1 | 2015 | 5.5 | 2015-11-30 |  |  |  |  | 7426 | 2026-11-06 09:00 | 98.81 | 16.17 | 9 | FALSE | 0 | 0 | 0 | 0 | 0
Spain | ESP | 2015-11-06 09:00 | 2015-11-06 10:00 | 56.7 | 2015 | 5.5 | 2015-11-30 |  |  |  |  | 7427 | 2026-11-06 10:00 | 98.81 | 16.17 | 10 | FALSE | 0 | 0 | 0 | 0 | 0
Spain | ESP | 2015-11-06 10:00 | 2015-11-06 11:00 | 56.6 | 2015 | 5.5 | 2015-11-30 |  |  |  |  | 7428 | 2026-11-06 11:00 | 98.81 | 16.17 | 11 | FALSE | 0 | 0 | 0 | 0 | 0
Spain | ESP | 2015-11-06 11:00 | 2015-11-06 12:00 | 56.1 | 2015 | 5.5 | 2015-11-30 |  |  |  |  | 7429 | 2026-11-06 12:00 | 98.81 | 16.17 | 12 | FALSE | 0 | 0 | 0 | 0 | 0
Spain | ESP | 2015-11-06 12:00 | 2015-11-06 13:00 | 54.32 | 2015 | 5.5 | 2015-11-30 |  |  |  |  | 7430 | 2026-11-06 13:00 | 98.81 | 16.17 | 13 | FALSE | 0 | 0 | 0 | 0 | 0
Spain | ESP | 2015-11-06 13:00 | 2015-11-06 14:00 | 54.7 | 2015 | 5.5 | 2015-11-30 |  |  |  |  | 7431 | 2026-11-06 14:00 | 98.81 | 16.17 | 14 | FALSE | 0 | 0 | 0 | 0 | 0
Spain | ESP | 2015-11-06 14:00 | 2015-11-06 15:00 | 56.6 | 2015 | 5.5 | 2015-11-30 |  |  |  |  | 7432 | 2026-11-06 15:00 | 98.81 | 16.17 | 15 | FALSE | 0 | 0 | 0 | 0 | 0
Spain | ESP | 2015-11-06 15:00 | 2015-11-06 16:00 | 56.69 | 2015 | 5.5 | 2015-11-30 |  |  |  |  | 7433 | 2026-11-06 16:00 | 98.81 | 16.17 | 16 | FALSE | 0 | 0 | 0 | 0 | 0
Spain | ESP | 2015-11-06 16:00 | 2015-11-06 17:00 | 57 | 2015 | 5.5 | 2015-11-30 |  |  |  |  | 7434 | 2026-11-06 17:00 | 98.81 | 16.17 | 17 | FALSE | 0 | 0 | 0 | 0 | 0
Spain | ESP | 2015-11-06 17:00 | 2015-11-06 18:00 | 60.13 | 2015 | 5.5 | 2015-11-30 |  |  |  |  | 7435 | 2026-11-06 18:00 | 98.81 | 16.17 | 18 | FALSE | 0 | 0 | 0 | 0 | 0
Spain | ESP | 2015-11-06 18:00 | 2015-11-06 19:00 | 63.48 | 2015 | 5.5 | 2015-11-30 |  |  |  |  | 7436 | 2026-11-06 19:00 | 98.81 | 16.17 | 19 | FALSE | 0 | 0 | 0 | 0 | 0
Spain | ESP | 2015-11-06 19:00 | 2015-11-06 20:00 | 63.39 | 2015 | 5.5 | 2015-11-30 |  |  |  |  | 7437 | 2026-11-06 20:00 | 98.81 | 16.17 | 20 | FALSE | 0 | 0 | 0 | 0 | 0
Spain | ESP | 2015-11-06 20:00 | 2015-11-06 21:00 | 61.19 | 2015 | 5.5 | 2015-11-30 |  |  |  |  | 7438 | 2026-11-06 21:00 | 98.81 | 16.17 | 21 | FALSE | 0 | 0 | 0 | 0 | 0
Spain | ESP | 2015-11-06 21:00 | 2015-11-06 22:00 | 58.6 | 2015 | 5.5 | 2015-11-30 |  |  |  |  | 7439 | 2026-11-06 22:00 | 98.81 | 16.17 | 22 | FALSE | 0 | 0 | 0 | 0 | 0
Spain | ESP | 2015-11-06 22:00 | 2015-11-06 23:00 | 56.7 | 2015 | 5.5 | 2015-11-30 |  |  |  |  | 7440 | 2026-11-06 23:00 | 98.81 | 16.17 | 23 | FALSE | 0 | 0 | 0 | 0 | 0
Spain | ESP | 2015-11-06 23:00 | 2015-11-07 | 55.69 | 2015 | 5.5 | 2015-11-30 |  |  |  |  | 7441 | 2026-11-07 | 98.81 | 16.17 | 24 | TRUE | 98.81 | 24 | 98.81 | 0 | -988.1
Spain | ESP | 2015-11-07 | 2015-11-07 01:00 | 46.66 | 2015 | 5.5 | 2015-11-30 |  |  |  |  | 7442 | 2026-11-07 01:00 | 98.81 | 16.17 | 1 | FALSE | 0 | 0 | 0 | 0 | 0
Spain | ESP | 2015-11-07 01:00 | 2015-11-07 02:00 | 42.3 | 2015 | 5.5 | 2015-11-30 |  |  |  |  | 7443 | 2026-11-07 02:00 | 98.81 | 16.17 | 2 | FALSE | 0 | 0 | 0 | 0 | 0
Spain | ESP | 2015-11-07 02:00 | 2015-11-07 03:00 | 40.4 | 2015 | 5.5 | 2015-11-30 |  |  |  |  | 7444 | 2026-11-07 03:00 | 98.81 | 16.17 | 3 | FALSE | 0 | 0 | 0 | 0 | 0
Spain | ESP | 2015-11-07 03:00 | 2015-11-07 04:00 | 40.4 | 2015 | 5.5 | 2015-11-30 |  |  |  |  | 7445 | 2026-11-07 04:00 | 98.81 | 16.17 | 4 | FALSE | 0 | 0 | 0 | 0 | 0
Spain | ESP | 2015-11-07 04:00 | 2015-11-07 05:00 | 40.5 | 2015 | 5.5 | 2015-11-30 |  |  |  |  | 7446 | 2026-11-07 05:00 | 98.81 | 16.17 | 5 | FALSE | 0 | 0 | 0 | 0 | 0
Spain | ESP | 2015-11-07 05:00 | 2015-11-07 06:00 | 41.51 | 2015 | 5.5 | 2015-11-30 |  |  |  |  | 7447 | 2026-11-07 06:00 | 98.81 | 16.17 | 6 | FALSE | 0 | 0 | 0 | 0 | 0
Spain | ESP | 2015-11-07 06:00 | 2015-11-07 07:00 | 44 | 2015 | 5.5 | 2015-11-30 |  |  |  |  | 7448 | 2026-11-07 07:00 | 98.81 | 16.17 | 7 | FALSE | 0 | 0 | 0 | 0 | 0
Spain | ESP | 2015-11-07 07:00 | 2015-11-07 08:00 | 48.37 | 2015 | 5.5 | 2015-11-30 |  |  |  |  | 7449 | 2026-11-07 08:00 | 98.81 | 16.17 | 8 | FALSE | 0 | 0 | 0 | 0 | 0
Spain | ESP | 2015-11-07 08:00 | 2015-11-07 09:00 | 51.67 | 2015 | 5.5 | 2015-11-30 |  |  |  |  | 7450 | 2026-11-07 09:00 | 98.81 | 16.17 | 9 | FALSE | 0 | 0 | 0 | 0 | 0
Spain | ESP | 2015-11-07 09:00 | 2015-11-07 10:00 | 52.5 | 2015 | 5.5 | 2015-11-30 |  |  |  |  | 7451 | 2026-11-07 10:00 | 98.81 | 16.17 | 10 | FALSE | 0 | 0 | 0 | 0 | 0
Spain | ESP | 2015-11-07 10:00 | 2015-11-07 11:00 | 52 | 2015 | 5.5 | 2015-11-30 |  |  |  |  | 7452 | 2026-11-07 11:00 | 98.81 | 16.17 | 11 | FALSE | 0 | 0 | 0 | 0 | 0
Spain | ESP | 2015-11-07 11:00 | 2015-11-07 12:00 | 52.1 | 2015 | 5.5 | 2015-11-30 |  |  |  |  | 7453 | 2026-11-07 12:00 | 98.81 | 16.17 | 12 | FALSE | 0 | 0 | 0 | 0 | 0
Spain | ESP | 2015-11-07 12:00 | 2015-11-07 13:00 | 54.1 | 2015 | 5.5 | 2015-11-30 |  |  |  |  | 7454 | 2026-11-07 13:00 | 98.81 | 16.17 | 13 | FALSE | 0 | 0 | 0 | 0 | 0
Spain | ESP | 2015-11-07 13:00 | 2015-11-07 14:00 | 52.1 | 2015 | 5.5 | 2015-11-30 |  |  |  |  | 7455 | 2026-11-07 14:00 | 98.81 | 16.17 | 14 | FALSE | 0 | 0 | 0 | 0 | 0
Spain | ESP | 2015-11-07 14:00 | 2015-11-07 15:00 | 52.1 | 2015 | 5.5 | 2015-11-30 |  |  |  |  | 7456 | 2026-11-07 15:00 | 98.81 | 16.17 | 15 | FALSE | 0 | 0 | 0 | 0 | 0
Spain | ESP | 2015-11-07 15:00 | 2015-11-07 16:00 | 55.5 | 2015 | 5.5 | 2015-11-30 |  |  |  |  | 7457 | 2026-11-07 16:00 | 98.81 | 16.17 | 16 | FALSE | 0 | 0 | 0 | 0 | 0
Spain | ESP | 2015-11-07 16:00 | 2015-11-07 17:00 | 56.51 | 2015 | 5.5 | 2015-11-30 |  |  |  |  | 7458 | 2026-11-07 17:00 | 98.81 | 16.17 | 17 | FALSE | 0 | 0 | 0 | 0 | 0
Spain | ESP | 2015-11-07 17:00 | 2015-11-07 18:00 | 58.1 | 2015 | 5.5 | 2015-11-30 |  |  |  |  | 7459 | 2026-11-07 18:00 | 98.81 | 16.17 | 18 | FALSE | 0 | 0 | 0 | 0 | 0
Spain | ESP | 2015-11-07 18:00 | 2015-11-07 19:00 | 57.78 | 2015 | 5.5 | 2015-11-30 |  |  |  |  | 7460 | 2026-11-07 19:00 | 98.81 | 16.17 | 19 | FALSE | 0 | 0 | 0 | 0 | 0
Spain | ESP | 2015-11-07 19:00 | 2015-11-07 20:00 | 57.19 | 2015 | 5.5 | 2015-11-30 |  |  |  |  | 7461 | 2026-11-07 20:00 | 98.81 | 16.17 | 20 | FALSE | 0 | 0 | 0 | 0 | 0
Spain | ESP | 2015-11-07 20:00 | 2015-11-07 21:00 | 56.69 | 2015 | 5.5 | 2015-11-30 |  |  |  |  | 7462 | 2026-11-07 21:00 | 98.81 | 16.17 | 21 | FALSE | 0 | 0 | 0 | 0 | 0
Spain | ESP | 2015-11-07 21:00 | 2015-11-07 22:00 | 55.69 | 2015 | 5.5 | 2015-11-30 |  |  |  |  | 7463 | 2026-11-07 22:00 | 98.81 | 16.17 | 22 | FALSE | 0 | 0 | 0 | 0 | 0
Spain | ESP | 2015-11-07 22:00 | 2015-11-07 23:00 | 46.66 | 2015 | 5.5 | 2015-11-30 |  |  |  |  | 7464 | 2026-11-07 23:00 | 98.81 | 16.17 | 23 | FALSE | 0 | 0 | 0 | 0 | 0
Spain | ESP | 2015-11-07 23:00 | 2015-11-08 | 40.2 | 2015 | 5.5 | 2015-11-30 |  |  |  |  | 7465 | 2026-11-08 | 98.81 | 16.17 | 24 | TRUE | 98.81 | 24 | 98.81 | 0 | -988.1
Spain | ESP | 2015-11-08 | 2015-11-08 01:00 | 35.19 | 2015 | 5.5 | 2015-11-30 |  |  |  |  | 7466 | 2026-11-08 01:00 | 98.81 | 16.17 | 1 | FALSE | 0 | 0 | 0 | 0 | 0
Spain | ESP | 2015-11-08 01:00 | 2015-11-08 02:00 | 30.16 | 2015 | 5.5 | 2015-11-30 |  |  |  |  | 7467 | 2026-11-08 02:00 | 98.81 | 16.17 | 2 | FALSE | 0 | 0 | 0 | 0 | 0
Spain | ESP | 2015-11-08 02:00 | 2015-11-08 03:00 | 28.01 | 2015 | 5.5 | 2015-11-30 |  |  |  |  | 7468 | 2026-11-08 03:00 | 98.81 | 16.17 | 3 | FALSE | 0 | 0 | 0 | 0 | 0
Spain | ESP | 2015-11-08 03:00 | 2015-11-08 04:00 | 26.2 | 2015 | 5.5 | 2015-11-30 |  |  |  |  | 7469 | 2026-11-08 04:00 | 98.81 | 16.17 | 4 | FALSE | 0 | 0 | 0 | 0 | 0
Spain | ESP | 2015-11-08 04:00 | 2015-11-08 05:00 | 26.38 | 2015 | 5.5 | 2015-11-30 |  |  |  |  | 7470 | 2026-11-08 05:00 | 98.81 | 16.17 | 5 | FALSE | 0 | 0 | 0 | 0 | 0
Spain | ESP | 2015-11-08 05:00 | 2015-11-08 06:00 | 26.42 | 2015 | 5.5 | 2015-11-30 |  |  |  |  | 7471 | 2026-11-08 06:00 | 98.81 | 16.17 | 6 | FALSE | 0 | 0 | 0 | 0 | 0
Spain | ESP | 2015-11-08 06:00 | 2015-11-08 07:00 | 26.51 | 2015 | 5.5 | 2015-11-30 |  |  |  |  | 7472 | 2026-11-08 07:00 | 98.81 | 16.17 | 7 | FALSE | 0 | 0 | 0 | 0 | 0
Spain | ESP | 2015-11-08 07:00 | 2015-11-08 08:00 | 28.01 | 2015 | 5.5 | 2015-11-30 |  |  |  |  | 7473 | 2026-11-08 08:00 | 98.81 | 16.17 | 8 | FALSE | 0 | 0 | 0 | 0 | 0
Spain | ESP | 2015-11-08 08:00 | 2015-11-08 09:00 | 34.43 | 2015 | 5.5 | 2015-11-30 |  |  |  |  | 7474 | 2026-11-08 09:00 | 98.81 | 16.17 | 9 | FALSE | 0 | 0 | 0 | 0 | 0
Spain | ESP | 2015-11-08 09:00 | 2015-11-08 10:00 | 36.69 | 2015 | 5.5 | 2015-11-30 |  |  |  |  | 7475 | 2026-11-08 10:00 | 98.81 | 16.17 | 10 | FALSE | 0 | 0 | 0 | 0 | 0
Spain | ESP | 2015-11-08 10:00 | 2015-11-08 11:00 | 37.65 | 2015 | 5.5 | 2015-11-30 |  |  |  |  | 7476 | 2026-11-08 11:00 | 98.81 | 16.17 | 11 | FALSE | 0 | 0 | 0 | 0 | 0
Spain | ESP | 2015-11-08 11:00 | 2015-11-08 12:00 | 38.45 | 2015 | 5.5 | 2015-11-30 |  |  |  |  | 7477 | 2026-11-08 12:00 | 98.81 | 16.17 | 12 | FALSE | 0 | 0 | 0 | 0 | 0
Spain | ESP | 2015-11-08 12:00 | 2015-11-08 13:00 | 38.75 | 2015 | 5.5 | 2015-11-30 |  |  |  |  | 7478 | 2026-11-08 13:00 | 98.81 | 16.17 | 13 | FALSE | 0 | 0 | 0 | 0 | 0
Spain | ESP | 2015-11-08 13:00 | 2015-11-08 14:00 | 39.01 | 2015 | 5.5 | 2015-11-30 |  |  |  |  | 7479 | 2026-11-08 14:00 | 98.81 | 16.17 | 14 | FALSE | 0 | 0 | 0 | 0 | 0
Spain | ESP | 2015-11-08 14:00 | 2015-11-08 15:00 | 37.3 | 2015 | 5.5 | 2015-11-30 |  |  |  |  | 7480 | 2026-11-08 15:00 | 98.81 | 16.17 | 15 | FALSE | 0 | 0 | 0 | 0 | 0
Spain | ESP | 2015-11-08 15:00 | 2015-11-08 16:00 | 37.2 | 2015 | 5.5 | 2015-11-30 |  |  |  |  | 7481 | 2026-11-08 16:00 | 98.81 | 16.17 | 16 | FALSE | 0 | 0 | 0 | 0 | 0
Spain | ESP | 2015-11-08 16:00 | 2015-11-08 17:00 | 44.03 | 2015 | 5.5 | 2015-11-30 |  |  |  |  | 7482 | 2026-11-08 17:00 | 98.81 | 16.17 | 17 | FALSE | 0 | 0 | 0 | 0 | 0
Spain | ESP | 2015-11-08 17:00 | 2015-11-08 18:00 | 55.69 | 2015 | 5.5 | 2015-11-30 |  |  |  |  | 7483 | 2026-11-08 18:00 | 98.81 | 16.17 | 18 | FALSE | 0 | 0 | 0 | 0 | 0
Spain | ESP | 2015-11-08 18:00 | 2015-11-08 19:00 | 60.01 | 2015 | 5.5 | 2015-11-30 |  |  |  |  | 7484 | 2026-11-08 19:00 | 98.81 | 16.17 | 19 | FALSE | 0 | 0 | 0 | 0 | 0
Spain | ESP | 2015-11-08 19:00 | 2015-11-08 20:00 | 63.03 | 2015 | 5.5 | 2015-11-30 |  |  |  |  | 7485 | 2026-11-08 20:00 | 98.81 | 16.17 | 20 | FALSE | 0 | 0 | 0 | 0 | 0
Spain | ESP | 2015-11-08 20:00 | 2015-11-08 21:00 | 64.69 | 2015 | 5.5 | 2015-11-30 |  |  |  |  | 7486 | 2026-11-08 21:00 | 98.81 | 16.17 | 21 | FALSE | 0 | 0 | 0 | 0 | 0
Spain | ESP | 2015-11-08 21:00 | 2015-11-08 22:00 | 60.01 | 2015 | 5.5 | 2015-11-30 |  |  |  |  | 7487 | 2026-11-08 22:00 | 98.81 | 16.17 | 22 | FALSE | 0 | 0 | 0 | 0 | 0
Spain | ESP | 2015-11-08 22:00 | 2015-11-08 23:00 | 56.7 | 2015 | 5.5 | 2015-11-30 |  |  |  |  | 7488 | 2026-11-08 23:00 | 98.81 | 16.17 | 23 | FALSE | 0 | 0 | 0 | 0 | 0
Spain | ESP | 2015-11-08 23:00 | 2015-11-09 | 56.7 | 2015 | 5.5 | 2015-11-30 |  |  |  |  | 7489 | 2026-11-09 | 98.81 | 16.17 | 24 | TRUE | 98.81 | 24 | 98.81 | 0 | -988.1
Spain | ESP | 2015-11-09 | 2015-11-09 01:00 | 54.61 | 2015 | 5.5 | 2015-11-30 |  |  |  |  | 7490 | 2026-11-09 01:00 | 98.81 | 16.17 | 1 | FALSE | 0 | 0 | 0 | 0 | 0
Spain | ESP | 2015-11-09 01:00 | 2015-11-09 02:00 | 50.07 | 2015 | 5.5 | 2015-11-30 |  |  |  |  | 7491 | 2026-11-09 02:00 | 98.81 | 16.17 | 2 | FALSE | 0 | 0 | 0 | 0 | 0
Spain | ESP | 2015-11-09 02:00 | 2015-11-09 03:00 | 46.85 | 2015 | 5.5 | 2015-11-30 |  |  |  |  | 7492 | 2026-11-09 03:00 | 98.81 | 16.17 | 3 | FALSE | 0 | 0 | 0 | 0 | 0
Spain | ESP | 2015-11-09 03:00 | 2015-11-09 04:00 | 46 | 2015 | 5.5 | 2015-11-30 |  |  |  |  | 7493 | 2026-11-09 04:00 | 98.81 | 16.17 | 4 | FALSE | 0 | 0 | 0 | 0 | 0
Spain | ESP | 2015-11-09 04:00 | 2015-11-09 05:00 | 47.44 | 2015 | 5.5 | 2015-11-30 |  |  |  |  | 7494 | 2026-11-09 05:00 | 98.81 | 16.17 | 5 | FALSE | 0 | 0 | 0 | 0 | 0
Spain | ESP | 2015-11-09 05:00 | 2015-11-09 06:00 | 56.6 | 2015 | 5.5 | 2015-11-30 |  |  |  |  | 7495 | 2026-11-09 06:00 | 98.81 | 16.17 | 6 | FALSE | 0 | 0 | 0 | 0 | 0
Spain | ESP | 2015-11-09 06:00 | 2015-11-09 07:00 | 58.8 | 2015 | 5.5 | 2015-11-30 |  |  |  |  | 7496 | 2026-11-09 07:00 | 98.81 | 16.17 | 7 | FALSE | 0 | 0 | 0 | 0 | 0
Spain | ESP | 2015-11-09 07:00 | 2015-11-09 08:00 | 59.59 | 2015 | 5.5 | 2015-11-30 |  |  |  |  | 7497 | 2026-11-09 08:00 | 98.81 | 16.17 | 8 | FALSE | 0 | 0 | 0 | 0 | 0
Spain | ESP | 2015-11-09 08:00 | 2015-11-09 09:00 | 62 | 2015 | 5.5 | 2015-11-30 |  |  |  |  | 7498 | 2026-11-09 09:00 | 98.81 | 16.17 | 9 | FALSE | 0 | 0 | 0 | 0 | 0
Spain | ESP | 2015-11-09 09:00 | 2015-11-09 10:00 | 61 | 2015 | 5.5 | 2015-11-30 |  |  |  |  | 7499 | 2026-11-09 10:00 | 98.81 | 16.17 | 10 | FALSE | 0 | 0 | 0 | 0 | 0
Spain | ESP | 2015-11-09 10:00 | 2015-11-09 11:00 | 59.59 | 2015 | 5.5 | 2015-11-30 |  |  |  |  | 7500 | 2026-11-09 11:00 | 98.81 | 16.17 | 11 | FALSE | 0 | 0 | 0 | 0 | 0
Spain | ESP | 2015-11-09 11:00 | 2015-11-09 12:00 | 60.01 | 2015 | 5.5 | 2015-11-30 |  |  |  |  | 7501 | 2026-11-09 12:00 | 98.81 | 16.17 | 12 | FALSE | 0 | 0 | 0 | 0 | 0
Spain | ESP | 2015-11-09 12:00 | 2015-11-09 13:00 | 59.59 | 2015 | 5.5 | 2015-11-30 |  |  |  |  | 7502 | 2026-11-09 13:00 | 98.81 | 16.17 | 13 | FALSE | 0 | 0 | 0 | 0 | 0
Spain | ESP | 2015-11-09 13:00 | 2015-11-09 14:00 | 58.63 | 2015 | 5.5 | 2015-11-30 |  |  |  |  | 7503 | 2026-11-09 14:00 | 98.81 | 16.17 | 14 | FALSE | 0 | 0 | 0 | 0 | 0
Spain | ESP | 2015-11-09 14:00 | 2015-11-09 15:00 | 58.1 | 2015 | 5.5 | 2015-11-30 |  |  |  |  | 7504 | 2026-11-09 15:00 | 98.81 | 16.17 | 15 | FALSE | 0 | 0 | 0 | 0 | 0
Spain | ESP | 2015-11-09 15:00 | 2015-11-09 16:00 | 58.69 | 2015 | 5.5 | 2015-11-30 |  |  |  |  | 7505 | 2026-11-09 16:00 | 98.81 | 16.17 | 16 | FALSE | 0 | 0 | 0 | 0 | 0
Spain | ESP | 2015-11-09 16:00 | 2015-11-09 17:00 | 60.83 | 2015 | 5.5 | 2015-11-30 |  |  |  |  | 7506 | 2026-11-09 17:00 | 98.81 | 16.17 | 17 | FALSE | 0 | 0 | 0 | 0 | 0
Spain | ESP | 2015-11-09 17:00 | 2015-11-09 18:00 | 65 | 2015 | 5.5 | 2015-11-30 |  |  |  |  | 7507 | 2026-11-09 18:00 | 98.81 | 16.17 | 18 | FALSE | 0 | 0 | 0 | 0 | 0
Spain | ESP | 2015-11-09 18:00 | 2015-11-09 19:00 | 67.48 | 2015 | 5.5 | 2015-11-30 |  |  |  |  | 7508 | 2026-11-09 19:00 | 98.81 | 16.17 | 19 | FALSE | 0 | 0 | 0 | 0 | 0
Spain | ESP | 2015-11-09 19:00 | 2015-11-09 20:00 | 67.48 | 2015 | 5.5 | 2015-11-30 |  |  |  |  | 7509 | 2026-11-09 20:00 | 98.81 | 16.17 | 20 | FALSE | 0 | 0 | 0 | 0 | 0
Spain | ESP | 2015-11-09 20:00 | 2015-11-09 21:00 | 65.19 | 2015 | 5.5 | 2015-11-30 |  |  |  |  | 7510 | 2026-11-09 21:00 | 98.81 | 16.17 | 21 | FALSE | 0 | 0 | 0 | 0 | 0
Spain | ESP | 2015-11-09 21:00 | 2015-11-09 22:00 | 59.5 | 2015 | 5.5 | 2015-11-30 |  |  |  |  | 7511 | 2026-11-09 22:00 | 98.81 | 16.17 | 22 | FALSE | 0 | 0 | 0 | 0 | 0
Spain | ESP | 2015-11-09 22:00 | 2015-11-09 23:00 | 56.69 | 2015 | 5.5 | 2015-11-30 |  |  |  |  | 7512 | 2026-11-09 23:00 | 98.81 | 16.17 | 23 | FALSE | 0 | 0 | 0 | 0 | 0
Spain | ESP | 2015-11-09 23:00 | 2015-11-10 | 58.51 | 2015 | 5.5 | 2015-11-30 |  |  |  |  | 7513 | 2026-11-10 | 98.81 | 16.17 | 24 | TRUE | 98.81 | 24 | 98.81 | 0 | -988.1
Spain | ESP | 2015-11-10 | 2015-11-10 01:00 | 53.5 | 2015 | 5.5 | 2015-11-30 |  |  |  |  | 7514 | 2026-11-10 01:00 | 98.81 | 16.17 | 1 | FALSE | 0 | 0 | 0 | 0 | 0
Spain | ESP | 2015-11-10 01:00 | 2015-11-10 02:00 | 49.23 | 2015 | 5.5 | 2015-11-30 |  |  |  |  | 7515 | 2026-11-10 02:00 | 98.81 | 16.17 | 2 | FALSE | 0 | 0 | 0 | 0 | 0
Spain | ESP | 2015-11-10 02:00 | 2015-11-10 03:00 | 48.92 | 2015 | 5.5 | 2015-11-30 |  |  |  |  | 7516 | 2026-11-10 03:00 | 98.81 | 16.17 | 3 | FALSE | 0 | 0 | 0 | 0 | 0
Spain | ESP | 2015-11-10 03:00 | 2015-11-10 04:00 | 48.54 | 2015 | 5.5 | 2015-11-30 |  |  |  |  | 7517 | 2026-11-10 04:00 | 98.81 | 16.17 | 4 | FALSE | 0 | 0 | 0 | 0 | 0
Spain | ESP | 2015-11-10 04:00 | 2015-11-10 05:00 | 49.23 | 2015 | 5.5 | 2015-11-30 |  |  |  |  | 7518 | 2026-11-10 05:00 | 98.81 | 16.17 | 5 | FALSE | 0 | 0 | 0 | 0 | 0
Spain | ESP | 2015-11-10 05:00 | 2015-11-10 06:00 | 56.57 | 2015 | 5.5 | 2015-11-30 |  |  |  |  | 7519 | 2026-11-10 06:00 | 98.81 | 16.17 | 6 | FALSE | 0 | 0 | 0 | 0 | 0
Spain | ESP | 2015-11-10 06:00 | 2015-11-10 07:00 | 60.58 | 2015 | 5.5 | 2015-11-30 |  |  |  |  | 7520 | 2026-11-10 07:00 | 98.81 | 16.17 | 7 | FALSE | 0 | 0 | 0 | 0 | 0
Spain | ESP | 2015-11-10 07:00 | 2015-11-10 08:00 | 62 | 2015 | 5.5 | 2015-11-30 |  |  |  |  | 7521 | 2026-11-10 08:00 | 98.81 | 16.17 | 8 | FALSE | 0 | 0 | 0 | 0 | 0
Spain | ESP | 2015-11-10 08:00 | 2015-11-10 09:00 | 63 | 2015 | 5.5 | 2015-11-30 |  |  |  |  | 7522 | 2026-11-10 09:00 | 98.81 | 16.17 | 9 | FALSE | 0 | 0 | 0 | 0 | 0
Spain | ESP | 2015-11-10 09:00 | 2015-11-10 10:00 | 61.96 | 2015 | 5.5 | 2015-11-30 |  |  |  |  | 7523 | 2026-11-10 10:00 | 98.81 | 16.17 | 10 | FALSE | 0 | 0 | 0 | 0 | 0
Spain | ESP | 2015-11-10 10:00 | 2015-11-10 11:00 | 60.3 | 2015 | 5.5 | 2015-11-30 |  |  |  |  | 7524 | 2026-11-10 11:00 | 98.81 | 16.17 | 11 | FALSE | 0 | 0 | 0 | 0 | 0
Spain | ESP | 2015-11-10 11:00 | 2015-11-10 12:00 | 60.9 | 2015 | 5.5 | 2015-11-30 |  |  |  |  | 7525 | 2026-11-10 12:00 | 98.81 | 16.17 | 12 | FALSE | 0 | 0 | 0 | 0 | 0
Spain | ESP | 2015-11-10 12:00 | 2015-11-10 13:00 | 60.01 | 2015 | 5.5 | 2015-11-30 |  |  |  |  | 7526 | 2026-11-10 13:00 | 98.81 | 16.17 | 13 | FALSE | 0 | 0 | 0 | 0 | 0
Spain | ESP | 2015-11-10 13:00 | 2015-11-10 14:00 | 59.48 | 2015 | 5.5 | 2015-11-30 |  |  |  |  | 7527 | 2026-11-10 14:00 | 98.81 | 16.17 | 14 | FALSE | 0 | 0 | 0 | 0 | 0
Spain | ESP | 2015-11-10 14:00 | 2015-11-10 15:00 | 59.01 | 2015 | 5.5 | 2015-11-30 |  |  |  |  | 7528 | 2026-11-10 15:00 | 98.81 | 16.17 | 15 | FALSE | 0 | 0 | 0 | 0 | 0
Spain | ESP | 2015-11-10 15:00 | 2015-11-10 16:00 | 59.76 | 2015 | 5.5 | 2015-11-30 |  |  |  |  | 7529 | 2026-11-10 16:00 | 98.81 | 16.17 | 16 | FALSE | 0 | 0 | 0 | 0 | 0
Spain | ESP | 2015-11-10 16:00 | 2015-11-10 17:00 | 61.01 | 2015 | 5.5 | 2015-11-30 |  |  |  |  | 7530 | 2026-11-10 17:00 | 98.81 | 16.17 | 17 | FALSE | 0 | 0 | 0 | 0 | 0
Spain | ESP | 2015-11-10 17:00 | 2015-11-10 18:00 | 66.69 | 2015 | 5.5 | 2015-11-30 |  |  |  |  | 7531 | 2026-11-10 18:00 | 98.81 | 16.17 | 18 | FALSE | 0 | 0 | 0 | 0 | 0
Spain | ESP | 2015-11-10 18:00 | 2015-11-10 19:00 | 69.49 | 2015 | 5.5 | 2015-11-30 |  |  |  |  | 7532 | 2026-11-10 19:00 | 98.81 | 16.17 | 19 | FALSE | 0 | 0 | 0 | 0 | 0
Spain | ESP | 2015-11-10 19:00 | 2015-11-10 20:00 | 69.49 | 2015 | 5.5 | 2015-11-30 |  |  |  |  | 7533 | 2026-11-10 20:00 | 98.81 | 16.17 | 20 | FALSE | 0 | 0 | 0 | 0 | 0
Spain | ESP | 2015-11-10 20:00 | 2015-11-10 21:00 | 66.53 | 2015 | 5.5 | 2015-11-30 |  |  |  |  | 7534 | 2026-11-10 21:00 | 98.81 | 16.17 | 21 | FALSE | 0 | 0 | 0 | 0 | 0
Spain | ESP | 2015-11-10 21:00 | 2015-11-10 22:00 | 62.6 | 2015 | 5.5 | 2015-11-30 |  |  |  |  | 7535 | 2026-11-10 22:00 | 98.81 | 16.17 | 22 | FALSE | 0 | 0 | 0 | 0 | 0
Spain | ESP | 2015-11-10 22:00 | 2015-11-10 23:00 | 59.3 | 2015 | 5.5 | 2015-11-30 |  |  |  |  | 7536 | 2026-11-10 23:00 | 98.81 | 16.17 | 23 | FALSE | 0 | 0 | 0 | 0 | 0
Spain | ESP | 2015-11-10 23:00 | 2015-11-11 | 59.76 | 2015 | 5.5 | 2015-11-30 |  |  |  |  | 7537 | 2026-11-11 | 98.81 | 16.17 | 24 | TRUE | 98.81 | 24 | 98.81 | 0 | -988.1
Spain | ESP | 2015-11-11 | 2015-11-11 01:00 | 55.2 | 2015 | 5.5 | 2015-11-30 |  |  |  |  | 7538 | 2026-11-11 01:00 | 98.81 | 16.17 | 1 | FALSE | 0 | 0 | 0 | 0 | 0
Spain | ESP | 2015-11-11 01:00 | 2015-11-11 02:00 | 52.38 | 2015 | 5.5 | 2015-11-30 |  |  |  |  | 7539 | 2026-11-11 02:00 | 98.81 | 16.17 | 2 | FALSE | 0 | 0 | 0 | 0 | 0
Spain | ESP | 2015-11-11 02:00 | 2015-11-11 03:00 | 49.23 | 2015 | 5.5 | 2015-11-30 |  |  |  |  | 7540 | 2026-11-11 03:00 | 98.81 | 16.17 | 3 | FALSE | 0 | 0 | 0 | 0 | 0
Spain | ESP | 2015-11-11 03:00 | 2015-11-11 04:00 | 49.23 | 2015 | 5.5 | 2015-11-30 |  |  |  |  | 7541 | 2026-11-11 04:00 | 98.81 | 16.17 | 4 | FALSE | 0 | 0 | 0 | 0 | 0
Spain | ESP | 2015-11-11 04:00 | 2015-11-11 05:00 | 50 | 2015 | 5.5 | 2015-11-30 |  |  |  |  | 7542 | 2026-11-11 05:00 | 98.81 | 16.17 | 5 | FALSE | 0 | 0 | 0 | 0 | 0
Spain | ESP | 2015-11-11 05:00 | 2015-11-11 06:00 | 56.7 | 2015 | 5.5 | 2015-11-30 |  |  |  |  | 7543 | 2026-11-11 06:00 | 98.81 | 16.17 | 6 | FALSE | 0 | 0 | 0 | 0 | 0
Spain | ESP | 2015-11-11 06:00 | 2015-11-11 07:00 | 61.6 | 2015 | 5.5 | 2015-11-30 |  |  |  |  | 7544 | 2026-11-11 07:00 | 98.81 | 16.17 | 7 | FALSE | 0 | 0 | 0 | 0 | 0
Spain | ESP | 2015-11-11 07:00 | 2015-11-11 08:00 | 62.01 | 2015 | 5.5 | 2015-11-30 |  |  |  |  | 7545 | 2026-11-11 08:00 | 98.81 | 16.17 | 8 | FALSE | 0 | 0 | 0 | 0 | 0
Spain | ESP | 2015-11-11 08:00 | 2015-11-11 09:00 | 64.02 | 2015 | 5.5 | 2015-11-30 |  |  |  |  | 7546 | 2026-11-11 09:00 | 98.81 | 16.17 | 9 | FALSE | 0 | 0 | 0 | 0 | 0
Spain | ESP | 2015-11-11 09:00 | 2015-11-11 10:00 | 63.12 | 2015 | 5.5 | 2015-11-30 |  |  |  |  | 7547 | 2026-11-11 10:00 | 98.81 | 16.17 | 10 | FALSE | 0 | 0 | 0 | 0 | 0
Spain | ESP | 2015-11-11 10:00 | 2015-11-11 11:00 | 61.6 | 2015 | 5.5 | 2015-11-30 |  |  |  |  | 7548 | 2026-11-11 11:00 | 98.81 | 16.17 | 11 | FALSE | 0 | 0 | 0 | 0 | 0
Spain | ESP | 2015-11-11 11:00 | 2015-11-11 12:00 | 60.69 | 2015 | 5.5 | 2015-11-30 |  |  |  |  | 7549 | 2026-11-11 12:00 | 98.81 | 16.17 | 12 | FALSE | 0 | 0 | 0 | 0 | 0
Spain | ESP | 2015-11-11 12:00 | 2015-11-11 13:00 | 60.69 | 2015 | 5.5 | 2015-11-30 |  |  |  |  | 7550 | 2026-11-11 13:00 | 98.81 | 16.17 | 13 | FALSE | 0 | 0 | 0 | 0 | 0
Spain | ESP | 2015-11-11 13:00 | 2015-11-11 14:00 | 59.02 | 2015 | 5.5 | 2015-11-30 |  |  |  |  | 7551 | 2026-11-11 14:00 | 98.81 | 16.17 | 14 | FALSE | 0 | 0 | 0 | 0 | 0
Spain | ESP | 2015-11-11 14:00 | 2015-11-11 15:00 | 58.69 | 2015 | 5.5 | 2015-11-30 |  |  |  |  | 7552 | 2026-11-11 15:00 | 98.81 | 16.17 | 15 | FALSE | 0 | 0 | 0 | 0 | 0
Spain | ESP | 2015-11-11 15:00 | 2015-11-11 16:00 | 59.48 | 2015 | 5.5 | 2015-11-30 |  |  |  |  | 7553 | 2026-11-11 16:00 | 98.81 | 16.17 | 16 | FALSE | 0 | 0 | 0 | 0 | 0
Spain | ESP | 2015-11-11 16:00 | 2015-11-11 17:00 | 62.1 | 2015 | 5.5 | 2015-11-30 |  |  |  |  | 7554 | 2026-11-11 17:00 | 98.81 | 16.17 | 17 | FALSE | 0 | 0 | 0 | 0 | 0
Spain | ESP | 2015-11-11 17:00 | 2015-11-11 18:00 | 66.19 | 2015 | 5.5 | 2015-11-30 |  |  |  |  | 7555 | 2026-11-11 18:00 | 98.81 | 16.17 | 18 | FALSE | 0 | 0 | 0 | 0 | 0
Spain | ESP | 2015-11-11 18:00 | 2015-11-11 19:00 | 68.7 | 2015 | 5.5 | 2015-11-30 |  |  |  |  | 7556 | 2026-11-11 19:00 | 98.81 | 16.17 | 19 | FALSE | 0 | 0 | 0 | 0 | 0
Spain | ESP | 2015-11-11 19:00 | 2015-11-11 20:00 | 68.95 | 2015 | 5.5 | 2015-11-30 |  |  |  |  | 7557 | 2026-11-11 20:00 | 98.81 | 16.17 | 20 | FALSE | 0 | 0 | 0 | 0 | 0
Spain | ESP | 2015-11-11 20:00 | 2015-11-11 21:00 | 66.5 | 2015 | 5.5 | 2015-11-30 |  |  |  |  | 7558 | 2026-11-11 21:00 | 98.81 | 16.17 | 21 | FALSE | 0 | 0 | 0 | 0 | 0
Spain | ESP | 2015-11-11 21:00 | 2015-11-11 22:00 | 62.1 | 2015 | 5.5 | 2015-11-30 |  |  |  |  | 7559 | 2026-11-11 22:00 | 98.81 | 16.17 | 22 | FALSE | 0 | 0 | 0 | 0 | 0
Spain | ESP | 2015-11-11 22:00 | 2015-11-11 23:00 | 58.51 | 2015 | 5.5 | 2015-11-30 |  |  |  |  | 7560 | 2026-11-11 23:00 | 98.81 | 16.17 | 23 | FALSE | 0 | 0 | 0 | 0 | 0
Spain | ESP | 2015-11-11 23:00 | 2015-11-12 | 59.3 | 2015 | 5.5 | 2015-11-30 |  |  |  |  | 7561 | 2026-11-12 | 98.81 | 16.17 | 24 | TRUE | 98.81 | 24 | 98.81 | 0 | -988.1
Spain | ESP | 2015-11-12 | 2015-11-12 01:00 | 56.7 | 2015 | 5.5 | 2015-11-30 |  |  |  |  | 7562 | 2026-11-12 01:00 | 98.81 | 16.17 | 1 | FALSE | 0 | 0 | 0 | 0 | 0
Spain | ESP | 2015-11-12 01:00 | 2015-11-12 02:00 | 55 | 2015 | 5.5 | 2015-11-30 |  |  |  |  | 7563 | 2026-11-12 02:00 | 98.81 | 16.17 | 2 | FALSE | 0 | 0 | 0 | 0 | 0
Spain | ESP | 2015-11-12 02:00 | 2015-11-12 03:00 | 53 | 2015 | 5.5 | 2015-11-30 |  |  |  |  | 7564 | 2026-11-12 03:00 | 98.81 | 16.17 | 3 | FALSE | 0 | 0 | 0 | 0 | 0
Spain | ESP | 2015-11-12 03:00 | 2015-11-12 04:00 | 52.3 | 2015 | 5.5 | 2015-11-30 |  |  |  |  | 7565 | 2026-11-12 04:00 | 98.81 | 16.17 | 4 | FALSE | 0 | 0 | 0 | 0 | 0
Spain | ESP | 2015-11-12 04:00 | 2015-11-12 05:00 | 54.2 | 2015 | 5.5 | 2015-11-30 |  |  |  |  | 7566 | 2026-11-12 05:00 | 98.81 | 16.17 | 5 | FALSE | 0 | 0 | 0 | 0 | 0
Spain | ESP | 2015-11-12 05:00 | 2015-11-12 06:00 | 56.82 | 2015 | 5.5 | 2015-11-30 |  |  |  |  | 7567 | 2026-11-12 06:00 | 98.81 | 16.17 | 6 | FALSE | 0 | 0 | 0 | 0 | 0
Spain | ESP | 2015-11-12 06:00 | 2015-11-12 07:00 | 60.12 | 2015 | 5.5 | 2015-11-30 |  |  |  |  | 7568 | 2026-11-12 07:00 | 98.81 | 16.17 | 7 | FALSE | 0 | 0 | 0 | 0 | 0
Spain | ESP | 2015-11-12 07:00 | 2015-11-12 08:00 | 60.12 | 2015 | 5.5 | 2015-11-30 |  |  |  |  | 7569 | 2026-11-12 08:00 | 98.81 | 16.17 | 8 | FALSE | 0 | 0 | 0 | 0 | 0
Spain | ESP | 2015-11-12 08:00 | 2015-11-12 09:00 | 62 | 2015 | 5.5 | 2015-11-30 |  |  |  |  | 7570 | 2026-11-12 09:00 | 98.81 | 16.17 | 9 | FALSE | 0 | 0 | 0 | 0 | 0
Spain | ESP | 2015-11-12 09:00 | 2015-11-12 10:00 | 60.83 | 2015 | 5.5 | 2015-11-30 |  |  |  |  | 7571 | 2026-11-12 10:00 | 98.81 | 16.17 | 10 | FALSE | 0 | 0 | 0 | 0 | 0
Spain | ESP | 2015-11-12 10:00 | 2015-11-12 11:00 | 60.6 | 2015 | 5.5 | 2015-11-30 |  |  |  |  | 7572 | 2026-11-12 11:00 | 98.81 | 16.17 | 11 | FALSE | 0 | 0 | 0 | 0 | 0
Spain | ESP | 2015-11-12 11:00 | 2015-11-12 12:00 | 60.69 | 2015 | 5.5 | 2015-11-30 |  |  |  |  | 7573 | 2026-11-12 12:00 | 98.81 | 16.17 | 12 | FALSE | 0 | 0 | 0 | 0 | 0
Spain | ESP | 2015-11-12 12:00 | 2015-11-12 13:00 | 60 | 2015 | 5.5 | 2015-11-30 |  |  |  |  | 7574 | 2026-11-12 13:00 | 98.81 | 16.17 | 13 | FALSE | 0 | 0 | 0 | 0 | 0
Spain | ESP | 2015-11-12 13:00 | 2015-11-12 14:00 | 58.8 | 2015 | 5.5 | 2015-11-30 |  |  |  |  | 7575 | 2026-11-12 14:00 | 98.81 | 16.17 | 14 | FALSE | 0 | 0 | 0 | 0 | 0
Spain | ESP | 2015-11-12 14:00 | 2015-11-12 15:00 | 58.51 | 2015 | 5.5 | 2015-11-30 |  |  |  |  | 7576 | 2026-11-12 15:00 | 98.81 | 16.17 | 15 | FALSE | 0 | 0 | 0 | 0 | 0
Spain | ESP | 2015-11-12 15:00 | 2015-11-12 16:00 | 59.48 | 2015 | 5.5 | 2015-11-30 |  |  |  |  | 7577 | 2026-11-12 16:00 | 98.81 | 16.17 | 16 | FALSE | 0 | 0 | 0 | 0 | 0
Spain | ESP | 2015-11-12 16:00 | 2015-11-12 17:00 | 63.83 | 2015 | 5.5 | 2015-11-30 |  |  |  |  | 7578 | 2026-11-12 17:00 | 98.81 | 16.17 | 17 | FALSE | 0 | 0 | 0 | 0 | 0
Spain | ESP | 2015-11-12 17:00 | 2015-11-12 18:00 | 69.49 | 2015 | 5.5 | 2015-11-30 |  |  |  |  | 7579 | 2026-11-12 18:00 | 98.81 | 16.17 | 18 | FALSE | 0 | 0 | 0 | 0 | 0
Spain | ESP | 2015-11-12 18:00 | 2015-11-12 19:00 | 67.75 | 2015 | 5.5 | 2015-11-30 |  |  |  |  | 7580 | 2026-11-12 19:00 | 98.81 | 16.17 | 19 | FALSE | 0 | 0 | 0 | 0 | 0
Spain | ESP | 2015-11-12 19:00 | 2015-11-12 20:00 | 67.77 | 2015 | 5.5 | 2015-11-30 |  |  |  |  | 7581 | 2026-11-12 20:00 | 98.81 | 16.17 | 20 | FALSE | 0 | 0 | 0 | 0 | 0
Spain | ESP | 2015-11-12 20:00 | 2015-11-12 21:00 | 65.33 | 2015 | 5.5 | 2015-11-30 |  |  |  |  | 7582 | 2026-11-12 21:00 | 98.81 | 16.17 | 21 | FALSE | 0 | 0 | 0 | 0 | 0
Spain | ESP | 2015-11-12 21:00 | 2015-11-12 22:00 | 62 | 2015 | 5.5 | 2015-11-30 |  |  |  |  | 7583 | 2026-11-12 22:00 | 98.81 | 16.17 | 22 | FALSE | 0 | 0 | 0 | 0 | 0
Spain | ESP | 2015-11-12 22:00 | 2015-11-12 23:00 | 59 | 2015 | 5.5 | 2015-11-30 |  |  |  |  | 7584 | 2026-11-12 23:00 | 98.81 | 16.17 | 23 | FALSE | 0 | 0 | 0 | 0 | 0
Spain | ESP | 2015-11-12 23:00 | 2015-11-13 | 56.6 | 2015 | 5.5 | 2015-11-30 |  |  |  |  | 7585 | 2026-11-13 | 98.81 | 16.17 | 24 | TRUE | 98.81 | 24 | 98.81 | 0 | -988.1
Spain | ESP | 2015-11-13 | 2015-11-13 01:00 | 56 | 2015 | 5.5 | 2015-11-30 |  |  |  |  | 7586 | 2026-11-13 01:00 | 98.81 | 16.17 | 1 | FALSE | 0 | 0 | 0 | 0 | 0
Spain | ESP | 2015-11-13 01:00 | 2015-11-13 02:00 | 53.1 | 2015 | 5.5 | 2015-11-30 |  |  |  |  | 7587 | 2026-11-13 02:00 | 98.81 | 16.17 | 2 | FALSE | 0 | 0 | 0 | 0 | 0
Spain | ESP | 2015-11-13 02:00 | 2015-11-13 03:00 | 49.23 | 2015 | 5.5 | 2015-11-30 |  |  |  |  | 7588 | 2026-11-13 03:00 | 98.81 | 16.17 | 3 | FALSE | 0 | 0 | 0 | 0 | 0
Spain | ESP | 2015-11-13 03:00 | 2015-11-13 04:00 | 48.54 | 2015 | 5.5 | 2015-11-30 |  |  |  |  | 7589 | 2026-11-13 04:00 | 98.81 | 16.17 | 4 | FALSE | 0 | 0 | 0 | 0 | 0
Spain | ESP | 2015-11-13 04:00 | 2015-11-13 05:00 | 49.23 | 2015 | 5.5 | 2015-11-30 |  |  |  |  | 7590 | 2026-11-13 05:00 | 98.81 | 16.17 | 5 | FALSE | 0 | 0 | 0 | 0 | 0
Spain | ESP | 2015-11-13 05:00 | 2015-11-13 06:00 | 54.7 | 2015 | 5.5 | 2015-11-30 |  |  |  |  | 7591 | 2026-11-13 06:00 | 98.81 | 16.17 | 6 | FALSE | 0 | 0 | 0 | 0 | 0
Spain | ESP | 2015-11-13 06:00 | 2015-11-13 07:00 | 56.7 | 2015 | 5.5 | 2015-11-30 |  |  |  |  | 7592 | 2026-11-13 07:00 | 98.81 | 16.17 | 7 | FALSE | 0 | 0 | 0 | 0 | 0
Spain | ESP | 2015-11-13 07:00 | 2015-11-13 08:00 | 57.01 | 2015 | 5.5 | 2015-11-30 |  |  |  |  | 7593 | 2026-11-13 08:00 | 98.81 | 16.17 | 8 | FALSE | 0 | 0 | 0 | 0 | 0
Spain | ESP | 2015-11-13 08:00 | 2015-11-13 09:00 | 59.01 | 2015 | 5.5 | 2015-11-30 |  |  |  |  | 7594 | 2026-11-13 09:00 | 98.81 | 16.17 | 9 | FALSE | 0 | 0 | 0 | 0 | 0
Spain | ESP | 2015-11-13 09:00 | 2015-11-13 10:00 | 58.1 | 2015 | 5.5 | 2015-11-30 |  |  |  |  | 7595 | 2026-11-13 10:00 | 98.81 | 16.17 | 10 | FALSE | 0 | 0 | 0 | 0 | 0
Spain | ESP | 2015-11-13 10:00 | 2015-11-13 11:00 | 56.82 | 2015 | 5.5 | 2015-11-30 |  |  |  |  | 7596 | 2026-11-13 11:00 | 98.81 | 16.17 | 11 | FALSE | 0 | 0 | 0 | 0 | 0
Spain | ESP | 2015-11-13 11:00 | 2015-11-13 12:00 | 57.01 | 2015 | 5.5 | 2015-11-30 |  |  |  |  | 7597 | 2026-11-13 12:00 | 98.81 | 16.17 | 12 | FALSE | 0 | 0 | 0 | 0 | 0
Spain | ESP | 2015-11-13 12:00 | 2015-11-13 13:00 | 58.39 | 2015 | 5.5 | 2015-11-30 |  |  |  |  | 7598 | 2026-11-13 13:00 | 98.81 | 16.17 | 13 | FALSE | 0 | 0 | 0 | 0 | 0
Spain | ESP | 2015-11-13 13:00 | 2015-11-13 14:00 | 56.76 | 2015 | 5.5 | 2015-11-30 |  |  |  |  | 7599 | 2026-11-13 14:00 | 98.81 | 16.17 | 14 | FALSE | 0 | 0 | 0 | 0 | 0
Spain | ESP | 2015-11-13 14:00 | 2015-11-13 15:00 | 56 | 2015 | 5.5 | 2015-11-30 |  |  |  |  | 7600 | 2026-11-13 15:00 | 98.81 | 16.17 | 15 | FALSE | 0 | 0 | 0 | 0 | 0
Spain | ESP | 2015-11-13 15:00 | 2015-11-13 16:00 | 55.2 | 2015 | 5.5 | 2015-11-30 |  |  |  |  | 7601 | 2026-11-13 16:00 | 98.81 | 16.17 | 16 | FALSE | 0 | 0 | 0 | 0 | 0
Spain | ESP | 2015-11-13 16:00 | 2015-11-13 17:00 | 53 | 2015 | 5.5 | 2015-11-30 |  |  |  |  | 7602 | 2026-11-13 17:00 | 98.81 | 16.17 | 17 | FALSE | 0 | 0 | 0 | 0 | 0
Spain | ESP | 2015-11-13 17:00 | 2015-11-13 18:00 | 57.26 | 2015 | 5.5 | 2015-11-30 |  |  |  |  | 7603 | 2026-11-13 18:00 | 98.81 | 16.17 | 18 | FALSE | 0 | 0 | 0 | 0 | 0
Spain | ESP | 2015-11-13 18:00 | 2015-11-13 19:00 | 58.48 | 2015 | 5.5 | 2015-11-30 |  |  |  |  | 7604 | 2026-11-13 19:00 | 98.81 | 16.17 | 19 | FALSE | 0 | 0 | 0 | 0 | 0
Spain | ESP | 2015-11-13 19:00 | 2015-11-13 20:00 | 57.01 | 2015 | 5.5 | 2015-11-30 |  |  |  |  | 7605 | 2026-11-13 20:00 | 98.81 | 16.17 | 20 | FALSE | 0 | 0 | 0 | 0 | 0
Spain | ESP | 2015-11-13 20:00 | 2015-11-13 21:00 | 58.02 | 2015 | 5.5 | 2015-11-30 |  |  |  |  | 7606 | 2026-11-13 21:00 | 98.81 | 16.17 | 21 | FALSE | 0 | 0 | 0 | 0 | 0
Spain | ESP | 2015-11-13 21:00 | 2015-11-13 22:00 | 53.5 | 2015 | 5.5 | 2015-11-30 |  |  |  |  | 7607 | 2026-11-13 22:00 | 98.81 | 16.17 | 22 | FALSE | 0 | 0 | 0 | 0 | 0
Spain | ESP | 2015-11-13 22:00 | 2015-11-13 23:00 | 46.91 | 2015 | 5.5 | 2015-11-30 |  |  |  |  | 7608 | 2026-11-13 23:00 | 98.81 | 16.17 | 23 | FALSE | 0 | 0 | 0 | 0 | 0
Spain | ESP | 2015-11-13 23:00 | 2015-11-14 | 45 | 2015 | 5.5 | 2015-11-30 |  |  |  |  | 7609 | 2026-11-14 | 98.81 | 16.17 | 24 | TRUE | 98.81 | 24 | 98.81 | 0 | -988.1
Spain | ESP | 2015-11-14 | 2015-11-14 01:00 | 41.91 | 2015 | 5.5 | 2015-11-30 |  |  |  |  | 7610 | 2026-11-14 01:00 | 98.81 | 16.17 | 1 | FALSE | 0 | 0 | 0 | 0 | 0
Spain | ESP | 2015-11-14 01:00 | 2015-11-14 02:00 | 39.5 | 2015 | 5.5 | 2015-11-30 |  |  |  |  | 7611 | 2026-11-14 02:00 | 98.81 | 16.17 | 2 | FALSE | 0 | 0 | 0 | 0 | 0
Spain | ESP | 2015-11-14 02:00 | 2015-11-14 03:00 | 38.5 | 2015 | 5.5 | 2015-11-30 |  |  |  |  | 7612 | 2026-11-14 03:00 | 98.81 | 16.17 | 3 | FALSE | 0 | 0 | 0 | 0 | 0
Spain | ESP | 2015-11-14 03:00 | 2015-11-14 04:00 | 38.5 | 2015 | 5.5 | 2015-11-30 |  |  |  |  | 7613 | 2026-11-14 04:00 | 98.81 | 16.17 | 4 | FALSE | 0 | 0 | 0 | 0 | 0
Spain | ESP | 2015-11-14 04:00 | 2015-11-14 05:00 | 39.2 | 2015 | 5.5 | 2015-11-30 |  |  |  |  | 7614 | 2026-11-14 05:00 | 98.81 | 16.17 | 5 | FALSE | 0 | 0 | 0 | 0 | 0
Spain | ESP | 2015-11-14 05:00 | 2015-11-14 06:00 | 40 | 2015 | 5.5 | 2015-11-30 |  |  |  |  | 7615 | 2026-11-14 06:00 | 98.81 | 16.17 | 6 | FALSE | 0 | 0 | 0 | 0 | 0
Spain | ESP | 2015-11-14 06:00 | 2015-11-14 07:00 | 42.6 | 2015 | 5.5 | 2015-11-30 |  |  |  |  | 7616 | 2026-11-14 07:00 | 98.81 | 16.17 | 7 | FALSE | 0 | 0 | 0 | 0 | 0
Spain | ESP | 2015-11-14 07:00 | 2015-11-14 08:00 | 46.8 | 2015 | 5.5 | 2015-11-30 |  |  |  |  | 7617 | 2026-11-14 08:00 | 98.81 | 16.17 | 8 | FALSE | 0 | 0 | 0 | 0 | 0
Spain | ESP | 2015-11-14 08:00 | 2015-11-14 09:00 | 51.67 | 2015 | 5.5 | 2015-11-30 |  |  |  |  | 7618 | 2026-11-14 09:00 | 98.81 | 16.17 | 9 | FALSE | 0 | 0 | 0 | 0 | 0
Spain | ESP | 2015-11-14 09:00 | 2015-11-14 10:00 | 55.5 | 2015 | 5.5 | 2015-11-30 |  |  |  |  | 7619 | 2026-11-14 10:00 | 98.81 | 16.17 | 10 | FALSE | 0 | 0 | 0 | 0 | 0
Spain | ESP | 2015-11-14 10:00 | 2015-11-14 11:00 | 55 | 2015 | 5.5 | 2015-11-30 |  |  |  |  | 7620 | 2026-11-14 11:00 | 98.81 | 16.17 | 11 | FALSE | 0 | 0 | 0 | 0 | 0
Spain | ESP | 2015-11-14 11:00 | 2015-11-14 12:00 | 55.91 | 2015 | 5.5 | 2015-11-30 |  |  |  |  | 7621 | 2026-11-14 12:00 | 98.81 | 16.17 | 12 | FALSE | 0 | 0 | 0 | 0 | 0
Spain | ESP | 2015-11-14 12:00 | 2015-11-14 13:00 | 56.1 | 2015 | 5.5 | 2015-11-30 |  |  |  |  | 7622 | 2026-11-14 13:00 | 98.81 | 16.17 | 13 | FALSE | 0 | 0 | 0 | 0 | 0
Spain | ESP | 2015-11-14 13:00 | 2015-11-14 14:00 | 55.2 | 2015 | 5.5 | 2015-11-30 |  |  |  |  | 7623 | 2026-11-14 14:00 | 98.81 | 16.17 | 14 | FALSE | 0 | 0 | 0 | 0 | 0
Spain | ESP | 2015-11-14 14:00 | 2015-11-14 15:00 | 50 | 2015 | 5.5 | 2015-11-30 |  |  |  |  | 7624 | 2026-11-14 15:00 | 98.81 | 16.17 | 15 | FALSE | 0 | 0 | 0 | 0 | 0
Spain | ESP | 2015-11-14 15:00 | 2015-11-14 16:00 | 49.23 | 2015 | 5.5 | 2015-11-30 |  |  |  |  | 7625 | 2026-11-14 16:00 | 98.81 | 16.17 | 16 | FALSE | 0 | 0 | 0 | 0 | 0
Spain | ESP | 2015-11-14 16:00 | 2015-11-14 17:00 | 54 | 2015 | 5.5 | 2015-11-30 |  |  |  |  | 7626 | 2026-11-14 17:00 | 98.81 | 16.17 | 17 | FALSE | 0 | 0 | 0 | 0 | 0
Spain | ESP | 2015-11-14 17:00 | 2015-11-14 18:00 | 58.23 | 2015 | 5.5 | 2015-11-30 |  |  |  |  | 7627 | 2026-11-14 18:00 | 98.81 | 16.17 | 18 | FALSE | 0 | 0 | 0 | 0 | 0
Spain | ESP | 2015-11-14 18:00 | 2015-11-14 19:00 | 60.4 | 2015 | 5.5 | 2015-11-30 |  |  |  |  | 7628 | 2026-11-14 19:00 | 98.81 | 16.17 | 19 | FALSE | 0 | 0 | 0 | 0 | 0
Spain | ESP | 2015-11-14 19:00 | 2015-11-14 20:00 | 60.48 | 2015 | 5.5 | 2015-11-30 |  |  |  |  | 7629 | 2026-11-14 20:00 | 98.81 | 16.17 | 20 | FALSE | 0 | 0 | 0 | 0 | 0
Spain | ESP | 2015-11-14 20:00 | 2015-11-14 21:00 | 59.51 | 2015 | 5.5 | 2015-11-30 |  |  |  |  | 7630 | 2026-11-14 21:00 | 98.81 | 16.17 | 21 | FALSE | 0 | 0 | 0 | 0 | 0
Spain | ESP | 2015-11-14 21:00 | 2015-11-14 22:00 | 56.76 | 2015 | 5.5 | 2015-11-30 |  |  |  |  | 7631 | 2026-11-14 22:00 | 98.81 | 16.17 | 22 | FALSE | 0 | 0 | 0 | 0 | 0
Spain | ESP | 2015-11-14 22:00 | 2015-11-14 23:00 | 55.6 | 2015 | 5.5 | 2015-11-30 |  |  |  |  | 7632 | 2026-11-14 23:00 | 98.81 | 16.17 | 23 | FALSE | 0 | 0 | 0 | 0 | 0
Spain | ESP | 2015-11-14 23:00 | 2015-11-15 | 49.23 | 2015 | 5.5 | 2015-11-30 |  |  |  |  | 7633 | 2026-11-15 | 98.81 | 16.17 | 24 | TRUE | 98.81 | 24 | 98.81 | 0 | -988.1
Spain | ESP | 2015-11-15 | 2015-11-15 01:00 | 44.92 | 2015 | 5.5 | 2015-11-30 |  |  |  |  | 7634 | 2026-11-15 01:00 | 98.81 | 16.17 | 1 | FALSE | 0 | 0 | 0 | 0 | 0
Spain | ESP | 2015-11-15 01:00 | 2015-11-15 02:00 | 42.6 | 2015 | 5.5 | 2015-11-30 |  |  |  |  | 7635 | 2026-11-15 02:00 | 98.81 | 16.17 | 2 | FALSE | 0 | 0 | 0 | 0 | 0
Spain | ESP | 2015-11-15 02:00 | 2015-11-15 03:00 | 41 | 2015 | 5.5 | 2015-11-30 |  |  |  |  | 7636 | 2026-11-15 03:00 | 98.81 | 16.17 | 3 | FALSE | 0 | 0 | 0 | 0 | 0
Spain | ESP | 2015-11-15 03:00 | 2015-11-15 04:00 | 40.4 | 2015 | 5.5 | 2015-11-30 |  |  |  |  | 7637 | 2026-11-15 04:00 | 98.81 | 16.17 | 4 | FALSE | 0 | 0 | 0 | 0 | 0
Spain | ESP | 2015-11-15 04:00 | 2015-11-15 05:00 | 40.4 | 2015 | 5.5 | 2015-11-30 |  |  |  |  | 7638 | 2026-11-15 05:00 | 98.81 | 16.17 | 5 | FALSE | 0 | 0 | 0 | 0 | 0
Spain | ESP | 2015-11-15 05:00 | 2015-11-15 06:00 | 41.73 | 2015 | 5.5 | 2015-11-30 |  |  |  |  | 7639 | 2026-11-15 06:00 | 98.81 | 16.17 | 6 | FALSE | 0 | 0 | 0 | 0 | 0
Spain | ESP | 2015-11-15 06:00 | 2015-11-15 07:00 | 42.1 | 2015 | 5.5 | 2015-11-30 |  |  |  |  | 7640 | 2026-11-15 07:00 | 98.81 | 16.17 | 7 | FALSE | 0 | 0 | 0 | 0 | 0
Spain | ESP | 2015-11-15 07:00 | 2015-11-15 08:00 | 41.6 | 2015 | 5.5 | 2015-11-30 |  |  |  |  | 7641 | 2026-11-15 08:00 | 98.81 | 16.17 | 8 | FALSE | 0 | 0 | 0 | 0 | 0
Spain | ESP | 2015-11-15 08:00 | 2015-11-15 09:00 | 43.6 | 2015 | 5.5 | 2015-11-30 |  |  |  |  | 7642 | 2026-11-15 09:00 | 98.81 | 16.17 | 9 | FALSE | 0 | 0 | 0 | 0 | 0
Spain | ESP | 2015-11-15 09:00 | 2015-11-15 10:00 | 45.89 | 2015 | 5.5 | 2015-11-30 |  |  |  |  | 7643 | 2026-11-15 10:00 | 98.81 | 16.17 | 10 | FALSE | 0 | 0 | 0 | 0 | 0
Spain | ESP | 2015-11-15 10:00 | 2015-11-15 11:00 | 45.5 | 2015 | 5.5 | 2015-11-30 |  |  |  |  | 7644 | 2026-11-15 11:00 | 98.81 | 16.17 | 11 | FALSE | 0 | 0 | 0 | 0 | 0
Spain | ESP | 2015-11-15 11:00 | 2015-11-15 12:00 | 46.85 | 2015 | 5.5 | 2015-11-30 |  |  |  |  | 7645 | 2026-11-15 12:00 | 98.81 | 16.17 | 12 | FALSE | 0 | 0 | 0 | 0 | 0
Spain | ESP | 2015-11-15 12:00 | 2015-11-15 13:00 | 48.54 | 2015 | 5.5 | 2015-11-30 |  |  |  |  | 7646 | 2026-11-15 13:00 | 98.81 | 16.17 | 13 | FALSE | 0 | 0 | 0 | 0 | 0
Spain | ESP | 2015-11-15 13:00 | 2015-11-15 14:00 | 48.54 | 2015 | 5.5 | 2015-11-30 |  |  |  |  | 7647 | 2026-11-15 14:00 | 98.81 | 16.17 | 14 | FALSE | 0 | 0 | 0 | 0 | 0
Spain | ESP | 2015-11-15 14:00 | 2015-11-15 15:00 | 44.92 | 2015 | 5.5 | 2015-11-30 |  |  |  |  | 7648 | 2026-11-15 15:00 | 98.81 | 16.17 | 15 | FALSE | 0 | 0 | 0 | 0 | 0
Spain | ESP | 2015-11-15 15:00 | 2015-11-15 16:00 | 44.76 | 2015 | 5.5 | 2015-11-30 |  |  |  |  | 7649 | 2026-11-15 16:00 | 98.81 | 16.17 | 16 | FALSE | 0 | 0 | 0 | 0 | 0
Spain | ESP | 2015-11-15 16:00 | 2015-11-15 17:00 | 48.54 | 2015 | 5.5 | 2015-11-30 |  |  |  |  | 7650 | 2026-11-15 17:00 | 98.81 | 16.17 | 17 | FALSE | 0 | 0 | 0 | 0 | 0
Spain | ESP | 2015-11-15 17:00 | 2015-11-15 18:00 | 57 | 2015 | 5.5 | 2015-11-30 |  |  |  |  | 7651 | 2026-11-15 18:00 | 98.81 | 16.17 | 18 | FALSE | 0 | 0 | 0 | 0 | 0
Spain | ESP | 2015-11-15 18:00 | 2015-11-15 19:00 | 60.01 | 2015 | 5.5 | 2015-11-30 |  |  |  |  | 7652 | 2026-11-15 19:00 | 98.81 | 16.17 | 19 | FALSE | 0 | 0 | 0 | 0 | 0
Spain | ESP | 2015-11-15 19:00 | 2015-11-15 20:00 | 60.48 | 2015 | 5.5 | 2015-11-30 |  |  |  |  | 7653 | 2026-11-15 20:00 | 98.81 | 16.17 | 20 | FALSE | 0 | 0 | 0 | 0 | 0
Spain | ESP | 2015-11-15 20:00 | 2015-11-15 21:00 | 60.3 | 2015 | 5.5 | 2015-11-30 |  |  |  |  | 7654 | 2026-11-15 21:00 | 98.81 | 16.17 | 21 | FALSE | 0 | 0 | 0 | 0 | 0
Spain | ESP | 2015-11-15 21:00 | 2015-11-15 22:00 | 58.02 | 2015 | 5.5 | 2015-11-30 |  |  |  |  | 7655 | 2026-11-15 22:00 | 98.81 | 16.17 | 22 | FALSE | 0 | 0 | 0 | 0 | 0
Spain | ESP | 2015-11-15 22:00 | 2015-11-15 23:00 | 55 | 2015 | 5.5 | 2015-11-30 |  |  |  |  | 7656 | 2026-11-15 23:00 | 98.81 | 16.17 | 23 | FALSE | 0 | 0 | 0 | 0 | 0
Spain | ESP | 2015-11-15 23:00 | 2015-11-16 | 53.4 | 2015 | 5.5 | 2015-11-30 |  |  |  |  | 7657 | 2026-11-16 | 98.81 | 16.17 | 24 | TRUE | 98.81 | 24 | 98.81 | 0 | -988.1
Spain | ESP | 2015-11-16 | 2015-11-16 01:00 | 47.79 | 2015 | 5.5 | 2015-11-30 |  |  |  |  | 7658 | 2026-11-16 01:00 | 98.81 | 16.17 | 1 | FALSE | 0 | 0 | 0 | 0 | 0
Spain | ESP | 2015-11-16 01:00 | 2015-11-16 02:00 | 46.19 | 2015 | 5.5 | 2015-11-30 |  |  |  |  | 7659 | 2026-11-16 02:00 | 98.81 | 16.17 | 2 | FALSE | 0 | 0 | 0 | 0 | 0
Spain | ESP | 2015-11-16 02:00 | 2015-11-16 03:00 | 45.69 | 2015 | 5.5 | 2015-11-30 |  |  |  |  | 7660 | 2026-11-16 03:00 | 98.81 | 16.17 | 3 | FALSE | 0 | 0 | 0 | 0 | 0
Spain | ESP | 2015-11-16 03:00 | 2015-11-16 04:00 | 45.59 | 2015 | 5.5 | 2015-11-30 |  |  |  |  | 7661 | 2026-11-16 04:00 | 98.81 | 16.17 | 4 | FALSE | 0 | 0 | 0 | 0 | 0
Spain | ESP | 2015-11-16 04:00 | 2015-11-16 05:00 | 46.19 | 2015 | 5.5 | 2015-11-30 |  |  |  |  | 7662 | 2026-11-16 05:00 | 98.81 | 16.17 | 5 | FALSE | 0 | 0 | 0 | 0 | 0
Spain | ESP | 2015-11-16 05:00 | 2015-11-16 06:00 | 49.6 | 2015 | 5.5 | 2015-11-30 |  |  |  |  | 7663 | 2026-11-16 06:00 | 98.81 | 16.17 | 6 | FALSE | 0 | 0 | 0 | 0 | 0
Spain | ESP | 2015-11-16 06:00 | 2015-11-16 07:00 | 58.2 | 2015 | 5.5 | 2015-11-30 |  |  |  |  | 7664 | 2026-11-16 07:00 | 98.81 | 16.17 | 7 | FALSE | 0 | 0 | 0 | 0 | 0
Spain | ESP | 2015-11-16 07:00 | 2015-11-16 08:00 | 59.51 | 2015 | 5.5 | 2015-11-30 |  |  |  |  | 7665 | 2026-11-16 08:00 | 98.81 | 16.17 | 8 | FALSE | 0 | 0 | 0 | 0 | 0
Spain | ESP | 2015-11-16 08:00 | 2015-11-16 09:00 | 61.3 | 2015 | 5.5 | 2015-11-30 |  |  |  |  | 7666 | 2026-11-16 09:00 | 98.81 | 16.17 | 9 | FALSE | 0 | 0 | 0 | 0 | 0
Spain | ESP | 2015-11-16 09:00 | 2015-11-16 10:00 | 61.12 | 2015 | 5.5 | 2015-11-30 |  |  |  |  | 7667 | 2026-11-16 10:00 | 98.81 | 16.17 | 10 | FALSE | 0 | 0 | 0 | 0 | 0
Spain | ESP | 2015-11-16 10:00 | 2015-11-16 11:00 | 60 | 2015 | 5.5 | 2015-11-30 |  |  |  |  | 7668 | 2026-11-16 11:00 | 98.81 | 16.17 | 11 | FALSE | 0 | 0 | 0 | 0 | 0
Spain | ESP | 2015-11-16 11:00 | 2015-11-16 12:00 | 60 | 2015 | 5.5 | 2015-11-30 |  |  |  |  | 7669 | 2026-11-16 12:00 | 98.81 | 16.17 | 12 | FALSE | 0 | 0 | 0 | 0 | 0
Spain | ESP | 2015-11-16 12:00 | 2015-11-16 13:00 | 60.24 | 2015 | 5.5 | 2015-11-30 |  |  |  |  | 7670 | 2026-11-16 13:00 | 98.81 | 16.17 | 13 | FALSE | 0 | 0 | 0 | 0 | 0
Spain | ESP | 2015-11-16 13:00 | 2015-11-16 14:00 | 58.69 | 2015 | 5.5 | 2015-11-30 |  |  |  |  | 7671 | 2026-11-16 14:00 | 98.81 | 16.17 | 14 | FALSE | 0 | 0 | 0 | 0 | 0
Spain | ESP | 2015-11-16 14:00 | 2015-11-16 15:00 | 59.01 | 2015 | 5.5 | 2015-11-30 |  |  |  |  | 7672 | 2026-11-16 15:00 | 98.81 | 16.17 | 15 | FALSE | 0 | 0 | 0 | 0 | 0
Spain | ESP | 2015-11-16 15:00 | 2015-11-16 16:00 | 59.51 | 2015 | 5.5 | 2015-11-30 |  |  |  |  | 7673 | 2026-11-16 16:00 | 98.81 | 16.17 | 16 | FALSE | 0 | 0 | 0 | 0 | 0
Spain | ESP | 2015-11-16 16:00 | 2015-11-16 17:00 | 60.69 | 2015 | 5.5 | 2015-11-30 |  |  |  |  | 7674 | 2026-11-16 17:00 | 98.81 | 16.17 | 17 | FALSE | 0 | 0 | 0 | 0 | 0
Spain | ESP | 2015-11-16 17:00 | 2015-11-16 18:00 | 62.69 | 2015 | 5.5 | 2015-11-30 |  |  |  |  | 7675 | 2026-11-16 18:00 | 98.81 | 16.17 | 18 | FALSE | 0 | 0 | 0 | 0 | 0
Spain | ESP | 2015-11-16 18:00 | 2015-11-16 19:00 | 65 | 2015 | 5.5 | 2015-11-30 |  |  |  |  | 7676 | 2026-11-16 19:00 | 98.81 | 16.17 | 19 | FALSE | 0 | 0 | 0 | 0 | 0
Spain | ESP | 2015-11-16 19:00 | 2015-11-16 20:00 | 64.5 | 2015 | 5.5 | 2015-11-30 |  |  |  |  | 7677 | 2026-11-16 20:00 | 98.81 | 16.17 | 20 | FALSE | 0 | 0 | 0 | 0 | 0
Spain | ESP | 2015-11-16 20:00 | 2015-11-16 21:00 | 62.33 | 2015 | 5.5 | 2015-11-30 |  |  |  |  | 7678 | 2026-11-16 21:00 | 98.81 | 16.17 | 21 | FALSE | 0 | 0 | 0 | 0 | 0
Spain | ESP | 2015-11-16 21:00 | 2015-11-16 22:00 | 59.99 | 2015 | 5.5 | 2015-11-30 |  |  |  |  | 7679 | 2026-11-16 22:00 | 98.81 | 16.17 | 22 | FALSE | 0 | 0 | 0 | 0 | 0
Spain | ESP | 2015-11-16 22:00 | 2015-11-16 23:00 | 56.6 | 2015 | 5.5 | 2015-11-30 |  |  |  |  | 7680 | 2026-11-16 23:00 | 98.81 | 16.17 | 23 | FALSE | 0 | 0 | 0 | 0 | 0
Spain | ESP | 2015-11-16 23:00 | 2015-11-17 | 56.02 | 2015 | 5.5 | 2015-11-30 |  |  |  |  | 7681 | 2026-11-17 | 98.81 | 16.17 | 24 | TRUE | 98.81 | 24 | 98.81 | 0 | -988.1
Spain | ESP | 2015-11-17 | 2015-11-17 01:00 | 48.54 | 2015 | 5.5 | 2015-11-30 |  |  |  |  | 7682 | 2026-11-17 01:00 | 98.81 | 16.17 | 1 | FALSE | 0 | 0 | 0 | 0 | 0
Spain | ESP | 2015-11-17 01:00 | 2015-11-17 02:00 | 46.84 | 2015 | 5.5 | 2015-11-30 |  |  |  |  | 7683 | 2026-11-17 02:00 | 98.81 | 16.17 | 2 | FALSE | 0 | 0 | 0 | 0 | 0
Spain | ESP | 2015-11-17 02:00 | 2015-11-17 03:00 | 45.1 | 2015 | 5.5 | 2015-11-30 |  |  |  |  | 7684 | 2026-11-17 03:00 | 98.81 | 16.17 | 3 | FALSE | 0 | 0 | 0 | 0 | 0
Spain | ESP | 2015-11-17 03:00 | 2015-11-17 04:00 | 45.01 | 2015 | 5.5 | 2015-11-30 |  |  |  |  | 7685 | 2026-11-17 04:00 | 98.81 | 16.17 | 4 | FALSE | 0 | 0 | 0 | 0 | 0
Spain | ESP | 2015-11-17 04:00 | 2015-11-17 05:00 | 45.5 | 2015 | 5.5 | 2015-11-30 |  |  |  |  | 7686 | 2026-11-17 05:00 | 98.81 | 16.17 | 5 | FALSE | 0 | 0 | 0 | 0 | 0
Spain | ESP | 2015-11-17 05:00 | 2015-11-17 06:00 | 49.23 | 2015 | 5.5 | 2015-11-30 |  |  |  |  | 7687 | 2026-11-17 06:00 | 98.81 | 16.17 | 6 | FALSE | 0 | 0 | 0 | 0 | 0
Spain | ESP | 2015-11-17 06:00 | 2015-11-17 07:00 | 58.65 | 2015 | 5.5 | 2015-11-30 |  |  |  |  | 7688 | 2026-11-17 07:00 | 98.81 | 16.17 | 7 | FALSE | 0 | 0 | 0 | 0 | 0
Spain | ESP | 2015-11-17 07:00 | 2015-11-17 08:00 | 60 | 2015 | 5.5 | 2015-11-30 |  |  |  |  | 7689 | 2026-11-17 08:00 | 98.81 | 16.17 | 8 | FALSE | 0 | 0 | 0 | 0 | 0
Spain | ESP | 2015-11-17 08:00 | 2015-11-17 09:00 | 60.76 | 2015 | 5.5 | 2015-11-30 |  |  |  |  | 7690 | 2026-11-17 09:00 | 98.81 | 16.17 | 9 | FALSE | 0 | 0 | 0 | 0 | 0
Spain | ESP | 2015-11-17 09:00 | 2015-11-17 10:00 | 60.76 | 2015 | 5.5 | 2015-11-30 |  |  |  |  | 7691 | 2026-11-17 10:00 | 98.81 | 16.17 | 10 | FALSE | 0 | 0 | 0 | 0 | 0
Spain | ESP | 2015-11-17 10:00 | 2015-11-17 11:00 | 60 | 2015 | 5.5 | 2015-11-30 |  |  |  |  | 7692 | 2026-11-17 11:00 | 98.81 | 16.17 | 11 | FALSE | 0 | 0 | 0 | 0 | 0
Spain | ESP | 2015-11-17 11:00 | 2015-11-17 12:00 | 59.51 | 2015 | 5.5 | 2015-11-30 |  |  |  |  | 7693 | 2026-11-17 12:00 | 98.81 | 16.17 | 12 | FALSE | 0 | 0 | 0 | 0 | 0
Spain | ESP | 2015-11-17 12:00 | 2015-11-17 13:00 | 59.01 | 2015 | 5.5 | 2015-11-30 |  |  |  |  | 7694 | 2026-11-17 13:00 | 98.81 | 16.17 | 13 | FALSE | 0 | 0 | 0 | 0 | 0
Spain | ESP | 2015-11-17 13:00 | 2015-11-17 14:00 | 57.82 | 2015 | 5.5 | 2015-11-30 |  |  |  |  | 7695 | 2026-11-17 14:00 | 98.81 | 16.17 | 14 | FALSE | 0 | 0 | 0 | 0 | 0
Spain | ESP | 2015-11-17 14:00 | 2015-11-17 15:00 | 57.01 | 2015 | 5.5 | 2015-11-30 |  |  |  |  | 7696 | 2026-11-17 15:00 | 98.81 | 16.17 | 15 | FALSE | 0 | 0 | 0 | 0 | 0
Spain | ESP | 2015-11-17 15:00 | 2015-11-17 16:00 | 57 | 2015 | 5.5 | 2015-11-30 |  |  |  |  | 7697 | 2026-11-17 16:00 | 98.81 | 16.17 | 16 | FALSE | 0 | 0 | 0 | 0 | 0
Spain | ESP | 2015-11-17 16:00 | 2015-11-17 17:00 | 60 | 2015 | 5.5 | 2015-11-30 |  |  |  |  | 7698 | 2026-11-17 17:00 | 98.81 | 16.17 | 17 | FALSE | 0 | 0 | 0 | 0 | 0
Spain | ESP | 2015-11-17 17:00 | 2015-11-17 18:00 | 62 | 2015 | 5.5 | 2015-11-30 |  |  |  |  | 7699 | 2026-11-17 18:00 | 98.81 | 16.17 | 18 | FALSE | 0 | 0 | 0 | 0 | 0
Spain | ESP | 2015-11-17 18:00 | 2015-11-17 19:00 | 62.83 | 2015 | 5.5 | 2015-11-30 |  |  |  |  | 7700 | 2026-11-17 19:00 | 98.81 | 16.17 | 19 | FALSE | 0 | 0 | 0 | 0 | 0
Spain | ESP | 2015-11-17 19:00 | 2015-11-17 20:00 | 63.01 | 2015 | 5.5 | 2015-11-30 |  |  |  |  | 7701 | 2026-11-17 20:00 | 98.81 | 16.17 | 20 | FALSE | 0 | 0 | 0 | 0 | 0
Spain | ESP | 2015-11-17 20:00 | 2015-11-17 21:00 | 61.12 | 2015 | 5.5 | 2015-11-30 |  |  |  |  | 7702 | 2026-11-17 21:00 | 98.81 | 16.17 | 21 | FALSE | 0 | 0 | 0 | 0 | 0
Spain | ESP | 2015-11-17 21:00 | 2015-11-17 22:00 | 60 | 2015 | 5.5 | 2015-11-30 |  |  |  |  | 7703 | 2026-11-17 22:00 | 98.81 | 16.17 | 22 | FALSE | 0 | 0 | 0 | 0 | 0
Spain | ESP | 2015-11-17 22:00 | 2015-11-17 23:00 | 56.85 | 2015 | 5.5 | 2015-11-30 |  |  |  |  | 7704 | 2026-11-17 23:00 | 98.81 | 16.17 | 23 | FALSE | 0 | 0 | 0 | 0 | 0
Spain | ESP | 2015-11-17 23:00 | 2015-11-18 | 57.05 | 2015 | 5.5 | 2015-11-30 |  |  |  |  | 7705 | 2026-11-18 | 98.81 | 16.17 | 24 | TRUE | 98.81 | 24 | 98.81 | 0 | -988.1
Spain | ESP | 2015-11-18 | 2015-11-18 01:00 | 48.5 | 2015 | 5.5 | 2015-11-30 |  |  |  |  | 7706 | 2026-11-18 01:00 | 98.81 | 16.17 | 1 | FALSE | 0 | 0 | 0 | 0 | 0
Spain | ESP | 2015-11-18 01:00 | 2015-11-18 02:00 | 46.12 | 2015 | 5.5 | 2015-11-30 |  |  |  |  | 7707 | 2026-11-18 02:00 | 98.81 | 16.17 | 2 | FALSE | 0 | 0 | 0 | 0 | 0
Spain | ESP | 2015-11-18 02:00 | 2015-11-18 03:00 | 45.7 | 2015 | 5.5 | 2015-11-30 |  |  |  |  | 7708 | 2026-11-18 03:00 | 98.81 | 16.17 | 3 | FALSE | 0 | 0 | 0 | 0 | 0
Spain | ESP | 2015-11-18 03:00 | 2015-11-18 04:00 | 46.03 | 2015 | 5.5 | 2015-11-30 |  |  |  |  | 7709 | 2026-11-18 04:00 | 98.81 | 16.17 | 4 | FALSE | 0 | 0 | 0 | 0 | 0
Spain | ESP | 2015-11-18 04:00 | 2015-11-18 05:00 | 47.15 | 2015 | 5.5 | 2015-11-30 |  |  |  |  | 7710 | 2026-11-18 05:00 | 98.81 | 16.17 | 5 | FALSE | 0 | 0 | 0 | 0 | 0
Spain | ESP | 2015-11-18 05:00 | 2015-11-18 06:00 | 56.09 | 2015 | 5.5 | 2015-11-30 |  |  |  |  | 7711 | 2026-11-18 06:00 | 98.81 | 16.17 | 6 | FALSE | 0 | 0 | 0 | 0 | 0
Spain | ESP | 2015-11-18 06:00 | 2015-11-18 07:00 | 61.57 | 2015 | 5.5 | 2015-11-30 |  |  |  |  | 7712 | 2026-11-18 07:00 | 98.81 | 16.17 | 7 | FALSE | 0 | 0 | 0 | 0 | 0
Spain | ESP | 2015-11-18 07:00 | 2015-11-18 08:00 | 61.35 | 2015 | 5.5 | 2015-11-30 |  |  |  |  | 7713 | 2026-11-18 08:00 | 98.81 | 16.17 | 8 | FALSE | 0 | 0 | 0 | 0 | 0
Spain | ESP | 2015-11-18 08:00 | 2015-11-18 09:00 | 62.02 | 2015 | 5.5 | 2015-11-30 |  |  |  |  | 7714 | 2026-11-18 09:00 | 98.81 | 16.17 | 9 | FALSE | 0 | 0 | 0 | 0 | 0
Spain | ESP | 2015-11-18 09:00 | 2015-11-18 10:00 | 62 | 2015 | 5.5 | 2015-11-30 |  |  |  |  | 7715 | 2026-11-18 10:00 | 98.81 | 16.17 | 10 | FALSE | 0 | 0 | 0 | 0 | 0
Spain | ESP | 2015-11-18 10:00 | 2015-11-18 11:00 | 61.69 | 2015 | 5.5 | 2015-11-30 |  |  |  |  | 7716 | 2026-11-18 11:00 | 98.81 | 16.17 | 11 | FALSE | 0 | 0 | 0 | 0 | 0
Spain | ESP | 2015-11-18 11:00 | 2015-11-18 12:00 | 61.24 | 2015 | 5.5 | 2015-11-30 |  |  |  |  | 7717 | 2026-11-18 12:00 | 98.81 | 16.17 | 12 | FALSE | 0 | 0 | 0 | 0 | 0
Spain | ESP | 2015-11-18 12:00 | 2015-11-18 13:00 | 61 | 2015 | 5.5 | 2015-11-30 |  |  |  |  | 7718 | 2026-11-18 13:00 | 98.81 | 16.17 | 13 | FALSE | 0 | 0 | 0 | 0 | 0
Spain | ESP | 2015-11-18 13:00 | 2015-11-18 14:00 | 60.55 | 2015 | 5.5 | 2015-11-30 |  |  |  |  | 7719 | 2026-11-18 14:00 | 98.81 | 16.17 | 14 | FALSE | 0 | 0 | 0 | 0 | 0
Spain | ESP | 2015-11-18 14:00 | 2015-11-18 15:00 | 60.24 | 2015 | 5.5 | 2015-11-30 |  |  |  |  | 7720 | 2026-11-18 15:00 | 98.81 | 16.17 | 15 | FALSE | 0 | 0 | 0 | 0 | 0
Spain | ESP | 2015-11-18 15:00 | 2015-11-18 16:00 | 60.48 | 2015 | 5.5 | 2015-11-30 |  |  |  |  | 7721 | 2026-11-18 16:00 | 98.81 | 16.17 | 16 | FALSE | 0 | 0 | 0 | 0 | 0
Spain | ESP | 2015-11-18 16:00 | 2015-11-18 17:00 | 61.24 | 2015 | 5.5 | 2015-11-30 |  |  |  |  | 7722 | 2026-11-18 17:00 | 98.81 | 16.17 | 17 | FALSE | 0 | 0 | 0 | 0 | 0
Spain | ESP | 2015-11-18 17:00 | 2015-11-18 18:00 | 63.12 | 2015 | 5.5 | 2015-11-30 |  |  |  |  | 7723 | 2026-11-18 18:00 | 98.81 | 16.17 | 18 | FALSE | 0 | 0 | 0 | 0 | 0
Spain | ESP | 2015-11-18 18:00 | 2015-11-18 19:00 | 64.12 | 2015 | 5.5 | 2015-11-30 |  |  |  |  | 7724 | 2026-11-18 19:00 | 98.81 | 16.17 | 19 | FALSE | 0 | 0 | 0 | 0 | 0
Spain | ESP | 2015-11-18 19:00 | 2015-11-18 20:00 | 64.1 | 2015 | 5.5 | 2015-11-30 |  |  |  |  | 7725 | 2026-11-18 20:00 | 98.81 | 16.17 | 20 | FALSE | 0 | 0 | 0 | 0 | 0
Spain | ESP | 2015-11-18 20:00 | 2015-11-18 21:00 | 62.69 | 2015 | 5.5 | 2015-11-30 |  |  |  |  | 7726 | 2026-11-18 21:00 | 98.81 | 16.17 | 21 | FALSE | 0 | 0 | 0 | 0 | 0
Spain | ESP | 2015-11-18 21:00 | 2015-11-18 22:00 | 61.24 | 2015 | 5.5 | 2015-11-30 |  |  |  |  | 7727 | 2026-11-18 22:00 | 98.81 | 16.17 | 22 | FALSE | 0 | 0 | 0 | 0 | 0
Spain | ESP | 2015-11-18 22:00 | 2015-11-18 23:00 | 60.01 | 2015 | 5.5 | 2015-11-30 |  |  |  |  | 7728 | 2026-11-18 23:00 | 98.81 | 16.17 | 23 | FALSE | 0 | 0 | 0 | 0 | 0
Spain | ESP | 2015-11-18 23:00 | 2015-11-19 | 58.65 | 2015 | 5.5 | 2015-11-30 |  |  |  |  | 7729 | 2026-11-19 | 98.81 | 16.17 | 24 | TRUE | 98.81 | 24 | 98.81 | 0 | -988.1
Spain | ESP | 2015-11-19 | 2015-11-19 01:00 | 50.59 | 2015 | 5.5 | 2015-11-30 |  |  |  |  | 7730 | 2026-11-19 01:00 | 98.81 | 16.17 | 1 | FALSE | 0 | 0 | 0 | 0 | 0
Spain | ESP | 2015-11-19 01:00 | 2015-11-19 02:00 | 48.37 | 2015 | 5.5 | 2015-11-30 |  |  |  |  | 7731 | 2026-11-19 02:00 | 98.81 | 16.17 | 2 | FALSE | 0 | 0 | 0 | 0 | 0
Spain | ESP | 2015-11-19 02:00 | 2015-11-19 03:00 | 47.1 | 2015 | 5.5 | 2015-11-30 |  |  |  |  | 7732 | 2026-11-19 03:00 | 98.81 | 16.17 | 3 | FALSE | 0 | 0 | 0 | 0 | 0
Spain | ESP | 2015-11-19 03:00 | 2015-11-19 04:00 | 47.06 | 2015 | 5.5 | 2015-11-30 |  |  |  |  | 7733 | 2026-11-19 04:00 | 98.81 | 16.17 | 4 | FALSE | 0 | 0 | 0 | 0 | 0
Spain | ESP | 2015-11-19 04:00 | 2015-11-19 05:00 | 47.1 | 2015 | 5.5 | 2015-11-30 |  |  |  |  | 7734 | 2026-11-19 05:00 | 98.81 | 16.17 | 5 | FALSE | 0 | 0 | 0 | 0 | 0
Spain | ESP | 2015-11-19 05:00 | 2015-11-19 06:00 | 55.24 | 2015 | 5.5 | 2015-11-30 |  |  |  |  | 7735 | 2026-11-19 06:00 | 98.81 | 16.17 | 6 | FALSE | 0 | 0 | 0 | 0 | 0
Spain | ESP | 2015-11-19 06:00 | 2015-11-19 07:00 | 61.01 | 2015 | 5.5 | 2015-11-30 |  |  |  |  | 7736 | 2026-11-19 07:00 | 98.81 | 16.17 | 7 | FALSE | 0 | 0 | 0 | 0 | 0
Spain | ESP | 2015-11-19 07:00 | 2015-11-19 08:00 | 61.15 | 2015 | 5.5 | 2015-11-30 |  |  |  |  | 7737 | 2026-11-19 08:00 | 98.81 | 16.17 | 8 | FALSE | 0 | 0 | 0 | 0 | 0
Spain | ESP | 2015-11-19 08:00 | 2015-11-19 09:00 | 61.7 | 2015 | 5.5 | 2015-11-30 |  |  |  |  | 7738 | 2026-11-19 09:00 | 98.81 | 16.17 | 9 | FALSE | 0 | 0 | 0 | 0 | 0
Spain | ESP | 2015-11-19 09:00 | 2015-11-19 10:00 | 61.7 | 2015 | 5.5 | 2015-11-30 |  |  |  |  | 7739 | 2026-11-19 10:00 | 98.81 | 16.17 | 10 | FALSE | 0 | 0 | 0 | 0 | 0
Spain | ESP | 2015-11-19 10:00 | 2015-11-19 11:00 | 61.3 | 2015 | 5.5 | 2015-11-30 |  |  |  |  | 7740 | 2026-11-19 11:00 | 98.81 | 16.17 | 11 | FALSE | 0 | 0 | 0 | 0 | 0
Spain | ESP | 2015-11-19 11:00 | 2015-11-19 12:00 | 61.57 | 2015 | 5.5 | 2015-11-30 |  |  |  |  | 7741 | 2026-11-19 12:00 | 98.81 | 16.17 | 12 | FALSE | 0 | 0 | 0 | 0 | 0
Spain | ESP | 2015-11-19 12:00 | 2015-11-19 13:00 | 61.15 | 2015 | 5.5 | 2015-11-30 |  |  |  |  | 7742 | 2026-11-19 13:00 | 98.81 | 16.17 | 13 | FALSE | 0 | 0 | 0 | 0 | 0
Spain | ESP | 2015-11-19 13:00 | 2015-11-19 14:00 | 61 | 2015 | 5.5 | 2015-11-30 |  |  |  |  | 7743 | 2026-11-19 14:00 | 98.81 | 16.17 | 14 | FALSE | 0 | 0 | 0 | 0 | 0
Spain | ESP | 2015-11-19 14:00 | 2015-11-19 15:00 | 60.9 | 2015 | 5.5 | 2015-11-30 |  |  |  |  | 7744 | 2026-11-19 15:00 | 98.81 | 16.17 | 15 | FALSE | 0 | 0 | 0 | 0 | 0
Spain | ESP | 2015-11-19 15:00 | 2015-11-19 16:00 | 60.9 | 2015 | 5.5 | 2015-11-30 |  |  |  |  | 7745 | 2026-11-19 16:00 | 98.81 | 16.17 | 16 | FALSE | 0 | 0 | 0 | 0 | 0
Spain | ESP | 2015-11-19 16:00 | 2015-11-19 17:00 | 61.15 | 2015 | 5.5 | 2015-11-30 |  |  |  |  | 7746 | 2026-11-19 17:00 | 98.81 | 16.17 | 17 | FALSE | 0 | 0 | 0 | 0 | 0
Spain | ESP | 2015-11-19 17:00 | 2015-11-19 18:00 | 62.52 | 2015 | 5.5 | 2015-11-30 |  |  |  |  | 7747 | 2026-11-19 18:00 | 98.81 | 16.17 | 18 | FALSE | 0 | 0 | 0 | 0 | 0
Spain | ESP | 2015-11-19 18:00 | 2015-11-19 19:00 | 62.97 | 2015 | 5.5 | 2015-11-30 |  |  |  |  | 7748 | 2026-11-19 19:00 | 98.81 | 16.17 | 19 | FALSE | 0 | 0 | 0 | 0 | 0
Spain | ESP | 2015-11-19 19:00 | 2015-11-19 20:00 | 62.83 | 2015 | 5.5 | 2015-11-30 |  |  |  |  | 7749 | 2026-11-19 20:00 | 98.81 | 16.17 | 20 | FALSE | 0 | 0 | 0 | 0 | 0
Spain | ESP | 2015-11-19 20:00 | 2015-11-19 21:00 | 61.4 | 2015 | 5.5 | 2015-11-30 |  |  |  |  | 7750 | 2026-11-19 21:00 | 98.81 | 16.17 | 21 | FALSE | 0 | 0 | 0 | 0 | 0
Spain | ESP | 2015-11-19 21:00 | 2015-11-19 22:00 | 60.55 | 2015 | 5.5 | 2015-11-30 |  |  |  |  | 7751 | 2026-11-19 22:00 | 98.81 | 16.17 | 22 | FALSE | 0 | 0 | 0 | 0 | 0
Spain | ESP | 2015-11-19 22:00 | 2015-11-19 23:00 | 58.02 | 2015 | 5.5 | 2015-11-30 |  |  |  |  | 7752 | 2026-11-19 23:00 | 98.81 | 16.17 | 23 | FALSE | 0 | 0 | 0 | 0 | 0
Spain | ESP | 2015-11-19 23:00 | 2015-11-20 | 56.51 | 2015 | 5.5 | 2015-11-30 |  |  |  |  | 7753 | 2026-11-20 | 98.81 | 16.17 | 24 | TRUE | 98.81 | 24 | 98.81 | 0 | -988.1
Spain | ESP | 2015-11-20 | 2015-11-20 01:00 | 49 | 2015 | 5.5 | 2015-11-30 |  |  |  |  | 7754 | 2026-11-20 01:00 | 98.81 | 16.17 | 1 | FALSE | 0 | 0 | 0 | 0 | 0
Spain | ESP | 2015-11-20 01:00 | 2015-11-20 02:00 | 46.85 | 2015 | 5.5 | 2015-11-30 |  |  |  |  | 7755 | 2026-11-20 02:00 | 98.81 | 16.17 | 2 | FALSE | 0 | 0 | 0 | 0 | 0
Spain | ESP | 2015-11-20 02:00 | 2015-11-20 03:00 | 46.01 | 2015 | 5.5 | 2015-11-30 |  |  |  |  | 7756 | 2026-11-20 03:00 | 98.81 | 16.17 | 3 | FALSE | 0 | 0 | 0 | 0 | 0
Spain | ESP | 2015-11-20 03:00 | 2015-11-20 04:00 | 43 | 2015 | 5.5 | 2015-11-30 |  |  |  |  | 7757 | 2026-11-20 04:00 | 98.81 | 16.17 | 4 | FALSE | 0 | 0 | 0 | 0 | 0
Spain | ESP | 2015-11-20 04:00 | 2015-11-20 05:00 | 43.8 | 2015 | 5.5 | 2015-11-30 |  |  |  |  | 7758 | 2026-11-20 05:00 | 98.81 | 16.17 | 5 | FALSE | 0 | 0 | 0 | 0 | 0
Spain | ESP | 2015-11-20 05:00 | 2015-11-20 06:00 | 49.23 | 2015 | 5.5 | 2015-11-30 |  |  |  |  | 7759 | 2026-11-20 06:00 | 98.81 | 16.17 | 6 | FALSE | 0 | 0 | 0 | 0 | 0
Spain | ESP | 2015-11-20 06:00 | 2015-11-20 07:00 | 56.7 | 2015 | 5.5 | 2015-11-30 |  |  |  |  | 7760 | 2026-11-20 07:00 | 98.81 | 16.17 | 7 | FALSE | 0 | 0 | 0 | 0 | 0
Spain | ESP | 2015-11-20 07:00 | 2015-11-20 08:00 | 57.84 | 2015 | 5.5 | 2015-11-30 |  |  |  |  | 7761 | 2026-11-20 08:00 | 98.81 | 16.17 | 8 | FALSE | 0 | 0 | 0 | 0 | 0
Spain | ESP | 2015-11-20 08:00 | 2015-11-20 09:00 | 59 | 2015 | 5.5 | 2015-11-30 |  |  |  |  | 7762 | 2026-11-20 09:00 | 98.81 | 16.17 | 9 | FALSE | 0 | 0 | 0 | 0 | 0
Spain | ESP | 2015-11-20 09:00 | 2015-11-20 10:00 | 58 | 2015 | 5.5 | 2015-11-30 |  |  |  |  | 7763 | 2026-11-20 10:00 | 98.81 | 16.17 | 10 | FALSE | 0 | 0 | 0 | 0 | 0
Spain | ESP | 2015-11-20 10:00 | 2015-11-20 11:00 | 56.7 | 2015 | 5.5 | 2015-11-30 |  |  |  |  | 7764 | 2026-11-20 11:00 | 98.81 | 16.17 | 11 | FALSE | 0 | 0 | 0 | 0 | 0
Spain | ESP | 2015-11-20 11:00 | 2015-11-20 12:00 | 56.35 | 2015 | 5.5 | 2015-11-30 |  |  |  |  | 7765 | 2026-11-20 12:00 | 98.81 | 16.17 | 12 | FALSE | 0 | 0 | 0 | 0 | 0
Spain | ESP | 2015-11-20 12:00 | 2015-11-20 13:00 | 55.5 | 2015 | 5.5 | 2015-11-30 |  |  |  |  | 7766 | 2026-11-20 13:00 | 98.81 | 16.17 | 13 | FALSE | 0 | 0 | 0 | 0 | 0
Spain | ESP | 2015-11-20 13:00 | 2015-11-20 14:00 | 48.54 | 2015 | 5.5 | 2015-11-30 |  |  |  |  | 7767 | 2026-11-20 14:00 | 98.81 | 16.17 | 14 | FALSE | 0 | 0 | 0 | 0 | 0
Spain | ESP | 2015-11-20 14:00 | 2015-11-20 15:00 | 44.99 | 2015 | 5.5 | 2015-11-30 |  |  |  |  | 7768 | 2026-11-20 15:00 | 98.81 | 16.17 | 15 | FALSE | 0 | 0 | 0 | 0 | 0
Spain | ESP | 2015-11-20 15:00 | 2015-11-20 16:00 | 45.7 | 2015 | 5.5 | 2015-11-30 |  |  |  |  | 7769 | 2026-11-20 16:00 | 98.81 | 16.17 | 16 | FALSE | 0 | 0 | 0 | 0 | 0
Spain | ESP | 2015-11-20 16:00 | 2015-11-20 17:00 | 50.1 | 2015 | 5.5 | 2015-11-30 |  |  |  |  | 7770 | 2026-11-20 17:00 | 98.81 | 16.17 | 17 | FALSE | 0 | 0 | 0 | 0 | 0
Spain | ESP | 2015-11-20 17:00 | 2015-11-20 18:00 | 51.66 | 2015 | 5.5 | 2015-11-30 |  |  |  |  | 7771 | 2026-11-20 18:00 | 98.81 | 16.17 | 18 | FALSE | 0 | 0 | 0 | 0 | 0
Spain | ESP | 2015-11-20 18:00 | 2015-11-20 19:00 | 50.01 | 2015 | 5.5 | 2015-11-30 |  |  |  |  | 7772 | 2026-11-20 19:00 | 98.81 | 16.17 | 19 | FALSE | 0 | 0 | 0 | 0 | 0
Spain | ESP | 2015-11-20 19:00 | 2015-11-20 20:00 | 48.5 | 2015 | 5.5 | 2015-11-30 |  |  |  |  | 7773 | 2026-11-20 20:00 | 98.81 | 16.17 | 20 | FALSE | 0 | 0 | 0 | 0 | 0
Spain | ESP | 2015-11-20 20:00 | 2015-11-20 21:00 | 43.09 | 2015 | 5.5 | 2015-11-30 |  |  |  |  | 7774 | 2026-11-20 21:00 | 98.81 | 16.17 | 21 | FALSE | 0 | 0 | 0 | 0 | 0
Spain | ESP | 2015-11-20 21:00 | 2015-11-20 22:00 | 37.61 | 2015 | 5.5 | 2015-11-30 |  |  |  |  | 7775 | 2026-11-20 22:00 | 98.81 | 16.17 | 22 | FALSE | 0 | 0 | 0 | 0 | 0
Spain | ESP | 2015-11-20 22:00 | 2015-11-20 23:00 | 34 | 2015 | 5.5 | 2015-11-30 |  |  |  |  | 7776 | 2026-11-20 23:00 | 98.81 | 16.17 | 23 | FALSE | 0 | 0 | 0 | 0 | 0
Spain | ESP | 2015-11-20 23:00 | 2015-11-21 | 28.86 | 2015 | 5.5 | 2015-11-30 |  |  |  |  | 7777 | 2026-11-21 | 98.81 | 16.17 | 24 | TRUE | 98.81 | 24 | 98.81 | 0 | -988.1
Spain | ESP | 2015-11-21 | 2015-11-21 01:00 | 24.95 | 2015 | 5.5 | 2015-11-30 |  |  |  |  | 7778 | 2026-11-21 01:00 | 98.81 | 16.17 | 1 | FALSE | 0 | 0 | 0 | 0 | 0
Spain | ESP | 2015-11-21 01:00 | 2015-11-21 02:00 | 16 | 2015 | 5.5 | 2015-11-30 |  |  |  |  | 7779 | 2026-11-21 02:00 | 98.81 | 16.17 | 2 | FALSE | 0 | 0 | 0 | 0 | 0
Spain | ESP | 2015-11-21 02:00 | 2015-11-21 03:00 | 10.28 | 2015 | 5.5 | 2015-11-30 |  |  |  |  | 7780 | 2026-11-21 03:00 | 98.81 | 16.17 | 3 | FALSE | 0 | 0 | 0 | 0 | 0
Spain | ESP | 2015-11-21 03:00 | 2015-11-21 04:00 | 7.88 | 2015 | 5.5 | 2015-11-30 |  |  |  |  | 7781 | 2026-11-21 04:00 | 98.81 | 16.17 | 4 | FALSE | 0 | 0 | 0 | 0 | 0
Spain | ESP | 2015-11-21 04:00 | 2015-11-21 05:00 | 7.2 | 2015 | 5.5 | 2015-11-30 |  |  |  |  | 7782 | 2026-11-21 05:00 | 98.81 | 16.17 | 5 | FALSE | 0 | 0 | 0 | 0 | 0
Spain | ESP | 2015-11-21 05:00 | 2015-11-21 06:00 | 8 | 2015 | 5.5 | 2015-11-30 |  |  |  |  | 7783 | 2026-11-21 06:00 | 98.81 | 16.17 | 6 | FALSE | 0 | 0 | 0 | 0 | 0
Spain | ESP | 2015-11-21 06:00 | 2015-11-21 07:00 | 12.4 | 2015 | 5.5 | 2015-11-30 |  |  |  |  | 7784 | 2026-11-21 07:00 | 98.81 | 16.17 | 7 | FALSE | 0 | 0 | 0 | 0 | 0
Spain | ESP | 2015-11-21 07:00 | 2015-11-21 08:00 | 26.31 | 2015 | 5.5 | 2015-11-30 |  |  |  |  | 7785 | 2026-11-21 08:00 | 98.81 | 16.17 | 8 | FALSE | 0 | 0 | 0 | 0 | 0
Spain | ESP | 2015-11-21 08:00 | 2015-11-21 09:00 | 34.9 | 2015 | 5.5 | 2015-11-30 |  |  |  |  | 7786 | 2026-11-21 09:00 | 98.81 | 16.17 | 9 | FALSE | 0 | 0 | 0 | 0 | 0
Spain | ESP | 2015-11-21 09:00 | 2015-11-21 10:00 | 36.93 | 2015 | 5.5 | 2015-11-30 |  |  |  |  | 7787 | 2026-11-21 10:00 | 98.81 | 16.17 | 10 | FALSE | 0 | 0 | 0 | 0 | 0
Spain | ESP | 2015-11-21 10:00 | 2015-11-21 11:00 | 35 | 2015 | 5.5 | 2015-11-30 |  |  |  |  | 7788 | 2026-11-21 11:00 | 98.81 | 16.17 | 11 | FALSE | 0 | 0 | 0 | 0 | 0
Spain | ESP | 2015-11-21 11:00 | 2015-11-21 12:00 | 34.82 | 2015 | 5.5 | 2015-11-30 |  |  |  |  | 7789 | 2026-11-21 12:00 | 98.81 | 16.17 | 12 | FALSE | 0 | 0 | 0 | 0 | 0
Spain | ESP | 2015-11-21 12:00 | 2015-11-21 13:00 | 33.15 | 2015 | 5.5 | 2015-11-30 |  |  |  |  | 7790 | 2026-11-21 13:00 | 98.81 | 16.17 | 13 | FALSE | 0 | 0 | 0 | 0 | 0
Spain | ESP | 2015-11-21 13:00 | 2015-11-21 14:00 | 27.99 | 2015 | 5.5 | 2015-11-30 |  |  |  |  | 7791 | 2026-11-21 14:00 | 98.81 | 16.17 | 14 | FALSE | 0 | 0 | 0 | 0 | 0
Spain | ESP | 2015-11-21 14:00 | 2015-11-21 15:00 | 26.31 | 2015 | 5.5 | 2015-11-30 |  |  |  |  | 7792 | 2026-11-21 15:00 | 98.81 | 16.17 | 15 | FALSE | 0 | 0 | 0 | 0 | 0
Spain | ESP | 2015-11-21 15:00 | 2015-11-21 16:00 | 26.41 | 2015 | 5.5 | 2015-11-30 |  |  |  |  | 7793 | 2026-11-21 16:00 | 98.81 | 16.17 | 16 | FALSE | 0 | 0 | 0 | 0 | 0
Spain | ESP | 2015-11-21 16:00 | 2015-11-21 17:00 | 36 | 2015 | 5.5 | 2015-11-30 |  |  |  |  | 7794 | 2026-11-21 17:00 | 98.81 | 16.17 | 17 | FALSE | 0 | 0 | 0 | 0 | 0
Spain | ESP | 2015-11-21 17:00 | 2015-11-21 18:00 | 43.3 | 2015 | 5.5 | 2015-11-30 |  |  |  |  | 7795 | 2026-11-21 18:00 | 98.81 | 16.17 | 18 | FALSE | 0 | 0 | 0 | 0 | 0
Spain | ESP | 2015-11-21 18:00 | 2015-11-21 19:00 | 43.1 | 2015 | 5.5 | 2015-11-30 |  |  |  |  | 7796 | 2026-11-21 19:00 | 98.81 | 16.17 | 19 | FALSE | 0 | 0 | 0 | 0 | 0
Spain | ESP | 2015-11-21 19:00 | 2015-11-21 20:00 | 44.98 | 2015 | 5.5 | 2015-11-30 |  |  |  |  | 7797 | 2026-11-21 20:00 | 98.81 | 16.17 | 20 | FALSE | 0 | 0 | 0 | 0 | 0
Spain | ESP | 2015-11-21 20:00 | 2015-11-21 21:00 | 40.5 | 2015 | 5.5 | 2015-11-30 |  |  |  |  | 7798 | 2026-11-21 21:00 | 98.81 | 16.17 | 21 | FALSE | 0 | 0 | 0 | 0 | 0
Spain | ESP | 2015-11-21 21:00 | 2015-11-21 22:00 | 40.48 | 2015 | 5.5 | 2015-11-30 |  |  |  |  | 7799 | 2026-11-21 22:00 | 98.81 | 16.17 | 22 | FALSE | 0 | 0 | 0 | 0 | 0
Spain | ESP | 2015-11-21 22:00 | 2015-11-21 23:00 | 36.52 | 2015 | 5.5 | 2015-11-30 |  |  |  |  | 7800 | 2026-11-21 23:00 | 98.81 | 16.17 | 23 | FALSE | 0 | 0 | 0 | 0 | 0
Spain | ESP | 2015-11-21 23:00 | 2015-11-22 | 35 | 2015 | 5.5 | 2015-11-30 |  |  |  |  | 7801 | 2026-11-22 | 98.81 | 16.17 | 24 | TRUE | 98.81 | 24 | 98.81 | 0 | -988.1
Spain | ESP | 2015-11-22 | 2015-11-22 01:00 | 29.79 | 2015 | 5.5 | 2015-11-30 |  |  |  |  | 7802 | 2026-11-22 01:00 | 98.81 | 16.17 | 1 | FALSE | 0 | 0 | 0 | 0 | 0
Spain | ESP | 2015-11-22 01:00 | 2015-11-22 02:00 | 25.17 | 2015 | 5.5 | 2015-11-30 |  |  |  |  | 7803 | 2026-11-22 02:00 | 98.81 | 16.17 | 2 | FALSE | 0 | 0 | 0 | 0 | 0
Spain | ESP | 2015-11-22 02:00 | 2015-11-22 03:00 | 22.97 | 2015 | 5.5 | 2015-11-30 |  |  |  |  | 7804 | 2026-11-22 03:00 | 98.81 | 16.17 | 3 | FALSE | 0 | 0 | 0 | 0 | 0
Spain | ESP | 2015-11-22 03:00 | 2015-11-22 04:00 | 22.6 | 2015 | 5.5 | 2015-11-30 |  |  |  |  | 7805 | 2026-11-22 04:00 | 98.81 | 16.17 | 4 | FALSE | 0 | 0 | 0 | 0 | 0
Spain | ESP | 2015-11-22 04:00 | 2015-11-22 05:00 | 22.75 | 2015 | 5.5 | 2015-11-30 |  |  |  |  | 7806 | 2026-11-22 05:00 | 98.81 | 16.17 | 5 | FALSE | 0 | 0 | 0 | 0 | 0
Spain | ESP | 2015-11-22 05:00 | 2015-11-22 06:00 | 24.08 | 2015 | 5.5 | 2015-11-30 |  |  |  |  | 7807 | 2026-11-22 06:00 | 98.81 | 16.17 | 6 | FALSE | 0 | 0 | 0 | 0 | 0
Spain | ESP | 2015-11-22 06:00 | 2015-11-22 07:00 | 26.99 | 2015 | 5.5 | 2015-11-30 |  |  |  |  | 7808 | 2026-11-22 07:00 | 98.81 | 16.17 | 7 | FALSE | 0 | 0 | 0 | 0 | 0
Spain | ESP | 2015-11-22 07:00 | 2015-11-22 08:00 | 36.27 | 2015 | 5.5 | 2015-11-30 |  |  |  |  | 7809 | 2026-11-22 08:00 | 98.81 | 16.17 | 8 | FALSE | 0 | 0 | 0 | 0 | 0
Spain | ESP | 2015-11-22 08:00 | 2015-11-22 09:00 | 39 | 2015 | 5.5 | 2015-11-30 |  |  |  |  | 7810 | 2026-11-22 09:00 | 98.81 | 16.17 | 9 | FALSE | 0 | 0 | 0 | 0 | 0
Spain | ESP | 2015-11-22 09:00 | 2015-11-22 10:00 | 40.39 | 2015 | 5.5 | 2015-11-30 |  |  |  |  | 7811 | 2026-11-22 10:00 | 98.81 | 16.17 | 10 | FALSE | 0 | 0 | 0 | 0 | 0
Spain | ESP | 2015-11-22 10:00 | 2015-11-22 11:00 | 40.1 | 2015 | 5.5 | 2015-11-30 |  |  |  |  | 7812 | 2026-11-22 11:00 | 98.81 | 16.17 | 11 | FALSE | 0 | 0 | 0 | 0 | 0
Spain | ESP | 2015-11-22 11:00 | 2015-11-22 12:00 | 40 | 2015 | 5.5 | 2015-11-30 |  |  |  |  | 7813 | 2026-11-22 12:00 | 98.81 | 16.17 | 12 | FALSE | 0 | 0 | 0 | 0 | 0
Spain | ESP | 2015-11-22 12:00 | 2015-11-22 13:00 | 40 | 2015 | 5.5 | 2015-11-30 |  |  |  |  | 7814 | 2026-11-22 13:00 | 98.81 | 16.17 | 13 | FALSE | 0 | 0 | 0 | 0 | 0
Spain | ESP | 2015-11-22 13:00 | 2015-11-22 14:00 | 39 | 2015 | 5.5 | 2015-11-30 |  |  |  |  | 7815 | 2026-11-22 14:00 | 98.81 | 16.17 | 14 | FALSE | 0 | 0 | 0 | 0 | 0
Spain | ESP | 2015-11-22 14:00 | 2015-11-22 15:00 | 35 | 2015 | 5.5 | 2015-11-30 |  |  |  |  | 7816 | 2026-11-22 15:00 | 98.81 | 16.17 | 15 | FALSE | 0 | 0 | 0 | 0 | 0
Spain | ESP | 2015-11-22 15:00 | 2015-11-22 16:00 | 35.5 | 2015 | 5.5 | 2015-11-30 |  |  |  |  | 7817 | 2026-11-22 16:00 | 98.81 | 16.17 | 16 | FALSE | 0 | 0 | 0 | 0 | 0
Spain | ESP | 2015-11-22 16:00 | 2015-11-22 17:00 | 40.47 | 2015 | 5.5 | 2015-11-30 |  |  |  |  | 7818 | 2026-11-22 17:00 | 98.81 | 16.17 | 17 | FALSE | 0 | 0 | 0 | 0 | 0
Spain | ESP | 2015-11-22 17:00 | 2015-11-22 18:00 | 55.5 | 2015 | 5.5 | 2015-11-30 |  |  |  |  | 7819 | 2026-11-22 18:00 | 98.81 | 16.17 | 18 | FALSE | 0 | 0 | 0 | 0 | 0
Spain | ESP | 2015-11-22 18:00 | 2015-11-22 19:00 | 59.64 | 2015 | 5.5 | 2015-11-30 |  |  |  |  | 7820 | 2026-11-22 19:00 | 98.81 | 16.17 | 19 | FALSE | 0 | 0 | 0 | 0 | 0
Spain | ESP | 2015-11-22 19:00 | 2015-11-22 20:00 | 60 | 2015 | 5.5 | 2015-11-30 |  |  |  |  | 7821 | 2026-11-22 20:00 | 98.81 | 16.17 | 20 | FALSE | 0 | 0 | 0 | 0 | 0
Spain | ESP | 2015-11-22 20:00 | 2015-11-22 21:00 | 58.5 | 2015 | 5.5 | 2015-11-30 |  |  |  |  | 7822 | 2026-11-22 21:00 | 98.81 | 16.17 | 21 | FALSE | 0 | 0 | 0 | 0 | 0
Spain | ESP | 2015-11-22 21:00 | 2015-11-22 22:00 | 48.03 | 2015 | 5.5 | 2015-11-30 |  |  |  |  | 7823 | 2026-11-22 22:00 | 98.81 | 16.17 | 22 | FALSE | 0 | 0 | 0 | 0 | 0
Spain | ESP | 2015-11-22 22:00 | 2015-11-22 23:00 | 42.6 | 2015 | 5.5 | 2015-11-30 |  |  |  |  | 7824 | 2026-11-22 23:00 | 98.81 | 16.17 | 23 | FALSE | 0 | 0 | 0 | 0 | 0
Spain | ESP | 2015-11-22 23:00 | 2015-11-23 | 49.61 | 2015 | 5.5 | 2015-11-30 |  |  |  |  | 7825 | 2026-11-23 | 98.81 | 16.17 | 24 | TRUE | 98.81 | 24 | 98.81 | 0 | -988.1
Spain | ESP | 2015-11-23 | 2015-11-23 01:00 | 42.28 | 2015 | 5.5 | 2015-11-30 |  |  |  |  | 7826 | 2026-11-23 01:00 | 98.81 | 16.17 | 1 | FALSE | 0 | 0 | 0 | 0 | 0
Spain | ESP | 2015-11-23 01:00 | 2015-11-23 02:00 | 39.21 | 2015 | 5.5 | 2015-11-30 |  |  |  |  | 7827 | 2026-11-23 02:00 | 98.81 | 16.17 | 2 | FALSE | 0 | 0 | 0 | 0 | 0
Spain | ESP | 2015-11-23 02:00 | 2015-11-23 03:00 | 36 | 2015 | 5.5 | 2015-11-30 |  |  |  |  | 7828 | 2026-11-23 03:00 | 98.81 | 16.17 | 3 | FALSE | 0 | 0 | 0 | 0 | 0
Spain | ESP | 2015-11-23 03:00 | 2015-11-23 04:00 | 35.13 | 2015 | 5.5 | 2015-11-30 |  |  |  |  | 7829 | 2026-11-23 04:00 | 98.81 | 16.17 | 4 | FALSE | 0 | 0 | 0 | 0 | 0
Spain | ESP | 2015-11-23 04:00 | 2015-11-23 05:00 | 40 | 2015 | 5.5 | 2015-11-30 |  |  |  |  | 7830 | 2026-11-23 05:00 | 98.81 | 16.17 | 5 | FALSE | 0 | 0 | 0 | 0 | 0
Spain | ESP | 2015-11-23 05:00 | 2015-11-23 06:00 | 51.85 | 2015 | 5.5 | 2015-11-30 |  |  |  |  | 7831 | 2026-11-23 06:00 | 98.81 | 16.17 | 6 | FALSE | 0 | 0 | 0 | 0 | 0
Spain | ESP | 2015-11-23 06:00 | 2015-11-23 07:00 | 60.9 | 2015 | 5.5 | 2015-11-30 |  |  |  |  | 7832 | 2026-11-23 07:00 | 98.81 | 16.17 | 7 | FALSE | 0 | 0 | 0 | 0 | 0
Spain | ESP | 2015-11-23 07:00 | 2015-11-23 08:00 | 62.08 | 2015 | 5.5 | 2015-11-30 |  |  |  |  | 7833 | 2026-11-23 08:00 | 98.81 | 16.17 | 8 | FALSE | 0 | 0 | 0 | 0 | 0
Spain | ESP | 2015-11-23 08:00 | 2015-11-23 09:00 | 63.34 | 2015 | 5.5 | 2015-11-30 |  |  |  |  | 7834 | 2026-11-23 09:00 | 98.81 | 16.17 | 9 | FALSE | 0 | 0 | 0 | 0 | 0
Spain | ESP | 2015-11-23 09:00 | 2015-11-23 10:00 | 63.69 | 2015 | 5.5 | 2015-11-30 |  |  |  |  | 7835 | 2026-11-23 10:00 | 98.81 | 16.17 | 10 | FALSE | 0 | 0 | 0 | 0 | 0
Spain | ESP | 2015-11-23 10:00 | 2015-11-23 11:00 | 62.29 | 2015 | 5.5 | 2015-11-30 |  |  |  |  | 7836 | 2026-11-23 11:00 | 98.81 | 16.17 | 11 | FALSE | 0 | 0 | 0 | 0 | 0
Spain | ESP | 2015-11-23 11:00 | 2015-11-23 12:00 | 62.6 | 2015 | 5.5 | 2015-11-30 |  |  |  |  | 7837 | 2026-11-23 12:00 | 98.81 | 16.17 | 12 | FALSE | 0 | 0 | 0 | 0 | 0
Spain | ESP | 2015-11-23 12:00 | 2015-11-23 13:00 | 62.29 | 2015 | 5.5 | 2015-11-30 |  |  |  |  | 7838 | 2026-11-23 13:00 | 98.81 | 16.17 | 13 | FALSE | 0 | 0 | 0 | 0 | 0
Spain | ESP | 2015-11-23 13:00 | 2015-11-23 14:00 | 61.15 | 2015 | 5.5 | 2015-11-30 |  |  |  |  | 7839 | 2026-11-23 14:00 | 98.81 | 16.17 | 14 | FALSE | 0 | 0 | 0 | 0 | 0
Spain | ESP | 2015-11-23 14:00 | 2015-11-23 15:00 | 61.2 | 2015 | 5.5 | 2015-11-30 |  |  |  |  | 7840 | 2026-11-23 15:00 | 98.81 | 16.17 | 15 | FALSE | 0 | 0 | 0 | 0 | 0
Spain | ESP | 2015-11-23 15:00 | 2015-11-23 16:00 | 61.47 | 2015 | 5.5 | 2015-11-30 |  |  |  |  | 7841 | 2026-11-23 16:00 | 98.81 | 16.17 | 16 | FALSE | 0 | 0 | 0 | 0 | 0
Spain | ESP | 2015-11-23 16:00 | 2015-11-23 17:00 | 65.01 | 2015 | 5.5 | 2015-11-30 |  |  |  |  | 7842 | 2026-11-23 17:00 | 98.81 | 16.17 | 17 | FALSE | 0 | 0 | 0 | 0 | 0
Spain | ESP | 2015-11-23 17:00 | 2015-11-23 18:00 | 77.32 | 2015 | 5.5 | 2015-11-30 |  |  |  |  | 7843 | 2026-11-23 18:00 | 98.81 | 16.17 | 18 | FALSE | 0 | 0 | 0 | 0 | 0
Spain | ESP | 2015-11-23 18:00 | 2015-11-23 19:00 | 85 | 2015 | 5.5 | 2015-11-30 |  |  |  |  | 7844 | 2026-11-23 19:00 | 98.81 | 16.17 | 19 | FALSE | 0 | 0 | 0 | 0 | 0
Spain | ESP | 2015-11-23 19:00 | 2015-11-23 20:00 | 77.93 | 2015 | 5.5 | 2015-11-30 |  |  |  |  | 7845 | 2026-11-23 20:00 | 98.81 | 16.17 | 20 | FALSE | 0 | 0 | 0 | 0 | 0
Spain | ESP | 2015-11-23 20:00 | 2015-11-23 21:00 | 65.29 | 2015 | 5.5 | 2015-11-30 |  |  |  |  | 7846 | 2026-11-23 21:00 | 98.81 | 16.17 | 21 | FALSE | 0 | 0 | 0 | 0 | 0
Spain | ESP | 2015-11-23 21:00 | 2015-11-23 22:00 | 61 | 2015 | 5.5 | 2015-11-30 |  |  |  |  | 7847 | 2026-11-23 22:00 | 98.81 | 16.17 | 22 | FALSE | 0 | 0 | 0 | 0 | 0
Spain | ESP | 2015-11-23 22:00 | 2015-11-23 23:00 | 57.91 | 2015 | 5.5 | 2015-11-30 |  |  |  |  | 7848 | 2026-11-23 23:00 | 98.81 | 16.17 | 23 | FALSE | 0 | 0 | 0 | 0 | 0
Spain | ESP | 2015-11-23 23:00 | 2015-11-24 | 50.59 | 2015 | 5.5 | 2015-11-30 |  |  |  |  | 7849 | 2026-11-24 | 98.81 | 16.17 | 24 | TRUE | 98.81 | 24 | 98.81 | 0 | -988.1
Spain | ESP | 2015-11-24 | 2015-11-24 01:00 | 48.37 | 2015 | 5.5 | 2015-11-30 |  |  |  |  | 7850 | 2026-11-24 01:00 | 98.81 | 16.17 | 1 | FALSE | 0 | 0 | 0 | 0 | 0
Spain | ESP | 2015-11-24 01:00 | 2015-11-24 02:00 | 46.66 | 2015 | 5.5 | 2015-11-30 |  |  |  |  | 7851 | 2026-11-24 02:00 | 98.81 | 16.17 | 2 | FALSE | 0 | 0 | 0 | 0 | 0
Spain | ESP | 2015-11-24 02:00 | 2015-11-24 03:00 | 44.22 | 2015 | 5.5 | 2015-11-30 |  |  |  |  | 7852 | 2026-11-24 03:00 | 98.81 | 16.17 | 3 | FALSE | 0 | 0 | 0 | 0 | 0
Spain | ESP | 2015-11-24 03:00 | 2015-11-24 04:00 | 43.43 | 2015 | 5.5 | 2015-11-30 |  |  |  |  | 7853 | 2026-11-24 04:00 | 98.81 | 16.17 | 4 | FALSE | 0 | 0 | 0 | 0 | 0
Spain | ESP | 2015-11-24 04:00 | 2015-11-24 05:00 | 45.76 | 2015 | 5.5 | 2015-11-30 |  |  |  |  | 7854 | 2026-11-24 05:00 | 98.81 | 16.17 | 5 | FALSE | 0 | 0 | 0 | 0 | 0
Spain | ESP | 2015-11-24 05:00 | 2015-11-24 06:00 | 56.06 | 2015 | 5.5 | 2015-11-30 |  |  |  |  | 7855 | 2026-11-24 06:00 | 98.81 | 16.17 | 6 | FALSE | 0 | 0 | 0 | 0 | 0
Spain | ESP | 2015-11-24 06:00 | 2015-11-24 07:00 | 65.02 | 2015 | 5.5 | 2015-11-30 |  |  |  |  | 7856 | 2026-11-24 07:00 | 98.81 | 16.17 | 7 | FALSE | 0 | 0 | 0 | 0 | 0
Spain | ESP | 2015-11-24 07:00 | 2015-11-24 08:00 | 67.67 | 2015 | 5.5 | 2015-11-30 |  |  |  |  | 7857 | 2026-11-24 08:00 | 98.81 | 16.17 | 8 | FALSE | 0 | 0 | 0 | 0 | 0
Spain | ESP | 2015-11-24 08:00 | 2015-11-24 09:00 | 68.44 | 2015 | 5.5 | 2015-11-30 |  |  |  |  | 7858 | 2026-11-24 09:00 | 98.81 | 16.17 | 9 | FALSE | 0 | 0 | 0 | 0 | 0
Spain | ESP | 2015-11-24 09:00 | 2015-11-24 10:00 | 67.02 | 2015 | 5.5 | 2015-11-30 |  |  |  |  | 7859 | 2026-11-24 10:00 | 98.81 | 16.17 | 10 | FALSE | 0 | 0 | 0 | 0 | 0
Spain | ESP | 2015-11-24 10:00 | 2015-11-24 11:00 | 65.64 | 2015 | 5.5 | 2015-11-30 |  |  |  |  | 7860 | 2026-11-24 11:00 | 98.81 | 16.17 | 11 | FALSE | 0 | 0 | 0 | 0 | 0
Spain | ESP | 2015-11-24 11:00 | 2015-11-24 12:00 | 64.98 | 2015 | 5.5 | 2015-11-30 |  |  |  |  | 7861 | 2026-11-24 12:00 | 98.81 | 16.17 | 12 | FALSE | 0 | 0 | 0 | 0 | 0
Spain | ESP | 2015-11-24 12:00 | 2015-11-24 13:00 | 63.9 | 2015 | 5.5 | 2015-11-30 |  |  |  |  | 7862 | 2026-11-24 13:00 | 98.81 | 16.17 | 13 | FALSE | 0 | 0 | 0 | 0 | 0
Spain | ESP | 2015-11-24 13:00 | 2015-11-24 14:00 | 64.15 | 2015 | 5.5 | 2015-11-30 |  |  |  |  | 7863 | 2026-11-24 14:00 | 98.81 | 16.17 | 14 | FALSE | 0 | 0 | 0 | 0 | 0
Spain | ESP | 2015-11-24 14:00 | 2015-11-24 15:00 | 63.66 | 2015 | 5.5 | 2015-11-30 |  |  |  |  | 7864 | 2026-11-24 15:00 | 98.81 | 16.17 | 15 | FALSE | 0 | 0 | 0 | 0 | 0
Spain | ESP | 2015-11-24 15:00 | 2015-11-24 16:00 | 62.1 | 2015 | 5.5 | 2015-11-30 |  |  |  |  | 7865 | 2026-11-24 16:00 | 98.81 | 16.17 | 16 | FALSE | 0 | 0 | 0 | 0 | 0
Spain | ESP | 2015-11-24 16:00 | 2015-11-24 17:00 | 66.98 | 2015 | 5.5 | 2015-11-30 |  |  |  |  | 7866 | 2026-11-24 17:00 | 98.81 | 16.17 | 17 | FALSE | 0 | 0 | 0 | 0 | 0
Spain | ESP | 2015-11-24 17:00 | 2015-11-24 18:00 | 71.66 | 2015 | 5.5 | 2015-11-30 |  |  |  |  | 7867 | 2026-11-24 18:00 | 98.81 | 16.17 | 18 | FALSE | 0 | 0 | 0 | 0 | 0
Spain | ESP | 2015-11-24 18:00 | 2015-11-24 19:00 | 73.29 | 2015 | 5.5 | 2015-11-30 |  |  |  |  | 7868 | 2026-11-24 19:00 | 98.81 | 16.17 | 19 | FALSE | 0 | 0 | 0 | 0 | 0
Spain | ESP | 2015-11-24 19:00 | 2015-11-24 20:00 | 65.23 | 2015 | 5.5 | 2015-11-30 |  |  |  |  | 7869 | 2026-11-24 20:00 | 98.81 | 16.17 | 20 | FALSE | 0 | 0 | 0 | 0 | 0
Spain | ESP | 2015-11-24 20:00 | 2015-11-24 21:00 | 62.51 | 2015 | 5.5 | 2015-11-30 |  |  |  |  | 7870 | 2026-11-24 21:00 | 98.81 | 16.17 | 21 | FALSE | 0 | 0 | 0 | 0 | 0
Spain | ESP | 2015-11-24 21:00 | 2015-11-24 22:00 | 54.53 | 2015 | 5.5 | 2015-11-30 |  |  |  |  | 7871 | 2026-11-24 22:00 | 98.81 | 16.17 | 22 | FALSE | 0 | 0 | 0 | 0 | 0
Spain | ESP | 2015-11-24 22:00 | 2015-11-24 23:00 | 49.1 | 2015 | 5.5 | 2015-11-30 |  |  |  |  | 7872 | 2026-11-24 23:00 | 98.81 | 16.17 | 23 | FALSE | 0 | 0 | 0 | 0 | 0
Spain | ESP | 2015-11-24 23:00 | 2015-11-25 | 43.96 | 2015 | 5.5 | 2015-11-30 |  |  |  |  | 7873 | 2026-11-25 | 98.81 | 16.17 | 24 | TRUE | 98.81 | 24 | 98.81 | 0 | -988.1
Spain | ESP | 2015-11-25 | 2015-11-25 01:00 | 41.5 | 2015 | 5.5 | 2015-11-30 |  |  |  |  | 7874 | 2026-11-25 01:00 | 98.81 | 16.17 | 1 | FALSE | 0 | 0 | 0 | 0 | 0
Spain | ESP | 2015-11-25 01:00 | 2015-11-25 02:00 | 39.21 | 2015 | 5.5 | 2015-11-30 |  |  |  |  | 7875 | 2026-11-25 02:00 | 98.81 | 16.17 | 2 | FALSE | 0 | 0 | 0 | 0 | 0
Spain | ESP | 2015-11-25 02:00 | 2015-11-25 03:00 | 35.9 | 2015 | 5.5 | 2015-11-30 |  |  |  |  | 7876 | 2026-11-25 03:00 | 98.81 | 16.17 | 3 | FALSE | 0 | 0 | 0 | 0 | 0
Spain | ESP | 2015-11-25 03:00 | 2015-11-25 04:00 | 31.29 | 2015 | 5.5 | 2015-11-30 |  |  |  |  | 7877 | 2026-11-25 04:00 | 98.81 | 16.17 | 4 | FALSE | 0 | 0 | 0 | 0 | 0
Spain | ESP | 2015-11-25 04:00 | 2015-11-25 05:00 | 38.43 | 2015 | 5.5 | 2015-11-30 |  |  |  |  | 7878 | 2026-11-25 05:00 | 98.81 | 16.17 | 5 | FALSE | 0 | 0 | 0 | 0 | 0
Spain | ESP | 2015-11-25 05:00 | 2015-11-25 06:00 | 44.73 | 2015 | 5.5 | 2015-11-30 |  |  |  |  | 7879 | 2026-11-25 06:00 | 98.81 | 16.17 | 6 | FALSE | 0 | 0 | 0 | 0 | 0
Spain | ESP | 2015-11-25 06:00 | 2015-11-25 07:00 | 54.53 | 2015 | 5.5 | 2015-11-30 |  |  |  |  | 7880 | 2026-11-25 07:00 | 98.81 | 16.17 | 7 | FALSE | 0 | 0 | 0 | 0 | 0
Spain | ESP | 2015-11-25 07:00 | 2015-11-25 08:00 | 59.27 | 2015 | 5.5 | 2015-11-30 |  |  |  |  | 7881 | 2026-11-25 08:00 | 98.81 | 16.17 | 8 | FALSE | 0 | 0 | 0 | 0 | 0
Spain | ESP | 2015-11-25 08:00 | 2015-11-25 09:00 | 63.2 | 2015 | 5.5 | 2015-11-30 |  |  |  |  | 7882 | 2026-11-25 09:00 | 98.81 | 16.17 | 9 | FALSE | 0 | 0 | 0 | 0 | 0
Spain | ESP | 2015-11-25 09:00 | 2015-11-25 10:00 | 62.52 | 2015 | 5.5 | 2015-11-30 |  |  |  |  | 7883 | 2026-11-25 10:00 | 98.81 | 16.17 | 10 | FALSE | 0 | 0 | 0 | 0 | 0
Spain | ESP | 2015-11-25 10:00 | 2015-11-25 11:00 | 59.8 | 2015 | 5.5 | 2015-11-30 |  |  |  |  | 7884 | 2026-11-25 11:00 | 98.81 | 16.17 | 11 | FALSE | 0 | 0 | 0 | 0 | 0
Spain | ESP | 2015-11-25 11:00 | 2015-11-25 12:00 | 58.24 | 2015 | 5.5 | 2015-11-30 |  |  |  |  | 7885 | 2026-11-25 12:00 | 98.81 | 16.17 | 12 | FALSE | 0 | 0 | 0 | 0 | 0
Spain | ESP | 2015-11-25 12:00 | 2015-11-25 13:00 | 56.69 | 2015 | 5.5 | 2015-11-30 |  |  |  |  | 7886 | 2026-11-25 13:00 | 98.81 | 16.17 | 13 | FALSE | 0 | 0 | 0 | 0 | 0
Spain | ESP | 2015-11-25 13:00 | 2015-11-25 14:00 | 48.71 | 2015 | 5.5 | 2015-11-30 |  |  |  |  | 7887 | 2026-11-25 14:00 | 98.81 | 16.17 | 14 | FALSE | 0 | 0 | 0 | 0 | 0
Spain | ESP | 2015-11-25 14:00 | 2015-11-25 15:00 | 48.15 | 2015 | 5.5 | 2015-11-30 |  |  |  |  | 7888 | 2026-11-25 15:00 | 98.81 | 16.17 | 15 | FALSE | 0 | 0 | 0 | 0 | 0
Spain | ESP | 2015-11-25 15:00 | 2015-11-25 16:00 | 48.37 | 2015 | 5.5 | 2015-11-30 |  |  |  |  | 7889 | 2026-11-25 16:00 | 98.81 | 16.17 | 16 | FALSE | 0 | 0 | 0 | 0 | 0
Spain | ESP | 2015-11-25 16:00 | 2015-11-25 17:00 | 52.74 | 2015 | 5.5 | 2015-11-30 |  |  |  |  | 7890 | 2026-11-25 17:00 | 98.81 | 16.17 | 17 | FALSE | 0 | 0 | 0 | 0 | 0
Spain | ESP | 2015-11-25 17:00 | 2015-11-25 18:00 | 61.57 | 2015 | 5.5 | 2015-11-30 |  |  |  |  | 7891 | 2026-11-25 18:00 | 98.81 | 16.17 | 18 | FALSE | 0 | 0 | 0 | 0 | 0
Spain | ESP | 2015-11-25 18:00 | 2015-11-25 19:00 | 63.48 | 2015 | 5.5 | 2015-11-30 |  |  |  |  | 7892 | 2026-11-25 19:00 | 98.81 | 16.17 | 19 | FALSE | 0 | 0 | 0 | 0 | 0
Spain | ESP | 2015-11-25 19:00 | 2015-11-25 20:00 | 60.2 | 2015 | 5.5 | 2015-11-30 |  |  |  |  | 7893 | 2026-11-25 20:00 | 98.81 | 16.17 | 20 | FALSE | 0 | 0 | 0 | 0 | 0
Spain | ESP | 2015-11-25 20:00 | 2015-11-25 21:00 | 55.96 | 2015 | 5.5 | 2015-11-30 |  |  |  |  | 7894 | 2026-11-25 21:00 | 98.81 | 16.17 | 21 | FALSE | 0 | 0 | 0 | 0 | 0
Spain | ESP | 2015-11-25 21:00 | 2015-11-25 22:00 | 48.53 | 2015 | 5.5 | 2015-11-30 |  |  |  |  | 7895 | 2026-11-25 22:00 | 98.81 | 16.17 | 22 | FALSE | 0 | 0 | 0 | 0 | 0
Spain | ESP | 2015-11-25 22:00 | 2015-11-25 23:00 | 45 | 2015 | 5.5 | 2015-11-30 |  |  |  |  | 7896 | 2026-11-25 23:00 | 98.81 | 16.17 | 23 | FALSE | 0 | 0 | 0 | 0 | 0
Spain | ESP | 2015-11-25 23:00 | 2015-11-26 | 40.4 | 2015 | 5.5 | 2015-11-30 |  |  |  |  | 7897 | 2026-11-26 | 98.81 | 16.17 | 24 | TRUE | 98.81 | 24 | 98.81 | 0 | -988.1
Spain | ESP | 2015-11-26 | 2015-11-26 01:00 | 36.73 | 2015 | 5.5 | 2015-11-30 |  |  |  |  | 7898 | 2026-11-26 01:00 | 98.81 | 16.17 | 1 | FALSE | 0 | 0 | 0 | 0 | 0
Spain | ESP | 2015-11-26 01:00 | 2015-11-26 02:00 | 32.3 | 2015 | 5.5 | 2015-11-30 |  |  |  |  | 7899 | 2026-11-26 02:00 | 98.81 | 16.17 | 2 | FALSE | 0 | 0 | 0 | 0 | 0
Spain | ESP | 2015-11-26 02:00 | 2015-11-26 03:00 | 30.29 | 2015 | 5.5 | 2015-11-30 |  |  |  |  | 7900 | 2026-11-26 03:00 | 98.81 | 16.17 | 3 | FALSE | 0 | 0 | 0 | 0 | 0
Spain | ESP | 2015-11-26 03:00 | 2015-11-26 04:00 | 31.4 | 2015 | 5.5 | 2015-11-30 |  |  |  |  | 7901 | 2026-11-26 04:00 | 98.81 | 16.17 | 4 | FALSE | 0 | 0 | 0 | 0 | 0
Spain | ESP | 2015-11-26 04:00 | 2015-11-26 05:00 | 35 | 2015 | 5.5 | 2015-11-30 |  |  |  |  | 7902 | 2026-11-26 05:00 | 98.81 | 16.17 | 5 | FALSE | 0 | 0 | 0 | 0 | 0
Spain | ESP | 2015-11-26 05:00 | 2015-11-26 06:00 | 42.69 | 2015 | 5.5 | 2015-11-30 |  |  |  |  | 7903 | 2026-11-26 06:00 | 98.81 | 16.17 | 6 | FALSE | 0 | 0 | 0 | 0 | 0
Spain | ESP | 2015-11-26 06:00 | 2015-11-26 07:00 | 48.37 | 2015 | 5.5 | 2015-11-30 |  |  |  |  | 7904 | 2026-11-26 07:00 | 98.81 | 16.17 | 7 | FALSE | 0 | 0 | 0 | 0 | 0
Spain | ESP | 2015-11-26 07:00 | 2015-11-26 08:00 | 56.69 | 2015 | 5.5 | 2015-11-30 |  |  |  |  | 7905 | 2026-11-26 08:00 | 98.81 | 16.17 | 8 | FALSE | 0 | 0 | 0 | 0 | 0
Spain | ESP | 2015-11-26 08:00 | 2015-11-26 09:00 | 58.3 | 2015 | 5.5 | 2015-11-30 |  |  |  |  | 7906 | 2026-11-26 09:00 | 98.81 | 16.17 | 9 | FALSE | 0 | 0 | 0 | 0 | 0
Spain | ESP | 2015-11-26 09:00 | 2015-11-26 10:00 | 58.43 | 2015 | 5.5 | 2015-11-30 |  |  |  |  | 7907 | 2026-11-26 10:00 | 98.81 | 16.17 | 10 | FALSE | 0 | 0 | 0 | 0 | 0
Spain | ESP | 2015-11-26 10:00 | 2015-11-26 11:00 | 57.8 | 2015 | 5.5 | 2015-11-30 |  |  |  |  | 7908 | 2026-11-26 11:00 | 98.81 | 16.17 | 11 | FALSE | 0 | 0 | 0 | 0 | 0
Spain | ESP | 2015-11-26 11:00 | 2015-11-26 12:00 | 57.51 | 2015 | 5.5 | 2015-11-30 |  |  |  |  | 7909 | 2026-11-26 12:00 | 98.81 | 16.17 | 12 | FALSE | 0 | 0 | 0 | 0 | 0
Spain | ESP | 2015-11-26 12:00 | 2015-11-26 13:00 | 56.8 | 2015 | 5.5 | 2015-11-30 |  |  |  |  | 7910 | 2026-11-26 13:00 | 98.81 | 16.17 | 13 | FALSE | 0 | 0 | 0 | 0 | 0
Spain | ESP | 2015-11-26 13:00 | 2015-11-26 14:00 | 52.2 | 2015 | 5.5 | 2015-11-30 |  |  |  |  | 7911 | 2026-11-26 14:00 | 98.81 | 16.17 | 14 | FALSE | 0 | 0 | 0 | 0 | 0
Spain | ESP | 2015-11-26 14:00 | 2015-11-26 15:00 | 49.1 | 2015 | 5.5 | 2015-11-30 |  |  |  |  | 7912 | 2026-11-26 15:00 | 98.81 | 16.17 | 15 | FALSE | 0 | 0 | 0 | 0 | 0
Spain | ESP | 2015-11-26 15:00 | 2015-11-26 16:00 | 51.1 | 2015 | 5.5 | 2015-11-30 |  |  |  |  | 7913 | 2026-11-26 16:00 | 98.81 | 16.17 | 16 | FALSE | 0 | 0 | 0 | 0 | 0
Spain | ESP | 2015-11-26 16:00 | 2015-11-26 17:00 | 56.7 | 2015 | 5.5 | 2015-11-30 |  |  |  |  | 7914 | 2026-11-26 17:00 | 98.81 | 16.17 | 17 | FALSE | 0 | 0 | 0 | 0 | 0
Spain | ESP | 2015-11-26 17:00 | 2015-11-26 18:00 | 62.18 | 2015 | 5.5 | 2015-11-30 |  |  |  |  | 7915 | 2026-11-26 18:00 | 98.81 | 16.17 | 18 | FALSE | 0 | 0 | 0 | 0 | 0
Spain | ESP | 2015-11-26 18:00 | 2015-11-26 19:00 | 63.9 | 2015 | 5.5 | 2015-11-30 |  |  |  |  | 7916 | 2026-11-26 19:00 | 98.81 | 16.17 | 19 | FALSE | 0 | 0 | 0 | 0 | 0
Spain | ESP | 2015-11-26 19:00 | 2015-11-26 20:00 | 62.51 | 2015 | 5.5 | 2015-11-30 |  |  |  |  | 7917 | 2026-11-26 20:00 | 98.81 | 16.17 | 20 | FALSE | 0 | 0 | 0 | 0 | 0
Spain | ESP | 2015-11-26 20:00 | 2015-11-26 21:00 | 57.78 | 2015 | 5.5 | 2015-11-30 |  |  |  |  | 7918 | 2026-11-26 21:00 | 98.81 | 16.17 | 21 | FALSE | 0 | 0 | 0 | 0 | 0
Spain | ESP | 2015-11-26 21:00 | 2015-11-26 22:00 | 53.31 | 2015 | 5.5 | 2015-11-30 |  |  |  |  | 7919 | 2026-11-26 22:00 | 98.81 | 16.17 | 22 | FALSE | 0 | 0 | 0 | 0 | 0
Spain | ESP | 2015-11-26 22:00 | 2015-11-26 23:00 | 49.24 | 2015 | 5.5 | 2015-11-30 |  |  |  |  | 7920 | 2026-11-26 23:00 | 98.81 | 16.17 | 23 | FALSE | 0 | 0 | 0 | 0 | 0
Spain | ESP | 2015-11-26 23:00 | 2015-11-27 | 41 | 2015 | 5.5 | 2015-11-30 |  |  |  |  | 7921 | 2026-11-27 | 98.81 | 16.17 | 24 | TRUE | 98.81 | 24 | 98.81 | 0 | -988.1
Spain | ESP | 2015-11-27 | 2015-11-27 01:00 | 40.4 | 2015 | 5.5 | 2015-11-30 |  |  |  |  | 7922 | 2026-11-27 01:00 | 98.81 | 16.17 | 1 | FALSE | 0 | 0 | 0 | 0 | 0
Spain | ESP | 2015-11-27 01:00 | 2015-11-27 02:00 | 39.88 | 2015 | 5.5 | 2015-11-30 |  |  |  |  | 7923 | 2026-11-27 02:00 | 98.81 | 16.17 | 2 | FALSE | 0 | 0 | 0 | 0 | 0
Spain | ESP | 2015-11-27 02:00 | 2015-11-27 03:00 | 35.23 | 2015 | 5.5 | 2015-11-30 |  |  |  |  | 7924 | 2026-11-27 03:00 | 98.81 | 16.17 | 3 | FALSE | 0 | 0 | 0 | 0 | 0
Spain | ESP | 2015-11-27 03:00 | 2015-11-27 04:00 | 34 | 2015 | 5.5 | 2015-11-30 |  |  |  |  | 7925 | 2026-11-27 04:00 | 98.81 | 16.17 | 4 | FALSE | 0 | 0 | 0 | 0 | 0
Spain | ESP | 2015-11-27 04:00 | 2015-11-27 05:00 | 38.84 | 2015 | 5.5 | 2015-11-30 |  |  |  |  | 7926 | 2026-11-27 05:00 | 98.81 | 16.17 | 5 | FALSE | 0 | 0 | 0 | 0 | 0
Spain | ESP | 2015-11-27 05:00 | 2015-11-27 06:00 | 46.29 | 2015 | 5.5 | 2015-11-30 |  |  |  |  | 7927 | 2026-11-27 06:00 | 98.81 | 16.17 | 6 | FALSE | 0 | 0 | 0 | 0 | 0
Spain | ESP | 2015-11-27 06:00 | 2015-11-27 07:00 | 60.73 | 2015 | 5.5 | 2015-11-30 |  |  |  |  | 7928 | 2026-11-27 07:00 | 98.81 | 16.17 | 7 | FALSE | 0 | 0 | 0 | 0 | 0
Spain | ESP | 2015-11-27 07:00 | 2015-11-27 08:00 | 63.48 | 2015 | 5.5 | 2015-11-30 |  |  |  |  | 7929 | 2026-11-27 08:00 | 98.81 | 16.17 | 8 | FALSE | 0 | 0 | 0 | 0 | 0
Spain | ESP | 2015-11-27 08:00 | 2015-11-27 09:00 | 64.69 | 2015 | 5.5 | 2015-11-30 |  |  |  |  | 7930 | 2026-11-27 09:00 | 98.81 | 16.17 | 9 | FALSE | 0 | 0 | 0 | 0 | 0
Spain | ESP | 2015-11-27 09:00 | 2015-11-27 10:00 | 64.15 | 2015 | 5.5 | 2015-11-30 |  |  |  |  | 7931 | 2026-11-27 10:00 | 98.81 | 16.17 | 10 | FALSE | 0 | 0 | 0 | 0 | 0
Spain | ESP | 2015-11-27 10:00 | 2015-11-27 11:00 | 62.18 | 2015 | 5.5 | 2015-11-30 |  |  |  |  | 7932 | 2026-11-27 11:00 | 98.81 | 16.17 | 11 | FALSE | 0 | 0 | 0 | 0 | 0
Spain | ESP | 2015-11-27 11:00 | 2015-11-27 12:00 | 62.18 | 2015 | 5.5 | 2015-11-30 |  |  |  |  | 7933 | 2026-11-27 12:00 | 98.81 | 16.17 | 12 | FALSE | 0 | 0 | 0 | 0 | 0
Spain | ESP | 2015-11-27 12:00 | 2015-11-27 13:00 | 62.18 | 2015 | 5.5 | 2015-11-30 |  |  |  |  | 7934 | 2026-11-27 13:00 | 98.81 | 16.17 | 13 | FALSE | 0 | 0 | 0 | 0 | 0
Spain | ESP | 2015-11-27 13:00 | 2015-11-27 14:00 | 59.5 | 2015 | 5.5 | 2015-11-30 |  |  |  |  | 7935 | 2026-11-27 14:00 | 98.81 | 16.17 | 14 | FALSE | 0 | 0 | 0 | 0 | 0
Spain | ESP | 2015-11-27 14:00 | 2015-11-27 15:00 | 56.7 | 2015 | 5.5 | 2015-11-30 |  |  |  |  | 7936 | 2026-11-27 15:00 | 98.81 | 16.17 | 15 | FALSE | 0 | 0 | 0 | 0 | 0
Spain | ESP | 2015-11-27 15:00 | 2015-11-27 16:00 | 56.7 | 2015 | 5.5 | 2015-11-30 |  |  |  |  | 7937 | 2026-11-27 16:00 | 98.81 | 16.17 | 16 | FALSE | 0 | 0 | 0 | 0 | 0
Spain | ESP | 2015-11-27 16:00 | 2015-11-27 17:00 | 64.15 | 2015 | 5.5 | 2015-11-30 |  |  |  |  | 7938 | 2026-11-27 17:00 | 98.81 | 16.17 | 17 | FALSE | 0 | 0 | 0 | 0 | 0
Spain | ESP | 2015-11-27 17:00 | 2015-11-27 18:00 | 67.73 | 2015 | 5.5 | 2015-11-30 |  |  |  |  | 7939 | 2026-11-27 18:00 | 98.81 | 16.17 | 18 | FALSE | 0 | 0 | 0 | 0 | 0
Spain | ESP | 2015-11-27 18:00 | 2015-11-27 19:00 | 65.91 | 2015 | 5.5 | 2015-11-30 |  |  |  |  | 7940 | 2026-11-27 19:00 | 98.81 | 16.17 | 19 | FALSE | 0 | 0 | 0 | 0 | 0
Spain | ESP | 2015-11-27 19:00 | 2015-11-27 20:00 | 63.48 | 2015 | 5.5 | 2015-11-30 |  |  |  |  | 7941 | 2026-11-27 20:00 | 98.81 | 16.17 | 20 | FALSE | 0 | 0 | 0 | 0 | 0
Spain | ESP | 2015-11-27 20:00 | 2015-11-27 21:00 | 61.7 | 2015 | 5.5 | 2015-11-30 |  |  |  |  | 7942 | 2026-11-27 21:00 | 98.81 | 16.17 | 21 | FALSE | 0 | 0 | 0 | 0 | 0
Spain | ESP | 2015-11-27 21:00 | 2015-11-27 22:00 | 52.99 | 2015 | 5.5 | 2015-11-30 |  |  |  |  | 7943 | 2026-11-27 22:00 | 98.81 | 16.17 | 22 | FALSE | 0 | 0 | 0 | 0 | 0
Spain | ESP | 2015-11-27 22:00 | 2015-11-27 23:00 | 46.42 | 2015 | 5.5 | 2015-11-30 |  |  |  |  | 7944 | 2026-11-27 23:00 | 98.81 | 16.17 | 23 | FALSE | 0 | 0 | 0 | 0 | 0
Spain | ESP | 2015-11-27 23:00 | 2015-11-28 | 45.1 | 2015 | 5.5 | 2015-11-30 |  |  |  |  | 7945 | 2026-11-28 | 98.81 | 16.17 | 24 | TRUE | 98.81 | 24 | 98.81 | 0 | -988.1
Spain | ESP | 2015-11-28 | 2015-11-28 01:00 | 42.53 | 2015 | 5.5 | 2015-11-30 |  |  |  |  | 7946 | 2026-11-28 01:00 | 98.81 | 16.17 | 1 | FALSE | 0 | 0 | 0 | 0 | 0
Spain | ESP | 2015-11-28 01:00 | 2015-11-28 02:00 | 38.4 | 2015 | 5.5 | 2015-11-30 |  |  |  |  | 7947 | 2026-11-28 02:00 | 98.81 | 16.17 | 2 | FALSE | 0 | 0 | 0 | 0 | 0
Spain | ESP | 2015-11-28 02:00 | 2015-11-28 03:00 | 30.49 | 2015 | 5.5 | 2015-11-30 |  |  |  |  | 7948 | 2026-11-28 03:00 | 98.81 | 16.17 | 3 | FALSE | 0 | 0 | 0 | 0 | 0
Spain | ESP | 2015-11-28 03:00 | 2015-11-28 04:00 | 27.97 | 2015 | 5.5 | 2015-11-30 |  |  |  |  | 7949 | 2026-11-28 04:00 | 98.81 | 16.17 | 4 | FALSE | 0 | 0 | 0 | 0 | 0
Spain | ESP | 2015-11-28 04:00 | 2015-11-28 05:00 | 28.78 | 2015 | 5.5 | 2015-11-30 |  |  |  |  | 7950 | 2026-11-28 05:00 | 98.81 | 16.17 | 5 | FALSE | 0 | 0 | 0 | 0 | 0
Spain | ESP | 2015-11-28 05:00 | 2015-11-28 06:00 | 34.99 | 2015 | 5.5 | 2015-11-30 |  |  |  |  | 7951 | 2026-11-28 06:00 | 98.81 | 16.17 | 6 | FALSE | 0 | 0 | 0 | 0 | 0
Spain | ESP | 2015-11-28 06:00 | 2015-11-28 07:00 | 38.2 | 2015 | 5.5 | 2015-11-30 |  |  |  |  | 7952 | 2026-11-28 07:00 | 98.81 | 16.17 | 7 | FALSE | 0 | 0 | 0 | 0 | 0
Spain | ESP | 2015-11-28 07:00 | 2015-11-28 08:00 | 41.15 | 2015 | 5.5 | 2015-11-30 |  |  |  |  | 7953 | 2026-11-28 08:00 | 98.81 | 16.17 | 8 | FALSE | 0 | 0 | 0 | 0 | 0
Spain | ESP | 2015-11-28 08:00 | 2015-11-28 09:00 | 44.96 | 2015 | 5.5 | 2015-11-30 |  |  |  |  | 7954 | 2026-11-28 09:00 | 98.81 | 16.17 | 9 | FALSE | 0 | 0 | 0 | 0 | 0
Spain | ESP | 2015-11-28 09:00 | 2015-11-28 10:00 | 50.01 | 2015 | 5.5 | 2015-11-30 |  |  |  |  | 7955 | 2026-11-28 10:00 | 98.81 | 16.17 | 10 | FALSE | 0 | 0 | 0 | 0 | 0
Spain | ESP | 2015-11-28 10:00 | 2015-11-28 11:00 | 47.27 | 2015 | 5.5 | 2015-11-30 |  |  |  |  | 7956 | 2026-11-28 11:00 | 98.81 | 16.17 | 11 | FALSE | 0 | 0 | 0 | 0 | 0
Spain | ESP | 2015-11-28 11:00 | 2015-11-28 12:00 | 47.36 | 2015 | 5.5 | 2015-11-30 |  |  |  |  | 7957 | 2026-11-28 12:00 | 98.81 | 16.17 | 12 | FALSE | 0 | 0 | 0 | 0 | 0
Spain | ESP | 2015-11-28 12:00 | 2015-11-28 13:00 | 48.5 | 2015 | 5.5 | 2015-11-30 |  |  |  |  | 7958 | 2026-11-28 13:00 | 98.81 | 16.17 | 13 | FALSE | 0 | 0 | 0 | 0 | 0
Spain | ESP | 2015-11-28 13:00 | 2015-11-28 14:00 | 47.27 | 2015 | 5.5 | 2015-11-30 |  |  |  |  | 7959 | 2026-11-28 14:00 | 98.81 | 16.17 | 14 | FALSE | 0 | 0 | 0 | 0 | 0
Spain | ESP | 2015-11-28 14:00 | 2015-11-28 15:00 | 45.33 | 2015 | 5.5 | 2015-11-30 |  |  |  |  | 7960 | 2026-11-28 15:00 | 98.81 | 16.17 | 15 | FALSE | 0 | 0 | 0 | 0 | 0
Spain | ESP | 2015-11-28 15:00 | 2015-11-28 16:00 | 45.23 | 2015 | 5.5 | 2015-11-30 |  |  |  |  | 7961 | 2026-11-28 16:00 | 98.81 | 16.17 | 16 | FALSE | 0 | 0 | 0 | 0 | 0
Spain | ESP | 2015-11-28 16:00 | 2015-11-28 17:00 | 51.34 | 2015 | 5.5 | 2015-11-30 |  |  |  |  | 7962 | 2026-11-28 17:00 | 98.81 | 16.17 | 17 | FALSE | 0 | 0 | 0 | 0 | 0
Spain | ESP | 2015-11-28 17:00 | 2015-11-28 18:00 | 61.12 | 2015 | 5.5 | 2015-11-30 |  |  |  |  | 7963 | 2026-11-28 18:00 | 98.81 | 16.17 | 18 | FALSE | 0 | 0 | 0 | 0 | 0
Spain | ESP | 2015-11-28 18:00 | 2015-11-28 19:00 | 63.24 | 2015 | 5.5 | 2015-11-30 |  |  |  |  | 7964 | 2026-11-28 19:00 | 98.81 | 16.17 | 19 | FALSE | 0 | 0 | 0 | 0 | 0
Spain | ESP | 2015-11-28 19:00 | 2015-11-28 20:00 | 63.69 | 2015 | 5.5 | 2015-11-30 |  |  |  |  | 7965 | 2026-11-28 20:00 | 98.81 | 16.17 | 20 | FALSE | 0 | 0 | 0 | 0 | 0
Spain | ESP | 2015-11-28 20:00 | 2015-11-28 21:00 | 63.88 | 2015 | 5.5 | 2015-11-30 |  |  |  |  | 7966 | 2026-11-28 21:00 | 98.81 | 16.17 | 21 | FALSE | 0 | 0 | 0 | 0 | 0
Spain | ESP | 2015-11-28 21:00 | 2015-11-28 22:00 | 62.27 | 2015 | 5.5 | 2015-11-30 |  |  |  |  | 7967 | 2026-11-28 22:00 | 98.81 | 16.17 | 22 | FALSE | 0 | 0 | 0 | 0 | 0
Spain | ESP | 2015-11-28 22:00 | 2015-11-28 23:00 | 60 | 2015 | 5.5 | 2015-11-30 |  |  |  |  | 7968 | 2026-11-28 23:00 | 98.81 | 16.17 | 23 | FALSE | 0 | 0 | 0 | 0 | 0
Spain | ESP | 2015-11-28 23:00 | 2015-11-29 | 48.5 | 2015 | 5.5 | 2015-11-30 |  |  |  |  | 7969 | 2026-11-29 | 98.81 | 16.17 | 24 | TRUE | 98.81 | 24 | 98.81 | 0 | -988.1
Spain | ESP | 2015-11-29 | 2015-11-29 01:00 | 44 | 2015 | 5.5 | 2015-11-30 |  |  |  |  | 7970 | 2026-11-29 01:00 | 98.81 | 16.17 | 1 | FALSE | 0 | 0 | 0 | 0 | 0
Spain | ESP | 2015-11-29 01:00 | 2015-11-29 02:00 | 41.75 | 2015 | 5.5 | 2015-11-30 |  |  |  |  | 7971 | 2026-11-29 02:00 | 98.81 | 16.17 | 2 | FALSE | 0 | 0 | 0 | 0 | 0
Spain | ESP | 2015-11-29 02:00 | 2015-11-29 03:00 | 41.15 | 2015 | 5.5 | 2015-11-30 |  |  |  |  | 7972 | 2026-11-29 03:00 | 98.81 | 16.17 | 3 | FALSE | 0 | 0 | 0 | 0 | 0
Spain | ESP | 2015-11-29 03:00 | 2015-11-29 04:00 | 40.52 | 2015 | 5.5 | 2015-11-30 |  |  |  |  | 7973 | 2026-11-29 04:00 | 98.81 | 16.17 | 4 | FALSE | 0 | 0 | 0 | 0 | 0
Spain | ESP | 2015-11-29 04:00 | 2015-11-29 05:00 | 40.86 | 2015 | 5.5 | 2015-11-30 |  |  |  |  | 7974 | 2026-11-29 05:00 | 98.81 | 16.17 | 5 | FALSE | 0 | 0 | 0 | 0 | 0
Spain | ESP | 2015-11-29 05:00 | 2015-11-29 06:00 | 41.75 | 2015 | 5.5 | 2015-11-30 |  |  |  |  | 7975 | 2026-11-29 06:00 | 98.81 | 16.17 | 6 | FALSE | 0 | 0 | 0 | 0 | 0
Spain | ESP | 2015-11-29 06:00 | 2015-11-29 07:00 | 42.65 | 2015 | 5.5 | 2015-11-30 |  |  |  |  | 7976 | 2026-11-29 07:00 | 98.81 | 16.17 | 7 | FALSE | 0 | 0 | 0 | 0 | 0
Spain | ESP | 2015-11-29 07:00 | 2015-11-29 08:00 | 42.65 | 2015 | 5.5 | 2015-11-30 |  |  |  |  | 7977 | 2026-11-29 08:00 | 98.81 | 16.17 | 8 | FALSE | 0 | 0 | 0 | 0 | 0
Spain | ESP | 2015-11-29 08:00 | 2015-11-29 09:00 | 44.19 | 2015 | 5.5 | 2015-11-30 |  |  |  |  | 7978 | 2026-11-29 09:00 | 98.81 | 16.17 | 9 | FALSE | 0 | 0 | 0 | 0 | 0
Spain | ESP | 2015-11-29 09:00 | 2015-11-29 10:00 | 45.69 | 2015 | 5.5 | 2015-11-30 |  |  |  |  | 7979 | 2026-11-29 10:00 | 98.81 | 16.17 | 10 | FALSE | 0 | 0 | 0 | 0 | 0
Spain | ESP | 2015-11-29 10:00 | 2015-11-29 11:00 | 46.04 | 2015 | 5.5 | 2015-11-30 |  |  |  |  | 7980 | 2026-11-29 11:00 | 98.81 | 16.17 | 11 | FALSE | 0 | 0 | 0 | 0 | 0
Spain | ESP | 2015-11-29 11:00 | 2015-11-29 12:00 | 45.69 | 2015 | 5.5 | 2015-11-30 |  |  |  |  | 7981 | 2026-11-29 12:00 | 98.81 | 16.17 | 12 | FALSE | 0 | 0 | 0 | 0 | 0
Spain | ESP | 2015-11-29 12:00 | 2015-11-29 13:00 | 47.27 | 2015 | 5.5 | 2015-11-30 |  |  |  |  | 7982 | 2026-11-29 13:00 | 98.81 | 16.17 | 13 | FALSE | 0 | 0 | 0 | 0 | 0
Spain | ESP | 2015-11-29 13:00 | 2015-11-29 14:00 | 46.65 | 2015 | 5.5 | 2015-11-30 |  |  |  |  | 7983 | 2026-11-29 14:00 | 98.81 | 16.17 | 14 | FALSE | 0 | 0 | 0 | 0 | 0
Spain | ESP | 2015-11-29 14:00 | 2015-11-29 15:00 | 44.39 | 2015 | 5.5 | 2015-11-30 |  |  |  |  | 7984 | 2026-11-29 15:00 | 98.81 | 16.17 | 15 | FALSE | 0 | 0 | 0 | 0 | 0
Spain | ESP | 2015-11-29 15:00 | 2015-11-29 16:00 | 45.23 | 2015 | 5.5 | 2015-11-30 |  |  |  |  | 7985 | 2026-11-29 16:00 | 98.81 | 16.17 | 16 | FALSE | 0 | 0 | 0 | 0 | 0
Spain | ESP | 2015-11-29 16:00 | 2015-11-29 17:00 | 52.63 | 2015 | 5.5 | 2015-11-30 |  |  |  |  | 7986 | 2026-11-29 17:00 | 98.81 | 16.17 | 17 | FALSE | 0 | 0 | 0 | 0 | 0
Spain | ESP | 2015-11-29 17:00 | 2015-11-29 18:00 | 63.41 | 2015 | 5.5 | 2015-11-30 |  |  |  |  | 7987 | 2026-11-29 18:00 | 98.81 | 16.17 | 18 | FALSE | 0 | 0 | 0 | 0 | 0
Spain | ESP | 2015-11-29 18:00 | 2015-11-29 19:00 | 66.24 | 2015 | 5.5 | 2015-11-30 |  |  |  |  | 7988 | 2026-11-29 19:00 | 98.81 | 16.17 | 19 | FALSE | 0 | 0 | 0 | 0 | 0
Spain | ESP | 2015-11-29 19:00 | 2015-11-29 20:00 | 66.52 | 2015 | 5.5 | 2015-11-30 |  |  |  |  | 7989 | 2026-11-29 20:00 | 98.81 | 16.17 | 20 | FALSE | 0 | 0 | 0 | 0 | 0
Spain | ESP | 2015-11-29 20:00 | 2015-11-29 21:00 | 66.24 | 2015 | 5.5 | 2015-11-30 |  |  |  |  | 7990 | 2026-11-29 21:00 | 98.81 | 16.17 | 21 | FALSE | 0 | 0 | 0 | 0 | 0
Spain | ESP | 2015-11-29 21:00 | 2015-11-29 22:00 | 63.8 | 2015 | 5.5 | 2015-11-30 |  |  |  |  | 7991 | 2026-11-29 22:00 | 98.81 | 16.17 | 22 | FALSE | 0 | 0 | 0 | 0 | 0
Spain | ESP | 2015-11-29 22:00 | 2015-11-29 23:00 | 59 | 2015 | 5.5 | 2015-11-30 |  |  |  |  | 7992 | 2026-11-29 23:00 | 98.81 | 16.17 | 23 | FALSE | 0 | 0 | 0 | 0 | 0
Spain | ESP | 2015-11-29 23:00 | 2015-11-30 | 53.5 | 2015 | 5.5 | 2015-11-30 |  |  |  |  | 7993 | 2026-11-30 | 98.81 | 16.17 | 24 | TRUE | 98.81 | 24 | 98.81 | 0 | -988.1
Spain | ESP | 2015-11-30 | 2015-11-30 01:00 | 44.7 | 2015 | 5.5 | 2015-11-30 |  |  |  |  | 7994 | 2026-11-30 01:00 | 98.81 | 16.17 | 1 | FALSE | 0 | 0 | 0 | 0 | 0
Spain | ESP | 2015-11-30 01:00 | 2015-11-30 02:00 | 42.76 | 2015 | 5.5 | 2015-11-30 |  |  |  |  | 7995 | 2026-11-30 02:00 | 98.81 | 16.17 | 2 | FALSE | 0 | 0 | 0 | 0 | 0
Spain | ESP | 2015-11-30 02:00 | 2015-11-30 03:00 | 42.63 | 2015 | 5.5 | 2015-11-30 |  |  |  |  | 7996 | 2026-11-30 03:00 | 98.81 | 16.17 | 3 | FALSE | 0 | 0 | 0 | 0 | 0
Spain | ESP | 2015-11-30 03:00 | 2015-11-30 04:00 | 42.65 | 2015 | 5.5 | 2015-11-30 |  |  |  |  | 7997 | 2026-11-30 04:00 | 98.81 | 16.17 | 4 | FALSE | 0 | 0 | 0 | 0 | 0
Spain | ESP | 2015-11-30 04:00 | 2015-11-30 05:00 | 43.39 | 2015 | 5.5 | 2015-11-30 |  |  |  |  | 7998 | 2026-11-30 05:00 | 98.81 | 16.17 | 5 | FALSE | 0 | 0 | 0 | 0 | 0
Spain | ESP | 2015-11-30 05:00 | 2015-11-30 06:00 | 48.5 | 2015 | 5.5 | 2015-11-30 |  |  |  |  | 7999 | 2026-11-30 06:00 | 98.81 | 16.17 | 6 | FALSE | 0 | 0 | 0 | 0 | 0
Spain | ESP | 2015-11-30 06:00 | 2015-11-30 07:00 | 62.57 | 2015 | 5.5 | 2015-11-30 |  |  |  |  | 8000 | 2026-11-30 07:00 | 98.81 | 16.17 | 7 | FALSE | 0 | 0 | 0 | 0 | 0
Spain | ESP | 2015-11-30 07:00 | 2015-11-30 08:00 | 63.69 | 2015 | 5.5 | 2015-11-30 |  |  |  |  | 8001 | 2026-11-30 08:00 | 98.81 | 16.17 | 8 | FALSE | 0 | 0 | 0 | 0 | 0
Spain | ESP | 2015-11-30 08:00 | 2015-11-30 09:00 | 65.23 | 2015 | 5.5 | 2015-11-30 |  |  |  |  | 8002 | 2026-11-30 09:00 | 98.81 | 16.17 | 9 | FALSE | 0 | 0 | 0 | 0 | 0
Spain | ESP | 2015-11-30 09:00 | 2015-11-30 10:00 | 65.23 | 2015 | 5.5 | 2015-11-30 |  |  |  |  | 8003 | 2026-11-30 10:00 | 98.81 | 16.17 | 10 | FALSE | 0 | 0 | 0 | 0 | 0
Spain | ESP | 2015-11-30 10:00 | 2015-11-30 11:00 | 63.89 | 2015 | 5.5 | 2015-11-30 |  |  |  |  | 8004 | 2026-11-30 11:00 | 98.81 | 16.17 | 11 | FALSE | 0 | 0 | 0 | 0 | 0
Spain | ESP | 2015-11-30 11:00 | 2015-11-30 12:00 | 64.16 | 2015 | 5.5 | 2015-11-30 |  |  |  |  | 8005 | 2026-11-30 12:00 | 98.81 | 16.17 | 12 | FALSE | 0 | 0 | 0 | 0 | 0
Spain | ESP | 2015-11-30 12:00 | 2015-11-30 13:00 | 63.89 | 2015 | 5.5 | 2015-11-30 |  |  |  |  | 8006 | 2026-11-30 13:00 | 98.81 | 16.17 | 13 | FALSE | 0 | 0 | 0 | 0 | 0
Spain | ESP | 2015-11-30 13:00 | 2015-11-30 14:00 | 62.57 | 2015 | 5.5 | 2015-11-30 |  |  |  |  | 8007 | 2026-11-30 14:00 | 98.81 | 16.17 | 14 | FALSE | 0 | 0 | 0 | 0 | 0
Spain | ESP | 2015-11-30 14:00 | 2015-11-30 15:00 | 63.32 | 2015 | 5.5 | 2015-11-30 |  |  |  |  | 8008 | 2026-11-30 15:00 | 98.81 | 16.17 | 15 | FALSE | 0 | 0 | 0 | 0 | 0
Spain | ESP | 2015-11-30 15:00 | 2015-11-30 16:00 | 64.16 | 2015 | 5.5 | 2015-11-30 |  |  |  |  | 8009 | 2026-11-30 16:00 | 98.81 | 16.17 | 16 | FALSE | 0 | 0 | 0 | 0 | 0
Spain | ESP | 2015-11-30 16:00 | 2015-11-30 17:00 | 67.51 | 2015 | 5.5 | 2015-11-30 |  |  |  |  | 8010 | 2026-11-30 17:00 | 98.81 | 16.17 | 17 | FALSE | 0 | 0 | 0 | 0 | 0
Spain | ESP | 2015-11-30 17:00 | 2015-11-30 18:00 | 72.89 | 2015 | 5.5 | 2015-11-30 |  |  |  |  | 8011 | 2026-11-30 18:00 | 98.81 | 16.17 | 18 | FALSE | 0 | 0 | 0 | 0 | 0
Spain | ESP | 2015-11-30 18:00 | 2015-11-30 19:00 | 75 | 2015 | 5.5 | 2015-11-30 |  |  |  |  | 8012 | 2026-11-30 19:00 | 98.81 | 16.17 | 19 | FALSE | 0 | 0 | 0 | 0 | 0
Spain | ESP | 2015-11-30 19:00 | 2015-11-30 20:00 | 74.49 | 2015 | 5.5 | 2015-11-30 |  |  |  |  | 8013 | 2026-11-30 20:00 | 98.81 | 16.17 | 20 | FALSE | 0 | 0 | 0 | 0 | 0
Spain | ESP | 2015-11-30 20:00 | 2015-11-30 21:00 | 71.01 | 2015 | 5.5 | 2015-11-30 |  |  |  |  | 8014 | 2026-11-30 21:00 | 98.81 | 16.17 | 21 | FALSE | 0 | 0 | 0 | 0 | 0
Spain | ESP | 2015-11-30 21:00 | 2015-11-30 22:00 | 66.52 | 2015 | 5.5 | 2015-11-30 |  |  |  |  | 8015 | 2026-11-30 22:00 | 98.81 | 16.17 | 22 | FALSE | 0 | 0 | 0 | 0 | 0
Spain | ESP | 2015-11-30 22:00 | 2015-11-30 23:00 | 63.39 | 2015 | 5.5 | 2015-11-30 |  |  |  |  | 8016 | 2026-11-30 23:00 | 98.81 | 16.17 | 23 | FALSE | 0 | 0 | 0 | 0 | 0
Spain | ESP | 2015-11-30 23:00 | 2015-12-01 | 66.17 | 2015 | 5.5 | 2015-11-30 |  |  |  |  | 8017 | 2026-12-01 | 98.81 | 16.17 | 24 | TRUE | 98.81 | 24 | 98.81 | 0 | -988.1
Spain | ESP | 2015-12-01 | 2015-12-01 01:00 | 61.57 | 2015 | 5.09 | 2015-12-31 |  |  |  |  | 8018 | 2026-12-01 01:00 | 98.81 | 16.17 | 1 | FALSE | 0 | 0 | 0 | 0 | 0
Spain | ESP | 2015-12-01 01:00 | 2015-12-01 02:00 | 56.7 | 2015 | 5.09 | 2015-12-31 |  |  |  |  | 8019 | 2026-12-01 02:00 | 98.81 | 16.17 | 2 | FALSE | 0 | 0 | 0 | 0 | 0
Spain | ESP | 2015-12-01 02:00 | 2015-12-01 03:00 | 54.5 | 2015 | 5.09 | 2015-12-31 |  |  |  |  | 8020 | 2026-12-01 03:00 | 98.81 | 16.17 | 3 | FALSE | 0 | 0 | 0 | 0 | 0
Spain | ESP | 2015-12-01 03:00 | 2015-12-01 04:00 | 53.96 | 2015 | 5.09 | 2015-12-31 |  |  |  |  | 8021 | 2026-12-01 04:00 | 98.81 | 16.17 | 4 | FALSE | 0 | 0 | 0 | 0 | 0
Spain | ESP | 2015-12-01 04:00 | 2015-12-01 05:00 | 56.7 | 2015 | 5.09 | 2015-12-31 |  |  |  |  | 8022 | 2026-12-01 05:00 | 98.81 | 16.17 | 5 | FALSE | 0 | 0 | 0 | 0 | 0
Spain | ESP | 2015-12-01 05:00 | 2015-12-01 06:00 | 62.69 | 2015 | 5.09 | 2015-12-31 |  |  |  |  | 8023 | 2026-12-01 06:00 | 98.81 | 16.17 | 6 | FALSE | 0 | 0 | 0 | 0 | 0
Spain | ESP | 2015-12-01 06:00 | 2015-12-01 07:00 | 69.37 | 2015 | 5.09 | 2015-12-31 |  |  |  |  | 8024 | 2026-12-01 07:00 | 98.81 | 16.17 | 7 | FALSE | 0 | 0 | 0 | 0 | 0
Spain | ESP | 2015-12-01 07:00 | 2015-12-01 08:00 | 68 | 2015 | 5.09 | 2015-12-31 |  |  |  |  | 8025 | 2026-12-01 08:00 | 98.81 | 16.17 | 8 | FALSE | 0 | 0 | 0 | 0 | 0
Spain | ESP | 2015-12-01 08:00 | 2015-12-01 09:00 | 70.5 | 2015 | 5.09 | 2015-12-31 |  |  |  |  | 8026 | 2026-12-01 09:00 | 98.81 | 16.17 | 9 | FALSE | 0 | 0 | 0 | 0 | 0
Spain | ESP | 2015-12-01 09:00 | 2015-12-01 10:00 | 70.5 | 2015 | 5.09 | 2015-12-31 |  |  |  |  | 8027 | 2026-12-01 10:00 | 98.81 | 16.17 | 10 | FALSE | 0 | 0 | 0 | 0 | 0
Spain | ESP | 2015-12-01 10:00 | 2015-12-01 11:00 | 68.5 | 2015 | 5.09 | 2015-12-31 |  |  |  |  | 8028 | 2026-12-01 11:00 | 98.81 | 16.17 | 11 | FALSE | 0 | 0 | 0 | 0 | 0
Spain | ESP | 2015-12-01 11:00 | 2015-12-01 12:00 | 67.2 | 2015 | 5.09 | 2015-12-31 |  |  |  |  | 8029 | 2026-12-01 12:00 | 98.81 | 16.17 | 12 | FALSE | 0 | 0 | 0 | 0 | 0
Spain | ESP | 2015-12-01 12:00 | 2015-12-01 13:00 | 66.46 | 2015 | 5.09 | 2015-12-31 |  |  |  |  | 8030 | 2026-12-01 13:00 | 98.81 | 16.17 | 13 | FALSE | 0 | 0 | 0 | 0 | 0
Spain | ESP | 2015-12-01 13:00 | 2015-12-01 14:00 | 64.76 | 2015 | 5.09 | 2015-12-31 |  |  |  |  | 8031 | 2026-12-01 14:00 | 98.81 | 16.17 | 14 | FALSE | 0 | 0 | 0 | 0 | 0
Spain | ESP | 2015-12-01 14:00 | 2015-12-01 15:00 | 64.76 | 2015 | 5.09 | 2015-12-31 |  |  |  |  | 8032 | 2026-12-01 15:00 | 98.81 | 16.17 | 15 | FALSE | 0 | 0 | 0 | 0 | 0
Spain | ESP | 2015-12-01 15:00 | 2015-12-01 16:00 | 65.23 | 2015 | 5.09 | 2015-12-31 |  |  |  |  | 8033 | 2026-12-01 16:00 | 98.81 | 16.17 | 16 | FALSE | 0 | 0 | 0 | 0 | 0
Spain | ESP | 2015-12-01 16:00 | 2015-12-01 17:00 | 66.5 | 2015 | 5.09 | 2015-12-31 |  |  |  |  | 8034 | 2026-12-01 17:00 | 98.81 | 16.17 | 17 | FALSE | 0 | 0 | 0 | 0 | 0
Spain | ESP | 2015-12-01 17:00 | 2015-12-01 18:00 | 72.5 | 2015 | 5.09 | 2015-12-31 |  |  |  |  | 8035 | 2026-12-01 18:00 | 98.81 | 16.17 | 18 | FALSE | 0 | 0 | 0 | 0 | 0
Spain | ESP | 2015-12-01 18:00 | 2015-12-01 19:00 | 72.58 | 2015 | 5.09 | 2015-12-31 |  |  |  |  | 8036 | 2026-12-01 19:00 | 98.81 | 16.17 | 19 | FALSE | 0 | 0 | 0 | 0 | 0
Spain | ESP | 2015-12-01 19:00 | 2015-12-01 20:00 | 72.07 | 2015 | 5.09 | 2015-12-31 |  |  |  |  | 8037 | 2026-12-01 20:00 | 98.81 | 16.17 | 20 | FALSE | 0 | 0 | 0 | 0 | 0
Spain | ESP | 2015-12-01 20:00 | 2015-12-01 21:00 | 68.8 | 2015 | 5.09 | 2015-12-31 |  |  |  |  | 8038 | 2026-12-01 21:00 | 98.81 | 16.17 | 21 | FALSE | 0 | 0 | 0 | 0 | 0
Spain | ESP | 2015-12-01 21:00 | 2015-12-01 22:00 | 65.23 | 2015 | 5.09 | 2015-12-31 |  |  |  |  | 8039 | 2026-12-01 22:00 | 98.81 | 16.17 | 22 | FALSE | 0 | 0 | 0 | 0 | 0
Spain | ESP | 2015-12-01 22:00 | 2015-12-01 23:00 | 63.29 | 2015 | 5.09 | 2015-12-31 |  |  |  |  | 8040 | 2026-12-01 23:00 | 98.81 | 16.17 | 23 | FALSE | 0 | 0 | 0 | 0 | 0
Spain | ESP | 2015-12-01 23:00 | 2015-12-02 | 68.88 | 2015 | 5.09 | 2015-12-31 |  |  |  |  | 8041 | 2026-12-02 | 98.81 | 16.17 | 24 | TRUE | 98.81 | 24 | 98.81 | 0 | -988.1
Spain | ESP | 2015-12-02 | 2015-12-02 01:00 | 62.17 | 2015 | 5.09 | 2015-12-31 |  |  |  |  | 8042 | 2026-12-02 01:00 | 98.81 | 16.17 | 1 | FALSE | 0 | 0 | 0 | 0 | 0
Spain | ESP | 2015-12-02 01:00 | 2015-12-02 02:00 | 54.21 | 2015 | 5.09 | 2015-12-31 |  |  |  |  | 8043 | 2026-12-02 02:00 | 98.81 | 16.17 | 2 | FALSE | 0 | 0 | 0 | 0 | 0
Spain | ESP | 2015-12-02 02:00 | 2015-12-02 03:00 | 48.8 | 2015 | 5.09 | 2015-12-31 |  |  |  |  | 8044 | 2026-12-02 03:00 | 98.81 | 16.17 | 3 | FALSE | 0 | 0 | 0 | 0 | 0
Spain | ESP | 2015-12-02 03:00 | 2015-12-02 04:00 | 48.5 | 2015 | 5.09 | 2015-12-31 |  |  |  |  | 8045 | 2026-12-02 04:00 | 98.81 | 16.17 | 4 | FALSE | 0 | 0 | 0 | 0 | 0
Spain | ESP | 2015-12-02 04:00 | 2015-12-02 05:00 | 48.69 | 2015 | 5.09 | 2015-12-31 |  |  |  |  | 8046 | 2026-12-02 05:00 | 98.81 | 16.17 | 5 | FALSE | 0 | 0 | 0 | 0 | 0
Spain | ESP | 2015-12-02 05:00 | 2015-12-02 06:00 | 59.64 | 2015 | 5.09 | 2015-12-31 |  |  |  |  | 8047 | 2026-12-02 06:00 | 98.81 | 16.17 | 6 | FALSE | 0 | 0 | 0 | 0 | 0
Spain | ESP | 2015-12-02 06:00 | 2015-12-02 07:00 | 68.02 | 2015 | 5.09 | 2015-12-31 |  |  |  |  | 8048 | 2026-12-02 07:00 | 98.81 | 16.17 | 7 | FALSE | 0 | 0 | 0 | 0 | 0
Spain | ESP | 2015-12-02 07:00 | 2015-12-02 08:00 | 70 | 2015 | 5.09 | 2015-12-31 |  |  |  |  | 8049 | 2026-12-02 08:00 | 98.81 | 16.17 | 8 | FALSE | 0 | 0 | 0 | 0 | 0
Spain | ESP | 2015-12-02 08:00 | 2015-12-02 09:00 | 72.69 | 2015 | 5.09 | 2015-12-31 |  |  |  |  | 8050 | 2026-12-02 09:00 | 98.81 | 16.17 | 9 | FALSE | 0 | 0 | 0 | 0 | 0
Spain | ESP | 2015-12-02 09:00 | 2015-12-02 10:00 | 72.28 | 2015 | 5.09 | 2015-12-31 |  |  |  |  | 8051 | 2026-12-02 10:00 | 98.81 | 16.17 | 10 | FALSE | 0 | 0 | 0 | 0 | 0
Spain | ESP | 2015-12-02 10:00 | 2015-12-02 11:00 | 70.67 | 2015 | 5.09 | 2015-12-31 |  |  |  |  | 8052 | 2026-12-02 11:00 | 98.81 | 16.17 | 11 | FALSE | 0 | 0 | 0 | 0 | 0
Spain | ESP | 2015-12-02 11:00 | 2015-12-02 12:00 | 70 | 2015 | 5.09 | 2015-12-31 |  |  |  |  | 8053 | 2026-12-02 12:00 | 98.81 | 16.17 | 12 | FALSE | 0 | 0 | 0 | 0 | 0
Spain | ESP | 2015-12-02 12:00 | 2015-12-02 13:00 | 68.07 | 2015 | 5.09 | 2015-12-31 |  |  |  |  | 8054 | 2026-12-02 13:00 | 98.81 | 16.17 | 13 | FALSE | 0 | 0 | 0 | 0 | 0
Spain | ESP | 2015-12-02 13:00 | 2015-12-02 14:00 | 66.52 | 2015 | 5.09 | 2015-12-31 |  |  |  |  | 8055 | 2026-12-02 14:00 | 98.81 | 16.17 | 14 | FALSE | 0 | 0 | 0 | 0 | 0
Spain | ESP | 2015-12-02 14:00 | 2015-12-02 15:00 | 66.4 | 2015 | 5.09 | 2015-12-31 |  |  |  |  | 8056 | 2026-12-02 15:00 | 98.81 | 16.17 | 15 | FALSE | 0 | 0 | 0 | 0 | 0
Spain | ESP | 2015-12-02 15:00 | 2015-12-02 16:00 | 67 | 2015 | 5.09 | 2015-12-31 |  |  |  |  | 8057 | 2026-12-02 16:00 | 98.81 | 16.17 | 16 | FALSE | 0 | 0 | 0 | 0 | 0
Spain | ESP | 2015-12-02 16:00 | 2015-12-02 17:00 | 71 | 2015 | 5.09 | 2015-12-31 |  |  |  |  | 8058 | 2026-12-02 17:00 | 98.81 | 16.17 | 17 | FALSE | 0 | 0 | 0 | 0 | 0
Spain | ESP | 2015-12-02 17:00 | 2015-12-02 18:00 | 78.69 | 2015 | 5.09 | 2015-12-31 |  |  |  |  | 8059 | 2026-12-02 18:00 | 98.81 | 16.17 | 18 | FALSE | 0 | 0 | 0 | 0 | 0
Spain | ESP | 2015-12-02 18:00 | 2015-12-02 19:00 | 77.1 | 2015 | 5.09 | 2015-12-31 |  |  |  |  | 8060 | 2026-12-02 19:00 | 98.81 | 16.17 | 19 | FALSE | 0 | 0 | 0 | 0 | 0
Spain | ESP | 2015-12-02 19:00 | 2015-12-02 20:00 | 76.99 | 2015 | 5.09 | 2015-12-31 |  |  |  |  | 8061 | 2026-12-02 20:00 | 98.81 | 16.17 | 20 | FALSE | 0 | 0 | 0 | 0 | 0
Spain | ESP | 2015-12-02 20:00 | 2015-12-02 21:00 | 73.85 | 2015 | 5.09 | 2015-12-31 |  |  |  |  | 8062 | 2026-12-02 21:00 | 98.81 | 16.17 | 21 | FALSE | 0 | 0 | 0 | 0 | 0
Spain | ESP | 2015-12-02 21:00 | 2015-12-02 22:00 | 67.65 | 2015 | 5.09 | 2015-12-31 |  |  |  |  | 8063 | 2026-12-02 22:00 | 98.81 | 16.17 | 22 | FALSE | 0 | 0 | 0 | 0 | 0
Spain | ESP | 2015-12-02 22:00 | 2015-12-02 23:00 | 65.98 | 2015 | 5.09 | 2015-12-31 |  |  |  |  | 8064 | 2026-12-02 23:00 | 98.81 | 16.17 | 23 | FALSE | 0 | 0 | 0 | 0 | 0
Spain | ESP | 2015-12-02 23:00 | 2015-12-03 | 63.44 | 2015 | 5.09 | 2015-12-31 |  |  |  |  | 8065 | 2026-12-03 | 98.81 | 16.17 | 24 | TRUE | 98.81 | 24 | 98.81 | 0 | -988.1
Spain | ESP | 2015-12-03 | 2015-12-03 01:00 | 51.85 | 2015 | 5.09 | 2015-12-31 |  |  |  |  | 8066 | 2026-12-03 01:00 | 98.81 | 16.17 | 1 | FALSE | 0 | 0 | 0 | 0 | 0
Spain | ESP | 2015-12-03 01:00 | 2015-12-03 02:00 | 49.78 | 2015 | 5.09 | 2015-12-31 |  |  |  |  | 8067 | 2026-12-03 02:00 | 98.81 | 16.17 | 2 | FALSE | 0 | 0 | 0 | 0 | 0
Spain | ESP | 2015-12-03 02:00 | 2015-12-03 03:00 | 48.5 | 2015 | 5.09 | 2015-12-31 |  |  |  |  | 8068 | 2026-12-03 03:00 | 98.81 | 16.17 | 3 | FALSE | 0 | 0 | 0 | 0 | 0
Spain | ESP | 2015-12-03 03:00 | 2015-12-03 04:00 | 48.5 | 2015 | 5.09 | 2015-12-31 |  |  |  |  | 8069 | 2026-12-03 04:00 | 98.81 | 16.17 | 4 | FALSE | 0 | 0 | 0 | 0 | 0
Spain | ESP | 2015-12-03 04:00 | 2015-12-03 05:00 | 48.53 | 2015 | 5.09 | 2015-12-31 |  |  |  |  | 8070 | 2026-12-03 05:00 | 98.81 | 16.17 | 5 | FALSE | 0 | 0 | 0 | 0 | 0
Spain | ESP | 2015-12-03 05:00 | 2015-12-03 06:00 | 51.6 | 2015 | 5.09 | 2015-12-31 |  |  |  |  | 8071 | 2026-12-03 06:00 | 98.81 | 16.17 | 6 | FALSE | 0 | 0 | 0 | 0 | 0
Spain | ESP | 2015-12-03 06:00 | 2015-12-03 07:00 | 64.94 | 2015 | 5.09 | 2015-12-31 |  |  |  |  | 8072 | 2026-12-03 07:00 | 98.81 | 16.17 | 7 | FALSE | 0 | 0 | 0 | 0 | 0
Spain | ESP | 2015-12-03 07:00 | 2015-12-03 08:00 | 65.65 | 2015 | 5.09 | 2015-12-31 |  |  |  |  | 8073 | 2026-12-03 08:00 | 98.81 | 16.17 | 8 | FALSE | 0 | 0 | 0 | 0 | 0
Spain | ESP | 2015-12-03 08:00 | 2015-12-03 09:00 | 66.24 | 2015 | 5.09 | 2015-12-31 |  |  |  |  | 8074 | 2026-12-03 09:00 | 98.81 | 16.17 | 9 | FALSE | 0 | 0 | 0 | 0 | 0
Spain | ESP | 2015-12-03 09:00 | 2015-12-03 10:00 | 65.98 | 2015 | 5.09 | 2015-12-31 |  |  |  |  | 8075 | 2026-12-03 10:00 | 98.81 | 16.17 | 10 | FALSE | 0 | 0 | 0 | 0 | 0
Spain | ESP | 2015-12-03 10:00 | 2015-12-03 11:00 | 64 | 2015 | 5.09 | 2015-12-31 |  |  |  |  | 8076 | 2026-12-03 11:00 | 98.81 | 16.17 | 11 | FALSE | 0 | 0 | 0 | 0 | 0
Spain | ESP | 2015-12-03 11:00 | 2015-12-03 12:00 | 63.89 | 2015 | 5.09 | 2015-12-31 |  |  |  |  | 8077 | 2026-12-03 12:00 | 98.81 | 16.17 | 12 | FALSE | 0 | 0 | 0 | 0 | 0
Spain | ESP | 2015-12-03 12:00 | 2015-12-03 13:00 | 62.43 | 2015 | 5.09 | 2015-12-31 |  |  |  |  | 8078 | 2026-12-03 13:00 | 98.81 | 16.17 | 13 | FALSE | 0 | 0 | 0 | 0 | 0
Spain | ESP | 2015-12-03 13:00 | 2015-12-03 14:00 | 60.66 | 2015 | 5.09 | 2015-12-31 |  |  |  |  | 8079 | 2026-12-03 14:00 | 98.81 | 16.17 | 14 | FALSE | 0 | 0 | 0 | 0 | 0
Spain | ESP | 2015-12-03 14:00 | 2015-12-03 15:00 | 60.69 | 2015 | 5.09 | 2015-12-31 |  |  |  |  | 8080 | 2026-12-03 15:00 | 98.81 | 16.17 | 15 | FALSE | 0 | 0 | 0 | 0 | 0
Spain | ESP | 2015-12-03 15:00 | 2015-12-03 16:00 | 62.29 | 2015 | 5.09 | 2015-12-31 |  |  |  |  | 8081 | 2026-12-03 16:00 | 98.81 | 16.17 | 16 | FALSE | 0 | 0 | 0 | 0 | 0
Spain | ESP | 2015-12-03 16:00 | 2015-12-03 17:00 | 66.03 | 2015 | 5.09 | 2015-12-31 |  |  |  |  | 8082 | 2026-12-03 17:00 | 98.81 | 16.17 | 17 | FALSE | 0 | 0 | 0 | 0 | 0
Spain | ESP | 2015-12-03 17:00 | 2015-12-03 18:00 | 71.22 | 2015 | 5.09 | 2015-12-31 |  |  |  |  | 8083 | 2026-12-03 18:00 | 98.81 | 16.17 | 18 | FALSE | 0 | 0 | 0 | 0 | 0
Spain | ESP | 2015-12-03 18:00 | 2015-12-03 19:00 | 73.37 | 2015 | 5.09 | 2015-12-31 |  |  |  |  | 8084 | 2026-12-03 19:00 | 98.81 | 16.17 | 19 | FALSE | 0 | 0 | 0 | 0 | 0
Spain | ESP | 2015-12-03 19:00 | 2015-12-03 20:00 | 73.91 | 2015 | 5.09 | 2015-12-31 |  |  |  |  | 8085 | 2026-12-03 20:00 | 98.81 | 16.17 | 20 | FALSE | 0 | 0 | 0 | 0 | 0
Spain | ESP | 2015-12-03 20:00 | 2015-12-03 21:00 | 71.12 | 2015 | 5.09 | 2015-12-31 |  |  |  |  | 8086 | 2026-12-03 21:00 | 98.81 | 16.17 | 21 | FALSE | 0 | 0 | 0 | 0 | 0
Spain | ESP | 2015-12-03 21:00 | 2015-12-03 22:00 | 66.52 | 2015 | 5.09 | 2015-12-31 |  |  |  |  | 8087 | 2026-12-03 22:00 | 98.81 | 16.17 | 22 | FALSE | 0 | 0 | 0 | 0 | 0
Spain | ESP | 2015-12-03 22:00 | 2015-12-03 23:00 | 64.6 | 2015 | 5.09 | 2015-12-31 |  |  |  |  | 8088 | 2026-12-03 23:00 | 98.81 | 16.17 | 23 | FALSE | 0 | 0 | 0 | 0 | 0
Spain | ESP | 2015-12-03 23:00 | 2015-12-04 | 63.29 | 2015 | 5.09 | 2015-12-31 |  |  |  |  | 8089 | 2026-12-04 | 98.81 | 16.17 | 24 | TRUE | 98.81 | 24 | 98.81 | 0 | -988.1
Spain | ESP | 2015-12-04 | 2015-12-04 01:00 | 55.18 | 2015 | 5.09 | 2015-12-31 |  |  |  |  | 8090 | 2026-12-04 01:00 | 98.81 | 16.17 | 1 | FALSE | 0 | 0 | 0 | 0 | 0
Spain | ESP | 2015-12-04 01:00 | 2015-12-04 02:00 | 52.1 | 2015 | 5.09 | 2015-12-31 |  |  |  |  | 8091 | 2026-12-04 02:00 | 98.81 | 16.17 | 2 | FALSE | 0 | 0 | 0 | 0 | 0
Spain | ESP | 2015-12-04 02:00 | 2015-12-04 03:00 | 51.85 | 2015 | 5.09 | 2015-12-31 |  |  |  |  | 8092 | 2026-12-04 03:00 | 98.81 | 16.17 | 3 | FALSE | 0 | 0 | 0 | 0 | 0
Spain | ESP | 2015-12-04 03:00 | 2015-12-04 04:00 | 51.34 | 2015 | 5.09 | 2015-12-31 |  |  |  |  | 8093 | 2026-12-04 04:00 | 98.81 | 16.17 | 4 | FALSE | 0 | 0 | 0 | 0 | 0
Spain | ESP | 2015-12-04 04:00 | 2015-12-04 05:00 | 52 | 2015 | 5.09 | 2015-12-31 |  |  |  |  | 8094 | 2026-12-04 05:00 | 98.81 | 16.17 | 5 | FALSE | 0 | 0 | 0 | 0 | 0
Spain | ESP | 2015-12-04 05:00 | 2015-12-04 06:00 | 56.7 | 2015 | 5.09 | 2015-12-31 |  |  |  |  | 8095 | 2026-12-04 06:00 | 98.81 | 16.17 | 6 | FALSE | 0 | 0 | 0 | 0 | 0
Spain | ESP | 2015-12-04 06:00 | 2015-12-04 07:00 | 65.65 | 2015 | 5.09 | 2015-12-31 |  |  |  |  | 8096 | 2026-12-04 07:00 | 98.81 | 16.17 | 7 | FALSE | 0 | 0 | 0 | 0 | 0
Spain | ESP | 2015-12-04 07:00 | 2015-12-04 08:00 | 65.98 | 2015 | 5.09 | 2015-12-31 |  |  |  |  | 8097 | 2026-12-04 08:00 | 98.81 | 16.17 | 8 | FALSE | 0 | 0 | 0 | 0 | 0
Spain | ESP | 2015-12-04 08:00 | 2015-12-04 09:00 | 68.52 | 2015 | 5.09 | 2015-12-31 |  |  |  |  | 8098 | 2026-12-04 09:00 | 98.81 | 16.17 | 9 | FALSE | 0 | 0 | 0 | 0 | 0
Spain | ESP | 2015-12-04 09:00 | 2015-12-04 10:00 | 68.52 | 2015 | 5.09 | 2015-12-31 |  |  |  |  | 8099 | 2026-12-04 10:00 | 98.81 | 16.17 | 10 | FALSE | 0 | 0 | 0 | 0 | 0
Spain | ESP | 2015-12-04 10:00 | 2015-12-04 11:00 | 65.98 | 2015 | 5.09 | 2015-12-31 |  |  |  |  | 8100 | 2026-12-04 11:00 | 98.81 | 16.17 | 11 | FALSE | 0 | 0 | 0 | 0 | 0
Spain | ESP | 2015-12-04 11:00 | 2015-12-04 12:00 | 65.54 | 2015 | 5.09 | 2015-12-31 |  |  |  |  | 8101 | 2026-12-04 12:00 | 98.81 | 16.17 | 12 | FALSE | 0 | 0 | 0 | 0 | 0
Spain | ESP | 2015-12-04 12:00 | 2015-12-04 13:00 | 65.23 | 2015 | 5.09 | 2015-12-31 |  |  |  |  | 8102 | 2026-12-04 13:00 | 98.81 | 16.17 | 13 | FALSE | 0 | 0 | 0 | 0 | 0
Spain | ESP | 2015-12-04 13:00 | 2015-12-04 14:00 | 63.89 | 2015 | 5.09 | 2015-12-31 |  |  |  |  | 8103 | 2026-12-04 14:00 | 98.81 | 16.17 | 14 | FALSE | 0 | 0 | 0 | 0 | 0
Spain | ESP | 2015-12-04 14:00 | 2015-12-04 15:00 | 65.23 | 2015 | 5.09 | 2015-12-31 |  |  |  |  | 8104 | 2026-12-04 15:00 | 98.81 | 16.17 | 15 | FALSE | 0 | 0 | 0 | 0 | 0
Spain | ESP | 2015-12-04 15:00 | 2015-12-04 16:00 | 65.98 | 2015 | 5.09 | 2015-12-31 |  |  |  |  | 8105 | 2026-12-04 16:00 | 98.81 | 16.17 | 16 | FALSE | 0 | 0 | 0 | 0 | 0
Spain | ESP | 2015-12-04 16:00 | 2015-12-04 17:00 | 68.52 | 2015 | 5.09 | 2015-12-31 |  |  |  |  | 8106 | 2026-12-04 17:00 | 98.81 | 16.17 | 17 | FALSE | 0 | 0 | 0 | 0 | 0
Spain | ESP | 2015-12-04 17:00 | 2015-12-04 18:00 | 73.72 | 2015 | 5.09 | 2015-12-31 |  |  |  |  | 8107 | 2026-12-04 18:00 | 98.81 | 16.17 | 18 | FALSE | 0 | 0 | 0 | 0 | 0
Spain | ESP | 2015-12-04 18:00 | 2015-12-04 19:00 | 75 | 2015 | 5.09 | 2015-12-31 |  |  |  |  | 8108 | 2026-12-04 19:00 | 98.81 | 16.17 | 19 | FALSE | 0 | 0 | 0 | 0 | 0
Spain | ESP | 2015-12-04 19:00 | 2015-12-04 20:00 | 75 | 2015 | 5.09 | 2015-12-31 |  |  |  |  | 8109 | 2026-12-04 20:00 | 98.81 | 16.17 | 20 | FALSE | 0 | 0 | 0 | 0 | 0
Spain | ESP | 2015-12-04 20:00 | 2015-12-04 21:00 | 71.69 | 2015 | 5.09 | 2015-12-31 |  |  |  |  | 8110 | 2026-12-04 21:00 | 98.81 | 16.17 | 21 | FALSE | 0 | 0 | 0 | 0 | 0
Spain | ESP | 2015-12-04 21:00 | 2015-12-04 22:00 | 68.52 | 2015 | 5.09 | 2015-12-31 |  |  |  |  | 8111 | 2026-12-04 22:00 | 98.81 | 16.17 | 22 | FALSE | 0 | 0 | 0 | 0 | 0
Spain | ESP | 2015-12-04 22:00 | 2015-12-04 23:00 | 66 | 2015 | 5.09 | 2015-12-31 |  |  |  |  | 8112 | 2026-12-04 23:00 | 98.81 | 16.17 | 23 | FALSE | 0 | 0 | 0 | 0 | 0
Spain | ESP | 2015-12-04 23:00 | 2015-12-05 | 65.7 | 2015 | 5.09 | 2015-12-31 |  |  |  |  | 8113 | 2026-12-05 | 98.81 | 16.17 | 24 | TRUE | 98.81 | 24 | 98.81 | 0 | -988.1
Spain | ESP | 2015-12-05 | 2015-12-05 01:00 | 60.47 | 2015 | 5.09 | 2015-12-31 |  |  |  |  | 8114 | 2026-12-05 01:00 | 98.81 | 16.17 | 1 | FALSE | 0 | 0 | 0 | 0 | 0
Spain | ESP | 2015-12-05 01:00 | 2015-12-05 02:00 | 56.7 | 2015 | 5.09 | 2015-12-31 |  |  |  |  | 8115 | 2026-12-05 02:00 | 98.81 | 16.17 | 2 | FALSE | 0 | 0 | 0 | 0 | 0
Spain | ESP | 2015-12-05 02:00 | 2015-12-05 03:00 | 52.85 | 2015 | 5.09 | 2015-12-31 |  |  |  |  | 8116 | 2026-12-05 03:00 | 98.81 | 16.17 | 3 | FALSE | 0 | 0 | 0 | 0 | 0
Spain | ESP | 2015-12-05 03:00 | 2015-12-05 04:00 | 49.7 | 2015 | 5.09 | 2015-12-31 |  |  |  |  | 8117 | 2026-12-05 04:00 | 98.81 | 16.17 | 4 | FALSE | 0 | 0 | 0 | 0 | 0
Spain | ESP | 2015-12-05 04:00 | 2015-12-05 05:00 | 49.6 | 2015 | 5.09 | 2015-12-31 |  |  |  |  | 8118 | 2026-12-05 05:00 | 98.81 | 16.17 | 5 | FALSE | 0 | 0 | 0 | 0 | 0
Spain | ESP | 2015-12-05 05:00 | 2015-12-05 06:00 | 49.7 | 2015 | 5.09 | 2015-12-31 |  |  |  |  | 8119 | 2026-12-05 06:00 | 98.81 | 16.17 | 6 | FALSE | 0 | 0 | 0 | 0 | 0
Spain | ESP | 2015-12-05 06:00 | 2015-12-05 07:00 | 54.5 | 2015 | 5.09 | 2015-12-31 |  |  |  |  | 8120 | 2026-12-05 07:00 | 98.81 | 16.17 | 7 | FALSE | 0 | 0 | 0 | 0 | 0
Spain | ESP | 2015-12-05 07:00 | 2015-12-05 08:00 | 56.7 | 2015 | 5.09 | 2015-12-31 |  |  |  |  | 8121 | 2026-12-05 08:00 | 98.81 | 16.17 | 8 | FALSE | 0 | 0 | 0 | 0 | 0
Spain | ESP | 2015-12-05 08:00 | 2015-12-05 09:00 | 61.1 | 2015 | 5.09 | 2015-12-31 |  |  |  |  | 8122 | 2026-12-05 09:00 | 98.81 | 16.17 | 9 | FALSE | 0 | 0 | 0 | 0 | 0
Spain | ESP | 2015-12-05 09:00 | 2015-12-05 10:00 | 61.87 | 2015 | 5.09 | 2015-12-31 |  |  |  |  | 8123 | 2026-12-05 10:00 | 98.81 | 16.17 | 10 | FALSE | 0 | 0 | 0 | 0 | 0
Spain | ESP | 2015-12-05 10:00 | 2015-12-05 11:00 | 61.01 | 2015 | 5.09 | 2015-12-31 |  |  |  |  | 8124 | 2026-12-05 11:00 | 98.81 | 16.17 | 11 | FALSE | 0 | 0 | 0 | 0 | 0
Spain | ESP | 2015-12-05 11:00 | 2015-12-05 12:00 | 60.47 | 2015 | 5.09 | 2015-12-31 |  |  |  |  | 8125 | 2026-12-05 12:00 | 98.81 | 16.17 | 12 | FALSE | 0 | 0 | 0 | 0 | 0
Spain | ESP | 2015-12-05 12:00 | 2015-12-05 13:00 | 60.24 | 2015 | 5.09 | 2015-12-31 |  |  |  |  | 8126 | 2026-12-05 13:00 | 98.81 | 16.17 | 13 | FALSE | 0 | 0 | 0 | 0 | 0
Spain | ESP | 2015-12-05 13:00 | 2015-12-05 14:00 | 58.35 | 2015 | 5.09 | 2015-12-31 |  |  |  |  | 8127 | 2026-12-05 14:00 | 98.81 | 16.17 | 14 | FALSE | 0 | 0 | 0 | 0 | 0
Spain | ESP | 2015-12-05 14:00 | 2015-12-05 15:00 | 56.7 | 2015 | 5.09 | 2015-12-31 |  |  |  |  | 8128 | 2026-12-05 15:00 | 98.81 | 16.17 | 15 | FALSE | 0 | 0 | 0 | 0 | 0
Spain | ESP | 2015-12-05 15:00 | 2015-12-05 16:00 | 58.23 | 2015 | 5.09 | 2015-12-31 |  |  |  |  | 8129 | 2026-12-05 16:00 | 98.81 | 16.17 | 16 | FALSE | 0 | 0 | 0 | 0 | 0
Spain | ESP | 2015-12-05 16:00 | 2015-12-05 17:00 | 61.33 | 2015 | 5.09 | 2015-12-31 |  |  |  |  | 8130 | 2026-12-05 17:00 | 98.81 | 16.17 | 17 | FALSE | 0 | 0 | 0 | 0 | 0
Spain | ESP | 2015-12-05 17:00 | 2015-12-05 18:00 | 66.98 | 2015 | 5.09 | 2015-12-31 |  |  |  |  | 8131 | 2026-12-05 18:00 | 98.81 | 16.17 | 18 | FALSE | 0 | 0 | 0 | 0 | 0
Spain | ESP | 2015-12-05 18:00 | 2015-12-05 19:00 | 69.69 | 2015 | 5.09 | 2015-12-31 |  |  |  |  | 8132 | 2026-12-05 19:00 | 98.81 | 16.17 | 19 | FALSE | 0 | 0 | 0 | 0 | 0
Spain | ESP | 2015-12-05 19:00 | 2015-12-05 20:00 | 70.02 | 2015 | 5.09 | 2015-12-31 |  |  |  |  | 8133 | 2026-12-05 20:00 | 98.81 | 16.17 | 20 | FALSE | 0 | 0 | 0 | 0 | 0
Spain | ESP | 2015-12-05 20:00 | 2015-12-05 21:00 | 67.83 | 2015 | 5.09 | 2015-12-31 |  |  |  |  | 8134 | 2026-12-05 21:00 | 98.81 | 16.17 | 21 | FALSE | 0 | 0 | 0 | 0 | 0
Spain | ESP | 2015-12-05 21:00 | 2015-12-05 22:00 | 63.44 | 2015 | 5.09 | 2015-12-31 |  |  |  |  | 8135 | 2026-12-05 22:00 | 98.81 | 16.17 | 22 | FALSE | 0 | 0 | 0 | 0 | 0
Spain | ESP | 2015-12-05 22:00 | 2015-12-05 23:00 | 61.31 | 2015 | 5.09 | 2015-12-31 |  |  |  |  | 8136 | 2026-12-05 23:00 | 98.81 | 16.17 | 23 | FALSE | 0 | 0 | 0 | 0 | 0
Spain | ESP | 2015-12-05 23:00 | 2015-12-06 | 49.7 | 2015 | 5.09 | 2015-12-31 |  |  |  |  | 8137 | 2026-12-06 | 98.81 | 16.17 | 24 | TRUE | 98.81 | 24 | 98.81 | 0 | -988.1
Spain | ESP | 2015-12-06 | 2015-12-06 01:00 | 47.52 | 2015 | 5.09 | 2015-12-31 |  |  |  |  | 8138 | 2026-12-06 01:00 | 98.81 | 16.17 | 1 | FALSE | 0 | 0 | 0 | 0 | 0
Spain | ESP | 2015-12-06 01:00 | 2015-12-06 02:00 | 44.11 | 2015 | 5.09 | 2015-12-31 |  |  |  |  | 8139 | 2026-12-06 02:00 | 98.81 | 16.17 | 2 | FALSE | 0 | 0 | 0 | 0 | 0
Spain | ESP | 2015-12-06 02:00 | 2015-12-06 03:00 | 44.11 | 2015 | 5.09 | 2015-12-31 |  |  |  |  | 8140 | 2026-12-06 03:00 | 98.81 | 16.17 | 3 | FALSE | 0 | 0 | 0 | 0 | 0
Spain | ESP | 2015-12-06 03:00 | 2015-12-06 04:00 | 43.85 | 2015 | 5.09 | 2015-12-31 |  |  |  |  | 8141 | 2026-12-06 04:00 | 98.81 | 16.17 | 4 | FALSE | 0 | 0 | 0 | 0 | 0
Spain | ESP | 2015-12-06 04:00 | 2015-12-06 05:00 | 44.1 | 2015 | 5.09 | 2015-12-31 |  |  |  |  | 8142 | 2026-12-06 05:00 | 98.81 | 16.17 | 5 | FALSE | 0 | 0 | 0 | 0 | 0
Spain | ESP | 2015-12-06 05:00 | 2015-12-06 06:00 | 44.11 | 2015 | 5.09 | 2015-12-31 |  |  |  |  | 8143 | 2026-12-06 06:00 | 98.81 | 16.17 | 6 | FALSE | 0 | 0 | 0 | 0 | 0
Spain | ESP | 2015-12-06 06:00 | 2015-12-06 07:00 | 47 | 2015 | 5.09 | 2015-12-31 |  |  |  |  | 8144 | 2026-12-06 07:00 | 98.81 | 16.17 | 7 | FALSE | 0 | 0 | 0 | 0 | 0
Spain | ESP | 2015-12-06 07:00 | 2015-12-06 08:00 | 47.52 | 2015 | 5.09 | 2015-12-31 |  |  |  |  | 8145 | 2026-12-06 08:00 | 98.81 | 16.17 | 8 | FALSE | 0 | 0 | 0 | 0 | 0
Spain | ESP | 2015-12-06 08:00 | 2015-12-06 09:00 | 48.42 | 2015 | 5.09 | 2015-12-31 |  |  |  |  | 8146 | 2026-12-06 09:00 | 98.81 | 16.17 | 9 | FALSE | 0 | 0 | 0 | 0 | 0
Spain | ESP | 2015-12-06 09:00 | 2015-12-06 10:00 | 49.2 | 2015 | 5.09 | 2015-12-31 |  |  |  |  | 8147 | 2026-12-06 10:00 | 98.81 | 16.17 | 10 | FALSE | 0 | 0 | 0 | 0 | 0
Spain | ESP | 2015-12-06 10:00 | 2015-12-06 11:00 | 49 | 2015 | 5.09 | 2015-12-31 |  |  |  |  | 8148 | 2026-12-06 11:00 | 98.81 | 16.17 | 11 | FALSE | 0 | 0 | 0 | 0 | 0
Spain | ESP | 2015-12-06 11:00 | 2015-12-06 12:00 | 48.42 | 2015 | 5.09 | 2015-12-31 |  |  |  |  | 8149 | 2026-12-06 12:00 | 98.81 | 16.17 | 12 | FALSE | 0 | 0 | 0 | 0 | 0
Spain | ESP | 2015-12-06 12:00 | 2015-12-06 13:00 | 48.42 | 2015 | 5.09 | 2015-12-31 |  |  |  |  | 8150 | 2026-12-06 13:00 | 98.81 | 16.17 | 13 | FALSE | 0 | 0 | 0 | 0 | 0
Spain | ESP | 2015-12-06 13:00 | 2015-12-06 14:00 | 48.34 | 2015 | 5.09 | 2015-12-31 |  |  |  |  | 8151 | 2026-12-06 14:00 | 98.81 | 16.17 | 14 | FALSE | 0 | 0 | 0 | 0 | 0
Spain | ESP | 2015-12-06 14:00 | 2015-12-06 15:00 | 47.52 | 2015 | 5.09 | 2015-12-31 |  |  |  |  | 8152 | 2026-12-06 15:00 | 98.81 | 16.17 | 15 | FALSE | 0 | 0 | 0 | 0 | 0
Spain | ESP | 2015-12-06 15:00 | 2015-12-06 16:00 | 47.36 | 2015 | 5.09 | 2015-12-31 |  |  |  |  | 8153 | 2026-12-06 16:00 | 98.81 | 16.17 | 16 | FALSE | 0 | 0 | 0 | 0 | 0
Spain | ESP | 2015-12-06 16:00 | 2015-12-06 17:00 | 48.42 | 2015 | 5.09 | 2015-12-31 |  |  |  |  | 8154 | 2026-12-06 17:00 | 98.81 | 16.17 | 17 | FALSE | 0 | 0 | 0 | 0 | 0
Spain | ESP | 2015-12-06 17:00 | 2015-12-06 18:00 | 61.44 | 2015 | 5.09 | 2015-12-31 |  |  |  |  | 8155 | 2026-12-06 18:00 | 98.81 | 16.17 | 18 | FALSE | 0 | 0 | 0 | 0 | 0
Spain | ESP | 2015-12-06 18:00 | 2015-12-06 19:00 | 63.29 | 2015 | 5.09 | 2015-12-31 |  |  |  |  | 8156 | 2026-12-06 19:00 | 98.81 | 16.17 | 19 | FALSE | 0 | 0 | 0 | 0 | 0
Spain | ESP | 2015-12-06 19:00 | 2015-12-06 20:00 | 63.89 | 2015 | 5.09 | 2015-12-31 |  |  |  |  | 8157 | 2026-12-06 20:00 | 98.81 | 16.17 | 20 | FALSE | 0 | 0 | 0 | 0 | 0
Spain | ESP | 2015-12-06 20:00 | 2015-12-06 21:00 | 63.29 | 2015 | 5.09 | 2015-12-31 |  |  |  |  | 8158 | 2026-12-06 21:00 | 98.81 | 16.17 | 21 | FALSE | 0 | 0 | 0 | 0 | 0
Spain | ESP | 2015-12-06 21:00 | 2015-12-06 22:00 | 59.3 | 2015 | 5.09 | 2015-12-31 |  |  |  |  | 8159 | 2026-12-06 22:00 | 98.81 | 16.17 | 22 | FALSE | 0 | 0 | 0 | 0 | 0
Spain | ESP | 2015-12-06 22:00 | 2015-12-06 23:00 | 49.8 | 2015 | 5.09 | 2015-12-31 |  |  |  |  | 8160 | 2026-12-06 23:00 | 98.81 | 16.17 | 23 | FALSE | 0 | 0 | 0 | 0 | 0
Spain | ESP | 2015-12-06 23:00 | 2015-12-07 | 44.11 | 2015 | 5.09 | 2015-12-31 |  |  |  |  | 8161 | 2026-12-07 | 98.81 | 16.17 | 24 | TRUE | 98.81 | 24 | 98.81 | 0 | -988.1
Spain | ESP | 2015-12-07 | 2015-12-07 01:00 | 39.3 | 2015 | 5.09 | 2015-12-31 |  |  |  |  | 8162 | 2026-12-07 01:00 | 98.81 | 16.17 | 1 | FALSE | 0 | 0 | 0 | 0 | 0
Spain | ESP | 2015-12-07 01:00 | 2015-12-07 02:00 | 29.39 | 2015 | 5.09 | 2015-12-31 |  |  |  |  | 8163 | 2026-12-07 02:00 | 98.81 | 16.17 | 2 | FALSE | 0 | 0 | 0 | 0 | 0
Spain | ESP | 2015-12-07 02:00 | 2015-12-07 03:00 | 27.93 | 2015 | 5.09 | 2015-12-31 |  |  |  |  | 8164 | 2026-12-07 03:00 | 98.81 | 16.17 | 3 | FALSE | 0 | 0 | 0 | 0 | 0
Spain | ESP | 2015-12-07 03:00 | 2015-12-07 04:00 | 27.81 | 2015 | 5.09 | 2015-12-31 |  |  |  |  | 8165 | 2026-12-07 04:00 | 98.81 | 16.17 | 4 | FALSE | 0 | 0 | 0 | 0 | 0
Spain | ESP | 2015-12-07 04:00 | 2015-12-07 05:00 | 28.29 | 2015 | 5.09 | 2015-12-31 |  |  |  |  | 8166 | 2026-12-07 05:00 | 98.81 | 16.17 | 5 | FALSE | 0 | 0 | 0 | 0 | 0
Spain | ESP | 2015-12-07 05:00 | 2015-12-07 06:00 | 40.5 | 2015 | 5.09 | 2015-12-31 |  |  |  |  | 8167 | 2026-12-07 06:00 | 98.81 | 16.17 | 6 | FALSE | 0 | 0 | 0 | 0 | 0
Spain | ESP | 2015-12-07 06:00 | 2015-12-07 07:00 | 48.18 | 2015 | 5.09 | 2015-12-31 |  |  |  |  | 8168 | 2026-12-07 07:00 | 98.81 | 16.17 | 7 | FALSE | 0 | 0 | 0 | 0 | 0
Spain | ESP | 2015-12-07 07:00 | 2015-12-07 08:00 | 49.9 | 2015 | 5.09 | 2015-12-31 |  |  |  |  | 8169 | 2026-12-07 08:00 | 98.81 | 16.17 | 8 | FALSE | 0 | 0 | 0 | 0 | 0
Spain | ESP | 2015-12-07 08:00 | 2015-12-07 09:00 | 50.86 | 2015 | 5.09 | 2015-12-31 |  |  |  |  | 8170 | 2026-12-07 09:00 | 98.81 | 16.17 | 9 | FALSE | 0 | 0 | 0 | 0 | 0
Spain | ESP | 2015-12-07 09:00 | 2015-12-07 10:00 | 53.78 | 2015 | 5.09 | 2015-12-31 |  |  |  |  | 8171 | 2026-12-07 10:00 | 98.81 | 16.17 | 10 | FALSE | 0 | 0 | 0 | 0 | 0
Spain | ESP | 2015-12-07 10:00 | 2015-12-07 11:00 | 49.9 | 2015 | 5.09 | 2015-12-31 |  |  |  |  | 8172 | 2026-12-07 11:00 | 98.81 | 16.17 | 11 | FALSE | 0 | 0 | 0 | 0 | 0
Spain | ESP | 2015-12-07 11:00 | 2015-12-07 12:00 | 49.8 | 2015 | 5.09 | 2015-12-31 |  |  |  |  | 8173 | 2026-12-07 12:00 | 98.81 | 16.17 | 12 | FALSE | 0 | 0 | 0 | 0 | 0
Spain | ESP | 2015-12-07 12:00 | 2015-12-07 13:00 | 49.8 | 2015 | 5.09 | 2015-12-31 |  |  |  |  | 8174 | 2026-12-07 13:00 | 98.81 | 16.17 | 13 | FALSE | 0 | 0 | 0 | 0 | 0
Spain | ESP | 2015-12-07 13:00 | 2015-12-07 14:00 | 49.15 | 2015 | 5.09 | 2015-12-31 |  |  |  |  | 8175 | 2026-12-07 14:00 | 98.81 | 16.17 | 14 | FALSE | 0 | 0 | 0 | 0 | 0
Spain | ESP | 2015-12-07 14:00 | 2015-12-07 15:00 | 48.42 | 2015 | 5.09 | 2015-12-31 |  |  |  |  | 8176 | 2026-12-07 15:00 | 98.81 | 16.17 | 15 | FALSE | 0 | 0 | 0 | 0 | 0
Spain | ESP | 2015-12-07 15:00 | 2015-12-07 16:00 | 48.42 | 2015 | 5.09 | 2015-12-31 |  |  |  |  | 8177 | 2026-12-07 16:00 | 98.81 | 16.17 | 16 | FALSE | 0 | 0 | 0 | 0 | 0
Spain | ESP | 2015-12-07 16:00 | 2015-12-07 17:00 | 52.85 | 2015 | 5.09 | 2015-12-31 |  |  |  |  | 8178 | 2026-12-07 17:00 | 98.81 | 16.17 | 17 | FALSE | 0 | 0 | 0 | 0 | 0
Spain | ESP | 2015-12-07 17:00 | 2015-12-07 18:00 | 60.6 | 2015 | 5.09 | 2015-12-31 |  |  |  |  | 8179 | 2026-12-07 18:00 | 98.81 | 16.17 | 18 | FALSE | 0 | 0 | 0 | 0 | 0
Spain | ESP | 2015-12-07 18:00 | 2015-12-07 19:00 | 62.43 | 2015 | 5.09 | 2015-12-31 |  |  |  |  | 8180 | 2026-12-07 19:00 | 98.81 | 16.17 | 19 | FALSE | 0 | 0 | 0 | 0 | 0
Spain | ESP | 2015-12-07 19:00 | 2015-12-07 20:00 | 62.69 | 2015 | 5.09 | 2015-12-31 |  |  |  |  | 8181 | 2026-12-07 20:00 | 98.81 | 16.17 | 20 | FALSE | 0 | 0 | 0 | 0 | 0
Spain | ESP | 2015-12-07 20:00 | 2015-12-07 21:00 | 61.57 | 2015 | 5.09 | 2015-12-31 |  |  |  |  | 8182 | 2026-12-07 21:00 | 98.81 | 16.17 | 21 | FALSE | 0 | 0 | 0 | 0 | 0
Spain | ESP | 2015-12-07 21:00 | 2015-12-07 22:00 | 55.1 | 2015 | 5.09 | 2015-12-31 |  |  |  |  | 8183 | 2026-12-07 22:00 | 98.81 | 16.17 | 22 | FALSE | 0 | 0 | 0 | 0 | 0
Spain | ESP | 2015-12-07 22:00 | 2015-12-07 23:00 | 48.42 | 2015 | 5.09 | 2015-12-31 |  |  |  |  | 8184 | 2026-12-07 23:00 | 98.81 | 16.17 | 23 | FALSE | 0 | 0 | 0 | 0 | 0
Spain | ESP | 2015-12-07 23:00 | 2015-12-08 | 45.66 | 2015 | 5.09 | 2015-12-31 |  |  |  |  | 8185 | 2026-12-08 | 98.81 | 16.17 | 24 | TRUE | 98.81 | 24 | 98.81 | 0 | -988.1
Spain | ESP | 2015-12-08 | 2015-12-08 01:00 | 40.5 | 2015 | 5.09 | 2015-12-31 |  |  |  |  | 8186 | 2026-12-08 01:00 | 98.81 | 16.17 | 1 | FALSE | 0 | 0 | 0 | 0 | 0
Spain | ESP | 2015-12-08 01:00 | 2015-12-08 02:00 | 39.3 | 2015 | 5.09 | 2015-12-31 |  |  |  |  | 8187 | 2026-12-08 02:00 | 98.81 | 16.17 | 2 | FALSE | 0 | 0 | 0 | 0 | 0
Spain | ESP | 2015-12-08 02:00 | 2015-12-08 03:00 | 39.3 | 2015 | 5.09 | 2015-12-31 |  |  |  |  | 8188 | 2026-12-08 03:00 | 98.81 | 16.17 | 3 | FALSE | 0 | 0 | 0 | 0 | 0
Spain | ESP | 2015-12-08 03:00 | 2015-12-08 04:00 | 39.3 | 2015 | 5.09 | 2015-12-31 |  |  |  |  | 8189 | 2026-12-08 04:00 | 98.81 | 16.17 | 4 | FALSE | 0 | 0 | 0 | 0 | 0
Spain | ESP | 2015-12-08 04:00 | 2015-12-08 05:00 | 40.5 | 2015 | 5.09 | 2015-12-31 |  |  |  |  | 8190 | 2026-12-08 05:00 | 98.81 | 16.17 | 5 | FALSE | 0 | 0 | 0 | 0 | 0
Spain | ESP | 2015-12-08 05:00 | 2015-12-08 06:00 | 44.11 | 2015 | 5.09 | 2015-12-31 |  |  |  |  | 8191 | 2026-12-08 06:00 | 98.81 | 16.17 | 6 | FALSE | 0 | 0 | 0 | 0 | 0
Spain | ESP | 2015-12-08 06:00 | 2015-12-08 07:00 | 47.18 | 2015 | 5.09 | 2015-12-31 |  |  |  |  | 8192 | 2026-12-08 07:00 | 98.81 | 16.17 | 7 | FALSE | 0 | 0 | 0 | 0 | 0
Spain | ESP | 2015-12-08 07:00 | 2015-12-08 08:00 | 47.52 | 2015 | 5.09 | 2015-12-31 |  |  |  |  | 8193 | 2026-12-08 08:00 | 98.81 | 16.17 | 8 | FALSE | 0 | 0 | 0 | 0 | 0
Spain | ESP | 2015-12-08 08:00 | 2015-12-08 09:00 | 51.48 | 2015 | 5.09 | 2015-12-31 |  |  |  |  | 8194 | 2026-12-08 09:00 | 98.81 | 16.17 | 9 | FALSE | 0 | 0 | 0 | 0 | 0
Spain | ESP | 2015-12-08 09:00 | 2015-12-08 10:00 | 58.99 | 2015 | 5.09 | 2015-12-31 |  |  |  |  | 8195 | 2026-12-08 10:00 | 98.81 | 16.17 | 10 | FALSE | 0 | 0 | 0 | 0 | 0
Spain | ESP | 2015-12-08 10:00 | 2015-12-08 11:00 | 59.9 | 2015 | 5.09 | 2015-12-31 |  |  |  |  | 8196 | 2026-12-08 11:00 | 98.81 | 16.17 | 11 | FALSE | 0 | 0 | 0 | 0 | 0
Spain | ESP | 2015-12-08 11:00 | 2015-12-08 12:00 | 57.8 | 2015 | 5.09 | 2015-12-31 |  |  |  |  | 8197 | 2026-12-08 12:00 | 98.81 | 16.17 | 12 | FALSE | 0 | 0 | 0 | 0 | 0
Spain | ESP | 2015-12-08 12:00 | 2015-12-08 13:00 | 59.9 | 2015 | 5.09 | 2015-12-31 |  |  |  |  | 8198 | 2026-12-08 13:00 | 98.81 | 16.17 | 13 | FALSE | 0 | 0 | 0 | 0 | 0
Spain | ESP | 2015-12-08 13:00 | 2015-12-08 14:00 | 56.7 | 2015 | 5.09 | 2015-12-31 |  |  |  |  | 8199 | 2026-12-08 14:00 | 98.81 | 16.17 | 14 | FALSE | 0 | 0 | 0 | 0 | 0
Spain | ESP | 2015-12-08 14:00 | 2015-12-08 15:00 | 53.01 | 2015 | 5.09 | 2015-12-31 |  |  |  |  | 8200 | 2026-12-08 15:00 | 98.81 | 16.17 | 15 | FALSE | 0 | 0 | 0 | 0 | 0
Spain | ESP | 2015-12-08 15:00 | 2015-12-08 16:00 | 52.25 | 2015 | 5.09 | 2015-12-31 |  |  |  |  | 8201 | 2026-12-08 16:00 | 98.81 | 16.17 | 16 | FALSE | 0 | 0 | 0 | 0 | 0
Spain | ESP | 2015-12-08 16:00 | 2015-12-08 17:00 | 60.47 | 2015 | 5.09 | 2015-12-31 |  |  |  |  | 8202 | 2026-12-08 17:00 | 98.81 | 16.17 | 17 | FALSE | 0 | 0 | 0 | 0 | 0
Spain | ESP | 2015-12-08 17:00 | 2015-12-08 18:00 | 67.01 | 2015 | 5.09 | 2015-12-31 |  |  |  |  | 8203 | 2026-12-08 18:00 | 98.81 | 16.17 | 18 | FALSE | 0 | 0 | 0 | 0 | 0
Spain | ESP | 2015-12-08 18:00 | 2015-12-08 19:00 | 67.49 | 2015 | 5.09 | 2015-12-31 |  |  |  |  | 8204 | 2026-12-08 19:00 | 98.81 | 16.17 | 19 | FALSE | 0 | 0 | 0 | 0 | 0
Spain | ESP | 2015-12-08 19:00 | 2015-12-08 20:00 | 69.02 | 2015 | 5.09 | 2015-12-31 |  |  |  |  | 8205 | 2026-12-08 20:00 | 98.81 | 16.17 | 20 | FALSE | 0 | 0 | 0 | 0 | 0
Spain | ESP | 2015-12-08 20:00 | 2015-12-08 21:00 | 67.62 | 2015 | 5.09 | 2015-12-31 |  |  |  |  | 8206 | 2026-12-08 21:00 | 98.81 | 16.17 | 21 | FALSE | 0 | 0 | 0 | 0 | 0
Spain | ESP | 2015-12-08 21:00 | 2015-12-08 22:00 | 65 | 2015 | 5.09 | 2015-12-31 |  |  |  |  | 8207 | 2026-12-08 22:00 | 98.81 | 16.17 | 22 | FALSE | 0 | 0 | 0 | 0 | 0
Spain | ESP | 2015-12-08 22:00 | 2015-12-08 23:00 | 62 | 2015 | 5.09 | 2015-12-31 |  |  |  |  | 8208 | 2026-12-08 23:00 | 98.81 | 16.17 | 23 | FALSE | 0 | 0 | 0 | 0 | 0
Spain | ESP | 2015-12-08 23:00 | 2015-12-09 | 56.7 | 2015 | 5.09 | 2015-12-31 |  |  |  |  | 8209 | 2026-12-09 | 98.81 | 16.17 | 24 | TRUE | 98.81 | 24 | 98.81 | 0 | -988.1
Spain | ESP | 2015-12-09 | 2015-12-09 01:00 | 47.34 | 2015 | 5.09 | 2015-12-31 |  |  |  |  | 8210 | 2026-12-09 01:00 | 98.81 | 16.17 | 1 | FALSE | 0 | 0 | 0 | 0 | 0
Spain | ESP | 2015-12-09 01:00 | 2015-12-09 02:00 | 44.34 | 2015 | 5.09 | 2015-12-31 |  |  |  |  | 8211 | 2026-12-09 02:00 | 98.81 | 16.17 | 2 | FALSE | 0 | 0 | 0 | 0 | 0
Spain | ESP | 2015-12-09 02:00 | 2015-12-09 03:00 | 42 | 2015 | 5.09 | 2015-12-31 |  |  |  |  | 8212 | 2026-12-09 03:00 | 98.81 | 16.17 | 3 | FALSE | 0 | 0 | 0 | 0 | 0
Spain | ESP | 2015-12-09 03:00 | 2015-12-09 04:00 | 41 | 2015 | 5.09 | 2015-12-31 |  |  |  |  | 8213 | 2026-12-09 04:00 | 98.81 | 16.17 | 4 | FALSE | 0 | 0 | 0 | 0 | 0
Spain | ESP | 2015-12-09 04:00 | 2015-12-09 05:00 | 41.5 | 2015 | 5.09 | 2015-12-31 |  |  |  |  | 8214 | 2026-12-09 05:00 | 98.81 | 16.17 | 5 | FALSE | 0 | 0 | 0 | 0 | 0
Spain | ESP | 2015-12-09 05:00 | 2015-12-09 06:00 | 46.58 | 2015 | 5.09 | 2015-12-31 |  |  |  |  | 8215 | 2026-12-09 06:00 | 98.81 | 16.17 | 6 | FALSE | 0 | 0 | 0 | 0 | 0
Spain | ESP | 2015-12-09 06:00 | 2015-12-09 07:00 | 63.29 | 2015 | 5.09 | 2015-12-31 |  |  |  |  | 8216 | 2026-12-09 07:00 | 98.81 | 16.17 | 7 | FALSE | 0 | 0 | 0 | 0 | 0
Spain | ESP | 2015-12-09 07:00 | 2015-12-09 08:00 | 65.69 | 2015 | 5.09 | 2015-12-31 |  |  |  |  | 8217 | 2026-12-09 08:00 | 98.81 | 16.17 | 8 | FALSE | 0 | 0 | 0 | 0 | 0
Spain | ESP | 2015-12-09 08:00 | 2015-12-09 09:00 | 66.8 | 2015 | 5.09 | 2015-12-31 |  |  |  |  | 8218 | 2026-12-09 09:00 | 98.81 | 16.17 | 9 | FALSE | 0 | 0 | 0 | 0 | 0
Spain | ESP | 2015-12-09 09:00 | 2015-12-09 10:00 | 67.09 | 2015 | 5.09 | 2015-12-31 |  |  |  |  | 8219 | 2026-12-09 10:00 | 98.81 | 16.17 | 10 | FALSE | 0 | 0 | 0 | 0 | 0
Spain | ESP | 2015-12-09 10:00 | 2015-12-09 11:00 | 65.98 | 2015 | 5.09 | 2015-12-31 |  |  |  |  | 8220 | 2026-12-09 11:00 | 98.81 | 16.17 | 11 | FALSE | 0 | 0 | 0 | 0 | 0
Spain | ESP | 2015-12-09 11:00 | 2015-12-09 12:00 | 65.65 | 2015 | 5.09 | 2015-12-31 |  |  |  |  | 8221 | 2026-12-09 12:00 | 98.81 | 16.17 | 12 | FALSE | 0 | 0 | 0 | 0 | 0
Spain | ESP | 2015-12-09 12:00 | 2015-12-09 13:00 | 65.1 | 2015 | 5.09 | 2015-12-31 |  |  |  |  | 8222 | 2026-12-09 13:00 | 98.81 | 16.17 | 13 | FALSE | 0 | 0 | 0 | 0 | 0
Spain | ESP | 2015-12-09 13:00 | 2015-12-09 14:00 | 63.89 | 2015 | 5.09 | 2015-12-31 |  |  |  |  | 8223 | 2026-12-09 14:00 | 98.81 | 16.17 | 14 | FALSE | 0 | 0 | 0 | 0 | 0
Spain | ESP | 2015-12-09 14:00 | 2015-12-09 15:00 | 63.89 | 2015 | 5.09 | 2015-12-31 |  |  |  |  | 8224 | 2026-12-09 15:00 | 98.81 | 16.17 | 15 | FALSE | 0 | 0 | 0 | 0 | 0
Spain | ESP | 2015-12-09 15:00 | 2015-12-09 16:00 | 65.1 | 2015 | 5.09 | 2015-12-31 |  |  |  |  | 8225 | 2026-12-09 16:00 | 98.81 | 16.17 | 16 | FALSE | 0 | 0 | 0 | 0 | 0
Spain | ESP | 2015-12-09 16:00 | 2015-12-09 17:00 | 69.18 | 2015 | 5.09 | 2015-12-31 |  |  |  |  | 8226 | 2026-12-09 17:00 | 98.81 | 16.17 | 17 | FALSE | 0 | 0 | 0 | 0 | 0
Spain | ESP | 2015-12-09 17:00 | 2015-12-09 18:00 | 73.54 | 2015 | 5.09 | 2015-12-31 |  |  |  |  | 8227 | 2026-12-09 18:00 | 98.81 | 16.17 | 18 | FALSE | 0 | 0 | 0 | 0 | 0
Spain | ESP | 2015-12-09 18:00 | 2015-12-09 19:00 | 69.99 | 2015 | 5.09 | 2015-12-31 |  |  |  |  | 8228 | 2026-12-09 19:00 | 98.81 | 16.17 | 19 | FALSE | 0 | 0 | 0 | 0 | 0
Spain | ESP | 2015-12-09 19:00 | 2015-12-09 20:00 | 69.99 | 2015 | 5.09 | 2015-12-31 |  |  |  |  | 8229 | 2026-12-09 20:00 | 98.81 | 16.17 | 20 | FALSE | 0 | 0 | 0 | 0 | 0
Spain | ESP | 2015-12-09 20:00 | 2015-12-09 21:00 | 67.48 | 2015 | 5.09 | 2015-12-31 |  |  |  |  | 8230 | 2026-12-09 21:00 | 98.81 | 16.17 | 21 | FALSE | 0 | 0 | 0 | 0 | 0
Spain | ESP | 2015-12-09 21:00 | 2015-12-09 22:00 | 63.44 | 2015 | 5.09 | 2015-12-31 |  |  |  |  | 8231 | 2026-12-09 22:00 | 98.81 | 16.17 | 22 | FALSE | 0 | 0 | 0 | 0 | 0
Spain | ESP | 2015-12-09 22:00 | 2015-12-09 23:00 | 60 | 2015 | 5.09 | 2015-12-31 |  |  |  |  | 8232 | 2026-12-09 23:00 | 98.81 | 16.17 | 23 | FALSE | 0 | 0 | 0 | 0 | 0
Spain | ESP | 2015-12-09 23:00 | 2015-12-10 | 63.29 | 2015 | 5.09 | 2015-12-31 |  |  |  |  | 8233 | 2026-12-10 | 98.81 | 16.17 | 24 | TRUE | 98.81 | 24 | 98.81 | 0 | -988.1
Spain | ESP | 2015-12-10 | 2015-12-10 01:00 | 53.45 | 2015 | 5.09 | 2015-12-31 |  |  |  |  | 8234 | 2026-12-10 01:00 | 98.81 | 16.17 | 1 | FALSE | 0 | 0 | 0 | 0 | 0
Spain | ESP | 2015-12-10 01:00 | 2015-12-10 02:00 | 49.34 | 2015 | 5.09 | 2015-12-31 |  |  |  |  | 8235 | 2026-12-10 02:00 | 98.81 | 16.17 | 2 | FALSE | 0 | 0 | 0 | 0 | 0
Spain | ESP | 2015-12-10 02:00 | 2015-12-10 03:00 | 48.42 | 2015 | 5.09 | 2015-12-31 |  |  |  |  | 8236 | 2026-12-10 03:00 | 98.81 | 16.17 | 3 | FALSE | 0 | 0 | 0 | 0 | 0
Spain | ESP | 2015-12-10 03:00 | 2015-12-10 04:00 | 48.15 | 2015 | 5.09 | 2015-12-31 |  |  |  |  | 8237 | 2026-12-10 04:00 | 98.81 | 16.17 | 4 | FALSE | 0 | 0 | 0 | 0 | 0
Spain | ESP | 2015-12-10 04:00 | 2015-12-10 05:00 | 48.42 | 2015 | 5.09 | 2015-12-31 |  |  |  |  | 8238 | 2026-12-10 05:00 | 98.81 | 16.17 | 5 | FALSE | 0 | 0 | 0 | 0 | 0
Spain | ESP | 2015-12-10 05:00 | 2015-12-10 06:00 | 56 | 2015 | 5.09 | 2015-12-31 |  |  |  |  | 8239 | 2026-12-10 06:00 | 98.81 | 16.17 | 6 | FALSE | 0 | 0 | 0 | 0 | 0
Spain | ESP | 2015-12-10 06:00 | 2015-12-10 07:00 | 68.85 | 2015 | 5.09 | 2015-12-31 |  |  |  |  | 8240 | 2026-12-10 07:00 | 98.81 | 16.17 | 7 | FALSE | 0 | 0 | 0 | 0 | 0
Spain | ESP | 2015-12-10 07:00 | 2015-12-10 08:00 | 70.56 | 2015 | 5.09 | 2015-12-31 |  |  |  |  | 8241 | 2026-12-10 08:00 | 98.81 | 16.17 | 8 | FALSE | 0 | 0 | 0 | 0 | 0
Spain | ESP | 2015-12-10 08:00 | 2015-12-10 09:00 | 69.1 | 2015 | 5.09 | 2015-12-31 |  |  |  |  | 8242 | 2026-12-10 09:00 | 98.81 | 16.17 | 9 | FALSE | 0 | 0 | 0 | 0 | 0
Spain | ESP | 2015-12-10 09:00 | 2015-12-10 10:00 | 70 | 2015 | 5.09 | 2015-12-31 |  |  |  |  | 8243 | 2026-12-10 10:00 | 98.81 | 16.17 | 10 | FALSE | 0 | 0 | 0 | 0 | 0
Spain | ESP | 2015-12-10 10:00 | 2015-12-10 11:00 | 69.02 | 2015 | 5.09 | 2015-12-31 |  |  |  |  | 8244 | 2026-12-10 11:00 | 98.81 | 16.17 | 11 | FALSE | 0 | 0 | 0 | 0 | 0
Spain | ESP | 2015-12-10 11:00 | 2015-12-10 12:00 | 68.03 | 2015 | 5.09 | 2015-12-31 |  |  |  |  | 8245 | 2026-12-10 12:00 | 98.81 | 16.17 | 12 | FALSE | 0 | 0 | 0 | 0 | 0
Spain | ESP | 2015-12-10 12:00 | 2015-12-10 13:00 | 67.1 | 2015 | 5.09 | 2015-12-31 |  |  |  |  | 8246 | 2026-12-10 13:00 | 98.81 | 16.17 | 13 | FALSE | 0 | 0 | 0 | 0 | 0
Spain | ESP | 2015-12-10 13:00 | 2015-12-10 14:00 | 65.98 | 2015 | 5.09 | 2015-12-31 |  |  |  |  | 8247 | 2026-12-10 14:00 | 98.81 | 16.17 | 14 | FALSE | 0 | 0 | 0 | 0 | 0
Spain | ESP | 2015-12-10 14:00 | 2015-12-10 15:00 | 65.98 | 2015 | 5.09 | 2015-12-31 |  |  |  |  | 8248 | 2026-12-10 15:00 | 98.81 | 16.17 | 15 | FALSE | 0 | 0 | 0 | 0 | 0
Spain | ESP | 2015-12-10 15:00 | 2015-12-10 16:00 | 66.83 | 2015 | 5.09 | 2015-12-31 |  |  |  |  | 8249 | 2026-12-10 16:00 | 98.81 | 16.17 | 16 | FALSE | 0 | 0 | 0 | 0 | 0
Spain | ESP | 2015-12-10 16:00 | 2015-12-10 17:00 | 69.03 | 2015 | 5.09 | 2015-12-31 |  |  |  |  | 8250 | 2026-12-10 17:00 | 98.81 | 16.17 | 17 | FALSE | 0 | 0 | 0 | 0 | 0
Spain | ESP | 2015-12-10 17:00 | 2015-12-10 18:00 | 73.1 | 2015 | 5.09 | 2015-12-31 |  |  |  |  | 8251 | 2026-12-10 18:00 | 98.81 | 16.17 | 18 | FALSE | 0 | 0 | 0 | 0 | 0
Spain | ESP | 2015-12-10 18:00 | 2015-12-10 19:00 | 73 | 2015 | 5.09 | 2015-12-31 |  |  |  |  | 8252 | 2026-12-10 19:00 | 98.81 | 16.17 | 19 | FALSE | 0 | 0 | 0 | 0 | 0
Spain | ESP | 2015-12-10 19:00 | 2015-12-10 20:00 | 72.69 | 2015 | 5.09 | 2015-12-31 |  |  |  |  | 8253 | 2026-12-10 20:00 | 98.81 | 16.17 | 20 | FALSE | 0 | 0 | 0 | 0 | 0
Spain | ESP | 2015-12-10 20:00 | 2015-12-10 21:00 | 70.56 | 2015 | 5.09 | 2015-12-31 |  |  |  |  | 8254 | 2026-12-10 21:00 | 98.81 | 16.17 | 21 | FALSE | 0 | 0 | 0 | 0 | 0
Spain | ESP | 2015-12-10 21:00 | 2015-12-10 22:00 | 66.83 | 2015 | 5.09 | 2015-12-31 |  |  |  |  | 8255 | 2026-12-10 22:00 | 98.81 | 16.17 | 22 | FALSE | 0 | 0 | 0 | 0 | 0
Spain | ESP | 2015-12-10 22:00 | 2015-12-10 23:00 | 62.77 | 2015 | 5.09 | 2015-12-31 |  |  |  |  | 8256 | 2026-12-10 23:00 | 98.81 | 16.17 | 23 | FALSE | 0 | 0 | 0 | 0 | 0
Spain | ESP | 2015-12-10 23:00 | 2015-12-11 | 63.38 | 2015 | 5.09 | 2015-12-31 |  |  |  |  | 8257 | 2026-12-11 | 98.81 | 16.17 | 24 | TRUE | 98.81 | 24 | 98.81 | 0 | -988.1
Spain | ESP | 2015-12-11 | 2015-12-11 01:00 | 53.01 | 2015 | 5.09 | 2015-12-31 |  |  |  |  | 8258 | 2026-12-11 01:00 | 98.81 | 16.17 | 1 | FALSE | 0 | 0 | 0 | 0 | 0
Spain | ESP | 2015-12-11 01:00 | 2015-12-11 02:00 | 48.94 | 2015 | 5.09 | 2015-12-31 |  |  |  |  | 8259 | 2026-12-11 02:00 | 98.81 | 16.17 | 2 | FALSE | 0 | 0 | 0 | 0 | 0
Spain | ESP | 2015-12-11 02:00 | 2015-12-11 03:00 | 48.42 | 2015 | 5.09 | 2015-12-31 |  |  |  |  | 8260 | 2026-12-11 03:00 | 98.81 | 16.17 | 3 | FALSE | 0 | 0 | 0 | 0 | 0
Spain | ESP | 2015-12-11 03:00 | 2015-12-11 04:00 | 48.26 | 2015 | 5.09 | 2015-12-31 |  |  |  |  | 8261 | 2026-12-11 04:00 | 98.81 | 16.17 | 4 | FALSE | 0 | 0 | 0 | 0 | 0
Spain | ESP | 2015-12-11 04:00 | 2015-12-11 05:00 | 48.42 | 2015 | 5.09 | 2015-12-31 |  |  |  |  | 8262 | 2026-12-11 05:00 | 98.81 | 16.17 | 5 | FALSE | 0 | 0 | 0 | 0 | 0
Spain | ESP | 2015-12-11 05:00 | 2015-12-11 06:00 | 53.7 | 2015 | 5.09 | 2015-12-31 |  |  |  |  | 8263 | 2026-12-11 06:00 | 98.81 | 16.17 | 6 | FALSE | 0 | 0 | 0 | 0 | 0
Spain | ESP | 2015-12-11 06:00 | 2015-12-11 07:00 | 65.83 | 2015 | 5.09 | 2015-12-31 |  |  |  |  | 8264 | 2026-12-11 07:00 | 98.81 | 16.17 | 7 | FALSE | 0 | 0 | 0 | 0 | 0
Spain | ESP | 2015-12-11 07:00 | 2015-12-11 08:00 | 69.6 | 2015 | 5.09 | 2015-12-31 |  |  |  |  | 8265 | 2026-12-11 08:00 | 98.81 | 16.17 | 8 | FALSE | 0 | 0 | 0 | 0 | 0
Spain | ESP | 2015-12-11 08:00 | 2015-12-11 09:00 | 69.69 | 2015 | 5.09 | 2015-12-31 |  |  |  |  | 8266 | 2026-12-11 09:00 | 98.81 | 16.17 | 9 | FALSE | 0 | 0 | 0 | 0 | 0
Spain | ESP | 2015-12-11 09:00 | 2015-12-11 10:00 | 70 | 2015 | 5.09 | 2015-12-31 |  |  |  |  | 8267 | 2026-12-11 10:00 | 98.81 | 16.17 | 10 | FALSE | 0 | 0 | 0 | 0 | 0
Spain | ESP | 2015-12-11 10:00 | 2015-12-11 11:00 | 68.69 | 2015 | 5.09 | 2015-12-31 |  |  |  |  | 8268 | 2026-12-11 11:00 | 98.81 | 16.17 | 11 | FALSE | 0 | 0 | 0 | 0 | 0
Spain | ESP | 2015-12-11 11:00 | 2015-12-11 12:00 | 67.3 | 2015 | 5.09 | 2015-12-31 |  |  |  |  | 8269 | 2026-12-11 12:00 | 98.81 | 16.17 | 12 | FALSE | 0 | 0 | 0 | 0 | 0
Spain | ESP | 2015-12-11 12:00 | 2015-12-11 13:00 | 66.83 | 2015 | 5.09 | 2015-12-31 |  |  |  |  | 8270 | 2026-12-11 13:00 | 98.81 | 16.17 | 13 | FALSE | 0 | 0 | 0 | 0 | 0
Spain | ESP | 2015-12-11 13:00 | 2015-12-11 14:00 | 64.94 | 2015 | 5.09 | 2015-12-31 |  |  |  |  | 8271 | 2026-12-11 14:00 | 98.81 | 16.17 | 14 | FALSE | 0 | 0 | 0 | 0 | 0
Spain | ESP | 2015-12-11 14:00 | 2015-12-11 15:00 | 63.44 | 2015 | 5.09 | 2015-12-31 |  |  |  |  | 8272 | 2026-12-11 15:00 | 98.81 | 16.17 | 15 | FALSE | 0 | 0 | 0 | 0 | 0
Spain | ESP | 2015-12-11 15:00 | 2015-12-11 16:00 | 65 | 2015 | 5.09 | 2015-12-31 |  |  |  |  | 8273 | 2026-12-11 16:00 | 98.81 | 16.17 | 16 | FALSE | 0 | 0 | 0 | 0 | 0
Spain | ESP | 2015-12-11 16:00 | 2015-12-11 17:00 | 68 | 2015 | 5.09 | 2015-12-31 |  |  |  |  | 8274 | 2026-12-11 17:00 | 98.81 | 16.17 | 17 | FALSE | 0 | 0 | 0 | 0 | 0
Spain | ESP | 2015-12-11 17:00 | 2015-12-11 18:00 | 70.98 | 2015 | 5.09 | 2015-12-31 |  |  |  |  | 8275 | 2026-12-11 18:00 | 98.81 | 16.17 | 18 | FALSE | 0 | 0 | 0 | 0 | 0
Spain | ESP | 2015-12-11 18:00 | 2015-12-11 19:00 | 70.98 | 2015 | 5.09 | 2015-12-31 |  |  |  |  | 8276 | 2026-12-11 19:00 | 98.81 | 16.17 | 19 | FALSE | 0 | 0 | 0 | 0 | 0
Spain | ESP | 2015-12-11 19:00 | 2015-12-11 20:00 | 70.69 | 2015 | 5.09 | 2015-12-31 |  |  |  |  | 8277 | 2026-12-11 20:00 | 98.81 | 16.17 | 20 | FALSE | 0 | 0 | 0 | 0 | 0
Spain | ESP | 2015-12-11 20:00 | 2015-12-11 21:00 | 69.03 | 2015 | 5.09 | 2015-12-31 |  |  |  |  | 8278 | 2026-12-11 21:00 | 98.81 | 16.17 | 21 | FALSE | 0 | 0 | 0 | 0 | 0
Spain | ESP | 2015-12-11 21:00 | 2015-12-11 22:00 | 63.89 | 2015 | 5.09 | 2015-12-31 |  |  |  |  | 8279 | 2026-12-11 22:00 | 98.81 | 16.17 | 22 | FALSE | 0 | 0 | 0 | 0 | 0
Spain | ESP | 2015-12-11 22:00 | 2015-12-11 23:00 | 58.1 | 2015 | 5.09 | 2015-12-31 |  |  |  |  | 8280 | 2026-12-11 23:00 | 98.81 | 16.17 | 23 | FALSE | 0 | 0 | 0 | 0 | 0
Spain | ESP | 2015-12-11 23:00 | 2015-12-12 | 64.1 | 2015 | 5.09 | 2015-12-31 |  |  |  |  | 8281 | 2026-12-12 | 98.81 | 16.17 | 24 | TRUE | 98.81 | 24 | 98.81 | 0 | -988.1
Spain | ESP | 2015-12-12 | 2015-12-12 01:00 | 60.47 | 2015 | 5.09 | 2015-12-31 |  |  |  |  | 8282 | 2026-12-12 01:00 | 98.81 | 16.17 | 1 | FALSE | 0 | 0 | 0 | 0 | 0
Spain | ESP | 2015-12-12 01:00 | 2015-12-12 02:00 | 49.1 | 2015 | 5.09 | 2015-12-31 |  |  |  |  | 8283 | 2026-12-12 02:00 | 98.81 | 16.17 | 2 | FALSE | 0 | 0 | 0 | 0 | 0
Spain | ESP | 2015-12-12 02:00 | 2015-12-12 03:00 | 48.55 | 2015 | 5.09 | 2015-12-31 |  |  |  |  | 8284 | 2026-12-12 03:00 | 98.81 | 16.17 | 3 | FALSE | 0 | 0 | 0 | 0 | 0
Spain | ESP | 2015-12-12 03:00 | 2015-12-12 04:00 | 48.32 | 2015 | 5.09 | 2015-12-31 |  |  |  |  | 8285 | 2026-12-12 04:00 | 98.81 | 16.17 | 4 | FALSE | 0 | 0 | 0 | 0 | 0
Spain | ESP | 2015-12-12 04:00 | 2015-12-12 05:00 | 48.15 | 2015 | 5.09 | 2015-12-31 |  |  |  |  | 8286 | 2026-12-12 05:00 | 98.81 | 16.17 | 5 | FALSE | 0 | 0 | 0 | 0 | 0
Spain | ESP | 2015-12-12 05:00 | 2015-12-12 06:00 | 48.5 | 2015 | 5.09 | 2015-12-31 |  |  |  |  | 8287 | 2026-12-12 06:00 | 98.81 | 16.17 | 6 | FALSE | 0 | 0 | 0 | 0 | 0
Spain | ESP | 2015-12-12 06:00 | 2015-12-12 07:00 | 50 | 2015 | 5.09 | 2015-12-31 |  |  |  |  | 8288 | 2026-12-12 07:00 | 98.81 | 16.17 | 7 | FALSE | 0 | 0 | 0 | 0 | 0
Spain | ESP | 2015-12-12 07:00 | 2015-12-12 08:00 | 58.99 | 2015 | 5.09 | 2015-12-31 |  |  |  |  | 8289 | 2026-12-12 08:00 | 98.81 | 16.17 | 8 | FALSE | 0 | 0 | 0 | 0 | 0
Spain | ESP | 2015-12-12 08:00 | 2015-12-12 09:00 | 62.1 | 2015 | 5.09 | 2015-12-31 |  |  |  |  | 8290 | 2026-12-12 09:00 | 98.81 | 16.17 | 9 | FALSE | 0 | 0 | 0 | 0 | 0
Spain | ESP | 2015-12-12 09:00 | 2015-12-12 10:00 | 65.5 | 2015 | 5.09 | 2015-12-31 |  |  |  |  | 8291 | 2026-12-12 10:00 | 98.81 | 16.17 | 10 | FALSE | 0 | 0 | 0 | 0 | 0
Spain | ESP | 2015-12-12 10:00 | 2015-12-12 11:00 | 65.51 | 2015 | 5.09 | 2015-12-31 |  |  |  |  | 8292 | 2026-12-12 11:00 | 98.81 | 16.17 | 11 | FALSE | 0 | 0 | 0 | 0 | 0
Spain | ESP | 2015-12-12 11:00 | 2015-12-12 12:00 | 64.94 | 2015 | 5.09 | 2015-12-31 |  |  |  |  | 8293 | 2026-12-12 12:00 | 98.81 | 16.17 | 12 | FALSE | 0 | 0 | 0 | 0 | 0
Spain | ESP | 2015-12-12 12:00 | 2015-12-12 13:00 | 64.1 | 2015 | 5.09 | 2015-12-31 |  |  |  |  | 8294 | 2026-12-12 13:00 | 98.81 | 16.17 | 13 | FALSE | 0 | 0 | 0 | 0 | 0
Spain | ESP | 2015-12-12 13:00 | 2015-12-12 14:00 | 63.44 | 2015 | 5.09 | 2015-12-31 |  |  |  |  | 8295 | 2026-12-12 14:00 | 98.81 | 16.17 | 14 | FALSE | 0 | 0 | 0 | 0 | 0
Spain | ESP | 2015-12-12 14:00 | 2015-12-12 15:00 | 62.21 | 2015 | 5.09 | 2015-12-31 |  |  |  |  | 8296 | 2026-12-12 15:00 | 98.81 | 16.17 | 15 | FALSE | 0 | 0 | 0 | 0 | 0
Spain | ESP | 2015-12-12 15:00 | 2015-12-12 16:00 | 62.21 | 2015 | 5.09 | 2015-12-31 |  |  |  |  | 8297 | 2026-12-12 16:00 | 98.81 | 16.17 | 16 | FALSE | 0 | 0 | 0 | 0 | 0
Spain | ESP | 2015-12-12 16:00 | 2015-12-12 17:00 | 63.44 | 2015 | 5.09 | 2015-12-31 |  |  |  |  | 8298 | 2026-12-12 17:00 | 98.81 | 16.17 | 17 | FALSE | 0 | 0 | 0 | 0 | 0
Spain | ESP | 2015-12-12 17:00 | 2015-12-12 18:00 | 69.35 | 2015 | 5.09 | 2015-12-31 |  |  |  |  | 8299 | 2026-12-12 18:00 | 98.81 | 16.17 | 18 | FALSE | 0 | 0 | 0 | 0 | 0
Spain | ESP | 2015-12-12 18:00 | 2015-12-12 19:00 | 70 | 2015 | 5.09 | 2015-12-31 |  |  |  |  | 8300 | 2026-12-12 19:00 | 98.81 | 16.17 | 19 | FALSE | 0 | 0 | 0 | 0 | 0
Spain | ESP | 2015-12-12 19:00 | 2015-12-12 20:00 | 70 | 2015 | 5.09 | 2015-12-31 |  |  |  |  | 8301 | 2026-12-12 20:00 | 98.81 | 16.17 | 20 | FALSE | 0 | 0 | 0 | 0 | 0
Spain | ESP | 2015-12-12 20:00 | 2015-12-12 21:00 | 68.81 | 2015 | 5.09 | 2015-12-31 |  |  |  |  | 8302 | 2026-12-12 21:00 | 98.81 | 16.17 | 21 | FALSE | 0 | 0 | 0 | 0 | 0
Spain | ESP | 2015-12-12 21:00 | 2015-12-12 22:00 | 63.29 | 2015 | 5.09 | 2015-12-31 |  |  |  |  | 8303 | 2026-12-12 22:00 | 98.81 | 16.17 | 22 | FALSE | 0 | 0 | 0 | 0 | 0
Spain | ESP | 2015-12-12 22:00 | 2015-12-12 23:00 | 60.47 | 2015 | 5.09 | 2015-12-31 |  |  |  |  | 8304 | 2026-12-12 23:00 | 98.81 | 16.17 | 23 | FALSE | 0 | 0 | 0 | 0 | 0
Spain | ESP | 2015-12-12 23:00 | 2015-12-13 | 57.1 | 2015 | 5.09 | 2015-12-31 |  |  |  |  | 8305 | 2026-12-13 | 98.81 | 16.17 | 24 | TRUE | 98.81 | 24 | 98.81 | 0 | -988.1
Spain | ESP | 2015-12-13 | 2015-12-13 01:00 | 46.16 | 2015 | 5.09 | 2015-12-31 |  |  |  |  | 8306 | 2026-12-13 01:00 | 98.81 | 16.17 | 1 | FALSE | 0 | 0 | 0 | 0 | 0
Spain | ESP | 2015-12-13 01:00 | 2015-12-13 02:00 | 44.08 | 2015 | 5.09 | 2015-12-31 |  |  |  |  | 8307 | 2026-12-13 02:00 | 98.81 | 16.17 | 2 | FALSE | 0 | 0 | 0 | 0 | 0
Spain | ESP | 2015-12-13 02:00 | 2015-12-13 03:00 | 43.34 | 2015 | 5.09 | 2015-12-31 |  |  |  |  | 8308 | 2026-12-13 03:00 | 98.81 | 16.17 | 3 | FALSE | 0 | 0 | 0 | 0 | 0
Spain | ESP | 2015-12-13 03:00 | 2015-12-13 04:00 | 42.2 | 2015 | 5.09 | 2015-12-31 |  |  |  |  | 8309 | 2026-12-13 04:00 | 98.81 | 16.17 | 4 | FALSE | 0 | 0 | 0 | 0 | 0
Spain | ESP | 2015-12-13 04:00 | 2015-12-13 05:00 | 42 | 2015 | 5.09 | 2015-12-31 |  |  |  |  | 8310 | 2026-12-13 05:00 | 98.81 | 16.17 | 5 | FALSE | 0 | 0 | 0 | 0 | 0
Spain | ESP | 2015-12-13 05:00 | 2015-12-13 06:00 | 42.2 | 2015 | 5.09 | 2015-12-31 |  |  |  |  | 8311 | 2026-12-13 06:00 | 98.81 | 16.17 | 6 | FALSE | 0 | 0 | 0 | 0 | 0
Spain | ESP | 2015-12-13 06:00 | 2015-12-13 07:00 | 42.13 | 2015 | 5.09 | 2015-12-31 |  |  |  |  | 8312 | 2026-12-13 07:00 | 98.81 | 16.17 | 7 | FALSE | 0 | 0 | 0 | 0 | 0
Spain | ESP | 2015-12-13 07:00 | 2015-12-13 08:00 | 42.4 | 2015 | 5.09 | 2015-12-31 |  |  |  |  | 8313 | 2026-12-13 08:00 | 98.81 | 16.17 | 8 | FALSE | 0 | 0 | 0 | 0 | 0
Spain | ESP | 2015-12-13 08:00 | 2015-12-13 09:00 | 44.15 | 2015 | 5.09 | 2015-12-31 |  |  |  |  | 8314 | 2026-12-13 09:00 | 98.81 | 16.17 | 9 | FALSE | 0 | 0 | 0 | 0 | 0
Spain | ESP | 2015-12-13 09:00 | 2015-12-13 10:00 | 48.31 | 2015 | 5.09 | 2015-12-31 |  |  |  |  | 8315 | 2026-12-13 10:00 | 98.81 | 16.17 | 10 | FALSE | 0 | 0 | 0 | 0 | 0
Spain | ESP | 2015-12-13 10:00 | 2015-12-13 11:00 | 49 | 2015 | 5.09 | 2015-12-31 |  |  |  |  | 8316 | 2026-12-13 11:00 | 98.81 | 16.17 | 11 | FALSE | 0 | 0 | 0 | 0 | 0
Spain | ESP | 2015-12-13 11:00 | 2015-12-13 12:00 | 47.59 | 2015 | 5.09 | 2015-12-31 |  |  |  |  | 8317 | 2026-12-13 12:00 | 98.81 | 16.17 | 12 | FALSE | 0 | 0 | 0 | 0 | 0
Spain | ESP | 2015-12-13 12:00 | 2015-12-13 13:00 | 47.59 | 2015 | 5.09 | 2015-12-31 |  |  |  |  | 8318 | 2026-12-13 13:00 | 98.81 | 16.17 | 13 | FALSE | 0 | 0 | 0 | 0 | 0
Spain | ESP | 2015-12-13 13:00 | 2015-12-13 14:00 | 46.45 | 2015 | 5.09 | 2015-12-31 |  |  |  |  | 8319 | 2026-12-13 14:00 | 98.81 | 16.17 | 14 | FALSE | 0 | 0 | 0 | 0 | 0
Spain | ESP | 2015-12-13 14:00 | 2015-12-13 15:00 | 43.86 | 2015 | 5.09 | 2015-12-31 |  |  |  |  | 8320 | 2026-12-13 15:00 | 98.81 | 16.17 | 15 | FALSE | 0 | 0 | 0 | 0 | 0
Spain | ESP | 2015-12-13 15:00 | 2015-12-13 16:00 | 43.84 | 2015 | 5.09 | 2015-12-31 |  |  |  |  | 8321 | 2026-12-13 16:00 | 98.81 | 16.17 | 16 | FALSE | 0 | 0 | 0 | 0 | 0
Spain | ESP | 2015-12-13 16:00 | 2015-12-13 17:00 | 44.2 | 2015 | 5.09 | 2015-12-31 |  |  |  |  | 8322 | 2026-12-13 17:00 | 98.81 | 16.17 | 17 | FALSE | 0 | 0 | 0 | 0 | 0
Spain | ESP | 2015-12-13 17:00 | 2015-12-13 18:00 | 53.62 | 2015 | 5.09 | 2015-12-31 |  |  |  |  | 8323 | 2026-12-13 18:00 | 98.81 | 16.17 | 18 | FALSE | 0 | 0 | 0 | 0 | 0
Spain | ESP | 2015-12-13 18:00 | 2015-12-13 19:00 | 56.7 | 2015 | 5.09 | 2015-12-31 |  |  |  |  | 8324 | 2026-12-13 19:00 | 98.81 | 16.17 | 19 | FALSE | 0 | 0 | 0 | 0 | 0
Spain | ESP | 2015-12-13 19:00 | 2015-12-13 20:00 | 56.96 | 2015 | 5.09 | 2015-12-31 |  |  |  |  | 8325 | 2026-12-13 20:00 | 98.81 | 16.17 | 20 | FALSE | 0 | 0 | 0 | 0 | 0
Spain | ESP | 2015-12-13 20:00 | 2015-12-13 21:00 | 56.7 | 2015 | 5.09 | 2015-12-31 |  |  |  |  | 8326 | 2026-12-13 21:00 | 98.81 | 16.17 | 21 | FALSE | 0 | 0 | 0 | 0 | 0
Spain | ESP | 2015-12-13 21:00 | 2015-12-13 22:00 | 46.68 | 2015 | 5.09 | 2015-12-31 |  |  |  |  | 8327 | 2026-12-13 22:00 | 98.81 | 16.17 | 22 | FALSE | 0 | 0 | 0 | 0 | 0
Spain | ESP | 2015-12-13 22:00 | 2015-12-13 23:00 | 43.18 | 2015 | 5.09 | 2015-12-31 |  |  |  |  | 8328 | 2026-12-13 23:00 | 98.81 | 16.17 | 23 | FALSE | 0 | 0 | 0 | 0 | 0
Spain | ESP | 2015-12-13 23:00 | 2015-12-14 | 38.45 | 2015 | 5.09 | 2015-12-31 |  |  |  |  | 8329 | 2026-12-14 | 98.81 | 16.17 | 24 | TRUE | 98.81 | 24 | 98.81 | 0 | -988.1
Spain | ESP | 2015-12-14 | 2015-12-14 01:00 | 31.49 | 2015 | 5.09 | 2015-12-31 |  |  |  |  | 8330 | 2026-12-14 01:00 | 98.81 | 16.17 | 1 | FALSE | 0 | 0 | 0 | 0 | 0
Spain | ESP | 2015-12-14 01:00 | 2015-12-14 02:00 | 29.5 | 2015 | 5.09 | 2015-12-31 |  |  |  |  | 8331 | 2026-12-14 02:00 | 98.81 | 16.17 | 2 | FALSE | 0 | 0 | 0 | 0 | 0
Spain | ESP | 2015-12-14 02:00 | 2015-12-14 03:00 | 27.84 | 2015 | 5.09 | 2015-12-31 |  |  |  |  | 8332 | 2026-12-14 03:00 | 98.81 | 16.17 | 3 | FALSE | 0 | 0 | 0 | 0 | 0
Spain | ESP | 2015-12-14 03:00 | 2015-12-14 04:00 | 27.45 | 2015 | 5.09 | 2015-12-31 |  |  |  |  | 8333 | 2026-12-14 04:00 | 98.81 | 16.17 | 4 | FALSE | 0 | 0 | 0 | 0 | 0
Spain | ESP | 2015-12-14 04:00 | 2015-12-14 05:00 | 29.65 | 2015 | 5.09 | 2015-12-31 |  |  |  |  | 8334 | 2026-12-14 05:00 | 98.81 | 16.17 | 5 | FALSE | 0 | 0 | 0 | 0 | 0
Spain | ESP | 2015-12-14 05:00 | 2015-12-14 06:00 | 41.26 | 2015 | 5.09 | 2015-12-31 |  |  |  |  | 8335 | 2026-12-14 06:00 | 98.81 | 16.17 | 6 | FALSE | 0 | 0 | 0 | 0 | 0
Spain | ESP | 2015-12-14 06:00 | 2015-12-14 07:00 | 53.46 | 2015 | 5.09 | 2015-12-31 |  |  |  |  | 8336 | 2026-12-14 07:00 | 98.81 | 16.17 | 7 | FALSE | 0 | 0 | 0 | 0 | 0
Spain | ESP | 2015-12-14 07:00 | 2015-12-14 08:00 | 56.7 | 2015 | 5.09 | 2015-12-31 |  |  |  |  | 8337 | 2026-12-14 08:00 | 98.81 | 16.17 | 8 | FALSE | 0 | 0 | 0 | 0 | 0
Spain | ESP | 2015-12-14 08:00 | 2015-12-14 09:00 | 60.47 | 2015 | 5.09 | 2015-12-31 |  |  |  |  | 8338 | 2026-12-14 09:00 | 98.81 | 16.17 | 9 | FALSE | 0 | 0 | 0 | 0 | 0
Spain | ESP | 2015-12-14 09:00 | 2015-12-14 10:00 | 62.9 | 2015 | 5.09 | 2015-12-31 |  |  |  |  | 8339 | 2026-12-14 10:00 | 98.81 | 16.17 | 10 | FALSE | 0 | 0 | 0 | 0 | 0
Spain | ESP | 2015-12-14 10:00 | 2015-12-14 11:00 | 61.38 | 2015 | 5.09 | 2015-12-31 |  |  |  |  | 8340 | 2026-12-14 11:00 | 98.81 | 16.17 | 11 | FALSE | 0 | 0 | 0 | 0 | 0
Spain | ESP | 2015-12-14 11:00 | 2015-12-14 12:00 | 60.47 | 2015 | 5.09 | 2015-12-31 |  |  |  |  | 8341 | 2026-12-14 12:00 | 98.81 | 16.17 | 12 | FALSE | 0 | 0 | 0 | 0 | 0
Spain | ESP | 2015-12-14 12:00 | 2015-12-14 13:00 | 60 | 2015 | 5.09 | 2015-12-31 |  |  |  |  | 8342 | 2026-12-14 13:00 | 98.81 | 16.17 | 13 | FALSE | 0 | 0 | 0 | 0 | 0
Spain | ESP | 2015-12-14 13:00 | 2015-12-14 14:00 | 57 | 2015 | 5.09 | 2015-12-31 |  |  |  |  | 8343 | 2026-12-14 14:00 | 98.81 | 16.17 | 14 | FALSE | 0 | 0 | 0 | 0 | 0
Spain | ESP | 2015-12-14 14:00 | 2015-12-14 15:00 | 56.7 | 2015 | 5.09 | 2015-12-31 |  |  |  |  | 8344 | 2026-12-14 15:00 | 98.81 | 16.17 | 15 | FALSE | 0 | 0 | 0 | 0 | 0
Spain | ESP | 2015-12-14 15:00 | 2015-12-14 16:00 | 59 | 2015 | 5.09 | 2015-12-31 |  |  |  |  | 8345 | 2026-12-14 16:00 | 98.81 | 16.17 | 16 | FALSE | 0 | 0 | 0 | 0 | 0
Spain | ESP | 2015-12-14 16:00 | 2015-12-14 17:00 | 63.44 | 2015 | 5.09 | 2015-12-31 |  |  |  |  | 8346 | 2026-12-14 17:00 | 98.81 | 16.17 | 17 | FALSE | 0 | 0 | 0 | 0 | 0
Spain | ESP | 2015-12-14 17:00 | 2015-12-14 18:00 | 69.81 | 2015 | 5.09 | 2015-12-31 |  |  |  |  | 8347 | 2026-12-14 18:00 | 98.81 | 16.17 | 18 | FALSE | 0 | 0 | 0 | 0 | 0
Spain | ESP | 2015-12-14 18:00 | 2015-12-14 19:00 | 68.9 | 2015 | 5.09 | 2015-12-31 |  |  |  |  | 8348 | 2026-12-14 19:00 | 98.81 | 16.17 | 19 | FALSE | 0 | 0 | 0 | 0 | 0
Spain | ESP | 2015-12-14 19:00 | 2015-12-14 20:00 | 68.69 | 2015 | 5.09 | 2015-12-31 |  |  |  |  | 8349 | 2026-12-14 20:00 | 98.81 | 16.17 | 20 | FALSE | 0 | 0 | 0 | 0 | 0
Spain | ESP | 2015-12-14 20:00 | 2015-12-14 21:00 | 64.51 | 2015 | 5.09 | 2015-12-31 |  |  |  |  | 8350 | 2026-12-14 21:00 | 98.81 | 16.17 | 21 | FALSE | 0 | 0 | 0 | 0 | 0
Spain | ESP | 2015-12-14 21:00 | 2015-12-14 22:00 | 56.7 | 2015 | 5.09 | 2015-12-31 |  |  |  |  | 8351 | 2026-12-14 22:00 | 98.81 | 16.17 | 22 | FALSE | 0 | 0 | 0 | 0 | 0
Spain | ESP | 2015-12-14 22:00 | 2015-12-14 23:00 | 47.13 | 2015 | 5.09 | 2015-12-31 |  |  |  |  | 8352 | 2026-12-14 23:00 | 98.81 | 16.17 | 23 | FALSE | 0 | 0 | 0 | 0 | 0
Spain | ESP | 2015-12-14 23:00 | 2015-12-15 | 42.16 | 2015 | 5.09 | 2015-12-31 |  |  |  |  | 8353 | 2026-12-15 | 98.81 | 16.17 | 24 | TRUE | 98.81 | 24 | 98.81 | 0 | -988.1
Spain | ESP | 2015-12-15 | 2015-12-15 01:00 | 39.01 | 2015 | 5.09 | 2015-12-31 |  |  |  |  | 8354 | 2026-12-15 01:00 | 98.81 | 16.17 | 1 | FALSE | 0 | 0 | 0 | 0 | 0
Spain | ESP | 2015-12-15 01:00 | 2015-12-15 02:00 | 35.5 | 2015 | 5.09 | 2015-12-31 |  |  |  |  | 8355 | 2026-12-15 02:00 | 98.81 | 16.17 | 2 | FALSE | 0 | 0 | 0 | 0 | 0
Spain | ESP | 2015-12-15 02:00 | 2015-12-15 03:00 | 31 | 2015 | 5.09 | 2015-12-31 |  |  |  |  | 8356 | 2026-12-15 03:00 | 98.81 | 16.17 | 3 | FALSE | 0 | 0 | 0 | 0 | 0
Spain | ESP | 2015-12-15 03:00 | 2015-12-15 04:00 | 29.11 | 2015 | 5.09 | 2015-12-31 |  |  |  |  | 8357 | 2026-12-15 04:00 | 98.81 | 16.17 | 4 | FALSE | 0 | 0 | 0 | 0 | 0
Spain | ESP | 2015-12-15 04:00 | 2015-12-15 05:00 | 33.8 | 2015 | 5.09 | 2015-12-31 |  |  |  |  | 8358 | 2026-12-15 05:00 | 98.81 | 16.17 | 5 | FALSE | 0 | 0 | 0 | 0 | 0
Spain | ESP | 2015-12-15 05:00 | 2015-12-15 06:00 | 40.59 | 2015 | 5.09 | 2015-12-31 |  |  |  |  | 8359 | 2026-12-15 06:00 | 98.81 | 16.17 | 6 | FALSE | 0 | 0 | 0 | 0 | 0
Spain | ESP | 2015-12-15 06:00 | 2015-12-15 07:00 | 49.99 | 2015 | 5.09 | 2015-12-31 |  |  |  |  | 8360 | 2026-12-15 07:00 | 98.81 | 16.17 | 7 | FALSE | 0 | 0 | 0 | 0 | 0
Spain | ESP | 2015-12-15 07:00 | 2015-12-15 08:00 | 55.03 | 2015 | 5.09 | 2015-12-31 |  |  |  |  | 8361 | 2026-12-15 08:00 | 98.81 | 16.17 | 8 | FALSE | 0 | 0 | 0 | 0 | 0
Spain | ESP | 2015-12-15 08:00 | 2015-12-15 09:00 | 58.9 | 2015 | 5.09 | 2015-12-31 |  |  |  |  | 8362 | 2026-12-15 09:00 | 98.81 | 16.17 | 9 | FALSE | 0 | 0 | 0 | 0 | 0
Spain | ESP | 2015-12-15 09:00 | 2015-12-15 10:00 | 59.56 | 2015 | 5.09 | 2015-12-31 |  |  |  |  | 8363 | 2026-12-15 10:00 | 98.81 | 16.17 | 10 | FALSE | 0 | 0 | 0 | 0 | 0
Spain | ESP | 2015-12-15 10:00 | 2015-12-15 11:00 | 57 | 2015 | 5.09 | 2015-12-31 |  |  |  |  | 8364 | 2026-12-15 11:00 | 98.81 | 16.17 | 11 | FALSE | 0 | 0 | 0 | 0 | 0
Spain | ESP | 2015-12-15 11:00 | 2015-12-15 12:00 | 56.7 | 2015 | 5.09 | 2015-12-31 |  |  |  |  | 8365 | 2026-12-15 12:00 | 98.81 | 16.17 | 12 | FALSE | 0 | 0 | 0 | 0 | 0
Spain | ESP | 2015-12-15 12:00 | 2015-12-15 13:00 | 53.09 | 2015 | 5.09 | 2015-12-31 |  |  |  |  | 8366 | 2026-12-15 13:00 | 98.81 | 16.17 | 13 | FALSE | 0 | 0 | 0 | 0 | 0
Spain | ESP | 2015-12-15 13:00 | 2015-12-15 14:00 | 49.6 | 2015 | 5.09 | 2015-12-31 |  |  |  |  | 8367 | 2026-12-15 14:00 | 98.81 | 16.17 | 14 | FALSE | 0 | 0 | 0 | 0 | 0
Spain | ESP | 2015-12-15 14:00 | 2015-12-15 15:00 | 50.04 | 2015 | 5.09 | 2015-12-31 |  |  |  |  | 8368 | 2026-12-15 15:00 | 98.81 | 16.17 | 15 | FALSE | 0 | 0 | 0 | 0 | 0
Spain | ESP | 2015-12-15 15:00 | 2015-12-15 16:00 | 50.96 | 2015 | 5.09 | 2015-12-31 |  |  |  |  | 8369 | 2026-12-15 16:00 | 98.81 | 16.17 | 16 | FALSE | 0 | 0 | 0 | 0 | 0
Spain | ESP | 2015-12-15 16:00 | 2015-12-15 17:00 | 57 | 2015 | 5.09 | 2015-12-31 |  |  |  |  | 8370 | 2026-12-15 17:00 | 98.81 | 16.17 | 17 | FALSE | 0 | 0 | 0 | 0 | 0
Spain | ESP | 2015-12-15 17:00 | 2015-12-15 18:00 | 62.9 | 2015 | 5.09 | 2015-12-31 |  |  |  |  | 8371 | 2026-12-15 18:00 | 98.81 | 16.17 | 18 | FALSE | 0 | 0 | 0 | 0 | 0
Spain | ESP | 2015-12-15 18:00 | 2015-12-15 19:00 | 63.44 | 2015 | 5.09 | 2015-12-31 |  |  |  |  | 8372 | 2026-12-15 19:00 | 98.81 | 16.17 | 19 | FALSE | 0 | 0 | 0 | 0 | 0
Spain | ESP | 2015-12-15 19:00 | 2015-12-15 20:00 | 64.16 | 2015 | 5.09 | 2015-12-31 |  |  |  |  | 8373 | 2026-12-15 20:00 | 98.81 | 16.17 | 20 | FALSE | 0 | 0 | 0 | 0 | 0
Spain | ESP | 2015-12-15 20:00 | 2015-12-15 21:00 | 62.9 | 2015 | 5.09 | 2015-12-31 |  |  |  |  | 8374 | 2026-12-15 21:00 | 98.81 | 16.17 | 21 | FALSE | 0 | 0 | 0 | 0 | 0
Spain | ESP | 2015-12-15 21:00 | 2015-12-15 22:00 | 56.2 | 2015 | 5.09 | 2015-12-31 |  |  |  |  | 8375 | 2026-12-15 22:00 | 98.81 | 16.17 | 22 | FALSE | 0 | 0 | 0 | 0 | 0
Spain | ESP | 2015-12-15 22:00 | 2015-12-15 23:00 | 47 | 2015 | 5.09 | 2015-12-31 |  |  |  |  | 8376 | 2026-12-15 23:00 | 98.81 | 16.17 | 23 | FALSE | 0 | 0 | 0 | 0 | 0
Spain | ESP | 2015-12-15 23:00 | 2015-12-16 | 44.08 | 2015 | 5.09 | 2015-12-31 |  |  |  |  | 8377 | 2026-12-16 | 98.81 | 16.17 | 24 | TRUE | 98.81 | 24 | 98.81 | 0 | -988.1
Spain | ESP | 2015-12-16 | 2015-12-16 01:00 | 40.01 | 2015 | 5.09 | 2015-12-31 |  |  |  |  | 8378 | 2026-12-16 01:00 | 98.81 | 16.17 | 1 | FALSE | 0 | 0 | 0 | 0 | 0
Spain | ESP | 2015-12-16 01:00 | 2015-12-16 02:00 | 38.5 | 2015 | 5.09 | 2015-12-31 |  |  |  |  | 8379 | 2026-12-16 02:00 | 98.81 | 16.17 | 2 | FALSE | 0 | 0 | 0 | 0 | 0
Spain | ESP | 2015-12-16 02:00 | 2015-12-16 03:00 | 38.16 | 2015 | 5.09 | 2015-12-31 |  |  |  |  | 8380 | 2026-12-16 03:00 | 98.81 | 16.17 | 3 | FALSE | 0 | 0 | 0 | 0 | 0
Spain | ESP | 2015-12-16 03:00 | 2015-12-16 04:00 | 37.65 | 2015 | 5.09 | 2015-12-31 |  |  |  |  | 8381 | 2026-12-16 04:00 | 98.81 | 16.17 | 4 | FALSE | 0 | 0 | 0 | 0 | 0
Spain | ESP | 2015-12-16 04:00 | 2015-12-16 05:00 | 38.34 | 2015 | 5.09 | 2015-12-31 |  |  |  |  | 8382 | 2026-12-16 05:00 | 98.81 | 16.17 | 5 | FALSE | 0 | 0 | 0 | 0 | 0
Spain | ESP | 2015-12-16 05:00 | 2015-12-16 06:00 | 41.16 | 2015 | 5.09 | 2015-12-31 |  |  |  |  | 8383 | 2026-12-16 06:00 | 98.81 | 16.17 | 6 | FALSE | 0 | 0 | 0 | 0 | 0
Spain | ESP | 2015-12-16 06:00 | 2015-12-16 07:00 | 56.7 | 2015 | 5.09 | 2015-12-31 |  |  |  |  | 8384 | 2026-12-16 07:00 | 98.81 | 16.17 | 7 | FALSE | 0 | 0 | 0 | 0 | 0
Spain | ESP | 2015-12-16 07:00 | 2015-12-16 08:00 | 62.93 | 2015 | 5.09 | 2015-12-31 |  |  |  |  | 8385 | 2026-12-16 08:00 | 98.81 | 16.17 | 8 | FALSE | 0 | 0 | 0 | 0 | 0
Spain | ESP | 2015-12-16 08:00 | 2015-12-16 09:00 | 63.64 | 2015 | 5.09 | 2015-12-31 |  |  |  |  | 8386 | 2026-12-16 09:00 | 98.81 | 16.17 | 9 | FALSE | 0 | 0 | 0 | 0 | 0
Spain | ESP | 2015-12-16 09:00 | 2015-12-16 10:00 | 64.7 | 2015 | 5.09 | 2015-12-31 |  |  |  |  | 8387 | 2026-12-16 10:00 | 98.81 | 16.17 | 10 | FALSE | 0 | 0 | 0 | 0 | 0
Spain | ESP | 2015-12-16 10:00 | 2015-12-16 11:00 | 63.29 | 2015 | 5.09 | 2015-12-31 |  |  |  |  | 8388 | 2026-12-16 11:00 | 98.81 | 16.17 | 11 | FALSE | 0 | 0 | 0 | 0 | 0
Spain | ESP | 2015-12-16 11:00 | 2015-12-16 12:00 | 62.21 | 2015 | 5.09 | 2015-12-31 |  |  |  |  | 8389 | 2026-12-16 12:00 | 98.81 | 16.17 | 12 | FALSE | 0 | 0 | 0 | 0 | 0
Spain | ESP | 2015-12-16 12:00 | 2015-12-16 13:00 | 62.1 | 2015 | 5.09 | 2015-12-31 |  |  |  |  | 8390 | 2026-12-16 13:00 | 98.81 | 16.17 | 13 | FALSE | 0 | 0 | 0 | 0 | 0
Spain | ESP | 2015-12-16 13:00 | 2015-12-16 14:00 | 60.47 | 2015 | 5.09 | 2015-12-31 |  |  |  |  | 8391 | 2026-12-16 14:00 | 98.81 | 16.17 | 14 | FALSE | 0 | 0 | 0 | 0 | 0
Spain | ESP | 2015-12-16 14:00 | 2015-12-16 15:00 | 61.61 | 2015 | 5.09 | 2015-12-31 |  |  |  |  | 8392 | 2026-12-16 15:00 | 98.81 | 16.17 | 15 | FALSE | 0 | 0 | 0 | 0 | 0
Spain | ESP | 2015-12-16 15:00 | 2015-12-16 16:00 | 62.93 | 2015 | 5.09 | 2015-12-31 |  |  |  |  | 8393 | 2026-12-16 16:00 | 98.81 | 16.17 | 16 | FALSE | 0 | 0 | 0 | 0 | 0
Spain | ESP | 2015-12-16 16:00 | 2015-12-16 17:00 | 63.66 | 2015 | 5.09 | 2015-12-31 |  |  |  |  | 8394 | 2026-12-16 17:00 | 98.81 | 16.17 | 17 | FALSE | 0 | 0 | 0 | 0 | 0
Spain | ESP | 2015-12-16 17:00 | 2015-12-16 18:00 | 65.7 | 2015 | 5.09 | 2015-12-31 |  |  |  |  | 8395 | 2026-12-16 18:00 | 98.81 | 16.17 | 18 | FALSE | 0 | 0 | 0 | 0 | 0
Spain | ESP | 2015-12-16 18:00 | 2015-12-16 19:00 | 65.98 | 2015 | 5.09 | 2015-12-31 |  |  |  |  | 8396 | 2026-12-16 19:00 | 98.81 | 16.17 | 19 | FALSE | 0 | 0 | 0 | 0 | 0
Spain | ESP | 2015-12-16 19:00 | 2015-12-16 20:00 | 65.98 | 2015 | 5.09 | 2015-12-31 |  |  |  |  | 8397 | 2026-12-16 20:00 | 98.81 | 16.17 | 20 | FALSE | 0 | 0 | 0 | 0 | 0
Spain | ESP | 2015-12-16 20:00 | 2015-12-16 21:00 | 63.94 | 2015 | 5.09 | 2015-12-31 |  |  |  |  | 8398 | 2026-12-16 21:00 | 98.81 | 16.17 | 21 | FALSE | 0 | 0 | 0 | 0 | 0
Spain | ESP | 2015-12-16 21:00 | 2015-12-16 22:00 | 59.17 | 2015 | 5.09 | 2015-12-31 |  |  |  |  | 8399 | 2026-12-16 22:00 | 98.81 | 16.17 | 22 | FALSE | 0 | 0 | 0 | 0 | 0
Spain | ESP | 2015-12-16 22:00 | 2015-12-16 23:00 | 53 | 2015 | 5.09 | 2015-12-31 |  |  |  |  | 8400 | 2026-12-16 23:00 | 98.81 | 16.17 | 23 | FALSE | 0 | 0 | 0 | 0 | 0
Spain | ESP | 2015-12-16 23:00 | 2015-12-17 | 47 | 2015 | 5.09 | 2015-12-31 |  |  |  |  | 8401 | 2026-12-17 | 98.81 | 16.17 | 24 | TRUE | 98.81 | 24 | 98.81 | 0 | -988.1
Spain | ESP | 2015-12-17 | 2015-12-17 01:00 | 42.49 | 2015 | 5.09 | 2015-12-31 |  |  |  |  | 8402 | 2026-12-17 01:00 | 98.81 | 16.17 | 1 | FALSE | 0 | 0 | 0 | 0 | 0
Spain | ESP | 2015-12-17 01:00 | 2015-12-17 02:00 | 39.5 | 2015 | 5.09 | 2015-12-31 |  |  |  |  | 8403 | 2026-12-17 02:00 | 98.81 | 16.17 | 2 | FALSE | 0 | 0 | 0 | 0 | 0
Spain | ESP | 2015-12-17 02:00 | 2015-12-17 03:00 | 38.25 | 2015 | 5.09 | 2015-12-31 |  |  |  |  | 8404 | 2026-12-17 03:00 | 98.81 | 16.17 | 3 | FALSE | 0 | 0 | 0 | 0 | 0
Spain | ESP | 2015-12-17 03:00 | 2015-12-17 04:00 | 38.18 | 2015 | 5.09 | 2015-12-31 |  |  |  |  | 8405 | 2026-12-17 04:00 | 98.81 | 16.17 | 4 | FALSE | 0 | 0 | 0 | 0 | 0
Spain | ESP | 2015-12-17 04:00 | 2015-12-17 05:00 | 38.45 | 2015 | 5.09 | 2015-12-31 |  |  |  |  | 8406 | 2026-12-17 05:00 | 98.81 | 16.17 | 5 | FALSE | 0 | 0 | 0 | 0 | 0
Spain | ESP | 2015-12-17 05:00 | 2015-12-17 06:00 | 41.99 | 2015 | 5.09 | 2015-12-31 |  |  |  |  | 8407 | 2026-12-17 06:00 | 98.81 | 16.17 | 6 | FALSE | 0 | 0 | 0 | 0 | 0
Spain | ESP | 2015-12-17 06:00 | 2015-12-17 07:00 | 55.1 | 2015 | 5.09 | 2015-12-31 |  |  |  |  | 8408 | 2026-12-17 07:00 | 98.81 | 16.17 | 7 | FALSE | 0 | 0 | 0 | 0 | 0
Spain | ESP | 2015-12-17 07:00 | 2015-12-17 08:00 | 61.01 | 2015 | 5.09 | 2015-12-31 |  |  |  |  | 8409 | 2026-12-17 08:00 | 98.81 | 16.17 | 8 | FALSE | 0 | 0 | 0 | 0 | 0
Spain | ESP | 2015-12-17 08:00 | 2015-12-17 09:00 | 63.44 | 2015 | 5.09 | 2015-12-31 |  |  |  |  | 8410 | 2026-12-17 09:00 | 98.81 | 16.17 | 9 | FALSE | 0 | 0 | 0 | 0 | 0
Spain | ESP | 2015-12-17 09:00 | 2015-12-17 10:00 | 63.85 | 2015 | 5.09 | 2015-12-31 |  |  |  |  | 8411 | 2026-12-17 10:00 | 98.81 | 16.17 | 10 | FALSE | 0 | 0 | 0 | 0 | 0
Spain | ESP | 2015-12-17 10:00 | 2015-12-17 11:00 | 63 | 2015 | 5.09 | 2015-12-31 |  |  |  |  | 8412 | 2026-12-17 11:00 | 98.81 | 16.17 | 11 | FALSE | 0 | 0 | 0 | 0 | 0
Spain | ESP | 2015-12-17 11:00 | 2015-12-17 12:00 | 61.19 | 2015 | 5.09 | 2015-12-31 |  |  |  |  | 8413 | 2026-12-17 12:00 | 98.81 | 16.17 | 12 | FALSE | 0 | 0 | 0 | 0 | 0
Spain | ESP | 2015-12-17 12:00 | 2015-12-17 13:00 | 61 | 2015 | 5.09 | 2015-12-31 |  |  |  |  | 8414 | 2026-12-17 13:00 | 98.81 | 16.17 | 13 | FALSE | 0 | 0 | 0 | 0 | 0
Spain | ESP | 2015-12-17 13:00 | 2015-12-17 14:00 | 60.01 | 2015 | 5.09 | 2015-12-31 |  |  |  |  | 8415 | 2026-12-17 14:00 | 98.81 | 16.17 | 14 | FALSE | 0 | 0 | 0 | 0 | 0
Spain | ESP | 2015-12-17 14:00 | 2015-12-17 15:00 | 60.47 | 2015 | 5.09 | 2015-12-31 |  |  |  |  | 8416 | 2026-12-17 15:00 | 98.81 | 16.17 | 15 | FALSE | 0 | 0 | 0 | 0 | 0
Spain | ESP | 2015-12-17 15:00 | 2015-12-17 16:00 | 61.69 | 2015 | 5.09 | 2015-12-31 |  |  |  |  | 8417 | 2026-12-17 16:00 | 98.81 | 16.17 | 16 | FALSE | 0 | 0 | 0 | 0 | 0
Spain | ESP | 2015-12-17 16:00 | 2015-12-17 17:00 | 62.69 | 2015 | 5.09 | 2015-12-31 |  |  |  |  | 8418 | 2026-12-17 17:00 | 98.81 | 16.17 | 17 | FALSE | 0 | 0 | 0 | 0 | 0
Spain | ESP | 2015-12-17 17:00 | 2015-12-17 18:00 | 65.15 | 2015 | 5.09 | 2015-12-31 |  |  |  |  | 8419 | 2026-12-17 18:00 | 98.81 | 16.17 | 18 | FALSE | 0 | 0 | 0 | 0 | 0
Spain | ESP | 2015-12-17 18:00 | 2015-12-17 19:00 | 66.05 | 2015 | 5.09 | 2015-12-31 |  |  |  |  | 8420 | 2026-12-17 19:00 | 98.81 | 16.17 | 19 | FALSE | 0 | 0 | 0 | 0 | 0
Spain | ESP | 2015-12-17 19:00 | 2015-12-17 20:00 | 67.1 | 2015 | 5.09 | 2015-12-31 |  |  |  |  | 8421 | 2026-12-17 20:00 | 98.81 | 16.17 | 20 | FALSE | 0 | 0 | 0 | 0 | 0
Spain | ESP | 2015-12-17 20:00 | 2015-12-17 21:00 | 65.1 | 2015 | 5.09 | 2015-12-31 |  |  |  |  | 8422 | 2026-12-17 21:00 | 98.81 | 16.17 | 21 | FALSE | 0 | 0 | 0 | 0 | 0
Spain | ESP | 2015-12-17 21:00 | 2015-12-17 22:00 | 61.04 | 2015 | 5.09 | 2015-12-31 |  |  |  |  | 8423 | 2026-12-17 22:00 | 98.81 | 16.17 | 22 | FALSE | 0 | 0 | 0 | 0 | 0
Spain | ESP | 2015-12-17 22:00 | 2015-12-17 23:00 | 53.8 | 2015 | 5.09 | 2015-12-31 |  |  |  |  | 8424 | 2026-12-17 23:00 | 98.81 | 16.17 | 23 | FALSE | 0 | 0 | 0 | 0 | 0
Spain | ESP | 2015-12-17 23:00 | 2015-12-18 | 47.17 | 2015 | 5.09 | 2015-12-31 |  |  |  |  | 8425 | 2026-12-18 | 98.81 | 16.17 | 24 | TRUE | 98.81 | 24 | 98.81 | 0 | -988.1
Spain | ESP | 2015-12-18 | 2015-12-18 01:00 | 43.49 | 2015 | 5.09 | 2015-12-31 |  |  |  |  | 8426 | 2026-12-18 01:00 | 98.81 | 16.17 | 1 | FALSE | 0 | 0 | 0 | 0 | 0
Spain | ESP | 2015-12-18 01:00 | 2015-12-18 02:00 | 40.03 | 2015 | 5.09 | 2015-12-31 |  |  |  |  | 8427 | 2026-12-18 02:00 | 98.81 | 16.17 | 2 | FALSE | 0 | 0 | 0 | 0 | 0
Spain | ESP | 2015-12-18 02:00 | 2015-12-18 03:00 | 40.01 | 2015 | 5.09 | 2015-12-31 |  |  |  |  | 8428 | 2026-12-18 03:00 | 98.81 | 16.17 | 3 | FALSE | 0 | 0 | 0 | 0 | 0
Spain | ESP | 2015-12-18 03:00 | 2015-12-18 04:00 | 40.01 | 2015 | 5.09 | 2015-12-31 |  |  |  |  | 8429 | 2026-12-18 04:00 | 98.81 | 16.17 | 4 | FALSE | 0 | 0 | 0 | 0 | 0
Spain | ESP | 2015-12-18 04:00 | 2015-12-18 05:00 | 40.13 | 2015 | 5.09 | 2015-12-31 |  |  |  |  | 8430 | 2026-12-18 05:00 | 98.81 | 16.17 | 5 | FALSE | 0 | 0 | 0 | 0 | 0
Spain | ESP | 2015-12-18 05:00 | 2015-12-18 06:00 | 44.21 | 2015 | 5.09 | 2015-12-31 |  |  |  |  | 8431 | 2026-12-18 06:00 | 98.81 | 16.17 | 6 | FALSE | 0 | 0 | 0 | 0 | 0
Spain | ESP | 2015-12-18 06:00 | 2015-12-18 07:00 | 60.3 | 2015 | 5.09 | 2015-12-31 |  |  |  |  | 8432 | 2026-12-18 07:00 | 98.81 | 16.17 | 7 | FALSE | 0 | 0 | 0 | 0 | 0
Spain | ESP | 2015-12-18 07:00 | 2015-12-18 08:00 | 63.35 | 2015 | 5.09 | 2015-12-31 |  |  |  |  | 8433 | 2026-12-18 08:00 | 98.81 | 16.17 | 8 | FALSE | 0 | 0 | 0 | 0 | 0
Spain | ESP | 2015-12-18 08:00 | 2015-12-18 09:00 | 64.42 | 2015 | 5.09 | 2015-12-31 |  |  |  |  | 8434 | 2026-12-18 09:00 | 98.81 | 16.17 | 9 | FALSE | 0 | 0 | 0 | 0 | 0
Spain | ESP | 2015-12-18 09:00 | 2015-12-18 10:00 | 65.1 | 2015 | 5.09 | 2015-12-31 |  |  |  |  | 8435 | 2026-12-18 10:00 | 98.81 | 16.17 | 10 | FALSE | 0 | 0 | 0 | 0 | 0
Spain | ESP | 2015-12-18 10:00 | 2015-12-18 11:00 | 64.21 | 2015 | 5.09 | 2015-12-31 |  |  |  |  | 8436 | 2026-12-18 11:00 | 98.81 | 16.17 | 11 | FALSE | 0 | 0 | 0 | 0 | 0
Spain | ESP | 2015-12-18 11:00 | 2015-12-18 12:00 | 63.42 | 2015 | 5.09 | 2015-12-31 |  |  |  |  | 8437 | 2026-12-18 12:00 | 98.81 | 16.17 | 12 | FALSE | 0 | 0 | 0 | 0 | 0
Spain | ESP | 2015-12-18 12:00 | 2015-12-18 13:00 | 62.9 | 2015 | 5.09 | 2015-12-31 |  |  |  |  | 8438 | 2026-12-18 13:00 | 98.81 | 16.17 | 13 | FALSE | 0 | 0 | 0 | 0 | 0
Spain | ESP | 2015-12-18 13:00 | 2015-12-18 14:00 | 61.01 | 2015 | 5.09 | 2015-12-31 |  |  |  |  | 8439 | 2026-12-18 14:00 | 98.81 | 16.17 | 14 | FALSE | 0 | 0 | 0 | 0 | 0
Spain | ESP | 2015-12-18 14:00 | 2015-12-18 15:00 | 60.3 | 2015 | 5.09 | 2015-12-31 |  |  |  |  | 8440 | 2026-12-18 15:00 | 98.81 | 16.17 | 15 | FALSE | 0 | 0 | 0 | 0 | 0
Spain | ESP | 2015-12-18 15:00 | 2015-12-18 16:00 | 61 | 2015 | 5.09 | 2015-12-31 |  |  |  |  | 8441 | 2026-12-18 16:00 | 98.81 | 16.17 | 16 | FALSE | 0 | 0 | 0 | 0 | 0
Spain | ESP | 2015-12-18 16:00 | 2015-12-18 17:00 | 62.9 | 2015 | 5.09 | 2015-12-31 |  |  |  |  | 8442 | 2026-12-18 17:00 | 98.81 | 16.17 | 17 | FALSE | 0 | 0 | 0 | 0 | 0
Spain | ESP | 2015-12-18 17:00 | 2015-12-18 18:00 | 63.85 | 2015 | 5.09 | 2015-12-31 |  |  |  |  | 8443 | 2026-12-18 18:00 | 98.81 | 16.17 | 18 | FALSE | 0 | 0 | 0 | 0 | 0
Spain | ESP | 2015-12-18 18:00 | 2015-12-18 19:00 | 63.5 | 2015 | 5.09 | 2015-12-31 |  |  |  |  | 8444 | 2026-12-18 19:00 | 98.81 | 16.17 | 19 | FALSE | 0 | 0 | 0 | 0 | 0
Spain | ESP | 2015-12-18 19:00 | 2015-12-18 20:00 | 63.21 | 2015 | 5.09 | 2015-12-31 |  |  |  |  | 8445 | 2026-12-18 20:00 | 98.81 | 16.17 | 20 | FALSE | 0 | 0 | 0 | 0 | 0
Spain | ESP | 2015-12-18 20:00 | 2015-12-18 21:00 | 62.01 | 2015 | 5.09 | 2015-12-31 |  |  |  |  | 8446 | 2026-12-18 21:00 | 98.81 | 16.17 | 21 | FALSE | 0 | 0 | 0 | 0 | 0
Spain | ESP | 2015-12-18 21:00 | 2015-12-18 22:00 | 56.54 | 2015 | 5.09 | 2015-12-31 |  |  |  |  | 8447 | 2026-12-18 22:00 | 98.81 | 16.17 | 22 | FALSE | 0 | 0 | 0 | 0 | 0
Spain | ESP | 2015-12-18 22:00 | 2015-12-18 23:00 | 47.34 | 2015 | 5.09 | 2015-12-31 |  |  |  |  | 8448 | 2026-12-18 23:00 | 98.81 | 16.17 | 23 | FALSE | 0 | 0 | 0 | 0 | 0
Spain | ESP | 2015-12-18 23:00 | 2015-12-19 | 47 | 2015 | 5.09 | 2015-12-31 |  |  |  |  | 8449 | 2026-12-19 | 98.81 | 16.17 | 24 | TRUE | 98.81 | 24 | 98.81 | 0 | -988.1
Spain | ESP | 2015-12-19 | 2015-12-19 01:00 | 44.21 | 2015 | 5.09 | 2015-12-31 |  |  |  |  | 8450 | 2026-12-19 01:00 | 98.81 | 16.17 | 1 | FALSE | 0 | 0 | 0 | 0 | 0
Spain | ESP | 2015-12-19 01:00 | 2015-12-19 02:00 | 41.4 | 2015 | 5.09 | 2015-12-31 |  |  |  |  | 8451 | 2026-12-19 02:00 | 98.81 | 16.17 | 2 | FALSE | 0 | 0 | 0 | 0 | 0
Spain | ESP | 2015-12-19 02:00 | 2015-12-19 03:00 | 39.24 | 2015 | 5.09 | 2015-12-31 |  |  |  |  | 8452 | 2026-12-19 03:00 | 98.81 | 16.17 | 3 | FALSE | 0 | 0 | 0 | 0 | 0
Spain | ESP | 2015-12-19 03:00 | 2015-12-19 04:00 | 38.4 | 2015 | 5.09 | 2015-12-31 |  |  |  |  | 8453 | 2026-12-19 04:00 | 98.81 | 16.17 | 4 | FALSE | 0 | 0 | 0 | 0 | 0
Spain | ESP | 2015-12-19 04:00 | 2015-12-19 05:00 | 38.34 | 2015 | 5.09 | 2015-12-31 |  |  |  |  | 8454 | 2026-12-19 05:00 | 98.81 | 16.17 | 5 | FALSE | 0 | 0 | 0 | 0 | 0
Spain | ESP | 2015-12-19 05:00 | 2015-12-19 06:00 | 39.26 | 2015 | 5.09 | 2015-12-31 |  |  |  |  | 8455 | 2026-12-19 06:00 | 98.81 | 16.17 | 6 | FALSE | 0 | 0 | 0 | 0 | 0
Spain | ESP | 2015-12-19 06:00 | 2015-12-19 07:00 | 41.4 | 2015 | 5.09 | 2015-12-31 |  |  |  |  | 8456 | 2026-12-19 07:00 | 98.81 | 16.17 | 7 | FALSE | 0 | 0 | 0 | 0 | 0
Spain | ESP | 2015-12-19 07:00 | 2015-12-19 08:00 | 44 | 2015 | 5.09 | 2015-12-31 |  |  |  |  | 8457 | 2026-12-19 08:00 | 98.81 | 16.17 | 8 | FALSE | 0 | 0 | 0 | 0 | 0
Spain | ESP | 2015-12-19 08:00 | 2015-12-19 09:00 | 48.69 | 2015 | 5.09 | 2015-12-31 |  |  |  |  | 8458 | 2026-12-19 09:00 | 98.81 | 16.17 | 9 | FALSE | 0 | 0 | 0 | 0 | 0
Spain | ESP | 2015-12-19 09:00 | 2015-12-19 10:00 | 56.7 | 2015 | 5.09 | 2015-12-31 |  |  |  |  | 8459 | 2026-12-19 10:00 | 98.81 | 16.17 | 10 | FALSE | 0 | 0 | 0 | 0 | 0
Spain | ESP | 2015-12-19 10:00 | 2015-12-19 11:00 | 50.01 | 2015 | 5.09 | 2015-12-31 |  |  |  |  | 8460 | 2026-12-19 11:00 | 98.81 | 16.17 | 11 | FALSE | 0 | 0 | 0 | 0 | 0
Spain | ESP | 2015-12-19 11:00 | 2015-12-19 12:00 | 47.13 | 2015 | 5.09 | 2015-12-31 |  |  |  |  | 8461 | 2026-12-19 12:00 | 98.81 | 16.17 | 12 | FALSE | 0 | 0 | 0 | 0 | 0
Spain | ESP | 2015-12-19 12:00 | 2015-12-19 13:00 | 47 | 2015 | 5.09 | 2015-12-31 |  |  |  |  | 8462 | 2026-12-19 13:00 | 98.81 | 16.17 | 13 | FALSE | 0 | 0 | 0 | 0 | 0
Spain | ESP | 2015-12-19 13:00 | 2015-12-19 14:00 | 45 | 2015 | 5.09 | 2015-12-31 |  |  |  |  | 8463 | 2026-12-19 14:00 | 98.81 | 16.17 | 14 | FALSE | 0 | 0 | 0 | 0 | 0
Spain | ESP | 2015-12-19 14:00 | 2015-12-19 15:00 | 43.84 | 2015 | 5.09 | 2015-12-31 |  |  |  |  | 8464 | 2026-12-19 15:00 | 98.81 | 16.17 | 15 | FALSE | 0 | 0 | 0 | 0 | 0
Spain | ESP | 2015-12-19 15:00 | 2015-12-19 16:00 | 43.81 | 2015 | 5.09 | 2015-12-31 |  |  |  |  | 8465 | 2026-12-19 16:00 | 98.81 | 16.17 | 16 | FALSE | 0 | 0 | 0 | 0 | 0
Spain | ESP | 2015-12-19 16:00 | 2015-12-19 17:00 | 46.6 | 2015 | 5.09 | 2015-12-31 |  |  |  |  | 8466 | 2026-12-19 17:00 | 98.81 | 16.17 | 17 | FALSE | 0 | 0 | 0 | 0 | 0
Spain | ESP | 2015-12-19 17:00 | 2015-12-19 18:00 | 57.52 | 2015 | 5.09 | 2015-12-31 |  |  |  |  | 8467 | 2026-12-19 18:00 | 98.81 | 16.17 | 18 | FALSE | 0 | 0 | 0 | 0 | 0
Spain | ESP | 2015-12-19 18:00 | 2015-12-19 19:00 | 60.29 | 2015 | 5.09 | 2015-12-31 |  |  |  |  | 8468 | 2026-12-19 19:00 | 98.81 | 16.17 | 19 | FALSE | 0 | 0 | 0 | 0 | 0
Spain | ESP | 2015-12-19 19:00 | 2015-12-19 20:00 | 60.47 | 2015 | 5.09 | 2015-12-31 |  |  |  |  | 8469 | 2026-12-19 20:00 | 98.81 | 16.17 | 20 | FALSE | 0 | 0 | 0 | 0 | 0
Spain | ESP | 2015-12-19 20:00 | 2015-12-19 21:00 | 60.47 | 2015 | 5.09 | 2015-12-31 |  |  |  |  | 8470 | 2026-12-19 21:00 | 98.81 | 16.17 | 21 | FALSE | 0 | 0 | 0 | 0 | 0
Spain | ESP | 2015-12-19 21:00 | 2015-12-19 22:00 | 54.78 | 2015 | 5.09 | 2015-12-31 |  |  |  |  | 8471 | 2026-12-19 22:00 | 98.81 | 16.17 | 22 | FALSE | 0 | 0 | 0 | 0 | 0
Spain | ESP | 2015-12-19 22:00 | 2015-12-19 23:00 | 47 | 2015 | 5.09 | 2015-12-31 |  |  |  |  | 8472 | 2026-12-19 23:00 | 98.81 | 16.17 | 23 | FALSE | 0 | 0 | 0 | 0 | 0
Spain | ESP | 2015-12-19 23:00 | 2015-12-20 | 37.65 | 2015 | 5.09 | 2015-12-31 |  |  |  |  | 8473 | 2026-12-20 | 98.81 | 16.17 | 24 | TRUE | 98.81 | 24 | 98.81 | 0 | -988.1
Spain | ESP | 2015-12-20 | 2015-12-20 01:00 | 31.4 | 2015 | 5.09 | 2015-12-31 |  |  |  |  | 8474 | 2026-12-20 01:00 | 98.81 | 16.17 | 1 | FALSE | 0 | 0 | 0 | 0 | 0
Spain | ESP | 2015-12-20 01:00 | 2015-12-20 02:00 | 18 | 2015 | 5.09 | 2015-12-31 |  |  |  |  | 8475 | 2026-12-20 02:00 | 98.81 | 16.17 | 2 | FALSE | 0 | 0 | 0 | 0 | 0
Spain | ESP | 2015-12-20 02:00 | 2015-12-20 03:00 | 13.49 | 2015 | 5.09 | 2015-12-31 |  |  |  |  | 8476 | 2026-12-20 03:00 | 98.81 | 16.17 | 3 | FALSE | 0 | 0 | 0 | 0 | 0
Spain | ESP | 2015-12-20 03:00 | 2015-12-20 04:00 | 13.52 | 2015 | 5.09 | 2015-12-31 |  |  |  |  | 8477 | 2026-12-20 04:00 | 98.81 | 16.17 | 4 | FALSE | 0 | 0 | 0 | 0 | 0
Spain | ESP | 2015-12-20 04:00 | 2015-12-20 05:00 | 16 | 2015 | 5.09 | 2015-12-31 |  |  |  |  | 8478 | 2026-12-20 05:00 | 98.81 | 16.17 | 5 | FALSE | 0 | 0 | 0 | 0 | 0
Spain | ESP | 2015-12-20 05:00 | 2015-12-20 06:00 | 31 | 2015 | 5.09 | 2015-12-31 |  |  |  |  | 8479 | 2026-12-20 06:00 | 98.81 | 16.17 | 6 | FALSE | 0 | 0 | 0 | 0 | 0
Spain | ESP | 2015-12-20 06:00 | 2015-12-20 07:00 | 34.1 | 2015 | 5.09 | 2015-12-31 |  |  |  |  | 8480 | 2026-12-20 07:00 | 98.81 | 16.17 | 7 | FALSE | 0 | 0 | 0 | 0 | 0
Spain | ESP | 2015-12-20 07:00 | 2015-12-20 08:00 | 38.18 | 2015 | 5.09 | 2015-12-31 |  |  |  |  | 8481 | 2026-12-20 08:00 | 98.81 | 16.17 | 8 | FALSE | 0 | 0 | 0 | 0 | 0
Spain | ESP | 2015-12-20 08:00 | 2015-12-20 09:00 | 43.22 | 2015 | 5.09 | 2015-12-31 |  |  |  |  | 8482 | 2026-12-20 09:00 | 98.81 | 16.17 | 9 | FALSE | 0 | 0 | 0 | 0 | 0
Spain | ESP | 2015-12-20 09:00 | 2015-12-20 10:00 | 51.71 | 2015 | 5.09 | 2015-12-31 |  |  |  |  | 8483 | 2026-12-20 10:00 | 98.81 | 16.17 | 10 | FALSE | 0 | 0 | 0 | 0 | 0
Spain | ESP | 2015-12-20 10:00 | 2015-12-20 11:00 | 54.98 | 2015 | 5.09 | 2015-12-31 |  |  |  |  | 8484 | 2026-12-20 11:00 | 98.81 | 16.17 | 11 | FALSE | 0 | 0 | 0 | 0 | 0
Spain | ESP | 2015-12-20 11:00 | 2015-12-20 12:00 | 54.98 | 2015 | 5.09 | 2015-12-31 |  |  |  |  | 8485 | 2026-12-20 12:00 | 98.81 | 16.17 | 12 | FALSE | 0 | 0 | 0 | 0 | 0
Spain | ESP | 2015-12-20 12:00 | 2015-12-20 13:00 | 55.1 | 2015 | 5.09 | 2015-12-31 |  |  |  |  | 8486 | 2026-12-20 13:00 | 98.81 | 16.17 | 13 | FALSE | 0 | 0 | 0 | 0 | 0
Spain | ESP | 2015-12-20 13:00 | 2015-12-20 14:00 | 54.98 | 2015 | 5.09 | 2015-12-31 |  |  |  |  | 8487 | 2026-12-20 14:00 | 98.81 | 16.17 | 14 | FALSE | 0 | 0 | 0 | 0 | 0
Spain | ESP | 2015-12-20 14:00 | 2015-12-20 15:00 | 47.13 | 2015 | 5.09 | 2015-12-31 |  |  |  |  | 8488 | 2026-12-20 15:00 | 98.81 | 16.17 | 15 | FALSE | 0 | 0 | 0 | 0 | 0
Spain | ESP | 2015-12-20 15:00 | 2015-12-20 16:00 | 49.22 | 2015 | 5.09 | 2015-12-31 |  |  |  |  | 8489 | 2026-12-20 16:00 | 98.81 | 16.17 | 16 | FALSE | 0 | 0 | 0 | 0 | 0
Spain | ESP | 2015-12-20 16:00 | 2015-12-20 17:00 | 56.7 | 2015 | 5.09 | 2015-12-31 |  |  |  |  | 8490 | 2026-12-20 17:00 | 98.81 | 16.17 | 17 | FALSE | 0 | 0 | 0 | 0 | 0
Spain | ESP | 2015-12-20 17:00 | 2015-12-20 18:00 | 65 | 2015 | 5.09 | 2015-12-31 |  |  |  |  | 8491 | 2026-12-20 18:00 | 98.81 | 16.17 | 18 | FALSE | 0 | 0 | 0 | 0 | 0
Spain | ESP | 2015-12-20 18:00 | 2015-12-20 19:00 | 66.02 | 2015 | 5.09 | 2015-12-31 |  |  |  |  | 8492 | 2026-12-20 19:00 | 98.81 | 16.17 | 19 | FALSE | 0 | 0 | 0 | 0 | 0
Spain | ESP | 2015-12-20 19:00 | 2015-12-20 20:00 | 68.25 | 2015 | 5.09 | 2015-12-31 |  |  |  |  | 8493 | 2026-12-20 20:00 | 98.81 | 16.17 | 20 | FALSE | 0 | 0 | 0 | 0 | 0
Spain | ESP | 2015-12-20 20:00 | 2015-12-20 21:00 | 69.1 | 2015 | 5.09 | 2015-12-31 |  |  |  |  | 8494 | 2026-12-20 21:00 | 98.81 | 16.17 | 21 | FALSE | 0 | 0 | 0 | 0 | 0
Spain | ESP | 2015-12-20 21:00 | 2015-12-20 22:00 | 66.87 | 2015 | 5.09 | 2015-12-31 |  |  |  |  | 8495 | 2026-12-20 22:00 | 98.81 | 16.17 | 22 | FALSE | 0 | 0 | 0 | 0 | 0
Spain | ESP | 2015-12-20 22:00 | 2015-12-20 23:00 | 63.29 | 2015 | 5.09 | 2015-12-31 |  |  |  |  | 8496 | 2026-12-20 23:00 | 98.81 | 16.17 | 23 | FALSE | 0 | 0 | 0 | 0 | 0
Spain | ESP | 2015-12-20 23:00 | 2015-12-21 | 46.45 | 2015 | 5.09 | 2015-12-31 |  |  |  |  | 8497 | 2026-12-21 | 98.81 | 16.17 | 24 | TRUE | 98.81 | 24 | 98.81 | 0 | -988.1
Spain | ESP | 2015-12-21 | 2015-12-21 01:00 | 45.8 | 2015 | 5.09 | 2015-12-31 |  |  |  |  | 8498 | 2026-12-21 01:00 | 98.81 | 16.17 | 1 | FALSE | 0 | 0 | 0 | 0 | 0
Spain | ESP | 2015-12-21 01:00 | 2015-12-21 02:00 | 43.81 | 2015 | 5.09 | 2015-12-31 |  |  |  |  | 8499 | 2026-12-21 02:00 | 98.81 | 16.17 | 2 | FALSE | 0 | 0 | 0 | 0 | 0
Spain | ESP | 2015-12-21 02:00 | 2015-12-21 03:00 | 41.61 | 2015 | 5.09 | 2015-12-31 |  |  |  |  | 8500 | 2026-12-21 03:00 | 98.81 | 16.17 | 3 | FALSE | 0 | 0 | 0 | 0 | 0
Spain | ESP | 2015-12-21 03:00 | 2015-12-21 04:00 | 41.45 | 2015 | 5.09 | 2015-12-31 |  |  |  |  | 8501 | 2026-12-21 04:00 | 98.81 | 16.17 | 4 | FALSE | 0 | 0 | 0 | 0 | 0
Spain | ESP | 2015-12-21 04:00 | 2015-12-21 05:00 | 42.81 | 2015 | 5.09 | 2015-12-31 |  |  |  |  | 8502 | 2026-12-21 05:00 | 98.81 | 16.17 | 5 | FALSE | 0 | 0 | 0 | 0 | 0
Spain | ESP | 2015-12-21 05:00 | 2015-12-21 06:00 | 47.69 | 2015 | 5.09 | 2015-12-31 |  |  |  |  | 8503 | 2026-12-21 06:00 | 98.81 | 16.17 | 6 | FALSE | 0 | 0 | 0 | 0 | 0
Spain | ESP | 2015-12-21 06:00 | 2015-12-21 07:00 | 60.47 | 2015 | 5.09 | 2015-12-31 |  |  |  |  | 8504 | 2026-12-21 07:00 | 98.81 | 16.17 | 7 | FALSE | 0 | 0 | 0 | 0 | 0
Spain | ESP | 2015-12-21 07:00 | 2015-12-21 08:00 | 63.29 | 2015 | 5.09 | 2015-12-31 |  |  |  |  | 8505 | 2026-12-21 08:00 | 98.81 | 16.17 | 8 | FALSE | 0 | 0 | 0 | 0 | 0
Spain | ESP | 2015-12-21 08:00 | 2015-12-21 09:00 | 64.99 | 2015 | 5.09 | 2015-12-31 |  |  |  |  | 8506 | 2026-12-21 09:00 | 98.81 | 16.17 | 9 | FALSE | 0 | 0 | 0 | 0 | 0
Spain | ESP | 2015-12-21 09:00 | 2015-12-21 10:00 | 65.67 | 2015 | 5.09 | 2015-12-31 |  |  |  |  | 8507 | 2026-12-21 10:00 | 98.81 | 16.17 | 10 | FALSE | 0 | 0 | 0 | 0 | 0
Spain | ESP | 2015-12-21 10:00 | 2015-12-21 11:00 | 64.99 | 2015 | 5.09 | 2015-12-31 |  |  |  |  | 8508 | 2026-12-21 11:00 | 98.81 | 16.17 | 11 | FALSE | 0 | 0 | 0 | 0 | 0
Spain | ESP | 2015-12-21 11:00 | 2015-12-21 12:00 | 63.06 | 2015 | 5.09 | 2015-12-31 |  |  |  |  | 8509 | 2026-12-21 12:00 | 98.81 | 16.17 | 12 | FALSE | 0 | 0 | 0 | 0 | 0
Spain | ESP | 2015-12-21 12:00 | 2015-12-21 13:00 | 61.86 | 2015 | 5.09 | 2015-12-31 |  |  |  |  | 8510 | 2026-12-21 13:00 | 98.81 | 16.17 | 13 | FALSE | 0 | 0 | 0 | 0 | 0
Spain | ESP | 2015-12-21 13:00 | 2015-12-21 14:00 | 59.56 | 2015 | 5.09 | 2015-12-31 |  |  |  |  | 8511 | 2026-12-21 14:00 | 98.81 | 16.17 | 14 | FALSE | 0 | 0 | 0 | 0 | 0
Spain | ESP | 2015-12-21 14:00 | 2015-12-21 15:00 | 56.7 | 2015 | 5.09 | 2015-12-31 |  |  |  |  | 8512 | 2026-12-21 15:00 | 98.81 | 16.17 | 15 | FALSE | 0 | 0 | 0 | 0 | 0
Spain | ESP | 2015-12-21 15:00 | 2015-12-21 16:00 | 59.2 | 2015 | 5.09 | 2015-12-31 |  |  |  |  | 8513 | 2026-12-21 16:00 | 98.81 | 16.17 | 16 | FALSE | 0 | 0 | 0 | 0 | 0
Spain | ESP | 2015-12-21 16:00 | 2015-12-21 17:00 | 62.17 | 2015 | 5.09 | 2015-12-31 |  |  |  |  | 8514 | 2026-12-21 17:00 | 98.81 | 16.17 | 17 | FALSE | 0 | 0 | 0 | 0 | 0
Spain | ESP | 2015-12-21 17:00 | 2015-12-21 18:00 | 65.33 | 2015 | 5.09 | 2015-12-31 |  |  |  |  | 8515 | 2026-12-21 18:00 | 98.81 | 16.17 | 18 | FALSE | 0 | 0 | 0 | 0 | 0
Spain | ESP | 2015-12-21 18:00 | 2015-12-21 19:00 | 65.71 | 2015 | 5.09 | 2015-12-31 |  |  |  |  | 8516 | 2026-12-21 19:00 | 98.81 | 16.17 | 19 | FALSE | 0 | 0 | 0 | 0 | 0
Spain | ESP | 2015-12-21 19:00 | 2015-12-21 20:00 | 65.33 | 2015 | 5.09 | 2015-12-31 |  |  |  |  | 8517 | 2026-12-21 20:00 | 98.81 | 16.17 | 20 | FALSE | 0 | 0 | 0 | 0 | 0
Spain | ESP | 2015-12-21 20:00 | 2015-12-21 21:00 | 64 | 2015 | 5.09 | 2015-12-31 |  |  |  |  | 8518 | 2026-12-21 21:00 | 98.81 | 16.17 | 21 | FALSE | 0 | 0 | 0 | 0 | 0
Spain | ESP | 2015-12-21 21:00 | 2015-12-21 22:00 | 59.98 | 2015 | 5.09 | 2015-12-31 |  |  |  |  | 8519 | 2026-12-21 22:00 | 98.81 | 16.17 | 22 | FALSE | 0 | 0 | 0 | 0 | 0
Spain | ESP | 2015-12-21 22:00 | 2015-12-21 23:00 | 52.64 | 2015 | 5.09 | 2015-12-31 |  |  |  |  | 8520 | 2026-12-21 23:00 | 98.81 | 16.17 | 23 | FALSE | 0 | 0 | 0 | 0 | 0
Spain | ESP | 2015-12-21 23:00 | 2015-12-22 | 47.5 | 2015 | 5.09 | 2015-12-31 |  |  |  |  | 8521 | 2026-12-22 | 98.81 | 16.17 | 24 | TRUE | 98.81 | 24 | 98.81 | 0 | -988.1
Spain | ESP | 2015-12-22 | 2015-12-22 01:00 | 43.86 | 2015 | 5.09 | 2015-12-31 |  |  |  |  | 8522 | 2026-12-22 01:00 | 98.81 | 16.17 | 1 | FALSE | 0 | 0 | 0 | 0 | 0
Spain | ESP | 2015-12-22 01:00 | 2015-12-22 02:00 | 39.15 | 2015 | 5.09 | 2015-12-31 |  |  |  |  | 8523 | 2026-12-22 02:00 | 98.81 | 16.17 | 2 | FALSE | 0 | 0 | 0 | 0 | 0
Spain | ESP | 2015-12-22 02:00 | 2015-12-22 03:00 | 38.17 | 2015 | 5.09 | 2015-12-31 |  |  |  |  | 8524 | 2026-12-22 03:00 | 98.81 | 16.17 | 3 | FALSE | 0 | 0 | 0 | 0 | 0
Spain | ESP | 2015-12-22 03:00 | 2015-12-22 04:00 | 37.65 | 2015 | 5.09 | 2015-12-31 |  |  |  |  | 8525 | 2026-12-22 04:00 | 98.81 | 16.17 | 4 | FALSE | 0 | 0 | 0 | 0 | 0
Spain | ESP | 2015-12-22 04:00 | 2015-12-22 05:00 | 38.17 | 2015 | 5.09 | 2015-12-31 |  |  |  |  | 8526 | 2026-12-22 05:00 | 98.81 | 16.17 | 5 | FALSE | 0 | 0 | 0 | 0 | 0
Spain | ESP | 2015-12-22 05:00 | 2015-12-22 06:00 | 43.84 | 2015 | 5.09 | 2015-12-31 |  |  |  |  | 8527 | 2026-12-22 06:00 | 98.81 | 16.17 | 6 | FALSE | 0 | 0 | 0 | 0 | 0
Spain | ESP | 2015-12-22 06:00 | 2015-12-22 07:00 | 55.69 | 2015 | 5.09 | 2015-12-31 |  |  |  |  | 8528 | 2026-12-22 07:00 | 98.81 | 16.17 | 7 | FALSE | 0 | 0 | 0 | 0 | 0
Spain | ESP | 2015-12-22 07:00 | 2015-12-22 08:00 | 60 | 2015 | 5.09 | 2015-12-31 |  |  |  |  | 8529 | 2026-12-22 08:00 | 98.81 | 16.17 | 8 | FALSE | 0 | 0 | 0 | 0 | 0
Spain | ESP | 2015-12-22 08:00 | 2015-12-22 09:00 | 62.03 | 2015 | 5.09 | 2015-12-31 |  |  |  |  | 8530 | 2026-12-22 09:00 | 98.81 | 16.17 | 9 | FALSE | 0 | 0 | 0 | 0 | 0
Spain | ESP | 2015-12-22 09:00 | 2015-12-22 10:00 | 62.48 | 2015 | 5.09 | 2015-12-31 |  |  |  |  | 8531 | 2026-12-22 10:00 | 98.81 | 16.17 | 10 | FALSE | 0 | 0 | 0 | 0 | 0
Spain | ESP | 2015-12-22 10:00 | 2015-12-22 11:00 | 61.5 | 2015 | 5.09 | 2015-12-31 |  |  |  |  | 8532 | 2026-12-22 11:00 | 98.81 | 16.17 | 11 | FALSE | 0 | 0 | 0 | 0 | 0
Spain | ESP | 2015-12-22 11:00 | 2015-12-22 12:00 | 60.03 | 2015 | 5.09 | 2015-12-31 |  |  |  |  | 8533 | 2026-12-22 12:00 | 98.81 | 16.17 | 12 | FALSE | 0 | 0 | 0 | 0 | 0
Spain | ESP | 2015-12-22 12:00 | 2015-12-22 13:00 | 59.56 | 2015 | 5.09 | 2015-12-31 |  |  |  |  | 8534 | 2026-12-22 13:00 | 98.81 | 16.17 | 13 | FALSE | 0 | 0 | 0 | 0 | 0
Spain | ESP | 2015-12-22 13:00 | 2015-12-22 14:00 | 56.7 | 2015 | 5.09 | 2015-12-31 |  |  |  |  | 8535 | 2026-12-22 14:00 | 98.81 | 16.17 | 14 | FALSE | 0 | 0 | 0 | 0 | 0
Spain | ESP | 2015-12-22 14:00 | 2015-12-22 15:00 | 53.22 | 2015 | 5.09 | 2015-12-31 |  |  |  |  | 8536 | 2026-12-22 15:00 | 98.81 | 16.17 | 15 | FALSE | 0 | 0 | 0 | 0 | 0
Spain | ESP | 2015-12-22 15:00 | 2015-12-22 16:00 | 56.7 | 2015 | 5.09 | 2015-12-31 |  |  |  |  | 8537 | 2026-12-22 16:00 | 98.81 | 16.17 | 16 | FALSE | 0 | 0 | 0 | 0 | 0
Spain | ESP | 2015-12-22 16:00 | 2015-12-22 17:00 | 61.01 | 2015 | 5.09 | 2015-12-31 |  |  |  |  | 8538 | 2026-12-22 17:00 | 98.81 | 16.17 | 17 | FALSE | 0 | 0 | 0 | 0 | 0
Spain | ESP | 2015-12-22 17:00 | 2015-12-22 18:00 | 64.1 | 2015 | 5.09 | 2015-12-31 |  |  |  |  | 8539 | 2026-12-22 18:00 | 98.81 | 16.17 | 18 | FALSE | 0 | 0 | 0 | 0 | 0
Spain | ESP | 2015-12-22 18:00 | 2015-12-22 19:00 | 65.71 | 2015 | 5.09 | 2015-12-31 |  |  |  |  | 8540 | 2026-12-22 19:00 | 98.81 | 16.17 | 19 | FALSE | 0 | 0 | 0 | 0 | 0
Spain | ESP | 2015-12-22 19:00 | 2015-12-22 20:00 | 66.03 | 2015 | 5.09 | 2015-12-31 |  |  |  |  | 8541 | 2026-12-22 20:00 | 98.81 | 16.17 | 20 | FALSE | 0 | 0 | 0 | 0 | 0
Spain | ESP | 2015-12-22 20:00 | 2015-12-22 21:00 | 65.61 | 2015 | 5.09 | 2015-12-31 |  |  |  |  | 8542 | 2026-12-22 21:00 | 98.81 | 16.17 | 21 | FALSE | 0 | 0 | 0 | 0 | 0
Spain | ESP | 2015-12-22 21:00 | 2015-12-22 22:00 | 61.98 | 2015 | 5.09 | 2015-12-31 |  |  |  |  | 8543 | 2026-12-22 22:00 | 98.81 | 16.17 | 22 | FALSE | 0 | 0 | 0 | 0 | 0
Spain | ESP | 2015-12-22 22:00 | 2015-12-22 23:00 | 59.55 | 2015 | 5.09 | 2015-12-31 |  |  |  |  | 8544 | 2026-12-22 23:00 | 98.81 | 16.17 | 23 | FALSE | 0 | 0 | 0 | 0 | 0
Spain | ESP | 2015-12-22 23:00 | 2015-12-23 | 48.19 | 2015 | 5.09 | 2015-12-31 |  |  |  |  | 8545 | 2026-12-23 | 98.81 | 16.17 | 24 | TRUE | 98.81 | 24 | 98.81 | 0 | -988.1
Spain | ESP | 2015-12-23 | 2015-12-23 01:00 | 46.25 | 2015 | 5.09 | 2015-12-31 |  |  |  |  | 8546 | 2026-12-23 01:00 | 98.81 | 16.17 | 1 | FALSE | 0 | 0 | 0 | 0 | 0
Spain | ESP | 2015-12-23 01:00 | 2015-12-23 02:00 | 44.5 | 2015 | 5.09 | 2015-12-31 |  |  |  |  | 8547 | 2026-12-23 02:00 | 98.81 | 16.17 | 2 | FALSE | 0 | 0 | 0 | 0 | 0
Spain | ESP | 2015-12-23 02:00 | 2015-12-23 03:00 | 44.49 | 2015 | 5.09 | 2015-12-31 |  |  |  |  | 8548 | 2026-12-23 03:00 | 98.81 | 16.17 | 3 | FALSE | 0 | 0 | 0 | 0 | 0
Spain | ESP | 2015-12-23 03:00 | 2015-12-23 04:00 | 45.22 | 2015 | 5.09 | 2015-12-31 |  |  |  |  | 8549 | 2026-12-23 04:00 | 98.81 | 16.17 | 4 | FALSE | 0 | 0 | 0 | 0 | 0
Spain | ESP | 2015-12-23 04:00 | 2015-12-23 05:00 | 47 | 2015 | 5.09 | 2015-12-31 |  |  |  |  | 8550 | 2026-12-23 05:00 | 98.81 | 16.17 | 5 | FALSE | 0 | 0 | 0 | 0 | 0
Spain | ESP | 2015-12-23 05:00 | 2015-12-23 06:00 | 54.98 | 2015 | 5.09 | 2015-12-31 |  |  |  |  | 8551 | 2026-12-23 06:00 | 98.81 | 16.17 | 6 | FALSE | 0 | 0 | 0 | 0 | 0
Spain | ESP | 2015-12-23 06:00 | 2015-12-23 07:00 | 61 | 2015 | 5.09 | 2015-12-31 |  |  |  |  | 8552 | 2026-12-23 07:00 | 98.81 | 16.17 | 7 | FALSE | 0 | 0 | 0 | 0 | 0
Spain | ESP | 2015-12-23 07:00 | 2015-12-23 08:00 | 63.7 | 2015 | 5.09 | 2015-12-31 |  |  |  |  | 8553 | 2026-12-23 08:00 | 98.81 | 16.17 | 8 | FALSE | 0 | 0 | 0 | 0 | 0
Spain | ESP | 2015-12-23 08:00 | 2015-12-23 09:00 | 64.54 | 2015 | 5.09 | 2015-12-31 |  |  |  |  | 8554 | 2026-12-23 09:00 | 98.81 | 16.17 | 9 | FALSE | 0 | 0 | 0 | 0 | 0
Spain | ESP | 2015-12-23 09:00 | 2015-12-23 10:00 | 65.1 | 2015 | 5.09 | 2015-12-31 |  |  |  |  | 8555 | 2026-12-23 10:00 | 98.81 | 16.17 | 10 | FALSE | 0 | 0 | 0 | 0 | 0
Spain | ESP | 2015-12-23 10:00 | 2015-12-23 11:00 | 63.44 | 2015 | 5.09 | 2015-12-31 |  |  |  |  | 8556 | 2026-12-23 11:00 | 98.81 | 16.17 | 11 | FALSE | 0 | 0 | 0 | 0 | 0
Spain | ESP | 2015-12-23 11:00 | 2015-12-23 12:00 | 62.17 | 2015 | 5.09 | 2015-12-31 |  |  |  |  | 8557 | 2026-12-23 12:00 | 98.81 | 16.17 | 12 | FALSE | 0 | 0 | 0 | 0 | 0
Spain | ESP | 2015-12-23 12:00 | 2015-12-23 13:00 | 61 | 2015 | 5.09 | 2015-12-31 |  |  |  |  | 8558 | 2026-12-23 13:00 | 98.81 | 16.17 | 13 | FALSE | 0 | 0 | 0 | 0 | 0
Spain | ESP | 2015-12-23 13:00 | 2015-12-23 14:00 | 59.99 | 2015 | 5.09 | 2015-12-31 |  |  |  |  | 8559 | 2026-12-23 14:00 | 98.81 | 16.17 | 14 | FALSE | 0 | 0 | 0 | 0 | 0
Spain | ESP | 2015-12-23 14:00 | 2015-12-23 15:00 | 59.56 | 2015 | 5.09 | 2015-12-31 |  |  |  |  | 8560 | 2026-12-23 15:00 | 98.81 | 16.17 | 15 | FALSE | 0 | 0 | 0 | 0 | 0
Spain | ESP | 2015-12-23 15:00 | 2015-12-23 16:00 | 59.99 | 2015 | 5.09 | 2015-12-31 |  |  |  |  | 8561 | 2026-12-23 16:00 | 98.81 | 16.17 | 16 | FALSE | 0 | 0 | 0 | 0 | 0
Spain | ESP | 2015-12-23 16:00 | 2015-12-23 17:00 | 61 | 2015 | 5.09 | 2015-12-31 |  |  |  |  | 8562 | 2026-12-23 17:00 | 98.81 | 16.17 | 17 | FALSE | 0 | 0 | 0 | 0 | 0
Spain | ESP | 2015-12-23 17:00 | 2015-12-23 18:00 | 63.98 | 2015 | 5.09 | 2015-12-31 |  |  |  |  | 8563 | 2026-12-23 18:00 | 98.81 | 16.17 | 18 | FALSE | 0 | 0 | 0 | 0 | 0
Spain | ESP | 2015-12-23 18:00 | 2015-12-23 19:00 | 64.19 | 2015 | 5.09 | 2015-12-31 |  |  |  |  | 8564 | 2026-12-23 19:00 | 98.81 | 16.17 | 19 | FALSE | 0 | 0 | 0 | 0 | 0
Spain | ESP | 2015-12-23 19:00 | 2015-12-23 20:00 | 63.5 | 2015 | 5.09 | 2015-12-31 |  |  |  |  | 8565 | 2026-12-23 20:00 | 98.81 | 16.17 | 20 | FALSE | 0 | 0 | 0 | 0 | 0
Spain | ESP | 2015-12-23 20:00 | 2015-12-23 21:00 | 61.69 | 2015 | 5.09 | 2015-12-31 |  |  |  |  | 8566 | 2026-12-23 21:00 | 98.81 | 16.17 | 21 | FALSE | 0 | 0 | 0 | 0 | 0
Spain | ESP | 2015-12-23 21:00 | 2015-12-23 22:00 | 56.69 | 2015 | 5.09 | 2015-12-31 |  |  |  |  | 8567 | 2026-12-23 22:00 | 98.81 | 16.17 | 22 | FALSE | 0 | 0 | 0 | 0 | 0
Spain | ESP | 2015-12-23 22:00 | 2015-12-23 23:00 | 47.59 | 2015 | 5.09 | 2015-12-31 |  |  |  |  | 8568 | 2026-12-23 23:00 | 98.81 | 16.17 | 23 | FALSE | 0 | 0 | 0 | 0 | 0
Spain | ESP | 2015-12-23 23:00 | 2015-12-24 | 46.45 | 2015 | 5.09 | 2015-12-31 |  |  |  |  | 8569 | 2026-12-24 | 98.81 | 16.17 | 24 | TRUE | 98.81 | 24 | 98.81 | 0 | -988.1
Spain | ESP | 2015-12-24 | 2015-12-24 01:00 | 40 | 2015 | 5.09 | 2015-12-31 |  |  |  |  | 8570 | 2026-12-24 01:00 | 98.81 | 16.17 | 1 | FALSE | 0 | 0 | 0 | 0 | 0
Spain | ESP | 2015-12-24 01:00 | 2015-12-24 02:00 | 38.18 | 2015 | 5.09 | 2015-12-31 |  |  |  |  | 8571 | 2026-12-24 02:00 | 98.81 | 16.17 | 2 | FALSE | 0 | 0 | 0 | 0 | 0
Spain | ESP | 2015-12-24 02:00 | 2015-12-24 03:00 | 35.4 | 2015 | 5.09 | 2015-12-31 |  |  |  |  | 8572 | 2026-12-24 03:00 | 98.81 | 16.17 | 3 | FALSE | 0 | 0 | 0 | 0 | 0
Spain | ESP | 2015-12-24 03:00 | 2015-12-24 04:00 | 33.99 | 2015 | 5.09 | 2015-12-31 |  |  |  |  | 8573 | 2026-12-24 04:00 | 98.81 | 16.17 | 4 | FALSE | 0 | 0 | 0 | 0 | 0
Spain | ESP | 2015-12-24 04:00 | 2015-12-24 05:00 | 35.42 | 2015 | 5.09 | 2015-12-31 |  |  |  |  | 8574 | 2026-12-24 05:00 | 98.81 | 16.17 | 5 | FALSE | 0 | 0 | 0 | 0 | 0
Spain | ESP | 2015-12-24 05:00 | 2015-12-24 06:00 | 38.4 | 2015 | 5.09 | 2015-12-31 |  |  |  |  | 8575 | 2026-12-24 06:00 | 98.81 | 16.17 | 6 | FALSE | 0 | 0 | 0 | 0 | 0
Spain | ESP | 2015-12-24 06:00 | 2015-12-24 07:00 | 44 | 2015 | 5.09 | 2015-12-31 |  |  |  |  | 8576 | 2026-12-24 07:00 | 98.81 | 16.17 | 7 | FALSE | 0 | 0 | 0 | 0 | 0
Spain | ESP | 2015-12-24 07:00 | 2015-12-24 08:00 | 47.13 | 2015 | 5.09 | 2015-12-31 |  |  |  |  | 8577 | 2026-12-24 08:00 | 98.81 | 16.17 | 8 | FALSE | 0 | 0 | 0 | 0 | 0
Spain | ESP | 2015-12-24 08:00 | 2015-12-24 09:00 | 55.71 | 2015 | 5.09 | 2015-12-31 |  |  |  |  | 8578 | 2026-12-24 09:00 | 98.81 | 16.17 | 9 | FALSE | 0 | 0 | 0 | 0 | 0
Spain | ESP | 2015-12-24 09:00 | 2015-12-24 10:00 | 56.7 | 2015 | 5.09 | 2015-12-31 |  |  |  |  | 8579 | 2026-12-24 10:00 | 98.81 | 16.17 | 10 | FALSE | 0 | 0 | 0 | 0 | 0
Spain | ESP | 2015-12-24 10:00 | 2015-12-24 11:00 | 54 | 2015 | 5.09 | 2015-12-31 |  |  |  |  | 8580 | 2026-12-24 11:00 | 98.81 | 16.17 | 11 | FALSE | 0 | 0 | 0 | 0 | 0
Spain | ESP | 2015-12-24 11:00 | 2015-12-24 12:00 | 50.02 | 2015 | 5.09 | 2015-12-31 |  |  |  |  | 8581 | 2026-12-24 12:00 | 98.81 | 16.17 | 12 | FALSE | 0 | 0 | 0 | 0 | 0
Spain | ESP | 2015-12-24 12:00 | 2015-12-24 13:00 | 50 | 2015 | 5.09 | 2015-12-31 |  |  |  |  | 8582 | 2026-12-24 13:00 | 98.81 | 16.17 | 13 | FALSE | 0 | 0 | 0 | 0 | 0
Spain | ESP | 2015-12-24 13:00 | 2015-12-24 14:00 | 46.5 | 2015 | 5.09 | 2015-12-31 |  |  |  |  | 8583 | 2026-12-24 14:00 | 98.81 | 16.17 | 14 | FALSE | 0 | 0 | 0 | 0 | 0
Spain | ESP | 2015-12-24 14:00 | 2015-12-24 15:00 | 46.5 | 2015 | 5.09 | 2015-12-31 |  |  |  |  | 8584 | 2026-12-24 15:00 | 98.81 | 16.17 | 15 | FALSE | 0 | 0 | 0 | 0 | 0
Spain | ESP | 2015-12-24 15:00 | 2015-12-24 16:00 | 46.5 | 2015 | 5.09 | 2015-12-31 |  |  |  |  | 8585 | 2026-12-24 16:00 | 98.81 | 16.17 | 16 | FALSE | 0 | 0 | 0 | 0 | 0
Spain | ESP | 2015-12-24 16:00 | 2015-12-24 17:00 | 55.02 | 2015 | 5.09 | 2015-12-31 |  |  |  |  | 8586 | 2026-12-24 17:00 | 98.81 | 16.17 | 17 | FALSE | 0 | 0 | 0 | 0 | 0
Spain | ESP | 2015-12-24 17:00 | 2015-12-24 18:00 | 59 | 2015 | 5.09 | 2015-12-31 |  |  |  |  | 8587 | 2026-12-24 18:00 | 98.81 | 16.17 | 18 | FALSE | 0 | 0 | 0 | 0 | 0
Spain | ESP | 2015-12-24 18:00 | 2015-12-24 19:00 | 60.3 | 2015 | 5.09 | 2015-12-31 |  |  |  |  | 8588 | 2026-12-24 19:00 | 98.81 | 16.17 | 19 | FALSE | 0 | 0 | 0 | 0 | 0
Spain | ESP | 2015-12-24 19:00 | 2015-12-24 20:00 | 60.2 | 2015 | 5.09 | 2015-12-31 |  |  |  |  | 8589 | 2026-12-24 20:00 | 98.81 | 16.17 | 20 | FALSE | 0 | 0 | 0 | 0 | 0
Spain | ESP | 2015-12-24 20:00 | 2015-12-24 21:00 | 59.56 | 2015 | 5.09 | 2015-12-31 |  |  |  |  | 8590 | 2026-12-24 21:00 | 98.81 | 16.17 | 21 | FALSE | 0 | 0 | 0 | 0 | 0
Spain | ESP | 2015-12-24 21:00 | 2015-12-24 22:00 | 56.7 | 2015 | 5.09 | 2015-12-31 |  |  |  |  | 8591 | 2026-12-24 22:00 | 98.81 | 16.17 | 22 | FALSE | 0 | 0 | 0 | 0 | 0
Spain | ESP | 2015-12-24 22:00 | 2015-12-24 23:00 | 46.5 | 2015 | 5.09 | 2015-12-31 |  |  |  |  | 8592 | 2026-12-24 23:00 | 98.81 | 16.17 | 23 | FALSE | 0 | 0 | 0 | 0 | 0
Spain | ESP | 2015-12-24 23:00 | 2015-12-25 | 43.81 | 2015 | 5.09 | 2015-12-31 |  |  |  |  | 8593 | 2026-12-25 | 98.81 | 16.17 | 24 | TRUE | 98.81 | 24 | 98.81 | 0 | -988.1
Spain | ESP | 2015-12-25 | 2015-12-25 01:00 | 39.5 | 2015 | 5.09 | 2015-12-31 |  |  |  |  | 8594 | 2026-12-25 01:00 | 98.81 | 16.17 | 1 | FALSE | 0 | 0 | 0 | 0 | 0
Spain | ESP | 2015-12-25 01:00 | 2015-12-25 02:00 | 38.18 | 2015 | 5.09 | 2015-12-31 |  |  |  |  | 8595 | 2026-12-25 02:00 | 98.81 | 16.17 | 2 | FALSE | 0 | 0 | 0 | 0 | 0
Spain | ESP | 2015-12-25 02:00 | 2015-12-25 03:00 | 37.49 | 2015 | 5.09 | 2015-12-31 |  |  |  |  | 8596 | 2026-12-25 03:00 | 98.81 | 16.17 | 3 | FALSE | 0 | 0 | 0 | 0 | 0
Spain | ESP | 2015-12-25 03:00 | 2015-12-25 04:00 | 36.99 | 2015 | 5.09 | 2015-12-31 |  |  |  |  | 8597 | 2026-12-25 04:00 | 98.81 | 16.17 | 4 | FALSE | 0 | 0 | 0 | 0 | 0
Spain | ESP | 2015-12-25 04:00 | 2015-12-25 05:00 | 37 | 2015 | 5.09 | 2015-12-31 |  |  |  |  | 8598 | 2026-12-25 05:00 | 98.81 | 16.17 | 5 | FALSE | 0 | 0 | 0 | 0 | 0
Spain | ESP | 2015-12-25 05:00 | 2015-12-25 06:00 | 37.9 | 2015 | 5.09 | 2015-12-31 |  |  |  |  | 8599 | 2026-12-25 06:00 | 98.81 | 16.17 | 6 | FALSE | 0 | 0 | 0 | 0 | 0
Spain | ESP | 2015-12-25 06:00 | 2015-12-25 07:00 | 38.15 | 2015 | 5.09 | 2015-12-31 |  |  |  |  | 8600 | 2026-12-25 07:00 | 98.81 | 16.17 | 7 | FALSE | 0 | 0 | 0 | 0 | 0
Spain | ESP | 2015-12-25 07:00 | 2015-12-25 08:00 | 38.75 | 2015 | 5.09 | 2015-12-31 |  |  |  |  | 8601 | 2026-12-25 08:00 | 98.81 | 16.17 | 8 | FALSE | 0 | 0 | 0 | 0 | 0
Spain | ESP | 2015-12-25 08:00 | 2015-12-25 09:00 | 39.5 | 2015 | 5.09 | 2015-12-31 |  |  |  |  | 8602 | 2026-12-25 09:00 | 98.81 | 16.17 | 9 | FALSE | 0 | 0 | 0 | 0 | 0
Spain | ESP | 2015-12-25 09:00 | 2015-12-25 10:00 | 43.86 | 2015 | 5.09 | 2015-12-31 |  |  |  |  | 8603 | 2026-12-25 10:00 | 98.81 | 16.17 | 10 | FALSE | 0 | 0 | 0 | 0 | 0
Spain | ESP | 2015-12-25 10:00 | 2015-12-25 11:00 | 46.5 | 2015 | 5.09 | 2015-12-31 |  |  |  |  | 8604 | 2026-12-25 11:00 | 98.81 | 16.17 | 11 | FALSE | 0 | 0 | 0 | 0 | 0
Spain | ESP | 2015-12-25 11:00 | 2015-12-25 12:00 | 46.5 | 2015 | 5.09 | 2015-12-31 |  |  |  |  | 8605 | 2026-12-25 12:00 | 98.81 | 16.17 | 12 | FALSE | 0 | 0 | 0 | 0 | 0
Spain | ESP | 2015-12-25 12:00 | 2015-12-25 13:00 | 46.5 | 2015 | 5.09 | 2015-12-31 |  |  |  |  | 8606 | 2026-12-25 13:00 | 98.81 | 16.17 | 13 | FALSE | 0 | 0 | 0 | 0 | 0
Spain | ESP | 2015-12-25 13:00 | 2015-12-25 14:00 | 46.5 | 2015 | 5.09 | 2015-12-31 |  |  |  |  | 8607 | 2026-12-25 14:00 | 98.81 | 16.17 | 14 | FALSE | 0 | 0 | 0 | 0 | 0
Spain | ESP | 2015-12-25 14:00 | 2015-12-25 15:00 | 41.03 | 2015 | 5.09 | 2015-12-31 |  |  |  |  | 8608 | 2026-12-25 15:00 | 98.81 | 16.17 | 15 | FALSE | 0 | 0 | 0 | 0 | 0
Spain | ESP | 2015-12-25 15:00 | 2015-12-25 16:00 | 41.7 | 2015 | 5.09 | 2015-12-31 |  |  |  |  | 8609 | 2026-12-25 16:00 | 98.81 | 16.17 | 16 | FALSE | 0 | 0 | 0 | 0 | 0
Spain | ESP | 2015-12-25 16:00 | 2015-12-25 17:00 | 48.51 | 2015 | 5.09 | 2015-12-31 |  |  |  |  | 8610 | 2026-12-25 17:00 | 98.81 | 16.17 | 17 | FALSE | 0 | 0 | 0 | 0 | 0
Spain | ESP | 2015-12-25 17:00 | 2015-12-25 18:00 | 56.7 | 2015 | 5.09 | 2015-12-31 |  |  |  |  | 8611 | 2026-12-25 18:00 | 98.81 | 16.17 | 18 | FALSE | 0 | 0 | 0 | 0 | 0
Spain | ESP | 2015-12-25 18:00 | 2015-12-25 19:00 | 58.1 | 2015 | 5.09 | 2015-12-31 |  |  |  |  | 8612 | 2026-12-25 19:00 | 98.81 | 16.17 | 19 | FALSE | 0 | 0 | 0 | 0 | 0
Spain | ESP | 2015-12-25 19:00 | 2015-12-25 20:00 | 59.71 | 2015 | 5.09 | 2015-12-31 |  |  |  |  | 8613 | 2026-12-25 20:00 | 98.81 | 16.17 | 20 | FALSE | 0 | 0 | 0 | 0 | 0
Spain | ESP | 2015-12-25 20:00 | 2015-12-25 21:00 | 59.71 | 2015 | 5.09 | 2015-12-31 |  |  |  |  | 8614 | 2026-12-25 21:00 | 98.81 | 16.17 | 21 | FALSE | 0 | 0 | 0 | 0 | 0
Spain | ESP | 2015-12-25 21:00 | 2015-12-25 22:00 | 56.7 | 2015 | 5.09 | 2015-12-31 |  |  |  |  | 8615 | 2026-12-25 22:00 | 98.81 | 16.17 | 22 | FALSE | 0 | 0 | 0 | 0 | 0
Spain | ESP | 2015-12-25 22:00 | 2015-12-25 23:00 | 48.51 | 2015 | 5.09 | 2015-12-31 |  |  |  |  | 8616 | 2026-12-25 23:00 | 98.81 | 16.17 | 23 | FALSE | 0 | 0 | 0 | 0 | 0
Spain | ESP | 2015-12-25 23:00 | 2015-12-26 | 39.9 | 2015 | 5.09 | 2015-12-31 |  |  |  |  | 8617 | 2026-12-26 | 98.81 | 16.17 | 24 | TRUE | 98.81 | 24 | 98.81 | 0 | -988.1
Spain | ESP | 2015-12-26 | 2015-12-26 01:00 | 37.02 | 2015 | 5.09 | 2015-12-31 |  |  |  |  | 8618 | 2026-12-26 01:00 | 98.81 | 16.17 | 1 | FALSE | 0 | 0 | 0 | 0 | 0
Spain | ESP | 2015-12-26 01:00 | 2015-12-26 02:00 | 31.99 | 2015 | 5.09 | 2015-12-31 |  |  |  |  | 8619 | 2026-12-26 02:00 | 98.81 | 16.17 | 2 | FALSE | 0 | 0 | 0 | 0 | 0
Spain | ESP | 2015-12-26 02:00 | 2015-12-26 03:00 | 29.02 | 2015 | 5.09 | 2015-12-31 |  |  |  |  | 8620 | 2026-12-26 03:00 | 98.81 | 16.17 | 3 | FALSE | 0 | 0 | 0 | 0 | 0
Spain | ESP | 2015-12-26 03:00 | 2015-12-26 04:00 | 27.02 | 2015 | 5.09 | 2015-12-31 |  |  |  |  | 8621 | 2026-12-26 04:00 | 98.81 | 16.17 | 4 | FALSE | 0 | 0 | 0 | 0 | 0
Spain | ESP | 2015-12-26 04:00 | 2015-12-26 05:00 | 27.02 | 2015 | 5.09 | 2015-12-31 |  |  |  |  | 8622 | 2026-12-26 05:00 | 98.81 | 16.17 | 5 | FALSE | 0 | 0 | 0 | 0 | 0
Spain | ESP | 2015-12-26 05:00 | 2015-12-26 06:00 | 29.02 | 2015 | 5.09 | 2015-12-31 |  |  |  |  | 8623 | 2026-12-26 06:00 | 98.81 | 16.17 | 6 | FALSE | 0 | 0 | 0 | 0 | 0
Spain | ESP | 2015-12-26 06:00 | 2015-12-26 07:00 | 30.99 | 2015 | 5.09 | 2015-12-31 |  |  |  |  | 8624 | 2026-12-26 07:00 | 98.81 | 16.17 | 7 | FALSE | 0 | 0 | 0 | 0 | 0
Spain | ESP | 2015-12-26 07:00 | 2015-12-26 08:00 | 35.9 | 2015 | 5.09 | 2015-12-31 |  |  |  |  | 8625 | 2026-12-26 08:00 | 98.81 | 16.17 | 8 | FALSE | 0 | 0 | 0 | 0 | 0
Spain | ESP | 2015-12-26 08:00 | 2015-12-26 09:00 | 39.9 | 2015 | 5.09 | 2015-12-31 |  |  |  |  | 8626 | 2026-12-26 09:00 | 98.81 | 16.17 | 9 | FALSE | 0 | 0 | 0 | 0 | 0
Spain | ESP | 2015-12-26 09:00 | 2015-12-26 10:00 | 48 | 2015 | 5.09 | 2015-12-31 |  |  |  |  | 8627 | 2026-12-26 10:00 | 98.81 | 16.17 | 10 | FALSE | 0 | 0 | 0 | 0 | 0
Spain | ESP | 2015-12-26 10:00 | 2015-12-26 11:00 | 48.33 | 2015 | 5.09 | 2015-12-31 |  |  |  |  | 8628 | 2026-12-26 11:00 | 98.81 | 16.17 | 11 | FALSE | 0 | 0 | 0 | 0 | 0
Spain | ESP | 2015-12-26 11:00 | 2015-12-26 12:00 | 47.56 | 2015 | 5.09 | 2015-12-31 |  |  |  |  | 8629 | 2026-12-26 12:00 | 98.81 | 16.17 | 12 | FALSE | 0 | 0 | 0 | 0 | 0
Spain | ESP | 2015-12-26 12:00 | 2015-12-26 13:00 | 48.33 | 2015 | 5.09 | 2015-12-31 |  |  |  |  | 8630 | 2026-12-26 13:00 | 98.81 | 16.17 | 13 | FALSE | 0 | 0 | 0 | 0 | 0
Spain | ESP | 2015-12-26 13:00 | 2015-12-26 14:00 | 46.5 | 2015 | 5.09 | 2015-12-31 |  |  |  |  | 8631 | 2026-12-26 14:00 | 98.81 | 16.17 | 14 | FALSE | 0 | 0 | 0 | 0 | 0
Spain | ESP | 2015-12-26 14:00 | 2015-12-26 15:00 | 44.88 | 2015 | 5.09 | 2015-12-31 |  |  |  |  | 8632 | 2026-12-26 15:00 | 98.81 | 16.17 | 15 | FALSE | 0 | 0 | 0 | 0 | 0
Spain | ESP | 2015-12-26 15:00 | 2015-12-26 16:00 | 44.88 | 2015 | 5.09 | 2015-12-31 |  |  |  |  | 8633 | 2026-12-26 16:00 | 98.81 | 16.17 | 16 | FALSE | 0 | 0 | 0 | 0 | 0
Spain | ESP | 2015-12-26 16:00 | 2015-12-26 17:00 | 49.09 | 2015 | 5.09 | 2015-12-31 |  |  |  |  | 8634 | 2026-12-26 17:00 | 98.81 | 16.17 | 17 | FALSE | 0 | 0 | 0 | 0 | 0
Spain | ESP | 2015-12-26 17:00 | 2015-12-26 18:00 | 52.2 | 2015 | 5.09 | 2015-12-31 |  |  |  |  | 8635 | 2026-12-26 18:00 | 98.81 | 16.17 | 18 | FALSE | 0 | 0 | 0 | 0 | 0
Spain | ESP | 2015-12-26 18:00 | 2015-12-26 19:00 | 52.52 | 2015 | 5.09 | 2015-12-31 |  |  |  |  | 8636 | 2026-12-26 19:00 | 98.81 | 16.17 | 19 | FALSE | 0 | 0 | 0 | 0 | 0
Spain | ESP | 2015-12-26 19:00 | 2015-12-26 20:00 | 52.6 | 2015 | 5.09 | 2015-12-31 |  |  |  |  | 8637 | 2026-12-26 20:00 | 98.81 | 16.17 | 20 | FALSE | 0 | 0 | 0 | 0 | 0
Spain | ESP | 2015-12-26 20:00 | 2015-12-26 21:00 | 52.1 | 2015 | 5.09 | 2015-12-31 |  |  |  |  | 8638 | 2026-12-26 21:00 | 98.81 | 16.17 | 21 | FALSE | 0 | 0 | 0 | 0 | 0
Spain | ESP | 2015-12-26 21:00 | 2015-12-26 22:00 | 50.1 | 2015 | 5.09 | 2015-12-31 |  |  |  |  | 8639 | 2026-12-26 22:00 | 98.81 | 16.17 | 22 | FALSE | 0 | 0 | 0 | 0 | 0
Spain | ESP | 2015-12-26 22:00 | 2015-12-26 23:00 | 41.7 | 2015 | 5.09 | 2015-12-31 |  |  |  |  | 8640 | 2026-12-26 23:00 | 98.81 | 16.17 | 23 | FALSE | 0 | 0 | 0 | 0 | 0
Spain | ESP | 2015-12-26 23:00 | 2015-12-27 | 34.15 | 2015 | 5.09 | 2015-12-31 |  |  |  |  | 8641 | 2026-12-27 | 98.81 | 16.17 | 24 | TRUE | 98.81 | 24 | 98.81 | 0 | -988.1
Spain | ESP | 2015-12-27 | 2015-12-27 01:00 | 29.9 | 2015 | 5.09 | 2015-12-31 |  |  |  |  | 8642 | 2026-12-27 01:00 | 98.81 | 16.17 | 1 | FALSE | 0 | 0 | 0 | 0 | 0
Spain | ESP | 2015-12-27 01:00 | 2015-12-27 02:00 | 24.93 | 2015 | 5.09 | 2015-12-31 |  |  |  |  | 8643 | 2026-12-27 02:00 | 98.81 | 16.17 | 2 | FALSE | 0 | 0 | 0 | 0 | 0
Spain | ESP | 2015-12-27 02:00 | 2015-12-27 03:00 | 20 | 2015 | 5.09 | 2015-12-31 |  |  |  |  | 8644 | 2026-12-27 03:00 | 98.81 | 16.17 | 3 | FALSE | 0 | 0 | 0 | 0 | 0
Spain | ESP | 2015-12-27 03:00 | 2015-12-27 04:00 | 18 | 2015 | 5.09 | 2015-12-31 |  |  |  |  | 8645 | 2026-12-27 04:00 | 98.81 | 16.17 | 4 | FALSE | 0 | 0 | 0 | 0 | 0
Spain | ESP | 2015-12-27 04:00 | 2015-12-27 05:00 | 16 | 2015 | 5.09 | 2015-12-31 |  |  |  |  | 8646 | 2026-12-27 05:00 | 98.81 | 16.17 | 5 | FALSE | 0 | 0 | 0 | 0 | 0
Spain | ESP | 2015-12-27 05:00 | 2015-12-27 06:00 | 19 | 2015 | 5.09 | 2015-12-31 |  |  |  |  | 8647 | 2026-12-27 06:00 | 98.81 | 16.17 | 6 | FALSE | 0 | 0 | 0 | 0 | 0
Spain | ESP | 2015-12-27 06:00 | 2015-12-27 07:00 | 19.99 | 2015 | 5.09 | 2015-12-31 |  |  |  |  | 8648 | 2026-12-27 07:00 | 98.81 | 16.17 | 7 | FALSE | 0 | 0 | 0 | 0 | 0
Spain | ESP | 2015-12-27 07:00 | 2015-12-27 08:00 | 22.05 | 2015 | 5.09 | 2015-12-31 |  |  |  |  | 8649 | 2026-12-27 08:00 | 98.81 | 16.17 | 8 | FALSE | 0 | 0 | 0 | 0 | 0
Spain | ESP | 2015-12-27 08:00 | 2015-12-27 09:00 | 27.7 | 2015 | 5.09 | 2015-12-31 |  |  |  |  | 8650 | 2026-12-27 09:00 | 98.81 | 16.17 | 9 | FALSE | 0 | 0 | 0 | 0 | 0
Spain | ESP | 2015-12-27 09:00 | 2015-12-27 10:00 | 32.25 | 2015 | 5.09 | 2015-12-31 |  |  |  |  | 8651 | 2026-12-27 10:00 | 98.81 | 16.17 | 10 | FALSE | 0 | 0 | 0 | 0 | 0
Spain | ESP | 2015-12-27 10:00 | 2015-12-27 11:00 | 33.15 | 2015 | 5.09 | 2015-12-31 |  |  |  |  | 8652 | 2026-12-27 11:00 | 98.81 | 16.17 | 11 | FALSE | 0 | 0 | 0 | 0 | 0
Spain | ESP | 2015-12-27 11:00 | 2015-12-27 12:00 | 33.26 | 2015 | 5.09 | 2015-12-31 |  |  |  |  | 8653 | 2026-12-27 12:00 | 98.81 | 16.17 | 12 | FALSE | 0 | 0 | 0 | 0 | 0
Spain | ESP | 2015-12-27 12:00 | 2015-12-27 13:00 | 34 | 2015 | 5.09 | 2015-12-31 |  |  |  |  | 8654 | 2026-12-27 13:00 | 98.81 | 16.17 | 13 | FALSE | 0 | 0 | 0 | 0 | 0
Spain | ESP | 2015-12-27 13:00 | 2015-12-27 14:00 | 33 | 2015 | 5.09 | 2015-12-31 |  |  |  |  | 8655 | 2026-12-27 14:00 | 98.81 | 16.17 | 14 | FALSE | 0 | 0 | 0 | 0 | 0
Spain | ESP | 2015-12-27 14:00 | 2015-12-27 15:00 | 30 | 2015 | 5.09 | 2015-12-31 |  |  |  |  | 8656 | 2026-12-27 15:00 | 98.81 | 16.17 | 15 | FALSE | 0 | 0 | 0 | 0 | 0
Spain | ESP | 2015-12-27 15:00 | 2015-12-27 16:00 | 26.82 | 2015 | 5.09 | 2015-12-31 |  |  |  |  | 8657 | 2026-12-27 16:00 | 98.81 | 16.17 | 16 | FALSE | 0 | 0 | 0 | 0 | 0
Spain | ESP | 2015-12-27 16:00 | 2015-12-27 17:00 | 31.55 | 2015 | 5.09 | 2015-12-31 |  |  |  |  | 8658 | 2026-12-27 17:00 | 98.81 | 16.17 | 17 | FALSE | 0 | 0 | 0 | 0 | 0
Spain | ESP | 2015-12-27 17:00 | 2015-12-27 18:00 | 35.7 | 2015 | 5.09 | 2015-12-31 |  |  |  |  | 8659 | 2026-12-27 18:00 | 98.81 | 16.17 | 18 | FALSE | 0 | 0 | 0 | 0 | 0
Spain | ESP | 2015-12-27 18:00 | 2015-12-27 19:00 | 35.71 | 2015 | 5.09 | 2015-12-31 |  |  |  |  | 8660 | 2026-12-27 19:00 | 98.81 | 16.17 | 19 | FALSE | 0 | 0 | 0 | 0 | 0
Spain | ESP | 2015-12-27 19:00 | 2015-12-27 20:00 | 33.5 | 2015 | 5.09 | 2015-12-31 |  |  |  |  | 8661 | 2026-12-27 20:00 | 98.81 | 16.17 | 20 | FALSE | 0 | 0 | 0 | 0 | 0
Spain | ESP | 2015-12-27 20:00 | 2015-12-27 21:00 | 33.5 | 2015 | 5.09 | 2015-12-31 |  |  |  |  | 8662 | 2026-12-27 21:00 | 98.81 | 16.17 | 21 | FALSE | 0 | 0 | 0 | 0 | 0
Spain | ESP | 2015-12-27 21:00 | 2015-12-27 22:00 | 31.65 | 2015 | 5.09 | 2015-12-31 |  |  |  |  | 8663 | 2026-12-27 22:00 | 98.81 | 16.17 | 22 | FALSE | 0 | 0 | 0 | 0 | 0
Spain | ESP | 2015-12-27 22:00 | 2015-12-27 23:00 | 27.47 | 2015 | 5.09 | 2015-12-31 |  |  |  |  | 8664 | 2026-12-27 23:00 | 98.81 | 16.17 | 23 | FALSE | 0 | 0 | 0 | 0 | 0
Spain | ESP | 2015-12-27 23:00 | 2015-12-28 | 26.26 | 2015 | 5.09 | 2015-12-31 |  |  |  |  | 8665 | 2026-12-28 | 98.81 | 16.17 | 24 | TRUE | 98.81 | 24 | 98.81 | 0 | -988.1
Spain | ESP | 2015-12-28 | 2015-12-28 01:00 | 20.35 | 2015 | 5.09 | 2015-12-31 |  |  |  |  | 8666 | 2026-12-28 01:00 | 98.81 | 16.17 | 1 | FALSE | 0 | 0 | 0 | 0 | 0
Spain | ESP | 2015-12-28 01:00 | 2015-12-28 02:00 | 17.75 | 2015 | 5.09 | 2015-12-31 |  |  |  |  | 8667 | 2026-12-28 02:00 | 98.81 | 16.17 | 2 | FALSE | 0 | 0 | 0 | 0 | 0
Spain | ESP | 2015-12-28 02:00 | 2015-12-28 03:00 | 16.01 | 2015 | 5.09 | 2015-12-31 |  |  |  |  | 8668 | 2026-12-28 03:00 | 98.81 | 16.17 | 3 | FALSE | 0 | 0 | 0 | 0 | 0
Spain | ESP | 2015-12-28 03:00 | 2015-12-28 04:00 | 13.94 | 2015 | 5.09 | 2015-12-31 |  |  |  |  | 8669 | 2026-12-28 04:00 | 98.81 | 16.17 | 4 | FALSE | 0 | 0 | 0 | 0 | 0
Spain | ESP | 2015-12-28 04:00 | 2015-12-28 05:00 | 22.05 | 2015 | 5.09 | 2015-12-31 |  |  |  |  | 8670 | 2026-12-28 05:00 | 98.81 | 16.17 | 5 | FALSE | 0 | 0 | 0 | 0 | 0
Spain | ESP | 2015-12-28 05:00 | 2015-12-28 06:00 | 26 | 2015 | 5.09 | 2015-12-31 |  |  |  |  | 8671 | 2026-12-28 06:00 | 98.81 | 16.17 | 6 | FALSE | 0 | 0 | 0 | 0 | 0
Spain | ESP | 2015-12-28 06:00 | 2015-12-28 07:00 | 34 | 2015 | 5.09 | 2015-12-31 |  |  |  |  | 8672 | 2026-12-28 07:00 | 98.81 | 16.17 | 7 | FALSE | 0 | 0 | 0 | 0 | 0
Spain | ESP | 2015-12-28 07:00 | 2015-12-28 08:00 | 38.81 | 2015 | 5.09 | 2015-12-31 |  |  |  |  | 8673 | 2026-12-28 08:00 | 98.81 | 16.17 | 8 | FALSE | 0 | 0 | 0 | 0 | 0
Spain | ESP | 2015-12-28 08:00 | 2015-12-28 09:00 | 42.28 | 2015 | 5.09 | 2015-12-31 |  |  |  |  | 8674 | 2026-12-28 09:00 | 98.81 | 16.17 | 9 | FALSE | 0 | 0 | 0 | 0 | 0
Spain | ESP | 2015-12-28 09:00 | 2015-12-28 10:00 | 44.2 | 2015 | 5.09 | 2015-12-31 |  |  |  |  | 8675 | 2026-12-28 10:00 | 98.81 | 16.17 | 10 | FALSE | 0 | 0 | 0 | 0 | 0
Spain | ESP | 2015-12-28 10:00 | 2015-12-28 11:00 | 42.28 | 2015 | 5.09 | 2015-12-31 |  |  |  |  | 8676 | 2026-12-28 11:00 | 98.81 | 16.17 | 11 | FALSE | 0 | 0 | 0 | 0 | 0
Spain | ESP | 2015-12-28 11:00 | 2015-12-28 12:00 | 40.02 | 2015 | 5.09 | 2015-12-31 |  |  |  |  | 8677 | 2026-12-28 12:00 | 98.81 | 16.17 | 12 | FALSE | 0 | 0 | 0 | 0 | 0
Spain | ESP | 2015-12-28 12:00 | 2015-12-28 13:00 | 38.7 | 2015 | 5.09 | 2015-12-31 |  |  |  |  | 8678 | 2026-12-28 13:00 | 98.81 | 16.17 | 13 | FALSE | 0 | 0 | 0 | 0 | 0
Spain | ESP | 2015-12-28 13:00 | 2015-12-28 14:00 | 34.99 | 2015 | 5.09 | 2015-12-31 |  |  |  |  | 8679 | 2026-12-28 14:00 | 98.81 | 16.17 | 14 | FALSE | 0 | 0 | 0 | 0 | 0
Spain | ESP | 2015-12-28 14:00 | 2015-12-28 15:00 | 33.15 | 2015 | 5.09 | 2015-12-31 |  |  |  |  | 8680 | 2026-12-28 15:00 | 98.81 | 16.17 | 15 | FALSE | 0 | 0 | 0 | 0 | 0
Spain | ESP | 2015-12-28 15:00 | 2015-12-28 16:00 | 36.9 | 2015 | 5.09 | 2015-12-31 |  |  |  |  | 8681 | 2026-12-28 16:00 | 98.81 | 16.17 | 16 | FALSE | 0 | 0 | 0 | 0 | 0
Spain | ESP | 2015-12-28 16:00 | 2015-12-28 17:00 | 42.98 | 2015 | 5.09 | 2015-12-31 |  |  |  |  | 8682 | 2026-12-28 17:00 | 98.81 | 16.17 | 17 | FALSE | 0 | 0 | 0 | 0 | 0
Spain | ESP | 2015-12-28 17:00 | 2015-12-28 18:00 | 45.75 | 2015 | 5.09 | 2015-12-31 |  |  |  |  | 8683 | 2026-12-28 18:00 | 98.81 | 16.17 | 18 | FALSE | 0 | 0 | 0 | 0 | 0
Spain | ESP | 2015-12-28 18:00 | 2015-12-28 19:00 | 48.65 | 2015 | 5.09 | 2015-12-31 |  |  |  |  | 8684 | 2026-12-28 19:00 | 98.81 | 16.17 | 19 | FALSE | 0 | 0 | 0 | 0 | 0
Spain | ESP | 2015-12-28 19:00 | 2015-12-28 20:00 | 51 | 2015 | 5.09 | 2015-12-31 |  |  |  |  | 8685 | 2026-12-28 20:00 | 98.81 | 16.17 | 20 | FALSE | 0 | 0 | 0 | 0 | 0
Spain | ESP | 2015-12-28 20:00 | 2015-12-28 21:00 | 50.63 | 2015 | 5.09 | 2015-12-31 |  |  |  |  | 8686 | 2026-12-28 21:00 | 98.81 | 16.17 | 21 | FALSE | 0 | 0 | 0 | 0 | 0
Spain | ESP | 2015-12-28 21:00 | 2015-12-28 22:00 | 45.75 | 2015 | 5.09 | 2015-12-31 |  |  |  |  | 8687 | 2026-12-28 22:00 | 98.81 | 16.17 | 22 | FALSE | 0 | 0 | 0 | 0 | 0
Spain | ESP | 2015-12-28 22:00 | 2015-12-28 23:00 | 42.51 | 2015 | 5.09 | 2015-12-31 |  |  |  |  | 8688 | 2026-12-28 23:00 | 98.81 | 16.17 | 23 | FALSE | 0 | 0 | 0 | 0 | 0
Spain | ESP | 2015-12-28 23:00 | 2015-12-29 | 38 | 2015 | 5.09 | 2015-12-31 |  |  |  |  | 8689 | 2026-12-29 | 98.81 | 16.17 | 24 | TRUE | 98.81 | 24 | 98.81 | 0 | -988.1
Spain | ESP | 2015-12-29 | 2015-12-29 01:00 | 32.25 | 2015 | 5.09 | 2015-12-31 |  |  |  |  | 8690 | 2026-12-29 01:00 | 98.81 | 16.17 | 1 | FALSE | 0 | 0 | 0 | 0 | 0
Spain | ESP | 2015-12-29 01:00 | 2015-12-29 02:00 | 31.65 | 2015 | 5.09 | 2015-12-31 |  |  |  |  | 8691 | 2026-12-29 02:00 | 98.81 | 16.17 | 2 | FALSE | 0 | 0 | 0 | 0 | 0
Spain | ESP | 2015-12-29 02:00 | 2015-12-29 03:00 | 31.65 | 2015 | 5.09 | 2015-12-31 |  |  |  |  | 8692 | 2026-12-29 03:00 | 98.81 | 16.17 | 3 | FALSE | 0 | 0 | 0 | 0 | 0
Spain | ESP | 2015-12-29 03:00 | 2015-12-29 04:00 | 32 | 2015 | 5.09 | 2015-12-31 |  |  |  |  | 8693 | 2026-12-29 04:00 | 98.81 | 16.17 | 4 | FALSE | 0 | 0 | 0 | 0 | 0
Spain | ESP | 2015-12-29 04:00 | 2015-12-29 05:00 | 32.51 | 2015 | 5.09 | 2015-12-31 |  |  |  |  | 8694 | 2026-12-29 05:00 | 98.81 | 16.17 | 5 | FALSE | 0 | 0 | 0 | 0 | 0
Spain | ESP | 2015-12-29 05:00 | 2015-12-29 06:00 | 38.9 | 2015 | 5.09 | 2015-12-31 |  |  |  |  | 8695 | 2026-12-29 06:00 | 98.81 | 16.17 | 6 | FALSE | 0 | 0 | 0 | 0 | 0
Spain | ESP | 2015-12-29 06:00 | 2015-12-29 07:00 | 47.85 | 2015 | 5.09 | 2015-12-31 |  |  |  |  | 8696 | 2026-12-29 07:00 | 98.81 | 16.17 | 7 | FALSE | 0 | 0 | 0 | 0 | 0
Spain | ESP | 2015-12-29 07:00 | 2015-12-29 08:00 | 51.35 | 2015 | 5.09 | 2015-12-31 |  |  |  |  | 8697 | 2026-12-29 08:00 | 98.81 | 16.17 | 8 | FALSE | 0 | 0 | 0 | 0 | 0
Spain | ESP | 2015-12-29 08:00 | 2015-12-29 09:00 | 56.56 | 2015 | 5.09 | 2015-12-31 |  |  |  |  | 8698 | 2026-12-29 09:00 | 98.81 | 16.17 | 9 | FALSE | 0 | 0 | 0 | 0 | 0
Spain | ESP | 2015-12-29 09:00 | 2015-12-29 10:00 | 56.7 | 2015 | 5.09 | 2015-12-31 |  |  |  |  | 8699 | 2026-12-29 10:00 | 98.81 | 16.17 | 10 | FALSE | 0 | 0 | 0 | 0 | 0
Spain | ESP | 2015-12-29 10:00 | 2015-12-29 11:00 | 52.55 | 2015 | 5.09 | 2015-12-31 |  |  |  |  | 8700 | 2026-12-29 11:00 | 98.81 | 16.17 | 11 | FALSE | 0 | 0 | 0 | 0 | 0
Spain | ESP | 2015-12-29 11:00 | 2015-12-29 12:00 | 50.85 | 2015 | 5.09 | 2015-12-31 |  |  |  |  | 8701 | 2026-12-29 12:00 | 98.81 | 16.17 | 12 | FALSE | 0 | 0 | 0 | 0 | 0
Spain | ESP | 2015-12-29 12:00 | 2015-12-29 13:00 | 50.45 | 2015 | 5.09 | 2015-12-31 |  |  |  |  | 8702 | 2026-12-29 13:00 | 98.81 | 16.17 | 13 | FALSE | 0 | 0 | 0 | 0 | 0
Spain | ESP | 2015-12-29 13:00 | 2015-12-29 14:00 | 48.18 | 2015 | 5.09 | 2015-12-31 |  |  |  |  | 8703 | 2026-12-29 14:00 | 98.81 | 16.17 | 14 | FALSE | 0 | 0 | 0 | 0 | 0
Spain | ESP | 2015-12-29 14:00 | 2015-12-29 15:00 | 48 | 2015 | 5.09 | 2015-12-31 |  |  |  |  | 8704 | 2026-12-29 15:00 | 98.81 | 16.17 | 15 | FALSE | 0 | 0 | 0 | 0 | 0
Spain | ESP | 2015-12-29 15:00 | 2015-12-29 16:00 | 48.95 | 2015 | 5.09 | 2015-12-31 |  |  |  |  | 8705 | 2026-12-29 16:00 | 98.81 | 16.17 | 16 | FALSE | 0 | 0 | 0 | 0 | 0
Spain | ESP | 2015-12-29 16:00 | 2015-12-29 17:00 | 52.1 | 2015 | 5.09 | 2015-12-31 |  |  |  |  | 8706 | 2026-12-29 17:00 | 98.81 | 16.17 | 17 | FALSE | 0 | 0 | 0 | 0 | 0
Spain | ESP | 2015-12-29 17:00 | 2015-12-29 18:00 | 56.7 | 2015 | 5.09 | 2015-12-31 |  |  |  |  | 8707 | 2026-12-29 18:00 | 98.81 | 16.17 | 18 | FALSE | 0 | 0 | 0 | 0 | 0
Spain | ESP | 2015-12-29 18:00 | 2015-12-29 19:00 | 58.35 | 2015 | 5.09 | 2015-12-31 |  |  |  |  | 8708 | 2026-12-29 19:00 | 98.81 | 16.17 | 19 | FALSE | 0 | 0 | 0 | 0 | 0
Spain | ESP | 2015-12-29 19:00 | 2015-12-29 20:00 | 58.78 | 2015 | 5.09 | 2015-12-31 |  |  |  |  | 8709 | 2026-12-29 20:00 | 98.81 | 16.17 | 20 | FALSE | 0 | 0 | 0 | 0 | 0
Spain | ESP | 2015-12-29 20:00 | 2015-12-29 21:00 | 56.7 | 2015 | 5.09 | 2015-12-31 |  |  |  |  | 8710 | 2026-12-29 21:00 | 98.81 | 16.17 | 21 | FALSE | 0 | 0 | 0 | 0 | 0
Spain | ESP | 2015-12-29 21:00 | 2015-12-29 22:00 | 50.85 | 2015 | 5.09 | 2015-12-31 |  |  |  |  | 8711 | 2026-12-29 22:00 | 98.81 | 16.17 | 22 | FALSE | 0 | 0 | 0 | 0 | 0
Spain | ESP | 2015-12-29 22:00 | 2015-12-29 23:00 | 47.85 | 2015 | 5.09 | 2015-12-31 |  |  |  |  | 8712 | 2026-12-29 23:00 | 98.81 | 16.17 | 23 | FALSE | 0 | 0 | 0 | 0 | 0
Spain | ESP | 2015-12-29 23:00 | 2015-12-30 | 35.7 | 2015 | 5.09 | 2015-12-31 |  |  |  |  | 8713 | 2026-12-30 | 98.81 | 16.17 | 24 | TRUE | 98.81 | 24 | 98.81 | 0 | -988.1
Spain | ESP | 2015-12-30 | 2015-12-30 01:00 | 31.4 | 2015 | 5.09 | 2015-12-31 |  |  |  |  | 8714 | 2026-12-30 01:00 | 98.81 | 16.17 | 1 | FALSE | 0 | 0 | 0 | 0 | 0
Spain | ESP | 2015-12-30 01:00 | 2015-12-30 02:00 | 27.09 | 2015 | 5.09 | 2015-12-31 |  |  |  |  | 8715 | 2026-12-30 02:00 | 98.81 | 16.17 | 2 | FALSE | 0 | 0 | 0 | 0 | 0
Spain | ESP | 2015-12-30 02:00 | 2015-12-30 03:00 | 25.96 | 2015 | 5.09 | 2015-12-31 |  |  |  |  | 8716 | 2026-12-30 03:00 | 98.81 | 16.17 | 3 | FALSE | 0 | 0 | 0 | 0 | 0
Spain | ESP | 2015-12-30 03:00 | 2015-12-30 04:00 | 25.58 | 2015 | 5.09 | 2015-12-31 |  |  |  |  | 8717 | 2026-12-30 04:00 | 98.81 | 16.17 | 4 | FALSE | 0 | 0 | 0 | 0 | 0
Spain | ESP | 2015-12-30 04:00 | 2015-12-30 05:00 | 26 | 2015 | 5.09 | 2015-12-31 |  |  |  |  | 8718 | 2026-12-30 05:00 | 98.81 | 16.17 | 5 | FALSE | 0 | 0 | 0 | 0 | 0
Spain | ESP | 2015-12-30 05:00 | 2015-12-30 06:00 | 30.36 | 2015 | 5.09 | 2015-12-31 |  |  |  |  | 8719 | 2026-12-30 06:00 | 98.81 | 16.17 | 6 | FALSE | 0 | 0 | 0 | 0 | 0
Spain | ESP | 2015-12-30 06:00 | 2015-12-30 07:00 | 38.4 | 2015 | 5.09 | 2015-12-31 |  |  |  |  | 8720 | 2026-12-30 07:00 | 98.81 | 16.17 | 7 | FALSE | 0 | 0 | 0 | 0 | 0
Spain | ESP | 2015-12-30 07:00 | 2015-12-30 08:00 | 46.69 | 2015 | 5.09 | 2015-12-31 |  |  |  |  | 8721 | 2026-12-30 08:00 | 98.81 | 16.17 | 8 | FALSE | 0 | 0 | 0 | 0 | 0
Spain | ESP | 2015-12-30 08:00 | 2015-12-30 09:00 | 49 | 2015 | 5.09 | 2015-12-31 |  |  |  |  | 8722 | 2026-12-30 09:00 | 98.81 | 16.17 | 9 | FALSE | 0 | 0 | 0 | 0 | 0
Spain | ESP | 2015-12-30 09:00 | 2015-12-30 10:00 | 50.07 | 2015 | 5.09 | 2015-12-31 |  |  |  |  | 8723 | 2026-12-30 10:00 | 98.81 | 16.17 | 10 | FALSE | 0 | 0 | 0 | 0 | 0
Spain | ESP | 2015-12-30 10:00 | 2015-12-30 11:00 | 47.55 | 2015 | 5.09 | 2015-12-31 |  |  |  |  | 8724 | 2026-12-30 11:00 | 98.81 | 16.17 | 11 | FALSE | 0 | 0 | 0 | 0 | 0
Spain | ESP | 2015-12-30 11:00 | 2015-12-30 12:00 | 45.5 | 2015 | 5.09 | 2015-12-31 |  |  |  |  | 8725 | 2026-12-30 12:00 | 98.81 | 16.17 | 12 | FALSE | 0 | 0 | 0 | 0 | 0
Spain | ESP | 2015-12-30 12:00 | 2015-12-30 13:00 | 45 | 2015 | 5.09 | 2015-12-31 |  |  |  |  | 8726 | 2026-12-30 13:00 | 98.81 | 16.17 | 13 | FALSE | 0 | 0 | 0 | 0 | 0
Spain | ESP | 2015-12-30 13:00 | 2015-12-30 14:00 | 36.2 | 2015 | 5.09 | 2015-12-31 |  |  |  |  | 8727 | 2026-12-30 14:00 | 98.81 | 16.17 | 14 | FALSE | 0 | 0 | 0 | 0 | 0
Spain | ESP | 2015-12-30 14:00 | 2015-12-30 15:00 | 35 | 2015 | 5.09 | 2015-12-31 |  |  |  |  | 8728 | 2026-12-30 15:00 | 98.81 | 16.17 | 15 | FALSE | 0 | 0 | 0 | 0 | 0
Spain | ESP | 2015-12-30 15:00 | 2015-12-30 16:00 | 35.7 | 2015 | 5.09 | 2015-12-31 |  |  |  |  | 8729 | 2026-12-30 16:00 | 98.81 | 16.17 | 16 | FALSE | 0 | 0 | 0 | 0 | 0
Spain | ESP | 2015-12-30 16:00 | 2015-12-30 17:00 | 45.01 | 2015 | 5.09 | 2015-12-31 |  |  |  |  | 8730 | 2026-12-30 17:00 | 98.81 | 16.17 | 17 | FALSE | 0 | 0 | 0 | 0 | 0
Spain | ESP | 2015-12-30 17:00 | 2015-12-30 18:00 | 48.73 | 2015 | 5.09 | 2015-12-31 |  |  |  |  | 8731 | 2026-12-30 18:00 | 98.81 | 16.17 | 18 | FALSE | 0 | 0 | 0 | 0 | 0
Spain | ESP | 2015-12-30 18:00 | 2015-12-30 19:00 | 50.6 | 2015 | 5.09 | 2015-12-31 |  |  |  |  | 8732 | 2026-12-30 19:00 | 98.81 | 16.17 | 19 | FALSE | 0 | 0 | 0 | 0 | 0
Spain | ESP | 2015-12-30 19:00 | 2015-12-30 20:00 | 52.69 | 2015 | 5.09 | 2015-12-31 |  |  |  |  | 8733 | 2026-12-30 20:00 | 98.81 | 16.17 | 20 | FALSE | 0 | 0 | 0 | 0 | 0
Spain | ESP | 2015-12-30 20:00 | 2015-12-30 21:00 | 51.1 | 2015 | 5.09 | 2015-12-31 |  |  |  |  | 8734 | 2026-12-30 21:00 | 98.81 | 16.17 | 21 | FALSE | 0 | 0 | 0 | 0 | 0
Spain | ESP | 2015-12-30 21:00 | 2015-12-30 22:00 | 47.69 | 2015 | 5.09 | 2015-12-31 |  |  |  |  | 8735 | 2026-12-30 22:00 | 98.81 | 16.17 | 22 | FALSE | 0 | 0 | 0 | 0 | 0
Spain | ESP | 2015-12-30 22:00 | 2015-12-30 23:00 | 45 | 2015 | 5.09 | 2015-12-31 |  |  |  |  | 8736 | 2026-12-30 23:00 | 98.81 | 16.17 | 23 | FALSE | 0 | 0 | 0 | 0 | 0
Spain | ESP | 2015-12-30 23:00 | 2015-12-31 | 33.5 | 2015 | 5.09 | 2015-12-31 |  |  |  |  | 8737 | 2026-12-31 | 98.81 | 16.17 | 24 | TRUE | 98.81 | 24 | 98.81 | 0 | -988.1
Spain | ESP | 2015-12-31 | 2015-12-31 01:00 | 30.4 | 2015 | 5.09 | 2015-12-31 |  |  |  |  | 8738 | 2026-12-31 01:00 | 98.81 | 16.17 | 1 | FALSE | 0 | 0 | 0 | 0 | 0
Spain | ESP | 2015-12-31 01:00 | 2015-12-31 02:00 | 27.52 | 2015 | 5.09 | 2015-12-31 |  |  |  |  | 8739 | 2026-12-31 02:00 | 98.81 | 16.17 | 2 | FALSE | 0 | 0 | 0 | 0 | 0
Spain | ESP | 2015-12-31 02:00 | 2015-12-31 03:00 | 25.1 | 2015 | 5.09 | 2015-12-31 |  |  |  |  | 8740 | 2026-12-31 03:00 | 98.81 | 16.17 | 3 | FALSE | 0 | 0 | 0 | 0 | 0
Spain | ESP | 2015-12-31 03:00 | 2015-12-31 04:00 | 25.5 | 2015 | 5.09 | 2015-12-31 |  |  |  |  | 8741 | 2026-12-31 04:00 | 98.81 | 16.17 | 4 | FALSE | 0 | 0 | 0 | 0 | 0
Spain | ESP | 2015-12-31 04:00 | 2015-12-31 05:00 | 28.5 | 2015 | 5.09 | 2015-12-31 |  |  |  |  | 8742 | 2026-12-31 05:00 | 98.81 | 16.17 | 5 | FALSE | 0 | 0 | 0 | 0 | 0
Spain | ESP | 2015-12-31 05:00 | 2015-12-31 06:00 | 31.85 | 2015 | 5.09 | 2015-12-31 |  |  |  |  | 8743 | 2026-12-31 06:00 | 98.81 | 16.17 | 6 | FALSE | 0 | 0 | 0 | 0 | 0
Spain | ESP | 2015-12-31 06:00 | 2015-12-31 07:00 | 44 | 2015 | 5.09 | 2015-12-31 |  |  |  |  | 8744 | 2026-12-31 07:00 | 98.81 | 16.17 | 7 | FALSE | 0 | 0 | 0 | 0 | 0
Spain | ESP | 2015-12-31 07:00 | 2015-12-31 08:00 | 49.85 | 2015 | 5.09 | 2015-12-31 |  |  |  |  | 8745 | 2026-12-31 08:00 | 98.81 | 16.17 | 8 | FALSE | 0 | 0 | 0 | 0 | 0
Spain | ESP | 2015-12-31 08:00 | 2015-12-31 09:00 | 53.07 | 2015 | 5.09 | 2015-12-31 |  |  |  |  | 8746 | 2026-12-31 09:00 | 98.81 | 16.17 | 9 | FALSE | 0 | 0 | 0 | 0 | 0
Spain | ESP | 2015-12-31 09:00 | 2015-12-31 10:00 | 56.7 | 2015 | 5.09 | 2015-12-31 |  |  |  |  | 8747 | 2026-12-31 10:00 | 98.81 | 16.17 | 10 | FALSE | 0 | 0 | 0 | 0 | 0
Spain | ESP | 2015-12-31 10:00 | 2015-12-31 11:00 | 56.7 | 2015 | 5.09 | 2015-12-31 |  |  |  |  | 8748 | 2026-12-31 11:00 | 98.81 | 16.17 | 11 | FALSE | 0 | 0 | 0 | 0 | 0
Spain | ESP | 2015-12-31 11:00 | 2015-12-31 12:00 | 54 | 2015 | 5.09 | 2015-12-31 |  |  |  |  | 8749 | 2026-12-31 12:00 | 98.81 | 16.17 | 12 | FALSE | 0 | 0 | 0 | 0 | 0
Spain | ESP | 2015-12-31 12:00 | 2015-12-31 13:00 | 53.3 | 2015 | 5.09 | 2015-12-31 |  |  |  |  | 8750 | 2026-12-31 13:00 | 98.81 | 16.17 | 13 | FALSE | 0 | 0 | 0 | 0 | 0
Spain | ESP | 2015-12-31 13:00 | 2015-12-31 14:00 | 52.11 | 2015 | 5.09 | 2015-12-31 |  |  |  |  | 8751 | 2026-12-31 14:00 | 98.81 | 16.17 | 14 | FALSE | 0 | 0 | 0 | 0 | 0
Spain | ESP | 2015-12-31 14:00 | 2015-12-31 15:00 | 51.2 | 2015 | 5.09 | 2015-12-31 |  |  |  |  | 8752 | 2026-12-31 15:00 | 98.81 | 16.17 | 15 | FALSE | 0 | 0 | 0 | 0 | 0
Spain | ESP | 2015-12-31 15:00 | 2015-12-31 16:00 | 52.86 | 2015 | 5.09 | 2015-12-31 |  |  |  |  | 8753 | 2026-12-31 16:00 | 98.81 | 16.17 | 16 | FALSE | 0 | 0 | 0 | 0 | 0
Spain | ESP | 2015-12-31 16:00 | 2015-12-31 17:00 | 56.7 | 2015 | 5.09 | 2015-12-31 |  |  |  |  | 8754 | 2026-12-31 17:00 | 98.81 | 16.17 | 17 | FALSE | 0 | 0 | 0 | 0 | 0
Spain | ESP | 2015-12-31 17:00 | 2015-12-31 18:00 | 62.1 | 2015 | 5.09 | 2015-12-31 |  |  |  |  | 8755 | 2026-12-31 18:00 | 98.81 | 16.17 | 18 | FALSE | 0 | 0 | 0 | 0 | 0
Spain | ESP | 2015-12-31 18:00 | 2015-12-31 19:00 | 63.44 | 2015 | 5.09 | 2015-12-31 |  |  |  |  | 8756 | 2026-12-31 19:00 | 98.81 | 16.17 | 19 | FALSE | 0 | 0 | 0 | 0 | 0
Spain | ESP | 2015-12-31 19:00 | 2015-12-31 20:00 | 63.29 | 2015 | 5.09 | 2015-12-31 |  |  |  |  | 8757 | 2026-12-31 20:00 | 98.81 | 16.17 | 20 | FALSE | 0 | 0 | 0 | 0 | 0
Spain | ESP | 2015-12-31 20:00 | 2015-12-31 21:00 | 62.1 | 2015 | 5.09 | 2015-12-31 |  |  |  |  | 8758 | 2026-12-31 21:00 | 98.81 | 16.17 | 21 | FALSE | 0 | 0 | 0 | 0 | 0
Spain | ESP | 2015-12-31 21:00 | 2015-12-31 22:00 | 56.7 | 2015 | 5.09 | 2015-12-31 |  |  |  |  | 8759 | 2026-12-31 22:00 | 98.81 | 16.17 | 22 | FALSE | 0 | 0 | 0 | 0 | 0
Spain | ESP | 2015-12-31 22:00 | 2015-12-31 23:00 | 50.95 | 2015 | 5.09 | 2015-12-31 |  |  |  |  | 8760 | 2026-12-31 23:00 | 98.81 | 16.17 | 23 | FALSE | 0 | 0 | 0 | 0 | 0
Spain | ESP | 2015-12-31 23:00 | 2016-01-01 | 48.55 | 2015 | 5.09 | 2015-12-31
Spain | ESP | 2016-01-01 | 2016-01-01 01:00 | 40 | 2016 | 4.4 | 2016-01-31
Spain | ESP | 2016-01-01 01:00 | 2016-01-01 02:00 | 33.1 | 2016 | 4.4 | 2016-01-31
Spain | ESP | 2016-01-01 02:00 | 2016-01-01 03:00 | 28.11 | 2016 | 4.4 | 2016-01-31
Spain | ESP | 2016-01-01 03:00 | 2016-01-01 04:00 | 27.13 | 2016 | 4.4 | 2016-01-31
Spain | ESP | 2016-01-01 04:00 | 2016-01-01 05:00 | 25.24 | 2016 | 4.4 | 2016-01-31
Spain | ESP | 2016-01-01 05:00 | 2016-01-01 06:00 | 19.98 | 2016 | 4.4 | 2016-01-31
Spain | ESP | 2016-01-01 06:00 | 2016-01-01 07:00 | 18.16 | 2016 | 4.4 | 2016-01-31
Spain | ESP | 2016-01-01 07:00 | 2016-01-01 08:00 | 17.73 | 2016 | 4.4 | 2016-01-31
Spain | ESP | 2016-01-01 08:00 | 2016-01-01 09:00 | 19.77 | 2016 | 4.4 | 2016-01-31
Spain | ESP | 2016-01-01 09:00 | 2016-01-01 10:00 | 23.75 | 2016 | 4.4 | 2016-01-31
Spain | ESP | 2016-01-01 10:00 | 2016-01-01 11:00 | 26.03 | 2016 | 4.4 | 2016-01-31
Spain | ESP | 2016-01-01 11:00 | 2016-01-01 12:00 | 27.06 | 2016 | 4.4 | 2016-01-31
Spain | ESP | 2016-01-01 12:00 | 2016-01-01 13:00 | 26.59 | 2016 | 4.4 | 2016-01-31
Spain | ESP | 2016-01-01 13:00 | 2016-01-01 14:00 | 25 | 2016 | 4.4 | 2016-01-31
Spain | ESP | 2016-01-01 14:00 | 2016-01-01 15:00 | 20.06 | 2016 | 4.4 | 2016-01-31
Spain | ESP | 2016-01-01 15:00 | 2016-01-01 16:00 | 19.43 | 2016 | 4.4 | 2016-01-31
Spain | ESP | 2016-01-01 16:00 | 2016-01-01 17:00 | 24.57 | 2016 | 4.4 | 2016-01-31
Spain | ESP | 2016-01-01 17:00 | 2016-01-01 18:00 | 33.11 | 2016 | 4.4 | 2016-01-31
Spain | ESP | 2016-01-01 18:00 | 2016-01-01 19:00 | 35.34 | 2016 | 4.4 | 2016-01-31
Spain | ESP | 2016-01-01 19:00 | 2016-01-01 20:00 | 33.07 | 2016 | 4.4 | 2016-01-31
Spain | ESP | 2016-01-01 20:00 | 2016-01-01 21:00 | 29.52 | 2016 | 4.4 | 2016-01-31
Spain | ESP | 2016-01-01 21:00 | 2016-01-01 22:00 | 30.1 | 2016 | 4.4 | 2016-01-31
Spain | ESP | 2016-01-01 22:00 | 2016-01-01 23:00 | 24.57 | 2016 | 4.4 | 2016-01-31
Spain | ESP | 2016-01-01 23:00 | 2016-01-02 | 22.2 | 2016 | 4.4 | 2016-01-31
Spain | ESP | 2016-01-02 | 2016-01-02 01:00 | 16.57 | 2016 | 4.4 | 2016-01-31
Spain | ESP | 2016-01-02 01:00 | 2016-01-02 02:00 | 15.35 | 2016 | 4.4 | 2016-01-31
Spain | ESP | 2016-01-02 02:00 | 2016-01-02 03:00 | 12.77 | 2016 | 4.4 | 2016-01-31
Spain | ESP | 2016-01-02 03:00 | 2016-01-02 04:00 | 11.27 | 2016 | 4.4 | 2016-01-31
Spain | ESP | 2016-01-02 04:00 | 2016-01-02 05:00 | 11.91 | 2016 | 4.4 | 2016-01-31
Spain | ESP | 2016-01-02 05:00 | 2016-01-02 06:00 | 12.62 | 2016 | 4.4 | 2016-01-31
Spain | ESP | 2016-01-02 06:00 | 2016-01-02 07:00 | 14.17 | 2016 | 4.4 | 2016-01-31
Spain | ESP | 2016-01-02 07:00 | 2016-01-02 08:00 | 17.73 | 2016 | 4.4 | 2016-01-31
Spain | ESP | 2016-01-02 08:00 | 2016-01-02 09:00 | 26.81 | 2016 | 4.4 | 2016-01-31
Spain | ESP | 2016-01-02 09:00 | 2016-01-02 10:00 | 35.4 | 2016 | 4.4 | 2016-01-31
Spain | ESP | 2016-01-02 10:00 | 2016-01-02 11:00 | 36.1 | 2016 | 4.4 | 2016-01-31
Spain | ESP | 2016-01-02 11:00 | 2016-01-02 12:00 | 30.34 | 2016 | 4.4 | 2016-01-31
Spain | ESP | 2016-01-02 12:00 | 2016-01-02 13:00 | 31.26 | 2016 | 4.4 | 2016-01-31
Spain | ESP | 2016-01-02 13:00 | 2016-01-02 14:00 | 30.99 | 2016 | 4.4 | 2016-01-31
Spain | ESP | 2016-01-02 14:00 | 2016-01-02 15:00 | 29 | 2016 | 4.4 | 2016-01-31
Spain | ESP | 2016-01-02 15:00 | 2016-01-02 16:00 | 32 | 2016 | 4.4 | 2016-01-31
Spain | ESP | 2016-01-02 16:00 | 2016-01-02 17:00 | 39.99 | 2016 | 4.4 | 2016-01-31
Spain | ESP | 2016-01-02 17:00 | 2016-01-02 18:00 | 45.5 | 2016 | 4.4 | 2016-01-31
Spain | ESP | 2016-01-02 18:00 | 2016-01-02 19:00 | 55.1 | 2016 | 4.4 | 2016-01-31
Spain | ESP | 2016-01-02 19:00 | 2016-01-02 20:00 | 59 | 2016 | 4.4 | 2016-01-31
Spain | ESP | 2016-01-02 20:00 | 2016-01-02 21:00 | 59.56 | 2016 | 4.4 | 2016-01-31
Spain | ESP | 2016-01-02 21:00 | 2016-01-02 22:00 | 51.1 | 2016 | 4.4 | 2016-01-31
Spain | ESP | 2016-01-02 22:00 | 2016-01-02 23:00 | 40.66 | 2016 | 4.4 | 2016-01-31
Spain | ESP | 2016-01-02 23:00 | 2016-01-03 | 30.25 | 2016 | 4.4 | 2016-01-31
Spain | ESP | 2016-01-03 | 2016-01-03 01:00 | 20.1 | 2016 | 4.4 | 2016-01-31
Spain | ESP | 2016-01-03 01:00 | 2016-01-03 02:00 | 14.64 | 2016 | 4.4 | 2016-01-31
Spain | ESP | 2016-01-03 02:00 | 2016-01-03 03:00 | 10.12 | 2016 | 4.4 | 2016-01-31
Spain | ESP | 2016-01-03 03:00 | 2016-01-03 04:00 | 7.14 | 2016 | 4.4 | 2016-01-31
Spain | ESP | 2016-01-03 04:00 | 2016-01-03 05:00 | 9.41 | 2016 | 4.4 | 2016-01-31
Spain | ESP | 2016-01-03 05:00 | 2016-01-03 06:00 | 4.14 | 2016 | 4.4 | 2016-01-31
Spain | ESP | 2016-01-03 06:00 | 2016-01-03 07:00 | 7.08 | 2016 | 4.4 | 2016-01-31
Spain | ESP | 2016-01-03 07:00 | 2016-01-03 08:00 | 11.4 | 2016 | 4.4 | 2016-01-31
Spain | ESP | 2016-01-03 08:00 | 2016-01-03 09:00 | 17.64 | 2016 | 4.4 | 2016-01-31
Spain | ESP | 2016-01-03 09:00 | 2016-01-03 10:00 | 19.99 | 2016 | 4.4 | 2016-01-31
Spain | ESP | 2016-01-03 10:00 | 2016-01-03 11:00 | 22.11 | 2016 | 4.4 | 2016-01-31
Spain | ESP | 2016-01-03 11:00 | 2016-01-03 12:00 | 22.68 | 2016 | 4.4 | 2016-01-31
Spain | ESP | 2016-01-03 12:00 | 2016-01-03 13:00 | 22 | 2016 | 4.4 | 2016-01-31
Spain | ESP | 2016-01-03 13:00 | 2016-01-03 14:00 | 19.89 | 2016 | 4.4 | 2016-01-31
Spain | ESP | 2016-01-03 14:00 | 2016-01-03 15:00 | 17.75 | 2016 | 4.4 | 2016-01-31
Spain | ESP | 2016-01-03 15:00 | 2016-01-03 16:00 | 18.76 | 2016 | 4.4 | 2016-01-31
Spain | ESP | 2016-01-03 16:00 | 2016-01-03 17:00 | 21.8 | 2016 | 4.4 | 2016-01-31
Spain | ESP | 2016-01-03 17:00 | 2016-01-03 18:00 | 26.76 | 2016 | 4.4 | 2016-01-31
Spain | ESP | 2016-01-03 18:00 | 2016-01-03 19:00 | 27.23 | 2016 | 4.4 | 2016-01-31
Spain | ESP | 2016-01-03 19:00 | 2016-01-03 20:00 | 25.33 | 2016 | 4.4 | 2016-01-31
Spain | ESP | 2016-01-03 20:00 | 2016-01-03 21:00 | 23.65 | 2016 | 4.4 | 2016-01-31
Spain | ESP | 2016-01-03 21:00 | 2016-01-03 22:00 | 22.57 | 2016 | 4.4 | 2016-01-31
Spain | ESP | 2016-01-03 22:00 | 2016-01-03 23:00 | 21.01 | 2016 | 4.4 | 2016-01-31
Spain | ESP | 2016-01-03 23:00 | 2016-01-04 | 13.78 | 2016 | 4.4 | 2016-01-31
Spain | ESP | 2016-01-04 | 2016-01-04 01:00 | 9 | 2016 | 4.4 | 2016-01-31
Spain | ESP | 2016-01-04 01:00 | 2016-01-04 02:00 | 6.5 | 2016 | 4.4 | 2016-01-31
Spain | ESP | 2016-01-04 02:00 | 2016-01-04 03:00 | 5.55 | 2016 | 4.4 | 2016-01-31
Spain | ESP | 2016-01-04 03:00 | 2016-01-04 04:00 | 5 | 2016 | 4.4 | 2016-01-31
Spain | ESP | 2016-01-04 04:00 | 2016-01-04 05:00 | 8 | 2016 | 4.4 | 2016-01-31
Spain | ESP | 2016-01-04 05:00 | 2016-01-04 06:00 | 19.11 | 2016 | 4.4 | 2016-01-31
Spain | ESP | 2016-01-04 06:00 | 2016-01-04 07:00 | 31.44 | 2016 | 4.4 | 2016-01-31
Spain | ESP | 2016-01-04 07:00 | 2016-01-04 08:00 | 38 | 2016 | 4.4 | 2016-01-31
Spain | ESP | 2016-01-04 08:00 | 2016-01-04 09:00 | 40.66 | 2016 | 4.4 | 2016-01-31
Spain | ESP | 2016-01-04 09:00 | 2016-01-04 10:00 | 43 | 2016 | 4.4 | 2016-01-31
Spain | ESP | 2016-01-04 10:00 | 2016-01-04 11:00 | 42.08 | 2016 | 4.4 | 2016-01-31
Spain | ESP | 2016-01-04 11:00 | 2016-01-04 12:00 | 41.23 | 2016 | 4.4 | 2016-01-31
Spain | ESP | 2016-01-04 12:00 | 2016-01-04 13:00 | 41.48 | 2016 | 4.4 | 2016-01-31
Spain | ESP | 2016-01-04 13:00 | 2016-01-04 14:00 | 40.33 | 2016 | 4.4 | 2016-01-31
Spain | ESP | 2016-01-04 14:00 | 2016-01-04 15:00 | 38.8 | 2016 | 4.4 | 2016-01-31
Spain | ESP | 2016-01-04 15:00 | 2016-01-04 16:00 | 38 | 2016 | 4.4 | 2016-01-31
Spain | ESP | 2016-01-04 16:00 | 2016-01-04 17:00 | 41.21 | 2016 | 4.4 | 2016-01-31
Spain | ESP | 2016-01-04 17:00 | 2016-01-04 18:00 | 42.95 | 2016 | 4.4 | 2016-01-31
Spain | ESP | 2016-01-04 18:00 | 2016-01-04 19:00 | 41.96 | 2016 | 4.4 | 2016-01-31
Spain | ESP | 2016-01-04 19:00 | 2016-01-04 20:00 | 40.81 | 2016 | 4.4 | 2016-01-31
Spain | ESP | 2016-01-04 20:00 | 2016-01-04 21:00 | 40.66 | 2016 | 4.4 | 2016-01-31
Spain | ESP | 2016-01-04 21:00 | 2016-01-04 22:00 | 37.67 | 2016 | 4.4 | 2016-01-31
Spain | ESP | 2016-01-04 22:00 | 2016-01-04 23:00 | 23.9 | 2016 | 4.4 | 2016-01-31
Spain | ESP | 2016-01-04 23:00 | 2016-01-05 | 24.28 | 2016 | 4.4 | 2016-01-31
Spain | ESP | 2016-01-05 | 2016-01-05 01:00 | 22 | 2016 | 4.4 | 2016-01-31
Spain | ESP | 2016-01-05 01:00 | 2016-01-05 02:00 | 13 | 2016 | 4.4 | 2016-01-31
Spain | ESP | 2016-01-05 02:00 | 2016-01-05 03:00 | 12.9 | 2016 | 4.4 | 2016-01-31
Spain | ESP | 2016-01-05 03:00 | 2016-01-05 04:00 | 12.9 | 2016 | 4.4 | 2016-01-31
Spain | ESP | 2016-01-05 04:00 | 2016-01-05 05:00 | 17.69 | 2016 | 4.4 | 2016-01-31
Spain | ESP | 2016-01-05 05:00 | 2016-01-05 06:00 | 23.89 | 2016 | 4.4 | 2016-01-31
Spain | ESP | 2016-01-05 06:00 | 2016-01-05 07:00 | 32.49 | 2016 | 4.4 | 2016-01-31
Spain | ESP | 2016-01-05 07:00 | 2016-01-05 08:00 | 41.45 | 2016 | 4.4 | 2016-01-31
Spain | ESP | 2016-01-05 08:00 | 2016-01-05 09:00 | 40.72 | 2016 | 4.4 | 2016-01-31
Spain | ESP | 2016-01-05 09:00 | 2016-01-05 10:00 | 40.66 | 2016 | 4.4 | 2016-01-31
Spain | ESP | 2016-01-05 10:00 | 2016-01-05 11:00 | 40.33 | 2016 | 4.4 | 2016-01-31
Spain | ESP | 2016-01-05 11:00 | 2016-01-05 12:00 | 38.25 | 2016 | 4.4 | 2016-01-31
Spain | ESP | 2016-01-05 12:00 | 2016-01-05 13:00 | 36.98 | 2016 | 4.4 | 2016-01-31
Spain | ESP | 2016-01-05 13:00 | 2016-01-05 14:00 | 34.91 | 2016 | 4.4 | 2016-01-31
Spain | ESP | 2016-01-05 14:00 | 2016-01-05 15:00 | 33.33 | 2016 | 4.4 | 2016-01-31
Spain | ESP | 2016-01-05 15:00 | 2016-01-05 16:00 | 35.1 | 2016 | 4.4 | 2016-01-31
Spain | ESP | 2016-01-05 16:00 | 2016-01-05 17:00 | 38 | 2016 | 4.4 | 2016-01-31
Spain | ESP | 2016-01-05 17:00 | 2016-01-05 18:00 | 42.94 | 2016 | 4.4 | 2016-01-31
Spain | ESP | 2016-01-05 18:00 | 2016-01-05 19:00 | 42.92 | 2016 | 4.4 | 2016-01-31
Spain | ESP | 2016-01-05 19:00 | 2016-01-05 20:00 | 38.35 | 2016 | 4.4 | 2016-01-31
Spain | ESP | 2016-01-05 20:00 | 2016-01-05 21:00 | 34.42 | 2016 | 4.4 | 2016-01-31
Spain | ESP | 2016-01-05 21:00 | 2016-01-05 22:00 | 32.99 | 2016 | 4.4 | 2016-01-31
Spain | ESP | 2016-01-05 22:00 | 2016-01-05 23:00 | 32 | 2016 | 4.4 | 2016-01-31
Spain | ESP | 2016-01-05 23:00 | 2016-01-06 | 18.11 | 2016 | 4.4 | 2016-01-31
Spain | ESP | 2016-01-06 | 2016-01-06 01:00 | 12.4 | 2016 | 4.4 | 2016-01-31
Spain | ESP | 2016-01-06 01:00 | 2016-01-06 02:00 | 7.88 | 2016 | 4.4 | 2016-01-31
Spain | ESP | 2016-01-06 02:00 | 2016-01-06 03:00 | 7 | 2016 | 4.4 | 2016-01-31
Spain | ESP | 2016-01-06 03:00 | 2016-01-06 04:00 | 6.5 | 2016 | 4.4 | 2016-01-31
Spain | ESP | 2016-01-06 04:00 | 2016-01-06 05:00 | 6.5 | 2016 | 4.4 | 2016-01-31
Spain | ESP | 2016-01-06 05:00 | 2016-01-06 06:00 | 7.2 | 2016 | 4.4 | 2016-01-31
Spain | ESP | 2016-01-06 06:00 | 2016-01-06 07:00 | 11.11 | 2016 | 4.4 | 2016-01-31
Spain | ESP | 2016-01-06 07:00 | 2016-01-06 08:00 | 12.1 | 2016 | 4.4 | 2016-01-31
Spain | ESP | 2016-01-06 08:00 | 2016-01-06 09:00 | 17.22 | 2016 | 4.4 | 2016-01-31
Spain | ESP | 2016-01-06 09:00 | 2016-01-06 10:00 | 18.89 | 2016 | 4.4 | 2016-01-31
Spain | ESP | 2016-01-06 10:00 | 2016-01-06 11:00 | 18.1 | 2016 | 4.4 | 2016-01-31
Spain | ESP | 2016-01-06 11:00 | 2016-01-06 12:00 | 13.34 | 2016 | 4.4 | 2016-01-31
Spain | ESP | 2016-01-06 12:00 | 2016-01-06 13:00 | 15 | 2016 | 4.4 | 2016-01-31
Spain | ESP | 2016-01-06 13:00 | 2016-01-06 14:00 | 13.1 | 2016 | 4.4 | 2016-01-31
Spain | ESP | 2016-01-06 14:00 | 2016-01-06 15:00 | 12.4 | 2016 | 4.4 | 2016-01-31
Spain | ESP | 2016-01-06 15:00 | 2016-01-06 16:00 | 12.4 | 2016 | 4.4 | 2016-01-31
Spain | ESP | 2016-01-06 16:00 | 2016-01-06 17:00 | 17.22 | 2016 | 4.4 | 2016-01-31
Spain | ESP | 2016-01-06 17:00 | 2016-01-06 18:00 | 20.01 | 2016 | 4.4 | 2016-01-31
Spain | ESP | 2016-01-06 18:00 | 2016-01-06 19:00 | 29.1 | 2016 | 4.4 | 2016-01-31
Spain | ESP | 2016-01-06 19:00 | 2016-01-06 20:00 | 29.99 | 2016 | 4.4 | 2016-01-31
Spain | ESP | 2016-01-06 20:00 | 2016-01-06 21:00 | 30.42 | 2016 | 4.4 | 2016-01-31
Spain | ESP | 2016-01-06 21:00 | 2016-01-06 22:00 | 27.1 | 2016 | 4.4 | 2016-01-31
Spain | ESP | 2016-01-06 22:00 | 2016-01-06 23:00 | 18.11 | 2016 | 4.4 | 2016-01-31
Spain | ESP | 2016-01-06 23:00 | 2016-01-07 | 14.1 | 2016 | 4.4 | 2016-01-31
Spain | ESP | 2016-01-07 | 2016-01-07 01:00 | 8 | 2016 | 4.4 | 2016-01-31
Spain | ESP | 2016-01-07 01:00 | 2016-01-07 02:00 | 5.4 | 2016 | 4.4 | 2016-01-31
Spain | ESP | 2016-01-07 02:00 | 2016-01-07 03:00 | 4.5 | 2016 | 4.4 | 2016-01-31
Spain | ESP | 2016-01-07 03:00 | 2016-01-07 04:00 | 4 | 2016 | 4.4 | 2016-01-31
Spain | ESP | 2016-01-07 04:00 | 2016-01-07 05:00 | 5 | 2016 | 4.4 | 2016-01-31
Spain | ESP | 2016-01-07 05:00 | 2016-01-07 06:00 | 10 | 2016 | 4.4 | 2016-01-31
Spain | ESP | 2016-01-07 06:00 | 2016-01-07 07:00 | 24.11 | 2016 | 4.4 | 2016-01-31
Spain | ESP | 2016-01-07 07:00 | 2016-01-07 08:00 | 40.66 | 2016 | 4.4 | 2016-01-31
Spain | ESP | 2016-01-07 08:00 | 2016-01-07 09:00 | 41.93 | 2016 | 4.4 | 2016-01-31
Spain | ESP | 2016-01-07 09:00 | 2016-01-07 10:00 | 41.62 | 2016 | 4.4 | 2016-01-31
Spain | ESP | 2016-01-07 10:00 | 2016-01-07 11:00 | 41.5 | 2016 | 4.4 | 2016-01-31
Spain | ESP | 2016-01-07 11:00 | 2016-01-07 12:00 | 40.66 | 2016 | 4.4 | 2016-01-31
Spain | ESP | 2016-01-07 12:00 | 2016-01-07 13:00 | 40.33 | 2016 | 4.4 | 2016-01-31
Spain | ESP | 2016-01-07 13:00 | 2016-01-07 14:00 | 36.51 | 2016 | 4.4 | 2016-01-31
Spain | ESP | 2016-01-07 14:00 | 2016-01-07 15:00 | 33.49 | 2016 | 4.4 | 2016-01-31
Spain | ESP | 2016-01-07 15:00 | 2016-01-07 16:00 | 34.19 | 2016 | 4.4 | 2016-01-31
Spain | ESP | 2016-01-07 16:00 | 2016-01-07 17:00 | 40.66 | 2016 | 4.4 | 2016-01-31
Spain | ESP | 2016-01-07 17:00 | 2016-01-07 18:00 | 40.8 | 2016 | 4.4 | 2016-01-31
Spain | ESP | 2016-01-07 18:00 | 2016-01-07 19:00 | 42.1 | 2016 | 4.4 | 2016-01-31
Spain | ESP | 2016-01-07 19:00 | 2016-01-07 20:00 | 36.5 | 2016 | 4.4 | 2016-01-31
Spain | ESP | 2016-01-07 20:00 | 2016-01-07 21:00 | 34.5 | 2016 | 4.4 | 2016-01-31
Spain | ESP | 2016-01-07 21:00 | 2016-01-07 22:00 | 33.49 | 2016 | 4.4 | 2016-01-31
Spain | ESP | 2016-01-07 22:00 | 2016-01-07 23:00 | 28.76 | 2016 | 4.4 | 2016-01-31
Spain | ESP | 2016-01-07 23:00 | 2016-01-08 | 24.36 | 2016 | 4.4 | 2016-01-31
Spain | ESP | 2016-01-08 | 2016-01-08 01:00 | 19.33 | 2016 | 4.4 | 2016-01-31
Spain | ESP | 2016-01-08 01:00 | 2016-01-08 02:00 | 16.1 | 2016 | 4.4 | 2016-01-31
Spain | ESP | 2016-01-08 02:00 | 2016-01-08 03:00 | 15 | 2016 | 4.4 | 2016-01-31
Spain | ESP | 2016-01-08 03:00 | 2016-01-08 04:00 | 15 | 2016 | 4.4 | 2016-01-31
Spain | ESP | 2016-01-08 04:00 | 2016-01-08 05:00 | 18.14 | 2016 | 4.4 | 2016-01-31
Spain | ESP | 2016-01-08 05:00 | 2016-01-08 06:00 | 25.21 | 2016 | 4.4 | 2016-01-31
Spain | ESP | 2016-01-08 06:00 | 2016-01-08 07:00 | 36.46 | 2016 | 4.4 | 2016-01-31
Spain | ESP | 2016-01-08 07:00 | 2016-01-08 08:00 | 39.53 | 2016 | 4.4 | 2016-01-31
Spain | ESP | 2016-01-08 08:00 | 2016-01-08 09:00 | 37.69 | 2016 | 4.4 | 2016-01-31
Spain | ESP | 2016-01-08 09:00 | 2016-01-08 10:00 | 37.66 | 2016 | 4.4 | 2016-01-31
Spain | ESP | 2016-01-08 10:00 | 2016-01-08 11:00 | 36.91 | 2016 | 4.4 | 2016-01-31
Spain | ESP | 2016-01-08 11:00 | 2016-01-08 12:00 | 36.13 | 2016 | 4.4 | 2016-01-31
Spain | ESP | 2016-01-08 12:00 | 2016-01-08 13:00 | 36.13 | 2016 | 4.4 | 2016-01-31
Spain | ESP | 2016-01-08 13:00 | 2016-01-08 14:00 | 32.99 | 2016 | 4.4 | 2016-01-31
Spain | ESP | 2016-01-08 14:00 | 2016-01-08 15:00 | 32.08 | 2016 | 4.4 | 2016-01-31
Spain | ESP | 2016-01-08 15:00 | 2016-01-08 16:00 | 37.16 | 2016 | 4.4 | 2016-01-31
Spain | ESP | 2016-01-08 16:00 | 2016-01-08 17:00 | 45 | 2016 | 4.4 | 2016-01-31
Spain | ESP | 2016-01-08 17:00 | 2016-01-08 18:00 | 46.97 | 2016 | 4.4 | 2016-01-31
Spain | ESP | 2016-01-08 18:00 | 2016-01-08 19:00 | 48.24 | 2016 | 4.4 | 2016-01-31
Spain | ESP | 2016-01-08 19:00 | 2016-01-08 20:00 | 49.21 | 2016 | 4.4 | 2016-01-31
Spain | ESP | 2016-01-08 20:00 | 2016-01-08 21:00 | 48.57 | 2016 | 4.4 | 2016-01-31
Spain | ESP | 2016-01-08 21:00 | 2016-01-08 22:00 | 40.19 | 2016 | 4.4 | 2016-01-31
Spain | ESP | 2016-01-08 22:00 | 2016-01-08 23:00 | 36.1 | 2016 | 4.4 | 2016-01-31
Spain | ESP | 2016-01-08 23:00 | 2016-01-09 | 31.11 | 2016 | 4.4 | 2016-01-31
Spain | ESP | 2016-01-09 | 2016-01-09 01:00 | 29 | 2016 | 4.4 | 2016-01-31
Spain | ESP | 2016-01-09 01:00 | 2016-01-09 02:00 | 24.3 | 2016 | 4.4 | 2016-01-31
Spain | ESP | 2016-01-09 02:00 | 2016-01-09 03:00 | 23.23 | 2016 | 4.4 | 2016-01-31
Spain | ESP | 2016-01-09 03:00 | 2016-01-09 04:00 | 21.96 | 2016 | 4.4 | 2016-01-31
Spain | ESP | 2016-01-09 04:00 | 2016-01-09 05:00 | 22.45 | 2016 | 4.4 | 2016-01-31
Spain | ESP | 2016-01-09 05:00 | 2016-01-09 06:00 | 23.07 | 2016 | 4.4 | 2016-01-31
Spain | ESP | 2016-01-09 06:00 | 2016-01-09 07:00 | 24.03 | 2016 | 4.4 | 2016-01-31
Spain | ESP | 2016-01-09 07:00 | 2016-01-09 08:00 | 29 | 2016 | 4.4 | 2016-01-31
Spain | ESP | 2016-01-09 08:00 | 2016-01-09 09:00 | 36.13 | 2016 | 4.4 | 2016-01-31
Spain | ESP | 2016-01-09 09:00 | 2016-01-09 10:00 | 36.13 | 2016 | 4.4 | 2016-01-31
Spain | ESP | 2016-01-09 10:00 | 2016-01-09 11:00 | 35.76 | 2016 | 4.4 | 2016-01-31
Spain | ESP | 2016-01-09 11:00 | 2016-01-09 12:00 | 32.01 | 2016 | 4.4 | 2016-01-31
Spain | ESP | 2016-01-09 12:00 | 2016-01-09 13:00 | 31.54 | 2016 | 4.4 | 2016-01-31
Spain | ESP | 2016-01-09 13:00 | 2016-01-09 14:00 | 27.92 | 2016 | 4.4 | 2016-01-31
Spain | ESP | 2016-01-09 14:00 | 2016-01-09 15:00 | 21.69 | 2016 | 4.4 | 2016-01-31
Spain | ESP | 2016-01-09 15:00 | 2016-01-09 16:00 | 23 | 2016 | 4.4 | 2016-01-31
Spain | ESP | 2016-01-09 16:00 | 2016-01-09 17:00 | 30.32 | 2016 | 4.4 | 2016-01-31
Spain | ESP | 2016-01-09 17:00 | 2016-01-09 18:00 | 36.13 | 2016 | 4.4 | 2016-01-31
Spain | ESP | 2016-01-09 18:00 | 2016-01-09 19:00 | 35 | 2016 | 4.4 | 2016-01-31
Spain | ESP | 2016-01-09 19:00 | 2016-01-09 20:00 | 29 | 2016 | 4.4 | 2016-01-31
Spain | ESP | 2016-01-09 20:00 | 2016-01-09 21:00 | 25.01 | 2016 | 4.4 | 2016-01-31
Spain | ESP | 2016-01-09 21:00 | 2016-01-09 22:00 | 25.1 | 2016 | 4.4 | 2016-01-31
Spain | ESP | 2016-01-09 22:00 | 2016-01-09 23:00 | 22.28 | 2016 | 4.4 | 2016-01-31
Spain | ESP | 2016-01-09 23:00 | 2016-01-10 | 10 | 2016 | 4.4 | 2016-01-31
Spain | ESP | 2016-01-10 | 2016-01-10 01:00 | 5 | 2016 | 4.4 | 2016-01-31
Spain | ESP | 2016-01-10 01:00 | 2016-01-10 02:00 | 4 | 2016 | 4.4 | 2016-01-31
Spain | ESP | 2016-01-10 02:00 | 2016-01-10 03:00 | 2.5 | 2016 | 4.4 | 2016-01-31
Spain | ESP | 2016-01-10 03:00 | 2016-01-10 04:00 | 2.35 | 2016 | 4.4 | 2016-01-31
Spain | ESP | 2016-01-10 04:00 | 2016-01-10 05:00 | 2.3 | 2016 | 4.4 | 2016-01-31
Spain | ESP | 2016-01-10 05:00 | 2016-01-10 06:00 | 2.3 | 2016 | 4.4 | 2016-01-31
Spain | ESP | 2016-01-10 06:00 | 2016-01-10 07:00 | 2.5 | 2016 | 4.4 | 2016-01-31
Spain | ESP | 2016-01-10 07:00 | 2016-01-10 08:00 | 4 | 2016 | 4.4 | 2016-01-31
Spain | ESP | 2016-01-10 08:00 | 2016-01-10 09:00 | 5 | 2016 | 4.4 | 2016-01-31
Spain | ESP | 2016-01-10 09:00 | 2016-01-10 10:00 | 8 | 2016 | 4.4 | 2016-01-31
Spain | ESP | 2016-01-10 10:00 | 2016-01-10 11:00 | 11.1 | 2016 | 4.4 | 2016-01-31
Spain | ESP | 2016-01-10 11:00 | 2016-01-10 12:00 | 10.1 | 2016 | 4.4 | 2016-01-31
Spain | ESP | 2016-01-10 12:00 | 2016-01-10 13:00 | 12.4 | 2016 | 4.4 | 2016-01-31
Spain | ESP | 2016-01-10 13:00 | 2016-01-10 14:00 | 12.4 | 2016 | 4.4 | 2016-01-31
Spain | ESP | 2016-01-10 14:00 | 2016-01-10 15:00 | 8.1 | 2016 | 4.4 | 2016-01-31
Spain | ESP | 2016-01-10 15:00 | 2016-01-10 16:00 | 8 | 2016 | 4.4 | 2016-01-31
Spain | ESP | 2016-01-10 16:00 | 2016-01-10 17:00 | 10.1 | 2016 | 4.4 | 2016-01-31
Spain | ESP | 2016-01-10 17:00 | 2016-01-10 18:00 | 25 | 2016 | 4.4 | 2016-01-31
Spain | ESP | 2016-01-10 18:00 | 2016-01-10 19:00 | 33 | 2016 | 4.4 | 2016-01-31
Spain | ESP | 2016-01-10 19:00 | 2016-01-10 20:00 | 30.66 | 2016 | 4.4 | 2016-01-31
Spain | ESP | 2016-01-10 20:00 | 2016-01-10 21:00 | 26.89 | 2016 | 4.4 | 2016-01-31
Spain | ESP | 2016-01-10 21:00 | 2016-01-10 22:00 | 26.93 | 2016 | 4.4 | 2016-01-31
Spain | ESP | 2016-01-10 22:00 | 2016-01-10 23:00 | 18.1 | 2016 | 4.4 | 2016-01-31
Spain | ESP | 2016-01-10 23:00 | 2016-01-11 | 5 | 2016 | 4.4 | 2016-01-31
Spain | ESP | 2016-01-11 | 2016-01-11 01:00 | 2.5 | 2016 | 4.4 | 2016-01-31
Spain | ESP | 2016-01-11 01:00 | 2016-01-11 02:00 | 2.33 | 2016 | 4.4 | 2016-01-31
Spain | ESP | 2016-01-11 02:00 | 2016-01-11 03:00 | 2.3 | 2016 | 4.4 | 2016-01-31
Spain | ESP | 2016-01-11 03:00 | 2016-01-11 04:00 | 2.3 | 2016 | 4.4 | 2016-01-31
Spain | ESP | 2016-01-11 04:00 | 2016-01-11 05:00 | 2.33 | 2016 | 4.4 | 2016-01-31
Spain | ESP | 2016-01-11 05:00 | 2016-01-11 06:00 | 4 | 2016 | 4.4 | 2016-01-31
Spain | ESP | 2016-01-11 06:00 | 2016-01-11 07:00 | 20 | 2016 | 4.4 | 2016-01-31
Spain | ESP | 2016-01-11 07:00 | 2016-01-11 08:00 | 40 | 2016 | 4.4 | 2016-01-31
Spain | ESP | 2016-01-11 08:00 | 2016-01-11 09:00 | 40 | 2016 | 4.4 | 2016-01-31
Spain | ESP | 2016-01-11 09:00 | 2016-01-11 10:00 | 38.5 | 2016 | 4.4 | 2016-01-31
Spain | ESP | 2016-01-11 10:00 | 2016-01-11 11:00 | 35.01 | 2016 | 4.4 | 2016-01-31
Spain | ESP | 2016-01-11 11:00 | 2016-01-11 12:00 | 32.1 | 2016 | 4.4 | 2016-01-31
Spain | ESP | 2016-01-11 12:00 | 2016-01-11 13:00 | 34.1 | 2016 | 4.4 | 2016-01-31
Spain | ESP | 2016-01-11 13:00 | 2016-01-11 14:00 | 31 | 2016 | 4.4 | 2016-01-31
Spain | ESP | 2016-01-11 14:00 | 2016-01-11 15:00 | 31 | 2016 | 4.4 | 2016-01-31
Spain | ESP | 2016-01-11 15:00 | 2016-01-11 16:00 | 32 | 2016 | 4.4 | 2016-01-31
Spain | ESP | 2016-01-11 16:00 | 2016-01-11 17:00 | 37.21 | 2016 | 4.4 | 2016-01-31
Spain | ESP | 2016-01-11 17:00 | 2016-01-11 18:00 | 42.88 | 2016 | 4.4 | 2016-01-31
Spain | ESP | 2016-01-11 18:00 | 2016-01-11 19:00 | 40 | 2016 | 4.4 | 2016-01-31
Spain | ESP | 2016-01-11 19:00 | 2016-01-11 20:00 | 40.59 | 2016 | 4.4 | 2016-01-31
Spain | ESP | 2016-01-11 20:00 | 2016-01-11 21:00 | 40.1 | 2016 | 4.4 | 2016-01-31
Spain | ESP | 2016-01-11 21:00 | 2016-01-11 22:00 | 34.1 | 2016 | 4.4 | 2016-01-31
Spain | ESP | 2016-01-11 22:00 | 2016-01-11 23:00 | 28.1 | 2016 | 4.4 | 2016-01-31
Spain | ESP | 2016-01-11 23:00 | 2016-01-12 | 21.51 | 2016 | 4.4 | 2016-01-31
Spain | ESP | 2016-01-12 | 2016-01-12 01:00 | 15 | 2016 | 4.4 | 2016-01-31
Spain | ESP | 2016-01-12 01:00 | 2016-01-12 02:00 | 8.5 | 2016 | 4.4 | 2016-01-31
Spain | ESP | 2016-01-12 02:00 | 2016-01-12 03:00 | 8.5 | 2016 | 4.4 | 2016-01-31
Spain | ESP | 2016-01-12 03:00 | 2016-01-12 04:00 | 9.8 | 2016 | 4.4 | 2016-01-31
Spain | ESP | 2016-01-12 04:00 | 2016-01-12 05:00 | 16 | 2016 | 4.4 | 2016-01-31
Spain | ESP | 2016-01-12 05:00 | 2016-01-12 06:00 | 24.38 | 2016 | 4.4 | 2016-01-31
Spain | ESP | 2016-01-12 06:00 | 2016-01-12 07:00 | 35.92 | 2016 | 4.4 | 2016-01-31
Spain | ESP | 2016-01-12 07:00 | 2016-01-12 08:00 | 40.5 | 2016 | 4.4 | 2016-01-31
Spain | ESP | 2016-01-12 08:00 | 2016-01-12 09:00 | 42 | 2016 | 4.4 | 2016-01-31
Spain | ESP | 2016-01-12 09:00 | 2016-01-12 10:00 | 41.75 | 2016 | 4.4 | 2016-01-31
Spain | ESP | 2016-01-12 10:00 | 2016-01-12 11:00 | 40 | 2016 | 4.4 | 2016-01-31
Spain | ESP | 2016-01-12 11:00 | 2016-01-12 12:00 | 35.7 | 2016 | 4.4 | 2016-01-31
Spain | ESP | 2016-01-12 12:00 | 2016-01-12 13:00 | 35.64 | 2016 | 4.4 | 2016-01-31
Spain | ESP | 2016-01-12 13:00 | 2016-01-12 14:00 | 32.4 | 2016 | 4.4 | 2016-01-31
Spain | ESP | 2016-01-12 14:00 | 2016-01-12 15:00 | 33 | 2016 | 4.4 | 2016-01-31
Spain | ESP | 2016-01-12 15:00 | 2016-01-12 16:00 | 36.08 | 2016 | 4.4 | 2016-01-31
Spain | ESP | 2016-01-12 16:00 | 2016-01-12 17:00 | 41.94 | 2016 | 4.4 | 2016-01-31
Spain | ESP | 2016-01-12 17:00 | 2016-01-12 18:00 | 54.99 | 2016 | 4.4 | 2016-01-31
Spain | ESP | 2016-01-12 18:00 | 2016-01-12 19:00 | 63.29 | 2016 | 4.4 | 2016-01-31
Spain | ESP | 2016-01-12 19:00 | 2016-01-12 20:00 | 65.13 | 2016 | 4.4 | 2016-01-31
Spain | ESP | 2016-01-12 20:00 | 2016-01-12 21:00 | 63.29 | 2016 | 4.4 | 2016-01-31
Spain | ESP | 2016-01-12 21:00 | 2016-01-12 22:00 | 53.8 | 2016 | 4.4 | 2016-01-31
Spain | ESP | 2016-01-12 22:00 | 2016-01-12 23:00 | 42 | 2016 | 4.4 | 2016-01-31
Spain | ESP | 2016-01-12 23:00 | 2016-01-13 | 40.04 | 2016 | 4.4 | 2016-01-31
Spain | ESP | 2016-01-13 | 2016-01-13 01:00 | 30.69 | 2016 | 4.4 | 2016-01-31
Spain | ESP | 2016-01-13 01:00 | 2016-01-13 02:00 | 25.13 | 2016 | 4.4 | 2016-01-31
Spain | ESP | 2016-01-13 02:00 | 2016-01-13 03:00 | 24.34 | 2016 | 4.4 | 2016-01-31
Spain | ESP | 2016-01-13 03:00 | 2016-01-13 04:00 | 24.28 | 2016 | 4.4 | 2016-01-31
Spain | ESP | 2016-01-13 04:00 | 2016-01-13 05:00 | 24.33 | 2016 | 4.4 | 2016-01-31
Spain | ESP | 2016-01-13 05:00 | 2016-01-13 06:00 | 30.69 | 2016 | 4.4 | 2016-01-31
Spain | ESP | 2016-01-13 06:00 | 2016-01-13 07:00 | 46.83 | 2016 | 4.4 | 2016-01-31
Spain | ESP | 2016-01-13 07:00 | 2016-01-13 08:00 | 51.76 | 2016 | 4.4 | 2016-01-31
Spain | ESP | 2016-01-13 08:00 | 2016-01-13 09:00 | 54.99 | 2016 | 4.4 | 2016-01-31
Spain | ESP | 2016-01-13 09:00 | 2016-01-13 10:00 | 54.99 | 2016 | 4.4 | 2016-01-31
Spain | ESP | 2016-01-13 10:00 | 2016-01-13 11:00 | 50 | 2016 | 4.4 | 2016-01-31
Spain | ESP | 2016-01-13 11:00 | 2016-01-13 12:00 | 46 | 2016 | 4.4 | 2016-01-31
Spain | ESP | 2016-01-13 12:00 | 2016-01-13 13:00 | 45.66 | 2016 | 4.4 | 2016-01-31
Spain | ESP | 2016-01-13 13:00 | 2016-01-13 14:00 | 40.38 | 2016 | 4.4 | 2016-01-31
Spain | ESP | 2016-01-13 14:00 | 2016-01-13 15:00 | 40.04 | 2016 | 4.4 | 2016-01-31
Spain | ESP | 2016-01-13 15:00 | 2016-01-13 16:00 | 40.04 | 2016 | 4.4 | 2016-01-31
Spain | ESP | 2016-01-13 16:00 | 2016-01-13 17:00 | 43 | 2016 | 4.4 | 2016-01-31
Spain | ESP | 2016-01-13 17:00 | 2016-01-13 18:00 | 50.07 | 2016 | 4.4 | 2016-01-31
Spain | ESP | 2016-01-13 18:00 | 2016-01-13 19:00 | 49.98 | 2016 | 4.4 | 2016-01-31
Spain | ESP | 2016-01-13 19:00 | 2016-01-13 20:00 | 44.5 | 2016 | 4.4 | 2016-01-31
Spain | ESP | 2016-01-13 20:00 | 2016-01-13 21:00 | 42 | 2016 | 4.4 | 2016-01-31
Spain | ESP | 2016-01-13 21:00 | 2016-01-13 22:00 | 38.09 | 2016 | 4.4 | 2016-01-31
Spain | ESP | 2016-01-13 22:00 | 2016-01-13 23:00 | 36 | 2016 | 4.4 | 2016-01-31
Spain | ESP | 2016-01-13 23:00 | 2016-01-14 | 26.4 | 2016 | 4.4 | 2016-01-31
Spain | ESP | 2016-01-14 | 2016-01-14 01:00 | 17 | 2016 | 4.4 | 2016-01-31
Spain | ESP | 2016-01-14 01:00 | 2016-01-14 02:00 | 10 | 2016 | 4.4 | 2016-01-31
Spain | ESP | 2016-01-14 02:00 | 2016-01-14 03:00 | 8.5 | 2016 | 4.4 | 2016-01-31
Spain | ESP | 2016-01-14 03:00 | 2016-01-14 04:00 | 8 | 2016 | 4.4 | 2016-01-31
Spain | ESP | 2016-01-14 04:00 | 2016-01-14 05:00 | 11 | 2016 | 4.4 | 2016-01-31
Spain | ESP | 2016-01-14 05:00 | 2016-01-14 06:00 | 23.17 | 2016 | 4.4 | 2016-01-31
Spain | ESP | 2016-01-14 06:00 | 2016-01-14 07:00 | 40.16 | 2016 | 4.4 | 2016-01-31
Spain | ESP | 2016-01-14 07:00 | 2016-01-14 08:00 | 46.94 | 2016 | 4.4 | 2016-01-31
Spain | ESP | 2016-01-14 08:00 | 2016-01-14 09:00 | 46.3 | 2016 | 4.4 | 2016-01-31
Spain | ESP | 2016-01-14 09:00 | 2016-01-14 10:00 | 47.51 | 2016 | 4.4 | 2016-01-31
Spain | ESP | 2016-01-14 10:00 | 2016-01-14 11:00 | 47.21 | 2016 | 4.4 | 2016-01-31
Spain | ESP | 2016-01-14 11:00 | 2016-01-14 12:00 | 48.37 | 2016 | 4.4 | 2016-01-31
Spain | ESP | 2016-01-14 12:00 | 2016-01-14 13:00 | 50 | 2016 | 4.4 | 2016-01-31
Spain | ESP | 2016-01-14 13:00 | 2016-01-14 14:00 | 45.7 | 2016 | 4.4 | 2016-01-31
Spain | ESP | 2016-01-14 14:00 | 2016-01-14 15:00 | 42.99 | 2016 | 4.4 | 2016-01-31
Spain | ESP | 2016-01-14 15:00 | 2016-01-14 16:00 | 42.34 | 2016 | 4.4 | 2016-01-31
Spain | ESP | 2016-01-14 16:00 | 2016-01-14 17:00 | 47.52 | 2016 | 4.4 | 2016-01-31
Spain | ESP | 2016-01-14 17:00 | 2016-01-14 18:00 | 54.1 | 2016 | 4.4 | 2016-01-31
Spain | ESP | 2016-01-14 18:00 | 2016-01-14 19:00 | 53.9 | 2016 | 4.4 | 2016-01-31
Spain | ESP | 2016-01-14 19:00 | 2016-01-14 20:00 | 47.28 | 2016 | 4.4 | 2016-01-31
Spain | ESP | 2016-01-14 20:00 | 2016-01-14 21:00 | 46.02 | 2016 | 4.4 | 2016-01-31
Spain | ESP | 2016-01-14 21:00 | 2016-01-14 22:00 | 40.16 | 2016 | 4.4 | 2016-01-31
Spain | ESP | 2016-01-14 22:00 | 2016-01-14 23:00 | 35.64 | 2016 | 4.4 | 2016-01-31
Spain | ESP | 2016-01-14 23:00 | 2016-01-15 | 35.64 | 2016 | 4.4 | 2016-01-31
Spain | ESP | 2016-01-15 | 2016-01-15 01:00 | 28 | 2016 | 4.4 | 2016-01-31
Spain | ESP | 2016-01-15 01:00 | 2016-01-15 02:00 | 24.36 | 2016 | 4.4 | 2016-01-31
Spain | ESP | 2016-01-15 02:00 | 2016-01-15 03:00 | 23.5 | 2016 | 4.4 | 2016-01-31
Spain | ESP | 2016-01-15 03:00 | 2016-01-15 04:00 | 22.94 | 2016 | 4.4 | 2016-01-31
Spain | ESP | 2016-01-15 04:00 | 2016-01-15 05:00 | 27 | 2016 | 4.4 | 2016-01-31
Spain | ESP | 2016-01-15 05:00 | 2016-01-15 06:00 | 33.4 | 2016 | 4.4 | 2016-01-31
Spain | ESP | 2016-01-15 06:00 | 2016-01-15 07:00 | 42.69 | 2016 | 4.4 | 2016-01-31
Spain | ESP | 2016-01-15 07:00 | 2016-01-15 08:00 | 47.52 | 2016 | 4.4 | 2016-01-31
Spain | ESP | 2016-01-15 08:00 | 2016-01-15 09:00 | 48 | 2016 | 4.4 | 2016-01-31
Spain | ESP | 2016-01-15 09:00 | 2016-01-15 10:00 | 48 | 2016 | 4.4 | 2016-01-31
Spain | ESP | 2016-01-15 10:00 | 2016-01-15 11:00 | 46.95 | 2016 | 4.4 | 2016-01-31
Spain | ESP | 2016-01-15 11:00 | 2016-01-15 12:00 | 44 | 2016 | 4.4 | 2016-01-31
Spain | ESP | 2016-01-15 12:00 | 2016-01-15 13:00 | 42.05 | 2016 | 4.4 | 2016-01-31
Spain | ESP | 2016-01-15 13:00 | 2016-01-15 14:00 | 39.99 | 2016 | 4.4 | 2016-01-31
Spain | ESP | 2016-01-15 14:00 | 2016-01-15 15:00 | 37.65 | 2016 | 4.4 | 2016-01-31
Spain | ESP | 2016-01-15 15:00 | 2016-01-15 16:00 | 38 | 2016 | 4.4 | 2016-01-31
Spain | ESP | 2016-01-15 16:00 | 2016-01-15 17:00 | 43 | 2016 | 4.4 | 2016-01-31
Spain | ESP | 2016-01-15 17:00 | 2016-01-15 18:00 | 48.04 | 2016 | 4.4 | 2016-01-31
Spain | ESP | 2016-01-15 18:00 | 2016-01-15 19:00 | 49.98 | 2016 | 4.4 | 2016-01-31
Spain | ESP | 2016-01-15 19:00 | 2016-01-15 20:00 | 46 | 2016 | 4.4 | 2016-01-31
Spain | ESP | 2016-01-15 20:00 | 2016-01-15 21:00 | 42.7 | 2016 | 4.4 | 2016-01-31
Spain | ESP | 2016-01-15 21:00 | 2016-01-15 22:00 | 42.1 | 2016 | 4.4 | 2016-01-31
Spain | ESP | 2016-01-15 22:00 | 2016-01-15 23:00 | 40.5 | 2016 | 4.4 | 2016-01-31
Spain | ESP | 2016-01-15 23:00 | 2016-01-16 | 32.1 | 2016 | 4.4 | 2016-01-31
Spain | ESP | 2016-01-16 | 2016-01-16 01:00 | 29.31 | 2016 | 4.4 | 2016-01-31
Spain | ESP | 2016-01-16 01:00 | 2016-01-16 02:00 | 24.02 | 2016 | 4.4 | 2016-01-31
Spain | ESP | 2016-01-16 02:00 | 2016-01-16 03:00 | 23.2 | 2016 | 4.4 | 2016-01-31
Spain | ESP | 2016-01-16 03:00 | 2016-01-16 04:00 | 19 | 2016 | 4.4 | 2016-01-31
Spain | ESP | 2016-01-16 04:00 | 2016-01-16 05:00 | 19 | 2016 | 4.4 | 2016-01-31
Spain | ESP | 2016-01-16 05:00 | 2016-01-16 06:00 | 20 | 2016 | 4.4 | 2016-01-31
Spain | ESP | 2016-01-16 06:00 | 2016-01-16 07:00 | 25 | 2016 | 4.4 | 2016-01-31
Spain | ESP | 2016-01-16 07:00 | 2016-01-16 08:00 | 33.27 | 2016 | 4.4 | 2016-01-31
Spain | ESP | 2016-01-16 08:00 | 2016-01-16 09:00 | 38.75 | 2016 | 4.4 | 2016-01-31
Spain | ESP | 2016-01-16 09:00 | 2016-01-16 10:00 | 40.35 | 2016 | 4.4 | 2016-01-31
Spain | ESP | 2016-01-16 10:00 | 2016-01-16 11:00 | 39 | 2016 | 4.4 | 2016-01-31
Spain | ESP | 2016-01-16 11:00 | 2016-01-16 12:00 | 37.06 | 2016 | 4.4 | 2016-01-31
Spain | ESP | 2016-01-16 12:00 | 2016-01-16 13:00 | 36.06 | 2016 | 4.4 | 2016-01-31
Spain | ESP | 2016-01-16 13:00 | 2016-01-16 14:00 | 33.32 | 2016 | 4.4 | 2016-01-31
Spain | ESP | 2016-01-16 14:00 | 2016-01-16 15:00 | 32.1 | 2016 | 4.4 | 2016-01-31
Spain | ESP | 2016-01-16 15:00 | 2016-01-16 16:00 | 34.1 | 2016 | 4.4 | 2016-01-31
Spain | ESP | 2016-01-16 16:00 | 2016-01-16 17:00 | 39.77 | 2016 | 4.4 | 2016-01-31
Spain | ESP | 2016-01-16 17:00 | 2016-01-16 18:00 | 49.5 | 2016 | 4.4 | 2016-01-31
Spain | ESP | 2016-01-16 18:00 | 2016-01-16 19:00 | 52.56 | 2016 | 4.4 | 2016-01-31
Spain | ESP | 2016-01-16 19:00 | 2016-01-16 20:00 | 50.54 | 2016 | 4.4 | 2016-01-31
Spain | ESP | 2016-01-16 20:00 | 2016-01-16 21:00 | 49.98 | 2016 | 4.4 | 2016-01-31
Spain | ESP | 2016-01-16 21:00 | 2016-01-16 22:00 | 45.1 | 2016 | 4.4 | 2016-01-31
Spain | ESP | 2016-01-16 22:00 | 2016-01-16 23:00 | 40.06 | 2016 | 4.4 | 2016-01-31
Spain | ESP | 2016-01-16 23:00 | 2016-01-17 | 37.86 | 2016 | 4.4 | 2016-01-31
Spain | ESP | 2016-01-17 | 2016-01-17 01:00 | 34.6 | 2016 | 4.4 | 2016-01-31
Spain | ESP | 2016-01-17 01:00 | 2016-01-17 02:00 | 32.12 | 2016 | 4.4 | 2016-01-31
Spain | ESP | 2016-01-17 02:00 | 2016-01-17 03:00 | 29.01 | 2016 | 4.4 | 2016-01-31
Spain | ESP | 2016-01-17 03:00 | 2016-01-17 04:00 | 24.37 | 2016 | 4.4 | 2016-01-31
Spain | ESP | 2016-01-17 04:00 | 2016-01-17 05:00 | 24.36 | 2016 | 4.4 | 2016-01-31
Spain | ESP | 2016-01-17 05:00 | 2016-01-17 06:00 | 27.64 | 2016 | 4.4 | 2016-01-31
Spain | ESP | 2016-01-17 06:00 | 2016-01-17 07:00 | 29.99 | 2016 | 4.4 | 2016-01-31
Spain | ESP | 2016-01-17 07:00 | 2016-01-17 08:00 | 32.4 | 2016 | 4.4 | 2016-01-31
Spain | ESP | 2016-01-17 08:00 | 2016-01-17 09:00 | 34.56 | 2016 | 4.4 | 2016-01-31
Spain | ESP | 2016-01-17 09:00 | 2016-01-17 10:00 | 37.06 | 2016 | 4.4 | 2016-01-31
Spain | ESP | 2016-01-17 10:00 | 2016-01-17 11:00 | 38.1 | 2016 | 4.4 | 2016-01-31
Spain | ESP | 2016-01-17 11:00 | 2016-01-17 12:00 | 38.56 | 2016 | 4.4 | 2016-01-31
Spain | ESP | 2016-01-17 12:00 | 2016-01-17 13:00 | 38.56 | 2016 | 4.4 | 2016-01-31
Spain | ESP | 2016-01-17 13:00 | 2016-01-17 14:00 | 38.56 | 2016 | 4.4 | 2016-01-31
Spain | ESP | 2016-01-17 14:00 | 2016-01-17 15:00 | 36.27 | 2016 | 4.4 | 2016-01-31
Spain | ESP | 2016-01-17 15:00 | 2016-01-17 16:00 | 34.56 | 2016 | 4.4 | 2016-01-31
Spain | ESP | 2016-01-17 16:00 | 2016-01-17 17:00 | 39.49 | 2016 | 4.4 | 2016-01-31
Spain | ESP | 2016-01-17 17:00 | 2016-01-17 18:00 | 47.84 | 2016 | 4.4 | 2016-01-31
Spain | ESP | 2016-01-17 18:00 | 2016-01-17 19:00 | 51.81 | 2016 | 4.4 | 2016-01-31
Spain | ESP | 2016-01-17 19:00 | 2016-01-17 20:00 | 51.19 | 2016 | 4.4 | 2016-01-31
Spain | ESP | 2016-01-17 20:00 | 2016-01-17 21:00 | 50.51 | 2016 | 4.4 | 2016-01-31
Spain | ESP | 2016-01-17 21:00 | 2016-01-17 22:00 | 46.01 | 2016 | 4.4 | 2016-01-31
Spain | ESP | 2016-01-17 22:00 | 2016-01-17 23:00 | 38.79 | 2016 | 4.4 | 2016-01-31
Spain | ESP | 2016-01-17 23:00 | 2016-01-18 | 38.14 | 2016 | 4.4 | 2016-01-31
Spain | ESP | 2016-01-18 | 2016-01-18 01:00 | 35.66 | 2016 | 4.4 | 2016-01-31
Spain | ESP | 2016-01-18 01:00 | 2016-01-18 02:00 | 31.1 | 2016 | 4.4 | 2016-01-31
Spain | ESP | 2016-01-18 02:00 | 2016-01-18 03:00 | 25 | 2016 | 4.4 | 2016-01-31
Spain | ESP | 2016-01-18 03:00 | 2016-01-18 04:00 | 23.51 | 2016 | 4.4 | 2016-01-31
Spain | ESP | 2016-01-18 04:00 | 2016-01-18 05:00 | 23.97 | 2016 | 4.4 | 2016-01-31
Spain | ESP | 2016-01-18 05:00 | 2016-01-18 06:00 | 29.1 | 2016 | 4.4 | 2016-01-31
Spain | ESP | 2016-01-18 06:00 | 2016-01-18 07:00 | 40 | 2016 | 4.4 | 2016-01-31
Spain | ESP | 2016-01-18 07:00 | 2016-01-18 08:00 | 49.98 | 2016 | 4.4 | 2016-01-31
Spain | ESP | 2016-01-18 08:00 | 2016-01-18 09:00 | 50.54 | 2016 | 4.4 | 2016-01-31
Spain | ESP | 2016-01-18 09:00 | 2016-01-18 10:00 | 50.5 | 2016 | 4.4 | 2016-01-31
Spain | ESP | 2016-01-18 10:00 | 2016-01-18 11:00 | 49.18 | 2016 | 4.4 | 2016-01-31
Spain | ESP | 2016-01-18 11:00 | 2016-01-18 12:00 | 44.42 | 2016 | 4.4 | 2016-01-31
Spain | ESP | 2016-01-18 12:00 | 2016-01-18 13:00 | 44.42 | 2016 | 4.4 | 2016-01-31
Spain | ESP | 2016-01-18 13:00 | 2016-01-18 14:00 | 40.5 | 2016 | 4.4 | 2016-01-31
Spain | ESP | 2016-01-18 14:00 | 2016-01-18 15:00 | 40 | 2016 | 4.4 | 2016-01-31
Spain | ESP | 2016-01-18 15:00 | 2016-01-18 16:00 | 40.5 | 2016 | 4.4 | 2016-01-31
Spain | ESP | 2016-01-18 16:00 | 2016-01-18 17:00 | 45.01 | 2016 | 4.4 | 2016-01-31
Spain | ESP | 2016-01-18 17:00 | 2016-01-18 18:00 | 54.18 | 2016 | 4.4 | 2016-01-31
Spain | ESP | 2016-01-18 18:00 | 2016-01-18 19:00 | 58 | 2016 | 4.4 | 2016-01-31
Spain | ESP | 2016-01-18 19:00 | 2016-01-18 20:00 | 55.14 | 2016 | 4.4 | 2016-01-31
Spain | ESP | 2016-01-18 20:00 | 2016-01-18 21:00 | 51.8 | 2016 | 4.4 | 2016-01-31
Spain | ESP | 2016-01-18 21:00 | 2016-01-18 22:00 | 49.98 | 2016 | 4.4 | 2016-01-31
Spain | ESP | 2016-01-18 22:00 | 2016-01-18 23:00 | 46.75 | 2016 | 4.4 | 2016-01-31
Spain | ESP | 2016-01-18 23:00 | 2016-01-19 | 39.8 | 2016 | 4.4 | 2016-01-31
Spain | ESP | 2016-01-19 | 2016-01-19 01:00 | 36.79 | 2016 | 4.4 | 2016-01-31
Spain | ESP | 2016-01-19 01:00 | 2016-01-19 02:00 | 35.87 | 2016 | 4.4 | 2016-01-31
Spain | ESP | 2016-01-19 02:00 | 2016-01-19 03:00 | 32 | 2016 | 4.4 | 2016-01-31
Spain | ESP | 2016-01-19 03:00 | 2016-01-19 04:00 | 31.83 | 2016 | 4.4 | 2016-01-31
Spain | ESP | 2016-01-19 04:00 | 2016-01-19 05:00 | 38.88 | 2016 | 4.4 | 2016-01-31
Spain | ESP | 2016-01-19 05:00 | 2016-01-19 06:00 | 43.47 | 2016 | 4.4 | 2016-01-31
Spain | ESP | 2016-01-19 06:00 | 2016-01-19 07:00 | 54.1 | 2016 | 4.4 | 2016-01-31
Spain | ESP | 2016-01-19 07:00 | 2016-01-19 08:00 | 61.57 | 2016 | 4.4 | 2016-01-31
Spain | ESP | 2016-01-19 08:00 | 2016-01-19 09:00 | 62.99 | 2016 | 4.4 | 2016-01-31
Spain | ESP | 2016-01-19 09:00 | 2016-01-19 10:00 | 64.54 | 2016 | 4.4 | 2016-01-31
Spain | ESP | 2016-01-19 10:00 | 2016-01-19 11:00 | 62.01 | 2016 | 4.4 | 2016-01-31
Spain | ESP | 2016-01-19 11:00 | 2016-01-19 12:00 | 58.98 | 2016 | 4.4 | 2016-01-31
Spain | ESP | 2016-01-19 12:00 | 2016-01-19 13:00 | 58.53 | 2016 | 4.4 | 2016-01-31
Spain | ESP | 2016-01-19 13:00 | 2016-01-19 14:00 | 55.81 | 2016 | 4.4 | 2016-01-31
Spain | ESP | 2016-01-19 14:00 | 2016-01-19 15:00 | 55.5 | 2016 | 4.4 | 2016-01-31
Spain | ESP | 2016-01-19 15:00 | 2016-01-19 16:00 | 56.21 | 2016 | 4.4 | 2016-01-31
Spain | ESP | 2016-01-19 16:00 | 2016-01-19 17:00 | 60 | 2016 | 4.4 | 2016-01-31
Spain | ESP | 2016-01-19 17:00 | 2016-01-19 18:00 | 65 | 2016 | 4.4 | 2016-01-31
Spain | ESP | 2016-01-19 18:00 | 2016-01-19 19:00 | 66.71 | 2016 | 4.4 | 2016-01-31
Spain | ESP | 2016-01-19 19:00 | 2016-01-19 20:00 | 60.03 | 2016 | 4.4 | 2016-01-31
Spain | ESP | 2016-01-19 20:00 | 2016-01-19 21:00 | 53.03 | 2016 | 4.4 | 2016-01-31
Spain | ESP | 2016-01-19 21:00 | 2016-01-19 22:00 | 49.74 | 2016 | 4.4 | 2016-01-31
Spain | ESP | 2016-01-19 22:00 | 2016-01-19 23:00 | 45 | 2016 | 4.4 | 2016-01-31
Spain | ESP | 2016-01-19 23:00 | 2016-01-20 | 42.21 | 2016 | 4.4 | 2016-01-31
Spain | ESP | 2016-01-20 | 2016-01-20 01:00 | 39.68 | 2016 | 4.4 | 2016-01-31
Spain | ESP | 2016-01-20 01:00 | 2016-01-20 02:00 | 36.64 | 2016 | 4.4 | 2016-01-31
Spain | ESP | 2016-01-20 02:00 | 2016-01-20 03:00 | 34.47 | 2016 | 4.4 | 2016-01-31
Spain | ESP | 2016-01-20 03:00 | 2016-01-20 04:00 | 33.49 | 2016 | 4.4 | 2016-01-31
Spain | ESP | 2016-01-20 04:00 | 2016-01-20 05:00 | 37.27 | 2016 | 4.4 | 2016-01-31
Spain | ESP | 2016-01-20 05:00 | 2016-01-20 06:00 | 42.04 | 2016 | 4.4 | 2016-01-31
Spain | ESP | 2016-01-20 06:00 | 2016-01-20 07:00 | 55.08 | 2016 | 4.4 | 2016-01-31
Spain | ESP | 2016-01-20 07:00 | 2016-01-20 08:00 | 61.08 | 2016 | 4.4 | 2016-01-31
Spain | ESP | 2016-01-20 08:00 | 2016-01-20 09:00 | 62.5 | 2016 | 4.4 | 2016-01-31
Spain | ESP | 2016-01-20 09:00 | 2016-01-20 10:00 | 64.64 | 2016 | 4.4 | 2016-01-31
Spain | ESP | 2016-01-20 10:00 | 2016-01-20 11:00 | 61.58 | 2016 | 4.4 | 2016-01-31
Spain | ESP | 2016-01-20 11:00 | 2016-01-20 12:00 | 58.6 | 2016 | 4.4 | 2016-01-31
Spain | ESP | 2016-01-20 12:00 | 2016-01-20 13:00 | 57.8 | 2016 | 4.4 | 2016-01-31
Spain | ESP | 2016-01-20 13:00 | 2016-01-20 14:00 | 54.95 | 2016 | 4.4 | 2016-01-31
Spain | ESP | 2016-01-20 14:00 | 2016-01-20 15:00 | 52.42 | 2016 | 4.4 | 2016-01-31
Spain | ESP | 2016-01-20 15:00 | 2016-01-20 16:00 | 61.58 | 2016 | 4.4 | 2016-01-31
Spain | ESP | 2016-01-20 16:00 | 2016-01-20 17:00 | 62.01 | 2016 | 4.4 | 2016-01-31
Spain | ESP | 2016-01-20 17:00 | 2016-01-20 18:00 | 64.98 | 2016 | 4.4 | 2016-01-31
Spain | ESP | 2016-01-20 18:00 | 2016-01-20 19:00 | 66 | 2016 | 4.4 | 2016-01-31
Spain | ESP | 2016-01-20 19:00 | 2016-01-20 20:00 | 65.33 | 2016 | 4.4 | 2016-01-31
Spain | ESP | 2016-01-20 20:00 | 2016-01-20 21:00 | 60.33 | 2016 | 4.4 | 2016-01-31
Spain | ESP | 2016-01-20 21:00 | 2016-01-20 22:00 | 52.32 | 2016 | 4.4 | 2016-01-31
Spain | ESP | 2016-01-20 22:00 | 2016-01-20 23:00 | 46.57 | 2016 | 4.4 | 2016-01-31
Spain | ESP | 2016-01-20 23:00 | 2016-01-21 | 41.73 | 2016 | 4.4 | 2016-01-31
Spain | ESP | 2016-01-21 | 2016-01-21 01:00 | 40.1 | 2016 | 4.4 | 2016-01-31
Spain | ESP | 2016-01-21 01:00 | 2016-01-21 02:00 | 38.53 | 2016 | 4.4 | 2016-01-31
Spain | ESP | 2016-01-21 02:00 | 2016-01-21 03:00 | 37.33 | 2016 | 4.4 | 2016-01-31
Spain | ESP | 2016-01-21 03:00 | 2016-01-21 04:00 | 36.62 | 2016 | 4.4 | 2016-01-31
Spain | ESP | 2016-01-21 04:00 | 2016-01-21 05:00 | 38.41 | 2016 | 4.4 | 2016-01-31
Spain | ESP | 2016-01-21 05:00 | 2016-01-21 06:00 | 42.1 | 2016 | 4.4 | 2016-01-31
Spain | ESP | 2016-01-21 06:00 | 2016-01-21 07:00 | 49.77 | 2016 | 4.4 | 2016-01-31
Spain | ESP | 2016-01-21 07:00 | 2016-01-21 08:00 | 57 | 2016 | 4.4 | 2016-01-31
Spain | ESP | 2016-01-21 08:00 | 2016-01-21 09:00 | 58.51 | 2016 | 4.4 | 2016-01-31
Spain | ESP | 2016-01-21 09:00 | 2016-01-21 10:00 | 60 | 2016 | 4.4 | 2016-01-31
Spain | ESP | 2016-01-21 10:00 | 2016-01-21 11:00 | 59.99 | 2016 | 4.4 | 2016-01-31
Spain | ESP | 2016-01-21 11:00 | 2016-01-21 12:00 | 59.91 | 2016 | 4.4 | 2016-01-31
Spain | ESP | 2016-01-21 12:00 | 2016-01-21 13:00 | 57.69 | 2016 | 4.4 | 2016-01-31
Spain | ESP | 2016-01-21 13:00 | 2016-01-21 14:00 | 57.99 | 2016 | 4.4 | 2016-01-31
Spain | ESP | 2016-01-21 14:00 | 2016-01-21 15:00 | 58.31 | 2016 | 4.4 | 2016-01-31
Spain | ESP | 2016-01-21 15:00 | 2016-01-21 16:00 | 57.43 | 2016 | 4.4 | 2016-01-31
Spain | ESP | 2016-01-21 16:00 | 2016-01-21 17:00 | 57.11 | 2016 | 4.4 | 2016-01-31
Spain | ESP | 2016-01-21 17:00 | 2016-01-21 18:00 | 60 | 2016 | 4.4 | 2016-01-31
Spain | ESP | 2016-01-21 18:00 | 2016-01-21 19:00 | 61.33 | 2016 | 4.4 | 2016-01-31
Spain | ESP | 2016-01-21 19:00 | 2016-01-21 20:00 | 60.01 | 2016 | 4.4 | 2016-01-31
Spain | ESP | 2016-01-21 20:00 | 2016-01-21 21:00 | 46.38 | 2016 | 4.4 | 2016-01-31
Spain | ESP | 2016-01-21 21:00 | 2016-01-21 22:00 | 45.82 | 2016 | 4.4 | 2016-01-31
Spain | ESP | 2016-01-21 22:00 | 2016-01-21 23:00 | 44.57 | 2016 | 4.4 | 2016-01-31
Spain | ESP | 2016-01-21 23:00 | 2016-01-22 | 40.45 | 2016 | 4.4 | 2016-01-31
Spain | ESP | 2016-01-22 | 2016-01-22 01:00 | 39.21 | 2016 | 4.4 | 2016-01-31
Spain | ESP | 2016-01-22 01:00 | 2016-01-22 02:00 | 37.48 | 2016 | 4.4 | 2016-01-31
Spain | ESP | 2016-01-22 02:00 | 2016-01-22 03:00 | 36.07 | 2016 | 4.4 | 2016-01-31
Spain | ESP | 2016-01-22 03:00 | 2016-01-22 04:00 | 34.55 | 2016 | 4.4 | 2016-01-31
Spain | ESP | 2016-01-22 04:00 | 2016-01-22 05:00 | 34.55 | 2016 | 4.4 | 2016-01-31
Spain | ESP | 2016-01-22 05:00 | 2016-01-22 06:00 | 39.8 | 2016 | 4.4 | 2016-01-31
Spain | ESP | 2016-01-22 06:00 | 2016-01-22 07:00 | 49.26 | 2016 | 4.4 | 2016-01-31
Spain | ESP | 2016-01-22 07:00 | 2016-01-22 08:00 | 52.5 | 2016 | 4.4 | 2016-01-31
Spain | ESP | 2016-01-22 08:00 | 2016-01-22 09:00 | 52.51 | 2016 | 4.4 | 2016-01-31
Spain | ESP | 2016-01-22 09:00 | 2016-01-22 10:00 | 51.6 | 2016 | 4.4 | 2016-01-31
Spain | ESP | 2016-01-22 10:00 | 2016-01-22 11:00 | 51.45 | 2016 | 4.4 | 2016-01-31
Spain | ESP | 2016-01-22 11:00 | 2016-01-22 12:00 | 51 | 2016 | 4.4 | 2016-01-31
Spain | ESP | 2016-01-22 12:00 | 2016-01-22 13:00 | 52 | 2016 | 4.4 | 2016-01-31
Spain | ESP | 2016-01-22 13:00 | 2016-01-22 14:00 | 51.51 | 2016 | 4.4 | 2016-01-31
Spain | ESP | 2016-01-22 14:00 | 2016-01-22 15:00 | 50.1 | 2016 | 4.4 | 2016-01-31
Spain | ESP | 2016-01-22 15:00 | 2016-01-22 16:00 | 50.1 | 2016 | 4.4 | 2016-01-31
Spain | ESP | 2016-01-22 16:00 | 2016-01-22 17:00 | 49.64 | 2016 | 4.4 | 2016-01-31
Spain | ESP | 2016-01-22 17:00 | 2016-01-22 18:00 | 53.1 | 2016 | 4.4 | 2016-01-31
Spain | ESP | 2016-01-22 18:00 | 2016-01-22 19:00 | 54 | 2016 | 4.4 | 2016-01-31
Spain | ESP | 2016-01-22 19:00 | 2016-01-22 20:00 | 53.78 | 2016 | 4.4 | 2016-01-31
Spain | ESP | 2016-01-22 20:00 | 2016-01-22 21:00 | 53.1 | 2016 | 4.4 | 2016-01-31
Spain | ESP | 2016-01-22 21:00 | 2016-01-22 22:00 | 51.6 | 2016 | 4.4 | 2016-01-31
Spain | ESP | 2016-01-22 22:00 | 2016-01-22 23:00 | 44.49 | 2016 | 4.4 | 2016-01-31
Spain | ESP | 2016-01-22 23:00 | 2016-01-23 | 46.1 | 2016 | 4.4 | 2016-01-31
Spain | ESP | 2016-01-23 | 2016-01-23 01:00 | 42.69 | 2016 | 4.4 | 2016-01-31
Spain | ESP | 2016-01-23 01:00 | 2016-01-23 02:00 | 39.5 | 2016 | 4.4 | 2016-01-31
Spain | ESP | 2016-01-23 02:00 | 2016-01-23 03:00 | 39.5 | 2016 | 4.4 | 2016-01-31
Spain | ESP | 2016-01-23 03:00 | 2016-01-23 04:00 | 39.5 | 2016 | 4.4 | 2016-01-31
Spain | ESP | 2016-01-23 04:00 | 2016-01-23 05:00 | 39.1 | 2016 | 4.4 | 2016-01-31
Spain | ESP | 2016-01-23 05:00 | 2016-01-23 06:00 | 39 | 2016 | 4.4 | 2016-01-31
Spain | ESP | 2016-01-23 06:00 | 2016-01-23 07:00 | 39.5 | 2016 | 4.4 | 2016-01-31
Spain | ESP | 2016-01-23 07:00 | 2016-01-23 08:00 | 39.5 | 2016 | 4.4 | 2016-01-31
Spain | ESP | 2016-01-23 08:00 | 2016-01-23 09:00 | 39.5 | 2016 | 4.4 | 2016-01-31
Spain | ESP | 2016-01-23 09:00 | 2016-01-23 10:00 | 42.71 | 2016 | 4.4 | 2016-01-31
Spain | ESP | 2016-01-23 10:00 | 2016-01-23 11:00 | 43.5 | 2016 | 4.4 | 2016-01-31
Spain | ESP | 2016-01-23 11:00 | 2016-01-23 12:00 | 40.25 | 2016 | 4.4 | 2016-01-31
Spain | ESP | 2016-01-23 12:00 | 2016-01-23 13:00 | 42.56 | 2016 | 4.4 | 2016-01-31
Spain | ESP | 2016-01-23 13:00 | 2016-01-23 14:00 | 39.75 | 2016 | 4.4 | 2016-01-31
Spain | ESP | 2016-01-23 14:00 | 2016-01-23 15:00 | 39.5 | 2016 | 4.4 | 2016-01-31
Spain | ESP | 2016-01-23 15:00 | 2016-01-23 16:00 | 39.5 | 2016 | 4.4 | 2016-01-31
Spain | ESP | 2016-01-23 16:00 | 2016-01-23 17:00 | 40 | 2016 | 4.4 | 2016-01-31
Spain | ESP | 2016-01-23 17:00 | 2016-01-23 18:00 | 45.6 | 2016 | 4.4 | 2016-01-31
Spain | ESP | 2016-01-23 18:00 | 2016-01-23 19:00 | 51.97 | 2016 | 4.4 | 2016-01-31
Spain | ESP | 2016-01-23 19:00 | 2016-01-23 20:00 | 51.97 | 2016 | 4.4 | 2016-01-31
Spain | ESP | 2016-01-23 20:00 | 2016-01-23 21:00 | 51.1 | 2016 | 4.4 | 2016-01-31
Spain | ESP | 2016-01-23 21:00 | 2016-01-23 22:00 | 46.1 | 2016 | 4.4 | 2016-01-31
Spain | ESP | 2016-01-23 22:00 | 2016-01-23 23:00 | 40.69 | 2016 | 4.4 | 2016-01-31
Spain | ESP | 2016-01-23 23:00 | 2016-01-24 | 36.5 | 2016 | 4.4 | 2016-01-31
Spain | ESP | 2016-01-24 | 2016-01-24 01:00 | 34.34 | 2016 | 4.4 | 2016-01-31
Spain | ESP | 2016-01-24 01:00 | 2016-01-24 02:00 | 33.49 | 2016 | 4.4 | 2016-01-31
Spain | ESP | 2016-01-24 02:00 | 2016-01-24 03:00 | 33 | 2016 | 4.4 | 2016-01-31
Spain | ESP | 2016-01-24 03:00 | 2016-01-24 04:00 | 32.98 | 2016 | 4.4 | 2016-01-31
Spain | ESP | 2016-01-24 04:00 | 2016-01-24 05:00 | 32.98 | 2016 | 4.4 | 2016-01-31
Spain | ESP | 2016-01-24 05:00 | 2016-01-24 06:00 | 32.69 | 2016 | 4.4 | 2016-01-31
Spain | ESP | 2016-01-24 06:00 | 2016-01-24 07:00 | 32 | 2016 | 4.4 | 2016-01-31
Spain | ESP | 2016-01-24 07:00 | 2016-01-24 08:00 | 32 | 2016 | 4.4 | 2016-01-31
Spain | ESP | 2016-01-24 08:00 | 2016-01-24 09:00 | 33.14 | 2016 | 4.4 | 2016-01-31
Spain | ESP | 2016-01-24 09:00 | 2016-01-24 10:00 | 33.99 | 2016 | 4.4 | 2016-01-31
Spain | ESP | 2016-01-24 10:00 | 2016-01-24 11:00 | 34 | 2016 | 4.4 | 2016-01-31
Spain | ESP | 2016-01-24 11:00 | 2016-01-24 12:00 | 34.93 | 2016 | 4.4 | 2016-01-31
Spain | ESP | 2016-01-24 12:00 | 2016-01-24 13:00 | 35.49 | 2016 | 4.4 | 2016-01-31
Spain | ESP | 2016-01-24 13:00 | 2016-01-24 14:00 | 34.89 | 2016 | 4.4 | 2016-01-31
Spain | ESP | 2016-01-24 14:00 | 2016-01-24 15:00 | 34.89 | 2016 | 4.4 | 2016-01-31
Spain | ESP | 2016-01-24 15:00 | 2016-01-24 16:00 | 33.4 | 2016 | 4.4 | 2016-01-31
Spain | ESP | 2016-01-24 16:00 | 2016-01-24 17:00 | 33.84 | 2016 | 4.4 | 2016-01-31
Spain | ESP | 2016-01-24 17:00 | 2016-01-24 18:00 | 36.09 | 2016 | 4.4 | 2016-01-31
Spain | ESP | 2016-01-24 18:00 | 2016-01-24 19:00 | 36.59 | 2016 | 4.4 | 2016-01-31
Spain | ESP | 2016-01-24 19:00 | 2016-01-24 20:00 | 36.5 | 2016 | 4.4 | 2016-01-31
Spain | ESP | 2016-01-24 20:00 | 2016-01-24 21:00 | 36.5 | 2016 | 4.4 | 2016-01-31
Spain | ESP | 2016-01-24 21:00 | 2016-01-24 22:00 | 36.26 | 2016 | 4.4 | 2016-01-31
Spain | ESP | 2016-01-24 22:00 | 2016-01-24 23:00 | 36.09 | 2016 | 4.4 | 2016-01-31
Spain | ESP | 2016-01-24 23:00 | 2016-01-25 | 33.64 | 2016 | 4.4 | 2016-01-31
Spain | ESP | 2016-01-25 | 2016-01-25 01:00 | 30.95 | 2016 | 4.4 | 2016-01-31
Spain | ESP | 2016-01-25 01:00 | 2016-01-25 02:00 | 24.99 | 2016 | 4.4 | 2016-01-31
Spain | ESP | 2016-01-25 02:00 | 2016-01-25 03:00 | 23.12 | 2016 | 4.4 | 2016-01-31
Spain | ESP | 2016-01-25 03:00 | 2016-01-25 04:00 | 20.33 | 2016 | 4.4 | 2016-01-31
Spain | ESP | 2016-01-25 04:00 | 2016-01-25 05:00 | 24.96 | 2016 | 4.4 | 2016-01-31
Spain | ESP | 2016-01-25 05:00 | 2016-01-25 06:00 | 33.34 | 2016 | 4.4 | 2016-01-31
Spain | ESP | 2016-01-25 06:00 | 2016-01-25 07:00 | 42.57 | 2016 | 4.4 | 2016-01-31
Spain | ESP | 2016-01-25 07:00 | 2016-01-25 08:00 | 48.47 | 2016 | 4.4 | 2016-01-31
Spain | ESP | 2016-01-25 08:00 | 2016-01-25 09:00 | 48.1 | 2016 | 4.4 | 2016-01-31
Spain | ESP | 2016-01-25 09:00 | 2016-01-25 10:00 | 51.75 | 2016 | 4.4 | 2016-01-31
Spain | ESP | 2016-01-25 10:00 | 2016-01-25 11:00 | 52.1 | 2016 | 4.4 | 2016-01-31
Spain | ESP | 2016-01-25 11:00 | 2016-01-25 12:00 | 51.89 | 2016 | 4.4 | 2016-01-31
Spain | ESP | 2016-01-25 12:00 | 2016-01-25 13:00 | 52.5 | 2016 | 4.4 | 2016-01-31
Spain | ESP | 2016-01-25 13:00 | 2016-01-25 14:00 | 50.6 | 2016 | 4.4 | 2016-01-31
Spain | ESP | 2016-01-25 14:00 | 2016-01-25 15:00 | 52.29 | 2016 | 4.4 | 2016-01-31
Spain | ESP | 2016-01-25 15:00 | 2016-01-25 16:00 | 52.69 | 2016 | 4.4 | 2016-01-31
Spain | ESP | 2016-01-25 16:00 | 2016-01-25 17:00 | 54.1 | 2016 | 4.4 | 2016-01-31
Spain | ESP | 2016-01-25 17:00 | 2016-01-25 18:00 | 57.48 | 2016 | 4.4 | 2016-01-31
Spain | ESP | 2016-01-25 18:00 | 2016-01-25 19:00 | 62.49 | 2016 | 4.4 | 2016-01-31
Spain | ESP | 2016-01-25 19:00 | 2016-01-25 20:00 | 62.98 | 2016 | 4.4 | 2016-01-31
Spain | ESP | 2016-01-25 20:00 | 2016-01-25 21:00 | 62.49 | 2016 | 4.4 | 2016-01-31
Spain | ESP | 2016-01-25 21:00 | 2016-01-25 22:00 | 55.44 | 2016 | 4.4 | 2016-01-31
Spain | ESP | 2016-01-25 22:00 | 2016-01-25 23:00 | 52.69 | 2016 | 4.4 | 2016-01-31
Spain | ESP | 2016-01-25 23:00 | 2016-01-26 | 50.1 | 2016 | 4.4 | 2016-01-31
Spain | ESP | 2016-01-26 | 2016-01-26 01:00 | 44.52 | 2016 | 4.4 | 2016-01-31
Spain | ESP | 2016-01-26 01:00 | 2016-01-26 02:00 | 40.72 | 2016 | 4.4 | 2016-01-31
Spain | ESP | 2016-01-26 02:00 | 2016-01-26 03:00 | 40.1 | 2016 | 4.4 | 2016-01-31
Spain | ESP | 2016-01-26 03:00 | 2016-01-26 04:00 | 39.92 | 2016 | 4.4 | 2016-01-31
Spain | ESP | 2016-01-26 04:00 | 2016-01-26 05:00 | 40.1 | 2016 | 4.4 | 2016-01-31
Spain | ESP | 2016-01-26 05:00 | 2016-01-26 06:00 | 45.1 | 2016 | 4.4 | 2016-01-31
Spain | ESP | 2016-01-26 06:00 | 2016-01-26 07:00 | 50.6 | 2016 | 4.4 | 2016-01-31
Spain | ESP | 2016-01-26 07:00 | 2016-01-26 08:00 | 54.62 | 2016 | 4.4 | 2016-01-31
Spain | ESP | 2016-01-26 08:00 | 2016-01-26 09:00 | 53.9 | 2016 | 4.4 | 2016-01-31
Spain | ESP | 2016-01-26 09:00 | 2016-01-26 10:00 | 54.46 | 2016 | 4.4 | 2016-01-31
Spain | ESP | 2016-01-26 10:00 | 2016-01-26 11:00 | 53.12 | 2016 | 4.4 | 2016-01-31
Spain | ESP | 2016-01-26 11:00 | 2016-01-26 12:00 | 52.9 | 2016 | 4.4 | 2016-01-31
Spain | ESP | 2016-01-26 12:00 | 2016-01-26 13:00 | 52.98 | 2016 | 4.4 | 2016-01-31
Spain | ESP | 2016-01-26 13:00 | 2016-01-26 14:00 | 48.86 | 2016 | 4.4 | 2016-01-31
Spain | ESP | 2016-01-26 14:00 | 2016-01-26 15:00 | 48.86 | 2016 | 4.4 | 2016-01-31
Spain | ESP | 2016-01-26 15:00 | 2016-01-26 16:00 | 47.69 | 2016 | 4.4 | 2016-01-31
Spain | ESP | 2016-01-26 16:00 | 2016-01-26 17:00 | 51 | 2016 | 4.4 | 2016-01-31
Spain | ESP | 2016-01-26 17:00 | 2016-01-26 18:00 | 53.02 | 2016 | 4.4 | 2016-01-31
Spain | ESP | 2016-01-26 18:00 | 2016-01-26 19:00 | 54.9 | 2016 | 4.4 | 2016-01-31
Spain | ESP | 2016-01-26 19:00 | 2016-01-26 20:00 | 54.5 | 2016 | 4.4 | 2016-01-31
Spain | ESP | 2016-01-26 20:00 | 2016-01-26 21:00 | 53.12 | 2016 | 4.4 | 2016-01-31
Spain | ESP | 2016-01-26 21:00 | 2016-01-26 22:00 | 50.35 | 2016 | 4.4 | 2016-01-31
Spain | ESP | 2016-01-26 22:00 | 2016-01-26 23:00 | 44 | 2016 | 4.4 | 2016-01-31
Spain | ESP | 2016-01-26 23:00 | 2016-01-27 | 43.15 | 2016 | 4.4 | 2016-01-31
Spain | ESP | 2016-01-27 | 2016-01-27 01:00 | 38.69 | 2016 | 4.4 | 2016-01-31
Spain | ESP | 2016-01-27 01:00 | 2016-01-27 02:00 | 37.69 | 2016 | 4.4 | 2016-01-31
Spain | ESP | 2016-01-27 02:00 | 2016-01-27 03:00 | 37.49 | 2016 | 4.4 | 2016-01-31
Spain | ESP | 2016-01-27 03:00 | 2016-01-27 04:00 | 36.4 | 2016 | 4.4 | 2016-01-31
Spain | ESP | 2016-01-27 04:00 | 2016-01-27 05:00 | 37.69 | 2016 | 4.4 | 2016-01-31
Spain | ESP | 2016-01-27 05:00 | 2016-01-27 06:00 | 38.55 | 2016 | 4.4 | 2016-01-31
Spain | ESP | 2016-01-27 06:00 | 2016-01-27 07:00 | 40.01 | 2016 | 4.4 | 2016-01-31
Spain | ESP | 2016-01-27 07:00 | 2016-01-27 08:00 | 48.42 | 2016 | 4.4 | 2016-01-31
Spain | ESP | 2016-01-27 08:00 | 2016-01-27 09:00 | 49.49 | 2016 | 4.4 | 2016-01-31
Spain | ESP | 2016-01-27 09:00 | 2016-01-27 10:00 | 50.1 | 2016 | 4.4 | 2016-01-31
Spain | ESP | 2016-01-27 10:00 | 2016-01-27 11:00 | 48.86 | 2016 | 4.4 | 2016-01-31
Spain | ESP | 2016-01-27 11:00 | 2016-01-27 12:00 | 47.18 | 2016 | 4.4 | 2016-01-31
Spain | ESP | 2016-01-27 12:00 | 2016-01-27 13:00 | 47.18 | 2016 | 4.4 | 2016-01-31
Spain | ESP | 2016-01-27 13:00 | 2016-01-27 14:00 | 42.65 | 2016 | 4.4 | 2016-01-31
Spain | ESP | 2016-01-27 14:00 | 2016-01-27 15:00 | 39.58 | 2016 | 4.4 | 2016-01-31
Spain | ESP | 2016-01-27 15:00 | 2016-01-27 16:00 | 39.27 | 2016 | 4.4 | 2016-01-31
Spain | ESP | 2016-01-27 16:00 | 2016-01-27 17:00 | 42.65 | 2016 | 4.4 | 2016-01-31
Spain | ESP | 2016-01-27 17:00 | 2016-01-27 18:00 | 47.18 | 2016 | 4.4 | 2016-01-31
Spain | ESP | 2016-01-27 18:00 | 2016-01-27 19:00 | 49.3 | 2016 | 4.4 | 2016-01-31
Spain | ESP | 2016-01-27 19:00 | 2016-01-27 20:00 | 49.49 | 2016 | 4.4 | 2016-01-31
Spain | ESP | 2016-01-27 20:00 | 2016-01-27 21:00 | 48.42 | 2016 | 4.4 | 2016-01-31
Spain | ESP | 2016-01-27 21:00 | 2016-01-27 22:00 | 45.1 | 2016 | 4.4 | 2016-01-31
Spain | ESP | 2016-01-27 22:00 | 2016-01-27 23:00 | 39.27 | 2016 | 4.4 | 2016-01-31
Spain | ESP | 2016-01-27 23:00 | 2016-01-28 | 39.95 | 2016 | 4.4 | 2016-01-31
Spain | ESP | 2016-01-28 | 2016-01-28 01:00 | 38.25 | 2016 | 4.4 | 2016-01-31
Spain | ESP | 2016-01-28 01:00 | 2016-01-28 02:00 | 37.49 | 2016 | 4.4 | 2016-01-31
Spain | ESP | 2016-01-28 02:00 | 2016-01-28 03:00 | 37.4 | 2016 | 4.4 | 2016-01-31
Spain | ESP | 2016-01-28 03:00 | 2016-01-28 04:00 | 37.31 | 2016 | 4.4 | 2016-01-31
Spain | ESP | 2016-01-28 04:00 | 2016-01-28 05:00 | 38.19 | 2016 | 4.4 | 2016-01-31
Spain | ESP | 2016-01-28 05:00 | 2016-01-28 06:00 | 39.58 | 2016 | 4.4 | 2016-01-31
Spain | ESP | 2016-01-28 06:00 | 2016-01-28 07:00 | 50.35 | 2016 | 4.4 | 2016-01-31
Spain | ESP | 2016-01-28 07:00 | 2016-01-28 08:00 | 51.53 | 2016 | 4.4 | 2016-01-31
Spain | ESP | 2016-01-28 08:00 | 2016-01-28 09:00 | 51.78 | 2016 | 4.4 | 2016-01-31
Spain | ESP | 2016-01-28 09:00 | 2016-01-28 10:00 | 52.99 | 2016 | 4.4 | 2016-01-31
Spain | ESP | 2016-01-28 10:00 | 2016-01-28 11:00 | 51.6 | 2016 | 4.4 | 2016-01-31
Spain | ESP | 2016-01-28 11:00 | 2016-01-28 12:00 | 51.62 | 2016 | 4.4 | 2016-01-31
Spain | ESP | 2016-01-28 12:00 | 2016-01-28 13:00 | 52.69 | 2016 | 4.4 | 2016-01-31
Spain | ESP | 2016-01-28 13:00 | 2016-01-28 14:00 | 52.69 | 2016 | 4.4 | 2016-01-31
Spain | ESP | 2016-01-28 14:00 | 2016-01-28 15:00 | 52.5 | 2016 | 4.4 | 2016-01-31
Spain | ESP | 2016-01-28 15:00 | 2016-01-28 16:00 | 51.62 | 2016 | 4.4 | 2016-01-31
Spain | ESP | 2016-01-28 16:00 | 2016-01-28 17:00 | 51.1 | 2016 | 4.4 | 2016-01-31
Spain | ESP | 2016-01-28 17:00 | 2016-01-28 18:00 | 51.78 | 2016 | 4.4 | 2016-01-31
Spain | ESP | 2016-01-28 18:00 | 2016-01-28 19:00 | 52.99 | 2016 | 4.4 | 2016-01-31
Spain | ESP | 2016-01-28 19:00 | 2016-01-28 20:00 | 51.89 | 2016 | 4.4 | 2016-01-31
Spain | ESP | 2016-01-28 20:00 | 2016-01-28 21:00 | 51 | 2016 | 4.4 | 2016-01-31
Spain | ESP | 2016-01-28 21:00 | 2016-01-28 22:00 | 48 | 2016 | 4.4 | 2016-01-31
Spain | ESP | 2016-01-28 22:00 | 2016-01-28 23:00 | 39.95 | 2016 | 4.4 | 2016-01-31
Spain | ESP | 2016-01-28 23:00 | 2016-01-29 | 40 | 2016 | 4.4 | 2016-01-31
Spain | ESP | 2016-01-29 | 2016-01-29 01:00 | 37.99 | 2016 | 4.4 | 2016-01-31
Spain | ESP | 2016-01-29 01:00 | 2016-01-29 02:00 | 35.85 | 2016 | 4.4 | 2016-01-31
Spain | ESP | 2016-01-29 02:00 | 2016-01-29 03:00 | 34.98 | 2016 | 4.4 | 2016-01-31
Spain | ESP | 2016-01-29 03:00 | 2016-01-29 04:00 | 34.02 | 2016 | 4.4 | 2016-01-31
Spain | ESP | 2016-01-29 04:00 | 2016-01-29 05:00 | 35.55 | 2016 | 4.4 | 2016-01-31
Spain | ESP | 2016-01-29 05:00 | 2016-01-29 06:00 | 37.69 | 2016 | 4.4 | 2016-01-31
Spain | ESP | 2016-01-29 06:00 | 2016-01-29 07:00 | 45.32 | 2016 | 4.4 | 2016-01-31
Spain | ESP | 2016-01-29 07:00 | 2016-01-29 08:00 | 49.99 | 2016 | 4.4 | 2016-01-31
Spain | ESP | 2016-01-29 08:00 | 2016-01-29 09:00 | 49.94 | 2016 | 4.4 | 2016-01-31
Spain | ESP | 2016-01-29 09:00 | 2016-01-29 10:00 | 49.6 | 2016 | 4.4 | 2016-01-31
Spain | ESP | 2016-01-29 10:00 | 2016-01-29 11:00 | 48.47 | 2016 | 4.4 | 2016-01-31
Spain | ESP | 2016-01-29 11:00 | 2016-01-29 12:00 | 47 | 2016 | 4.4 | 2016-01-31
Spain | ESP | 2016-01-29 12:00 | 2016-01-29 13:00 | 49.99 | 2016 | 4.4 | 2016-01-31
Spain | ESP | 2016-01-29 13:00 | 2016-01-29 14:00 | 48.95 | 2016 | 4.4 | 2016-01-31
Spain | ESP | 2016-01-29 14:00 | 2016-01-29 15:00 | 48 | 2016 | 4.4 | 2016-01-31
Spain | ESP | 2016-01-29 15:00 | 2016-01-29 16:00 | 48.68 | 2016 | 4.4 | 2016-01-31
Spain | ESP | 2016-01-29 16:00 | 2016-01-29 17:00 | 49.83 | 2016 | 4.4 | 2016-01-31
Spain | ESP | 2016-01-29 17:00 | 2016-01-29 18:00 | 50.11 | 2016 | 4.4 | 2016-01-31
Spain | ESP | 2016-01-29 18:00 | 2016-01-29 19:00 | 51.6 | 2016 | 4.4 | 2016-01-31
Spain | ESP | 2016-01-29 19:00 | 2016-01-29 20:00 | 51.1 | 2016 | 4.4 | 2016-01-31
Spain | ESP | 2016-01-29 20:00 | 2016-01-29 21:00 | 50.45 | 2016 | 4.4 | 2016-01-31
Spain | ESP | 2016-01-29 21:00 | 2016-01-29 22:00 | 49.95 | 2016 | 4.4 | 2016-01-31
Spain | ESP | 2016-01-29 22:00 | 2016-01-29 23:00 | 47.5 | 2016 | 4.4 | 2016-01-31
Spain | ESP | 2016-01-29 23:00 | 2016-01-30 | 49.5 | 2016 | 4.4 | 2016-01-31
Spain | ESP | 2016-01-30 | 2016-01-30 01:00 | 44.99 | 2016 | 4.4 | 2016-01-31
Spain | ESP | 2016-01-30 01:00 | 2016-01-30 02:00 | 42.24 | 2016 | 4.4 | 2016-01-31
Spain | ESP | 2016-01-30 02:00 | 2016-01-30 03:00 | 39.92 | 2016 | 4.4 | 2016-01-31
Spain | ESP | 2016-01-30 03:00 | 2016-01-30 04:00 | 39.04 | 2016 | 4.4 | 2016-01-31
Spain | ESP | 2016-01-30 04:00 | 2016-01-30 05:00 | 38.6 | 2016 | 4.4 | 2016-01-31
Spain | ESP | 2016-01-30 05:00 | 2016-01-30 06:00 | 38.19 | 2016 | 4.4 | 2016-01-31
Spain | ESP | 2016-01-30 06:00 | 2016-01-30 07:00 | 37.69 | 2016 | 4.4 | 2016-01-31
Spain | ESP | 2016-01-30 07:00 | 2016-01-30 08:00 | 37.69 | 2016 | 4.4 | 2016-01-31
Spain | ESP | 2016-01-30 08:00 | 2016-01-30 09:00 | 36.8 | 2016 | 4.4 | 2016-01-31
Spain | ESP | 2016-01-30 09:00 | 2016-01-30 10:00 | 37.69 | 2016 | 4.4 | 2016-01-31
Spain | ESP | 2016-01-30 10:00 | 2016-01-30 11:00 | 37 | 2016 | 4.4 | 2016-01-31
Spain | ESP | 2016-01-30 11:00 | 2016-01-30 12:00 | 35.98 | 2016 | 4.4 | 2016-01-31
Spain | ESP | 2016-01-30 12:00 | 2016-01-30 13:00 | 36 | 2016 | 4.4 | 2016-01-31
Spain | ESP | 2016-01-30 13:00 | 2016-01-30 14:00 | 37.01 | 2016 | 4.4 | 2016-01-31
Spain | ESP | 2016-01-30 14:00 | 2016-01-30 15:00 | 35.7 | 2016 | 4.4 | 2016-01-31
Spain | ESP | 2016-01-30 15:00 | 2016-01-30 16:00 | 35 | 2016 | 4.4 | 2016-01-31
Spain | ESP | 2016-01-30 16:00 | 2016-01-30 17:00 | 35.7 | 2016 | 4.4 | 2016-01-31
Spain | ESP | 2016-01-30 17:00 | 2016-01-30 18:00 | 36 | 2016 | 4.4 | 2016-01-31
Spain | ESP | 2016-01-30 18:00 | 2016-01-30 19:00 | 37.69 | 2016 | 4.4 | 2016-01-31
Spain | ESP | 2016-01-30 19:00 | 2016-01-30 20:00 | 37.49 | 2016 | 4.4 | 2016-01-31
Spain | ESP | 2016-01-30 20:00 | 2016-01-30 21:00 | 37.4 | 2016 | 4.4 | 2016-01-31
Spain | ESP | 2016-01-30 21:00 | 2016-01-30 22:00 | 37 | 2016 | 4.4 | 2016-01-31
Spain | ESP | 2016-01-30 22:00 | 2016-01-30 23:00 | 35.7 | 2016 | 4.4 | 2016-01-31
Spain | ESP | 2016-01-30 23:00 | 2016-01-31 | 34.5 | 2016 | 4.4 | 2016-01-31
Spain | ESP | 2016-01-31 | 2016-01-31 01:00 | 26.4 | 2016 | 4.4 | 2016-01-31
Spain | ESP | 2016-01-31 01:00 | 2016-01-31 02:00 | 20.1 | 2016 | 4.4 | 2016-01-31
Spain | ESP | 2016-01-31 02:00 | 2016-01-31 03:00 | 20 | 2016 | 4.4 | 2016-01-31
Spain | ESP | 2016-01-31 03:00 | 2016-01-31 04:00 | 15.01 | 2016 | 4.4 | 2016-01-31
Spain | ESP | 2016-01-31 04:00 | 2016-01-31 05:00 | 18 | 2016 | 4.4 | 2016-01-31
Spain | ESP | 2016-01-31 05:00 | 2016-01-31 06:00 | 20 | 2016 | 4.4 | 2016-01-31
Spain | ESP | 2016-01-31 06:00 | 2016-01-31 07:00 | 22 | 2016 | 4.4 | 2016-01-31
Spain | ESP | 2016-01-31 07:00 | 2016-01-31 08:00 | 26.1 | 2016 | 4.4 | 2016-01-31
Spain | ESP | 2016-01-31 08:00 | 2016-01-31 09:00 | 31.75 | 2016 | 4.4 | 2016-01-31
Spain | ESP | 2016-01-31 09:00 | 2016-01-31 10:00 | 35.3 | 2016 | 4.4 | 2016-01-31
Spain | ESP | 2016-01-31 10:00 | 2016-01-31 11:00 | 35.6 | 2016 | 4.4 | 2016-01-31
Spain | ESP | 2016-01-31 11:00 | 2016-01-31 12:00 | 34.5 | 2016 | 4.4 | 2016-01-31
Spain | ESP | 2016-01-31 12:00 | 2016-01-31 13:00 | 35.1 | 2016 | 4.4 | 2016-01-31
Spain | ESP | 2016-01-31 13:00 | 2016-01-31 14:00 | 35.1 | 2016 | 4.4 | 2016-01-31
Spain | ESP | 2016-01-31 14:00 | 2016-01-31 15:00 | 33.9 | 2016 | 4.4 | 2016-01-31
Spain | ESP | 2016-01-31 15:00 | 2016-01-31 16:00 | 33.3 | 2016 | 4.4 | 2016-01-31
Spain | ESP | 2016-01-31 16:00 | 2016-01-31 17:00 | 34.6 | 2016 | 4.4 | 2016-01-31
Spain | ESP | 2016-01-31 17:00 | 2016-01-31 18:00 | 39.64 | 2016 | 4.4 | 2016-01-31
Spain | ESP | 2016-01-31 18:00 | 2016-01-31 19:00 | 47.64 | 2016 | 4.4 | 2016-01-31
Spain | ESP | 2016-01-31 19:00 | 2016-01-31 20:00 | 48.98 | 2016 | 4.4 | 2016-01-31
Spain | ESP | 2016-01-31 20:00 | 2016-01-31 21:00 | 49.45 | 2016 | 4.4 | 2016-01-31
Spain | ESP | 2016-01-31 21:00 | 2016-01-31 22:00 | 47.28 | 2016 | 4.4 | 2016-01-31
Spain | ESP | 2016-01-31 22:00 | 2016-01-31 23:00 | 40.62 | 2016 | 4.4 | 2016-01-31
Spain | ESP | 2016-01-31 23:00 | 2016-02-01 | 38.75 | 2016 | 4.4 | 2016-01-31
Spain | ESP | 2016-02-01 | 2016-02-01 01:00 | 35.01 | 2016 | 3.97 | 2016-02-29
Spain | ESP | 2016-02-01 01:00 | 2016-02-01 02:00 | 32.3 | 2016 | 3.97 | 2016-02-29
Spain | ESP | 2016-02-01 02:00 | 2016-02-01 03:00 | 31 | 2016 | 3.97 | 2016-02-29
Spain | ESP | 2016-02-01 03:00 | 2016-02-01 04:00 | 30.01 | 2016 | 3.97 | 2016-02-29
Spain | ESP | 2016-02-01 04:00 | 2016-02-01 05:00 | 32.6 | 2016 | 3.97 | 2016-02-29
Spain | ESP | 2016-02-01 05:00 | 2016-02-01 06:00 | 38 | 2016 | 3.97 | 2016-02-29
Spain | ESP | 2016-02-01 06:00 | 2016-02-01 07:00 | 49.3 | 2016 | 3.97 | 2016-02-29
Spain | ESP | 2016-02-01 07:00 | 2016-02-01 08:00 | 50.28 | 2016 | 3.97 | 2016-02-29
Spain | ESP | 2016-02-01 08:00 | 2016-02-01 09:00 | 48.15 | 2016 | 3.97 | 2016-02-29
Spain | ESP | 2016-02-01 09:00 | 2016-02-01 10:00 | 47.9 | 2016 | 3.97 | 2016-02-29
Spain | ESP | 2016-02-01 10:00 | 2016-02-01 11:00 | 45 | 2016 | 3.97 | 2016-02-29
Spain | ESP | 2016-02-01 11:00 | 2016-02-01 12:00 | 40.62 | 2016 | 3.97 | 2016-02-29
Spain | ESP | 2016-02-01 12:00 | 2016-02-01 13:00 | 46 | 2016 | 3.97 | 2016-02-29
Spain | ESP | 2016-02-01 13:00 | 2016-02-01 14:00 | 45.43 | 2016 | 3.97 | 2016-02-29
Spain | ESP | 2016-02-01 14:00 | 2016-02-01 15:00 | 44.1 | 2016 | 3.97 | 2016-02-29
Spain | ESP | 2016-02-01 15:00 | 2016-02-01 16:00 | 46 | 2016 | 3.97 | 2016-02-29
Spain | ESP | 2016-02-01 16:00 | 2016-02-01 17:00 | 48.15 | 2016 | 3.97 | 2016-02-29
Spain | ESP | 2016-02-01 17:00 | 2016-02-01 18:00 | 50.24 | 2016 | 3.97 | 2016-02-29
Spain | ESP | 2016-02-01 18:00 | 2016-02-01 19:00 | 55.55 | 2016 | 3.97 | 2016-02-29
Spain | ESP | 2016-02-01 19:00 | 2016-02-01 20:00 | 57 | 2016 | 3.97 | 2016-02-29
Spain | ESP | 2016-02-01 20:00 | 2016-02-01 21:00 | 55.55 | 2016 | 3.97 | 2016-02-29
Spain | ESP | 2016-02-01 21:00 | 2016-02-01 22:00 | 48.4 | 2016 | 3.97 | 2016-02-29
Spain | ESP | 2016-02-01 22:00 | 2016-02-01 23:00 | 44 | 2016 | 3.97 | 2016-02-29
Spain | ESP | 2016-02-01 23:00 | 2016-02-02 | 44.35 | 2016 | 3.97 | 2016-02-29
Spain | ESP | 2016-02-02 | 2016-02-02 01:00 | 38.96 | 2016 | 3.97 | 2016-02-29
Spain | ESP | 2016-02-02 01:00 | 2016-02-02 02:00 | 38 | 2016 | 3.97 | 2016-02-29
Spain | ESP | 2016-02-02 02:00 | 2016-02-02 03:00 | 37.31 | 2016 | 3.97 | 2016-02-29
Spain | ESP | 2016-02-02 03:00 | 2016-02-02 04:00 | 36.69 | 2016 | 3.97 | 2016-02-29
Spain | ESP | 2016-02-02 04:00 | 2016-02-02 05:00 | 38.01 | 2016 | 3.97 | 2016-02-29
Spain | ESP | 2016-02-02 05:00 | 2016-02-02 06:00 | 40.62 | 2016 | 3.97 | 2016-02-29
Spain | ESP | 2016-02-02 06:00 | 2016-02-02 07:00 | 42.35 | 2016 | 3.97 | 2016-02-29
Spain | ESP | 2016-02-02 07:00 | 2016-02-02 08:00 | 46.69 | 2016 | 3.97 | 2016-02-29
Spain | ESP | 2016-02-02 08:00 | 2016-02-02 09:00 | 47.65 | 2016 | 3.97 | 2016-02-29
Spain | ESP | 2016-02-02 09:00 | 2016-02-02 10:00 | 47.65 | 2016 | 3.97 | 2016-02-29
Spain | ESP | 2016-02-02 10:00 | 2016-02-02 11:00 | 47.19 | 2016 | 3.97 | 2016-02-29
Spain | ESP | 2016-02-02 11:00 | 2016-02-02 12:00 | 47.19 | 2016 | 3.97 | 2016-02-29
Spain | ESP | 2016-02-02 12:00 | 2016-02-02 13:00 | 47.19 | 2016 | 3.97 | 2016-02-29
Spain | ESP | 2016-02-02 13:00 | 2016-02-02 14:00 | 45.69 | 2016 | 3.97 | 2016-02-29
Spain | ESP | 2016-02-02 14:00 | 2016-02-02 15:00 | 45.4 | 2016 | 3.97 | 2016-02-29
Spain | ESP | 2016-02-02 15:00 | 2016-02-02 16:00 | 43.46 | 2016 | 3.97 | 2016-02-29
Spain | ESP | 2016-02-02 16:00 | 2016-02-02 17:00 | 40.62 | 2016 | 3.97 | 2016-02-29
Spain | ESP | 2016-02-02 17:00 | 2016-02-02 18:00 | 41.1 | 2016 | 3.97 | 2016-02-29
Spain | ESP | 2016-02-02 18:00 | 2016-02-02 19:00 | 45.69 | 2016 | 3.97 | 2016-02-29
Spain | ESP | 2016-02-02 19:00 | 2016-02-02 20:00 | 45.69 | 2016 | 3.97 | 2016-02-29
Spain | ESP | 2016-02-02 20:00 | 2016-02-02 21:00 | 43 | 2016 | 3.97 | 2016-02-29
Spain | ESP | 2016-02-02 21:00 | 2016-02-02 22:00 | 37.31 | 2016 | 3.97 | 2016-02-29
Spain | ESP | 2016-02-02 22:00 | 2016-02-02 23:00 | 33.53 | 2016 | 3.97 | 2016-02-29
Spain | ESP | 2016-02-02 23:00 | 2016-02-03 | 33.54 | 2016 | 3.97 | 2016-02-29
Spain | ESP | 2016-02-03 | 2016-02-03 01:00 | 32 | 2016 | 3.97 | 2016-02-29
Spain | ESP | 2016-02-03 01:00 | 2016-02-03 02:00 | 28 | 2016 | 3.97 | 2016-02-29
Spain | ESP | 2016-02-03 02:00 | 2016-02-03 03:00 | 27.69 | 2016 | 3.97 | 2016-02-29
Spain | ESP | 2016-02-03 03:00 | 2016-02-03 04:00 | 27 | 2016 | 3.97 | 2016-02-29
Spain | ESP | 2016-02-03 04:00 | 2016-02-03 05:00 | 27 | 2016 | 3.97 | 2016-02-29
Spain | ESP | 2016-02-03 05:00 | 2016-02-03 06:00 | 28.62 | 2016 | 3.97 | 2016-02-29
Spain | ESP | 2016-02-03 06:00 | 2016-02-03 07:00 | 35.94 | 2016 | 3.97 | 2016-02-29
Spain | ESP | 2016-02-03 07:00 | 2016-02-03 08:00 | 37.64 | 2016 | 3.97 | 2016-02-29
Spain | ESP | 2016-02-03 08:00 | 2016-02-03 09:00 | 37.1 | 2016 | 3.97 | 2016-02-29
Spain | ESP | 2016-02-03 09:00 | 2016-02-03 10:00 | 36.49 | 2016 | 3.97 | 2016-02-29
Spain | ESP | 2016-02-03 10:00 | 2016-02-03 11:00 | 36 | 2016 | 3.97 | 2016-02-29
Spain | ESP | 2016-02-03 11:00 | 2016-02-03 12:00 | 34.9 | 2016 | 3.97 | 2016-02-29
Spain | ESP | 2016-02-03 12:00 | 2016-02-03 13:00 | 36.69 | 2016 | 3.97 | 2016-02-29
Spain | ESP | 2016-02-03 13:00 | 2016-02-03 14:00 | 35.19 | 2016 | 3.97 | 2016-02-29
Spain | ESP | 2016-02-03 14:00 | 2016-02-03 15:00 | 33.54 | 2016 | 3.97 | 2016-02-29
Spain | ESP | 2016-02-03 15:00 | 2016-02-03 16:00 | 33.54 | 2016 | 3.97 | 2016-02-29
Spain | ESP | 2016-02-03 16:00 | 2016-02-03 17:00 | 33.54 | 2016 | 3.97 | 2016-02-29
Spain | ESP | 2016-02-03 17:00 | 2016-02-03 18:00 | 36.69 | 2016 | 3.97 | 2016-02-29
Spain | ESP | 2016-02-03 18:00 | 2016-02-03 19:00 | 36.19 | 2016 | 3.97 | 2016-02-29
Spain | ESP | 2016-02-03 19:00 | 2016-02-03 20:00 | 36.19 | 2016 | 3.97 | 2016-02-29
Spain | ESP | 2016-02-03 20:00 | 2016-02-03 21:00 | 34.06 | 2016 | 3.97 | 2016-02-29
Spain | ESP | 2016-02-03 21:00 | 2016-02-03 22:00 | 33.69 | 2016 | 3.97 | 2016-02-29
Spain | ESP | 2016-02-03 22:00 | 2016-02-03 23:00 | 32.3 | 2016 | 3.97 | 2016-02-29
Spain | ESP | 2016-02-03 23:00 | 2016-02-04 | 24.69 | 2016 | 3.97 | 2016-02-29
Spain | ESP | 2016-02-04 | 2016-02-04 01:00 | 20.01 | 2016 | 3.97 | 2016-02-29
Spain | ESP | 2016-02-04 01:00 | 2016-02-04 02:00 | 16.52 | 2016 | 3.97 | 2016-02-29
Spain | ESP | 2016-02-04 02:00 | 2016-02-04 03:00 | 16.99 | 2016 | 3.97 | 2016-02-29
Spain | ESP | 2016-02-04 03:00 | 2016-02-04 04:00 | 15 | 2016 | 3.97 | 2016-02-29
Spain | ESP | 2016-02-04 04:00 | 2016-02-04 05:00 | 20 | 2016 | 3.97 | 2016-02-29
Spain | ESP | 2016-02-04 05:00 | 2016-02-04 06:00 | 24.32 | 2016 | 3.97 | 2016-02-29
Spain | ESP | 2016-02-04 06:00 | 2016-02-04 07:00 | 33.54 | 2016 | 3.97 | 2016-02-29
Spain | ESP | 2016-02-04 07:00 | 2016-02-04 08:00 | 37.64 | 2016 | 3.97 | 2016-02-29
Spain | ESP | 2016-02-04 08:00 | 2016-02-04 09:00 | 37.5 | 2016 | 3.97 | 2016-02-29
Spain | ESP | 2016-02-04 09:00 | 2016-02-04 10:00 | 37.92 | 2016 | 3.97 | 2016-02-29
Spain | ESP | 2016-02-04 10:00 | 2016-02-04 11:00 | 37.92 | 2016 | 3.97 | 2016-02-29
Spain | ESP | 2016-02-04 11:00 | 2016-02-04 12:00 | 37.92 | 2016 | 3.97 | 2016-02-29
Spain | ESP | 2016-02-04 12:00 | 2016-02-04 13:00 | 39.9 | 2016 | 3.97 | 2016-02-29
Spain | ESP | 2016-02-04 13:00 | 2016-02-04 14:00 | 38.01 | 2016 | 3.97 | 2016-02-29
Spain | ESP | 2016-02-04 14:00 | 2016-02-04 15:00 | 38.14 | 2016 | 3.97 | 2016-02-29
Spain | ESP | 2016-02-04 15:00 | 2016-02-04 16:00 | 39.5 | 2016 | 3.97 | 2016-02-29
Spain | ESP | 2016-02-04 16:00 | 2016-02-04 17:00 | 39.9 | 2016 | 3.97 | 2016-02-29
Spain | ESP | 2016-02-04 17:00 | 2016-02-04 18:00 | 42.75 | 2016 | 3.97 | 2016-02-29
Spain | ESP | 2016-02-04 18:00 | 2016-02-04 19:00 | 45.69 | 2016 | 3.97 | 2016-02-29
Spain | ESP | 2016-02-04 19:00 | 2016-02-04 20:00 | 49.34 | 2016 | 3.97 | 2016-02-29
Spain | ESP | 2016-02-04 20:00 | 2016-02-04 21:00 | 47.33 | 2016 | 3.97 | 2016-02-29
Spain | ESP | 2016-02-04 21:00 | 2016-02-04 22:00 | 41 | 2016 | 3.97 | 2016-02-29
Spain | ESP | 2016-02-04 22:00 | 2016-02-04 23:00 | 37.92 | 2016 | 3.97 | 2016-02-29
Spain | ESP | 2016-02-04 23:00 | 2016-02-05 | 37.5 | 2016 | 3.97 | 2016-02-29
Spain | ESP | 2016-02-05 | 2016-02-05 01:00 | 32.4 | 2016 | 3.97 | 2016-02-29
Spain | ESP | 2016-02-05 01:00 | 2016-02-05 02:00 | 29.9 | 2016 | 3.97 | 2016-02-29
Spain | ESP | 2016-02-05 02:00 | 2016-02-05 03:00 | 29.6 | 2016 | 3.97 | 2016-02-29
Spain | ESP | 2016-02-05 03:00 | 2016-02-05 04:00 | 29.5 | 2016 | 3.97 | 2016-02-29
Spain | ESP | 2016-02-05 04:00 | 2016-02-05 05:00 | 30 | 2016 | 3.97 | 2016-02-29
Spain | ESP | 2016-02-05 05:00 | 2016-02-05 06:00 | 33.54 | 2016 | 3.97 | 2016-02-29
Spain | ESP | 2016-02-05 06:00 | 2016-02-05 07:00 | 38.27 | 2016 | 3.97 | 2016-02-29
Spain | ESP | 2016-02-05 07:00 | 2016-02-05 08:00 | 39 | 2016 | 3.97 | 2016-02-29
Spain | ESP | 2016-02-05 08:00 | 2016-02-05 09:00 | 40.21 | 2016 | 3.97 | 2016-02-29
Spain | ESP | 2016-02-05 09:00 | 2016-02-05 10:00 | 41 | 2016 | 3.97 | 2016-02-29
Spain | ESP | 2016-02-05 10:00 | 2016-02-05 11:00 | 40.1 | 2016 | 3.97 | 2016-02-29
Spain | ESP | 2016-02-05 11:00 | 2016-02-05 12:00 | 40.03 | 2016 | 3.97 | 2016-02-29
Spain | ESP | 2016-02-05 12:00 | 2016-02-05 13:00 | 41 | 2016 | 3.97 | 2016-02-29
Spain | ESP | 2016-02-05 13:00 | 2016-02-05 14:00 | 40.02 | 2016 | 3.97 | 2016-02-29
Spain | ESP | 2016-02-05 14:00 | 2016-02-05 15:00 | 39.33 | 2016 | 3.97 | 2016-02-29
Spain | ESP | 2016-02-05 15:00 | 2016-02-05 16:00 | 39.69 | 2016 | 3.97 | 2016-02-29
Spain | ESP | 2016-02-05 16:00 | 2016-02-05 17:00 | 40 | 2016 | 3.97 | 2016-02-29
Spain | ESP | 2016-02-05 17:00 | 2016-02-05 18:00 | 39.69 | 2016 | 3.97 | 2016-02-29
Spain | ESP | 2016-02-05 18:00 | 2016-02-05 19:00 | 44.5 | 2016 | 3.97 | 2016-02-29
Spain | ESP | 2016-02-05 19:00 | 2016-02-05 20:00 | 43.53 | 2016 | 3.97 | 2016-02-29
Spain | ESP | 2016-02-05 20:00 | 2016-02-05 21:00 | 40.77 | 2016 | 3.97 | 2016-02-29
Spain | ESP | 2016-02-05 21:00 | 2016-02-05 22:00 | 38 | 2016 | 3.97 | 2016-02-29
Spain | ESP | 2016-02-05 22:00 | 2016-02-05 23:00 | 37.5 | 2016 | 3.97 | 2016-02-29
Spain | ESP | 2016-02-05 23:00 | 2016-02-06 | 39 | 2016 | 3.97 | 2016-02-29
Spain | ESP | 2016-02-06 | 2016-02-06 01:00 | 32.4 | 2016 | 3.97 | 2016-02-29
Spain | ESP | 2016-02-06 01:00 | 2016-02-06 02:00 | 27.6 | 2016 | 3.97 | 2016-02-29
Spain | ESP | 2016-02-06 02:00 | 2016-02-06 03:00 | 27.9 | 2016 | 3.97 | 2016-02-29
Spain | ESP | 2016-02-06 03:00 | 2016-02-06 04:00 | 28 | 2016 | 3.97 | 2016-02-29
Spain | ESP | 2016-02-06 04:00 | 2016-02-06 05:00 | 27.6 | 2016 | 3.97 | 2016-02-29
Spain | ESP | 2016-02-06 05:00 | 2016-02-06 06:00 | 27.9 | 2016 | 3.97 | 2016-02-29
Spain | ESP | 2016-02-06 06:00 | 2016-02-06 07:00 | 24.3 | 2016 | 3.97 | 2016-02-29
Spain | ESP | 2016-02-06 07:00 | 2016-02-06 08:00 | 27.2 | 2016 | 3.97 | 2016-02-29
Spain | ESP | 2016-02-06 08:00 | 2016-02-06 09:00 | 35.94 | 2016 | 3.97 | 2016-02-29
Spain | ESP | 2016-02-06 09:00 | 2016-02-06 10:00 | 37.2 | 2016 | 3.97 | 2016-02-29
Spain | ESP | 2016-02-06 10:00 | 2016-02-06 11:00 | 36.69 | 2016 | 3.97 | 2016-02-29
Spain | ESP | 2016-02-06 11:00 | 2016-02-06 12:00 | 28.46 | 2016 | 3.97 | 2016-02-29
Spain | ESP | 2016-02-06 12:00 | 2016-02-06 13:00 | 29.1 | 2016 | 3.97 | 2016-02-29
Spain | ESP | 2016-02-06 13:00 | 2016-02-06 14:00 | 24.3 | 2016 | 3.97 | 2016-02-29
Spain | ESP | 2016-02-06 14:00 | 2016-02-06 15:00 | 20.01 | 2016 | 3.97 | 2016-02-29
Spain | ESP | 2016-02-06 15:00 | 2016-02-06 16:00 | 18.51 | 2016 | 3.97 | 2016-02-29
Spain | ESP | 2016-02-06 16:00 | 2016-02-06 17:00 | 20 | 2016 | 3.97 | 2016-02-29
Spain | ESP | 2016-02-06 17:00 | 2016-02-06 18:00 | 23.15 | 2016 | 3.97 | 2016-02-29
Spain | ESP | 2016-02-06 18:00 | 2016-02-06 19:00 | 27.6 | 2016 | 3.97 | 2016-02-29
Spain | ESP | 2016-02-06 19:00 | 2016-02-06 20:00 | 30 | 2016 | 3.97 | 2016-02-29
Spain | ESP | 2016-02-06 20:00 | 2016-02-06 21:00 | 30.01 | 2016 | 3.97 | 2016-02-29
Spain | ESP | 2016-02-06 21:00 | 2016-02-06 22:00 | 24.3 | 2016 | 3.97 | 2016-02-29
Spain | ESP | 2016-02-06 22:00 | 2016-02-06 23:00 | 21.69 | 2016 | 3.97 | 2016-02-29
Spain | ESP | 2016-02-06 23:00 | 2016-02-07 | 15 | 2016 | 3.97 | 2016-02-29
Spain | ESP | 2016-02-07 | 2016-02-07 01:00 | 10.6 | 2016 | 3.97 | 2016-02-29
Spain | ESP | 2016-02-07 01:00 | 2016-02-07 02:00 | 8.48 | 2016 | 3.97 | 2016-02-29
Spain | ESP | 2016-02-07 02:00 | 2016-02-07 03:00 | 6.23 | 2016 | 3.97 | 2016-02-29
Spain | ESP | 2016-02-07 03:00 | 2016-02-07 04:00 | 5.1 | 2016 | 3.97 | 2016-02-29
Spain | ESP | 2016-02-07 04:00 | 2016-02-07 05:00 | 5 | 2016 | 3.97 | 2016-02-29
Spain | ESP | 2016-02-07 05:00 | 2016-02-07 06:00 | 4 | 2016 | 3.97 | 2016-02-29
Spain | ESP | 2016-02-07 06:00 | 2016-02-07 07:00 | 5.1 | 2016 | 3.97 | 2016-02-29
Spain | ESP | 2016-02-07 07:00 | 2016-02-07 08:00 | 8 | 2016 | 3.97 | 2016-02-29
Spain | ESP | 2016-02-07 08:00 | 2016-02-07 09:00 | 12.4 | 2016 | 3.97 | 2016-02-29
Spain | ESP | 2016-02-07 09:00 | 2016-02-07 10:00 | 15.71 | 2016 | 3.97 | 2016-02-29
Spain | ESP | 2016-02-07 10:00 | 2016-02-07 11:00 | 15.39 | 2016 | 3.97 | 2016-02-29
Spain | ESP | 2016-02-07 11:00 | 2016-02-07 12:00 | 16 | 2016 | 3.97 | 2016-02-29
Spain | ESP | 2016-02-07 12:00 | 2016-02-07 13:00 | 13.63 | 2016 | 3.97 | 2016-02-29
Spain | ESP | 2016-02-07 13:00 | 2016-02-07 14:00 | 12.4 | 2016 | 3.97 | 2016-02-29
Spain | ESP | 2016-02-07 14:00 | 2016-02-07 15:00 | 10.96 | 2016 | 3.97 | 2016-02-29
Spain | ESP | 2016-02-07 15:00 | 2016-02-07 16:00 | 13.49 | 2016 | 3.97 | 2016-02-29
Spain | ESP | 2016-02-07 16:00 | 2016-02-07 17:00 | 16.64 | 2016 | 3.97 | 2016-02-29
Spain | ESP | 2016-02-07 17:00 | 2016-02-07 18:00 | 24.48 | 2016 | 3.97 | 2016-02-29
Spain | ESP | 2016-02-07 18:00 | 2016-02-07 19:00 | 29 | 2016 | 3.97 | 2016-02-29
Spain | ESP | 2016-02-07 19:00 | 2016-02-07 20:00 | 49.03 | 2016 | 3.97 | 2016-02-29
Spain | ESP | 2016-02-07 20:00 | 2016-02-07 21:00 | 35.75 | 2016 | 3.97 | 2016-02-29
Spain | ESP | 2016-02-07 21:00 | 2016-02-07 22:00 | 30.05 | 2016 | 3.97 | 2016-02-29
Spain | ESP | 2016-02-07 22:00 | 2016-02-07 23:00 | 25.2 | 2016 | 3.97 | 2016-02-29
Spain | ESP | 2016-02-07 23:00 | 2016-02-08 | 24.8 | 2016 | 3.97 | 2016-02-29
Spain | ESP | 2016-02-08 | 2016-02-08 01:00 | 16.8 | 2016 | 3.97 | 2016-02-29
Spain | ESP | 2016-02-08 01:00 | 2016-02-08 02:00 | 12.4 | 2016 | 3.97 | 2016-02-29
Spain | ESP | 2016-02-08 02:00 | 2016-02-08 03:00 | 10.13 | 2016 | 3.97 | 2016-02-29
Spain | ESP | 2016-02-08 03:00 | 2016-02-08 04:00 | 10 | 2016 | 3.97 | 2016-02-29
Spain | ESP | 2016-02-08 04:00 | 2016-02-08 05:00 | 14 | 2016 | 3.97 | 2016-02-29
Spain | ESP | 2016-02-08 05:00 | 2016-02-08 06:00 | 21.03 | 2016 | 3.97 | 2016-02-29
Spain | ESP | 2016-02-08 06:00 | 2016-02-08 07:00 | 33 | 2016 | 3.97 | 2016-02-29
Spain | ESP | 2016-02-08 07:00 | 2016-02-08 08:00 | 35.75 | 2016 | 3.97 | 2016-02-29
Spain | ESP | 2016-02-08 08:00 | 2016-02-08 09:00 | 36.69 | 2016 | 3.97 | 2016-02-29
Spain | ESP | 2016-02-08 09:00 | 2016-02-08 10:00 | 37.24 | 2016 | 3.97 | 2016-02-29
Spain | ESP | 2016-02-08 10:00 | 2016-02-08 11:00 | 37 | 2016 | 3.97 | 2016-02-29
Spain | ESP | 2016-02-08 11:00 | 2016-02-08 12:00 | 37 | 2016 | 3.97 | 2016-02-29
Spain | ESP | 2016-02-08 12:00 | 2016-02-08 13:00 | 36.63 | 2016 | 3.97 | 2016-02-29
Spain | ESP | 2016-02-08 13:00 | 2016-02-08 14:00 | 35.94 | 2016 | 3.97 | 2016-02-29
Spain | ESP | 2016-02-08 14:00 | 2016-02-08 15:00 | 35.75 | 2016 | 3.97 | 2016-02-29
Spain | ESP | 2016-02-08 15:00 | 2016-02-08 16:00 | 35.94 | 2016 | 3.97 | 2016-02-29
Spain | ESP | 2016-02-08 16:00 | 2016-02-08 17:00 | 35.94 | 2016 | 3.97 | 2016-02-29
Spain | ESP | 2016-02-08 17:00 | 2016-02-08 18:00 | 35.75 | 2016 | 3.97 | 2016-02-29
Spain | ESP | 2016-02-08 18:00 | 2016-02-08 19:00 | 38.5 | 2016 | 3.97 | 2016-02-29
Spain | ESP | 2016-02-08 19:00 | 2016-02-08 20:00 | 40 | 2016 | 3.97 | 2016-02-29
Spain | ESP | 2016-02-08 20:00 | 2016-02-08 21:00 | 37.2 | 2016 | 3.97 | 2016-02-29
Spain | ESP | 2016-02-08 21:00 | 2016-02-08 22:00 | 30 | 2016 | 3.97 | 2016-02-29
Spain | ESP | 2016-02-08 22:00 | 2016-02-08 23:00 | 25.8 | 2016 | 3.97 | 2016-02-29
Spain | ESP | 2016-02-08 23:00 | 2016-02-09 | 22 | 2016 | 3.97 | 2016-02-29
Spain | ESP | 2016-02-09 | 2016-02-09 01:00 | 15 | 2016 | 3.97 | 2016-02-29
Spain | ESP | 2016-02-09 01:00 | 2016-02-09 02:00 | 12.5 | 2016 | 3.97 | 2016-02-29
Spain | ESP | 2016-02-09 02:00 | 2016-02-09 03:00 | 7 | 2016 | 3.97 | 2016-02-29
Spain | ESP | 2016-02-09 03:00 | 2016-02-09 04:00 | 7.2 | 2016 | 3.97 | 2016-02-29
Spain | ESP | 2016-02-09 04:00 | 2016-02-09 05:00 | 12.4 | 2016 | 3.97 | 2016-02-29
Spain | ESP | 2016-02-09 05:00 | 2016-02-09 06:00 | 18.5 | 2016 | 3.97 | 2016-02-29
Spain | ESP | 2016-02-09 06:00 | 2016-02-09 07:00 | 28.26 | 2016 | 3.97 | 2016-02-29
Spain | ESP | 2016-02-09 07:00 | 2016-02-09 08:00 | 30.1 | 2016 | 3.97 | 2016-02-29
Spain | ESP | 2016-02-09 08:00 | 2016-02-09 09:00 | 30.1 | 2016 | 3.97 | 2016-02-29
Spain | ESP | 2016-02-09 09:00 | 2016-02-09 10:00 | 26.5 | 2016 | 3.97 | 2016-02-29
Spain | ESP | 2016-02-09 10:00 | 2016-02-09 11:00 | 28.16 | 2016 | 3.97 | 2016-02-29
Spain | ESP | 2016-02-09 11:00 | 2016-02-09 12:00 | 27.03 | 2016 | 3.97 | 2016-02-29
Spain | ESP | 2016-02-09 12:00 | 2016-02-09 13:00 | 28.69 | 2016 | 3.97 | 2016-02-29
Spain | ESP | 2016-02-09 13:00 | 2016-02-09 14:00 | 27.44 | 2016 | 3.97 | 2016-02-29
Spain | ESP | 2016-02-09 14:00 | 2016-02-09 15:00 | 26.97 | 2016 | 3.97 | 2016-02-29
Spain | ESP | 2016-02-09 15:00 | 2016-02-09 16:00 | 27.24 | 2016 | 3.97 | 2016-02-29
Spain | ESP | 2016-02-09 16:00 | 2016-02-09 17:00 | 26.5 | 2016 | 3.97 | 2016-02-29
Spain | ESP | 2016-02-09 17:00 | 2016-02-09 18:00 | 30 | 2016 | 3.97 | 2016-02-29
Spain | ESP | 2016-02-09 18:00 | 2016-02-09 19:00 | 34.06 | 2016 | 3.97 | 2016-02-29
Spain | ESP | 2016-02-09 19:00 | 2016-02-09 20:00 | 30.1 | 2016 | 3.97 | 2016-02-29
Spain | ESP | 2016-02-09 20:00 | 2016-02-09 21:00 | 26 | 2016 | 3.97 | 2016-02-29
Spain | ESP | 2016-02-09 21:00 | 2016-02-09 22:00 | 24.74 | 2016 | 3.97 | 2016-02-29
Spain | ESP | 2016-02-09 22:00 | 2016-02-09 23:00 | 25 | 2016 | 3.97 | 2016-02-29
Spain | ESP | 2016-02-09 23:00 | 2016-02-10 | 17.75 | 2016 | 3.97 | 2016-02-29
Spain | ESP | 2016-02-10 | 2016-02-10 01:00 | 14.28 | 2016 | 3.97 | 2016-02-29
Spain | ESP | 2016-02-10 01:00 | 2016-02-10 02:00 | 13.85 | 2016 | 3.97 | 2016-02-29
Spain | ESP | 2016-02-10 02:00 | 2016-02-10 03:00 | 14 | 2016 | 3.97 | 2016-02-29
Spain | ESP | 2016-02-10 03:00 | 2016-02-10 04:00 | 14.75 | 2016 | 3.97 | 2016-02-29
Spain | ESP | 2016-02-10 04:00 | 2016-02-10 05:00 | 16.2 | 2016 | 3.97 | 2016-02-29
Spain | ESP | 2016-02-10 05:00 | 2016-02-10 06:00 | 22.8 | 2016 | 3.97 | 2016-02-29
Spain | ESP | 2016-02-10 06:00 | 2016-02-10 07:00 | 30.59 | 2016 | 3.97 | 2016-02-29
Spain | ESP | 2016-02-10 07:00 | 2016-02-10 08:00 | 32.05 | 2016 | 3.97 | 2016-02-29
Spain | ESP | 2016-02-10 08:00 | 2016-02-10 09:00 | 33.3 | 2016 | 3.97 | 2016-02-29
Spain | ESP | 2016-02-10 09:00 | 2016-02-10 10:00 | 33.15 | 2016 | 3.97 | 2016-02-29
Spain | ESP | 2016-02-10 10:00 | 2016-02-10 11:00 | 32.26 | 2016 | 3.97 | 2016-02-29
Spain | ESP | 2016-02-10 11:00 | 2016-02-10 12:00 | 30.35 | 2016 | 3.97 | 2016-02-29
Spain | ESP | 2016-02-10 12:00 | 2016-02-10 13:00 | 27.74 | 2016 | 3.97 | 2016-02-29
Spain | ESP | 2016-02-10 13:00 | 2016-02-10 14:00 | 27.44 | 2016 | 3.97 | 2016-02-29
Spain | ESP | 2016-02-10 14:00 | 2016-02-10 15:00 | 27.77 | 2016 | 3.97 | 2016-02-29
Spain | ESP | 2016-02-10 15:00 | 2016-02-10 16:00 | 28.68 | 2016 | 3.97 | 2016-02-29
Spain | ESP | 2016-02-10 16:00 | 2016-02-10 17:00 | 32.1 | 2016 | 3.97 | 2016-02-29
Spain | ESP | 2016-02-10 17:00 | 2016-02-10 18:00 | 35.94 | 2016 | 3.97 | 2016-02-29
Spain | ESP | 2016-02-10 18:00 | 2016-02-10 19:00 | 41.91 | 2016 | 3.97 | 2016-02-29
Spain | ESP | 2016-02-10 19:00 | 2016-02-10 20:00 | 39.43 | 2016 | 3.97 | 2016-02-29
Spain | ESP | 2016-02-10 20:00 | 2016-02-10 21:00 | 34.19 | 2016 | 3.97 | 2016-02-29
Spain | ESP | 2016-02-10 21:00 | 2016-02-10 22:00 | 32.1 | 2016 | 3.97 | 2016-02-29
Spain | ESP | 2016-02-10 22:00 | 2016-02-10 23:00 | 28.3 | 2016 | 3.97 | 2016-02-29
Spain | ESP | 2016-02-10 23:00 | 2016-02-11 | 23.82 | 2016 | 3.97 | 2016-02-29
Spain | ESP | 2016-02-11 | 2016-02-11 01:00 | 21.48 | 2016 | 3.97 | 2016-02-29
Spain | ESP | 2016-02-11 01:00 | 2016-02-11 02:00 | 21 | 2016 | 3.97 | 2016-02-29
Spain | ESP | 2016-02-11 02:00 | 2016-02-11 03:00 | 19.94 | 2016 | 3.97 | 2016-02-29
Spain | ESP | 2016-02-11 03:00 | 2016-02-11 04:00 | 19.98 | 2016 | 3.97 | 2016-02-29
Spain | ESP | 2016-02-11 04:00 | 2016-02-11 05:00 | 21.79 | 2016 | 3.97 | 2016-02-29
Spain | ESP | 2016-02-11 05:00 | 2016-02-11 06:00 | 28.63 | 2016 | 3.97 | 2016-02-29
Spain | ESP | 2016-02-11 06:00 | 2016-02-11 07:00 | 37.2 | 2016 | 3.97 | 2016-02-29
Spain | ESP | 2016-02-11 07:00 | 2016-02-11 08:00 | 43.83 | 2016 | 3.97 | 2016-02-29
Spain | ESP | 2016-02-11 08:00 | 2016-02-11 09:00 | 43.79 | 2016 | 3.97 | 2016-02-29
Spain | ESP | 2016-02-11 09:00 | 2016-02-11 10:00 | 41.55 | 2016 | 3.97 | 2016-02-29
Spain | ESP | 2016-02-11 10:00 | 2016-02-11 11:00 | 37 | 2016 | 3.97 | 2016-02-29
Spain | ESP | 2016-02-11 11:00 | 2016-02-11 12:00 | 34.49 | 2016 | 3.97 | 2016-02-29
Spain | ESP | 2016-02-11 12:00 | 2016-02-11 13:00 | 34.49 | 2016 | 3.97 | 2016-02-29
Spain | ESP | 2016-02-11 13:00 | 2016-02-11 14:00 | 34.69 | 2016 | 3.97 | 2016-02-29
Spain | ESP | 2016-02-11 14:00 | 2016-02-11 15:00 | 30 | 2016 | 3.97 | 2016-02-29
Spain | ESP | 2016-02-11 15:00 | 2016-02-11 16:00 | 32.1 | 2016 | 3.97 | 2016-02-29
Spain | ESP | 2016-02-11 16:00 | 2016-02-11 17:00 | 36 | 2016 | 3.97 | 2016-02-29
Spain | ESP | 2016-02-11 17:00 | 2016-02-11 18:00 | 41.02 | 2016 | 3.97 | 2016-02-29
Spain | ESP | 2016-02-11 18:00 | 2016-02-11 19:00 | 42 | 2016 | 3.97 | 2016-02-29
Spain | ESP | 2016-02-11 19:00 | 2016-02-11 20:00 | 37.2 | 2016 | 3.97 | 2016-02-29
Spain | ESP | 2016-02-11 20:00 | 2016-02-11 21:00 | 34 | 2016 | 3.97 | 2016-02-29
Spain | ESP | 2016-02-11 21:00 | 2016-02-11 22:00 | 30.33 | 2016 | 3.97 | 2016-02-29
Spain | ESP | 2016-02-11 22:00 | 2016-02-11 23:00 | 26.1 | 2016 | 3.97 | 2016-02-29
Spain | ESP | 2016-02-11 23:00 | 2016-02-12 | 22.81 | 2016 | 3.97 | 2016-02-29
Spain | ESP | 2016-02-12 | 2016-02-12 01:00 | 21.59 | 2016 | 3.97 | 2016-02-29
Spain | ESP | 2016-02-12 01:00 | 2016-02-12 02:00 | 20 | 2016 | 3.97 | 2016-02-29
Spain | ESP | 2016-02-12 02:00 | 2016-02-12 03:00 | 19.1 | 2016 | 3.97 | 2016-02-29
Spain | ESP | 2016-02-12 03:00 | 2016-02-12 04:00 | 15.98 | 2016 | 3.97 | 2016-02-29
Spain | ESP | 2016-02-12 04:00 | 2016-02-12 05:00 | 16.5 | 2016 | 3.97 | 2016-02-29
Spain | ESP | 2016-02-12 05:00 | 2016-02-12 06:00 | 20 | 2016 | 3.97 | 2016-02-29
Spain | ESP | 2016-02-12 06:00 | 2016-02-12 07:00 | 23.19 | 2016 | 3.97 | 2016-02-29
Spain | ESP | 2016-02-12 07:00 | 2016-02-12 08:00 | 27.75 | 2016 | 3.97 | 2016-02-29
Spain | ESP | 2016-02-12 08:00 | 2016-02-12 09:00 | 30 | 2016 | 3.97 | 2016-02-29
Spain | ESP | 2016-02-12 09:00 | 2016-02-12 10:00 | 30.19 | 2016 | 3.97 | 2016-02-29
Spain | ESP | 2016-02-12 10:00 | 2016-02-12 11:00 | 29.6 | 2016 | 3.97 | 2016-02-29
Spain | ESP | 2016-02-12 11:00 | 2016-02-12 12:00 | 28 | 2016 | 3.97 | 2016-02-29
Spain | ESP | 2016-02-12 12:00 | 2016-02-12 13:00 | 26.93 | 2016 | 3.97 | 2016-02-29
Spain | ESP | 2016-02-12 13:00 | 2016-02-12 14:00 | 24.1 | 2016 | 3.97 | 2016-02-29
Spain | ESP | 2016-02-12 14:00 | 2016-02-12 15:00 | 24.1 | 2016 | 3.97 | 2016-02-29
Spain | ESP | 2016-02-12 15:00 | 2016-02-12 16:00 | 24.1 | 2016 | 3.97 | 2016-02-29
Spain | ESP | 2016-02-12 16:00 | 2016-02-12 17:00 | 24.1 | 2016 | 3.97 | 2016-02-29
Spain | ESP | 2016-02-12 17:00 | 2016-02-12 18:00 | 24.15 | 2016 | 3.97 | 2016-02-29
Spain | ESP | 2016-02-12 18:00 | 2016-02-12 19:00 | 30 | 2016 | 3.97 | 2016-02-29
Spain | ESP | 2016-02-12 19:00 | 2016-02-12 20:00 | 29.6 | 2016 | 3.97 | 2016-02-29
Spain | ESP | 2016-02-12 20:00 | 2016-02-12 21:00 | 26.45 | 2016 | 3.97 | 2016-02-29
Spain | ESP | 2016-02-12 21:00 | 2016-02-12 22:00 | 23.3 | 2016 | 3.97 | 2016-02-29
Spain | ESP | 2016-02-12 22:00 | 2016-02-12 23:00 | 20.3 | 2016 | 3.97 | 2016-02-29
Spain | ESP | 2016-02-12 23:00 | 2016-02-13 | 11.3 | 2016 | 3.97 | 2016-02-29
Spain | ESP | 2016-02-13 | 2016-02-13 01:00 | 7.9 | 2016 | 3.97 | 2016-02-29
Spain | ESP | 2016-02-13 01:00 | 2016-02-13 02:00 | 5.4 | 2016 | 3.97 | 2016-02-29
Spain | ESP | 2016-02-13 02:00 | 2016-02-13 03:00 | 5 | 2016 | 3.97 | 2016-02-29
Spain | ESP | 2016-02-13 03:00 | 2016-02-13 04:00 | 4.01 | 2016 | 3.97 | 2016-02-29
Spain | ESP | 2016-02-13 04:00 | 2016-02-13 05:00 | 4 | 2016 | 3.97 | 2016-02-29
Spain | ESP | 2016-02-13 05:00 | 2016-02-13 06:00 | 5 | 2016 | 3.97 | 2016-02-29
Spain | ESP | 2016-02-13 06:00 | 2016-02-13 07:00 | 5.1 | 2016 | 3.97 | 2016-02-29
Spain | ESP | 2016-02-13 07:00 | 2016-02-13 08:00 | 5.4 | 2016 | 3.97 | 2016-02-29
Spain | ESP | 2016-02-13 08:00 | 2016-02-13 09:00 | 8.25 | 2016 | 3.97 | 2016-02-29
Spain | ESP | 2016-02-13 09:00 | 2016-02-13 10:00 | 12.07 | 2016 | 3.97 | 2016-02-29
Spain | ESP | 2016-02-13 10:00 | 2016-02-13 11:00 | 11.59 | 2016 | 3.97 | 2016-02-29
Spain | ESP | 2016-02-13 11:00 | 2016-02-13 12:00 | 9.25 | 2016 | 3.97 | 2016-02-29
Spain | ESP | 2016-02-13 12:00 | 2016-02-13 13:00 | 9.25 | 2016 | 3.97 | 2016-02-29
Spain | ESP | 2016-02-13 13:00 | 2016-02-13 14:00 | 7.9 | 2016 | 3.97 | 2016-02-29
Spain | ESP | 2016-02-13 14:00 | 2016-02-13 15:00 | 6 | 2016 | 3.97 | 2016-02-29
Spain | ESP | 2016-02-13 15:00 | 2016-02-13 16:00 | 6 | 2016 | 3.97 | 2016-02-29
Spain | ESP | 2016-02-13 16:00 | 2016-02-13 17:00 | 6.5 | 2016 | 3.97 | 2016-02-29
Spain | ESP | 2016-02-13 17:00 | 2016-02-13 18:00 | 8.77 | 2016 | 3.97 | 2016-02-29
Spain | ESP | 2016-02-13 18:00 | 2016-02-13 19:00 | 18.1 | 2016 | 3.97 | 2016-02-29
Spain | ESP | 2016-02-13 19:00 | 2016-02-13 20:00 | 19.3 | 2016 | 3.97 | 2016-02-29
Spain | ESP | 2016-02-13 20:00 | 2016-02-13 21:00 | 19.1 | 2016 | 3.97 | 2016-02-29
Spain | ESP | 2016-02-13 21:00 | 2016-02-13 22:00 | 14 | 2016 | 3.97 | 2016-02-29
Spain | ESP | 2016-02-13 22:00 | 2016-02-13 23:00 | 11.39 | 2016 | 3.97 | 2016-02-29
Spain | ESP | 2016-02-13 23:00 | 2016-02-14 | 5 | 2016 | 3.97 | 2016-02-29
Spain | ESP | 2016-02-14 | 2016-02-14 01:00 | 4 | 2016 | 3.97 | 2016-02-29
Spain | ESP | 2016-02-14 01:00 | 2016-02-14 02:00 | 2.3 | 2016 | 3.97 | 2016-02-29
Spain | ESP | 2016-02-14 02:00 | 2016-02-14 03:00 | 2.3 | 2016 | 3.97 | 2016-02-29
Spain | ESP | 2016-02-14 03:00 | 2016-02-14 04:00 | 2.3 | 2016 | 3.97 | 2016-02-29
Spain | ESP | 2016-02-14 04:00 | 2016-02-14 05:00 | 2.3 | 2016 | 3.97 | 2016-02-29
Spain | ESP | 2016-02-14 05:00 | 2016-02-14 06:00 | 2.3 | 2016 | 3.97 | 2016-02-29
Spain | ESP | 2016-02-14 06:00 | 2016-02-14 07:00 | 2.3 | 2016 | 3.97 | 2016-02-29
Spain | ESP | 2016-02-14 07:00 | 2016-02-14 08:00 | 3 | 2016 | 3.97 | 2016-02-29
Spain | ESP | 2016-02-14 08:00 | 2016-02-14 09:00 | 5 | 2016 | 3.97 | 2016-02-29
Spain | ESP | 2016-02-14 09:00 | 2016-02-14 10:00 | 6 | 2016 | 3.97 | 2016-02-29
Spain | ESP | 2016-02-14 10:00 | 2016-02-14 11:00 | 7 | 2016 | 3.97 | 2016-02-29
Spain | ESP | 2016-02-14 11:00 | 2016-02-14 12:00 | 6 | 2016 | 3.97 | 2016-02-29
Spain | ESP | 2016-02-14 12:00 | 2016-02-14 13:00 | 6 | 2016 | 3.97 | 2016-02-29
Spain | ESP | 2016-02-14 13:00 | 2016-02-14 14:00 | 6 | 2016 | 3.97 | 2016-02-29
Spain | ESP | 2016-02-14 14:00 | 2016-02-14 15:00 | 4 | 2016 | 3.97 | 2016-02-29
Spain | ESP | 2016-02-14 15:00 | 2016-02-14 16:00 | 4 | 2016 | 3.97 | 2016-02-29
Spain | ESP | 2016-02-14 16:00 | 2016-02-14 17:00 | 4 | 2016 | 3.97 | 2016-02-29
Spain | ESP | 2016-02-14 17:00 | 2016-02-14 18:00 | 6 | 2016 | 3.97 | 2016-02-29
Spain | ESP | 2016-02-14 18:00 | 2016-02-14 19:00 | 13 | 2016 | 3.97 | 2016-02-29
Spain | ESP | 2016-02-14 19:00 | 2016-02-14 20:00 | 17 | 2016 | 3.97 | 2016-02-29
Spain | ESP | 2016-02-14 20:00 | 2016-02-14 21:00 | 17.5 | 2016 | 3.97 | 2016-02-29
Spain | ESP | 2016-02-14 21:00 | 2016-02-14 22:00 | 16 | 2016 | 3.97 | 2016-02-29
Spain | ESP | 2016-02-14 22:00 | 2016-02-14 23:00 | 12.4 | 2016 | 3.97 | 2016-02-29
Spain | ESP | 2016-02-14 23:00 | 2016-02-15 | 12.4 | 2016 | 3.97 | 2016-02-29
Spain | ESP | 2016-02-15 | 2016-02-15 01:00 | 5 | 2016 | 3.97 | 2016-02-29
Spain | ESP | 2016-02-15 01:00 | 2016-02-15 02:00 | 4.9 | 2016 | 3.97 | 2016-02-29
Spain | ESP | 2016-02-15 02:00 | 2016-02-15 03:00 | 4 | 2016 | 3.97 | 2016-02-29
Spain | ESP | 2016-02-15 03:00 | 2016-02-15 04:00 | 4 | 2016 | 3.97 | 2016-02-29
Spain | ESP | 2016-02-15 04:00 | 2016-02-15 05:00 | 4.9 | 2016 | 3.97 | 2016-02-29
Spain | ESP | 2016-02-15 05:00 | 2016-02-15 06:00 | 7.94 | 2016 | 3.97 | 2016-02-29
Spain | ESP | 2016-02-15 06:00 | 2016-02-15 07:00 | 22.1 | 2016 | 3.97 | 2016-02-29
Spain | ESP | 2016-02-15 07:00 | 2016-02-15 08:00 | 26.5 | 2016 | 3.97 | 2016-02-29
Spain | ESP | 2016-02-15 08:00 | 2016-02-15 09:00 | 29 | 2016 | 3.97 | 2016-02-29
Spain | ESP | 2016-02-15 09:00 | 2016-02-15 10:00 | 26.5 | 2016 | 3.97 | 2016-02-29
Spain | ESP | 2016-02-15 10:00 | 2016-02-15 11:00 | 23 | 2016 | 3.97 | 2016-02-29
Spain | ESP | 2016-02-15 11:00 | 2016-02-15 12:00 | 18.5 | 2016 | 3.97 | 2016-02-29
Spain | ESP | 2016-02-15 12:00 | 2016-02-15 13:00 | 18.5 | 2016 | 3.97 | 2016-02-29
Spain | ESP | 2016-02-15 13:00 | 2016-02-15 14:00 | 15.9 | 2016 | 3.97 | 2016-02-29
Spain | ESP | 2016-02-15 14:00 | 2016-02-15 15:00 | 15.9 | 2016 | 3.97 | 2016-02-29
Spain | ESP | 2016-02-15 15:00 | 2016-02-15 16:00 | 17.38 | 2016 | 3.97 | 2016-02-29
Spain | ESP | 2016-02-15 16:00 | 2016-02-15 17:00 | 18.5 | 2016 | 3.97 | 2016-02-29
Spain | ESP | 2016-02-15 17:00 | 2016-02-15 18:00 | 24.31 | 2016 | 3.97 | 2016-02-29
Spain | ESP | 2016-02-15 18:00 | 2016-02-15 19:00 | 36.37 | 2016 | 3.97 | 2016-02-29
Spain | ESP | 2016-02-15 19:00 | 2016-02-15 20:00 | 36.37 | 2016 | 3.97 | 2016-02-29
Spain | ESP | 2016-02-15 20:00 | 2016-02-15 21:00 | 30 | 2016 | 3.97 | 2016-02-29
Spain | ESP | 2016-02-15 21:00 | 2016-02-15 22:00 | 24.31 | 2016 | 3.97 | 2016-02-29
Spain | ESP | 2016-02-15 22:00 | 2016-02-15 23:00 | 15.9 | 2016 | 3.97 | 2016-02-29
Spain | ESP | 2016-02-15 23:00 | 2016-02-16 | 19.89 | 2016 | 3.97 | 2016-02-29
Spain | ESP | 2016-02-16 | 2016-02-16 01:00 | 11.1 | 2016 | 3.97 | 2016-02-29
Spain | ESP | 2016-02-16 01:00 | 2016-02-16 02:00 | 9.84 | 2016 | 3.97 | 2016-02-29
Spain | ESP | 2016-02-16 02:00 | 2016-02-16 03:00 | 8 | 2016 | 3.97 | 2016-02-29
Spain | ESP | 2016-02-16 03:00 | 2016-02-16 04:00 | 9.98 | 2016 | 3.97 | 2016-02-29
Spain | ESP | 2016-02-16 04:00 | 2016-02-16 05:00 | 12.4 | 2016 | 3.97 | 2016-02-29
Spain | ESP | 2016-02-16 05:00 | 2016-02-16 06:00 | 21.89 | 2016 | 3.97 | 2016-02-29
Spain | ESP | 2016-02-16 06:00 | 2016-02-16 07:00 | 34.76 | 2016 | 3.97 | 2016-02-29
Spain | ESP | 2016-02-16 07:00 | 2016-02-16 08:00 | 39.03 | 2016 | 3.97 | 2016-02-29
Spain | ESP | 2016-02-16 08:00 | 2016-02-16 09:00 | 42.42 | 2016 | 3.97 | 2016-02-29
Spain | ESP | 2016-02-16 09:00 | 2016-02-16 10:00 | 37.91 | 2016 | 3.97 | 2016-02-29
Spain | ESP | 2016-02-16 10:00 | 2016-02-16 11:00 | 35.72 | 2016 | 3.97 | 2016-02-29
Spain | ESP | 2016-02-16 11:00 | 2016-02-16 12:00 | 34.12 | 2016 | 3.97 | 2016-02-29
Spain | ESP | 2016-02-16 12:00 | 2016-02-16 13:00 | 32.77 | 2016 | 3.97 | 2016-02-29
Spain | ESP | 2016-02-16 13:00 | 2016-02-16 14:00 | 31.7 | 2016 | 3.97 | 2016-02-29
Spain | ESP | 2016-02-16 14:00 | 2016-02-16 15:00 | 32.09 | 2016 | 3.97 | 2016-02-29
Spain | ESP | 2016-02-16 15:00 | 2016-02-16 16:00 | 34.88 | 2016 | 3.97 | 2016-02-29
Spain | ESP | 2016-02-16 16:00 | 2016-02-16 17:00 | 39.81 | 2016 | 3.97 | 2016-02-29
Spain | ESP | 2016-02-16 17:00 | 2016-02-16 18:00 | 50.41 | 2016 | 3.97 | 2016-02-29
Spain | ESP | 2016-02-16 18:00 | 2016-02-16 19:00 | 52.21 | 2016 | 3.97 | 2016-02-29
Spain | ESP | 2016-02-16 19:00 | 2016-02-16 20:00 | 49.9 | 2016 | 3.97 | 2016-02-29
Spain | ESP | 2016-02-16 20:00 | 2016-02-16 21:00 | 49.98 | 2016 | 3.97 | 2016-02-29
Spain | ESP | 2016-02-16 21:00 | 2016-02-16 22:00 | 42.07 | 2016 | 3.97 | 2016-02-29
Spain | ESP | 2016-02-16 22:00 | 2016-02-16 23:00 | 35.24 | 2016 | 3.97 | 2016-02-29
Spain | ESP | 2016-02-16 23:00 | 2016-02-17 | 36.62 | 2016 | 3.97 | 2016-02-29
Spain | ESP | 2016-02-17 | 2016-02-17 01:00 | 31.8 | 2016 | 3.97 | 2016-02-29
Spain | ESP | 2016-02-17 01:00 | 2016-02-17 02:00 | 29.72 | 2016 | 3.97 | 2016-02-29
Spain | ESP | 2016-02-17 02:00 | 2016-02-17 03:00 | 27.44 | 2016 | 3.97 | 2016-02-29
Spain | ESP | 2016-02-17 03:00 | 2016-02-17 04:00 | 26.62 | 2016 | 3.97 | 2016-02-29
Spain | ESP | 2016-02-17 04:00 | 2016-02-17 05:00 | 28 | 2016 | 3.97 | 2016-02-29
Spain | ESP | 2016-02-17 05:00 | 2016-02-17 06:00 | 36.1 | 2016 | 3.97 | 2016-02-29
Spain | ESP | 2016-02-17 06:00 | 2016-02-17 07:00 | 42.69 | 2016 | 3.97 | 2016-02-29
Spain | ESP | 2016-02-17 07:00 | 2016-02-17 08:00 | 44.69 | 2016 | 3.97 | 2016-02-29
Spain | ESP | 2016-02-17 08:00 | 2016-02-17 09:00 | 47.33 | 2016 | 3.97 | 2016-02-29
Spain | ESP | 2016-02-17 09:00 | 2016-02-17 10:00 | 45.75 | 2016 | 3.97 | 2016-02-29
Spain | ESP | 2016-02-17 10:00 | 2016-02-17 11:00 | 42 | 2016 | 3.97 | 2016-02-29
Spain | ESP | 2016-02-17 11:00 | 2016-02-17 12:00 | 40 | 2016 | 3.97 | 2016-02-29
Spain | ESP | 2016-02-17 12:00 | 2016-02-17 13:00 | 39.98 | 2016 | 3.97 | 2016-02-29
Spain | ESP | 2016-02-17 13:00 | 2016-02-17 14:00 | 36.62 | 2016 | 3.97 | 2016-02-29
Spain | ESP | 2016-02-17 14:00 | 2016-02-17 15:00 | 36.37 | 2016 | 3.97 | 2016-02-29
Spain | ESP | 2016-02-17 15:00 | 2016-02-17 16:00 | 36.37 | 2016 | 3.97 | 2016-02-29
Spain | ESP | 2016-02-17 16:00 | 2016-02-17 17:00 | 37.4 | 2016 | 3.97 | 2016-02-29
Spain | ESP | 2016-02-17 17:00 | 2016-02-17 18:00 | 40 | 2016 | 3.97 | 2016-02-29
Spain | ESP | 2016-02-17 18:00 | 2016-02-17 19:00 | 47 | 2016 | 3.97 | 2016-02-29
Spain | ESP | 2016-02-17 19:00 | 2016-02-17 20:00 | 45.44 | 2016 | 3.97 | 2016-02-29
Spain | ESP | 2016-02-17 20:00 | 2016-02-17 21:00 | 40 | 2016 | 3.97 | 2016-02-29
Spain | ESP | 2016-02-17 21:00 | 2016-02-17 22:00 | 37.08 | 2016 | 3.97 | 2016-02-29
Spain | ESP | 2016-02-17 22:00 | 2016-02-17 23:00 | 35.06 | 2016 | 3.97 | 2016-02-29
Spain | ESP | 2016-02-17 23:00 | 2016-02-18 | 29 | 2016 | 3.97 | 2016-02-29
Spain | ESP | 2016-02-18 | 2016-02-18 01:00 | 25.05 | 2016 | 3.97 | 2016-02-29
Spain | ESP | 2016-02-18 01:00 | 2016-02-18 02:00 | 26.18 | 2016 | 3.97 | 2016-02-29
Spain | ESP | 2016-02-18 02:00 | 2016-02-18 03:00 | 21.03 | 2016 | 3.97 | 2016-02-29
Spain | ESP | 2016-02-18 03:00 | 2016-02-18 04:00 | 19.89 | 2016 | 3.97 | 2016-02-29
Spain | ESP | 2016-02-18 04:00 | 2016-02-18 05:00 | 21.97 | 2016 | 3.97 | 2016-02-29
Spain | ESP | 2016-02-18 05:00 | 2016-02-18 06:00 | 31.92 | 2016 | 3.97 | 2016-02-29
Spain | ESP | 2016-02-18 06:00 | 2016-02-18 07:00 | 42.99 | 2016 | 3.97 | 2016-02-29
Spain | ESP | 2016-02-18 07:00 | 2016-02-18 08:00 | 45.47 | 2016 | 3.97 | 2016-02-29
Spain | ESP | 2016-02-18 08:00 | 2016-02-18 09:00 | 47.01 | 2016 | 3.97 | 2016-02-29
Spain | ESP | 2016-02-18 09:00 | 2016-02-18 10:00 | 46 | 2016 | 3.97 | 2016-02-29
Spain | ESP | 2016-02-18 10:00 | 2016-02-18 11:00 | 42.99 | 2016 | 3.97 | 2016-02-29
Spain | ESP | 2016-02-18 11:00 | 2016-02-18 12:00 | 39.62 | 2016 | 3.97 | 2016-02-29
Spain | ESP | 2016-02-18 12:00 | 2016-02-18 13:00 | 37.99 | 2016 | 3.97 | 2016-02-29
Spain | ESP | 2016-02-18 13:00 | 2016-02-18 14:00 | 37.99 | 2016 | 3.97 | 2016-02-29
Spain | ESP | 2016-02-18 14:00 | 2016-02-18 15:00 | 37.2 | 2016 | 3.97 | 2016-02-29
Spain | ESP | 2016-02-18 15:00 | 2016-02-18 16:00 | 37.66 | 2016 | 3.97 | 2016-02-29
Spain | ESP | 2016-02-18 16:00 | 2016-02-18 17:00 | 38.88 | 2016 | 3.97 | 2016-02-29
Spain | ESP | 2016-02-18 17:00 | 2016-02-18 18:00 | 42.5 | 2016 | 3.97 | 2016-02-29
Spain | ESP | 2016-02-18 18:00 | 2016-02-18 19:00 | 49.89 | 2016 | 3.97 | 2016-02-29
Spain | ESP | 2016-02-18 19:00 | 2016-02-18 20:00 | 45 | 2016 | 3.97 | 2016-02-29
Spain | ESP | 2016-02-18 20:00 | 2016-02-18 21:00 | 42.99 | 2016 | 3.97 | 2016-02-29
Spain | ESP | 2016-02-18 21:00 | 2016-02-18 22:00 | 37.4 | 2016 | 3.97 | 2016-02-29
Spain | ESP | 2016-02-18 22:00 | 2016-02-18 23:00 | 34.09 | 2016 | 3.97 | 2016-02-29
Spain | ESP | 2016-02-18 23:00 | 2016-02-19 | 30.79 | 2016 | 3.97 | 2016-02-29
Spain | ESP | 2016-02-19 | 2016-02-19 01:00 | 26.69 | 2016 | 3.97 | 2016-02-29
Spain | ESP | 2016-02-19 01:00 | 2016-02-19 02:00 | 26 | 2016 | 3.97 | 2016-02-29
Spain | ESP | 2016-02-19 02:00 | 2016-02-19 03:00 | 22.19 | 2016 | 3.97 | 2016-02-29
Spain | ESP | 2016-02-19 03:00 | 2016-02-19 04:00 | 22.37 | 2016 | 3.97 | 2016-02-29
Spain | ESP | 2016-02-19 04:00 | 2016-02-19 05:00 | 26.83 | 2016 | 3.97 | 2016-02-29
Spain | ESP | 2016-02-19 05:00 | 2016-02-19 06:00 | 32.3 | 2016 | 3.97 | 2016-02-29
Spain | ESP | 2016-02-19 06:00 | 2016-02-19 07:00 | 42.99 | 2016 | 3.97 | 2016-02-29
Spain | ESP | 2016-02-19 07:00 | 2016-02-19 08:00 | 45.25 | 2016 | 3.97 | 2016-02-29
Spain | ESP | 2016-02-19 08:00 | 2016-02-19 09:00 | 45.5 | 2016 | 3.97 | 2016-02-29
Spain | ESP | 2016-02-19 09:00 | 2016-02-19 10:00 | 45 | 2016 | 3.97 | 2016-02-29
Spain | ESP | 2016-02-19 10:00 | 2016-02-19 11:00 | 42.55 | 2016 | 3.97 | 2016-02-29
Spain | ESP | 2016-02-19 11:00 | 2016-02-19 12:00 | 41 | 2016 | 3.97 | 2016-02-29
Spain | ESP | 2016-02-19 12:00 | 2016-02-19 13:00 | 41.25 | 2016 | 3.97 | 2016-02-29
Spain | ESP | 2016-02-19 13:00 | 2016-02-19 14:00 | 39.69 | 2016 | 3.97 | 2016-02-29
Spain | ESP | 2016-02-19 14:00 | 2016-02-19 15:00 | 36.3 | 2016 | 3.97 | 2016-02-29
Spain | ESP | 2016-02-19 15:00 | 2016-02-19 16:00 | 36.35 | 2016 | 3.97 | 2016-02-29
Spain | ESP | 2016-02-19 16:00 | 2016-02-19 17:00 | 38.85 | 2016 | 3.97 | 2016-02-29
Spain | ESP | 2016-02-19 17:00 | 2016-02-19 18:00 | 42.35 | 2016 | 3.97 | 2016-02-29
Spain | ESP | 2016-02-19 18:00 | 2016-02-19 19:00 | 48.48 | 2016 | 3.97 | 2016-02-29
Spain | ESP | 2016-02-19 19:00 | 2016-02-19 20:00 | 49.31 | 2016 | 3.97 | 2016-02-29
Spain | ESP | 2016-02-19 20:00 | 2016-02-19 21:00 | 47.33 | 2016 | 3.97 | 2016-02-29
Spain | ESP | 2016-02-19 21:00 | 2016-02-19 22:00 | 41.62 | 2016 | 3.97 | 2016-02-29
Spain | ESP | 2016-02-19 22:00 | 2016-02-19 23:00 | 34.5 | 2016 | 3.97 | 2016-02-29
Spain | ESP | 2016-02-19 23:00 | 2016-02-20 | 35.2 | 2016 | 3.97 | 2016-02-29
Spain | ESP | 2016-02-20 | 2016-02-20 01:00 | 32.79 | 2016 | 3.97 | 2016-02-29
Spain | ESP | 2016-02-20 01:00 | 2016-02-20 02:00 | 29 | 2016 | 3.97 | 2016-02-29
Spain | ESP | 2016-02-20 02:00 | 2016-02-20 03:00 | 26.89 | 2016 | 3.97 | 2016-02-29
Spain | ESP | 2016-02-20 03:00 | 2016-02-20 04:00 | 24.9 | 2016 | 3.97 | 2016-02-29
Spain | ESP | 2016-02-20 04:00 | 2016-02-20 05:00 | 24.39 | 2016 | 3.97 | 2016-02-29
Spain | ESP | 2016-02-20 05:00 | 2016-02-20 06:00 | 26.5 | 2016 | 3.97 | 2016-02-29
Spain | ESP | 2016-02-20 06:00 | 2016-02-20 07:00 | 28.4 | 2016 | 3.97 | 2016-02-29
Spain | ESP | 2016-02-20 07:00 | 2016-02-20 08:00 | 32.5 | 2016 | 3.97 | 2016-02-29
Spain | ESP | 2016-02-20 08:00 | 2016-02-20 09:00 | 35 | 2016 | 3.97 | 2016-02-29
Spain | ESP | 2016-02-20 09:00 | 2016-02-20 10:00 | 36.81 | 2016 | 3.97 | 2016-02-29
Spain | ESP | 2016-02-20 10:00 | 2016-02-20 11:00 | 35.5 | 2016 | 3.97 | 2016-02-29
Spain | ESP | 2016-02-20 11:00 | 2016-02-20 12:00 | 34.8 | 2016 | 3.97 | 2016-02-29
Spain | ESP | 2016-02-20 12:00 | 2016-02-20 13:00 | 35 | 2016 | 3.97 | 2016-02-29
Spain | ESP | 2016-02-20 13:00 | 2016-02-20 14:00 | 33.9 | 2016 | 3.97 | 2016-02-29
Spain | ESP | 2016-02-20 14:00 | 2016-02-20 15:00 | 31.3 | 2016 | 3.97 | 2016-02-29
Spain | ESP | 2016-02-20 15:00 | 2016-02-20 16:00 | 31 | 2016 | 3.97 | 2016-02-29
Spain | ESP | 2016-02-20 16:00 | 2016-02-20 17:00 | 32.5 | 2016 | 3.97 | 2016-02-29
Spain | ESP | 2016-02-20 17:00 | 2016-02-20 18:00 | 35.1 | 2016 | 3.97 | 2016-02-29
Spain | ESP | 2016-02-20 18:00 | 2016-02-20 19:00 | 41.69 | 2016 | 3.97 | 2016-02-29
Spain | ESP | 2016-02-20 19:00 | 2016-02-20 20:00 | 43 | 2016 | 3.97 | 2016-02-29
Spain | ESP | 2016-02-20 20:00 | 2016-02-20 21:00 | 42 | 2016 | 3.97 | 2016-02-29
Spain | ESP | 2016-02-20 21:00 | 2016-02-20 22:00 | 36.72 | 2016 | 3.97 | 2016-02-29
Spain | ESP | 2016-02-20 22:00 | 2016-02-20 23:00 | 32.5 | 2016 | 3.97 | 2016-02-29
Spain | ESP | 2016-02-20 23:00 | 2016-02-21 | 27.9 | 2016 | 3.97 | 2016-02-29
Spain | ESP | 2016-02-21 | 2016-02-21 01:00 | 19 | 2016 | 3.97 | 2016-02-29
Spain | ESP | 2016-02-21 01:00 | 2016-02-21 02:00 | 13.05 | 2016 | 3.97 | 2016-02-29
Spain | ESP | 2016-02-21 02:00 | 2016-02-21 03:00 | 7.6 | 2016 | 3.97 | 2016-02-29
Spain | ESP | 2016-02-21 03:00 | 2016-02-21 04:00 | 5.95 | 2016 | 3.97 | 2016-02-29
Spain | ESP | 2016-02-21 04:00 | 2016-02-21 05:00 | 6.75 | 2016 | 3.97 | 2016-02-29
Spain | ESP | 2016-02-21 05:00 | 2016-02-21 06:00 | 7.13 | 2016 | 3.97 | 2016-02-29
Spain | ESP | 2016-02-21 06:00 | 2016-02-21 07:00 | 6.5 | 2016 | 3.97 | 2016-02-29
Spain | ESP | 2016-02-21 07:00 | 2016-02-21 08:00 | 8 | 2016 | 3.97 | 2016-02-29
Spain | ESP | 2016-02-21 08:00 | 2016-02-21 09:00 | 18 | 2016 | 3.97 | 2016-02-29
Spain | ESP | 2016-02-21 09:00 | 2016-02-21 10:00 | 24.8 | 2016 | 3.97 | 2016-02-29
Spain | ESP | 2016-02-21 10:00 | 2016-02-21 11:00 | 25.2 | 2016 | 3.97 | 2016-02-29
Spain | ESP | 2016-02-21 11:00 | 2016-02-21 12:00 | 23.9 | 2016 | 3.97 | 2016-02-29
Spain | ESP | 2016-02-21 12:00 | 2016-02-21 13:00 | 26.24 | 2016 | 3.97 | 2016-02-29
Spain | ESP | 2016-02-21 13:00 | 2016-02-21 14:00 | 25.2 | 2016 | 3.97 | 2016-02-29
Spain | ESP | 2016-02-21 14:00 | 2016-02-21 15:00 | 20.13 | 2016 | 3.97 | 2016-02-29
Spain | ESP | 2016-02-21 15:00 | 2016-02-21 16:00 | 17.73 | 2016 | 3.97 | 2016-02-29
Spain | ESP | 2016-02-21 16:00 | 2016-02-21 17:00 | 21.92 | 2016 | 3.97 | 2016-02-29
Spain | ESP | 2016-02-21 17:00 | 2016-02-21 18:00 | 32.5 | 2016 | 3.97 | 2016-02-29
Spain | ESP | 2016-02-21 18:00 | 2016-02-21 19:00 | 42.5 | 2016 | 3.97 | 2016-02-29
Spain | ESP | 2016-02-21 19:00 | 2016-02-21 20:00 | 51.07 | 2016 | 3.97 | 2016-02-29
Spain | ESP | 2016-02-21 20:00 | 2016-02-21 21:00 | 51.72 | 2016 | 3.97 | 2016-02-29
Spain | ESP | 2016-02-21 21:00 | 2016-02-21 22:00 | 47.75 | 2016 | 3.97 | 2016-02-29
Spain | ESP | 2016-02-21 22:00 | 2016-02-21 23:00 | 41.19 | 2016 | 3.97 | 2016-02-29
Spain | ESP | 2016-02-21 23:00 | 2016-02-22 | 40 | 2016 | 3.97 | 2016-02-29
Spain | ESP | 2016-02-22 | 2016-02-22 01:00 | 32.6 | 2016 | 3.97 | 2016-02-29
Spain | ESP | 2016-02-22 01:00 | 2016-02-22 02:00 | 31 | 2016 | 3.97 | 2016-02-29
Spain | ESP | 2016-02-22 02:00 | 2016-02-22 03:00 | 29.05 | 2016 | 3.97 | 2016-02-29
Spain | ESP | 2016-02-22 03:00 | 2016-02-22 04:00 | 28.9 | 2016 | 3.97 | 2016-02-29
Spain | ESP | 2016-02-22 04:00 | 2016-02-22 05:00 | 30.69 | 2016 | 3.97 | 2016-02-29
Spain | ESP | 2016-02-22 05:00 | 2016-02-22 06:00 | 35.38 | 2016 | 3.97 | 2016-02-29
Spain | ESP | 2016-02-22 06:00 | 2016-02-22 07:00 | 47.33 | 2016 | 3.97 | 2016-02-29
Spain | ESP | 2016-02-22 07:00 | 2016-02-22 08:00 | 49.5 | 2016 | 3.97 | 2016-02-29
Spain | ESP | 2016-02-22 08:00 | 2016-02-22 09:00 | 52 | 2016 | 3.97 | 2016-02-29
Spain | ESP | 2016-02-22 09:00 | 2016-02-22 10:00 | 50.71 | 2016 | 3.97 | 2016-02-29
Spain | ESP | 2016-02-22 10:00 | 2016-02-22 11:00 | 47.33 | 2016 | 3.97 | 2016-02-29
Spain | ESP | 2016-02-22 11:00 | 2016-02-22 12:00 | 42.03 | 2016 | 3.97 | 2016-02-29
Spain | ESP | 2016-02-22 12:00 | 2016-02-22 13:00 | 40.97 | 2016 | 3.97 | 2016-02-29
Spain | ESP | 2016-02-22 13:00 | 2016-02-22 14:00 | 38.38 | 2016 | 3.97 | 2016-02-29
Spain | ESP | 2016-02-22 14:00 | 2016-02-22 15:00 | 33 | 2016 | 3.97 | 2016-02-29
Spain | ESP | 2016-02-22 15:00 | 2016-02-22 16:00 | 32.5 | 2016 | 3.97 | 2016-02-29
Spain | ESP | 2016-02-22 16:00 | 2016-02-22 17:00 | 33.94 | 2016 | 3.97 | 2016-02-29
Spain | ESP | 2016-02-22 17:00 | 2016-02-22 18:00 | 40.13 | 2016 | 3.97 | 2016-02-29
Spain | ESP | 2016-02-22 18:00 | 2016-02-22 19:00 | 44.5 | 2016 | 3.97 | 2016-02-29
Spain | ESP | 2016-02-22 19:00 | 2016-02-22 20:00 | 46 | 2016 | 3.97 | 2016-02-29
Spain | ESP | 2016-02-22 20:00 | 2016-02-22 21:00 | 44.5 | 2016 | 3.97 | 2016-02-29
Spain | ESP | 2016-02-22 21:00 | 2016-02-22 22:00 | 36.37 | 2016 | 3.97 | 2016-02-29
Spain | ESP | 2016-02-22 22:00 | 2016-02-22 23:00 | 32.5 | 2016 | 3.97 | 2016-02-29
Spain | ESP | 2016-02-22 23:00 | 2016-02-23 | 30 | 2016 | 3.97 | 2016-02-29
Spain | ESP | 2016-02-23 | 2016-02-23 01:00 | 24.3 | 2016 | 3.97 | 2016-02-29
Spain | ESP | 2016-02-23 01:00 | 2016-02-23 02:00 | 21.2 | 2016 | 3.97 | 2016-02-29
Spain | ESP | 2016-02-23 02:00 | 2016-02-23 03:00 | 17.5 | 2016 | 3.97 | 2016-02-29
Spain | ESP | 2016-02-23 03:00 | 2016-02-23 04:00 | 17.83 | 2016 | 3.97 | 2016-02-29
Spain | ESP | 2016-02-23 04:00 | 2016-02-23 05:00 | 20.96 | 2016 | 3.97 | 2016-02-29
Spain | ESP | 2016-02-23 05:00 | 2016-02-23 06:00 | 27.32 | 2016 | 3.97 | 2016-02-29
Spain | ESP | 2016-02-23 06:00 | 2016-02-23 07:00 | 34.67 | 2016 | 3.97 | 2016-02-29
Spain | ESP | 2016-02-23 07:00 | 2016-02-23 08:00 | 37.8 | 2016 | 3.97 | 2016-02-29
Spain | ESP | 2016-02-23 08:00 | 2016-02-23 09:00 | 40.16 | 2016 | 3.97 | 2016-02-29
Spain | ESP | 2016-02-23 09:00 | 2016-02-23 10:00 | 40.69 | 2016 | 3.97 | 2016-02-29
Spain | ESP | 2016-02-23 10:00 | 2016-02-23 11:00 | 35 | 2016 | 3.97 | 2016-02-29
Spain | ESP | 2016-02-23 11:00 | 2016-02-23 12:00 | 35.15 | 2016 | 3.97 | 2016-02-29
Spain | ESP | 2016-02-23 12:00 | 2016-02-23 13:00 | 33.83 | 2016 | 3.97 | 2016-02-29
Spain | ESP | 2016-02-23 13:00 | 2016-02-23 14:00 | 32.52 | 2016 | 3.97 | 2016-02-29
Spain | ESP | 2016-02-23 14:00 | 2016-02-23 15:00 | 32.5 | 2016 | 3.97 | 2016-02-29
Spain | ESP | 2016-02-23 15:00 | 2016-02-23 16:00 | 32.5 | 2016 | 3.97 | 2016-02-29
Spain | ESP | 2016-02-23 16:00 | 2016-02-23 17:00 | 32.5 | 2016 | 3.97 | 2016-02-29
Spain | ESP | 2016-02-23 17:00 | 2016-02-23 18:00 | 36.75 | 2016 | 3.97 | 2016-02-29
Spain | ESP | 2016-02-23 18:00 | 2016-02-23 19:00 | 43.9 | 2016 | 3.97 | 2016-02-29
Spain | ESP | 2016-02-23 19:00 | 2016-02-23 20:00 | 47.33 | 2016 | 3.97 | 2016-02-29
Spain | ESP | 2016-02-23 20:00 | 2016-02-23 21:00 | 45.03 | 2016 | 3.97 | 2016-02-29
Spain | ESP | 2016-02-23 21:00 | 2016-02-23 22:00 | 37.5 | 2016 | 3.97 | 2016-02-29
Spain | ESP | 2016-02-23 22:00 | 2016-02-23 23:00 | 32.5 | 2016 | 3.97 | 2016-02-29
Spain | ESP | 2016-02-23 23:00 | 2016-02-24 | 28.69 | 2016 | 3.97 | 2016-02-29
Spain | ESP | 2016-02-24 | 2016-02-24 01:00 | 22.8 | 2016 | 3.97 | 2016-02-29
Spain | ESP | 2016-02-24 01:00 | 2016-02-24 02:00 | 22.17 | 2016 | 3.97 | 2016-02-29
Spain | ESP | 2016-02-24 02:00 | 2016-02-24 03:00 | 18.3 | 2016 | 3.97 | 2016-02-29
Spain | ESP | 2016-02-24 03:00 | 2016-02-24 04:00 | 17.82 | 2016 | 3.97 | 2016-02-29
Spain | ESP | 2016-02-24 04:00 | 2016-02-24 05:00 | 20.76 | 2016 | 3.97 | 2016-02-29
Spain | ESP | 2016-02-24 05:00 | 2016-02-24 06:00 | 24.39 | 2016 | 3.97 | 2016-02-29
Spain | ESP | 2016-02-24 06:00 | 2016-02-24 07:00 | 33.69 | 2016 | 3.97 | 2016-02-29
Spain | ESP | 2016-02-24 07:00 | 2016-02-24 08:00 | 35.11 | 2016 | 3.97 | 2016-02-29
Spain | ESP | 2016-02-24 08:00 | 2016-02-24 09:00 | 39 | 2016 | 3.97 | 2016-02-29
Spain | ESP | 2016-02-24 09:00 | 2016-02-24 10:00 | 37 | 2016 | 3.97 | 2016-02-29
Spain | ESP | 2016-02-24 10:00 | 2016-02-24 11:00 | 33.84 | 2016 | 3.97 | 2016-02-29
Spain | ESP | 2016-02-24 11:00 | 2016-02-24 12:00 | 32.5 | 2016 | 3.97 | 2016-02-29
Spain | ESP | 2016-02-24 12:00 | 2016-02-24 13:00 | 30 | 2016 | 3.97 | 2016-02-29
Spain | ESP | 2016-02-24 13:00 | 2016-02-24 14:00 | 27.4 | 2016 | 3.97 | 2016-02-29
Spain | ESP | 2016-02-24 14:00 | 2016-02-24 15:00 | 24 | 2016 | 3.97 | 2016-02-29
Spain | ESP | 2016-02-24 15:00 | 2016-02-24 16:00 | 27.75 | 2016 | 3.97 | 2016-02-29
Spain | ESP | 2016-02-24 16:00 | 2016-02-24 17:00 | 32.5 | 2016 | 3.97 | 2016-02-29
Spain | ESP | 2016-02-24 17:00 | 2016-02-24 18:00 | 40 | 2016 | 3.97 | 2016-02-29
Spain | ESP | 2016-02-24 18:00 | 2016-02-24 19:00 | 45.02 | 2016 | 3.97 | 2016-02-29
Spain | ESP | 2016-02-24 19:00 | 2016-02-24 20:00 | 38.95 | 2016 | 3.97 | 2016-02-29
Spain | ESP | 2016-02-24 20:00 | 2016-02-24 21:00 | 35.51 | 2016 | 3.97 | 2016-02-29
Spain | ESP | 2016-02-24 21:00 | 2016-02-24 22:00 | 32.79 | 2016 | 3.97 | 2016-02-29
Spain | ESP | 2016-02-24 22:00 | 2016-02-24 23:00 | 30.17 | 2016 | 3.97 | 2016-02-29
Spain | ESP | 2016-02-24 23:00 | 2016-02-25 | 24.04 | 2016 | 3.97 | 2016-02-29
Spain | ESP | 2016-02-25 | 2016-02-25 01:00 | 22 | 2016 | 3.97 | 2016-02-29
Spain | ESP | 2016-02-25 01:00 | 2016-02-25 02:00 | 16.69 | 2016 | 3.97 | 2016-02-29
Spain | ESP | 2016-02-25 02:00 | 2016-02-25 03:00 | 11 | 2016 | 3.97 | 2016-02-29
Spain | ESP | 2016-02-25 03:00 | 2016-02-25 04:00 | 9.05 | 2016 | 3.97 | 2016-02-29
Spain | ESP | 2016-02-25 04:00 | 2016-02-25 05:00 | 12.4 | 2016 | 3.97 | 2016-02-29
Spain | ESP | 2016-02-25 05:00 | 2016-02-25 06:00 | 21.87 | 2016 | 3.97 | 2016-02-29
Spain | ESP | 2016-02-25 06:00 | 2016-02-25 07:00 | 27 | 2016 | 3.97 | 2016-02-29
Spain | ESP | 2016-02-25 07:00 | 2016-02-25 08:00 | 32 | 2016 | 3.97 | 2016-02-29
Spain | ESP | 2016-02-25 08:00 | 2016-02-25 09:00 | 33.27 | 2016 | 3.97 | 2016-02-29
Spain | ESP | 2016-02-25 09:00 | 2016-02-25 10:00 | 32.12 | 2016 | 3.97 | 2016-02-29
Spain | ESP | 2016-02-25 10:00 | 2016-02-25 11:00 | 30.44 | 2016 | 3.97 | 2016-02-29
Spain | ESP | 2016-02-25 11:00 | 2016-02-25 12:00 | 30.07 | 2016 | 3.97 | 2016-02-29
Spain | ESP | 2016-02-25 12:00 | 2016-02-25 13:00 | 27.59 | 2016 | 3.97 | 2016-02-29
Spain | ESP | 2016-02-25 13:00 | 2016-02-25 14:00 | 25 | 2016 | 3.97 | 2016-02-29
Spain | ESP | 2016-02-25 14:00 | 2016-02-25 15:00 | 24.78 | 2016 | 3.97 | 2016-02-29
Spain | ESP | 2016-02-25 15:00 | 2016-02-25 16:00 | 25.39 | 2016 | 3.97 | 2016-02-29
Spain | ESP | 2016-02-25 16:00 | 2016-02-25 17:00 | 30 | 2016 | 3.97 | 2016-02-29
Spain | ESP | 2016-02-25 17:00 | 2016-02-25 18:00 | 32.6 | 2016 | 3.97 | 2016-02-29
Spain | ESP | 2016-02-25 18:00 | 2016-02-25 19:00 | 47 | 2016 | 3.97 | 2016-02-29
Spain | ESP | 2016-02-25 19:00 | 2016-02-25 20:00 | 40.7 | 2016 | 3.97 | 2016-02-29
Spain | ESP | 2016-02-25 20:00 | 2016-02-25 21:00 | 33 | 2016 | 3.97 | 2016-02-29
Spain | ESP | 2016-02-25 21:00 | 2016-02-25 22:00 | 31 | 2016 | 3.97 | 2016-02-29
Spain | ESP | 2016-02-25 22:00 | 2016-02-25 23:00 | 27.09 | 2016 | 3.97 | 2016-02-29
Spain | ESP | 2016-02-25 23:00 | 2016-02-26 | 25.44 | 2016 | 3.97 | 2016-02-29
Spain | ESP | 2016-02-26 | 2016-02-26 01:00 | 23 | 2016 | 3.97 | 2016-02-29
Spain | ESP | 2016-02-26 01:00 | 2016-02-26 02:00 | 21.11 | 2016 | 3.97 | 2016-02-29
Spain | ESP | 2016-02-26 02:00 | 2016-02-26 03:00 | 20 | 2016 | 3.97 | 2016-02-29
Spain | ESP | 2016-02-26 03:00 | 2016-02-26 04:00 | 20 | 2016 | 3.97 | 2016-02-29
Spain | ESP | 2016-02-26 04:00 | 2016-02-26 05:00 | 22 | 2016 | 3.97 | 2016-02-29
Spain | ESP | 2016-02-26 05:00 | 2016-02-26 06:00 | 27.35 | 2016 | 3.97 | 2016-02-29
Spain | ESP | 2016-02-26 06:00 | 2016-02-26 07:00 | 32.93 | 2016 | 3.97 | 2016-02-29
Spain | ESP | 2016-02-26 07:00 | 2016-02-26 08:00 | 36.08 | 2016 | 3.97 | 2016-02-29
Spain | ESP | 2016-02-26 08:00 | 2016-02-26 09:00 | 33.48 | 2016 | 3.97 | 2016-02-29
Spain | ESP | 2016-02-26 09:00 | 2016-02-26 10:00 | 32.6 | 2016 | 3.97 | 2016-02-29
Spain | ESP | 2016-02-26 10:00 | 2016-02-26 11:00 | 29.5 | 2016 | 3.97 | 2016-02-29
Spain | ESP | 2016-02-26 11:00 | 2016-02-26 12:00 | 27.57 | 2016 | 3.97 | 2016-02-29
Spain | ESP | 2016-02-26 12:00 | 2016-02-26 13:00 | 25.06 | 2016 | 3.97 | 2016-02-29
Spain | ESP | 2016-02-26 13:00 | 2016-02-26 14:00 | 24 | 2016 | 3.97 | 2016-02-29
Spain | ESP | 2016-02-26 14:00 | 2016-02-26 15:00 | 21.98 | 2016 | 3.97 | 2016-02-29
Spain | ESP | 2016-02-26 15:00 | 2016-02-26 16:00 | 21 | 2016 | 3.97 | 2016-02-29
Spain | ESP | 2016-02-26 16:00 | 2016-02-26 17:00 | 21.19 | 2016 | 3.97 | 2016-02-29
Spain | ESP | 2016-02-26 17:00 | 2016-02-26 18:00 | 21.26 | 2016 | 3.97 | 2016-02-29
Spain | ESP | 2016-02-26 18:00 | 2016-02-26 19:00 | 31 | 2016 | 3.97 | 2016-02-29
Spain | ESP | 2016-02-26 19:00 | 2016-02-26 20:00 | 31.18 | 2016 | 3.97 | 2016-02-29
Spain | ESP | 2016-02-26 20:00 | 2016-02-26 21:00 | 26.35 | 2016 | 3.97 | 2016-02-29
Spain | ESP | 2016-02-26 21:00 | 2016-02-26 22:00 | 21.92 | 2016 | 3.97 | 2016-02-29
Spain | ESP | 2016-02-26 22:00 | 2016-02-26 23:00 | 15 | 2016 | 3.97 | 2016-02-29
Spain | ESP | 2016-02-26 23:00 | 2016-02-27 | 6.5 | 2016 | 3.97 | 2016-02-29
Spain | ESP | 2016-02-27 | 2016-02-27 01:00 | 5.1 | 2016 | 3.97 | 2016-02-29
Spain | ESP | 2016-02-27 01:00 | 2016-02-27 02:00 | 5.09 | 2016 | 3.97 | 2016-02-29
Spain | ESP | 2016-02-27 02:00 | 2016-02-27 03:00 | 5 | 2016 | 3.97 | 2016-02-29
Spain | ESP | 2016-02-27 03:00 | 2016-02-27 04:00 | 4 | 2016 | 3.97 | 2016-02-29
Spain | ESP | 2016-02-27 04:00 | 2016-02-27 05:00 | 4 | 2016 | 3.97 | 2016-02-29
Spain | ESP | 2016-02-27 05:00 | 2016-02-27 06:00 | 4 | 2016 | 3.97 | 2016-02-29
Spain | ESP | 2016-02-27 06:00 | 2016-02-27 07:00 | 4 | 2016 | 3.97 | 2016-02-29
Spain | ESP | 2016-02-27 07:00 | 2016-02-27 08:00 | 5 | 2016 | 3.97 | 2016-02-29
Spain | ESP | 2016-02-27 08:00 | 2016-02-27 09:00 | 5.59 | 2016 | 3.97 | 2016-02-29
Spain | ESP | 2016-02-27 09:00 | 2016-02-27 10:00 | 7.6 | 2016 | 3.97 | 2016-02-29
Spain | ESP | 2016-02-27 10:00 | 2016-02-27 11:00 | 6.5 | 2016 | 3.97 | 2016-02-29
Spain | ESP | 2016-02-27 11:00 | 2016-02-27 12:00 | 5.59 | 2016 | 3.97 | 2016-02-29
Spain | ESP | 2016-02-27 12:00 | 2016-02-27 13:00 | 5.4 | 2016 | 3.97 | 2016-02-29
Spain | ESP | 2016-02-27 13:00 | 2016-02-27 14:00 | 5.1 | 2016 | 3.97 | 2016-02-29
Spain | ESP | 2016-02-27 14:00 | 2016-02-27 15:00 | 4 | 2016 | 3.97 | 2016-02-29
Spain | ESP | 2016-02-27 15:00 | 2016-02-27 16:00 | 4 | 2016 | 3.97 | 2016-02-29
Spain | ESP | 2016-02-27 16:00 | 2016-02-27 17:00 | 4 | 2016 | 3.97 | 2016-02-29
Spain | ESP | 2016-02-27 17:00 | 2016-02-27 18:00 | 5 | 2016 | 3.97 | 2016-02-29
Spain | ESP | 2016-02-27 18:00 | 2016-02-27 19:00 | 8.7 | 2016 | 3.97 | 2016-02-29
Spain | ESP | 2016-02-27 19:00 | 2016-02-27 20:00 | 10.5 | 2016 | 3.97 | 2016-02-29
Spain | ESP | 2016-02-27 20:00 | 2016-02-27 21:00 | 10.5 | 2016 | 3.97 | 2016-02-29
Spain | ESP | 2016-02-27 21:00 | 2016-02-27 22:00 | 8.44 | 2016 | 3.97 | 2016-02-29
Spain | ESP | 2016-02-27 22:00 | 2016-02-27 23:00 | 5.4 | 2016 | 3.97 | 2016-02-29
Spain | ESP | 2016-02-27 23:00 | 2016-02-28 | 8 | 2016 | 3.97 | 2016-02-29
Spain | ESP | 2016-02-28 | 2016-02-28 01:00 | 5.09 | 2016 | 3.97 | 2016-02-29
Spain | ESP | 2016-02-28 01:00 | 2016-02-28 02:00 | 4 | 2016 | 3.97 | 2016-02-29
Spain | ESP | 2016-02-28 02:00 | 2016-02-28 03:00 | 4 | 2016 | 3.97 | 2016-02-29
Spain | ESP | 2016-02-28 03:00 | 2016-02-28 04:00 | 3.35 | 2016 | 3.97 | 2016-02-29
Spain | ESP | 2016-02-28 04:00 | 2016-02-28 05:00 | 3.35 | 2016 | 3.97 | 2016-02-29
Spain | ESP | 2016-02-28 05:00 | 2016-02-28 06:00 | 3.35 | 2016 | 3.97 | 2016-02-29
Spain | ESP | 2016-02-28 06:00 | 2016-02-28 07:00 | 4 | 2016 | 3.97 | 2016-02-29
Spain | ESP | 2016-02-28 07:00 | 2016-02-28 08:00 | 4 | 2016 | 3.97 | 2016-02-29
Spain | ESP | 2016-02-28 08:00 | 2016-02-28 09:00 | 5 | 2016 | 3.97 | 2016-02-29
Spain | ESP | 2016-02-28 09:00 | 2016-02-28 10:00 | 6.5 | 2016 | 3.97 | 2016-02-29
Spain | ESP | 2016-02-28 10:00 | 2016-02-28 11:00 | 6.5 | 2016 | 3.97 | 2016-02-29
Spain | ESP | 2016-02-28 11:00 | 2016-02-28 12:00 | 5.59 | 2016 | 3.97 | 2016-02-29
Spain | ESP | 2016-02-28 12:00 | 2016-02-28 13:00 | 5.5 | 2016 | 3.97 | 2016-02-29
Spain | ESP | 2016-02-28 13:00 | 2016-02-28 14:00 | 5.1 | 2016 | 3.97 | 2016-02-29
Spain | ESP | 2016-02-28 14:00 | 2016-02-28 15:00 | 4.1 | 2016 | 3.97 | 2016-02-29
Spain | ESP | 2016-02-28 15:00 | 2016-02-28 16:00 | 4 | 2016 | 3.97 | 2016-02-29
Spain | ESP | 2016-02-28 16:00 | 2016-02-28 17:00 | 5 | 2016 | 3.97 | 2016-02-29
Spain | ESP | 2016-02-28 17:00 | 2016-02-28 18:00 | 6.5 | 2016 | 3.97 | 2016-02-29
Spain | ESP | 2016-02-28 18:00 | 2016-02-28 19:00 | 11.6 | 2016 | 3.97 | 2016-02-29
Spain | ESP | 2016-02-28 19:00 | 2016-02-28 20:00 | 15.1 | 2016 | 3.97 | 2016-02-29
Spain | ESP | 2016-02-28 20:00 | 2016-02-28 21:00 | 17.3 | 2016 | 3.97 | 2016-02-29
Spain | ESP | 2016-02-28 21:00 | 2016-02-28 22:00 | 13.3 | 2016 | 3.97 | 2016-02-29
Spain | ESP | 2016-02-28 22:00 | 2016-02-28 23:00 | 10.1 | 2016 | 3.97 | 2016-02-29
Spain | ESP | 2016-02-28 23:00 | 2016-02-29 | 13.8 | 2016 | 3.97 | 2016-02-29
Spain | ESP | 2016-02-29 | 2016-02-29 01:00 | 8.5 | 2016 | 3.97 | 2016-02-29
Spain | ESP | 2016-02-29 01:00 | 2016-02-29 02:00 | 6 | 2016 | 3.97 | 2016-02-29
Spain | ESP | 2016-02-29 02:00 | 2016-02-29 03:00 | 5.1 | 2016 | 3.97 | 2016-02-29
Spain | ESP | 2016-02-29 03:00 | 2016-02-29 04:00 | 5.1 | 2016 | 3.97 | 2016-02-29
Spain | ESP | 2016-02-29 04:00 | 2016-02-29 05:00 | 6 | 2016 | 3.97 | 2016-02-29
Spain | ESP | 2016-02-29 05:00 | 2016-02-29 06:00 | 12.4 | 2016 | 3.97 | 2016-02-29
Spain | ESP | 2016-02-29 06:00 | 2016-02-29 07:00 | 22.12 | 2016 | 3.97 | 2016-02-29
Spain | ESP | 2016-02-29 07:00 | 2016-02-29 08:00 | 25.15 | 2016 | 3.97 | 2016-02-29
Spain | ESP | 2016-02-29 08:00 | 2016-02-29 09:00 | 27 | 2016 | 3.97 | 2016-02-29
Spain | ESP | 2016-02-29 09:00 | 2016-02-29 10:00 | 27 | 2016 | 3.97 | 2016-02-29
Spain | ESP | 2016-02-29 10:00 | 2016-02-29 11:00 | 22.19 | 2016 | 3.97 | 2016-02-29
Spain | ESP | 2016-02-29 11:00 | 2016-02-29 12:00 | 21.21 | 2016 | 3.97 | 2016-02-29
Spain | ESP | 2016-02-29 12:00 | 2016-02-29 13:00 | 21.69 | 2016 | 3.97 | 2016-02-29
Spain | ESP | 2016-02-29 13:00 | 2016-02-29 14:00 | 21 | 2016 | 3.97 | 2016-02-29
Spain | ESP | 2016-02-29 14:00 | 2016-02-29 15:00 | 18.13 | 2016 | 3.97 | 2016-02-29
Spain | ESP | 2016-02-29 15:00 | 2016-02-29 16:00 | 20 | 2016 | 3.97 | 2016-02-29
Spain | ESP | 2016-02-29 16:00 | 2016-02-29 17:00 | 19.5 | 2016 | 3.97 | 2016-02-29
Spain | ESP | 2016-02-29 17:00 | 2016-02-29 18:00 | 27.15 | 2016 | 3.97 | 2016-02-29
Spain | ESP | 2016-02-29 18:00 | 2016-02-29 19:00 | 42.78 | 2016 | 3.97 | 2016-02-29
Spain | ESP | 2016-02-29 19:00 | 2016-02-29 20:00 | 40 | 2016 | 3.97 | 2016-02-29
Spain | ESP | 2016-02-29 20:00 | 2016-02-29 21:00 | 36.71 | 2016 | 3.97 | 2016-02-29
Spain | ESP | 2016-02-29 21:00 | 2016-02-29 22:00 | 33.07 | 2016 | 3.97 | 2016-02-29
Spain | ESP | 2016-02-29 22:00 | 2016-02-29 23:00 | 25.15 | 2016 | 3.97 | 2016-02-29
Spain | ESP | 2016-02-29 23:00 | 2016-03-01 | 25 | 2016 | 3.97 | 2016-02-29
Spain | ESP | 2016-03-01 | 2016-03-01 01:00 | 20 | 2016 | 3.91 | 2016-03-31
Spain | ESP | 2016-03-01 01:00 | 2016-03-01 02:00 | 18.35 | 2016 | 3.91 | 2016-03-31
Spain | ESP | 2016-03-01 02:00 | 2016-03-01 03:00 | 18.35 | 2016 | 3.91 | 2016-03-31
Spain | ESP | 2016-03-01 03:00 | 2016-03-01 04:00 | 19.1 | 2016 | 3.91 | 2016-03-31
Spain | ESP | 2016-03-01 04:00 | 2016-03-01 05:00 | 20 | 2016 | 3.91 | 2016-03-31
Spain | ESP | 2016-03-01 05:00 | 2016-03-01 06:00 | 25.01 | 2016 | 3.91 | 2016-03-31
Spain | ESP | 2016-03-01 06:00 | 2016-03-01 07:00 | 33.26 | 2016 | 3.91 | 2016-03-31
Spain | ESP | 2016-03-01 07:00 | 2016-03-01 08:00 | 39.15 | 2016 | 3.91 | 2016-03-31
Spain | ESP | 2016-03-01 08:00 | 2016-03-01 09:00 | 41.76 | 2016 | 3.91 | 2016-03-31
Spain | ESP | 2016-03-01 09:00 | 2016-03-01 10:00 | 37.99 | 2016 | 3.91 | 2016-03-31
Spain | ESP | 2016-03-01 10:00 | 2016-03-01 11:00 | 35.96 | 2016 | 3.91 | 2016-03-31
Spain | ESP | 2016-03-01 11:00 | 2016-03-01 12:00 | 33.16 | 2016 | 3.91 | 2016-03-31
Spain | ESP | 2016-03-01 12:00 | 2016-03-01 13:00 | 33 | 2016 | 3.91 | 2016-03-31
Spain | ESP | 2016-03-01 13:00 | 2016-03-01 14:00 | 30.35 | 2016 | 3.91 | 2016-03-31
Spain | ESP | 2016-03-01 14:00 | 2016-03-01 15:00 | 29.39 | 2016 | 3.91 | 2016-03-31
Spain | ESP | 2016-03-01 15:00 | 2016-03-01 16:00 | 26.48 | 2016 | 3.91 | 2016-03-31
Spain | ESP | 2016-03-01 16:00 | 2016-03-01 17:00 | 26.95 | 2016 | 3.91 | 2016-03-31
Spain | ESP | 2016-03-01 17:00 | 2016-03-01 18:00 | 31.75 | 2016 | 3.91 | 2016-03-31
Spain | ESP | 2016-03-01 18:00 | 2016-03-01 19:00 | 37.24 | 2016 | 3.91 | 2016-03-31
Spain | ESP | 2016-03-01 19:00 | 2016-03-01 20:00 | 37.24 | 2016 | 3.91 | 2016-03-31
Spain | ESP | 2016-03-01 20:00 | 2016-03-01 21:00 | 33.79 | 2016 | 3.91 | 2016-03-31
Spain | ESP | 2016-03-01 21:00 | 2016-03-01 22:00 | 30.75 | 2016 | 3.91 | 2016-03-31
Spain | ESP | 2016-03-01 22:00 | 2016-03-01 23:00 | 23.05 | 2016 | 3.91 | 2016-03-31
Spain | ESP | 2016-03-01 23:00 | 2016-03-02 | 23.3 | 2016 | 3.91 | 2016-03-31
Spain | ESP | 2016-03-02 | 2016-03-02 01:00 | 18.35 | 2016 | 3.91 | 2016-03-31
Spain | ESP | 2016-03-02 01:00 | 2016-03-02 02:00 | 14.13 | 2016 | 3.91 | 2016-03-31
Spain | ESP | 2016-03-02 02:00 | 2016-03-02 03:00 | 13.54 | 2016 | 3.91 | 2016-03-31
Spain | ESP | 2016-03-02 03:00 | 2016-03-02 04:00 | 13.94 | 2016 | 3.91 | 2016-03-31
Spain | ESP | 2016-03-02 04:00 | 2016-03-02 05:00 | 15.88 | 2016 | 3.91 | 2016-03-31
Spain | ESP | 2016-03-02 05:00 | 2016-03-02 06:00 | 20.69 | 2016 | 3.91 | 2016-03-31
Spain | ESP | 2016-03-02 06:00 | 2016-03-02 07:00 | 26.4 | 2016 | 3.91 | 2016-03-31
Spain | ESP | 2016-03-02 07:00 | 2016-03-02 08:00 | 28.67 | 2016 | 3.91 | 2016-03-31
Spain | ESP | 2016-03-02 08:00 | 2016-03-02 09:00 | 30.25 | 2016 | 3.91 | 2016-03-31
Spain | ESP | 2016-03-02 09:00 | 2016-03-02 10:00 | 30 | 2016 | 3.91 | 2016-03-31
Spain | ESP | 2016-03-02 10:00 | 2016-03-02 11:00 | 28 | 2016 | 3.91 | 2016-03-31
Spain | ESP | 2016-03-02 11:00 | 2016-03-02 12:00 | 27.43 | 2016 | 3.91 | 2016-03-31
Spain | ESP | 2016-03-02 12:00 | 2016-03-02 13:00 | 26 | 2016 | 3.91 | 2016-03-31
Spain | ESP | 2016-03-02 13:00 | 2016-03-02 14:00 | 20.1 | 2016 | 3.91 | 2016-03-31
Spain | ESP | 2016-03-02 14:00 | 2016-03-02 15:00 | 17.4 | 2016 | 3.91 | 2016-03-31
Spain | ESP | 2016-03-02 15:00 | 2016-03-02 16:00 | 15 | 2016 | 3.91 | 2016-03-31
Spain | ESP | 2016-03-02 16:00 | 2016-03-02 17:00 | 16.99 | 2016 | 3.91 | 2016-03-31
Spain | ESP | 2016-03-02 17:00 | 2016-03-02 18:00 | 24.5 | 2016 | 3.91 | 2016-03-31
Spain | ESP | 2016-03-02 18:00 | 2016-03-02 19:00 | 30.69 | 2016 | 3.91 | 2016-03-31
Spain | ESP | 2016-03-02 19:00 | 2016-03-02 20:00 | 31 | 2016 | 3.91 | 2016-03-31
Spain | ESP | 2016-03-02 20:00 | 2016-03-02 21:00 | 28.75 | 2016 | 3.91 | 2016-03-31
Spain | ESP | 2016-03-02 21:00 | 2016-03-02 22:00 | 28 | 2016 | 3.91 | 2016-03-31
Spain | ESP | 2016-03-02 22:00 | 2016-03-02 23:00 | 24.13 | 2016 | 3.91 | 2016-03-31
Spain | ESP | 2016-03-02 23:00 | 2016-03-03 | 21.19 | 2016 | 3.91 | 2016-03-31
Spain | ESP | 2016-03-03 | 2016-03-03 01:00 | 19.5 | 2016 | 3.91 | 2016-03-31
Spain | ESP | 2016-03-03 01:00 | 2016-03-03 02:00 | 17.99 | 2016 | 3.91 | 2016-03-31
Spain | ESP | 2016-03-03 02:00 | 2016-03-03 03:00 | 17.49 | 2016 | 3.91 | 2016-03-31
Spain | ESP | 2016-03-03 03:00 | 2016-03-03 04:00 | 17.72 | 2016 | 3.91 | 2016-03-31
Spain | ESP | 2016-03-03 04:00 | 2016-03-03 05:00 | 18.1 | 2016 | 3.91 | 2016-03-31
Spain | ESP | 2016-03-03 05:00 | 2016-03-03 06:00 | 21.75 | 2016 | 3.91 | 2016-03-31
Spain | ESP | 2016-03-03 06:00 | 2016-03-03 07:00 | 26 | 2016 | 3.91 | 2016-03-31
Spain | ESP | 2016-03-03 07:00 | 2016-03-03 08:00 | 30 | 2016 | 3.91 | 2016-03-31
Spain | ESP | 2016-03-03 08:00 | 2016-03-03 09:00 | 31.86 | 2016 | 3.91 | 2016-03-31
Spain | ESP | 2016-03-03 09:00 | 2016-03-03 10:00 | 30 | 2016 | 3.91 | 2016-03-31
Spain | ESP | 2016-03-03 10:00 | 2016-03-03 11:00 | 28.69 | 2016 | 3.91 | 2016-03-31
Spain | ESP | 2016-03-03 11:00 | 2016-03-03 12:00 | 27.3 | 2016 | 3.91 | 2016-03-31
Spain | ESP | 2016-03-03 12:00 | 2016-03-03 13:00 | 25.56 | 2016 | 3.91 | 2016-03-31
Spain | ESP | 2016-03-03 13:00 | 2016-03-03 14:00 | 22 | 2016 | 3.91 | 2016-03-31
Spain | ESP | 2016-03-03 14:00 | 2016-03-03 15:00 | 20.32 | 2016 | 3.91 | 2016-03-31
Spain | ESP | 2016-03-03 15:00 | 2016-03-03 16:00 | 20.32 | 2016 | 3.91 | 2016-03-31
Spain | ESP | 2016-03-03 16:00 | 2016-03-03 17:00 | 22.18 | 2016 | 3.91 | 2016-03-31
Spain | ESP | 2016-03-03 17:00 | 2016-03-03 18:00 | 27.67 | 2016 | 3.91 | 2016-03-31
Spain | ESP | 2016-03-03 18:00 | 2016-03-03 19:00 | 37.13 | 2016 | 3.91 | 2016-03-31
Spain | ESP | 2016-03-03 19:00 | 2016-03-03 20:00 | 37.13 | 2016 | 3.91 | 2016-03-31
Spain | ESP | 2016-03-03 20:00 | 2016-03-03 21:00 | 33 | 2016 | 3.91 | 2016-03-31
Spain | ESP | 2016-03-03 21:00 | 2016-03-03 22:00 | 32.62 | 2016 | 3.91 | 2016-03-31
Spain | ESP | 2016-03-03 22:00 | 2016-03-03 23:00 | 28.78 | 2016 | 3.91 | 2016-03-31
Spain | ESP | 2016-03-03 23:00 | 2016-03-04 | 27.05 | 2016 | 3.91 | 2016-03-31
Spain | ESP | 2016-03-04 | 2016-03-04 01:00 | 23.94 | 2016 | 3.91 | 2016-03-31
Spain | ESP | 2016-03-04 01:00 | 2016-03-04 02:00 | 20 | 2016 | 3.91 | 2016-03-31
Spain | ESP | 2016-03-04 02:00 | 2016-03-04 03:00 | 19.19 | 2016 | 3.91 | 2016-03-31
Spain | ESP | 2016-03-04 03:00 | 2016-03-04 04:00 | 17.63 | 2016 | 3.91 | 2016-03-31
Spain | ESP | 2016-03-04 04:00 | 2016-03-04 05:00 | 18.1 | 2016 | 3.91 | 2016-03-31
Spain | ESP | 2016-03-04 05:00 | 2016-03-04 06:00 | 20 | 2016 | 3.91 | 2016-03-31
Spain | ESP | 2016-03-04 06:00 | 2016-03-04 07:00 | 25.56 | 2016 | 3.91 | 2016-03-31
Spain | ESP | 2016-03-04 07:00 | 2016-03-04 08:00 | 33.97 | 2016 | 3.91 | 2016-03-31
Spain | ESP | 2016-03-04 08:00 | 2016-03-04 09:00 | 33.48 | 2016 | 3.91 | 2016-03-31
Spain | ESP | 2016-03-04 09:00 | 2016-03-04 10:00 | 32.03 | 2016 | 3.91 | 2016-03-31
Spain | ESP | 2016-03-04 10:00 | 2016-03-04 11:00 | 25 | 2016 | 3.91 | 2016-03-31
Spain | ESP | 2016-03-04 11:00 | 2016-03-04 12:00 | 20.01 | 2016 | 3.91 | 2016-03-31
Spain | ESP | 2016-03-04 12:00 | 2016-03-04 13:00 | 17 | 2016 | 3.91 | 2016-03-31
Spain | ESP | 2016-03-04 13:00 | 2016-03-04 14:00 | 12.3 | 2016 | 3.91 | 2016-03-31
Spain | ESP | 2016-03-04 14:00 | 2016-03-04 15:00 | 10.94 | 2016 | 3.91 | 2016-03-31
Spain | ESP | 2016-03-04 15:00 | 2016-03-04 16:00 | 10.5 | 2016 | 3.91 | 2016-03-31
Spain | ESP | 2016-03-04 16:00 | 2016-03-04 17:00 | 10.7 | 2016 | 3.91 | 2016-03-31
Spain | ESP | 2016-03-04 17:00 | 2016-03-04 18:00 | 12.4 | 2016 | 3.91 | 2016-03-31
Spain | ESP | 2016-03-04 18:00 | 2016-03-04 19:00 | 19 | 2016 | 3.91 | 2016-03-31
Spain | ESP | 2016-03-04 19:00 | 2016-03-04 20:00 | 21 | 2016 | 3.91 | 2016-03-31
Spain | ESP | 2016-03-04 20:00 | 2016-03-04 21:00 | 20 | 2016 | 3.91 | 2016-03-31
Spain | ESP | 2016-03-04 21:00 | 2016-03-04 22:00 | 14.1 | 2016 | 3.91 | 2016-03-31
Spain | ESP | 2016-03-04 22:00 | 2016-03-04 23:00 | 12.2 | 2016 | 3.91 | 2016-03-31
Spain | ESP | 2016-03-04 23:00 | 2016-03-05 | 10.6 | 2016 | 3.91 | 2016-03-31
Spain | ESP | 2016-03-05 | 2016-03-05 01:00 | 8.19 | 2016 | 3.91 | 2016-03-31
Spain | ESP | 2016-03-05 01:00 | 2016-03-05 02:00 | 5 | 2016 | 3.91 | 2016-03-31
Spain | ESP | 2016-03-05 02:00 | 2016-03-05 03:00 | 4.5 | 2016 | 3.91 | 2016-03-31
Spain | ESP | 2016-03-05 03:00 | 2016-03-05 04:00 | 4.5 | 2016 | 3.91 | 2016-03-31
Spain | ESP | 2016-03-05 04:00 | 2016-03-05 05:00 | 5 | 2016 | 3.91 | 2016-03-31
Spain | ESP | 2016-03-05 05:00 | 2016-03-05 06:00 | 7.2 | 2016 | 3.91 | 2016-03-31
Spain | ESP | 2016-03-05 06:00 | 2016-03-05 07:00 | 8.34 | 2016 | 3.91 | 2016-03-31
Spain | ESP | 2016-03-05 07:00 | 2016-03-05 08:00 | 10.5 | 2016 | 3.91 | 2016-03-31
Spain | ESP | 2016-03-05 08:00 | 2016-03-05 09:00 | 11.9 | 2016 | 3.91 | 2016-03-31
Spain | ESP | 2016-03-05 09:00 | 2016-03-05 10:00 | 12.19 | 2016 | 3.91 | 2016-03-31
Spain | ESP | 2016-03-05 10:00 | 2016-03-05 11:00 | 10.9 | 2016 | 3.91 | 2016-03-31
Spain | ESP | 2016-03-05 11:00 | 2016-03-05 12:00 | 10 | 2016 | 3.91 | 2016-03-31
Spain | ESP | 2016-03-05 12:00 | 2016-03-05 13:00 | 10 | 2016 | 3.91 | 2016-03-31
Spain | ESP | 2016-03-05 13:00 | 2016-03-05 14:00 | 10 | 2016 | 3.91 | 2016-03-31
Spain | ESP | 2016-03-05 14:00 | 2016-03-05 15:00 | 8.1 | 2016 | 3.91 | 2016-03-31
Spain | ESP | 2016-03-05 15:00 | 2016-03-05 16:00 | 7.69 | 2016 | 3.91 | 2016-03-31
Spain | ESP | 2016-03-05 16:00 | 2016-03-05 17:00 | 8.44 | 2016 | 3.91 | 2016-03-31
Spain | ESP | 2016-03-05 17:00 | 2016-03-05 18:00 | 8.19 | 2016 | 3.91 | 2016-03-31
Spain | ESP | 2016-03-05 18:00 | 2016-03-05 19:00 | 14 | 2016 | 3.91 | 2016-03-31
Spain | ESP | 2016-03-05 19:00 | 2016-03-05 20:00 | 24.3 | 2016 | 3.91 | 2016-03-31
Spain | ESP | 2016-03-05 20:00 | 2016-03-05 21:00 | 24.44 | 2016 | 3.91 | 2016-03-31
Spain | ESP | 2016-03-05 21:00 | 2016-03-05 22:00 | 20 | 2016 | 3.91 | 2016-03-31
Spain | ESP | 2016-03-05 22:00 | 2016-03-05 23:00 | 12.4 | 2016 | 3.91 | 2016-03-31
Spain | ESP | 2016-03-05 23:00 | 2016-03-06 | 20 | 2016 | 3.91 | 2016-03-31
Spain | ESP | 2016-03-06 | 2016-03-06 01:00 | 12.4 | 2016 | 3.91 | 2016-03-31
Spain | ESP | 2016-03-06 01:00 | 2016-03-06 02:00 | 10.85 | 2016 | 3.91 | 2016-03-31
Spain | ESP | 2016-03-06 02:00 | 2016-03-06 03:00 | 10 | 2016 | 3.91 | 2016-03-31
Spain | ESP | 2016-03-06 03:00 | 2016-03-06 04:00 | 9.6 | 2016 | 3.91 | 2016-03-31
Spain | ESP | 2016-03-06 04:00 | 2016-03-06 05:00 | 9.7 | 2016 | 3.91 | 2016-03-31
Spain | ESP | 2016-03-06 05:00 | 2016-03-06 06:00 | 10 | 2016 | 3.91 | 2016-03-31
Spain | ESP | 2016-03-06 06:00 | 2016-03-06 07:00 | 10 | 2016 | 3.91 | 2016-03-31
Spain | ESP | 2016-03-06 07:00 | 2016-03-06 08:00 | 10.44 | 2016 | 3.91 | 2016-03-31
Spain | ESP | 2016-03-06 08:00 | 2016-03-06 09:00 | 11.3 | 2016 | 3.91 | 2016-03-31
Spain | ESP | 2016-03-06 09:00 | 2016-03-06 10:00 | 11.19 | 2016 | 3.91 | 2016-03-31
Spain | ESP | 2016-03-06 10:00 | 2016-03-06 11:00 | 10.6 | 2016 | 3.91 | 2016-03-31
Spain | ESP | 2016-03-06 11:00 | 2016-03-06 12:00 | 10 | 2016 | 3.91 | 2016-03-31
Spain | ESP | 2016-03-06 12:00 | 2016-03-06 13:00 | 10.44 | 2016 | 3.91 | 2016-03-31
Spain | ESP | 2016-03-06 13:00 | 2016-03-06 14:00 | 10.6 | 2016 | 3.91 | 2016-03-31
Spain | ESP | 2016-03-06 14:00 | 2016-03-06 15:00 | 8.5 | 2016 | 3.91 | 2016-03-31
Spain | ESP | 2016-03-06 15:00 | 2016-03-06 16:00 | 7.94 | 2016 | 3.91 | 2016-03-31
Spain | ESP | 2016-03-06 16:00 | 2016-03-06 17:00 | 9.7 | 2016 | 3.91 | 2016-03-31
Spain | ESP | 2016-03-06 17:00 | 2016-03-06 18:00 | 9.6 | 2016 | 3.91 | 2016-03-31
Spain | ESP | 2016-03-06 18:00 | 2016-03-06 19:00 | 20.01 | 2016 | 3.91 | 2016-03-31
Spain | ESP | 2016-03-06 19:00 | 2016-03-06 20:00 | 29.17 | 2016 | 3.91 | 2016-03-31
Spain | ESP | 2016-03-06 20:00 | 2016-03-06 21:00 | 26.1 | 2016 | 3.91 | 2016-03-31
Spain | ESP | 2016-03-06 21:00 | 2016-03-06 22:00 | 27.01 | 2016 | 3.91 | 2016-03-31
Spain | ESP | 2016-03-06 22:00 | 2016-03-06 23:00 | 15.4 | 2016 | 3.91 | 2016-03-31
Spain | ESP | 2016-03-06 23:00 | 2016-03-07 | 24.01 | 2016 | 3.91 | 2016-03-31
Spain | ESP | 2016-03-07 | 2016-03-07 01:00 | 19.99 | 2016 | 3.91 | 2016-03-31
Spain | ESP | 2016-03-07 01:00 | 2016-03-07 02:00 | 13.1 | 2016 | 3.91 | 2016-03-31
Spain | ESP | 2016-03-07 02:00 | 2016-03-07 03:00 | 12.1 | 2016 | 3.91 | 2016-03-31
Spain | ESP | 2016-03-07 03:00 | 2016-03-07 04:00 | 11.9 | 2016 | 3.91 | 2016-03-31
Spain | ESP | 2016-03-07 04:00 | 2016-03-07 05:00 | 13.6 | 2016 | 3.91 | 2016-03-31
Spain | ESP | 2016-03-07 05:00 | 2016-03-07 06:00 | 24.01 | 2016 | 3.91 | 2016-03-31
Spain | ESP | 2016-03-07 06:00 | 2016-03-07 07:00 | 33.63 | 2016 | 3.91 | 2016-03-31
Spain | ESP | 2016-03-07 07:00 | 2016-03-07 08:00 | 35.1 | 2016 | 3.91 | 2016-03-31
Spain | ESP | 2016-03-07 08:00 | 2016-03-07 09:00 | 40.68 | 2016 | 3.91 | 2016-03-31
Spain | ESP | 2016-03-07 09:00 | 2016-03-07 10:00 | 43 | 2016 | 3.91 | 2016-03-31
Spain | ESP | 2016-03-07 10:00 | 2016-03-07 11:00 | 33.63 | 2016 | 3.91 | 2016-03-31
Spain | ESP | 2016-03-07 11:00 | 2016-03-07 12:00 | 26.4 | 2016 | 3.91 | 2016-03-31
Spain | ESP | 2016-03-07 12:00 | 2016-03-07 13:00 | 24.01 | 2016 | 3.91 | 2016-03-31
Spain | ESP | 2016-03-07 13:00 | 2016-03-07 14:00 | 22.26 | 2016 | 3.91 | 2016-03-31
Spain | ESP | 2016-03-07 14:00 | 2016-03-07 15:00 | 19.71 | 2016 | 3.91 | 2016-03-31
Spain | ESP | 2016-03-07 15:00 | 2016-03-07 16:00 | 18.35 | 2016 | 3.91 | 2016-03-31
Spain | ESP | 2016-03-07 16:00 | 2016-03-07 17:00 | 21 | 2016 | 3.91 | 2016-03-31
Spain | ESP | 2016-03-07 17:00 | 2016-03-07 18:00 | 23.6 | 2016 | 3.91 | 2016-03-31
Spain | ESP | 2016-03-07 18:00 | 2016-03-07 19:00 | 28.69 | 2016 | 3.91 | 2016-03-31
Spain | ESP | 2016-03-07 19:00 | 2016-03-07 20:00 | 35.55 | 2016 | 3.91 | 2016-03-31
Spain | ESP | 2016-03-07 20:00 | 2016-03-07 21:00 | 32 | 2016 | 3.91 | 2016-03-31
Spain | ESP | 2016-03-07 21:00 | 2016-03-07 22:00 | 26.61 | 2016 | 3.91 | 2016-03-31
Spain | ESP | 2016-03-07 22:00 | 2016-03-07 23:00 | 24 | 2016 | 3.91 | 2016-03-31
Spain | ESP | 2016-03-07 23:00 | 2016-03-08 | 21.53 | 2016 | 3.91 | 2016-03-31
Spain | ESP | 2016-03-08 | 2016-03-08 01:00 | 20.78 | 2016 | 3.91 | 2016-03-31
Spain | ESP | 2016-03-08 01:00 | 2016-03-08 02:00 | 18.31 | 2016 | 3.91 | 2016-03-31
Spain | ESP | 2016-03-08 02:00 | 2016-03-08 03:00 | 17.2 | 2016 | 3.91 | 2016-03-31
Spain | ESP | 2016-03-08 03:00 | 2016-03-08 04:00 | 19.53 | 2016 | 3.91 | 2016-03-31
Spain | ESP | 2016-03-08 04:00 | 2016-03-08 05:00 | 21.28 | 2016 | 3.91 | 2016-03-31
Spain | ESP | 2016-03-08 05:00 | 2016-03-08 06:00 | 23 | 2016 | 3.91 | 2016-03-31
Spain | ESP | 2016-03-08 06:00 | 2016-03-08 07:00 | 30 | 2016 | 3.91 | 2016-03-31
Spain | ESP | 2016-03-08 07:00 | 2016-03-08 08:00 | 33.63 | 2016 | 3.91 | 2016-03-31
Spain | ESP | 2016-03-08 08:00 | 2016-03-08 09:00 | 35.65 | 2016 | 3.91 | 2016-03-31
Spain | ESP | 2016-03-08 09:00 | 2016-03-08 10:00 | 33.98 | 2016 | 3.91 | 2016-03-31
Spain | ESP | 2016-03-08 10:00 | 2016-03-08 11:00 | 32.74 | 2016 | 3.91 | 2016-03-31
Spain | ESP | 2016-03-08 11:00 | 2016-03-08 12:00 | 30 | 2016 | 3.91 | 2016-03-31
Spain | ESP | 2016-03-08 12:00 | 2016-03-08 13:00 | 31.32 | 2016 | 3.91 | 2016-03-31
Spain | ESP | 2016-03-08 13:00 | 2016-03-08 14:00 | 27.6 | 2016 | 3.91 | 2016-03-31
Spain | ESP | 2016-03-08 14:00 | 2016-03-08 15:00 | 26 | 2016 | 3.91 | 2016-03-31
Spain | ESP | 2016-03-08 15:00 | 2016-03-08 16:00 | 26 | 2016 | 3.91 | 2016-03-31
Spain | ESP | 2016-03-08 16:00 | 2016-03-08 17:00 | 28.35 | 2016 | 3.91 | 2016-03-31
Spain | ESP | 2016-03-08 17:00 | 2016-03-08 18:00 | 33.63 | 2016 | 3.91 | 2016-03-31
Spain | ESP | 2016-03-08 18:00 | 2016-03-08 19:00 | 49.89 | 2016 | 3.91 | 2016-03-31
Spain | ESP | 2016-03-08 19:00 | 2016-03-08 20:00 | 48.48 | 2016 | 3.91 | 2016-03-31
Spain | ESP | 2016-03-08 20:00 | 2016-03-08 21:00 | 47.33 | 2016 | 3.91 | 2016-03-31
Spain | ESP | 2016-03-08 21:00 | 2016-03-08 22:00 | 35.13 | 2016 | 3.91 | 2016-03-31
Spain | ESP | 2016-03-08 22:00 | 2016-03-08 23:00 | 28.21 | 2016 | 3.91 | 2016-03-31
Spain | ESP | 2016-03-08 23:00 | 2016-03-09 | 27.51 | 2016 | 3.91 | 2016-03-31
Spain | ESP | 2016-03-09 | 2016-03-09 01:00 | 24.1 | 2016 | 3.91 | 2016-03-31
Spain | ESP | 2016-03-09 01:00 | 2016-03-09 02:00 | 20.94 | 2016 | 3.91 | 2016-03-31
Spain | ESP | 2016-03-09 02:00 | 2016-03-09 03:00 | 20.08 | 2016 | 3.91 | 2016-03-31
Spain | ESP | 2016-03-09 03:00 | 2016-03-09 04:00 | 20 | 2016 | 3.91 | 2016-03-31
Spain | ESP | 2016-03-09 04:00 | 2016-03-09 05:00 | 19.69 | 2016 | 3.91 | 2016-03-31
Spain | ESP | 2016-03-09 05:00 | 2016-03-09 06:00 | 21.63 | 2016 | 3.91 | 2016-03-31
Spain | ESP | 2016-03-09 06:00 | 2016-03-09 07:00 | 23.6 | 2016 | 3.91 | 2016-03-31
Spain | ESP | 2016-03-09 07:00 | 2016-03-09 08:00 | 27.43 | 2016 | 3.91 | 2016-03-31
Spain | ESP | 2016-03-09 08:00 | 2016-03-09 09:00 | 28 | 2016 | 3.91 | 2016-03-31
Spain | ESP | 2016-03-09 09:00 | 2016-03-09 10:00 | 27 | 2016 | 3.91 | 2016-03-31
Spain | ESP | 2016-03-09 10:00 | 2016-03-09 11:00 | 24.5 | 2016 | 3.91 | 2016-03-31
Spain | ESP | 2016-03-09 11:00 | 2016-03-09 12:00 | 22.58 | 2016 | 3.91 | 2016-03-31
Spain | ESP | 2016-03-09 12:00 | 2016-03-09 13:00 | 21.12 | 2016 | 3.91 | 2016-03-31
Spain | ESP | 2016-03-09 13:00 | 2016-03-09 14:00 | 18.69 | 2016 | 3.91 | 2016-03-31
Spain | ESP | 2016-03-09 14:00 | 2016-03-09 15:00 | 13.71 | 2016 | 3.91 | 2016-03-31
Spain | ESP | 2016-03-09 15:00 | 2016-03-09 16:00 | 12.1 | 2016 | 3.91 | 2016-03-31
Spain | ESP | 2016-03-09 16:00 | 2016-03-09 17:00 | 12.4 | 2016 | 3.91 | 2016-03-31
Spain | ESP | 2016-03-09 17:00 | 2016-03-09 18:00 | 15.94 | 2016 | 3.91 | 2016-03-31
Spain | ESP | 2016-03-09 18:00 | 2016-03-09 19:00 | 22.14 | 2016 | 3.91 | 2016-03-31
Spain | ESP | 2016-03-09 19:00 | 2016-03-09 20:00 | 27.05 | 2016 | 3.91 | 2016-03-31
Spain | ESP | 2016-03-09 20:00 | 2016-03-09 21:00 | 25.8 | 2016 | 3.91 | 2016-03-31
Spain | ESP | 2016-03-09 21:00 | 2016-03-09 22:00 | 21.63 | 2016 | 3.91 | 2016-03-31
Spain | ESP | 2016-03-09 22:00 | 2016-03-09 23:00 | 17.44 | 2016 | 3.91 | 2016-03-31
Spain | ESP | 2016-03-09 23:00 | 2016-03-10 | 18.19 | 2016 | 3.91 | 2016-03-31
Spain | ESP | 2016-03-10 | 2016-03-10 01:00 | 14.59 | 2016 | 3.91 | 2016-03-31
Spain | ESP | 2016-03-10 01:00 | 2016-03-10 02:00 | 12.1 | 2016 | 3.91 | 2016-03-31
Spain | ESP | 2016-03-10 02:00 | 2016-03-10 03:00 | 11.6 | 2016 | 3.91 | 2016-03-31
Spain | ESP | 2016-03-10 03:00 | 2016-03-10 04:00 | 11.69 | 2016 | 3.91 | 2016-03-31
Spain | ESP | 2016-03-10 04:00 | 2016-03-10 05:00 | 12.4 | 2016 | 3.91 | 2016-03-31
Spain | ESP | 2016-03-10 05:00 | 2016-03-10 06:00 | 18.19 | 2016 | 3.91 | 2016-03-31
Spain | ESP | 2016-03-10 06:00 | 2016-03-10 07:00 | 23.5 | 2016 | 3.91 | 2016-03-31
Spain | ESP | 2016-03-10 07:00 | 2016-03-10 08:00 | 22.69 | 2016 | 3.91 | 2016-03-31
Spain | ESP | 2016-03-10 08:00 | 2016-03-10 09:00 | 24.17 | 2016 | 3.91 | 2016-03-31
Spain | ESP | 2016-03-10 09:00 | 2016-03-10 10:00 | 22.15 | 2016 | 3.91 | 2016-03-31
Spain | ESP | 2016-03-10 10:00 | 2016-03-10 11:00 | 19.04 | 2016 | 3.91 | 2016-03-31
Spain | ESP | 2016-03-10 11:00 | 2016-03-10 12:00 | 18.34 | 2016 | 3.91 | 2016-03-31
Spain | ESP | 2016-03-10 12:00 | 2016-03-10 13:00 | 18.19 | 2016 | 3.91 | 2016-03-31
Spain | ESP | 2016-03-10 13:00 | 2016-03-10 14:00 | 15.45 | 2016 | 3.91 | 2016-03-31
Spain | ESP | 2016-03-10 14:00 | 2016-03-10 15:00 | 16.19 | 2016 | 3.91 | 2016-03-31
Spain | ESP | 2016-03-10 15:00 | 2016-03-10 16:00 | 18.19 | 2016 | 3.91 | 2016-03-31
Spain | ESP | 2016-03-10 16:00 | 2016-03-10 17:00 | 20.32 | 2016 | 3.91 | 2016-03-31
Spain | ESP | 2016-03-10 17:00 | 2016-03-10 18:00 | 22.15 | 2016 | 3.91 | 2016-03-31
Spain | ESP | 2016-03-10 18:00 | 2016-03-10 19:00 | 29.2 | 2016 | 3.91 | 2016-03-31
Spain | ESP | 2016-03-10 19:00 | 2016-03-10 20:00 | 36.85 | 2016 | 3.91 | 2016-03-31
Spain | ESP | 2016-03-10 20:00 | 2016-03-10 21:00 | 31.3 | 2016 | 3.91 | 2016-03-31
Spain | ESP | 2016-03-10 21:00 | 2016-03-10 22:00 | 28.69 | 2016 | 3.91 | 2016-03-31
Spain | ESP | 2016-03-10 22:00 | 2016-03-10 23:00 | 26.75 | 2016 | 3.91 | 2016-03-31
Spain | ESP | 2016-03-10 23:00 | 2016-03-11 | 28.97 | 2016 | 3.91 | 2016-03-31
Spain | ESP | 2016-03-11 | 2016-03-11 01:00 | 26.97 | 2016 | 3.91 | 2016-03-31
Spain | ESP | 2016-03-11 01:00 | 2016-03-11 02:00 | 24.18 | 2016 | 3.91 | 2016-03-31
Spain | ESP | 2016-03-11 02:00 | 2016-03-11 03:00 | 22.34 | 2016 | 3.91 | 2016-03-31
Spain | ESP | 2016-03-11 03:00 | 2016-03-11 04:00 | 21.75 | 2016 | 3.91 | 2016-03-31
Spain | ESP | 2016-03-11 04:00 | 2016-03-11 05:00 | 25.4 | 2016 | 3.91 | 2016-03-31
Spain | ESP | 2016-03-11 05:00 | 2016-03-11 06:00 | 30 | 2016 | 3.91 | 2016-03-31
Spain | ESP | 2016-03-11 06:00 | 2016-03-11 07:00 | 35.7 | 2016 | 3.91 | 2016-03-31
Spain | ESP | 2016-03-11 07:00 | 2016-03-11 08:00 | 38.34 | 2016 | 3.91 | 2016-03-31
Spain | ESP | 2016-03-11 08:00 | 2016-03-11 09:00 | 36.69 | 2016 | 3.91 | 2016-03-31
Spain | ESP | 2016-03-11 09:00 | 2016-03-11 10:00 | 32.91 | 2016 | 3.91 | 2016-03-31
Spain | ESP | 2016-03-11 10:00 | 2016-03-11 11:00 | 32.1 | 2016 | 3.91 | 2016-03-31
Spain | ESP | 2016-03-11 11:00 | 2016-03-11 12:00 | 31.71 | 2016 | 3.91 | 2016-03-31
Spain | ESP | 2016-03-11 12:00 | 2016-03-11 13:00 | 31.82 | 2016 | 3.91 | 2016-03-31
Spain | ESP | 2016-03-11 13:00 | 2016-03-11 14:00 | 31 | 2016 | 3.91 | 2016-03-31
Spain | ESP | 2016-03-11 14:00 | 2016-03-11 15:00 | 28.62 | 2016 | 3.91 | 2016-03-31
Spain | ESP | 2016-03-11 15:00 | 2016-03-11 16:00 | 28 | 2016 | 3.91 | 2016-03-31
Spain | ESP | 2016-03-11 16:00 | 2016-03-11 17:00 | 27.9 | 2016 | 3.91 | 2016-03-31
Spain | ESP | 2016-03-11 17:00 | 2016-03-11 18:00 | 32.55 | 2016 | 3.91 | 2016-03-31
Spain | ESP | 2016-03-11 18:00 | 2016-03-11 19:00 | 35.69 | 2016 | 3.91 | 2016-03-31
Spain | ESP | 2016-03-11 19:00 | 2016-03-11 20:00 | 38.86 | 2016 | 3.91 | 2016-03-31
Spain | ESP | 2016-03-11 20:00 | 2016-03-11 21:00 | 34 | 2016 | 3.91 | 2016-03-31
Spain | ESP | 2016-03-11 21:00 | 2016-03-11 22:00 | 31.82 | 2016 | 3.91 | 2016-03-31
Spain | ESP | 2016-03-11 22:00 | 2016-03-11 23:00 | 33.44 | 2016 | 3.91 | 2016-03-31
Spain | ESP | 2016-03-11 23:00 | 2016-03-12 | 29.01 | 2016 | 3.91 | 2016-03-31
Spain | ESP | 2016-03-12 | 2016-03-12 01:00 | 26.1 | 2016 | 3.91 | 2016-03-31
Spain | ESP | 2016-03-12 01:00 | 2016-03-12 02:00 | 25.69 | 2016 | 3.91 | 2016-03-31
Spain | ESP | 2016-03-12 02:00 | 2016-03-12 03:00 | 24.5 | 2016 | 3.91 | 2016-03-31
Spain | ESP | 2016-03-12 03:00 | 2016-03-12 04:00 | 23.26 | 2016 | 3.91 | 2016-03-31
Spain | ESP | 2016-03-12 04:00 | 2016-03-12 05:00 | 24.5 | 2016 | 3.91 | 2016-03-31
Spain | ESP | 2016-03-12 05:00 | 2016-03-12 06:00 | 25.45 | 2016 | 3.91 | 2016-03-31
Spain | ESP | 2016-03-12 06:00 | 2016-03-12 07:00 | 25.51 | 2016 | 3.91 | 2016-03-31
Spain | ESP | 2016-03-12 07:00 | 2016-03-12 08:00 | 28.91 | 2016 | 3.91 | 2016-03-31
Spain | ESP | 2016-03-12 08:00 | 2016-03-12 09:00 | 30.09 | 2016 | 3.91 | 2016-03-31
Spain | ESP | 2016-03-12 09:00 | 2016-03-12 10:00 | 29.26 | 2016 | 3.91 | 2016-03-31
Spain | ESP | 2016-03-12 10:00 | 2016-03-12 11:00 | 28.44 | 2016 | 3.91 | 2016-03-31
Spain | ESP | 2016-03-12 11:00 | 2016-03-12 12:00 | 27.6 | 2016 | 3.91 | 2016-03-31
Spain | ESP | 2016-03-12 12:00 | 2016-03-12 13:00 | 27.6 | 2016 | 3.91 | 2016-03-31
Spain | ESP | 2016-03-12 13:00 | 2016-03-12 14:00 | 27.06 | 2016 | 3.91 | 2016-03-31
Spain | ESP | 2016-03-12 14:00 | 2016-03-12 15:00 | 24.97 | 2016 | 3.91 | 2016-03-31
Spain | ESP | 2016-03-12 15:00 | 2016-03-12 16:00 | 23.67 | 2016 | 3.91 | 2016-03-31
Spain | ESP | 2016-03-12 16:00 | 2016-03-12 17:00 | 27.07 | 2016 | 3.91 | 2016-03-31
Spain | ESP | 2016-03-12 17:00 | 2016-03-12 18:00 | 34 | 2016 | 3.91 | 2016-03-31
Spain | ESP | 2016-03-12 18:00 | 2016-03-12 19:00 | 36.97 | 2016 | 3.91 | 2016-03-31
Spain | ESP | 2016-03-12 19:00 | 2016-03-12 20:00 | 35 | 2016 | 3.91 | 2016-03-31
Spain | ESP | 2016-03-12 20:00 | 2016-03-12 21:00 | 31.82 | 2016 | 3.91 | 2016-03-31
Spain | ESP | 2016-03-12 21:00 | 2016-03-12 22:00 | 30.91 | 2016 | 3.91 | 2016-03-31
Spain | ESP | 2016-03-12 22:00 | 2016-03-12 23:00 | 30 | 2016 | 3.91 | 2016-03-31
Spain | ESP | 2016-03-12 23:00 | 2016-03-13 | 26.51 | 2016 | 3.91 | 2016-03-31
Spain | ESP | 2016-03-13 | 2016-03-13 01:00 | 22.84 | 2016 | 3.91 | 2016-03-31
Spain | ESP | 2016-03-13 01:00 | 2016-03-13 02:00 | 21.67 | 2016 | 3.91 | 2016-03-31
Spain | ESP | 2016-03-13 02:00 | 2016-03-13 03:00 | 21.05 | 2016 | 3.91 | 2016-03-31
Spain | ESP | 2016-03-13 03:00 | 2016-03-13 04:00 | 21.12 | 2016 | 3.91 | 2016-03-31
Spain | ESP | 2016-03-13 04:00 | 2016-03-13 05:00 | 21.17 | 2016 | 3.91 | 2016-03-31
Spain | ESP | 2016-03-13 05:00 | 2016-03-13 06:00 | 21.11 | 2016 | 3.91 | 2016-03-31
Spain | ESP | 2016-03-13 06:00 | 2016-03-13 07:00 | 21.08 | 2016 | 3.91 | 2016-03-31
Spain | ESP | 2016-03-13 07:00 | 2016-03-13 08:00 | 21.31 | 2016 | 3.91 | 2016-03-31
Spain | ESP | 2016-03-13 08:00 | 2016-03-13 09:00 | 21.69 | 2016 | 3.91 | 2016-03-31
Spain | ESP | 2016-03-13 09:00 | 2016-03-13 10:00 | 21.73 | 2016 | 3.91 | 2016-03-31
Spain | ESP | 2016-03-13 10:00 | 2016-03-13 11:00 | 21.69 | 2016 | 3.91 | 2016-03-31
Spain | ESP | 2016-03-13 11:00 | 2016-03-13 12:00 | 21.62 | 2016 | 3.91 | 2016-03-31
Spain | ESP | 2016-03-13 12:00 | 2016-03-13 13:00 | 22.9 | 2016 | 3.91 | 2016-03-31
Spain | ESP | 2016-03-13 13:00 | 2016-03-13 14:00 | 22.9 | 2016 | 3.91 | 2016-03-31
Spain | ESP | 2016-03-13 14:00 | 2016-03-13 15:00 | 21.2 | 2016 | 3.91 | 2016-03-31
Spain | ESP | 2016-03-13 15:00 | 2016-03-13 16:00 | 18.5 | 2016 | 3.91 | 2016-03-31
Spain | ESP | 2016-03-13 16:00 | 2016-03-13 17:00 | 20.19 | 2016 | 3.91 | 2016-03-31
Spain | ESP | 2016-03-13 17:00 | 2016-03-13 18:00 | 26.08 | 2016 | 3.91 | 2016-03-31
Spain | ESP | 2016-03-13 18:00 | 2016-03-13 19:00 | 33.55 | 2016 | 3.91 | 2016-03-31
Spain | ESP | 2016-03-13 19:00 | 2016-03-13 20:00 | 35.09 | 2016 | 3.91 | 2016-03-31
Spain | ESP | 2016-03-13 20:00 | 2016-03-13 21:00 | 34.98 | 2016 | 3.91 | 2016-03-31
Spain | ESP | 2016-03-13 21:00 | 2016-03-13 22:00 | 30.69 | 2016 | 3.91 | 2016-03-31
Spain | ESP | 2016-03-13 22:00 | 2016-03-13 23:00 | 26.63 | 2016 | 3.91 | 2016-03-31
Spain | ESP | 2016-03-13 23:00 | 2016-03-14 | 25.1 | 2016 | 3.91 | 2016-03-31
Spain | ESP | 2016-03-14 | 2016-03-14 01:00 | 21.67 | 2016 | 3.91 | 2016-03-31
Spain | ESP | 2016-03-14 01:00 | 2016-03-14 02:00 | 20.22 | 2016 | 3.91 | 2016-03-31
Spain | ESP | 2016-03-14 02:00 | 2016-03-14 03:00 | 19.99 | 2016 | 3.91 | 2016-03-31
Spain | ESP | 2016-03-14 03:00 | 2016-03-14 04:00 | 20.36 | 2016 | 3.91 | 2016-03-31
Spain | ESP | 2016-03-14 04:00 | 2016-03-14 05:00 | 23.76 | 2016 | 3.91 | 2016-03-31
Spain | ESP | 2016-03-14 05:00 | 2016-03-14 06:00 | 31.82 | 2016 | 3.91 | 2016-03-31
Spain | ESP | 2016-03-14 06:00 | 2016-03-14 07:00 | 35.43 | 2016 | 3.91 | 2016-03-31
Spain | ESP | 2016-03-14 07:00 | 2016-03-14 08:00 | 39.93 | 2016 | 3.91 | 2016-03-31
Spain | ESP | 2016-03-14 08:00 | 2016-03-14 09:00 | 40.19 | 2016 | 3.91 | 2016-03-31
Spain | ESP | 2016-03-14 09:00 | 2016-03-14 10:00 | 40.14 | 2016 | 3.91 | 2016-03-31
Spain | ESP | 2016-03-14 10:00 | 2016-03-14 11:00 | 39.9 | 2016 | 3.91 | 2016-03-31
Spain | ESP | 2016-03-14 11:00 | 2016-03-14 12:00 | 39.93 | 2016 | 3.91 | 2016-03-31
Spain | ESP | 2016-03-14 12:00 | 2016-03-14 13:00 | 39.75 | 2016 | 3.91 | 2016-03-31
Spain | ESP | 2016-03-14 13:00 | 2016-03-14 14:00 | 39.4 | 2016 | 3.91 | 2016-03-31
Spain | ESP | 2016-03-14 14:00 | 2016-03-14 15:00 | 38.9 | 2016 | 3.91 | 2016-03-31
Spain | ESP | 2016-03-14 15:00 | 2016-03-14 16:00 | 38.9 | 2016 | 3.91 | 2016-03-31
Spain | ESP | 2016-03-14 16:00 | 2016-03-14 17:00 | 38.84 | 2016 | 3.91 | 2016-03-31
Spain | ESP | 2016-03-14 17:00 | 2016-03-14 18:00 | 39.9 | 2016 | 3.91 | 2016-03-31
Spain | ESP | 2016-03-14 18:00 | 2016-03-14 19:00 | 51 | 2016 | 3.91 | 2016-03-31
Spain | ESP | 2016-03-14 19:00 | 2016-03-14 20:00 | 59.81 | 2016 | 3.91 | 2016-03-31
Spain | ESP | 2016-03-14 20:00 | 2016-03-14 21:00 | 53.04 | 2016 | 3.91 | 2016-03-31
Spain | ESP | 2016-03-14 21:00 | 2016-03-14 22:00 | 41.5 | 2016 | 3.91 | 2016-03-31
Spain | ESP | 2016-03-14 22:00 | 2016-03-14 23:00 | 37.5 | 2016 | 3.91 | 2016-03-31
Spain | ESP | 2016-03-14 23:00 | 2016-03-15 | 41.5 | 2016 | 3.91 | 2016-03-31
Spain | ESP | 2016-03-15 | 2016-03-15 01:00 | 38.38 | 2016 | 3.91 | 2016-03-31
Spain | ESP | 2016-03-15 01:00 | 2016-03-15 02:00 | 35.4 | 2016 | 3.91 | 2016-03-31
Spain | ESP | 2016-03-15 02:00 | 2016-03-15 03:00 | 33.3 | 2016 | 3.91 | 2016-03-31
Spain | ESP | 2016-03-15 03:00 | 2016-03-15 04:00 | 33.6 | 2016 | 3.91 | 2016-03-31
Spain | ESP | 2016-03-15 04:00 | 2016-03-15 05:00 | 36.3 | 2016 | 3.91 | 2016-03-31
Spain | ESP | 2016-03-15 05:00 | 2016-03-15 06:00 | 40.14 | 2016 | 3.91 | 2016-03-31
Spain | ESP | 2016-03-15 06:00 | 2016-03-15 07:00 | 43.45 | 2016 | 3.91 | 2016-03-31
Spain | ESP | 2016-03-15 07:00 | 2016-03-15 08:00 | 46.38 | 2016 | 3.91 | 2016-03-31
Spain | ESP | 2016-03-15 08:00 | 2016-03-15 09:00 | 47.69 | 2016 | 3.91 | 2016-03-31
Spain | ESP | 2016-03-15 09:00 | 2016-03-15 10:00 | 46.69 | 2016 | 3.91 | 2016-03-31
Spain | ESP | 2016-03-15 10:00 | 2016-03-15 11:00 | 45.01 | 2016 | 3.91 | 2016-03-31
Spain | ESP | 2016-03-15 11:00 | 2016-03-15 12:00 | 43.9 | 2016 | 3.91 | 2016-03-31
Spain | ESP | 2016-03-15 12:00 | 2016-03-15 13:00 | 43 | 2016 | 3.91 | 2016-03-31
Spain | ESP | 2016-03-15 13:00 | 2016-03-15 14:00 | 42.4 | 2016 | 3.91 | 2016-03-31
Spain | ESP | 2016-03-15 14:00 | 2016-03-15 15:00 | 40.69 | 2016 | 3.91 | 2016-03-31
Spain | ESP | 2016-03-15 15:00 | 2016-03-15 16:00 | 40.14 | 2016 | 3.91 | 2016-03-31
Spain | ESP | 2016-03-15 16:00 | 2016-03-15 17:00 | 39.86 | 2016 | 3.91 | 2016-03-31
Spain | ESP | 2016-03-15 17:00 | 2016-03-15 18:00 | 40 | 2016 | 3.91 | 2016-03-31
Spain | ESP | 2016-03-15 18:00 | 2016-03-15 19:00 | 44.43 | 2016 | 3.91 | 2016-03-31
Spain | ESP | 2016-03-15 19:00 | 2016-03-15 20:00 | 50.09 | 2016 | 3.91 | 2016-03-31
Spain | ESP | 2016-03-15 20:00 | 2016-03-15 21:00 | 46.24 | 2016 | 3.91 | 2016-03-31
Spain | ESP | 2016-03-15 21:00 | 2016-03-15 22:00 | 41.72 | 2016 | 3.91 | 2016-03-31
Spain | ESP | 2016-03-15 22:00 | 2016-03-15 23:00 | 38.6 | 2016 | 3.91 | 2016-03-31
Spain | ESP | 2016-03-15 23:00 | 2016-03-16 | 38.4 | 2016 | 3.91 | 2016-03-31
Spain | ESP | 2016-03-16 | 2016-03-16 01:00 | 32.78 | 2016 | 3.91 | 2016-03-31
Spain | ESP | 2016-03-16 01:00 | 2016-03-16 02:00 | 30 | 2016 | 3.91 | 2016-03-31
Spain | ESP | 2016-03-16 02:00 | 2016-03-16 03:00 | 28.01 | 2016 | 3.91 | 2016-03-31
Spain | ESP | 2016-03-16 03:00 | 2016-03-16 04:00 | 27.7 | 2016 | 3.91 | 2016-03-31
Spain | ESP | 2016-03-16 04:00 | 2016-03-16 05:00 | 27.7 | 2016 | 3.91 | 2016-03-31
Spain | ESP | 2016-03-16 05:00 | 2016-03-16 06:00 | 30 | 2016 | 3.91 | 2016-03-31
Spain | ESP | 2016-03-16 06:00 | 2016-03-16 07:00 | 36.36 | 2016 | 3.91 | 2016-03-31
Spain | ESP | 2016-03-16 07:00 | 2016-03-16 08:00 | 37.91 | 2016 | 3.91 | 2016-03-31
Spain | ESP | 2016-03-16 08:00 | 2016-03-16 09:00 | 39.21 | 2016 | 3.91 | 2016-03-31
Spain | ESP | 2016-03-16 09:00 | 2016-03-16 10:00 | 38.4 | 2016 | 3.91 | 2016-03-31
Spain | ESP | 2016-03-16 10:00 | 2016-03-16 11:00 | 36.36 | 2016 | 3.91 | 2016-03-31
Spain | ESP | 2016-03-16 11:00 | 2016-03-16 12:00 | 35.06 | 2016 | 3.91 | 2016-03-31
Spain | ESP | 2016-03-16 12:00 | 2016-03-16 13:00 | 35.06 | 2016 | 3.91 | 2016-03-31
Spain | ESP | 2016-03-16 13:00 | 2016-03-16 14:00 | 34.63 | 2016 | 3.91 | 2016-03-31
Spain | ESP | 2016-03-16 14:00 | 2016-03-16 15:00 | 32.78 | 2016 | 3.91 | 2016-03-31
Spain | ESP | 2016-03-16 15:00 | 2016-03-16 16:00 | 32.64 | 2016 | 3.91 | 2016-03-31
Spain | ESP | 2016-03-16 16:00 | 2016-03-16 17:00 | 32.64 | 2016 | 3.91 | 2016-03-31
Spain | ESP | 2016-03-16 17:00 | 2016-03-16 18:00 | 35.6 | 2016 | 3.91 | 2016-03-31
Spain | ESP | 2016-03-16 18:00 | 2016-03-16 19:00 | 41.36 | 2016 | 3.91 | 2016-03-31
Spain | ESP | 2016-03-16 19:00 | 2016-03-16 20:00 | 43.89 | 2016 | 3.91 | 2016-03-31
Spain | ESP | 2016-03-16 20:00 | 2016-03-16 21:00 | 42.69 | 2016 | 3.91 | 2016-03-31
Spain | ESP | 2016-03-16 21:00 | 2016-03-16 22:00 | 40.98 | 2016 | 3.91 | 2016-03-31
Spain | ESP | 2016-03-16 22:00 | 2016-03-16 23:00 | 38.5 | 2016 | 3.91 | 2016-03-31
Spain | ESP | 2016-03-16 23:00 | 2016-03-17 | 39.43 | 2016 | 3.91 | 2016-03-31
Spain | ESP | 2016-03-17 | 2016-03-17 01:00 | 37.6 | 2016 | 3.91 | 2016-03-31
Spain | ESP | 2016-03-17 01:00 | 2016-03-17 02:00 | 34.77 | 2016 | 3.91 | 2016-03-31
Spain | ESP | 2016-03-17 02:00 | 2016-03-17 03:00 | 33.3 | 2016 | 3.91 | 2016-03-31
Spain | ESP | 2016-03-17 03:00 | 2016-03-17 04:00 | 33 | 2016 | 3.91 | 2016-03-31
Spain | ESP | 2016-03-17 04:00 | 2016-03-17 05:00 | 35 | 2016 | 3.91 | 2016-03-31
Spain | ESP | 2016-03-17 05:00 | 2016-03-17 06:00 | 39.1 | 2016 | 3.91 | 2016-03-31
Spain | ESP | 2016-03-17 06:00 | 2016-03-17 07:00 | 42.1 | 2016 | 3.91 | 2016-03-31
Spain | ESP | 2016-03-17 07:00 | 2016-03-17 08:00 | 44.38 | 2016 | 3.91 | 2016-03-31
Spain | ESP | 2016-03-17 08:00 | 2016-03-17 09:00 | 44.5 | 2016 | 3.91 | 2016-03-31
Spain | ESP | 2016-03-17 09:00 | 2016-03-17 10:00 | 44.43 | 2016 | 3.91 | 2016-03-31
Spain | ESP | 2016-03-17 10:00 | 2016-03-17 11:00 | 44.4 | 2016 | 3.91 | 2016-03-31
Spain | ESP | 2016-03-17 11:00 | 2016-03-17 12:00 | 43.88 | 2016 | 3.91 | 2016-03-31
Spain | ESP | 2016-03-17 12:00 | 2016-03-17 13:00 | 44.4 | 2016 | 3.91 | 2016-03-31
Spain | ESP | 2016-03-17 13:00 | 2016-03-17 14:00 | 43.28 | 2016 | 3.91 | 2016-03-31
Spain | ESP | 2016-03-17 14:00 | 2016-03-17 15:00 | 42.02 | 2016 | 3.91 | 2016-03-31
Spain | ESP | 2016-03-17 15:00 | 2016-03-17 16:00 | 41.25 | 2016 | 3.91 | 2016-03-31
Spain | ESP | 2016-03-17 16:00 | 2016-03-17 17:00 | 41.69 | 2016 | 3.91 | 2016-03-31
Spain | ESP | 2016-03-17 17:00 | 2016-03-17 18:00 | 42.02 | 2016 | 3.91 | 2016-03-31
Spain | ESP | 2016-03-17 18:00 | 2016-03-17 19:00 | 46.69 | 2016 | 3.91 | 2016-03-31
Spain | ESP | 2016-03-17 19:00 | 2016-03-17 20:00 | 48.01 | 2016 | 3.91 | 2016-03-31
Spain | ESP | 2016-03-17 20:00 | 2016-03-17 21:00 | 45.98 | 2016 | 3.91 | 2016-03-31
Spain | ESP | 2016-03-17 21:00 | 2016-03-17 22:00 | 42.52 | 2016 | 3.91 | 2016-03-31
Spain | ESP | 2016-03-17 22:00 | 2016-03-17 23:00 | 41.06 | 2016 | 3.91 | 2016-03-31
Spain | ESP | 2016-03-17 23:00 | 2016-03-18 | 42.69 | 2016 | 3.91 | 2016-03-31
Spain | ESP | 2016-03-18 | 2016-03-18 01:00 | 39.43 | 2016 | 3.91 | 2016-03-31
Spain | ESP | 2016-03-18 01:00 | 2016-03-18 02:00 | 36.36 | 2016 | 3.91 | 2016-03-31
Spain | ESP | 2016-03-18 02:00 | 2016-03-18 03:00 | 35.06 | 2016 | 3.91 | 2016-03-31
Spain | ESP | 2016-03-18 03:00 | 2016-03-18 04:00 | 35 | 2016 | 3.91 | 2016-03-31
Spain | ESP | 2016-03-18 04:00 | 2016-03-18 05:00 | 36.36 | 2016 | 3.91 | 2016-03-31
Spain | ESP | 2016-03-18 05:00 | 2016-03-18 06:00 | 41.21 | 2016 | 3.91 | 2016-03-31
Spain | ESP | 2016-03-18 06:00 | 2016-03-18 07:00 | 45.27 | 2016 | 3.91 | 2016-03-31
Spain | ESP | 2016-03-18 07:00 | 2016-03-18 08:00 | 48.38 | 2016 | 3.91 | 2016-03-31
Spain | ESP | 2016-03-18 08:00 | 2016-03-18 09:00 | 50.09 | 2016 | 3.91 | 2016-03-31
Spain | ESP | 2016-03-18 09:00 | 2016-03-18 10:00 | 50.09 | 2016 | 3.91 | 2016-03-31
Spain | ESP | 2016-03-18 10:00 | 2016-03-18 11:00 | 48.69 | 2016 | 3.91 | 2016-03-31
Spain | ESP | 2016-03-18 11:00 | 2016-03-18 12:00 | 47.88 | 2016 | 3.91 | 2016-03-31
Spain | ESP | 2016-03-18 12:00 | 2016-03-18 13:00 | 47.17 | 2016 | 3.91 | 2016-03-31
Spain | ESP | 2016-03-18 13:00 | 2016-03-18 14:00 | 46.17 | 2016 | 3.91 | 2016-03-31
Spain | ESP | 2016-03-18 14:00 | 2016-03-18 15:00 | 45.98 | 2016 | 3.91 | 2016-03-31
Spain | ESP | 2016-03-18 15:00 | 2016-03-18 16:00 | 45.02 | 2016 | 3.91 | 2016-03-31
Spain | ESP | 2016-03-18 16:00 | 2016-03-18 17:00 | 44.6 | 2016 | 3.91 | 2016-03-31
Spain | ESP | 2016-03-18 17:00 | 2016-03-18 18:00 | 41.69 | 2016 | 3.91 | 2016-03-31
Spain | ESP | 2016-03-18 18:00 | 2016-03-18 19:00 | 44.01 | 2016 | 3.91 | 2016-03-31
Spain | ESP | 2016-03-18 19:00 | 2016-03-18 20:00 | 46.69 | 2016 | 3.91 | 2016-03-31
Spain | ESP | 2016-03-18 20:00 | 2016-03-18 21:00 | 45.98 | 2016 | 3.91 | 2016-03-31
Spain | ESP | 2016-03-18 21:00 | 2016-03-18 22:00 | 44.1 | 2016 | 3.91 | 2016-03-31
Spain | ESP | 2016-03-18 22:00 | 2016-03-18 23:00 | 42.5 | 2016 | 3.91 | 2016-03-31
Spain | ESP | 2016-03-18 23:00 | 2016-03-19 | 39.1 | 2016 | 3.91 | 2016-03-31
Spain | ESP | 2016-03-19 | 2016-03-19 01:00 | 36.69 | 2016 | 3.91 | 2016-03-31
Spain | ESP | 2016-03-19 01:00 | 2016-03-19 02:00 | 34.09 | 2016 | 3.91 | 2016-03-31
Spain | ESP | 2016-03-19 02:00 | 2016-03-19 03:00 | 32.64 | 2016 | 3.91 | 2016-03-31
Spain | ESP | 2016-03-19 03:00 | 2016-03-19 04:00 | 31.59 | 2016 | 3.91 | 2016-03-31
Spain | ESP | 2016-03-19 04:00 | 2016-03-19 05:00 | 31.44 | 2016 | 3.91 | 2016-03-31
Spain | ESP | 2016-03-19 05:00 | 2016-03-19 06:00 | 31.44 | 2016 | 3.91 | 2016-03-31
Spain | ESP | 2016-03-19 06:00 | 2016-03-19 07:00 | 31.44 | 2016 | 3.91 | 2016-03-31
Spain | ESP | 2016-03-19 07:00 | 2016-03-19 08:00 | 34.63 | 2016 | 3.91 | 2016-03-31
Spain | ESP | 2016-03-19 08:00 | 2016-03-19 09:00 | 38.9 | 2016 | 3.91 | 2016-03-31
Spain | ESP | 2016-03-19 09:00 | 2016-03-19 10:00 | 41.14 | 2016 | 3.91 | 2016-03-31
Spain | ESP | 2016-03-19 10:00 | 2016-03-19 11:00 | 40.01 | 2016 | 3.91 | 2016-03-31
Spain | ESP | 2016-03-19 11:00 | 2016-03-19 12:00 | 39.75 | 2016 | 3.91 | 2016-03-31
Spain | ESP | 2016-03-19 12:00 | 2016-03-19 13:00 | 40 | 2016 | 3.91 | 2016-03-31
Spain | ESP | 2016-03-19 13:00 | 2016-03-19 14:00 | 38.5 | 2016 | 3.91 | 2016-03-31
Spain | ESP | 2016-03-19 14:00 | 2016-03-19 15:00 | 36.69 | 2016 | 3.91 | 2016-03-31
Spain | ESP | 2016-03-19 15:00 | 2016-03-19 16:00 | 35.06 | 2016 | 3.91 | 2016-03-31
Spain | ESP | 2016-03-19 16:00 | 2016-03-19 17:00 | 36.36 | 2016 | 3.91 | 2016-03-31
Spain | ESP | 2016-03-19 17:00 | 2016-03-19 18:00 | 37.6 | 2016 | 3.91 | 2016-03-31
Spain | ESP | 2016-03-19 18:00 | 2016-03-19 19:00 | 41.14 | 2016 | 3.91 | 2016-03-31
Spain | ESP | 2016-03-19 19:00 | 2016-03-19 20:00 | 44.6 | 2016 | 3.91 | 2016-03-31
Spain | ESP | 2016-03-19 20:00 | 2016-03-19 21:00 | 45.98 | 2016 | 3.91 | 2016-03-31
Spain | ESP | 2016-03-19 21:00 | 2016-03-19 22:00 | 43.25 | 2016 | 3.91 | 2016-03-31
Spain | ESP | 2016-03-19 22:00 | 2016-03-19 23:00 | 40.6 | 2016 | 3.91 | 2016-03-31
Spain | ESP | 2016-03-19 23:00 | 2016-03-20 | 36.69 | 2016 | 3.91 | 2016-03-31
Spain | ESP | 2016-03-20 | 2016-03-20 01:00 | 32.78 | 2016 | 3.91 | 2016-03-31
Spain | ESP | 2016-03-20 01:00 | 2016-03-20 02:00 | 31.01 | 2016 | 3.91 | 2016-03-31
Spain | ESP | 2016-03-20 02:00 | 2016-03-20 03:00 | 30.44 | 2016 | 3.91 | 2016-03-31
Spain | ESP | 2016-03-20 03:00 | 2016-03-20 04:00 | 30.19 | 2016 | 3.91 | 2016-03-31
Spain | ESP | 2016-03-20 04:00 | 2016-03-20 05:00 | 30.44 | 2016 | 3.91 | 2016-03-31
Spain | ESP | 2016-03-20 05:00 | 2016-03-20 06:00 | 30.59 | 2016 | 3.91 | 2016-03-31
Spain | ESP | 2016-03-20 06:00 | 2016-03-20 07:00 | 30.59 | 2016 | 3.91 | 2016-03-31
Spain | ESP | 2016-03-20 07:00 | 2016-03-20 08:00 | 30.59 | 2016 | 3.91 | 2016-03-31
Spain | ESP | 2016-03-20 08:00 | 2016-03-20 09:00 | 32.94 | 2016 | 3.91 | 2016-03-31
Spain | ESP | 2016-03-20 09:00 | 2016-03-20 10:00 | 35 | 2016 | 3.91 | 2016-03-31
Spain | ESP | 2016-03-20 10:00 | 2016-03-20 11:00 | 34.93 | 2016 | 3.91 | 2016-03-31
Spain | ESP | 2016-03-20 11:00 | 2016-03-20 12:00 | 34.93 | 2016 | 3.91 | 2016-03-31
Spain | ESP | 2016-03-20 12:00 | 2016-03-20 13:00 | 34.93 | 2016 | 3.91 | 2016-03-31
Spain | ESP | 2016-03-20 13:00 | 2016-03-20 14:00 | 34 | 2016 | 3.91 | 2016-03-31
Spain | ESP | 2016-03-20 14:00 | 2016-03-20 15:00 | 32.64 | 2016 | 3.91 | 2016-03-31
Spain | ESP | 2016-03-20 15:00 | 2016-03-20 16:00 | 31.62 | 2016 | 3.91 | 2016-03-31
Spain | ESP | 2016-03-20 16:00 | 2016-03-20 17:00 | 31.62 | 2016 | 3.91 | 2016-03-31
Spain | ESP | 2016-03-20 17:00 | 2016-03-20 18:00 | 32.64 | 2016 | 3.91 | 2016-03-31
Spain | ESP | 2016-03-20 18:00 | 2016-03-20 19:00 | 41.69 | 2016 | 3.91 | 2016-03-31
Spain | ESP | 2016-03-20 19:00 | 2016-03-20 20:00 | 45.98 | 2016 | 3.91 | 2016-03-31
Spain | ESP | 2016-03-20 20:00 | 2016-03-20 21:00 | 45.98 | 2016 | 3.91 | 2016-03-31
Spain | ESP | 2016-03-20 21:00 | 2016-03-20 22:00 | 44.1 | 2016 | 3.91 | 2016-03-31
Spain | ESP | 2016-03-20 22:00 | 2016-03-20 23:00 | 40.24 | 2016 | 3.91 | 2016-03-31
Spain | ESP | 2016-03-20 23:00 | 2016-03-21 | 37.33 | 2016 | 3.91 | 2016-03-31
Spain | ESP | 2016-03-21 | 2016-03-21 01:00 | 31.79 | 2016 | 3.91 | 2016-03-31
Spain | ESP | 2016-03-21 01:00 | 2016-03-21 02:00 | 28.68 | 2016 | 3.91 | 2016-03-31
Spain | ESP | 2016-03-21 02:00 | 2016-03-21 03:00 | 28.01 | 2016 | 3.91 | 2016-03-31
Spain | ESP | 2016-03-21 03:00 | 2016-03-21 04:00 | 28.01 | 2016 | 3.91 | 2016-03-31
Spain | ESP | 2016-03-21 04:00 | 2016-03-21 05:00 | 28.01 | 2016 | 3.91 | 2016-03-31
Spain | ESP | 2016-03-21 05:00 | 2016-03-21 06:00 | 32.01 | 2016 | 3.91 | 2016-03-31
Spain | ESP | 2016-03-21 06:00 | 2016-03-21 07:00 | 38 | 2016 | 3.91 | 2016-03-31
Spain | ESP | 2016-03-21 07:00 | 2016-03-21 08:00 | 40.14 | 2016 | 3.91 | 2016-03-31
Spain | ESP | 2016-03-21 08:00 | 2016-03-21 09:00 | 41.22 | 2016 | 3.91 | 2016-03-31
Spain | ESP | 2016-03-21 09:00 | 2016-03-21 10:00 | 40 | 2016 | 3.91 | 2016-03-31
Spain | ESP | 2016-03-21 10:00 | 2016-03-21 11:00 | 40 | 2016 | 3.91 | 2016-03-31
Spain | ESP | 2016-03-21 11:00 | 2016-03-21 12:00 | 40.05 | 2016 | 3.91 | 2016-03-31
Spain | ESP | 2016-03-21 12:00 | 2016-03-21 13:00 | 40 | 2016 | 3.91 | 2016-03-31
Spain | ESP | 2016-03-21 13:00 | 2016-03-21 14:00 | 38.69 | 2016 | 3.91 | 2016-03-31
Spain | ESP | 2016-03-21 14:00 | 2016-03-21 15:00 | 37.52 | 2016 | 3.91 | 2016-03-31
Spain | ESP | 2016-03-21 15:00 | 2016-03-21 16:00 | 36.46 | 2016 | 3.91 | 2016-03-31
Spain | ESP | 2016-03-21 16:00 | 2016-03-21 17:00 | 35.43 | 2016 | 3.91 | 2016-03-31
Spain | ESP | 2016-03-21 17:00 | 2016-03-21 18:00 | 34.37 | 2016 | 3.91 | 2016-03-31
Spain | ESP | 2016-03-21 18:00 | 2016-03-21 19:00 | 40.2 | 2016 | 3.91 | 2016-03-31
Spain | ESP | 2016-03-21 19:00 | 2016-03-21 20:00 | 40.05 | 2016 | 3.91 | 2016-03-31
Spain | ESP | 2016-03-21 20:00 | 2016-03-21 21:00 | 39.29 | 2016 | 3.91 | 2016-03-31
Spain | ESP | 2016-03-21 21:00 | 2016-03-21 22:00 | 35.86 | 2016 | 3.91 | 2016-03-31
Spain | ESP | 2016-03-21 22:00 | 2016-03-21 23:00 | 32.78 | 2016 | 3.91 | 2016-03-31
Spain | ESP | 2016-03-21 23:00 | 2016-03-22 | 31.83 | 2016 | 3.91 | 2016-03-31
Spain | ESP | 2016-03-22 | 2016-03-22 01:00 | 28.01 | 2016 | 3.91 | 2016-03-31
Spain | ESP | 2016-03-22 01:00 | 2016-03-22 02:00 | 27.7 | 2016 | 3.91 | 2016-03-31
Spain | ESP | 2016-03-22 02:00 | 2016-03-22 03:00 | 26.94 | 2016 | 3.91 | 2016-03-31
Spain | ESP | 2016-03-22 03:00 | 2016-03-22 04:00 | 25.69 | 2016 | 3.91 | 2016-03-31
Spain | ESP | 2016-03-22 04:00 | 2016-03-22 05:00 | 27.59 | 2016 | 3.91 | 2016-03-31
Spain | ESP | 2016-03-22 05:00 | 2016-03-22 06:00 | 33.02 | 2016 | 3.91 | 2016-03-31
Spain | ESP | 2016-03-22 06:00 | 2016-03-22 07:00 | 38.1 | 2016 | 3.91 | 2016-03-31
Spain | ESP | 2016-03-22 07:00 | 2016-03-22 08:00 | 39.72 | 2016 | 3.91 | 2016-03-31
Spain | ESP | 2016-03-22 08:00 | 2016-03-22 09:00 | 38.91 | 2016 | 3.91 | 2016-03-31
Spain | ESP | 2016-03-22 09:00 | 2016-03-22 10:00 | 38.4 | 2016 | 3.91 | 2016-03-31
Spain | ESP | 2016-03-22 10:00 | 2016-03-22 11:00 | 38.59 | 2016 | 3.91 | 2016-03-31
Spain | ESP | 2016-03-22 11:00 | 2016-03-22 12:00 | 38.59 | 2016 | 3.91 | 2016-03-31
Spain | ESP | 2016-03-22 12:00 | 2016-03-22 13:00 | 38.19 | 2016 | 3.91 | 2016-03-31
Spain | ESP | 2016-03-22 13:00 | 2016-03-22 14:00 | 37.5 | 2016 | 3.91 | 2016-03-31
Spain | ESP | 2016-03-22 14:00 | 2016-03-22 15:00 | 35.86 | 2016 | 3.91 | 2016-03-31
Spain | ESP | 2016-03-22 15:00 | 2016-03-22 16:00 | 35.51 | 2016 | 3.91 | 2016-03-31
Spain | ESP | 2016-03-22 16:00 | 2016-03-22 17:00 | 34.69 | 2016 | 3.91 | 2016-03-31
Spain | ESP | 2016-03-22 17:00 | 2016-03-22 18:00 | 36.73 | 2016 | 3.91 | 2016-03-31
Spain | ESP | 2016-03-22 18:00 | 2016-03-22 19:00 | 40.64 | 2016 | 3.91 | 2016-03-31
Spain | ESP | 2016-03-22 19:00 | 2016-03-22 20:00 | 38.1 | 2016 | 3.91 | 2016-03-31
Spain | ESP | 2016-03-22 20:00 | 2016-03-22 21:00 | 36.2 | 2016 | 3.91 | 2016-03-31
Spain | ESP | 2016-03-22 21:00 | 2016-03-22 22:00 | 33.35 | 2016 | 3.91 | 2016-03-31
Spain | ESP | 2016-03-22 22:00 | 2016-03-22 23:00 | 31.48 | 2016 | 3.91 | 2016-03-31
Spain | ESP | 2016-03-22 23:00 | 2016-03-23 | 30.21 | 2016 | 3.91 | 2016-03-31
Spain | ESP | 2016-03-23 | 2016-03-23 01:00 | 27.79 | 2016 | 3.91 | 2016-03-31
Spain | ESP | 2016-03-23 01:00 | 2016-03-23 02:00 | 25.42 | 2016 | 3.91 | 2016-03-31
Spain | ESP | 2016-03-23 02:00 | 2016-03-23 03:00 | 23.13 | 2016 | 3.91 | 2016-03-31
Spain | ESP | 2016-03-23 03:00 | 2016-03-23 04:00 | 22.42 | 2016 | 3.91 | 2016-03-31
Spain | ESP | 2016-03-23 04:00 | 2016-03-23 05:00 | 24.56 | 2016 | 3.91 | 2016-03-31
Spain | ESP | 2016-03-23 05:00 | 2016-03-23 06:00 | 29.2 | 2016 | 3.91 | 2016-03-31
Spain | ESP | 2016-03-23 06:00 | 2016-03-23 07:00 | 35.43 | 2016 | 3.91 | 2016-03-31
Spain | ESP | 2016-03-23 07:00 | 2016-03-23 08:00 | 36.5 | 2016 | 3.91 | 2016-03-31
Spain | ESP | 2016-03-23 08:00 | 2016-03-23 09:00 | 35 | 2016 | 3.91 | 2016-03-31
Spain | ESP | 2016-03-23 09:00 | 2016-03-23 10:00 | 33.25 | 2016 | 3.91 | 2016-03-31
Spain | ESP | 2016-03-23 10:00 | 2016-03-23 11:00 | 32.19 | 2016 | 3.91 | 2016-03-31
Spain | ESP | 2016-03-23 11:00 | 2016-03-23 12:00 | 31.6 | 2016 | 3.91 | 2016-03-31
Spain | ESP | 2016-03-23 12:00 | 2016-03-23 13:00 | 30.1 | 2016 | 3.91 | 2016-03-31
Spain | ESP | 2016-03-23 13:00 | 2016-03-23 14:00 | 27.03 | 2016 | 3.91 | 2016-03-31
Spain | ESP | 2016-03-23 14:00 | 2016-03-23 15:00 | 24.69 | 2016 | 3.91 | 2016-03-31
Spain | ESP | 2016-03-23 15:00 | 2016-03-23 16:00 | 24.18 | 2016 | 3.91 | 2016-03-31
Spain | ESP | 2016-03-23 16:00 | 2016-03-23 17:00 | 28 | 2016 | 3.91 | 2016-03-31
Spain | ESP | 2016-03-23 17:00 | 2016-03-23 18:00 | 32.44 | 2016 | 3.91 | 2016-03-31
Spain | ESP | 2016-03-23 18:00 | 2016-03-23 19:00 | 37.16 | 2016 | 3.91 | 2016-03-31
Spain | ESP | 2016-03-23 19:00 | 2016-03-23 20:00 | 36.8 | 2016 | 3.91 | 2016-03-31
Spain | ESP | 2016-03-23 20:00 | 2016-03-23 21:00 | 32.96 | 2016 | 3.91 | 2016-03-31
Spain | ESP | 2016-03-23 21:00 | 2016-03-23 22:00 | 32.51 | 2016 | 3.91 | 2016-03-31
Spain | ESP | 2016-03-23 22:00 | 2016-03-23 23:00 | 30.1 | 2016 | 3.91 | 2016-03-31
Spain | ESP | 2016-03-23 23:00 | 2016-03-24 | 25 | 2016 | 3.91 | 2016-03-31
Spain | ESP | 2016-03-24 | 2016-03-24 01:00 | 23.12 | 2016 | 3.91 | 2016-03-31
Spain | ESP | 2016-03-24 01:00 | 2016-03-24 02:00 | 22.17 | 2016 | 3.91 | 2016-03-31
Spain | ESP | 2016-03-24 02:00 | 2016-03-24 03:00 | 21.38 | 2016 | 3.91 | 2016-03-31
Spain | ESP | 2016-03-24 03:00 | 2016-03-24 04:00 | 21.75 | 2016 | 3.91 | 2016-03-31
Spain | ESP | 2016-03-24 04:00 | 2016-03-24 05:00 | 23.08 | 2016 | 3.91 | 2016-03-31
Spain | ESP | 2016-03-24 05:00 | 2016-03-24 06:00 | 25.85 | 2016 | 3.91 | 2016-03-31
Spain | ESP | 2016-03-24 06:00 | 2016-03-24 07:00 | 30.5 | 2016 | 3.91 | 2016-03-31
Spain | ESP | 2016-03-24 07:00 | 2016-03-24 08:00 | 32.4 | 2016 | 3.91 | 2016-03-31
Spain | ESP | 2016-03-24 08:00 | 2016-03-24 09:00 | 32.4 | 2016 | 3.91 | 2016-03-31
Spain | ESP | 2016-03-24 09:00 | 2016-03-24 10:00 | 31.69 | 2016 | 3.91 | 2016-03-31
Spain | ESP | 2016-03-24 10:00 | 2016-03-24 11:00 | 31 | 2016 | 3.91 | 2016-03-31
Spain | ESP | 2016-03-24 11:00 | 2016-03-24 12:00 | 28.62 | 2016 | 3.91 | 2016-03-31
Spain | ESP | 2016-03-24 12:00 | 2016-03-24 13:00 | 27.27 | 2016 | 3.91 | 2016-03-31
Spain | ESP | 2016-03-24 13:00 | 2016-03-24 14:00 | 26.5 | 2016 | 3.91 | 2016-03-31
Spain | ESP | 2016-03-24 14:00 | 2016-03-24 15:00 | 25.35 | 2016 | 3.91 | 2016-03-31
Spain | ESP | 2016-03-24 15:00 | 2016-03-24 16:00 | 26.6 | 2016 | 3.91 | 2016-03-31
Spain | ESP | 2016-03-24 16:00 | 2016-03-24 17:00 | 30 | 2016 | 3.91 | 2016-03-31
Spain | ESP | 2016-03-24 17:00 | 2016-03-24 18:00 | 32.3 | 2016 | 3.91 | 2016-03-31
Spain | ESP | 2016-03-24 18:00 | 2016-03-24 19:00 | 35.18 | 2016 | 3.91 | 2016-03-31
Spain | ESP | 2016-03-24 19:00 | 2016-03-24 20:00 | 33.97 | 2016 | 3.91 | 2016-03-31
Spain | ESP | 2016-03-24 20:00 | 2016-03-24 21:00 | 32.69 | 2016 | 3.91 | 2016-03-31
Spain | ESP | 2016-03-24 21:00 | 2016-03-24 22:00 | 32 | 2016 | 3.91 | 2016-03-31
Spain | ESP | 2016-03-24 22:00 | 2016-03-24 23:00 | 28.54 | 2016 | 3.91 | 2016-03-31
Spain | ESP | 2016-03-24 23:00 | 2016-03-25 | 30 | 2016 | 3.91 | 2016-03-31
Spain | ESP | 2016-03-25 | 2016-03-25 01:00 | 23.5 | 2016 | 3.91 | 2016-03-31
Spain | ESP | 2016-03-25 01:00 | 2016-03-25 02:00 | 21.51 | 2016 | 3.91 | 2016-03-31
Spain | ESP | 2016-03-25 02:00 | 2016-03-25 03:00 | 20 | 2016 | 3.91 | 2016-03-31
Spain | ESP | 2016-03-25 03:00 | 2016-03-25 04:00 | 20.01 | 2016 | 3.91 | 2016-03-31
Spain | ESP | 2016-03-25 04:00 | 2016-03-25 05:00 | 20.3 | 2016 | 3.91 | 2016-03-31
Spain | ESP | 2016-03-25 05:00 | 2016-03-25 06:00 | 23.31 | 2016 | 3.91 | 2016-03-31
Spain | ESP | 2016-03-25 06:00 | 2016-03-25 07:00 | 27.19 | 2016 | 3.91 | 2016-03-31
Spain | ESP | 2016-03-25 07:00 | 2016-03-25 08:00 | 26.69 | 2016 | 3.91 | 2016-03-31
Spain | ESP | 2016-03-25 08:00 | 2016-03-25 09:00 | 27.44 | 2016 | 3.91 | 2016-03-31
Spain | ESP | 2016-03-25 09:00 | 2016-03-25 10:00 | 27.26 | 2016 | 3.91 | 2016-03-31
Spain | ESP | 2016-03-25 10:00 | 2016-03-25 11:00 | 28.91 | 2016 | 3.91 | 2016-03-31
Spain | ESP | 2016-03-25 11:00 | 2016-03-25 12:00 | 27.87 | 2016 | 3.91 | 2016-03-31
Spain | ESP | 2016-03-25 12:00 | 2016-03-25 13:00 | 27.06 | 2016 | 3.91 | 2016-03-31
Spain | ESP | 2016-03-25 13:00 | 2016-03-25 14:00 | 26.5 | 2016 | 3.91 | 2016-03-31
Spain | ESP | 2016-03-25 14:00 | 2016-03-25 15:00 | 24.44 | 2016 | 3.91 | 2016-03-31
Spain | ESP | 2016-03-25 15:00 | 2016-03-25 16:00 | 23.5 | 2016 | 3.91 | 2016-03-31
Spain | ESP | 2016-03-25 16:00 | 2016-03-25 17:00 | 26.1 | 2016 | 3.91 | 2016-03-31
Spain | ESP | 2016-03-25 17:00 | 2016-03-25 18:00 | 27.2 | 2016 | 3.91 | 2016-03-31
Spain | ESP | 2016-03-25 18:00 | 2016-03-25 19:00 | 33.08 | 2016 | 3.91 | 2016-03-31
Spain | ESP | 2016-03-25 19:00 | 2016-03-25 20:00 | 32.95 | 2016 | 3.91 | 2016-03-31
Spain | ESP | 2016-03-25 20:00 | 2016-03-25 21:00 | 31.94 | 2016 | 3.91 | 2016-03-31
Spain | ESP | 2016-03-25 21:00 | 2016-03-25 22:00 | 31.91 | 2016 | 3.91 | 2016-03-31
Spain | ESP | 2016-03-25 22:00 | 2016-03-25 23:00 | 30 | 2016 | 3.91 | 2016-03-31
Spain | ESP | 2016-03-25 23:00 | 2016-03-26 | 30 | 2016 | 3.91 | 2016-03-31
Spain | ESP | 2016-03-26 | 2016-03-26 01:00 | 24.32 | 2016 | 3.91 | 2016-03-31
Spain | ESP | 2016-03-26 01:00 | 2016-03-26 02:00 | 21.11 | 2016 | 3.91 | 2016-03-31
Spain | ESP | 2016-03-26 02:00 | 2016-03-26 03:00 | 20 | 2016 | 3.91 | 2016-03-31
Spain | ESP | 2016-03-26 03:00 | 2016-03-26 04:00 | 20 | 2016 | 3.91 | 2016-03-31
Spain | ESP | 2016-03-26 04:00 | 2016-03-26 05:00 | 20.01 | 2016 | 3.91 | 2016-03-31
Spain | ESP | 2016-03-26 05:00 | 2016-03-26 06:00 | 20.01 | 2016 | 3.91 | 2016-03-31
Spain | ESP | 2016-03-26 06:00 | 2016-03-26 07:00 | 21.69 | 2016 | 3.91 | 2016-03-31
Spain | ESP | 2016-03-26 07:00 | 2016-03-26 08:00 | 22.49 | 2016 | 3.91 | 2016-03-31
Spain | ESP | 2016-03-26 08:00 | 2016-03-26 09:00 | 24 | 2016 | 3.91 | 2016-03-31
Spain | ESP | 2016-03-26 09:00 | 2016-03-26 10:00 | 23.03 | 2016 | 3.91 | 2016-03-31
Spain | ESP | 2016-03-26 10:00 | 2016-03-26 11:00 | 20 | 2016 | 3.91 | 2016-03-31
Spain | ESP | 2016-03-26 11:00 | 2016-03-26 12:00 | 19.06 | 2016 | 3.91 | 2016-03-31
Spain | ESP | 2016-03-26 12:00 | 2016-03-26 13:00 | 18.09 | 2016 | 3.91 | 2016-03-31
Spain | ESP | 2016-03-26 13:00 | 2016-03-26 14:00 | 16.28 | 2016 | 3.91 | 2016-03-31
Spain | ESP | 2016-03-26 14:00 | 2016-03-26 15:00 | 13.56 | 2016 | 3.91 | 2016-03-31
Spain | ESP | 2016-03-26 15:00 | 2016-03-26 16:00 | 13.6 | 2016 | 3.91 | 2016-03-31
Spain | ESP | 2016-03-26 16:00 | 2016-03-26 17:00 | 14.38 | 2016 | 3.91 | 2016-03-31
Spain | ESP | 2016-03-26 17:00 | 2016-03-26 18:00 | 17.63 | 2016 | 3.91 | 2016-03-31
Spain | ESP | 2016-03-26 18:00 | 2016-03-26 19:00 | 22.12 | 2016 | 3.91 | 2016-03-31
Spain | ESP | 2016-03-26 19:00 | 2016-03-26 20:00 | 21.69 | 2016 | 3.91 | 2016-03-31
Spain | ESP | 2016-03-26 20:00 | 2016-03-26 21:00 | 23 | 2016 | 3.91 | 2016-03-31
Spain | ESP | 2016-03-26 21:00 | 2016-03-26 22:00 | 20 | 2016 | 3.91 | 2016-03-31
Spain | ESP | 2016-03-26 22:00 | 2016-03-26 23:00 | 18.6 | 2016 | 3.91 | 2016-03-31
Spain | ESP | 2016-03-26 23:00 | 2016-03-27 | 18.69 | 2016 | 3.91 | 2016-03-31
Spain | ESP | 2016-03-27 | 2016-03-27 01:00 | 9.2 | 2016 | 3.91 | 2016-03-31
Spain | ESP | 2016-03-27 01:00 | 2016-03-27 03:00 | 8.56 | 2016 | 3.91 | 2016-03-31
Spain | ESP | 2016-03-27 02:00 | 2016-03-27 04:00 | 6.69 | 2016 | 3.91 | 2016-03-31
Spain | ESP | 2016-03-27 03:00 | 2016-03-27 05:00 | 6.5 | 2016 | 3.91 | 2016-03-31
Spain | ESP | 2016-03-27 04:00 | 2016-03-27 06:00 | 6.5 | 2016 | 3.91 | 2016-03-31
Spain | ESP | 2016-03-27 05:00 | 2016-03-27 07:00 | 8.22 | 2016 | 3.91 | 2016-03-31
Spain | ESP | 2016-03-27 06:00 | 2016-03-27 08:00 | 10 | 2016 | 3.91 | 2016-03-31
Spain | ESP | 2016-03-27 07:00 | 2016-03-27 09:00 | 13.69 | 2016 | 3.91 | 2016-03-31
Spain | ESP | 2016-03-27 08:00 | 2016-03-27 10:00 | 17.73 | 2016 | 3.91 | 2016-03-31
Spain | ESP | 2016-03-27 09:00 | 2016-03-27 11:00 | 15 | 2016 | 3.91 | 2016-03-31
Spain | ESP | 2016-03-27 10:00 | 2016-03-27 12:00 | 12.4 | 2016 | 3.91 | 2016-03-31
Spain | ESP | 2016-03-27 11:00 | 2016-03-27 13:00 | 11.3 | 2016 | 3.91 | 2016-03-31
Spain | ESP | 2016-03-27 12:00 | 2016-03-27 14:00 | 9.05 | 2016 | 3.91 | 2016-03-31
Spain | ESP | 2016-03-27 13:00 | 2016-03-27 15:00 | 5.98 | 2016 | 3.91 | 2016-03-31
Spain | ESP | 2016-03-27 14:00 | 2016-03-27 16:00 | 5.56 | 2016 | 3.91 | 2016-03-31
Spain | ESP | 2016-03-27 15:00 | 2016-03-27 17:00 | 6.49 | 2016 | 3.91 | 2016-03-31
Spain | ESP | 2016-03-27 16:00 | 2016-03-27 18:00 | 14.94 | 2016 | 3.91 | 2016-03-31
Spain | ESP | 2016-03-27 17:00 | 2016-03-27 19:00 | 19.45 | 2016 | 3.91 | 2016-03-31
Spain | ESP | 2016-03-27 18:00 | 2016-03-27 20:00 | 24.69 | 2016 | 3.91 | 2016-03-31
Spain | ESP | 2016-03-27 19:00 | 2016-03-27 21:00 | 28.78 | 2016 | 3.91 | 2016-03-31
Spain | ESP | 2016-03-27 20:00 | 2016-03-27 22:00 | 26.4 | 2016 | 3.91 | 2016-03-31
Spain | ESP | 2016-03-27 21:00 | 2016-03-27 23:00 | 19 | 2016 | 3.91 | 2016-03-31
Spain | ESP | 2016-03-27 22:00 | 2016-03-28 | 12.88 | 2016 | 3.91 | 2016-03-31
Spain | ESP | 2016-03-27 23:00 | 2016-03-28 01:00 | 8.28 | 2016 | 3.91 | 2016-03-31
Spain | ESP | 2016-03-28 | 2016-03-28 02:00 | 7.43 | 2016 | 3.91 | 2016-03-31
Spain | ESP | 2016-03-28 01:00 | 2016-03-28 03:00 | 6.5 | 2016 | 3.91 | 2016-03-31
Spain | ESP | 2016-03-28 02:00 | 2016-03-28 04:00 | 5.27 | 2016 | 3.91 | 2016-03-31
Spain | ESP | 2016-03-28 03:00 | 2016-03-28 05:00 | 6.28 | 2016 | 3.91 | 2016-03-31
Spain | ESP | 2016-03-28 04:00 | 2016-03-28 06:00 | 5.86 | 2016 | 3.91 | 2016-03-31
Spain | ESP | 2016-03-28 05:00 | 2016-03-28 07:00 | 8 | 2016 | 3.91 | 2016-03-31
Spain | ESP | 2016-03-28 06:00 | 2016-03-28 08:00 | 14.82 | 2016 | 3.91 | 2016-03-31
Spain | ESP | 2016-03-28 07:00 | 2016-03-28 09:00 | 15.69 | 2016 | 3.91 | 2016-03-31
Spain | ESP | 2016-03-28 08:00 | 2016-03-28 10:00 | 18.8 | 2016 | 3.91 | 2016-03-31
Spain | ESP | 2016-03-28 09:00 | 2016-03-28 11:00 | 15.05 | 2016 | 3.91 | 2016-03-31
Spain | ESP | 2016-03-28 10:00 | 2016-03-28 12:00 | 14.19 | 2016 | 3.91 | 2016-03-31
Spain | ESP | 2016-03-28 11:00 | 2016-03-28 13:00 | 14.82 | 2016 | 3.91 | 2016-03-31
Spain | ESP | 2016-03-28 12:00 | 2016-03-28 14:00 | 13 | 2016 | 3.91 | 2016-03-31
Spain | ESP | 2016-03-28 13:00 | 2016-03-28 15:00 | 9.2 | 2016 | 3.91 | 2016-03-31
Spain | ESP | 2016-03-28 14:00 | 2016-03-28 16:00 | 8 | 2016 | 3.91 | 2016-03-31
Spain | ESP | 2016-03-28 15:00 | 2016-03-28 17:00 | 11.16 | 2016 | 3.91 | 2016-03-31
Spain | ESP | 2016-03-28 16:00 | 2016-03-28 18:00 | 15 | 2016 | 3.91 | 2016-03-31
Spain | ESP | 2016-03-28 17:00 | 2016-03-28 19:00 | 20.94 | 2016 | 3.91 | 2016-03-31
Spain | ESP | 2016-03-28 18:00 | 2016-03-28 20:00 | 30 | 2016 | 3.91 | 2016-03-31
Spain | ESP | 2016-03-28 19:00 | 2016-03-28 21:00 | 30 | 2016 | 3.91 | 2016-03-31
Spain | ESP | 2016-03-28 20:00 | 2016-03-28 22:00 | 28.01 | 2016 | 3.91 | 2016-03-31
Spain | ESP | 2016-03-28 21:00 | 2016-03-28 23:00 | 21.19 | 2016 | 3.91 | 2016-03-31
Spain | ESP | 2016-03-28 22:00 | 2016-03-29 | 24.01 | 2016 | 3.91 | 2016-03-31
Spain | ESP | 2016-03-28 23:00 | 2016-03-29 01:00 | 20.01 | 2016 | 3.91 | 2016-03-31
Spain | ESP | 2016-03-29 | 2016-03-29 02:00 | 15.37 | 2016 | 3.91 | 2016-03-31
Spain | ESP | 2016-03-29 01:00 | 2016-03-29 03:00 | 14.99 | 2016 | 3.91 | 2016-03-31
Spain | ESP | 2016-03-29 02:00 | 2016-03-29 04:00 | 14 | 2016 | 3.91 | 2016-03-31
Spain | ESP | 2016-03-29 03:00 | 2016-03-29 05:00 | 15.05 | 2016 | 3.91 | 2016-03-31
Spain | ESP | 2016-03-29 04:00 | 2016-03-29 06:00 | 25.35 | 2016 | 3.91 | 2016-03-31
Spain | ESP | 2016-03-29 05:00 | 2016-03-29 07:00 | 34 | 2016 | 3.91 | 2016-03-31
Spain | ESP | 2016-03-29 06:00 | 2016-03-29 08:00 | 38.01 | 2016 | 3.91 | 2016-03-31
Spain | ESP | 2016-03-29 07:00 | 2016-03-29 09:00 | 34.69 | 2016 | 3.91 | 2016-03-31
Spain | ESP | 2016-03-29 08:00 | 2016-03-29 10:00 | 33.2 | 2016 | 3.91 | 2016-03-31
Spain | ESP | 2016-03-29 09:00 | 2016-03-29 11:00 | 31.59 | 2016 | 3.91 | 2016-03-31
Spain | ESP | 2016-03-29 10:00 | 2016-03-29 12:00 | 31.7 | 2016 | 3.91 | 2016-03-31
Spain | ESP | 2016-03-29 11:00 | 2016-03-29 13:00 | 31.45 | 2016 | 3.91 | 2016-03-31
Spain | ESP | 2016-03-29 12:00 | 2016-03-29 14:00 | 30.6 | 2016 | 3.91 | 2016-03-31
Spain | ESP | 2016-03-29 13:00 | 2016-03-29 15:00 | 30.61 | 2016 | 3.91 | 2016-03-31
Spain | ESP | 2016-03-29 14:00 | 2016-03-29 16:00 | 29.69 | 2016 | 3.91 | 2016-03-31
Spain | ESP | 2016-03-29 15:00 | 2016-03-29 17:00 | 29.69 | 2016 | 3.91 | 2016-03-31
Spain | ESP | 2016-03-29 16:00 | 2016-03-29 18:00 | 30.52 | 2016 | 3.91 | 2016-03-31
Spain | ESP | 2016-03-29 17:00 | 2016-03-29 19:00 | 35.79 | 2016 | 3.91 | 2016-03-31
Spain | ESP | 2016-03-29 18:00 | 2016-03-29 20:00 | 50.03 | 2016 | 3.91 | 2016-03-31
Spain | ESP | 2016-03-29 19:00 | 2016-03-29 21:00 | 52.71 | 2016 | 3.91 | 2016-03-31
Spain | ESP | 2016-03-29 20:00 | 2016-03-29 22:00 | 43.94 | 2016 | 3.91 | 2016-03-31
Spain | ESP | 2016-03-29 21:00 | 2016-03-29 23:00 | 34.25 | 2016 | 3.91 | 2016-03-31
Spain | ESP | 2016-03-29 22:00 | 2016-03-30 | 32.2 | 2016 | 3.91 | 2016-03-31
Spain | ESP | 2016-03-29 23:00 | 2016-03-30 01:00 | 29.69 | 2016 | 3.91 | 2016-03-31
Spain | ESP | 2016-03-30 | 2016-03-30 02:00 | 25.01 | 2016 | 3.91 | 2016-03-31
Spain | ESP | 2016-03-30 01:00 | 2016-03-30 03:00 | 23.01 | 2016 | 3.91 | 2016-03-31
Spain | ESP | 2016-03-30 02:00 | 2016-03-30 04:00 | 22.53 | 2016 | 3.91 | 2016-03-31
Spain | ESP | 2016-03-30 03:00 | 2016-03-30 05:00 | 25 | 2016 | 3.91 | 2016-03-31
Spain | ESP | 2016-03-30 04:00 | 2016-03-30 06:00 | 29.6 | 2016 | 3.91 | 2016-03-31
Spain | ESP | 2016-03-30 05:00 | 2016-03-30 07:00 | 32.27 | 2016 | 3.91 | 2016-03-31
Spain | ESP | 2016-03-30 06:00 | 2016-03-30 08:00 | 38.4 | 2016 | 3.91 | 2016-03-31
Spain | ESP | 2016-03-30 07:00 | 2016-03-30 09:00 | 38.4 | 2016 | 3.91 | 2016-03-31
Spain | ESP | 2016-03-30 08:00 | 2016-03-30 10:00 | 36.43 | 2016 | 3.91 | 2016-03-31
Spain | ESP | 2016-03-30 09:00 | 2016-03-30 11:00 | 34 | 2016 | 3.91 | 2016-03-31
Spain | ESP | 2016-03-30 10:00 | 2016-03-30 12:00 | 31.69 | 2016 | 3.91 | 2016-03-31
Spain | ESP | 2016-03-30 11:00 | 2016-03-30 13:00 | 30.73 | 2016 | 3.91 | 2016-03-31
Spain | ESP | 2016-03-30 12:00 | 2016-03-30 14:00 | 28.48 | 2016 | 3.91 | 2016-03-31
Spain | ESP | 2016-03-30 13:00 | 2016-03-30 15:00 | 26.8 | 2016 | 3.91 | 2016-03-31
Spain | ESP | 2016-03-30 14:00 | 2016-03-30 16:00 | 25.64 | 2016 | 3.91 | 2016-03-31
Spain | ESP | 2016-03-30 15:00 | 2016-03-30 17:00 | 29.04 | 2016 | 3.91 | 2016-03-31
Spain | ESP | 2016-03-30 16:00 | 2016-03-30 18:00 | 31.9 | 2016 | 3.91 | 2016-03-31
Spain | ESP | 2016-03-30 17:00 | 2016-03-30 19:00 | 35.75 | 2016 | 3.91 | 2016-03-31
Spain | ESP | 2016-03-30 18:00 | 2016-03-30 20:00 | 37 | 2016 | 3.91 | 2016-03-31
Spain | ESP | 2016-03-30 19:00 | 2016-03-30 21:00 | 36 | 2016 | 3.91 | 2016-03-31
Spain | ESP | 2016-03-30 20:00 | 2016-03-30 22:00 | 31.69 | 2016 | 3.91 | 2016-03-31
Spain | ESP | 2016-03-30 21:00 | 2016-03-30 23:00 | 28.76 | 2016 | 3.91 | 2016-03-31
Spain | ESP | 2016-03-30 22:00 | 2016-03-31 | 23.34 | 2016 | 3.91 | 2016-03-31
Spain | ESP | 2016-03-30 23:00 | 2016-03-31 01:00 | 22.27 | 2016 | 3.91 | 2016-03-31
Spain | ESP | 2016-03-31 | 2016-03-31 02:00 | 21.5 | 2016 | 3.91 | 2016-03-31
Spain | ESP | 2016-03-31 01:00 | 2016-03-31 03:00 | 21 | 2016 | 3.91 | 2016-03-31
Spain | ESP | 2016-03-31 02:00 | 2016-03-31 04:00 | 19 | 2016 | 3.91 | 2016-03-31
Spain | ESP | 2016-03-31 03:00 | 2016-03-31 05:00 | 19 | 2016 | 3.91 | 2016-03-31
Spain | ESP | 2016-03-31 04:00 | 2016-03-31 06:00 | 21 | 2016 | 3.91 | 2016-03-31
Spain | ESP | 2016-03-31 05:00 | 2016-03-31 07:00 | 25.5 | 2016 | 3.91 | 2016-03-31
Spain | ESP | 2016-03-31 06:00 | 2016-03-31 08:00 | 30.46 | 2016 | 3.91 | 2016-03-31
Spain | ESP | 2016-03-31 07:00 | 2016-03-31 09:00 | 28.2 | 2016 | 3.91 | 2016-03-31
Spain | ESP | 2016-03-31 08:00 | 2016-03-31 10:00 | 25 | 2016 | 3.91 | 2016-03-31
Spain | ESP | 2016-03-31 09:00 | 2016-03-31 11:00 | 22.59 | 2016 | 3.91 | 2016-03-31
Spain | ESP | 2016-03-31 10:00 | 2016-03-31 12:00 | 22.22 | 2016 | 3.91 | 2016-03-31
Spain | ESP | 2016-03-31 11:00 | 2016-03-31 13:00 | 21.5 | 2016 | 3.91 | 2016-03-31
Spain | ESP | 2016-03-31 12:00 | 2016-03-31 14:00 | 21 | 2016 | 3.91 | 2016-03-31
Spain | ESP | 2016-03-31 13:00 | 2016-03-31 15:00 | 19 | 2016 | 3.91 | 2016-03-31
Spain | ESP | 2016-03-31 14:00 | 2016-03-31 16:00 | 18 | 2016 | 3.91 | 2016-03-31
Spain | ESP | 2016-03-31 15:00 | 2016-03-31 17:00 | 19 | 2016 | 3.91 | 2016-03-31
Spain | ESP | 2016-03-31 16:00 | 2016-03-31 18:00 | 20 | 2016 | 3.91 | 2016-03-31
Spain | ESP | 2016-03-31 17:00 | 2016-03-31 19:00 | 25.01 | 2016 | 3.91 | 2016-03-31
Spain | ESP | 2016-03-31 18:00 | 2016-03-31 20:00 | 31.99 | 2016 | 3.91 | 2016-03-31
Spain | ESP | 2016-03-31 19:00 | 2016-03-31 21:00 | 28 | 2016 | 3.91 | 2016-03-31
Spain | ESP | 2016-03-31 20:00 | 2016-03-31 22:00 | 26.7 | 2016 | 3.91 | 2016-03-31
Spain | ESP | 2016-03-31 21:00 | 2016-03-31 23:00 | 24.95 | 2016 | 3.91 | 2016-03-31
Spain | ESP | 2016-03-31 22:00 | 2016-04-01 | 23.4 | 2016 | 3.91 | 2016-03-31
Spain | ESP | 2016-03-31 23:00 | 2016-04-01 01:00 | 20.98 | 2016 | 3.91 | 2016-03-31
Spain | ESP | 2016-04-01 | 2016-04-01 02:00 | 21.19 | 2016 | 3.97 | 2016-04-30
Spain | ESP | 2016-04-01 01:00 | 2016-04-01 03:00 | 20.64 | 2016 | 3.97 | 2016-04-30
Spain | ESP | 2016-04-01 02:00 | 2016-04-01 04:00 | 21.13 | 2016 | 3.97 | 2016-04-30
Spain | ESP | 2016-04-01 03:00 | 2016-04-01 05:00 | 21.78 | 2016 | 3.97 | 2016-04-30
Spain | ESP | 2016-04-01 04:00 | 2016-04-01 06:00 | 29.73 | 2016 | 3.97 | 2016-04-30
Spain | ESP | 2016-04-01 05:00 | 2016-04-01 07:00 | 36 | 2016 | 3.97 | 2016-04-30
Spain | ESP | 2016-04-01 06:00 | 2016-04-01 08:00 | 38.5 | 2016 | 3.97 | 2016-04-30
Spain | ESP | 2016-04-01 07:00 | 2016-04-01 09:00 | 39.75 | 2016 | 3.97 | 2016-04-30
Spain | ESP | 2016-04-01 08:00 | 2016-04-01 10:00 | 37.05 | 2016 | 3.97 | 2016-04-30
Spain | ESP | 2016-04-01 09:00 | 2016-04-01 11:00 | 36.5 | 2016 | 3.97 | 2016-04-30
Spain | ESP | 2016-04-01 10:00 | 2016-04-01 12:00 | 35.18 | 2016 | 3.97 | 2016-04-30
Spain | ESP | 2016-04-01 11:00 | 2016-04-01 13:00 | 34.15 | 2016 | 3.97 | 2016-04-30
Spain | ESP | 2016-04-01 12:00 | 2016-04-01 14:00 | 33.45 | 2016 | 3.97 | 2016-04-30
Spain | ESP | 2016-04-01 13:00 | 2016-04-01 15:00 | 33.32 | 2016 | 3.97 | 2016-04-30
Spain | ESP | 2016-04-01 14:00 | 2016-04-01 16:00 | 33.39 | 2016 | 3.97 | 2016-04-30
Spain | ESP | 2016-04-01 15:00 | 2016-04-01 17:00 | 33.32 | 2016 | 3.97 | 2016-04-30
Spain | ESP | 2016-04-01 16:00 | 2016-04-01 18:00 | 33.45 | 2016 | 3.97 | 2016-04-30
Spain | ESP | 2016-04-01 17:00 | 2016-04-01 19:00 | 35.53 | 2016 | 3.97 | 2016-04-30
Spain | ESP | 2016-04-01 18:00 | 2016-04-01 20:00 | 40.1 | 2016 | 3.97 | 2016-04-30
Spain | ESP | 2016-04-01 19:00 | 2016-04-01 21:00 | 48.04 | 2016 | 3.97 | 2016-04-30
Spain | ESP | 2016-04-01 20:00 | 2016-04-01 22:00 | 39.66 | 2016 | 3.97 | 2016-04-30
Spain | ESP | 2016-04-01 21:00 | 2016-04-01 23:00 | 36 | 2016 | 3.97 | 2016-04-30
Spain | ESP | 2016-04-01 22:00 | 2016-04-02 | 34.15 | 2016 | 3.97 | 2016-04-30
Spain | ESP | 2016-04-01 23:00 | 2016-04-02 01:00 | 31.08 | 2016 | 3.97 | 2016-04-30
Spain | ESP | 2016-04-02 | 2016-04-02 02:00 | 29.5 | 2016 | 3.97 | 2016-04-30
Spain | ESP | 2016-04-02 01:00 | 2016-04-02 03:00 | 29 | 2016 | 3.97 | 2016-04-30
Spain | ESP | 2016-04-02 02:00 | 2016-04-02 04:00 | 28.04 | 2016 | 3.97 | 2016-04-30
Spain | ESP | 2016-04-02 03:00 | 2016-04-02 05:00 | 28.3 | 2016 | 3.97 | 2016-04-30
Spain | ESP | 2016-04-02 04:00 | 2016-04-02 06:00 | 28.78 | 2016 | 3.97 | 2016-04-30
Spain | ESP | 2016-04-02 05:00 | 2016-04-02 07:00 | 27.5 | 2016 | 3.97 | 2016-04-30
Spain | ESP | 2016-04-02 06:00 | 2016-04-02 08:00 | 28 | 2016 | 3.97 | 2016-04-30
Spain | ESP | 2016-04-02 07:00 | 2016-04-02 09:00 | 29.81 | 2016 | 3.97 | 2016-04-30
Spain | ESP | 2016-04-02 08:00 | 2016-04-02 10:00 | 30 | 2016 | 3.97 | 2016-04-30
Spain | ESP | 2016-04-02 09:00 | 2016-04-02 11:00 | 28.5 | 2016 | 3.97 | 2016-04-30
Spain | ESP | 2016-04-02 10:00 | 2016-04-02 12:00 | 27.02 | 2016 | 3.97 | 2016-04-30
Spain | ESP | 2016-04-02 11:00 | 2016-04-02 13:00 | 27.5 | 2016 | 3.97 | 2016-04-30
Spain | ESP | 2016-04-02 12:00 | 2016-04-02 14:00 | 24 | 2016 | 3.97 | 2016-04-30
Spain | ESP | 2016-04-02 13:00 | 2016-04-02 15:00 | 21.02 | 2016 | 3.97 | 2016-04-30
Spain | ESP | 2016-04-02 14:00 | 2016-04-02 16:00 | 19 | 2016 | 3.97 | 2016-04-30
Spain | ESP | 2016-04-02 15:00 | 2016-04-02 17:00 | 20.12 | 2016 | 3.97 | 2016-04-30
Spain | ESP | 2016-04-02 16:00 | 2016-04-02 18:00 | 23.41 | 2016 | 3.97 | 2016-04-30
Spain | ESP | 2016-04-02 17:00 | 2016-04-02 19:00 | 28.2 | 2016 | 3.97 | 2016-04-30
Spain | ESP | 2016-04-02 18:00 | 2016-04-02 20:00 | 30.43 | 2016 | 3.97 | 2016-04-30
Spain | ESP | 2016-04-02 19:00 | 2016-04-02 21:00 | 30.1 | 2016 | 3.97 | 2016-04-30
Spain | ESP | 2016-04-02 20:00 | 2016-04-02 22:00 | 26.79 | 2016 | 3.97 | 2016-04-30
Spain | ESP | 2016-04-02 21:00 | 2016-04-02 23:00 | 23.14 | 2016 | 3.97 | 2016-04-30
Spain | ESP | 2016-04-02 22:00 | 2016-04-03 | 19.59 | 2016 | 3.97 | 2016-04-30
Spain | ESP | 2016-04-02 23:00 | 2016-04-03 01:00 | 18.07 | 2016 | 3.97 | 2016-04-30
Spain | ESP | 2016-04-03 | 2016-04-03 02:00 | 15 | 2016 | 3.97 | 2016-04-30
Spain | ESP | 2016-04-03 01:00 | 2016-04-03 03:00 | 12.1 | 2016 | 3.97 | 2016-04-30
Spain | ESP | 2016-04-03 02:00 | 2016-04-03 04:00 | 8.69 | 2016 | 3.97 | 2016-04-30
Spain | ESP | 2016-04-03 03:00 | 2016-04-03 05:00 | 9 | 2016 | 3.97 | 2016-04-30
Spain | ESP | 2016-04-03 04:00 | 2016-04-03 06:00 | 11.01 | 2016 | 3.97 | 2016-04-30
Spain | ESP | 2016-04-03 05:00 | 2016-04-03 07:00 | 11.7 | 2016 | 3.97 | 2016-04-30
Spain | ESP | 2016-04-03 06:00 | 2016-04-03 08:00 | 12.1 | 2016 | 3.97 | 2016-04-30
Spain | ESP | 2016-04-03 07:00 | 2016-04-03 09:00 | 17.14 | 2016 | 3.97 | 2016-04-30
Spain | ESP | 2016-04-03 08:00 | 2016-04-03 10:00 | 17.36 | 2016 | 3.97 | 2016-04-30
Spain | ESP | 2016-04-03 09:00 | 2016-04-03 11:00 | 17.46 | 2016 | 3.97 | 2016-04-30
Spain | ESP | 2016-04-03 10:00 | 2016-04-03 12:00 | 16.15 | 2016 | 3.97 | 2016-04-30
Spain | ESP | 2016-04-03 11:00 | 2016-04-03 13:00 | 13.48 | 2016 | 3.97 | 2016-04-30
Spain | ESP | 2016-04-03 12:00 | 2016-04-03 14:00 | 9.2 | 2016 | 3.97 | 2016-04-30
Spain | ESP | 2016-04-03 13:00 | 2016-04-03 15:00 | 7.59 | 2016 | 3.97 | 2016-04-30
Spain | ESP | 2016-04-03 14:00 | 2016-04-03 16:00 | 6 | 2016 | 3.97 | 2016-04-30
Spain | ESP | 2016-04-03 15:00 | 2016-04-03 17:00 | 6 | 2016 | 3.97 | 2016-04-30
Spain | ESP | 2016-04-03 16:00 | 2016-04-03 18:00 | 7 | 2016 | 3.97 | 2016-04-30
Spain | ESP | 2016-04-03 17:00 | 2016-04-03 19:00 | 9.85 | 2016 | 3.97 | 2016-04-30
Spain | ESP | 2016-04-03 18:00 | 2016-04-03 20:00 | 19.75 | 2016 | 3.97 | 2016-04-30
Spain | ESP | 2016-04-03 19:00 | 2016-04-03 21:00 | 25.01 | 2016 | 3.97 | 2016-04-30
Spain | ESP | 2016-04-03 20:00 | 2016-04-03 22:00 | 24.32 | 2016 | 3.97 | 2016-04-30
Spain | ESP | 2016-04-03 21:00 | 2016-04-03 23:00 | 20.9 | 2016 | 3.97 | 2016-04-30
Spain | ESP | 2016-04-03 22:00 | 2016-04-04 | 21 | 2016 | 3.97 | 2016-04-30
Spain | ESP | 2016-04-03 23:00 | 2016-04-04 01:00 | 19.59 | 2016 | 3.97 | 2016-04-30
Spain | ESP | 2016-04-04 | 2016-04-04 02:00 | 19.15 | 2016 | 3.97 | 2016-04-30
Spain | ESP | 2016-04-04 01:00 | 2016-04-04 03:00 | 18.75 | 2016 | 3.97 | 2016-04-30
Spain | ESP | 2016-04-04 02:00 | 2016-04-04 04:00 | 18.72 | 2016 | 3.97 | 2016-04-30
Spain | ESP | 2016-04-04 03:00 | 2016-04-04 05:00 | 20.28 | 2016 | 3.97 | 2016-04-30
Spain | ESP | 2016-04-04 04:00 | 2016-04-04 06:00 | 24.69 | 2016 | 3.97 | 2016-04-30
Spain | ESP | 2016-04-04 05:00 | 2016-04-04 07:00 | 31.03 | 2016 | 3.97 | 2016-04-30
Spain | ESP | 2016-04-04 06:00 | 2016-04-04 08:00 | 32.3 | 2016 | 3.97 | 2016-04-30
Spain | ESP | 2016-04-04 07:00 | 2016-04-04 09:00 | 35.76 | 2016 | 3.97 | 2016-04-30
Spain | ESP | 2016-04-04 08:00 | 2016-04-04 10:00 | 33.08 | 2016 | 3.97 | 2016-04-30
Spain | ESP | 2016-04-04 09:00 | 2016-04-04 11:00 | 31.2 | 2016 | 3.97 | 2016-04-30
Spain | ESP | 2016-04-04 10:00 | 2016-04-04 12:00 | 29.55 | 2016 | 3.97 | 2016-04-30
Spain | ESP | 2016-04-04 11:00 | 2016-04-04 13:00 | 29.01 | 2016 | 3.97 | 2016-04-30
Spain | ESP | 2016-04-04 12:00 | 2016-04-04 14:00 | 29 | 2016 | 3.97 | 2016-04-30
Spain | ESP | 2016-04-04 13:00 | 2016-04-04 15:00 | 30.19 | 2016 | 3.97 | 2016-04-30
Spain | ESP | 2016-04-04 14:00 | 2016-04-04 16:00 | 27.59 | 2016 | 3.97 | 2016-04-30
Spain | ESP | 2016-04-04 15:00 | 2016-04-04 17:00 | 29.25 | 2016 | 3.97 | 2016-04-30
Spain | ESP | 2016-04-04 16:00 | 2016-04-04 18:00 | 29.69 | 2016 | 3.97 | 2016-04-30
Spain | ESP | 2016-04-04 17:00 | 2016-04-04 19:00 | 32.5 | 2016 | 3.97 | 2016-04-30
Spain | ESP | 2016-04-04 18:00 | 2016-04-04 20:00 | 36.1 | 2016 | 3.97 | 2016-04-30
Spain | ESP | 2016-04-04 19:00 | 2016-04-04 21:00 | 36.43 | 2016 | 3.97 | 2016-04-30
Spain | ESP | 2016-04-04 20:00 | 2016-04-04 22:00 | 30.3 | 2016 | 3.97 | 2016-04-30
Spain | ESP | 2016-04-04 21:00 | 2016-04-04 23:00 | 25.96 | 2016 | 3.97 | 2016-04-30
Spain | ESP | 2016-04-04 22:00 | 2016-04-05 | 21.39 | 2016 | 3.97 | 2016-04-30
Spain | ESP | 2016-04-04 23:00 | 2016-04-05 01:00 | 18.1 | 2016 | 3.97 | 2016-04-30
Spain | ESP | 2016-04-05 | 2016-04-05 02:00 | 15 | 2016 | 3.97 | 2016-04-30
Spain | ESP | 2016-04-05 01:00 | 2016-04-05 03:00 | 12.13 | 2016 | 3.97 | 2016-04-30
Spain | ESP | 2016-04-05 02:00 | 2016-04-05 04:00 | 12 | 2016 | 3.97 | 2016-04-30
Spain | ESP | 2016-04-05 03:00 | 2016-04-05 05:00 | 12.4 | 2016 | 3.97 | 2016-04-30
Spain | ESP | 2016-04-05 04:00 | 2016-04-05 06:00 | 16.8 | 2016 | 3.97 | 2016-04-30
Spain | ESP | 2016-04-05 05:00 | 2016-04-05 07:00 | 20.98 | 2016 | 3.97 | 2016-04-30
Spain | ESP | 2016-04-05 06:00 | 2016-04-05 08:00 | 23.25 | 2016 | 3.97 | 2016-04-30
Spain | ESP | 2016-04-05 07:00 | 2016-04-05 09:00 | 26.1 | 2016 | 3.97 | 2016-04-30
Spain | ESP | 2016-04-05 08:00 | 2016-04-05 10:00 | 26 | 2016 | 3.97 | 2016-04-30
Spain | ESP | 2016-04-05 09:00 | 2016-04-05 11:00 | 23.69 | 2016 | 3.97 | 2016-04-30
Spain | ESP | 2016-04-05 10:00 | 2016-04-05 12:00 | 23.81 | 2016 | 3.97 | 2016-04-30
Spain | ESP | 2016-04-05 11:00 | 2016-04-05 13:00 | 25.94 | 2016 | 3.97 | 2016-04-30
Spain | ESP | 2016-04-05 12:00 | 2016-04-05 14:00 | 23.25 | 2016 | 3.97 | 2016-04-30
Spain | ESP | 2016-04-05 13:00 | 2016-04-05 15:00 | 22.69 | 2016 | 3.97 | 2016-04-30
Spain | ESP | 2016-04-05 14:00 | 2016-04-05 16:00 | 21.69 | 2016 | 3.97 | 2016-04-30
Spain | ESP | 2016-04-05 15:00 | 2016-04-05 17:00 | 21.69 | 2016 | 3.97 | 2016-04-30
Spain | ESP | 2016-04-05 16:00 | 2016-04-05 18:00 | 20.57 | 2016 | 3.97 | 2016-04-30
Spain | ESP | 2016-04-05 17:00 | 2016-04-05 19:00 | 23.25 | 2016 | 3.97 | 2016-04-30
Spain | ESP | 2016-04-05 18:00 | 2016-04-05 20:00 | 29.69 | 2016 | 3.97 | 2016-04-30
Spain | ESP | 2016-04-05 19:00 | 2016-04-05 21:00 | 28 | 2016 | 3.97 | 2016-04-30
Spain | ESP | 2016-04-05 20:00 | 2016-04-05 22:00 | 25.32 | 2016 | 3.97 | 2016-04-30
Spain | ESP | 2016-04-05 21:00 | 2016-04-05 23:00 | 23.75 | 2016 | 3.97 | 2016-04-30
Spain | ESP | 2016-04-05 22:00 | 2016-04-06 | 23.44 | 2016 | 3.97 | 2016-04-30
Spain | ESP | 2016-04-05 23:00 | 2016-04-06 01:00 | 20.47 | 2016 | 3.97 | 2016-04-30
Spain | ESP | 2016-04-06 | 2016-04-06 02:00 | 19.06 | 2016 | 3.97 | 2016-04-30
Spain | ESP | 2016-04-06 01:00 | 2016-04-06 03:00 | 18.95 | 2016 | 3.97 | 2016-04-30
Spain | ESP | 2016-04-06 02:00 | 2016-04-06 04:00 | 19.02 | 2016 | 3.97 | 2016-04-30
Spain | ESP | 2016-04-06 03:00 | 2016-04-06 05:00 | 20 | 2016 | 3.97 | 2016-04-30
Spain | ESP | 2016-04-06 04:00 | 2016-04-06 06:00 | 26 | 2016 | 3.97 | 2016-04-30
Spain | ESP | 2016-04-06 05:00 | 2016-04-06 07:00 | 32.97 | 2016 | 3.97 | 2016-04-30
Spain | ESP | 2016-04-06 06:00 | 2016-04-06 08:00 | 37.38 | 2016 | 3.97 | 2016-04-30
Spain | ESP | 2016-04-06 07:00 | 2016-04-06 09:00 | 39.01 | 2016 | 3.97 | 2016-04-30
Spain | ESP | 2016-04-06 08:00 | 2016-04-06 10:00 | 35.17 | 2016 | 3.97 | 2016-04-30
Spain | ESP | 2016-04-06 09:00 | 2016-04-06 11:00 | 32.9 | 2016 | 3.97 | 2016-04-30
Spain | ESP | 2016-04-06 10:00 | 2016-04-06 12:00 | 31.24 | 2016 | 3.97 | 2016-04-30
Spain | ESP | 2016-04-06 11:00 | 2016-04-06 13:00 | 31 | 2016 | 3.97 | 2016-04-30
Spain | ESP | 2016-04-06 12:00 | 2016-04-06 14:00 | 29.97 | 2016 | 3.97 | 2016-04-30
Spain | ESP | 2016-04-06 13:00 | 2016-04-06 15:00 | 29.2 | 2016 | 3.97 | 2016-04-30
Spain | ESP | 2016-04-06 14:00 | 2016-04-06 16:00 | 26.14 | 2016 | 3.97 | 2016-04-30
Spain | ESP | 2016-04-06 15:00 | 2016-04-06 17:00 | 25 | 2016 | 3.97 | 2016-04-30
Spain | ESP | 2016-04-06 16:00 | 2016-04-06 18:00 | 23.79 | 2016 | 3.97 | 2016-04-30
Spain | ESP | 2016-04-06 17:00 | 2016-04-06 19:00 | 26.71 | 2016 | 3.97 | 2016-04-30
Spain | ESP | 2016-04-06 18:00 | 2016-04-06 20:00 | 29.95 | 2016 | 3.97 | 2016-04-30
Spain | ESP | 2016-04-06 19:00 | 2016-04-06 21:00 | 31.49 | 2016 | 3.97 | 2016-04-30
Spain | ESP | 2016-04-06 20:00 | 2016-04-06 22:00 | 30.25 | 2016 | 3.97 | 2016-04-30
Spain | ESP | 2016-04-06 21:00 | 2016-04-06 23:00 | 28.09 | 2016 | 3.97 | 2016-04-30
Spain | ESP | 2016-04-06 22:00 | 2016-04-07 | 21 | 2016 | 3.97 | 2016-04-30
Spain | ESP | 2016-04-06 23:00 | 2016-04-07 01:00 | 16 | 2016 | 3.97 | 2016-04-30
Spain | ESP | 2016-04-07 | 2016-04-07 02:00 | 13.97 | 2016 | 3.97 | 2016-04-30
Spain | ESP | 2016-04-07 01:00 | 2016-04-07 03:00 | 13.05 | 2016 | 3.97 | 2016-04-30
Spain | ESP | 2016-04-07 02:00 | 2016-04-07 04:00 | 13.49 | 2016 | 3.97 | 2016-04-30
Spain | ESP | 2016-04-07 03:00 | 2016-04-07 05:00 | 17.37 | 2016 | 3.97 | 2016-04-30
Spain | ESP | 2016-04-07 04:00 | 2016-04-07 06:00 | 21.75 | 2016 | 3.97 | 2016-04-30
Spain | ESP | 2016-04-07 05:00 | 2016-04-07 07:00 | 28 | 2016 | 3.97 | 2016-04-30
Spain | ESP | 2016-04-07 06:00 | 2016-04-07 08:00 | 30.75 | 2016 | 3.97 | 2016-04-30
Spain | ESP | 2016-04-07 07:00 | 2016-04-07 09:00 | 30 | 2016 | 3.97 | 2016-04-30
Spain | ESP | 2016-04-07 08:00 | 2016-04-07 10:00 | 28.59 | 2016 | 3.97 | 2016-04-30
Spain | ESP | 2016-04-07 09:00 | 2016-04-07 11:00 | 27.1 | 2016 | 3.97 | 2016-04-30
Spain | ESP | 2016-04-07 10:00 | 2016-04-07 12:00 | 26.14 | 2016 | 3.97 | 2016-04-30
Spain | ESP | 2016-04-07 11:00 | 2016-04-07 13:00 | 24.44 | 2016 | 3.97 | 2016-04-30
Spain | ESP | 2016-04-07 12:00 | 2016-04-07 14:00 | 22.57 | 2016 | 3.97 | 2016-04-30
Spain | ESP | 2016-04-07 13:00 | 2016-04-07 15:00 | 21.86 | 2016 | 3.97 | 2016-04-30
Spain | ESP | 2016-04-07 14:00 | 2016-04-07 16:00 | 21.94 | 2016 | 3.97 | 2016-04-30
Spain | ESP | 2016-04-07 15:00 | 2016-04-07 17:00 | 21.39 | 2016 | 3.97 | 2016-04-30
Spain | ESP | 2016-04-07 16:00 | 2016-04-07 18:00 | 20.43 | 2016 | 3.97 | 2016-04-30
Spain | ESP | 2016-04-07 17:00 | 2016-04-07 19:00 | 22 | 2016 | 3.97 | 2016-04-30
Spain | ESP | 2016-04-07 18:00 | 2016-04-07 20:00 | 25.29 | 2016 | 3.97 | 2016-04-30
Spain | ESP | 2016-04-07 19:00 | 2016-04-07 21:00 | 28.69 | 2016 | 3.97 | 2016-04-30
Spain | ESP | 2016-04-07 20:00 | 2016-04-07 22:00 | 26.14 | 2016 | 3.97 | 2016-04-30
Spain | ESP | 2016-04-07 21:00 | 2016-04-07 23:00 | 23.69 | 2016 | 3.97 | 2016-04-30
Spain | ESP | 2016-04-07 22:00 | 2016-04-08 | 20.21 | 2016 | 3.97 | 2016-04-30
Spain | ESP | 2016-04-07 23:00 | 2016-04-08 01:00 | 19.12 | 2016 | 3.97 | 2016-04-30
Spain | ESP | 2016-04-08 | 2016-04-08 02:00 | 17 | 2016 | 3.97 | 2016-04-30
Spain | ESP | 2016-04-08 01:00 | 2016-04-08 03:00 | 16.19 | 2016 | 3.97 | 2016-04-30
Spain | ESP | 2016-04-08 02:00 | 2016-04-08 04:00 | 15.69 | 2016 | 3.97 | 2016-04-30
Spain | ESP | 2016-04-08 03:00 | 2016-04-08 05:00 | 16.54 | 2016 | 3.97 | 2016-04-30
Spain | ESP | 2016-04-08 04:00 | 2016-04-08 06:00 | 20.15 | 2016 | 3.97 | 2016-04-30
Spain | ESP | 2016-04-08 05:00 | 2016-04-08 07:00 | 22.07 | 2016 | 3.97 | 2016-04-30
Spain | ESP | 2016-04-08 06:00 | 2016-04-08 08:00 | 25.43 | 2016 | 3.97 | 2016-04-30
Spain | ESP | 2016-04-08 07:00 | 2016-04-08 09:00 | 25.94 | 2016 | 3.97 | 2016-04-30
Spain | ESP | 2016-04-08 08:00 | 2016-04-08 10:00 | 23.89 | 2016 | 3.97 | 2016-04-30
Spain | ESP | 2016-04-08 09:00 | 2016-04-08 11:00 | 22 | 2016 | 3.97 | 2016-04-30
Spain | ESP | 2016-04-08 10:00 | 2016-04-08 12:00 | 21.96 | 2016 | 3.97 | 2016-04-30
Spain | ESP | 2016-04-08 11:00 | 2016-04-08 13:00 | 20.31 | 2016 | 3.97 | 2016-04-30
Spain | ESP | 2016-04-08 12:00 | 2016-04-08 14:00 | 19.12 | 2016 | 3.97 | 2016-04-30
Spain | ESP | 2016-04-08 13:00 | 2016-04-08 15:00 | 18.92 | 2016 | 3.97 | 2016-04-30
Spain | ESP | 2016-04-08 14:00 | 2016-04-08 16:00 | 17.3 | 2016 | 3.97 | 2016-04-30
Spain | ESP | 2016-04-08 15:00 | 2016-04-08 17:00 | 16.54 | 2016 | 3.97 | 2016-04-30
Spain | ESP | 2016-04-08 16:00 | 2016-04-08 18:00 | 17.32 | 2016 | 3.97 | 2016-04-30
Spain | ESP | 2016-04-08 17:00 | 2016-04-08 19:00 | 20.1 | 2016 | 3.97 | 2016-04-30
Spain | ESP | 2016-04-08 18:00 | 2016-04-08 20:00 | 23.89 | 2016 | 3.97 | 2016-04-30
Spain | ESP | 2016-04-08 19:00 | 2016-04-08 21:00 | 30.3 | 2016 | 3.97 | 2016-04-30
Spain | ESP | 2016-04-08 20:00 | 2016-04-08 22:00 | 27 | 2016 | 3.97 | 2016-04-30
Spain | ESP | 2016-04-08 21:00 | 2016-04-08 23:00 | 26.03 | 2016 | 3.97 | 2016-04-30
Spain | ESP | 2016-04-08 22:00 | 2016-04-09 | 19.75 | 2016 | 3.97 | 2016-04-30
Spain | ESP | 2016-04-08 23:00 | 2016-04-09 01:00 | 15.69 | 2016 | 3.97 | 2016-04-30
Spain | ESP | 2016-04-09 | 2016-04-09 02:00 | 17.69 | 2016 | 3.97 | 2016-04-30
Spain | ESP | 2016-04-09 01:00 | 2016-04-09 03:00 | 14.79 | 2016 | 3.97 | 2016-04-30
Spain | ESP | 2016-04-09 02:00 | 2016-04-09 04:00 | 13.69 | 2016 | 3.97 | 2016-04-30
Spain | ESP | 2016-04-09 03:00 | 2016-04-09 05:00 | 13 | 2016 | 3.97 | 2016-04-30
Spain | ESP | 2016-04-09 04:00 | 2016-04-09 06:00 | 15 | 2016 | 3.97 | 2016-04-30
Spain | ESP | 2016-04-09 05:00 | 2016-04-09 07:00 | 17.69 | 2016 | 3.97 | 2016-04-30
Spain | ESP | 2016-04-09 06:00 | 2016-04-09 08:00 | 18.29 | 2016 | 3.97 | 2016-04-30
Spain | ESP | 2016-04-09 07:00 | 2016-04-09 09:00 | 20.5 | 2016 | 3.97 | 2016-04-30
Spain | ESP | 2016-04-09 08:00 | 2016-04-09 10:00 | 20.69 | 2016 | 3.97 | 2016-04-30
Spain | ESP | 2016-04-09 09:00 | 2016-04-09 11:00 | 19.5 | 2016 | 3.97 | 2016-04-30
Spain | ESP | 2016-04-09 10:00 | 2016-04-09 12:00 | 18.09 | 2016 | 3.97 | 2016-04-30
Spain | ESP | 2016-04-09 11:00 | 2016-04-09 13:00 | 17.69 | 2016 | 3.97 | 2016-04-30
Spain | ESP | 2016-04-09 12:00 | 2016-04-09 14:00 | 16.5 | 2016 | 3.97 | 2016-04-30
Spain | ESP | 2016-04-09 13:00 | 2016-04-09 15:00 | 13.74 | 2016 | 3.97 | 2016-04-30
Spain | ESP | 2016-04-09 14:00 | 2016-04-09 16:00 | 12.69 | 2016 | 3.97 | 2016-04-30
Spain | ESP | 2016-04-09 15:00 | 2016-04-09 17:00 | 12.69 | 2016 | 3.97 | 2016-04-30
Spain | ESP | 2016-04-09 16:00 | 2016-04-09 18:00 | 14.01 | 2016 | 3.97 | 2016-04-30
Spain | ESP | 2016-04-09 17:00 | 2016-04-09 19:00 | 15.69 | 2016 | 3.97 | 2016-04-30
Spain | ESP | 2016-04-09 18:00 | 2016-04-09 20:00 | 21.6 | 2016 | 3.97 | 2016-04-30
Spain | ESP | 2016-04-09 19:00 | 2016-04-09 21:00 | 29.56 | 2016 | 3.97 | 2016-04-30
Spain | ESP | 2016-04-09 20:00 | 2016-04-09 22:00 | 27.44 | 2016 | 3.97 | 2016-04-30
Spain | ESP | 2016-04-09 21:00 | 2016-04-09 23:00 | 22 | 2016 | 3.97 | 2016-04-30
Spain | ESP | 2016-04-09 22:00 | 2016-04-10 | 15.09 | 2016 | 3.97 | 2016-04-30
Spain | ESP | 2016-04-09 23:00 | 2016-04-10 01:00 | 10 | 2016 | 3.97 | 2016-04-30
Spain | ESP | 2016-04-10 | 2016-04-10 02:00 | 7.69 | 2016 | 3.97 | 2016-04-30
Spain | ESP | 2016-04-10 01:00 | 2016-04-10 03:00 | 6.5 | 2016 | 3.97 | 2016-04-30
Spain | ESP | 2016-04-10 02:00 | 2016-04-10 04:00 | 6.2 | 2016 | 3.97 | 2016-04-30
Spain | ESP | 2016-04-10 03:00 | 2016-04-10 05:00 | 5.96 | 2016 | 3.97 | 2016-04-30
Spain | ESP | 2016-04-10 04:00 | 2016-04-10 06:00 | 5.69 | 2016 | 3.97 | 2016-04-30
Spain | ESP | 2016-04-10 05:00 | 2016-04-10 07:00 | 5.4 | 2016 | 3.97 | 2016-04-30
Spain | ESP | 2016-04-10 06:00 | 2016-04-10 08:00 | 5.4 | 2016 | 3.97 | 2016-04-30
Spain | ESP | 2016-04-10 07:00 | 2016-04-10 09:00 | 6.4 | 2016 | 3.97 | 2016-04-30
Spain | ESP | 2016-04-10 08:00 | 2016-04-10 10:00 | 7.49 | 2016 | 3.97 | 2016-04-30
Spain | ESP | 2016-04-10 09:00 | 2016-04-10 11:00 | 7.69 | 2016 | 3.97 | 2016-04-30
Spain | ESP | 2016-04-10 10:00 | 2016-04-10 12:00 | 6.5 | 2016 | 3.97 | 2016-04-30
Spain | ESP | 2016-04-10 11:00 | 2016-04-10 13:00 | 6.5 | 2016 | 3.97 | 2016-04-30
Spain | ESP | 2016-04-10 12:00 | 2016-04-10 14:00 | 6.4 | 2016 | 3.97 | 2016-04-30
Spain | ESP | 2016-04-10 13:00 | 2016-04-10 15:00 | 4.5 | 2016 | 3.97 | 2016-04-30
Spain | ESP | 2016-04-10 14:00 | 2016-04-10 16:00 | 4 | 2016 | 3.97 | 2016-04-30
Spain | ESP | 2016-04-10 15:00 | 2016-04-10 17:00 | 4 | 2016 | 3.97 | 2016-04-30
Spain | ESP | 2016-04-10 16:00 | 2016-04-10 18:00 | 5 | 2016 | 3.97 | 2016-04-30
Spain | ESP | 2016-04-10 17:00 | 2016-04-10 19:00 | 7.5 | 2016 | 3.97 | 2016-04-30
Spain | ESP | 2016-04-10 18:00 | 2016-04-10 20:00 | 10.96 | 2016 | 3.97 | 2016-04-30
Spain | ESP | 2016-04-10 19:00 | 2016-04-10 21:00 | 23 | 2016 | 3.97 | 2016-04-30
Spain | ESP | 2016-04-10 20:00 | 2016-04-10 22:00 | 21.84 | 2016 | 3.97 | 2016-04-30
Spain | ESP | 2016-04-10 21:00 | 2016-04-10 23:00 | 14.89 | 2016 | 3.97 | 2016-04-30
Spain | ESP | 2016-04-10 22:00 | 2016-04-11 | 10.5 | 2016 | 3.97 | 2016-04-30
Spain | ESP | 2016-04-10 23:00 | 2016-04-11 01:00 | 9 | 2016 | 3.97 | 2016-04-30
Spain | ESP | 2016-04-11 | 2016-04-11 02:00 | 8 | 2016 | 3.97 | 2016-04-30
Spain | ESP | 2016-04-11 01:00 | 2016-04-11 03:00 | 8.19 | 2016 | 3.97 | 2016-04-30
Spain | ESP | 2016-04-11 02:00 | 2016-04-11 04:00 | 8.19 | 2016 | 3.97 | 2016-04-30
Spain | ESP | 2016-04-11 03:00 | 2016-04-11 05:00 | 9 | 2016 | 3.97 | 2016-04-30
Spain | ESP | 2016-04-11 04:00 | 2016-04-11 06:00 | 11.9 | 2016 | 3.97 | 2016-04-30
Spain | ESP | 2016-04-11 05:00 | 2016-04-11 07:00 | 19 | 2016 | 3.97 | 2016-04-30
Spain | ESP | 2016-04-11 06:00 | 2016-04-11 08:00 | 21.25 | 2016 | 3.97 | 2016-04-30
Spain | ESP | 2016-04-11 07:00 | 2016-04-11 09:00 | 25.68 | 2016 | 3.97 | 2016-04-30
Spain | ESP | 2016-04-11 08:00 | 2016-04-11 10:00 | 23.69 | 2016 | 3.97 | 2016-04-30
Spain | ESP | 2016-04-11 09:00 | 2016-04-11 11:00 | 21 | 2016 | 3.97 | 2016-04-30
Spain | ESP | 2016-04-11 10:00 | 2016-04-11 12:00 | 20.69 | 2016 | 3.97 | 2016-04-30
Spain | ESP | 2016-04-11 11:00 | 2016-04-11 13:00 | 20 | 2016 | 3.97 | 2016-04-30
Spain | ESP | 2016-04-11 12:00 | 2016-04-11 14:00 | 18.5 | 2016 | 3.97 | 2016-04-30
Spain | ESP | 2016-04-11 13:00 | 2016-04-11 15:00 | 15.5 | 2016 | 3.97 | 2016-04-30
Spain | ESP | 2016-04-11 14:00 | 2016-04-11 16:00 | 15 | 2016 | 3.97 | 2016-04-30
Spain | ESP | 2016-04-11 15:00 | 2016-04-11 17:00 | 15.69 | 2016 | 3.97 | 2016-04-30
Spain | ESP | 2016-04-11 16:00 | 2016-04-11 18:00 | 16.69 | 2016 | 3.97 | 2016-04-30
Spain | ESP | 2016-04-11 17:00 | 2016-04-11 19:00 | 19.01 | 2016 | 3.97 | 2016-04-30
Spain | ESP | 2016-04-11 18:00 | 2016-04-11 20:00 | 25.01 | 2016 | 3.97 | 2016-04-30
Spain | ESP | 2016-04-11 19:00 | 2016-04-11 21:00 | 31.49 | 2016 | 3.97 | 2016-04-30
Spain | ESP | 2016-04-11 20:00 | 2016-04-11 22:00 | 27.86 | 2016 | 3.97 | 2016-04-30
Spain | ESP | 2016-04-11 21:00 | 2016-04-11 23:00 | 20 | 2016 | 3.97 | 2016-04-30
Spain | ESP | 2016-04-11 22:00 | 2016-04-12 | 20.69 | 2016 | 3.97 | 2016-04-30
Spain | ESP | 2016-04-11 23:00 | 2016-04-12 01:00 | 19.75 | 2016 | 3.97 | 2016-04-30
Spain | ESP | 2016-04-12 | 2016-04-12 02:00 | 15 | 2016 | 3.97 | 2016-04-30
Spain | ESP | 2016-04-12 01:00 | 2016-04-12 03:00 | 13.9 | 2016 | 3.97 | 2016-04-30
Spain | ESP | 2016-04-12 02:00 | 2016-04-12 04:00 | 13.8 | 2016 | 3.97 | 2016-04-30
Spain | ESP | 2016-04-12 03:00 | 2016-04-12 05:00 | 15.69 | 2016 | 3.97 | 2016-04-30
Spain | ESP | 2016-04-12 04:00 | 2016-04-12 06:00 | 20 | 2016 | 3.97 | 2016-04-30
Spain | ESP | 2016-04-12 05:00 | 2016-04-12 07:00 | 25 | 2016 | 3.97 | 2016-04-30
Spain | ESP | 2016-04-12 06:00 | 2016-04-12 08:00 | 32.13 | 2016 | 3.97 | 2016-04-30
Spain | ESP | 2016-04-12 07:00 | 2016-04-12 09:00 | 32.13 | 2016 | 3.97 | 2016-04-30
Spain | ESP | 2016-04-12 08:00 | 2016-04-12 10:00 | 26 | 2016 | 3.97 | 2016-04-30
Spain | ESP | 2016-04-12 09:00 | 2016-04-12 11:00 | 22.09 | 2016 | 3.97 | 2016-04-30
Spain | ESP | 2016-04-12 10:00 | 2016-04-12 12:00 | 21.2 | 2016 | 3.97 | 2016-04-30
Spain | ESP | 2016-04-12 11:00 | 2016-04-12 13:00 | 20.8 | 2016 | 3.97 | 2016-04-30
Spain | ESP | 2016-04-12 12:00 | 2016-04-12 14:00 | 20.4 | 2016 | 3.97 | 2016-04-30
Spain | ESP | 2016-04-12 13:00 | 2016-04-12 15:00 | 19 | 2016 | 3.97 | 2016-04-30
Spain | ESP | 2016-04-12 14:00 | 2016-04-12 16:00 | 17.15 | 2016 | 3.97 | 2016-04-30
Spain | ESP | 2016-04-12 15:00 | 2016-04-12 17:00 | 19.53 | 2016 | 3.97 | 2016-04-30
Spain | ESP | 2016-04-12 16:00 | 2016-04-12 18:00 | 19.9 | 2016 | 3.97 | 2016-04-30
Spain | ESP | 2016-04-12 17:00 | 2016-04-12 19:00 | 20.4 | 2016 | 3.97 | 2016-04-30
Spain | ESP | 2016-04-12 18:00 | 2016-04-12 20:00 | 23.69 | 2016 | 3.97 | 2016-04-30
Spain | ESP | 2016-04-12 19:00 | 2016-04-12 21:00 | 32.24 | 2016 | 3.97 | 2016-04-30
Spain | ESP | 2016-04-12 20:00 | 2016-04-12 22:00 | 25 | 2016 | 3.97 | 2016-04-30
Spain | ESP | 2016-04-12 21:00 | 2016-04-12 23:00 | 20.25 | 2016 | 3.97 | 2016-04-30
Spain | ESP | 2016-04-12 22:00 | 2016-04-13 | 21.11 | 2016 | 3.97 | 2016-04-30
Spain | ESP | 2016-04-12 23:00 | 2016-04-13 01:00 | 19.5 | 2016 | 3.97 | 2016-04-30
Spain | ESP | 2016-04-13 | 2016-04-13 02:00 | 18.69 | 2016 | 3.97 | 2016-04-30
Spain | ESP | 2016-04-13 01:00 | 2016-04-13 03:00 | 17.9 | 2016 | 3.97 | 2016-04-30
Spain | ESP | 2016-04-13 02:00 | 2016-04-13 04:00 | 17.8 | 2016 | 3.97 | 2016-04-30
Spain | ESP | 2016-04-13 03:00 | 2016-04-13 05:00 | 18.69 | 2016 | 3.97 | 2016-04-30
Spain | ESP | 2016-04-13 04:00 | 2016-04-13 06:00 | 19.52 | 2016 | 3.97 | 2016-04-30
Spain | ESP | 2016-04-13 05:00 | 2016-04-13 07:00 | 22.29 | 2016 | 3.97 | 2016-04-30
Spain | ESP | 2016-04-13 06:00 | 2016-04-13 08:00 | 27.75 | 2016 | 3.97 | 2016-04-30
Spain | ESP | 2016-04-13 07:00 | 2016-04-13 09:00 | 28 | 2016 | 3.97 | 2016-04-30
Spain | ESP | 2016-04-13 08:00 | 2016-04-13 10:00 | 25.69 | 2016 | 3.97 | 2016-04-30
Spain | ESP | 2016-04-13 09:00 | 2016-04-13 11:00 | 23.69 | 2016 | 3.97 | 2016-04-30
Spain | ESP | 2016-04-13 10:00 | 2016-04-13 12:00 | 22.29 | 2016 | 3.97 | 2016-04-30
Spain | ESP | 2016-04-13 11:00 | 2016-04-13 13:00 | 21.81 | 2016 | 3.97 | 2016-04-30
Spain | ESP | 2016-04-13 12:00 | 2016-04-13 14:00 | 20.01 | 2016 | 3.97 | 2016-04-30
Spain | ESP | 2016-04-13 13:00 | 2016-04-13 15:00 | 19.52 | 2016 | 3.97 | 2016-04-30
Spain | ESP | 2016-04-13 14:00 | 2016-04-13 16:00 | 19.69 | 2016 | 3.97 | 2016-04-30
Spain | ESP | 2016-04-13 15:00 | 2016-04-13 17:00 | 20 | 2016 | 3.97 | 2016-04-30
Spain | ESP | 2016-04-13 16:00 | 2016-04-13 18:00 | 20.69 | 2016 | 3.97 | 2016-04-30
Spain | ESP | 2016-04-13 17:00 | 2016-04-13 19:00 | 22 | 2016 | 3.97 | 2016-04-30
Spain | ESP | 2016-04-13 18:00 | 2016-04-13 20:00 | 28.4 | 2016 | 3.97 | 2016-04-30
Spain | ESP | 2016-04-13 19:00 | 2016-04-13 21:00 | 31.31 | 2016 | 3.97 | 2016-04-30
Spain | ESP | 2016-04-13 20:00 | 2016-04-13 22:00 | 28 | 2016 | 3.97 | 2016-04-30
Spain | ESP | 2016-04-13 21:00 | 2016-04-13 23:00 | 22.09 | 2016 | 3.97 | 2016-04-30
Spain | ESP | 2016-04-13 22:00 | 2016-04-14 | 25.12 | 2016 | 3.97 | 2016-04-30
Spain | ESP | 2016-04-13 23:00 | 2016-04-14 01:00 | 21.93 | 2016 | 3.97 | 2016-04-30
Spain | ESP | 2016-04-14 | 2016-04-14 02:00 | 20.68 | 2016 | 3.97 | 2016-04-30
Spain | ESP | 2016-04-14 01:00 | 2016-04-14 03:00 | 19.53 | 2016 | 3.97 | 2016-04-30
Spain | ESP | 2016-04-14 02:00 | 2016-04-14 04:00 | 19.18 | 2016 | 3.97 | 2016-04-30
Spain | ESP | 2016-04-14 03:00 | 2016-04-14 05:00 | 19.2 | 2016 | 3.97 | 2016-04-30
Spain | ESP | 2016-04-14 04:00 | 2016-04-14 06:00 | 20.68 | 2016 | 3.97 | 2016-04-30
Spain | ESP | 2016-04-14 05:00 | 2016-04-14 07:00 | 24 | 2016 | 3.97 | 2016-04-30
Spain | ESP | 2016-04-14 06:00 | 2016-04-14 08:00 | 28.33 | 2016 | 3.97 | 2016-04-30
Spain | ESP | 2016-04-14 07:00 | 2016-04-14 09:00 | 28.55 | 2016 | 3.97 | 2016-04-30
Spain | ESP | 2016-04-14 08:00 | 2016-04-14 10:00 | 28.22 | 2016 | 3.97 | 2016-04-30
Spain | ESP | 2016-04-14 09:00 | 2016-04-14 11:00 | 27.53 | 2016 | 3.97 | 2016-04-30
Spain | ESP | 2016-04-14 10:00 | 2016-04-14 12:00 | 26.4 | 2016 | 3.97 | 2016-04-30
Spain | ESP | 2016-04-14 11:00 | 2016-04-14 13:00 | 25.05 | 2016 | 3.97 | 2016-04-30
Spain | ESP | 2016-04-14 12:00 | 2016-04-14 14:00 | 23.83 | 2016 | 3.97 | 2016-04-30
Spain | ESP | 2016-04-14 13:00 | 2016-04-14 15:00 | 23.44 | 2016 | 3.97 | 2016-04-30
Spain | ESP | 2016-04-14 14:00 | 2016-04-14 16:00 | 23.22 | 2016 | 3.97 | 2016-04-30
Spain | ESP | 2016-04-14 15:00 | 2016-04-14 17:00 | 24.2 | 2016 | 3.97 | 2016-04-30
Spain | ESP | 2016-04-14 16:00 | 2016-04-14 18:00 | 27.25 | 2016 | 3.97 | 2016-04-30
Spain | ESP | 2016-04-14 17:00 | 2016-04-14 19:00 | 28.33 | 2016 | 3.97 | 2016-04-30
Spain | ESP | 2016-04-14 18:00 | 2016-04-14 20:00 | 31.38 | 2016 | 3.97 | 2016-04-30
Spain | ESP | 2016-04-14 19:00 | 2016-04-14 21:00 | 31.53 | 2016 | 3.97 | 2016-04-30
Spain | ESP | 2016-04-14 20:00 | 2016-04-14 22:00 | 28.33 | 2016 | 3.97 | 2016-04-30
Spain | ESP | 2016-04-14 21:00 | 2016-04-14 23:00 | 27.53 | 2016 | 3.97 | 2016-04-30
Spain | ESP | 2016-04-14 22:00 | 2016-04-15 | 24.39 | 2016 | 3.97 | 2016-04-30
Spain | ESP | 2016-04-14 23:00 | 2016-04-15 01:00 | 21.5 | 2016 | 3.97 | 2016-04-30
Spain | ESP | 2016-04-15 | 2016-04-15 02:00 | 20.69 | 2016 | 3.97 | 2016-04-30
Spain | ESP | 2016-04-15 01:00 | 2016-04-15 03:00 | 20.45 | 2016 | 3.97 | 2016-04-30
Spain | ESP | 2016-04-15 02:00 | 2016-04-15 04:00 | 20.34 | 2016 | 3.97 | 2016-04-30
Spain | ESP | 2016-04-15 03:00 | 2016-04-15 05:00 | 21.08 | 2016 | 3.97 | 2016-04-30
Spain | ESP | 2016-04-15 04:00 | 2016-04-15 06:00 | 25 | 2016 | 3.97 | 2016-04-30
Spain | ESP | 2016-04-15 05:00 | 2016-04-15 07:00 | 31.69 | 2016 | 3.97 | 2016-04-30
Spain | ESP | 2016-04-15 06:00 | 2016-04-15 08:00 | 34.7 | 2016 | 3.97 | 2016-04-30
Spain | ESP | 2016-04-15 07:00 | 2016-04-15 09:00 | 34.01 | 2016 | 3.97 | 2016-04-30
Spain | ESP | 2016-04-15 08:00 | 2016-04-15 10:00 | 30.98 | 2016 | 3.97 | 2016-04-30
Spain | ESP | 2016-04-15 09:00 | 2016-04-15 11:00 | 29.96 | 2016 | 3.97 | 2016-04-30
Spain | ESP | 2016-04-15 10:00 | 2016-04-15 12:00 | 28 | 2016 | 3.97 | 2016-04-30
Spain | ESP | 2016-04-15 11:00 | 2016-04-15 13:00 | 25.73 | 2016 | 3.97 | 2016-04-30
Spain | ESP | 2016-04-15 12:00 | 2016-04-15 14:00 | 23.19 | 2016 | 3.97 | 2016-04-30
Spain | ESP | 2016-04-15 13:00 | 2016-04-15 15:00 | 21.74 | 2016 | 3.97 | 2016-04-30
Spain | ESP | 2016-04-15 14:00 | 2016-04-15 16:00 | 21.32 | 2016 | 3.97 | 2016-04-30
Spain | ESP | 2016-04-15 15:00 | 2016-04-15 17:00 | 21.49 | 2016 | 3.97 | 2016-04-30
Spain | ESP | 2016-04-15 16:00 | 2016-04-15 18:00 | 22.73 | 2016 | 3.97 | 2016-04-30
Spain | ESP | 2016-04-15 17:00 | 2016-04-15 19:00 | 23.37 | 2016 | 3.97 | 2016-04-30
Spain | ESP | 2016-04-15 18:00 | 2016-04-15 20:00 | 26 | 2016 | 3.97 | 2016-04-30
Spain | ESP | 2016-04-15 19:00 | 2016-04-15 21:00 | 26.42 | 2016 | 3.97 | 2016-04-30
Spain | ESP | 2016-04-15 20:00 | 2016-04-15 22:00 | 25 | 2016 | 3.97 | 2016-04-30
Spain | ESP | 2016-04-15 21:00 | 2016-04-15 23:00 | 24.69 | 2016 | 3.97 | 2016-04-30
Spain | ESP | 2016-04-15 22:00 | 2016-04-16 | 21.3 | 2016 | 3.97 | 2016-04-30
Spain | ESP | 2016-04-15 23:00 | 2016-04-16 01:00 | 19.33 | 2016 | 3.97 | 2016-04-30
Spain | ESP | 2016-04-16 | 2016-04-16 02:00 | 18.1 | 2016 | 3.97 | 2016-04-30
Spain | ESP | 2016-04-16 01:00 | 2016-04-16 03:00 | 17.4 | 2016 | 3.97 | 2016-04-30
Spain | ESP | 2016-04-16 02:00 | 2016-04-16 04:00 | 17.19 | 2016 | 3.97 | 2016-04-30
Spain | ESP | 2016-04-16 03:00 | 2016-04-16 05:00 | 17.19 | 2016 | 3.97 | 2016-04-30
Spain | ESP | 2016-04-16 04:00 | 2016-04-16 06:00 | 18.19 | 2016 | 3.97 | 2016-04-30
Spain | ESP | 2016-04-16 05:00 | 2016-04-16 07:00 | 18 | 2016 | 3.97 | 2016-04-30
Spain | ESP | 2016-04-16 06:00 | 2016-04-16 08:00 | 18.95 | 2016 | 3.97 | 2016-04-30
Spain | ESP | 2016-04-16 07:00 | 2016-04-16 09:00 | 20.15 | 2016 | 3.97 | 2016-04-30
Spain | ESP | 2016-04-16 08:00 | 2016-04-16 10:00 | 19.8 | 2016 | 3.97 | 2016-04-30
Spain | ESP | 2016-04-16 09:00 | 2016-04-16 11:00 | 19.21 | 2016 | 3.97 | 2016-04-30
Spain | ESP | 2016-04-16 10:00 | 2016-04-16 12:00 | 18.34 | 2016 | 3.97 | 2016-04-30
Spain | ESP | 2016-04-16 11:00 | 2016-04-16 13:00 | 15.67 | 2016 | 3.97 | 2016-04-30
Spain | ESP | 2016-04-16 12:00 | 2016-04-16 14:00 | 14.69 | 2016 | 3.97 | 2016-04-30
Spain | ESP | 2016-04-16 13:00 | 2016-04-16 15:00 | 13.66 | 2016 | 3.97 | 2016-04-30
Spain | ESP | 2016-04-16 14:00 | 2016-04-16 16:00 | 12.69 | 2016 | 3.97 | 2016-04-30
Spain | ESP | 2016-04-16 15:00 | 2016-04-16 17:00 | 14.26 | 2016 | 3.97 | 2016-04-30
Spain | ESP | 2016-04-16 16:00 | 2016-04-16 18:00 | 17.69 | 2016 | 3.97 | 2016-04-30
Spain | ESP | 2016-04-16 17:00 | 2016-04-16 19:00 | 19.8 | 2016 | 3.97 | 2016-04-30
Spain | ESP | 2016-04-16 18:00 | 2016-04-16 20:00 | 23.7 | 2016 | 3.97 | 2016-04-30
Spain | ESP | 2016-04-16 19:00 | 2016-04-16 21:00 | 24.31 | 2016 | 3.97 | 2016-04-30
Spain | ESP | 2016-04-16 20:00 | 2016-04-16 22:00 | 23.94 | 2016 | 3.97 | 2016-04-30
Spain | ESP | 2016-04-16 21:00 | 2016-04-16 23:00 | 21.25 | 2016 | 3.97 | 2016-04-30
Spain | ESP | 2016-04-16 22:00 | 2016-04-17 | 19.33 | 2016 | 3.97 | 2016-04-30
Spain | ESP | 2016-04-16 23:00 | 2016-04-17 01:00 | 17.74 | 2016 | 3.97 | 2016-04-30
Spain | ESP | 2016-04-17 | 2016-04-17 02:00 | 15.85 | 2016 | 3.97 | 2016-04-30
Spain | ESP | 2016-04-17 01:00 | 2016-04-17 03:00 | 15.13 | 2016 | 3.97 | 2016-04-30
Spain | ESP | 2016-04-17 02:00 | 2016-04-17 04:00 | 15.15 | 2016 | 3.97 | 2016-04-30
Spain | ESP | 2016-04-17 03:00 | 2016-04-17 05:00 | 14.57 | 2016 | 3.97 | 2016-04-30
Spain | ESP | 2016-04-17 04:00 | 2016-04-17 06:00 | 14.8 | 2016 | 3.97 | 2016-04-30
Spain | ESP | 2016-04-17 05:00 | 2016-04-17 07:00 | 14.9 | 2016 | 3.97 | 2016-04-30
Spain | ESP | 2016-04-17 06:00 | 2016-04-17 08:00 | 16.69 | 2016 | 3.97 | 2016-04-30
Spain | ESP | 2016-04-17 07:00 | 2016-04-17 09:00 | 18.69 | 2016 | 3.97 | 2016-04-30
Spain | ESP | 2016-04-17 08:00 | 2016-04-17 10:00 | 18.69 | 2016 | 3.97 | 2016-04-30
Spain | ESP | 2016-04-17 09:00 | 2016-04-17 11:00 | 18.94 | 2016 | 3.97 | 2016-04-30
Spain | ESP | 2016-04-17 10:00 | 2016-04-17 12:00 | 18.5 | 2016 | 3.97 | 2016-04-30
Spain | ESP | 2016-04-17 11:00 | 2016-04-17 13:00 | 16.86 | 2016 | 3.97 | 2016-04-30
Spain | ESP | 2016-04-17 12:00 | 2016-04-17 14:00 | 14.89 | 2016 | 3.97 | 2016-04-30
Spain | ESP | 2016-04-17 13:00 | 2016-04-17 15:00 | 13.58 | 2016 | 3.97 | 2016-04-30
Spain | ESP | 2016-04-17 14:00 | 2016-04-17 16:00 | 12.26 | 2016 | 3.97 | 2016-04-30
Spain | ESP | 2016-04-17 15:00 | 2016-04-17 17:00 | 14.8 | 2016 | 3.97 | 2016-04-30
Spain | ESP | 2016-04-17 16:00 | 2016-04-17 18:00 | 17.65 | 2016 | 3.97 | 2016-04-30
Spain | ESP | 2016-04-17 17:00 | 2016-04-17 19:00 | 21.19 | 2016 | 3.97 | 2016-04-30
Spain | ESP | 2016-04-17 18:00 | 2016-04-17 20:00 | 26.4 | 2016 | 3.97 | 2016-04-30
Spain | ESP | 2016-04-17 19:00 | 2016-04-17 21:00 | 42.69 | 2016 | 3.97 | 2016-04-30
Spain | ESP | 2016-04-17 20:00 | 2016-04-17 22:00 | 32.24 | 2016 | 3.97 | 2016-04-30
Spain | ESP | 2016-04-17 21:00 | 2016-04-17 23:00 | 27.25 | 2016 | 3.97 | 2016-04-30
Spain | ESP | 2016-04-17 22:00 | 2016-04-18 | 23.72 | 2016 | 3.97 | 2016-04-30
Spain | ESP | 2016-04-17 23:00 | 2016-04-18 01:00 | 20.9 | 2016 | 3.97 | 2016-04-30
Spain | ESP | 2016-04-18 | 2016-04-18 02:00 | 19.7 | 2016 | 3.97 | 2016-04-30
Spain | ESP | 2016-04-18 01:00 | 2016-04-18 03:00 | 18.9 | 2016 | 3.97 | 2016-04-30
Spain | ESP | 2016-04-18 02:00 | 2016-04-18 04:00 | 19 | 2016 | 3.97 | 2016-04-30
Spain | ESP | 2016-04-18 03:00 | 2016-04-18 05:00 | 20.6 | 2016 | 3.97 | 2016-04-30
Spain | ESP | 2016-04-18 04:00 | 2016-04-18 06:00 | 27.5 | 2016 | 3.97 | 2016-04-30
Spain | ESP | 2016-04-18 05:00 | 2016-04-18 07:00 | 37.06 | 2016 | 3.97 | 2016-04-30
Spain | ESP | 2016-04-18 06:00 | 2016-04-18 08:00 | 39.74 | 2016 | 3.97 | 2016-04-30
Spain | ESP | 2016-04-18 07:00 | 2016-04-18 09:00 | 41.51 | 2016 | 3.97 | 2016-04-30
Spain | ESP | 2016-04-18 08:00 | 2016-04-18 10:00 | 32.24 | 2016 | 3.97 | 2016-04-30
Spain | ESP | 2016-04-18 09:00 | 2016-04-18 11:00 | 29.71 | 2016 | 3.97 | 2016-04-30
Spain | ESP | 2016-04-18 10:00 | 2016-04-18 12:00 | 28.03 | 2016 | 3.97 | 2016-04-30
Spain | ESP | 2016-04-18 11:00 | 2016-04-18 13:00 | 26.74 | 2016 | 3.97 | 2016-04-30
Spain | ESP | 2016-04-18 12:00 | 2016-04-18 14:00 | 23.73 | 2016 | 3.97 | 2016-04-30
Spain | ESP | 2016-04-18 13:00 | 2016-04-18 15:00 | 21.8 | 2016 | 3.97 | 2016-04-30
Spain | ESP | 2016-04-18 14:00 | 2016-04-18 16:00 | 20.5 | 2016 | 3.97 | 2016-04-30
Spain | ESP | 2016-04-18 15:00 | 2016-04-18 17:00 | 21.05 | 2016 | 3.97 | 2016-04-30
Spain | ESP | 2016-04-18 16:00 | 2016-04-18 18:00 | 23.19 | 2016 | 3.97 | 2016-04-30
Spain | ESP | 2016-04-18 17:00 | 2016-04-18 19:00 | 25.5 | 2016 | 3.97 | 2016-04-30
Spain | ESP | 2016-04-18 18:00 | 2016-04-18 20:00 | 27.92 | 2016 | 3.97 | 2016-04-30
Spain | ESP | 2016-04-18 19:00 | 2016-04-18 21:00 | 29.22 | 2016 | 3.97 | 2016-04-30
Spain | ESP | 2016-04-18 20:00 | 2016-04-18 22:00 | 27 | 2016 | 3.97 | 2016-04-30
Spain | ESP | 2016-04-18 21:00 | 2016-04-18 23:00 | 22.01 | 2016 | 3.97 | 2016-04-30
Spain | ESP | 2016-04-18 22:00 | 2016-04-19 | 11.8 | 2016 | 3.97 | 2016-04-30
Spain | ESP | 2016-04-18 23:00 | 2016-04-19 01:00 | 8.99 | 2016 | 3.97 | 2016-04-30
Spain | ESP | 2016-04-19 | 2016-04-19 02:00 | 6.5 | 2016 | 3.97 | 2016-04-30
Spain | ESP | 2016-04-19 01:00 | 2016-04-19 03:00 | 6 | 2016 | 3.97 | 2016-04-30
Spain | ESP | 2016-04-19 02:00 | 2016-04-19 04:00 | 6.09 | 2016 | 3.97 | 2016-04-30
Spain | ESP | 2016-04-19 03:00 | 2016-04-19 05:00 | 8 | 2016 | 3.97 | 2016-04-30
Spain | ESP | 2016-04-19 04:00 | 2016-04-19 06:00 | 11.85 | 2016 | 3.97 | 2016-04-30
Spain | ESP | 2016-04-19 05:00 | 2016-04-19 07:00 | 25.01 | 2016 | 3.97 | 2016-04-30
Spain | ESP | 2016-04-19 06:00 | 2016-04-19 08:00 | 35.41 | 2016 | 3.97 | 2016-04-30
Spain | ESP | 2016-04-19 07:00 | 2016-04-19 09:00 | 36 | 2016 | 3.97 | 2016-04-30
Spain | ESP | 2016-04-19 08:00 | 2016-04-19 10:00 | 30.2 | 2016 | 3.97 | 2016-04-30
Spain | ESP | 2016-04-19 09:00 | 2016-04-19 11:00 | 27.83 | 2016 | 3.97 | 2016-04-30
Spain | ESP | 2016-04-19 10:00 | 2016-04-19 12:00 | 25 | 2016 | 3.97 | 2016-04-30
Spain | ESP | 2016-04-19 11:00 | 2016-04-19 13:00 | 23 | 2016 | 3.97 | 2016-04-30
Spain | ESP | 2016-04-19 12:00 | 2016-04-19 14:00 | 23 | 2016 | 3.97 | 2016-04-30
Spain | ESP | 2016-04-19 13:00 | 2016-04-19 15:00 | 19.61 | 2016 | 3.97 | 2016-04-30
Spain | ESP | 2016-04-19 14:00 | 2016-04-19 16:00 | 19.01 | 2016 | 3.97 | 2016-04-30
Spain | ESP | 2016-04-19 15:00 | 2016-04-19 17:00 | 20.5 | 2016 | 3.97 | 2016-04-30
Spain | ESP | 2016-04-19 16:00 | 2016-04-19 18:00 | 23.06 | 2016 | 3.97 | 2016-04-30
Spain | ESP | 2016-04-19 17:00 | 2016-04-19 19:00 | 24.5 | 2016 | 3.97 | 2016-04-30
Spain | ESP | 2016-04-19 18:00 | 2016-04-19 20:00 | 27.02 | 2016 | 3.97 | 2016-04-30
Spain | ESP | 2016-04-19 19:00 | 2016-04-19 21:00 | 30.5 | 2016 | 3.97 | 2016-04-30
Spain | ESP | 2016-04-19 20:00 | 2016-04-19 22:00 | 27 | 2016 | 3.97 | 2016-04-30
Spain | ESP | 2016-04-19 21:00 | 2016-04-19 23:00 | 24.09 | 2016 | 3.97 | 2016-04-30
Spain | ESP | 2016-04-19 22:00 | 2016-04-20 | 21.3 | 2016 | 3.97 | 2016-04-30
Spain | ESP | 2016-04-19 23:00 | 2016-04-20 01:00 | 19.06 | 2016 | 3.97 | 2016-04-30
Spain | ESP | 2016-04-20 | 2016-04-20 02:00 | 17.33 | 2016 | 3.97 | 2016-04-30
Spain | ESP | 2016-04-20 01:00 | 2016-04-20 03:00 | 17.49 | 2016 | 3.97 | 2016-04-30
Spain | ESP | 2016-04-20 02:00 | 2016-04-20 04:00 | 18.63 | 2016 | 3.97 | 2016-04-30
Spain | ESP | 2016-04-20 03:00 | 2016-04-20 05:00 | 20 | 2016 | 3.97 | 2016-04-30
Spain | ESP | 2016-04-20 04:00 | 2016-04-20 06:00 | 25.76 | 2016 | 3.97 | 2016-04-30
Spain | ESP | 2016-04-20 05:00 | 2016-04-20 07:00 | 30.55 | 2016 | 3.97 | 2016-04-30
Spain | ESP | 2016-04-20 06:00 | 2016-04-20 08:00 | 36 | 2016 | 3.97 | 2016-04-30
Spain | ESP | 2016-04-20 07:00 | 2016-04-20 09:00 | 44.75 | 2016 | 3.97 | 2016-04-30
Spain | ESP | 2016-04-20 08:00 | 2016-04-20 10:00 | 44.75 | 2016 | 3.97 | 2016-04-30
Spain | ESP | 2016-04-20 09:00 | 2016-04-20 11:00 | 40.39 | 2016 | 3.97 | 2016-04-30
Spain | ESP | 2016-04-20 10:00 | 2016-04-20 12:00 | 36.02 | 2016 | 3.97 | 2016-04-30
Spain | ESP | 2016-04-20 11:00 | 2016-04-20 13:00 | 30.93 | 2016 | 3.97 | 2016-04-30
Spain | ESP | 2016-04-20 12:00 | 2016-04-20 14:00 | 26.5 | 2016 | 3.97 | 2016-04-30
Spain | ESP | 2016-04-20 13:00 | 2016-04-20 15:00 | 25.69 | 2016 | 3.97 | 2016-04-30
Spain | ESP | 2016-04-20 14:00 | 2016-04-20 16:00 | 25.5 | 2016 | 3.97 | 2016-04-30
Spain | ESP | 2016-04-20 15:00 | 2016-04-20 17:00 | 25.53 | 2016 | 3.97 | 2016-04-30
Spain | ESP | 2016-04-20 16:00 | 2016-04-20 18:00 | 27.24 | 2016 | 3.97 | 2016-04-30
Spain | ESP | 2016-04-20 17:00 | 2016-04-20 19:00 | 31.09 | 2016 | 3.97 | 2016-04-30
Spain | ESP | 2016-04-20 18:00 | 2016-04-20 20:00 | 32.16 | 2016 | 3.97 | 2016-04-30
Spain | ESP | 2016-04-20 19:00 | 2016-04-20 21:00 | 46.39 | 2016 | 3.97 | 2016-04-30
Spain | ESP | 2016-04-20 20:00 | 2016-04-20 22:00 | 28.89 | 2016 | 3.97 | 2016-04-30
Spain | ESP | 2016-04-20 21:00 | 2016-04-20 23:00 | 25 | 2016 | 3.97 | 2016-04-30
Spain | ESP | 2016-04-20 22:00 | 2016-04-21 | 23.03 | 2016 | 3.97 | 2016-04-30
Spain | ESP | 2016-04-20 23:00 | 2016-04-21 01:00 | 20.5 | 2016 | 3.97 | 2016-04-30
Spain | ESP | 2016-04-21 | 2016-04-21 02:00 | 19.93 | 2016 | 3.97 | 2016-04-30
Spain | ESP | 2016-04-21 01:00 | 2016-04-21 03:00 | 19.58 | 2016 | 3.97 | 2016-04-30
Spain | ESP | 2016-04-21 02:00 | 2016-04-21 04:00 | 19.84 | 2016 | 3.97 | 2016-04-30
Spain | ESP | 2016-04-21 03:00 | 2016-04-21 05:00 | 21.11 | 2016 | 3.97 | 2016-04-30
Spain | ESP | 2016-04-21 04:00 | 2016-04-21 06:00 | 29.1 | 2016 | 3.97 | 2016-04-30
Spain | ESP | 2016-04-21 05:00 | 2016-04-21 07:00 | 34.58 | 2016 | 3.97 | 2016-04-30
Spain | ESP | 2016-04-21 06:00 | 2016-04-21 08:00 | 35.38 | 2016 | 3.97 | 2016-04-30
Spain | ESP | 2016-04-21 07:00 | 2016-04-21 09:00 | 32.92 | 2016 | 3.97 | 2016-04-30
Spain | ESP | 2016-04-21 08:00 | 2016-04-21 10:00 | 32 | 2016 | 3.97 | 2016-04-30
Spain | ESP | 2016-04-21 09:00 | 2016-04-21 11:00 | 31 | 2016 | 3.97 | 2016-04-30
Spain | ESP | 2016-04-21 10:00 | 2016-04-21 12:00 | 31.03 | 2016 | 3.97 | 2016-04-30
Spain | ESP | 2016-04-21 11:00 | 2016-04-21 13:00 | 31.5 | 2016 | 3.97 | 2016-04-30
Spain | ESP | 2016-04-21 12:00 | 2016-04-21 14:00 | 30.5 | 2016 | 3.97 | 2016-04-30
Spain | ESP | 2016-04-21 13:00 | 2016-04-21 15:00 | 29.19 | 2016 | 3.97 | 2016-04-30
Spain | ESP | 2016-04-21 14:00 | 2016-04-21 16:00 | 28.69 | 2016 | 3.97 | 2016-04-30
Spain | ESP | 2016-04-21 15:00 | 2016-04-21 17:00 | 29.72 | 2016 | 3.97 | 2016-04-30
Spain | ESP | 2016-04-21 16:00 | 2016-04-21 18:00 | 30.74 | 2016 | 3.97 | 2016-04-30
Spain | ESP | 2016-04-21 17:00 | 2016-04-21 19:00 | 32.33 | 2016 | 3.97 | 2016-04-30
Spain | ESP | 2016-04-21 18:00 | 2016-04-21 20:00 | 42 | 2016 | 3.97 | 2016-04-30
Spain | ESP | 2016-04-21 19:00 | 2016-04-21 21:00 | 58 | 2016 | 3.97 | 2016-04-30
Spain | ESP | 2016-04-21 20:00 | 2016-04-21 22:00 | 45.98 | 2016 | 3.97 | 2016-04-30
Spain | ESP | 2016-04-21 21:00 | 2016-04-21 23:00 | 32.19 | 2016 | 3.97 | 2016-04-30
Spain | ESP | 2016-04-21 22:00 | 2016-04-22 | 37.69 | 2016 | 3.97 | 2016-04-30
Spain | ESP | 2016-04-21 23:00 | 2016-04-22 01:00 | 30.09 | 2016 | 3.97 | 2016-04-30
Spain | ESP | 2016-04-22 | 2016-04-22 02:00 | 24.19 | 2016 | 3.97 | 2016-04-30
Spain | ESP | 2016-04-22 01:00 | 2016-04-22 03:00 | 23.69 | 2016 | 3.97 | 2016-04-30
Spain | ESP | 2016-04-22 02:00 | 2016-04-22 04:00 | 23.69 | 2016 | 3.97 | 2016-04-30
Spain | ESP | 2016-04-22 03:00 | 2016-04-22 05:00 | 23.7 | 2016 | 3.97 | 2016-04-30
Spain | ESP | 2016-04-22 04:00 | 2016-04-22 06:00 | 31 | 2016 | 3.97 | 2016-04-30
Spain | ESP | 2016-04-22 05:00 | 2016-04-22 07:00 | 39.25 | 2016 | 3.97 | 2016-04-30
Spain | ESP | 2016-04-22 06:00 | 2016-04-22 08:00 | 42.49 | 2016 | 3.97 | 2016-04-30
Spain | ESP | 2016-04-22 07:00 | 2016-04-22 09:00 | 46.43 | 2016 | 3.97 | 2016-04-30
Spain | ESP | 2016-04-22 08:00 | 2016-04-22 10:00 | 45.44 | 2016 | 3.97 | 2016-04-30
Spain | ESP | 2016-04-22 09:00 | 2016-04-22 11:00 | 42.49 | 2016 | 3.97 | 2016-04-30
Spain | ESP | 2016-04-22 10:00 | 2016-04-22 12:00 | 41.69 | 2016 | 3.97 | 2016-04-30
Spain | ESP | 2016-04-22 11:00 | 2016-04-22 13:00 | 39.69 | 2016 | 3.97 | 2016-04-30
Spain | ESP | 2016-04-22 12:00 | 2016-04-22 14:00 | 37.69 | 2016 | 3.97 | 2016-04-30
Spain | ESP | 2016-04-22 13:00 | 2016-04-22 15:00 | 35.44 | 2016 | 3.97 | 2016-04-30
Spain | ESP | 2016-04-22 14:00 | 2016-04-22 16:00 | 34.1 | 2016 | 3.97 | 2016-04-30
Spain | ESP | 2016-04-22 15:00 | 2016-04-22 17:00 | 33.23 | 2016 | 3.97 | 2016-04-30
Spain | ESP | 2016-04-22 16:00 | 2016-04-22 18:00 | 32.62 | 2016 | 3.97 | 2016-04-30
Spain | ESP | 2016-04-22 17:00 | 2016-04-22 19:00 | 31.6 | 2016 | 3.97 | 2016-04-30
Spain | ESP | 2016-04-22 18:00 | 2016-04-22 20:00 | 35.69 | 2016 | 3.97 | 2016-04-30
Spain | ESP | 2016-04-22 19:00 | 2016-04-22 21:00 | 41 | 2016 | 3.97 | 2016-04-30
Spain | ESP | 2016-04-22 20:00 | 2016-04-22 22:00 | 37 | 2016 | 3.97 | 2016-04-30
Spain | ESP | 2016-04-22 21:00 | 2016-04-22 23:00 | 32.5 | 2016 | 3.97 | 2016-04-30
Spain | ESP | 2016-04-22 22:00 | 2016-04-23 | 28.01 | 2016 | 3.97 | 2016-04-30
Spain | ESP | 2016-04-22 23:00 | 2016-04-23 01:00 | 22.45 | 2016 | 3.97 | 2016-04-30
Spain | ESP | 2016-04-23 | 2016-04-23 02:00 | 21.47 | 2016 | 3.97 | 2016-04-30
Spain | ESP | 2016-04-23 01:00 | 2016-04-23 03:00 | 20.99 | 2016 | 3.97 | 2016-04-30
Spain | ESP | 2016-04-23 02:00 | 2016-04-23 04:00 | 20.99 | 2016 | 3.97 | 2016-04-30
Spain | ESP | 2016-04-23 03:00 | 2016-04-23 05:00 | 20.9 | 2016 | 3.97 | 2016-04-30
Spain | ESP | 2016-04-23 04:00 | 2016-04-23 06:00 | 21.05 | 2016 | 3.97 | 2016-04-30
Spain | ESP | 2016-04-23 05:00 | 2016-04-23 07:00 | 21.48 | 2016 | 3.97 | 2016-04-30
Spain | ESP | 2016-04-23 06:00 | 2016-04-23 08:00 | 23.62 | 2016 | 3.97 | 2016-04-30
Spain | ESP | 2016-04-23 07:00 | 2016-04-23 09:00 | 27.29 | 2016 | 3.97 | 2016-04-30
Spain | ESP | 2016-04-23 08:00 | 2016-04-23 10:00 | 26.91 | 2016 | 3.97 | 2016-04-30
Spain | ESP | 2016-04-23 09:00 | 2016-04-23 11:00 | 25.76 | 2016 | 3.97 | 2016-04-30
Spain | ESP | 2016-04-23 10:00 | 2016-04-23 12:00 | 23.4 | 2016 | 3.97 | 2016-04-30
Spain | ESP | 2016-04-23 11:00 | 2016-04-23 13:00 | 21.36 | 2016 | 3.97 | 2016-04-30
Spain | ESP | 2016-04-23 12:00 | 2016-04-23 14:00 | 20.42 | 2016 | 3.97 | 2016-04-30
Spain | ESP | 2016-04-23 13:00 | 2016-04-23 15:00 | 18.29 | 2016 | 3.97 | 2016-04-30
Spain | ESP | 2016-04-23 14:00 | 2016-04-23 16:00 | 16.27 | 2016 | 3.97 | 2016-04-30
Spain | ESP | 2016-04-23 15:00 | 2016-04-23 17:00 | 19.13 | 2016 | 3.97 | 2016-04-30
Spain | ESP | 2016-04-23 16:00 | 2016-04-23 18:00 | 20.5 | 2016 | 3.97 | 2016-04-30
Spain | ESP | 2016-04-23 17:00 | 2016-04-23 19:00 | 21.17 | 2016 | 3.97 | 2016-04-30
Spain | ESP | 2016-04-23 18:00 | 2016-04-23 20:00 | 25 | 2016 | 3.97 | 2016-04-30
Spain | ESP | 2016-04-23 19:00 | 2016-04-23 21:00 | 27.19 | 2016 | 3.97 | 2016-04-30
Spain | ESP | 2016-04-23 20:00 | 2016-04-23 22:00 | 25.05 | 2016 | 3.97 | 2016-04-30
Spain | ESP | 2016-04-23 21:00 | 2016-04-23 23:00 | 22.1 | 2016 | 3.97 | 2016-04-30
Spain | ESP | 2016-04-23 22:00 | 2016-04-24 | 18.21 | 2016 | 3.97 | 2016-04-30
Spain | ESP | 2016-04-23 23:00 | 2016-04-24 01:00 | 15.96 | 2016 | 3.97 | 2016-04-30
Spain | ESP | 2016-04-24 | 2016-04-24 02:00 | 12.4 | 2016 | 3.97 | 2016-04-30
Spain | ESP | 2016-04-24 01:00 | 2016-04-24 03:00 | 9.44 | 2016 | 3.97 | 2016-04-30
Spain | ESP | 2016-04-24 02:00 | 2016-04-24 04:00 | 7.94 | 2016 | 3.97 | 2016-04-30
Spain | ESP | 2016-04-24 03:00 | 2016-04-24 05:00 | 7.2 | 2016 | 3.97 | 2016-04-30
Spain | ESP | 2016-04-24 04:00 | 2016-04-24 06:00 | 8 | 2016 | 3.97 | 2016-04-30
Spain | ESP | 2016-04-24 05:00 | 2016-04-24 07:00 | 7.2 | 2016 | 3.97 | 2016-04-30
Spain | ESP | 2016-04-24 06:00 | 2016-04-24 08:00 | 8 | 2016 | 3.97 | 2016-04-30
Spain | ESP | 2016-04-24 07:00 | 2016-04-24 09:00 | 10.07 | 2016 | 3.97 | 2016-04-30
Spain | ESP | 2016-04-24 08:00 | 2016-04-24 10:00 | 12.4 | 2016 | 3.97 | 2016-04-30
Spain | ESP | 2016-04-24 09:00 | 2016-04-24 11:00 | 12.6 | 2016 | 3.97 | 2016-04-30
Spain | ESP | 2016-04-24 10:00 | 2016-04-24 12:00 | 11.8 | 2016 | 3.97 | 2016-04-30
Spain | ESP | 2016-04-24 11:00 | 2016-04-24 13:00 | 11.88 | 2016 | 3.97 | 2016-04-30
Spain | ESP | 2016-04-24 12:00 | 2016-04-24 14:00 | 9.44 | 2016 | 3.97 | 2016-04-30
Spain | ESP | 2016-04-24 13:00 | 2016-04-24 15:00 | 7.9 | 2016 | 3.97 | 2016-04-30
Spain | ESP | 2016-04-24 14:00 | 2016-04-24 16:00 | 6.37 | 2016 | 3.97 | 2016-04-30
Spain | ESP | 2016-04-24 15:00 | 2016-04-24 17:00 | 5.69 | 2016 | 3.97 | 2016-04-30
Spain | ESP | 2016-04-24 16:00 | 2016-04-24 18:00 | 6.03 | 2016 | 3.97 | 2016-04-30
Spain | ESP | 2016-04-24 17:00 | 2016-04-24 19:00 | 7.94 | 2016 | 3.97 | 2016-04-30
Spain | ESP | 2016-04-24 18:00 | 2016-04-24 20:00 | 13.69 | 2016 | 3.97 | 2016-04-30
Spain | ESP | 2016-04-24 19:00 | 2016-04-24 21:00 | 24.37 | 2016 | 3.97 | 2016-04-30
Spain | ESP | 2016-04-24 20:00 | 2016-04-24 22:00 | 22.69 | 2016 | 3.97 | 2016-04-30
Spain | ESP | 2016-04-24 21:00 | 2016-04-24 23:00 | 17.69 | 2016 | 3.97 | 2016-04-30
Spain | ESP | 2016-04-24 22:00 | 2016-04-25 | 20.69 | 2016 | 3.97 | 2016-04-30
Spain | ESP | 2016-04-24 23:00 | 2016-04-25 01:00 | 15 | 2016 | 3.97 | 2016-04-30
Spain | ESP | 2016-04-25 | 2016-04-25 02:00 | 10.5 | 2016 | 3.97 | 2016-04-30
Spain | ESP | 2016-04-25 01:00 | 2016-04-25 03:00 | 10 | 2016 | 3.97 | 2016-04-30
Spain | ESP | 2016-04-25 02:00 | 2016-04-25 04:00 | 10.44 | 2016 | 3.97 | 2016-04-30
Spain | ESP | 2016-04-25 03:00 | 2016-04-25 05:00 | 10.44 | 2016 | 3.97 | 2016-04-30
Spain | ESP | 2016-04-25 04:00 | 2016-04-25 06:00 | 28.31 | 2016 | 3.97 | 2016-04-30
Spain | ESP | 2016-04-25 05:00 | 2016-04-25 07:00 | 28.31 | 2016 | 3.97 | 2016-04-30
Spain | ESP | 2016-04-25 06:00 | 2016-04-25 08:00 | 34.48 | 2016 | 3.97 | 2016-04-30
Spain | ESP | 2016-04-25 07:00 | 2016-04-25 09:00 | 32 | 2016 | 3.97 | 2016-04-30
Spain | ESP | 2016-04-25 08:00 | 2016-04-25 10:00 | 30.69 | 2016 | 3.97 | 2016-04-30
Spain | ESP | 2016-04-25 09:00 | 2016-04-25 11:00 | 30.85 | 2016 | 3.97 | 2016-04-30
Spain | ESP | 2016-04-25 10:00 | 2016-04-25 12:00 | 29.69 | 2016 | 3.97 | 2016-04-30
Spain | ESP | 2016-04-25 11:00 | 2016-04-25 13:00 | 29.69 | 2016 | 3.97 | 2016-04-30
Spain | ESP | 2016-04-25 12:00 | 2016-04-25 14:00 | 28.31 | 2016 | 3.97 | 2016-04-30
Spain | ESP | 2016-04-25 13:00 | 2016-04-25 15:00 | 25 | 2016 | 3.97 | 2016-04-30
Spain | ESP | 2016-04-25 14:00 | 2016-04-25 16:00 | 24 | 2016 | 3.97 | 2016-04-30
Spain | ESP | 2016-04-25 15:00 | 2016-04-25 17:00 | 25.95 | 2016 | 3.97 | 2016-04-30
Spain | ESP | 2016-04-25 16:00 | 2016-04-25 18:00 | 28.41 | 2016 | 3.97 | 2016-04-30
Spain | ESP | 2016-04-25 17:00 | 2016-04-25 19:00 | 31.19 | 2016 | 3.97 | 2016-04-30
Spain | ESP | 2016-04-25 18:00 | 2016-04-25 20:00 | 31.46 | 2016 | 3.97 | 2016-04-30
Spain | ESP | 2016-04-25 19:00 | 2016-04-25 21:00 | 39.98 | 2016 | 3.97 | 2016-04-30
Spain | ESP | 2016-04-25 20:00 | 2016-04-25 22:00 | 32.05 | 2016 | 3.97 | 2016-04-30
Spain | ESP | 2016-04-25 21:00 | 2016-04-25 23:00 | 30.11 | 2016 | 3.97 | 2016-04-30
Spain | ESP | 2016-04-25 22:00 | 2016-04-26 | 22.31 | 2016 | 3.97 | 2016-04-30
Spain | ESP | 2016-04-25 23:00 | 2016-04-26 01:00 | 21.69 | 2016 | 3.97 | 2016-04-30
Spain | ESP | 2016-04-26 | 2016-04-26 02:00 | 20.96 | 2016 | 3.97 | 2016-04-30
Spain | ESP | 2016-04-26 01:00 | 2016-04-26 03:00 | 20.62 | 2016 | 3.97 | 2016-04-30
Spain | ESP | 2016-04-26 02:00 | 2016-04-26 04:00 | 21.07 | 2016 | 3.97 | 2016-04-30
Spain | ESP | 2016-04-26 03:00 | 2016-04-26 05:00 | 22.73 | 2016 | 3.97 | 2016-04-30
Spain | ESP | 2016-04-26 04:00 | 2016-04-26 06:00 | 29.91 | 2016 | 3.97 | 2016-04-30
Spain | ESP | 2016-04-26 05:00 | 2016-04-26 07:00 | 34.69 | 2016 | 3.97 | 2016-04-30
Spain | ESP | 2016-04-26 06:00 | 2016-04-26 08:00 | 38.01 | 2016 | 3.97 | 2016-04-30
Spain | ESP | 2016-04-26 07:00 | 2016-04-26 09:00 | 40.4 | 2016 | 3.97 | 2016-04-30
Spain | ESP | 2016-04-26 08:00 | 2016-04-26 10:00 | 38.02 | 2016 | 3.97 | 2016-04-30
Spain | ESP | 2016-04-26 09:00 | 2016-04-26 11:00 | 34.51 | 2016 | 3.97 | 2016-04-30
Spain | ESP | 2016-04-26 10:00 | 2016-04-26 12:00 | 35 | 2016 | 3.97 | 2016-04-30
Spain | ESP | 2016-04-26 11:00 | 2016-04-26 13:00 | 33.86 | 2016 | 3.97 | 2016-04-30
Spain | ESP | 2016-04-26 12:00 | 2016-04-26 14:00 | 32.19 | 2016 | 3.97 | 2016-04-30
Spain | ESP | 2016-04-26 13:00 | 2016-04-26 15:00 | 28 | 2016 | 3.97 | 2016-04-30
Spain | ESP | 2016-04-26 14:00 | 2016-04-26 16:00 | 24.78 | 2016 | 3.97 | 2016-04-30
Spain | ESP | 2016-04-26 15:00 | 2016-04-26 17:00 | 25.29 | 2016 | 3.97 | 2016-04-30
Spain | ESP | 2016-04-26 16:00 | 2016-04-26 18:00 | 28.92 | 2016 | 3.97 | 2016-04-30
Spain | ESP | 2016-04-26 17:00 | 2016-04-26 19:00 | 31.11 | 2016 | 3.97 | 2016-04-30
Spain | ESP | 2016-04-26 18:00 | 2016-04-26 20:00 | 31.61 | 2016 | 3.97 | 2016-04-30
Spain | ESP | 2016-04-26 19:00 | 2016-04-26 21:00 | 34.64 | 2016 | 3.97 | 2016-04-30
Spain | ESP | 2016-04-26 20:00 | 2016-04-26 22:00 | 32 | 2016 | 3.97 | 2016-04-30
Spain | ESP | 2016-04-26 21:00 | 2016-04-26 23:00 | 28.7 | 2016 | 3.97 | 2016-04-30
Spain | ESP | 2016-04-26 22:00 | 2016-04-27 | 31.11 | 2016 | 3.97 | 2016-04-30
Spain | ESP | 2016-04-26 23:00 | 2016-04-27 01:00 | 27.01 | 2016 | 3.97 | 2016-04-30
Spain | ESP | 2016-04-27 | 2016-04-27 02:00 | 23.69 | 2016 | 3.97 | 2016-04-30
Spain | ESP | 2016-04-27 01:00 | 2016-04-27 03:00 | 22.04 | 2016 | 3.97 | 2016-04-30
Spain | ESP | 2016-04-27 02:00 | 2016-04-27 04:00 | 22.17 | 2016 | 3.97 | 2016-04-30
Spain | ESP | 2016-04-27 03:00 | 2016-04-27 05:00 | 23.77 | 2016 | 3.97 | 2016-04-30
Spain | ESP | 2016-04-27 04:00 | 2016-04-27 06:00 | 31.31 | 2016 | 3.97 | 2016-04-30
Spain | ESP | 2016-04-27 05:00 | 2016-04-27 07:00 | 36.7 | 2016 | 3.97 | 2016-04-30
Spain | ESP | 2016-04-27 06:00 | 2016-04-27 08:00 | 39.98 | 2016 | 3.97 | 2016-04-30
Spain | ESP | 2016-04-27 07:00 | 2016-04-27 09:00 | 41.4 | 2016 | 3.97 | 2016-04-30
Spain | ESP | 2016-04-27 08:00 | 2016-04-27 10:00 | 38.7 | 2016 | 3.97 | 2016-04-30
Spain | ESP | 2016-04-27 09:00 | 2016-04-27 11:00 | 36.76 | 2016 | 3.97 | 2016-04-30
Spain | ESP | 2016-04-27 10:00 | 2016-04-27 12:00 | 35.58 | 2016 | 3.97 | 2016-04-30
Spain | ESP | 2016-04-27 11:00 | 2016-04-27 13:00 | 34.19 | 2016 | 3.97 | 2016-04-30
Spain | ESP | 2016-04-27 12:00 | 2016-04-27 14:00 | 33.11 | 2016 | 3.97 | 2016-04-30
Spain | ESP | 2016-04-27 13:00 | 2016-04-27 15:00 | 29.9 | 2016 | 3.97 | 2016-04-30
Spain | ESP | 2016-04-27 14:00 | 2016-04-27 16:00 | 27.4 | 2016 | 3.97 | 2016-04-30
Spain | ESP | 2016-04-27 15:00 | 2016-04-27 17:00 | 31.22 | 2016 | 3.97 | 2016-04-30
Spain | ESP | 2016-04-27 16:00 | 2016-04-27 18:00 | 32.69 | 2016 | 3.97 | 2016-04-30
Spain | ESP | 2016-04-27 17:00 | 2016-04-27 19:00 | 34.61 | 2016 | 3.97 | 2016-04-30
Spain | ESP | 2016-04-27 18:00 | 2016-04-27 20:00 | 35.53 | 2016 | 3.97 | 2016-04-30
Spain | ESP | 2016-04-27 19:00 | 2016-04-27 21:00 | 40.69 | 2016 | 3.97 | 2016-04-30
Spain | ESP | 2016-04-27 20:00 | 2016-04-27 22:00 | 38.29 | 2016 | 3.97 | 2016-04-30
Spain | ESP | 2016-04-27 21:00 | 2016-04-27 23:00 | 33.61 | 2016 | 3.97 | 2016-04-30
Spain | ESP | 2016-04-27 22:00 | 2016-04-28 | 29.03 | 2016 | 3.97 | 2016-04-30
Spain | ESP | 2016-04-27 23:00 | 2016-04-28 01:00 | 25.25 | 2016 | 3.97 | 2016-04-30
Spain | ESP | 2016-04-28 | 2016-04-28 02:00 | 24.55 | 2016 | 3.97 | 2016-04-30
Spain | ESP | 2016-04-28 01:00 | 2016-04-28 03:00 | 23.28 | 2016 | 3.97 | 2016-04-30
Spain | ESP | 2016-04-28 02:00 | 2016-04-28 04:00 | 23.73 | 2016 | 3.97 | 2016-04-30
Spain | ESP | 2016-04-28 03:00 | 2016-04-28 05:00 | 25.59 | 2016 | 3.97 | 2016-04-30
Spain | ESP | 2016-04-28 04:00 | 2016-04-28 06:00 | 31.7 | 2016 | 3.97 | 2016-04-30
Spain | ESP | 2016-04-28 05:00 | 2016-04-28 07:00 | 36.41 | 2016 | 3.97 | 2016-04-30
Spain | ESP | 2016-04-28 06:00 | 2016-04-28 08:00 | 37.38 | 2016 | 3.97 | 2016-04-30
Spain | ESP | 2016-04-28 07:00 | 2016-04-28 09:00 | 38.29 | 2016 | 3.97 | 2016-04-30
Spain | ESP | 2016-04-28 08:00 | 2016-04-28 10:00 | 37.69 | 2016 | 3.97 | 2016-04-30
Spain | ESP | 2016-04-28 09:00 | 2016-04-28 11:00 | 37.04 | 2016 | 3.97 | 2016-04-30
Spain | ESP | 2016-04-28 10:00 | 2016-04-28 12:00 | 36.07 | 2016 | 3.97 | 2016-04-30
Spain | ESP | 2016-04-28 11:00 | 2016-04-28 13:00 | 36 | 2016 | 3.97 | 2016-04-30
Spain | ESP | 2016-04-28 12:00 | 2016-04-28 14:00 | 27.46 | 2016 | 3.97 | 2016-04-30
Spain | ESP | 2016-04-28 13:00 | 2016-04-28 15:00 | 26.96 | 2016 | 3.97 | 2016-04-30
Spain | ESP | 2016-04-28 14:00 | 2016-04-28 16:00 | 26.5 | 2016 | 3.97 | 2016-04-30
Spain | ESP | 2016-04-28 15:00 | 2016-04-28 17:00 | 30 | 2016 | 3.97 | 2016-04-30
Spain | ESP | 2016-04-28 16:00 | 2016-04-28 18:00 | 34.79 | 2016 | 3.97 | 2016-04-30
Spain | ESP | 2016-04-28 17:00 | 2016-04-28 19:00 | 35 | 2016 | 3.97 | 2016-04-30
Spain | ESP | 2016-04-28 18:00 | 2016-04-28 20:00 | 35.75 | 2016 | 3.97 | 2016-04-30
Spain | ESP | 2016-04-28 19:00 | 2016-04-28 21:00 | 37.19 | 2016 | 3.97 | 2016-04-30
Spain | ESP | 2016-04-28 20:00 | 2016-04-28 22:00 | 34.92 | 2016 | 3.97 | 2016-04-30
Spain | ESP | 2016-04-28 21:00 | 2016-04-28 23:00 | 30.3 | 2016 | 3.97 | 2016-04-30
Spain | ESP | 2016-04-28 22:00 | 2016-04-29 | 26.41 | 2016 | 3.97 | 2016-04-30
Spain | ESP | 2016-04-28 23:00 | 2016-04-29 01:00 | 25.01 | 2016 | 3.97 | 2016-04-30
Spain | ESP | 2016-04-29 | 2016-04-29 02:00 | 23.99 | 2016 | 3.97 | 2016-04-30
Spain | ESP | 2016-04-29 01:00 | 2016-04-29 03:00 | 22.46 | 2016 | 3.97 | 2016-04-30
Spain | ESP | 2016-04-29 02:00 | 2016-04-29 04:00 | 22.35 | 2016 | 3.97 | 2016-04-30
Spain | ESP | 2016-04-29 03:00 | 2016-04-29 05:00 | 23.47 | 2016 | 3.97 | 2016-04-30
Spain | ESP | 2016-04-29 04:00 | 2016-04-29 06:00 | 26.8 | 2016 | 3.97 | 2016-04-30
Spain | ESP | 2016-04-29 05:00 | 2016-04-29 07:00 | 30.68 | 2016 | 3.97 | 2016-04-30
Spain | ESP | 2016-04-29 06:00 | 2016-04-29 08:00 | 35.19 | 2016 | 3.97 | 2016-04-30
Spain | ESP | 2016-04-29 07:00 | 2016-04-29 09:00 | 37.03 | 2016 | 3.97 | 2016-04-30
Spain | ESP | 2016-04-29 08:00 | 2016-04-29 10:00 | 36.19 | 2016 | 3.97 | 2016-04-30
Spain | ESP | 2016-04-29 09:00 | 2016-04-29 11:00 | 35.19 | 2016 | 3.97 | 2016-04-30
Spain | ESP | 2016-04-29 10:00 | 2016-04-29 12:00 | 35.65 | 2016 | 3.97 | 2016-04-30
Spain | ESP | 2016-04-29 11:00 | 2016-04-29 13:00 | 35.69 | 2016 | 3.97 | 2016-04-30
Spain | ESP | 2016-04-29 12:00 | 2016-04-29 14:00 | 36.19 | 2016 | 3.97 | 2016-04-30
Spain | ESP | 2016-04-29 13:00 | 2016-04-29 15:00 | 35.65 | 2016 | 3.97 | 2016-04-30
Spain | ESP | 2016-04-29 14:00 | 2016-04-29 16:00 | 35 | 2016 | 3.97 | 2016-04-30
Spain | ESP | 2016-04-29 15:00 | 2016-04-29 17:00 | 34.69 | 2016 | 3.97 | 2016-04-30
Spain | ESP | 2016-04-29 16:00 | 2016-04-29 18:00 | 32 | 2016 | 3.97 | 2016-04-30
Spain | ESP | 2016-04-29 17:00 | 2016-04-29 19:00 | 34.83 | 2016 | 3.97 | 2016-04-30
Spain | ESP | 2016-04-29 18:00 | 2016-04-29 20:00 | 35.18 | 2016 | 3.97 | 2016-04-30
Spain | ESP | 2016-04-29 19:00 | 2016-04-29 21:00 | 37.69 | 2016 | 3.97 | 2016-04-30
Spain | ESP | 2016-04-29 20:00 | 2016-04-29 22:00 | 35.18 | 2016 | 3.97 | 2016-04-30
Spain | ESP | 2016-04-29 21:00 | 2016-04-29 23:00 | 31.61 | 2016 | 3.97 | 2016-04-30
Spain | ESP | 2016-04-29 22:00 | 2016-04-30 | 33.08 | 2016 | 3.97 | 2016-04-30
Spain | ESP | 2016-04-29 23:00 | 2016-04-30 01:00 | 29.52 | 2016 | 3.97 | 2016-04-30
Spain | ESP | 2016-04-30 | 2016-04-30 02:00 | 29.4 | 2016 | 3.97 | 2016-04-30
Spain | ESP | 2016-04-30 01:00 | 2016-04-30 03:00 | 25.04 | 2016 | 3.97 | 2016-04-30
Spain | ESP | 2016-04-30 02:00 | 2016-04-30 04:00 | 24 | 2016 | 3.97 | 2016-04-30
Spain | ESP | 2016-04-30 03:00 | 2016-04-30 05:00 | 24 | 2016 | 3.97 | 2016-04-30
Spain | ESP | 2016-04-30 04:00 | 2016-04-30 06:00 | 24.22 | 2016 | 3.97 | 2016-04-30
Spain | ESP | 2016-04-30 05:00 | 2016-04-30 07:00 | 25.45 | 2016 | 3.97 | 2016-04-30
Spain | ESP | 2016-04-30 06:00 | 2016-04-30 08:00 | 26.81 | 2016 | 3.97 | 2016-04-30
Spain | ESP | 2016-04-30 07:00 | 2016-04-30 09:00 | 28.69 | 2016 | 3.97 | 2016-04-30
Spain | ESP | 2016-04-30 08:00 | 2016-04-30 10:00 | 26.54 | 2016 | 3.97 | 2016-04-30
Spain | ESP | 2016-04-30 09:00 | 2016-04-30 11:00 | 24.73 | 2016 | 3.97 | 2016-04-30
Spain | ESP | 2016-04-30 10:00 | 2016-04-30 12:00 | 22.71 | 2016 | 3.97 | 2016-04-30
Spain | ESP | 2016-04-30 11:00 | 2016-04-30 13:00 | 22.17 | 2016 | 3.97 | 2016-04-30
Spain | ESP | 2016-04-30 12:00 | 2016-04-30 14:00 | 21.48 | 2016 | 3.97 | 2016-04-30
Spain | ESP | 2016-04-30 13:00 | 2016-04-30 15:00 | 21.17 | 2016 | 3.97 | 2016-04-30
Spain | ESP | 2016-04-30 14:00 | 2016-04-30 16:00 | 20.69 | 2016 | 3.97 | 2016-04-30
Spain | ESP | 2016-04-30 15:00 | 2016-04-30 17:00 | 20.19 | 2016 | 3.97 | 2016-04-30
Spain | ESP | 2016-04-30 16:00 | 2016-04-30 18:00 | 20.79 | 2016 | 3.97 | 2016-04-30
Spain | ESP | 2016-04-30 17:00 | 2016-04-30 19:00 | 22 | 2016 | 3.97 | 2016-04-30
Spain | ESP | 2016-04-30 18:00 | 2016-04-30 20:00 | 25.61 | 2016 | 3.97 | 2016-04-30
Spain | ESP | 2016-04-30 19:00 | 2016-04-30 21:00 | 28.53 | 2016 | 3.97 | 2016-04-30
Spain | ESP | 2016-04-30 20:00 | 2016-04-30 22:00 | 27.92 | 2016 | 3.97 | 2016-04-30
Spain | ESP | 2016-04-30 21:00 | 2016-04-30 23:00 | 25 | 2016 | 3.97 | 2016-04-30
Spain | ESP | 2016-04-30 22:00 | 2016-05-01 | 20.11 | 2016 | 3.97 | 2016-04-30
Spain | ESP | 2016-04-30 23:00 | 2016-05-01 01:00 | 16.27 | 2016 | 3.97 | 2016-04-30
Spain | ESP | 2016-05-01 | 2016-05-01 02:00 | 12.69 | 2016 | 4.33 | 2016-05-31
Spain | ESP | 2016-05-01 01:00 | 2016-05-01 03:00 | 12.4 | 2016 | 4.33 | 2016-05-31
Spain | ESP | 2016-05-01 02:00 | 2016-05-01 04:00 | 12.4 | 2016 | 4.33 | 2016-05-31
Spain | ESP | 2016-05-01 03:00 | 2016-05-01 05:00 | 12.4 | 2016 | 4.33 | 2016-05-31
Spain | ESP | 2016-05-01 04:00 | 2016-05-01 06:00 | 12.4 | 2016 | 4.33 | 2016-05-31
Spain | ESP | 2016-05-01 05:00 | 2016-05-01 07:00 | 12.4 | 2016 | 4.33 | 2016-05-31
Spain | ESP | 2016-05-01 06:00 | 2016-05-01 08:00 | 12.96 | 2016 | 4.33 | 2016-05-31
Spain | ESP | 2016-05-01 07:00 | 2016-05-01 09:00 | 12.69 | 2016 | 4.33 | 2016-05-31
Spain | ESP | 2016-05-01 08:00 | 2016-05-01 10:00 | 12.4 | 2016 | 4.33 | 2016-05-31
Spain | ESP | 2016-05-01 09:00 | 2016-05-01 11:00 | 12.4 | 2016 | 4.33 | 2016-05-31
Spain | ESP | 2016-05-01 10:00 | 2016-05-01 12:00 | 12.55 | 2016 | 4.33 | 2016-05-31
Spain | ESP | 2016-05-01 11:00 | 2016-05-01 13:00 | 12.96 | 2016 | 4.33 | 2016-05-31
Spain | ESP | 2016-05-01 12:00 | 2016-05-01 14:00 | 13.69 | 2016 | 4.33 | 2016-05-31
Spain | ESP | 2016-05-01 13:00 | 2016-05-01 15:00 | 12.4 | 2016 | 4.33 | 2016-05-31
Spain | ESP | 2016-05-01 14:00 | 2016-05-01 16:00 | 10 | 2016 | 4.33 | 2016-05-31
Spain | ESP | 2016-05-01 15:00 | 2016-05-01 17:00 | 9.69 | 2016 | 4.33 | 2016-05-31
Spain | ESP | 2016-05-01 16:00 | 2016-05-01 18:00 | 7.5 | 2016 | 4.33 | 2016-05-31
Spain | ESP | 2016-05-01 17:00 | 2016-05-01 19:00 | 9.95 | 2016 | 4.33 | 2016-05-31
Spain | ESP | 2016-05-01 18:00 | 2016-05-01 20:00 | 13.46 | 2016 | 4.33 | 2016-05-31
Spain | ESP | 2016-05-01 19:00 | 2016-05-01 21:00 | 22 | 2016 | 4.33 | 2016-05-31
Spain | ESP | 2016-05-01 20:00 | 2016-05-01 22:00 | 21.19 | 2016 | 4.33 | 2016-05-31
Spain | ESP | 2016-05-01 21:00 | 2016-05-01 23:00 | 18.55 | 2016 | 4.33 | 2016-05-31
Spain | ESP | 2016-05-01 22:00 | 2016-05-02 | 21.9 | 2016 | 4.33 | 2016-05-31
Spain | ESP | 2016-05-01 23:00 | 2016-05-02 01:00 | 17.69 | 2016 | 4.33 | 2016-05-31
Spain | ESP | 2016-05-02 | 2016-05-02 02:00 | 15.89 | 2016 | 4.33 | 2016-05-31
Spain | ESP | 2016-05-02 01:00 | 2016-05-02 03:00 | 15.25 | 2016 | 4.33 | 2016-05-31
Spain | ESP | 2016-05-02 02:00 | 2016-05-02 04:00 | 15.25 | 2016 | 4.33 | 2016-05-31
Spain | ESP | 2016-05-02 03:00 | 2016-05-02 05:00 | 16.56 | 2016 | 4.33 | 2016-05-31
Spain | ESP | 2016-05-02 04:00 | 2016-05-02 06:00 | 20.71 | 2016 | 4.33 | 2016-05-31
Spain | ESP | 2016-05-02 05:00 | 2016-05-02 07:00 | 20 | 2016 | 4.33 | 2016-05-31
Spain | ESP | 2016-05-02 06:00 | 2016-05-02 08:00 | 25 | 2016 | 4.33 | 2016-05-31
Spain | ESP | 2016-05-02 07:00 | 2016-05-02 09:00 | 27.19 | 2016 | 4.33 | 2016-05-31
Spain | ESP | 2016-05-02 08:00 | 2016-05-02 10:00 | 29.85 | 2016 | 4.33 | 2016-05-31
Spain | ESP | 2016-05-02 09:00 | 2016-05-02 11:00 | 29.7 | 2016 | 4.33 | 2016-05-31
Spain | ESP | 2016-05-02 10:00 | 2016-05-02 12:00 | 28.84 | 2016 | 4.33 | 2016-05-31
Spain | ESP | 2016-05-02 11:00 | 2016-05-02 13:00 | 28.53 | 2016 | 4.33 | 2016-05-31
Spain | ESP | 2016-05-02 12:00 | 2016-05-02 14:00 | 27.03 | 2016 | 4.33 | 2016-05-31
Spain | ESP | 2016-05-02 13:00 | 2016-05-02 15:00 | 25.72 | 2016 | 4.33 | 2016-05-31
Spain | ESP | 2016-05-02 14:00 | 2016-05-02 16:00 | 26.94 | 2016 | 4.33 | 2016-05-31
Spain | ESP | 2016-05-02 15:00 | 2016-05-02 17:00 | 29.06 | 2016 | 4.33 | 2016-05-31
Spain | ESP | 2016-05-02 16:00 | 2016-05-02 18:00 | 30.01 | 2016 | 4.33 | 2016-05-31
Spain | ESP | 2016-05-02 17:00 | 2016-05-02 19:00 | 28.84 | 2016 | 4.33 | 2016-05-31
Spain | ESP | 2016-05-02 18:00 | 2016-05-02 20:00 | 31.55 | 2016 | 4.33 | 2016-05-31
Spain | ESP | 2016-05-02 19:00 | 2016-05-02 21:00 | 33.15 | 2016 | 4.33 | 2016-05-31
Spain | ESP | 2016-05-02 20:00 | 2016-05-02 22:00 | 28.84 | 2016 | 4.33 | 2016-05-31
Spain | ESP | 2016-05-02 21:00 | 2016-05-02 23:00 | 22.08 | 2016 | 4.33 | 2016-05-31
Spain | ESP | 2016-05-02 22:00 | 2016-05-03 | 22.69 | 2016 | 4.33 | 2016-05-31
Spain | ESP | 2016-05-02 23:00 | 2016-05-03 01:00 | 18.69 | 2016 | 4.33 | 2016-05-31
Spain | ESP | 2016-05-03 | 2016-05-03 02:00 | 16.99 | 2016 | 4.33 | 2016-05-31
Spain | ESP | 2016-05-03 01:00 | 2016-05-03 03:00 | 15.89 | 2016 | 4.33 | 2016-05-31
Spain | ESP | 2016-05-03 02:00 | 2016-05-03 04:00 | 15.46 | 2016 | 4.33 | 2016-05-31
Spain | ESP | 2016-05-03 03:00 | 2016-05-03 05:00 | 15.89 | 2016 | 4.33 | 2016-05-31
Spain | ESP | 2016-05-03 04:00 | 2016-05-03 06:00 | 18.19 | 2016 | 4.33 | 2016-05-31
Spain | ESP | 2016-05-03 05:00 | 2016-05-03 07:00 | 26.19 | 2016 | 4.33 | 2016-05-31
Spain | ESP | 2016-05-03 06:00 | 2016-05-03 08:00 | 30.01 | 2016 | 4.33 | 2016-05-31
Spain | ESP | 2016-05-03 07:00 | 2016-05-03 09:00 | 27.9 | 2016 | 4.33 | 2016-05-31
Spain | ESP | 2016-05-03 08:00 | 2016-05-03 10:00 | 27.9 | 2016 | 4.33 | 2016-05-31
Spain | ESP | 2016-05-03 09:00 | 2016-05-03 11:00 | 29.67 | 2016 | 4.33 | 2016-05-31
Spain | ESP | 2016-05-03 10:00 | 2016-05-03 12:00 | 31.55 | 2016 | 4.33 | 2016-05-31
Spain | ESP | 2016-05-03 11:00 | 2016-05-03 13:00 | 29.72 | 2016 | 4.33 | 2016-05-31
Spain | ESP | 2016-05-03 12:00 | 2016-05-03 14:00 | 30 | 2016 | 4.33 | 2016-05-31
Spain | ESP | 2016-05-03 13:00 | 2016-05-03 15:00 | 28.11 | 2016 | 4.33 | 2016-05-31
Spain | ESP | 2016-05-03 14:00 | 2016-05-03 16:00 | 28.16 | 2016 | 4.33 | 2016-05-31
Spain | ESP | 2016-05-03 15:00 | 2016-05-03 17:00 | 28.01 | 2016 | 4.33 | 2016-05-31
Spain | ESP | 2016-05-03 16:00 | 2016-05-03 18:00 | 28.51 | 2016 | 4.33 | 2016-05-31
Spain | ESP | 2016-05-03 17:00 | 2016-05-03 19:00 | 31.69 | 2016 | 4.33 | 2016-05-31
Spain | ESP | 2016-05-03 18:00 | 2016-05-03 20:00 | 32.1 | 2016 | 4.33 | 2016-05-31
Spain | ESP | 2016-05-03 19:00 | 2016-05-03 21:00 | 32.8 | 2016 | 4.33 | 2016-05-31
Spain | ESP | 2016-05-03 20:00 | 2016-05-03 22:00 | 31.7 | 2016 | 4.33 | 2016-05-31
Spain | ESP | 2016-05-03 21:00 | 2016-05-03 23:00 | 28.69 | 2016 | 4.33 | 2016-05-31
Spain | ESP | 2016-05-03 22:00 | 2016-05-04 | 24.56 | 2016 | 4.33 | 2016-05-31
Spain | ESP | 2016-05-03 23:00 | 2016-05-04 01:00 | 22.04 | 2016 | 4.33 | 2016-05-31
Spain | ESP | 2016-05-04 | 2016-05-04 02:00 | 21.95 | 2016 | 4.33 | 2016-05-31
Spain | ESP | 2016-05-04 01:00 | 2016-05-04 03:00 | 21.69 | 2016 | 4.33 | 2016-05-31
Spain | ESP | 2016-05-04 02:00 | 2016-05-04 04:00 | 22.14 | 2016 | 4.33 | 2016-05-31
Spain | ESP | 2016-05-04 03:00 | 2016-05-04 05:00 | 23.59 | 2016 | 4.33 | 2016-05-31
Spain | ESP | 2016-05-04 04:00 | 2016-05-04 06:00 | 31.47 | 2016 | 4.33 | 2016-05-31
Spain | ESP | 2016-05-04 05:00 | 2016-05-04 07:00 | 35.05 | 2016 | 4.33 | 2016-05-31
Spain | ESP | 2016-05-04 06:00 | 2016-05-04 08:00 | 35.97 | 2016 | 4.33 | 2016-05-31
Spain | ESP | 2016-05-04 07:00 | 2016-05-04 09:00 | 32.79 | 2016 | 4.33 | 2016-05-31
Spain | ESP | 2016-05-04 08:00 | 2016-05-04 10:00 | 32.15 | 2016 | 4.33 | 2016-05-31
Spain | ESP | 2016-05-04 09:00 | 2016-05-04 11:00 | 32.49 | 2016 | 4.33 | 2016-05-31
Spain | ESP | 2016-05-04 10:00 | 2016-05-04 12:00 | 33.69 | 2016 | 4.33 | 2016-05-31
Spain | ESP | 2016-05-04 11:00 | 2016-05-04 13:00 | 33.69 | 2016 | 4.33 | 2016-05-31
Spain | ESP | 2016-05-04 12:00 | 2016-05-04 14:00 | 34.01 | 2016 | 4.33 | 2016-05-31
Spain | ESP | 2016-05-04 13:00 | 2016-05-04 15:00 | 33.6 | 2016 | 4.33 | 2016-05-31
Spain | ESP | 2016-05-04 14:00 | 2016-05-04 16:00 | 33.69 | 2016 | 4.33 | 2016-05-31
Spain | ESP | 2016-05-04 15:00 | 2016-05-04 17:00 | 36.01 | 2016 | 4.33 | 2016-05-31
Spain | ESP | 2016-05-04 16:00 | 2016-05-04 18:00 | 33.69 | 2016 | 4.33 | 2016-05-31
Spain | ESP | 2016-05-04 17:00 | 2016-05-04 19:00 | 33.5 | 2016 | 4.33 | 2016-05-31
Spain | ESP | 2016-05-04 18:00 | 2016-05-04 20:00 | 36.42 | 2016 | 4.33 | 2016-05-31
Spain | ESP | 2016-05-04 19:00 | 2016-05-04 21:00 | 43.51 | 2016 | 4.33 | 2016-05-31
Spain | ESP | 2016-05-04 20:00 | 2016-05-04 22:00 | 36.15 | 2016 | 4.33 | 2016-05-31
Spain | ESP | 2016-05-04 21:00 | 2016-05-04 23:00 | 33.15 | 2016 | 4.33 | 2016-05-31
Spain | ESP | 2016-05-04 22:00 | 2016-05-05 | 34 | 2016 | 4.33 | 2016-05-31
Spain | ESP | 2016-05-04 23:00 | 2016-05-05 01:00 | 32.01 | 2016 | 4.33 | 2016-05-31
Spain | ESP | 2016-05-05 | 2016-05-05 02:00 | 28.53 | 2016 | 4.33 | 2016-05-31
Spain | ESP | 2016-05-05 01:00 | 2016-05-05 03:00 | 26.95 | 2016 | 4.33 | 2016-05-31
Spain | ESP | 2016-05-05 02:00 | 2016-05-05 04:00 | 26.95 | 2016 | 4.33 | 2016-05-31
Spain | ESP | 2016-05-05 03:00 | 2016-05-05 05:00 | 28.69 | 2016 | 4.33 | 2016-05-31
Spain | ESP | 2016-05-05 04:00 | 2016-05-05 06:00 | 33.69 | 2016 | 4.33 | 2016-05-31
Spain | ESP | 2016-05-05 05:00 | 2016-05-05 07:00 | 36.01 | 2016 | 4.33 | 2016-05-31
Spain | ESP | 2016-05-05 06:00 | 2016-05-05 08:00 | 36.31 | 2016 | 4.33 | 2016-05-31
Spain | ESP | 2016-05-05 07:00 | 2016-05-05 09:00 | 39.98 | 2016 | 4.33 | 2016-05-31
Spain | ESP | 2016-05-05 08:00 | 2016-05-05 10:00 | 41.49 | 2016 | 4.33 | 2016-05-31
Spain | ESP | 2016-05-05 09:00 | 2016-05-05 11:00 | 40.69 | 2016 | 4.33 | 2016-05-31
Spain | ESP | 2016-05-05 10:00 | 2016-05-05 12:00 | 41.49 | 2016 | 4.33 | 2016-05-31
Spain | ESP | 2016-05-05 11:00 | 2016-05-05 13:00 | 41.49 | 2016 | 4.33 | 2016-05-31
Spain | ESP | 2016-05-05 12:00 | 2016-05-05 14:00 | 40.93 | 2016 | 4.33 | 2016-05-31
Spain | ESP | 2016-05-05 13:00 | 2016-05-05 15:00 | 40.09 | 2016 | 4.33 | 2016-05-31
Spain | ESP | 2016-05-05 14:00 | 2016-05-05 16:00 | 39.98 | 2016 | 4.33 | 2016-05-31
Spain | ESP | 2016-05-05 15:00 | 2016-05-05 17:00 | 39.98 | 2016 | 4.33 | 2016-05-31
Spain | ESP | 2016-05-05 16:00 | 2016-05-05 18:00 | 36.6 | 2016 | 4.33 | 2016-05-31
Spain | ESP | 2016-05-05 17:00 | 2016-05-05 19:00 | 36.21 | 2016 | 4.33 | 2016-05-31
Spain | ESP | 2016-05-05 18:00 | 2016-05-05 20:00 | 36.45 | 2016 | 4.33 | 2016-05-31
Spain | ESP | 2016-05-05 19:00 | 2016-05-05 21:00 | 39.3 | 2016 | 4.33 | 2016-05-31
Spain | ESP | 2016-05-05 20:00 | 2016-05-05 22:00 | 36.51 | 2016 | 4.33 | 2016-05-31
Spain | ESP | 2016-05-05 21:00 | 2016-05-05 23:00 | 36.21 | 2016 | 4.33 | 2016-05-31
Spain | ESP | 2016-05-05 22:00 | 2016-05-06 | 37.69 | 2016 | 4.33 | 2016-05-31
Spain | ESP | 2016-05-05 23:00 | 2016-05-06 01:00 | 33.69 | 2016 | 4.33 | 2016-05-31
Spain | ESP | 2016-05-06 | 2016-05-06 02:00 | 33.43 | 2016 | 4.33 | 2016-05-31
Spain | ESP | 2016-05-06 01:00 | 2016-05-06 03:00 | 32 | 2016 | 4.33 | 2016-05-31
Spain | ESP | 2016-05-06 02:00 | 2016-05-06 04:00 | 31.45 | 2016 | 4.33 | 2016-05-31
Spain | ESP | 2016-05-06 03:00 | 2016-05-06 05:00 | 32.3 | 2016 | 4.33 | 2016-05-31
Spain | ESP | 2016-05-06 04:00 | 2016-05-06 06:00 | 34.74 | 2016 | 4.33 | 2016-05-31
Spain | ESP | 2016-05-06 05:00 | 2016-05-06 07:00 | 37 | 2016 | 4.33 | 2016-05-31
Spain | ESP | 2016-05-06 06:00 | 2016-05-06 08:00 | 37.69 | 2016 | 4.33 | 2016-05-31
Spain | ESP | 2016-05-06 07:00 | 2016-05-06 09:00 | 39 | 2016 | 4.33 | 2016-05-31
Spain | ESP | 2016-05-06 08:00 | 2016-05-06 10:00 | 39 | 2016 | 4.33 | 2016-05-31
Spain | ESP | 2016-05-06 09:00 | 2016-05-06 11:00 | 38.75 | 2016 | 4.33 | 2016-05-31
Spain | ESP | 2016-05-06 10:00 | 2016-05-06 12:00 | 39.25 | 2016 | 4.33 | 2016-05-31
Spain | ESP | 2016-05-06 11:00 | 2016-05-06 13:00 | 39 | 2016 | 4.33 | 2016-05-31
Spain | ESP | 2016-05-06 12:00 | 2016-05-06 14:00 | 38.5 | 2016 | 4.33 | 2016-05-31
Spain | ESP | 2016-05-06 13:00 | 2016-05-06 15:00 | 37.03 | 2016 | 4.33 | 2016-05-31
Spain | ESP | 2016-05-06 14:00 | 2016-05-06 16:00 | 35.5 | 2016 | 4.33 | 2016-05-31
Spain | ESP | 2016-05-06 15:00 | 2016-05-06 17:00 | 35.46 | 2016 | 4.33 | 2016-05-31
Spain | ESP | 2016-05-06 16:00 | 2016-05-06 18:00 | 35.69 | 2016 | 4.33 | 2016-05-31
Spain | ESP | 2016-05-06 17:00 | 2016-05-06 19:00 | 34.74 | 2016 | 4.33 | 2016-05-31
Spain | ESP | 2016-05-06 18:00 | 2016-05-06 20:00 | 35.5 | 2016 | 4.33 | 2016-05-31
Spain | ESP | 2016-05-06 19:00 | 2016-05-06 21:00 | 37.69 | 2016 | 4.33 | 2016-05-31
Spain | ESP | 2016-05-06 20:00 | 2016-05-06 22:00 | 36.01 | 2016 | 4.33 | 2016-05-31
Spain | ESP | 2016-05-06 21:00 | 2016-05-06 23:00 | 35.2 | 2016 | 4.33 | 2016-05-31
Spain | ESP | 2016-05-06 22:00 | 2016-05-07 | 30 | 2016 | 4.33 | 2016-05-31
Spain | ESP | 2016-05-06 23:00 | 2016-05-07 01:00 | 22.73 | 2016 | 4.33 | 2016-05-31
Spain | ESP | 2016-05-07 | 2016-05-07 02:00 | 18.69 | 2016 | 4.33 | 2016-05-31
Spain | ESP | 2016-05-07 01:00 | 2016-05-07 03:00 | 19.01 | 2016 | 4.33 | 2016-05-31
Spain | ESP | 2016-05-07 02:00 | 2016-05-07 04:00 | 20.1 | 2016 | 4.33 | 2016-05-31
Spain | ESP | 2016-05-07 03:00 | 2016-05-07 05:00 | 20.96 | 2016 | 4.33 | 2016-05-31
Spain | ESP | 2016-05-07 04:00 | 2016-05-07 06:00 | 20 | 2016 | 4.33 | 2016-05-31
Spain | ESP | 2016-05-07 05:00 | 2016-05-07 07:00 | 19.88 | 2016 | 4.33 | 2016-05-31
Spain | ESP | 2016-05-07 06:00 | 2016-05-07 08:00 | 21.03 | 2016 | 4.33 | 2016-05-31
Spain | ESP | 2016-05-07 07:00 | 2016-05-07 09:00 | 25.69 | 2016 | 4.33 | 2016-05-31
Spain | ESP | 2016-05-07 08:00 | 2016-05-07 10:00 | 27.69 | 2016 | 4.33 | 2016-05-31
Spain | ESP | 2016-05-07 09:00 | 2016-05-07 11:00 | 23.69 | 2016 | 4.33 | 2016-05-31
Spain | ESP | 2016-05-07 10:00 | 2016-05-07 12:00 | 22 | 2016 | 4.33 | 2016-05-31
Spain | ESP | 2016-05-07 11:00 | 2016-05-07 13:00 | 18.55 | 2016 | 4.33 | 2016-05-31
Spain | ESP | 2016-05-07 12:00 | 2016-05-07 14:00 | 17.29 | 2016 | 4.33 | 2016-05-31
Spain | ESP | 2016-05-07 13:00 | 2016-05-07 15:00 | 16 | 2016 | 4.33 | 2016-05-31
Spain | ESP | 2016-05-07 14:00 | 2016-05-07 16:00 | 17.25 | 2016 | 4.33 | 2016-05-31
Spain | ESP | 2016-05-07 15:00 | 2016-05-07 17:00 | 17 | 2016 | 4.33 | 2016-05-31
Spain | ESP | 2016-05-07 16:00 | 2016-05-07 18:00 | 18.4 | 2016 | 4.33 | 2016-05-31
Spain | ESP | 2016-05-07 17:00 | 2016-05-07 19:00 | 21.43 | 2016 | 4.33 | 2016-05-31
Spain | ESP | 2016-05-07 18:00 | 2016-05-07 20:00 | 19.93 | 2016 | 4.33 | 2016-05-31
Spain | ESP | 2016-05-07 19:00 | 2016-05-07 21:00 | 20.44 | 2016 | 4.33 | 2016-05-31
Spain | ESP | 2016-05-07 20:00 | 2016-05-07 22:00 | 20.55 | 2016 | 4.33 | 2016-05-31
Spain | ESP | 2016-05-07 21:00 | 2016-05-07 23:00 | 18.69 | 2016 | 4.33 | 2016-05-31
Spain | ESP | 2016-05-07 22:00 | 2016-05-08 | 6.63 | 2016 | 4.33 | 2016-05-31
Spain | ESP | 2016-05-07 23:00 | 2016-05-08 01:00 | 5 | 2016 | 4.33 | 2016-05-31
Spain | ESP | 2016-05-08 | 2016-05-08 02:00 | 4.5 | 2016 | 4.33 | 2016-05-31
Spain | ESP | 2016-05-08 01:00 | 2016-05-08 03:00 | 4.99 | 2016 | 4.33 | 2016-05-31
Spain | ESP | 2016-05-08 02:00 | 2016-05-08 04:00 | 4 | 2016 | 4.33 | 2016-05-31
Spain | ESP | 2016-05-08 03:00 | 2016-05-08 05:00 | 3 | 2016 | 4.33 | 2016-05-31
Spain | ESP | 2016-05-08 04:00 | 2016-05-08 06:00 | 2.91 | 2016 | 4.33 | 2016-05-31
Spain | ESP | 2016-05-08 05:00 | 2016-05-08 07:00 | 2.79 | 2016 | 4.33 | 2016-05-31
Spain | ESP | 2016-05-08 06:00 | 2016-05-08 08:00 | 4 | 2016 | 4.33 | 2016-05-31
Spain | ESP | 2016-05-08 07:00 | 2016-05-08 09:00 | 4.5 | 2016 | 4.33 | 2016-05-31
Spain | ESP | 2016-05-08 08:00 | 2016-05-08 10:00 | 4 | 2016 | 4.33 | 2016-05-31
Spain | ESP | 2016-05-08 09:00 | 2016-05-08 11:00 | 4.5 | 2016 | 4.33 | 2016-05-31
Spain | ESP | 2016-05-08 10:00 | 2016-05-08 12:00 | 4.04 | 2016 | 4.33 | 2016-05-31
Spain | ESP | 2016-05-08 11:00 | 2016-05-08 13:00 | 4.55 | 2016 | 4.33 | 2016-05-31
Spain | ESP | 2016-05-08 12:00 | 2016-05-08 14:00 | 4.5 | 2016 | 4.33 | 2016-05-31
Spain | ESP | 2016-05-08 13:00 | 2016-05-08 15:00 | 4 | 2016 | 4.33 | 2016-05-31
Spain | ESP | 2016-05-08 14:00 | 2016-05-08 16:00 | 3 | 2016 | 4.33 | 2016-05-31
Spain | ESP | 2016-05-08 15:00 | 2016-05-08 17:00 | 3.19 | 2016 | 4.33 | 2016-05-31
Spain | ESP | 2016-05-08 16:00 | 2016-05-08 18:00 | 5.69 | 2016 | 4.33 | 2016-05-31
Spain | ESP | 2016-05-08 17:00 | 2016-05-08 19:00 | 7 | 2016 | 4.33 | 2016-05-31
Spain | ESP | 2016-05-08 18:00 | 2016-05-08 20:00 | 7.19 | 2016 | 4.33 | 2016-05-31
Spain | ESP | 2016-05-08 19:00 | 2016-05-08 21:00 | 12.89 | 2016 | 4.33 | 2016-05-31
Spain | ESP | 2016-05-08 20:00 | 2016-05-08 22:00 | 12.99 | 2016 | 4.33 | 2016-05-31
Spain | ESP | 2016-05-08 21:00 | 2016-05-08 23:00 | 11.1 | 2016 | 4.33 | 2016-05-31
Spain | ESP | 2016-05-08 22:00 | 2016-05-09 | 8 | 2016 | 4.33 | 2016-05-31
Spain | ESP | 2016-05-08 23:00 | 2016-05-09 01:00 | 6.5 | 2016 | 4.33 | 2016-05-31
Spain | ESP | 2016-05-09 | 2016-05-09 02:00 | 5.4 | 2016 | 4.33 | 2016-05-31
Spain | ESP | 2016-05-09 01:00 | 2016-05-09 03:00 | 5.4 | 2016 | 4.33 | 2016-05-31
Spain | ESP | 2016-05-09 02:00 | 2016-05-09 04:00 | 5.81 | 2016 | 4.33 | 2016-05-31
Spain | ESP | 2016-05-09 03:00 | 2016-05-09 05:00 | 7.5 | 2016 | 4.33 | 2016-05-31
Spain | ESP | 2016-05-09 04:00 | 2016-05-09 06:00 | 15 | 2016 | 4.33 | 2016-05-31
Spain | ESP | 2016-05-09 05:00 | 2016-05-09 07:00 | 29.01 | 2016 | 4.33 | 2016-05-31
Spain | ESP | 2016-05-09 06:00 | 2016-05-09 08:00 | 30.75 | 2016 | 4.33 | 2016-05-31
Spain | ESP | 2016-05-09 07:00 | 2016-05-09 09:00 | 31.24 | 2016 | 4.33 | 2016-05-31
Spain | ESP | 2016-05-09 08:00 | 2016-05-09 10:00 | 31.03 | 2016 | 4.33 | 2016-05-31
Spain | ESP | 2016-05-09 09:00 | 2016-05-09 11:00 | 29.01 | 2016 | 4.33 | 2016-05-31
Spain | ESP | 2016-05-09 10:00 | 2016-05-09 12:00 | 31.65 | 2016 | 4.33 | 2016-05-31
Spain | ESP | 2016-05-09 11:00 | 2016-05-09 13:00 | 32.5 | 2016 | 4.33 | 2016-05-31
Spain | ESP | 2016-05-09 12:00 | 2016-05-09 14:00 | 29.85 | 2016 | 4.33 | 2016-05-31
Spain | ESP | 2016-05-09 13:00 | 2016-05-09 15:00 | 25.54 | 2016 | 4.33 | 2016-05-31
Spain | ESP | 2016-05-09 14:00 | 2016-05-09 16:00 | 24.16 | 2016 | 4.33 | 2016-05-31
Spain | ESP | 2016-05-09 15:00 | 2016-05-09 17:00 | 25.54 | 2016 | 4.33 | 2016-05-31
Spain | ESP | 2016-05-09 16:00 | 2016-05-09 18:00 | 27.12 | 2016 | 4.33 | 2016-05-31
Spain | ESP | 2016-05-09 17:00 | 2016-05-09 19:00 | 29.31 | 2016 | 4.33 | 2016-05-31
Spain | ESP | 2016-05-09 18:00 | 2016-05-09 20:00 | 31.28 | 2016 | 4.33 | 2016-05-31
Spain | ESP | 2016-05-09 19:00 | 2016-05-09 21:00 | 36.07 | 2016 | 4.33 | 2016-05-31
Spain | ESP | 2016-05-09 20:00 | 2016-05-09 22:00 | 30.98 | 2016 | 4.33 | 2016-05-31
Spain | ESP | 2016-05-09 21:00 | 2016-05-09 23:00 | 23 | 2016 | 4.33 | 2016-05-31
Spain | ESP | 2016-05-09 22:00 | 2016-05-10 | 22.55 | 2016 | 4.33 | 2016-05-31
Spain | ESP | 2016-05-09 23:00 | 2016-05-10 01:00 | 21.09 | 2016 | 4.33 | 2016-05-31
Spain | ESP | 2016-05-10 | 2016-05-10 02:00 | 19.61 | 2016 | 4.33 | 2016-05-31
Spain | ESP | 2016-05-10 01:00 | 2016-05-10 03:00 | 19.33 | 2016 | 4.33 | 2016-05-31
Spain | ESP | 2016-05-10 02:00 | 2016-05-10 04:00 | 19.87 | 2016 | 4.33 | 2016-05-31
Spain | ESP | 2016-05-10 03:00 | 2016-05-10 05:00 | 21.56 | 2016 | 4.33 | 2016-05-31
Spain | ESP | 2016-05-10 04:00 | 2016-05-10 06:00 | 28.5 | 2016 | 4.33 | 2016-05-31
Spain | ESP | 2016-05-10 05:00 | 2016-05-10 07:00 | 31.87 | 2016 | 4.33 | 2016-05-31
Spain | ESP | 2016-05-10 06:00 | 2016-05-10 08:00 | 36.66 | 2016 | 4.33 | 2016-05-31
Spain | ESP | 2016-05-10 07:00 | 2016-05-10 09:00 | 38 | 2016 | 4.33 | 2016-05-31
Spain | ESP | 2016-05-10 08:00 | 2016-05-10 10:00 | 36 | 2016 | 4.33 | 2016-05-31
Spain | ESP | 2016-05-10 09:00 | 2016-05-10 11:00 | 39.39 | 2016 | 4.33 | 2016-05-31
Spain | ESP | 2016-05-10 10:00 | 2016-05-10 12:00 | 37.43 | 2016 | 4.33 | 2016-05-31
Spain | ESP | 2016-05-10 11:00 | 2016-05-10 13:00 | 36.62 | 2016 | 4.33 | 2016-05-31
Spain | ESP | 2016-05-10 12:00 | 2016-05-10 14:00 | 32.82 | 2016 | 4.33 | 2016-05-31
Spain | ESP | 2016-05-10 13:00 | 2016-05-10 15:00 | 29.21 | 2016 | 4.33 | 2016-05-31
Spain | ESP | 2016-05-10 14:00 | 2016-05-10 16:00 | 28.76 | 2016 | 4.33 | 2016-05-31
Spain | ESP | 2016-05-10 15:00 | 2016-05-10 17:00 | 30.69 | 2016 | 4.33 | 2016-05-31
Spain | ESP | 2016-05-10 16:00 | 2016-05-10 18:00 | 31.93 | 2016 | 4.33 | 2016-05-31
Spain | ESP | 2016-05-10 17:00 | 2016-05-10 19:00 | 32.5 | 2016 | 4.33 | 2016-05-31
Spain | ESP | 2016-05-10 18:00 | 2016-05-10 20:00 | 32.25 | 2016 | 4.33 | 2016-05-31
Spain | ESP | 2016-05-10 19:00 | 2016-05-10 21:00 | 39.48 | 2016 | 4.33 | 2016-05-31
Spain | ESP | 2016-05-10 20:00 | 2016-05-10 22:00 | 34.25 | 2016 | 4.33 | 2016-05-31
Spain | ESP | 2016-05-10 21:00 | 2016-05-10 23:00 | 31.18 | 2016 | 4.33 | 2016-05-31
Spain | ESP | 2016-05-10 22:00 | 2016-05-11 | 22.4 | 2016 | 4.33 | 2016-05-31
Spain | ESP | 2016-05-10 23:00 | 2016-05-11 01:00 | 20.54 | 2016 | 4.33 | 2016-05-31
Spain | ESP | 2016-05-11 | 2016-05-11 02:00 | 18.13 | 2016 | 4.33 | 2016-05-31
Spain | ESP | 2016-05-11 01:00 | 2016-05-11 03:00 | 15.13 | 2016 | 4.33 | 2016-05-31
Spain | ESP | 2016-05-11 02:00 | 2016-05-11 04:00 | 14.29 | 2016 | 4.33 | 2016-05-31
Spain | ESP | 2016-05-11 03:00 | 2016-05-11 05:00 | 16.35 | 2016 | 4.33 | 2016-05-31
Spain | ESP | 2016-05-11 04:00 | 2016-05-11 06:00 | 20.81 | 2016 | 4.33 | 2016-05-31
Spain | ESP | 2016-05-11 05:00 | 2016-05-11 07:00 | 24.25 | 2016 | 4.33 | 2016-05-31
Spain | ESP | 2016-05-11 06:00 | 2016-05-11 08:00 | 34.01 | 2016 | 4.33 | 2016-05-31
Spain | ESP | 2016-05-11 07:00 | 2016-05-11 09:00 | 34.94 | 2016 | 4.33 | 2016-05-31
Spain | ESP | 2016-05-11 08:00 | 2016-05-11 10:00 | 32.86 | 2016 | 4.33 | 2016-05-31
Spain | ESP | 2016-05-11 09:00 | 2016-05-11 11:00 | 31.87 | 2016 | 4.33 | 2016-05-31
Spain | ESP | 2016-05-11 10:00 | 2016-05-11 12:00 | 32.12 | 2016 | 4.33 | 2016-05-31
Spain | ESP | 2016-05-11 11:00 | 2016-05-11 13:00 | 32.09 | 2016 | 4.33 | 2016-05-31
Spain | ESP | 2016-05-11 12:00 | 2016-05-11 14:00 | 32.36 | 2016 | 4.33 | 2016-05-31
Spain | ESP | 2016-05-11 13:00 | 2016-05-11 15:00 | 29.91 | 2016 | 4.33 | 2016-05-31
Spain | ESP | 2016-05-11 14:00 | 2016-05-11 16:00 | 29.19 | 2016 | 4.33 | 2016-05-31
Spain | ESP | 2016-05-11 15:00 | 2016-05-11 17:00 | 31.62 | 2016 | 4.33 | 2016-05-31
Spain | ESP | 2016-05-11 16:00 | 2016-05-11 18:00 | 30.01 | 2016 | 4.33 | 2016-05-31
Spain | ESP | 2016-05-11 17:00 | 2016-05-11 19:00 | 31.32 | 2016 | 4.33 | 2016-05-31
Spain | ESP | 2016-05-11 18:00 | 2016-05-11 20:00 | 34.69 | 2016 | 4.33 | 2016-05-31
Spain | ESP | 2016-05-11 19:00 | 2016-05-11 21:00 | 39.48 | 2016 | 4.33 | 2016-05-31
Spain | ESP | 2016-05-11 20:00 | 2016-05-11 22:00 | 35 | 2016 | 4.33 | 2016-05-31
Spain | ESP | 2016-05-11 21:00 | 2016-05-11 23:00 | 30.01 | 2016 | 4.33 | 2016-05-31
Spain | ESP | 2016-05-11 22:00 | 2016-05-12 | 22.59 | 2016 | 4.33 | 2016-05-31
Spain | ESP | 2016-05-11 23:00 | 2016-05-12 01:00 | 17.89 | 2016 | 4.33 | 2016-05-31
Spain | ESP | 2016-05-12 | 2016-05-12 02:00 | 15 | 2016 | 4.33 | 2016-05-31
Spain | ESP | 2016-05-12 01:00 | 2016-05-12 03:00 | 14 | 2016 | 4.33 | 2016-05-31
Spain | ESP | 2016-05-12 02:00 | 2016-05-12 04:00 | 12.5 | 2016 | 4.33 | 2016-05-31
Spain | ESP | 2016-05-12 03:00 | 2016-05-12 05:00 | 13 | 2016 | 4.33 | 2016-05-31
Spain | ESP | 2016-05-12 04:00 | 2016-05-12 06:00 | 15.85 | 2016 | 4.33 | 2016-05-31
Spain | ESP | 2016-05-12 05:00 | 2016-05-12 07:00 | 22.49 | 2016 | 4.33 | 2016-05-31
Spain | ESP | 2016-05-12 06:00 | 2016-05-12 08:00 | 26 | 2016 | 4.33 | 2016-05-31
Spain | ESP | 2016-05-12 07:00 | 2016-05-12 09:00 | 30 | 2016 | 4.33 | 2016-05-31
Spain | ESP | 2016-05-12 08:00 | 2016-05-12 10:00 | 30.1 | 2016 | 4.33 | 2016-05-31
Spain | ESP | 2016-05-12 09:00 | 2016-05-12 11:00 | 30.42 | 2016 | 4.33 | 2016-05-31
Spain | ESP | 2016-05-12 10:00 | 2016-05-12 12:00 | 29.1 | 2016 | 4.33 | 2016-05-31
Spain | ESP | 2016-05-12 11:00 | 2016-05-12 13:00 | 28.81 | 2016 | 4.33 | 2016-05-31
Spain | ESP | 2016-05-12 12:00 | 2016-05-12 14:00 | 27.44 | 2016 | 4.33 | 2016-05-31
Spain | ESP | 2016-05-12 13:00 | 2016-05-12 15:00 | 26.69 | 2016 | 4.33 | 2016-05-31
Spain | ESP | 2016-05-12 14:00 | 2016-05-12 16:00 | 25.19 | 2016 | 4.33 | 2016-05-31
Spain | ESP | 2016-05-12 15:00 | 2016-05-12 17:00 | 25 | 2016 | 4.33 | 2016-05-31
Spain | ESP | 2016-05-12 16:00 | 2016-05-12 18:00 | 24.69 | 2016 | 4.33 | 2016-05-31
Spain | ESP | 2016-05-12 17:00 | 2016-05-12 19:00 | 23.71 | 2016 | 4.33 | 2016-05-31
Spain | ESP | 2016-05-12 18:00 | 2016-05-12 20:00 | 27.94 | 2016 | 4.33 | 2016-05-31
Spain | ESP | 2016-05-12 19:00 | 2016-05-12 21:00 | 31.69 | 2016 | 4.33 | 2016-05-31
Spain | ESP | 2016-05-12 20:00 | 2016-05-12 22:00 | 28.11 | 2016 | 4.33 | 2016-05-31
Spain | ESP | 2016-05-12 21:00 | 2016-05-12 23:00 | 22.59 | 2016 | 4.33 | 2016-05-31
Spain | ESP | 2016-05-12 22:00 | 2016-05-13 | 22.94 | 2016 | 4.33 | 2016-05-31
Spain | ESP | 2016-05-12 23:00 | 2016-05-13 01:00 | 20.59 | 2016 | 4.33 | 2016-05-31
Spain | ESP | 2016-05-13 | 2016-05-13 02:00 | 14.9 | 2016 | 4.33 | 2016-05-31
Spain | ESP | 2016-05-13 01:00 | 2016-05-13 03:00 | 12 | 2016 | 4.33 | 2016-05-31
Spain | ESP | 2016-05-13 02:00 | 2016-05-13 04:00 | 10.25 | 2016 | 4.33 | 2016-05-31
Spain | ESP | 2016-05-13 03:00 | 2016-05-13 05:00 | 10.5 | 2016 | 4.33 | 2016-05-31
Spain | ESP | 2016-05-13 04:00 | 2016-05-13 06:00 | 13.3 | 2016 | 4.33 | 2016-05-31
Spain | ESP | 2016-05-13 05:00 | 2016-05-13 07:00 | 22.69 | 2016 | 4.33 | 2016-05-31
Spain | ESP | 2016-05-13 06:00 | 2016-05-13 08:00 | 24.69 | 2016 | 4.33 | 2016-05-31
Spain | ESP | 2016-05-13 07:00 | 2016-05-13 09:00 | 27 | 2016 | 4.33 | 2016-05-31
Spain | ESP | 2016-05-13 08:00 | 2016-05-13 10:00 | 26.63 | 2016 | 4.33 | 2016-05-31
Spain | ESP | 2016-05-13 09:00 | 2016-05-13 11:00 | 25 | 2016 | 4.33 | 2016-05-31
Spain | ESP | 2016-05-13 10:00 | 2016-05-13 12:00 | 25 | 2016 | 4.33 | 2016-05-31
Spain | ESP | 2016-05-13 11:00 | 2016-05-13 13:00 | 23.19 | 2016 | 4.33 | 2016-05-31
Spain | ESP | 2016-05-13 12:00 | 2016-05-13 14:00 | 20.59 | 2016 | 4.33 | 2016-05-31
Spain | ESP | 2016-05-13 13:00 | 2016-05-13 15:00 | 15 | 2016 | 4.33 | 2016-05-31
Spain | ESP | 2016-05-13 14:00 | 2016-05-13 16:00 | 10.25 | 2016 | 4.33 | 2016-05-31
Spain | ESP | 2016-05-13 15:00 | 2016-05-13 17:00 | 10.25 | 2016 | 4.33 | 2016-05-31
Spain | ESP | 2016-05-13 16:00 | 2016-05-13 18:00 | 10.25 | 2016 | 4.33 | 2016-05-31
Spain | ESP | 2016-05-13 17:00 | 2016-05-13 19:00 | 16.69 | 2016 | 4.33 | 2016-05-31
Spain | ESP | 2016-05-13 18:00 | 2016-05-13 20:00 | 21 | 2016 | 4.33 | 2016-05-31
Spain | ESP | 2016-05-13 19:00 | 2016-05-13 21:00 | 25.03 | 2016 | 4.33 | 2016-05-31
Spain | ESP | 2016-05-13 20:00 | 2016-05-13 22:00 | 24 | 2016 | 4.33 | 2016-05-31
Spain | ESP | 2016-05-13 21:00 | 2016-05-13 23:00 | 22.4 | 2016 | 4.33 | 2016-05-31
Spain | ESP | 2016-05-13 22:00 | 2016-05-14 | 11.69 | 2016 | 4.33 | 2016-05-31
Spain | ESP | 2016-05-13 23:00 | 2016-05-14 01:00 | 10.31 | 2016 | 4.33 | 2016-05-31
Spain | ESP | 2016-05-14 | 2016-05-14 02:00 | 10.44 | 2016 | 4.33 | 2016-05-31
Spain | ESP | 2016-05-14 01:00 | 2016-05-14 03:00 | 9.71 | 2016 | 4.33 | 2016-05-31
Spain | ESP | 2016-05-14 02:00 | 2016-05-14 04:00 | 8.39 | 2016 | 4.33 | 2016-05-31
Spain | ESP | 2016-05-14 03:00 | 2016-05-14 05:00 | 8.6 | 2016 | 4.33 | 2016-05-31
Spain | ESP | 2016-05-14 04:00 | 2016-05-14 06:00 | 9.91 | 2016 | 4.33 | 2016-05-31
Spain | ESP | 2016-05-14 05:00 | 2016-05-14 07:00 | 10.11 | 2016 | 4.33 | 2016-05-31
Spain | ESP | 2016-05-14 06:00 | 2016-05-14 08:00 | 10.01 | 2016 | 4.33 | 2016-05-31
Spain | ESP | 2016-05-14 07:00 | 2016-05-14 09:00 | 10.21 | 2016 | 4.33 | 2016-05-31
Spain | ESP | 2016-05-14 08:00 | 2016-05-14 10:00 | 10.69 | 2016 | 4.33 | 2016-05-31
Spain | ESP | 2016-05-14 09:00 | 2016-05-14 11:00 | 11.69 | 2016 | 4.33 | 2016-05-31
Spain | ESP | 2016-05-14 10:00 | 2016-05-14 12:00 | 12 | 2016 | 4.33 | 2016-05-31
Spain | ESP | 2016-05-14 11:00 | 2016-05-14 13:00 | 11.41 | 2016 | 4.33 | 2016-05-31
Spain | ESP | 2016-05-14 12:00 | 2016-05-14 14:00 | 10 | 2016 | 4.33 | 2016-05-31
Spain | ESP | 2016-05-14 13:00 | 2016-05-14 15:00 | 8.27 | 2016 | 4.33 | 2016-05-31
Spain | ESP | 2016-05-14 14:00 | 2016-05-14 16:00 | 6.69 | 2016 | 4.33 | 2016-05-31
Spain | ESP | 2016-05-14 15:00 | 2016-05-14 17:00 | 9.91 | 2016 | 4.33 | 2016-05-31
Spain | ESP | 2016-05-14 16:00 | 2016-05-14 18:00 | 10.01 | 2016 | 4.33 | 2016-05-31
Spain | ESP | 2016-05-14 17:00 | 2016-05-14 19:00 | 10.31 | 2016 | 4.33 | 2016-05-31
Spain | ESP | 2016-05-14 18:00 | 2016-05-14 20:00 | 12 | 2016 | 4.33 | 2016-05-31
Spain | ESP | 2016-05-14 19:00 | 2016-05-14 21:00 | 16.79 | 2016 | 4.33 | 2016-05-31
Spain | ESP | 2016-05-14 20:00 | 2016-05-14 22:00 | 16.79 | 2016 | 4.33 | 2016-05-31
Spain | ESP | 2016-05-14 21:00 | 2016-05-14 23:00 | 12.4 | 2016 | 4.33 | 2016-05-31
Spain | ESP | 2016-05-14 22:00 | 2016-05-15 | 14.19 | 2016 | 4.33 | 2016-05-31
Spain | ESP | 2016-05-14 23:00 | 2016-05-15 01:00 | 12.4 | 2016 | 4.33 | 2016-05-31
Spain | ESP | 2016-05-15 | 2016-05-15 02:00 | 10.44 | 2016 | 4.33 | 2016-05-31
Spain | ESP | 2016-05-15 01:00 | 2016-05-15 03:00 | 10.16 | 2016 | 4.33 | 2016-05-31
Spain | ESP | 2016-05-15 02:00 | 2016-05-15 04:00 | 9.19 | 2016 | 4.33 | 2016-05-31
Spain | ESP | 2016-05-15 03:00 | 2016-05-15 05:00 | 9.56 | 2016 | 4.33 | 2016-05-31
Spain | ESP | 2016-05-15 04:00 | 2016-05-15 06:00 | 8.19 | 2016 | 4.33 | 2016-05-31
Spain | ESP | 2016-05-15 05:00 | 2016-05-15 07:00 | 6.69 | 2016 | 4.33 | 2016-05-31
Spain | ESP | 2016-05-15 06:00 | 2016-05-15 08:00 | 7.5 | 2016 | 4.33 | 2016-05-31
Spain | ESP | 2016-05-15 07:00 | 2016-05-15 09:00 | 8.42 | 2016 | 4.33 | 2016-05-31
Spain | ESP | 2016-05-15 08:00 | 2016-05-15 10:00 | 9 | 2016 | 4.33 | 2016-05-31
Spain | ESP | 2016-05-15 09:00 | 2016-05-15 11:00 | 8.76 | 2016 | 4.33 | 2016-05-31
Spain | ESP | 2016-05-15 10:00 | 2016-05-15 12:00 | 10.16 | 2016 | 4.33 | 2016-05-31
Spain | ESP | 2016-05-15 11:00 | 2016-05-15 13:00 | 8.19 | 2016 | 4.33 | 2016-05-31
Spain | ESP | 2016-05-15 12:00 | 2016-05-15 14:00 | 4.91 | 2016 | 4.33 | 2016-05-31
Spain | ESP | 2016-05-15 13:00 | 2016-05-15 15:00 | 5 | 2016 | 4.33 | 2016-05-31
Spain | ESP | 2016-05-15 14:00 | 2016-05-15 16:00 | 4 | 2016 | 4.33 | 2016-05-31
Spain | ESP | 2016-05-15 15:00 | 2016-05-15 17:00 | 5.69 | 2016 | 4.33 | 2016-05-31
Spain | ESP | 2016-05-15 16:00 | 2016-05-15 18:00 | 9.37 | 2016 | 4.33 | 2016-05-31
Spain | ESP | 2016-05-15 17:00 | 2016-05-15 19:00 | 9.69 | 2016 | 4.33 | 2016-05-31
Spain | ESP | 2016-05-15 18:00 | 2016-05-15 20:00 | 14 | 2016 | 4.33 | 2016-05-31
Spain | ESP | 2016-05-15 19:00 | 2016-05-15 21:00 | 22.95 | 2016 | 4.33 | 2016-05-31
Spain | ESP | 2016-05-15 20:00 | 2016-05-15 22:00 | 24 | 2016 | 4.33 | 2016-05-31
Spain | ESP | 2016-05-15 21:00 | 2016-05-15 23:00 | 16.69 | 2016 | 4.33 | 2016-05-31
Spain | ESP | 2016-05-15 22:00 | 2016-05-16 | 23.51 | 2016 | 4.33 | 2016-05-31
Spain | ESP | 2016-05-15 23:00 | 2016-05-16 01:00 | 18 | 2016 | 4.33 | 2016-05-31
Spain | ESP | 2016-05-16 | 2016-05-16 02:00 | 17.03 | 2016 | 4.33 | 2016-05-31
Spain | ESP | 2016-05-16 01:00 | 2016-05-16 03:00 | 16.27 | 2016 | 4.33 | 2016-05-31
Spain | ESP | 2016-05-16 02:00 | 2016-05-16 04:00 | 15.57 | 2016 | 4.33 | 2016-05-31
Spain | ESP | 2016-05-16 03:00 | 2016-05-16 05:00 | 17.19 | 2016 | 4.33 | 2016-05-31
Spain | ESP | 2016-05-16 04:00 | 2016-05-16 06:00 | 17.69 | 2016 | 4.33 | 2016-05-31
Spain | ESP | 2016-05-16 05:00 | 2016-05-16 07:00 | 20 | 2016 | 4.33 | 2016-05-31
Spain | ESP | 2016-05-16 06:00 | 2016-05-16 08:00 | 24.69 | 2016 | 4.33 | 2016-05-31
Spain | ESP | 2016-05-16 07:00 | 2016-05-16 09:00 | 26.78 | 2016 | 4.33 | 2016-05-31
Spain | ESP | 2016-05-16 08:00 | 2016-05-16 10:00 | 26.19 | 2016 | 4.33 | 2016-05-31
Spain | ESP | 2016-05-16 09:00 | 2016-05-16 11:00 | 25.69 | 2016 | 4.33 | 2016-05-31
Spain | ESP | 2016-05-16 10:00 | 2016-05-16 12:00 | 26.69 | 2016 | 4.33 | 2016-05-31
Spain | ESP | 2016-05-16 11:00 | 2016-05-16 13:00 | 25.98 | 2016 | 4.33 | 2016-05-31
Spain | ESP | 2016-05-16 12:00 | 2016-05-16 14:00 | 24.98 | 2016 | 4.33 | 2016-05-31
Spain | ESP | 2016-05-16 13:00 | 2016-05-16 15:00 | 23.69 | 2016 | 4.33 | 2016-05-31
Spain | ESP | 2016-05-16 14:00 | 2016-05-16 16:00 | 21.69 | 2016 | 4.33 | 2016-05-31
Spain | ESP | 2016-05-16 15:00 | 2016-05-16 17:00 | 21.51 | 2016 | 4.33 | 2016-05-31
Spain | ESP | 2016-05-16 16:00 | 2016-05-16 18:00 | 24 | 2016 | 4.33 | 2016-05-31
Spain | ESP | 2016-05-16 17:00 | 2016-05-16 19:00 | 27.16 | 2016 | 4.33 | 2016-05-31
Spain | ESP | 2016-05-16 18:00 | 2016-05-16 20:00 | 28.37 | 2016 | 4.33 | 2016-05-31
Spain | ESP | 2016-05-16 19:00 | 2016-05-16 21:00 | 32 | 2016 | 4.33 | 2016-05-31
Spain | ESP | 2016-05-16 20:00 | 2016-05-16 22:00 | 32.41 | 2016 | 4.33 | 2016-05-31
Spain | ESP | 2016-05-16 21:00 | 2016-05-16 23:00 | 28.53 | 2016 | 4.33 | 2016-05-31
Spain | ESP | 2016-05-16 22:00 | 2016-05-17 | 30.79 | 2016 | 4.33 | 2016-05-31
Spain | ESP | 2016-05-16 23:00 | 2016-05-17 01:00 | 24 | 2016 | 4.33 | 2016-05-31
Spain | ESP | 2016-05-17 | 2016-05-17 02:00 | 22.82 | 2016 | 4.33 | 2016-05-31
Spain | ESP | 2016-05-17 01:00 | 2016-05-17 03:00 | 21.72 | 2016 | 4.33 | 2016-05-31
Spain | ESP | 2016-05-17 02:00 | 2016-05-17 04:00 | 21.76 | 2016 | 4.33 | 2016-05-31
Spain | ESP | 2016-05-17 03:00 | 2016-05-17 05:00 | 22.91 | 2016 | 4.33 | 2016-05-31
Spain | ESP | 2016-05-17 04:00 | 2016-05-17 06:00 | 29.95 | 2016 | 4.33 | 2016-05-31
Spain | ESP | 2016-05-17 05:00 | 2016-05-17 07:00 | 36.36 | 2016 | 4.33 | 2016-05-31
Spain | ESP | 2016-05-17 06:00 | 2016-05-17 08:00 | 38.01 | 2016 | 4.33 | 2016-05-31
Spain | ESP | 2016-05-17 07:00 | 2016-05-17 09:00 | 37.21 | 2016 | 4.33 | 2016-05-31
Spain | ESP | 2016-05-17 08:00 | 2016-05-17 10:00 | 36.19 | 2016 | 4.33 | 2016-05-31
Spain | ESP | 2016-05-17 09:00 | 2016-05-17 11:00 | 35.69 | 2016 | 4.33 | 2016-05-31
Spain | ESP | 2016-05-17 10:00 | 2016-05-17 12:00 | 36 | 2016 | 4.33 | 2016-05-31
Spain | ESP | 2016-05-17 11:00 | 2016-05-17 13:00 | 35.19 | 2016 | 4.33 | 2016-05-31
Spain | ESP | 2016-05-17 12:00 | 2016-05-17 14:00 | 34.47 | 2016 | 4.33 | 2016-05-31
Spain | ESP | 2016-05-17 13:00 | 2016-05-17 15:00 | 34.11 | 2016 | 4.33 | 2016-05-31
Spain | ESP | 2016-05-17 14:00 | 2016-05-17 16:00 | 32.69 | 2016 | 4.33 | 2016-05-31
Spain | ESP | 2016-05-17 15:00 | 2016-05-17 17:00 | 33 | 2016 | 4.33 | 2016-05-31
Spain | ESP | 2016-05-17 16:00 | 2016-05-17 18:00 | 34.64 | 2016 | 4.33 | 2016-05-31
Spain | ESP | 2016-05-17 17:00 | 2016-05-17 19:00 | 34.92 | 2016 | 4.33 | 2016-05-31
Spain | ESP | 2016-05-17 18:00 | 2016-05-17 20:00 | 36.76 | 2016 | 4.33 | 2016-05-31
Spain | ESP | 2016-05-17 19:00 | 2016-05-17 21:00 | 38.41 | 2016 | 4.33 | 2016-05-31
Spain | ESP | 2016-05-17 20:00 | 2016-05-17 22:00 | 35.57 | 2016 | 4.33 | 2016-05-31
Spain | ESP | 2016-05-17 21:00 | 2016-05-17 23:00 | 31 | 2016 | 4.33 | 2016-05-31
Spain | ESP | 2016-05-17 22:00 | 2016-05-18 | 32.01 | 2016 | 4.33 | 2016-05-31
Spain | ESP | 2016-05-17 23:00 | 2016-05-18 01:00 | 27.69 | 2016 | 4.33 | 2016-05-31
Spain | ESP | 2016-05-18 | 2016-05-18 02:00 | 23.89 | 2016 | 4.33 | 2016-05-31
Spain | ESP | 2016-05-18 01:00 | 2016-05-18 03:00 | 22.92 | 2016 | 4.33 | 2016-05-31
Spain | ESP | 2016-05-18 02:00 | 2016-05-18 04:00 | 23.31 | 2016 | 4.33 | 2016-05-31
Spain | ESP | 2016-05-18 03:00 | 2016-05-18 05:00 | 25 | 2016 | 4.33 | 2016-05-31
Spain | ESP | 2016-05-18 04:00 | 2016-05-18 06:00 | 31.12 | 2016 | 4.33 | 2016-05-31
Spain | ESP | 2016-05-18 05:00 | 2016-05-18 07:00 | 37.06 | 2016 | 4.33 | 2016-05-31
Spain | ESP | 2016-05-18 06:00 | 2016-05-18 08:00 | 39.48 | 2016 | 4.33 | 2016-05-31
Spain | ESP | 2016-05-18 07:00 | 2016-05-18 09:00 | 36.81 | 2016 | 4.33 | 2016-05-31
Spain | ESP | 2016-05-18 08:00 | 2016-05-18 10:00 | 35.41 | 2016 | 4.33 | 2016-05-31
Spain | ESP | 2016-05-18 09:00 | 2016-05-18 11:00 | 35.69 | 2016 | 4.33 | 2016-05-31
Spain | ESP | 2016-05-18 10:00 | 2016-05-18 12:00 | 34.21 | 2016 | 4.33 | 2016-05-31
Spain | ESP | 2016-05-18 11:00 | 2016-05-18 13:00 | 33.38 | 2016 | 4.33 | 2016-05-31
Spain | ESP | 2016-05-18 12:00 | 2016-05-18 14:00 | 31.69 | 2016 | 4.33 | 2016-05-31
Spain | ESP | 2016-05-18 13:00 | 2016-05-18 15:00 | 30.85 | 2016 | 4.33 | 2016-05-31
Spain | ESP | 2016-05-18 14:00 | 2016-05-18 16:00 | 31.32 | 2016 | 4.33 | 2016-05-31
Spain | ESP | 2016-05-18 15:00 | 2016-05-18 17:00 | 31.69 | 2016 | 4.33 | 2016-05-31
Spain | ESP | 2016-05-18 16:00 | 2016-05-18 18:00 | 31.5 | 2016 | 4.33 | 2016-05-31
Spain | ESP | 2016-05-18 17:00 | 2016-05-18 19:00 | 30.01 | 2016 | 4.33 | 2016-05-31
Spain | ESP | 2016-05-18 18:00 | 2016-05-18 20:00 | 34.61 | 2016 | 4.33 | 2016-05-31
Spain | ESP | 2016-05-18 19:00 | 2016-05-18 21:00 | 34.95 | 2016 | 4.33 | 2016-05-31
Spain | ESP | 2016-05-18 20:00 | 2016-05-18 22:00 | 33.09 | 2016 | 4.33 | 2016-05-31
Spain | ESP | 2016-05-18 21:00 | 2016-05-18 23:00 | 30.94 | 2016 | 4.33 | 2016-05-31
Spain | ESP | 2016-05-18 22:00 | 2016-05-19 | 25 | 2016 | 4.33 | 2016-05-31
Spain | ESP | 2016-05-18 23:00 | 2016-05-19 01:00 | 22.91 | 2016 | 4.33 | 2016-05-31
Spain | ESP | 2016-05-19 | 2016-05-19 02:00 | 22.23 | 2016 | 4.33 | 2016-05-31
Spain | ESP | 2016-05-19 01:00 | 2016-05-19 03:00 | 21.85 | 2016 | 4.33 | 2016-05-31
Spain | ESP | 2016-05-19 02:00 | 2016-05-19 04:00 | 22.29 | 2016 | 4.33 | 2016-05-31
Spain | ESP | 2016-05-19 03:00 | 2016-05-19 05:00 | 23.9 | 2016 | 4.33 | 2016-05-31
Spain | ESP | 2016-05-19 04:00 | 2016-05-19 06:00 | 31.58 | 2016 | 4.33 | 2016-05-31
Spain | ESP | 2016-05-19 05:00 | 2016-05-19 07:00 | 38.01 | 2016 | 4.33 | 2016-05-31
Spain | ESP | 2016-05-19 06:00 | 2016-05-19 08:00 | 39 | 2016 | 4.33 | 2016-05-31
Spain | ESP | 2016-05-19 07:00 | 2016-05-19 09:00 | 36.81 | 2016 | 4.33 | 2016-05-31
Spain | ESP | 2016-05-19 08:00 | 2016-05-19 10:00 | 34.61 | 2016 | 4.33 | 2016-05-31
Spain | ESP | 2016-05-19 09:00 | 2016-05-19 11:00 | 33 | 2016 | 4.33 | 2016-05-31
Spain | ESP | 2016-05-19 10:00 | 2016-05-19 12:00 | 34.69 | 2016 | 4.33 | 2016-05-31
Spain | ESP | 2016-05-19 11:00 | 2016-05-19 13:00 | 35.41 | 2016 | 4.33 | 2016-05-31
Spain | ESP | 2016-05-19 12:00 | 2016-05-19 14:00 | 34.61 | 2016 | 4.33 | 2016-05-31
Spain | ESP | 2016-05-19 13:00 | 2016-05-19 15:00 | 32.71 | 2016 | 4.33 | 2016-05-31
Spain | ESP | 2016-05-19 14:00 | 2016-05-19 16:00 | 31.91 | 2016 | 4.33 | 2016-05-31
Spain | ESP | 2016-05-19 15:00 | 2016-05-19 17:00 | 32.35 | 2016 | 4.33 | 2016-05-31
Spain | ESP | 2016-05-19 16:00 | 2016-05-19 18:00 | 32.69 | 2016 | 4.33 | 2016-05-31
Spain | ESP | 2016-05-19 17:00 | 2016-05-19 19:00 | 33.69 | 2016 | 4.33 | 2016-05-31
Spain | ESP | 2016-05-19 18:00 | 2016-05-19 20:00 | 34.96 | 2016 | 4.33 | 2016-05-31
Spain | ESP | 2016-05-19 19:00 | 2016-05-19 21:00 | 33.85 | 2016 | 4.33 | 2016-05-31
Spain | ESP | 2016-05-19 20:00 | 2016-05-19 22:00 | 32.08 | 2016 | 4.33 | 2016-05-31
Spain | ESP | 2016-05-19 21:00 | 2016-05-19 23:00 | 30.69 | 2016 | 4.33 | 2016-05-31
Spain | ESP | 2016-05-19 22:00 | 2016-05-20 | 31.15 | 2016 | 4.33 | 2016-05-31
Spain | ESP | 2016-05-19 23:00 | 2016-05-20 01:00 | 23.42 | 2016 | 4.33 | 2016-05-31
Spain | ESP | 2016-05-20 | 2016-05-20 02:00 | 22.15 | 2016 | 4.33 | 2016-05-31
Spain | ESP | 2016-05-20 01:00 | 2016-05-20 03:00 | 22.05 | 2016 | 4.33 | 2016-05-31
Spain | ESP | 2016-05-20 02:00 | 2016-05-20 04:00 | 22.22 | 2016 | 4.33 | 2016-05-31
Spain | ESP | 2016-05-20 03:00 | 2016-05-20 05:00 | 26.69 | 2016 | 4.33 | 2016-05-31
Spain | ESP | 2016-05-20 04:00 | 2016-05-20 06:00 | 27.71 | 2016 | 4.33 | 2016-05-31
Spain | ESP | 2016-05-20 05:00 | 2016-05-20 07:00 | 33.07 | 2016 | 4.33 | 2016-05-31
Spain | ESP | 2016-05-20 06:00 | 2016-05-20 08:00 | 34.97 | 2016 | 4.33 | 2016-05-31
Spain | ESP | 2016-05-20 07:00 | 2016-05-20 09:00 | 34.44 | 2016 | 4.33 | 2016-05-31
Spain | ESP | 2016-05-20 08:00 | 2016-05-20 10:00 | 34.27 | 2016 | 4.33 | 2016-05-31
Spain | ESP | 2016-05-20 09:00 | 2016-05-20 11:00 | 34.26 | 2016 | 4.33 | 2016-05-31
Spain | ESP | 2016-05-20 10:00 | 2016-05-20 12:00 | 34.61 | 2016 | 4.33 | 2016-05-31
Spain | ESP | 2016-05-20 11:00 | 2016-05-20 13:00 | 34.27 | 2016 | 4.33 | 2016-05-31
Spain | ESP | 2016-05-20 12:00 | 2016-05-20 14:00 | 34 | 2016 | 4.33 | 2016-05-31
Spain | ESP | 2016-05-20 13:00 | 2016-05-20 15:00 | 33 | 2016 | 4.33 | 2016-05-31
Spain | ESP | 2016-05-20 14:00 | 2016-05-20 16:00 | 33 | 2016 | 4.33 | 2016-05-31
Spain | ESP | 2016-05-20 15:00 | 2016-05-20 17:00 | 33 | 2016 | 4.33 | 2016-05-31
Spain | ESP | 2016-05-20 16:00 | 2016-05-20 18:00 | 32.69 | 2016 | 4.33 | 2016-05-31
Spain | ESP | 2016-05-20 17:00 | 2016-05-20 19:00 | 33.92 | 2016 | 4.33 | 2016-05-31
Spain | ESP | 2016-05-20 18:00 | 2016-05-20 20:00 | 34.06 | 2016 | 4.33 | 2016-05-31
Spain | ESP | 2016-05-20 19:00 | 2016-05-20 21:00 | 34.84 | 2016 | 4.33 | 2016-05-31
Spain | ESP | 2016-05-20 20:00 | 2016-05-20 22:00 | 35.27 | 2016 | 4.33 | 2016-05-31
Spain | ESP | 2016-05-20 21:00 | 2016-05-20 23:00 | 34.64 | 2016 | 4.33 | 2016-05-31
Spain | ESP | 2016-05-20 22:00 | 2016-05-21 | 25.45 | 2016 | 4.33 | 2016-05-31
Spain | ESP | 2016-05-20 23:00 | 2016-05-21 01:00 | 23.49 | 2016 | 4.33 | 2016-05-31
Spain | ESP | 2016-05-21 | 2016-05-21 02:00 | 22.6 | 2016 | 4.33 | 2016-05-31
Spain | ESP | 2016-05-21 01:00 | 2016-05-21 03:00 | 21.26 | 2016 | 4.33 | 2016-05-31
Spain | ESP | 2016-05-21 02:00 | 2016-05-21 04:00 | 20 | 2016 | 4.33 | 2016-05-31
Spain | ESP | 2016-05-21 03:00 | 2016-05-21 05:00 | 19.38 | 2016 | 4.33 | 2016-05-31
Spain | ESP | 2016-05-21 04:00 | 2016-05-21 06:00 | 20.03 | 2016 | 4.33 | 2016-05-31
Spain | ESP | 2016-05-21 05:00 | 2016-05-21 07:00 | 20.88 | 2016 | 4.33 | 2016-05-31
Spain | ESP | 2016-05-21 06:00 | 2016-05-21 08:00 | 21.5 | 2016 | 4.33 | 2016-05-31
Spain | ESP | 2016-05-21 07:00 | 2016-05-21 09:00 | 22.32 | 2016 | 4.33 | 2016-05-31
Spain | ESP | 2016-05-21 08:00 | 2016-05-21 10:00 | 20.79 | 2016 | 4.33 | 2016-05-31
Spain | ESP | 2016-05-21 09:00 | 2016-05-21 11:00 | 19.04 | 2016 | 4.33 | 2016-05-31
Spain | ESP | 2016-05-21 10:00 | 2016-05-21 12:00 | 18.4 | 2016 | 4.33 | 2016-05-31
Spain | ESP | 2016-05-21 11:00 | 2016-05-21 13:00 | 16.81 | 2016 | 4.33 | 2016-05-31
Spain | ESP | 2016-05-21 12:00 | 2016-05-21 14:00 | 15.3 | 2016 | 4.33 | 2016-05-31
Spain | ESP | 2016-05-21 13:00 | 2016-05-21 15:00 | 13.29 | 2016 | 4.33 | 2016-05-31
Spain | ESP | 2016-05-21 14:00 | 2016-05-21 16:00 | 11.19 | 2016 | 4.33 | 2016-05-31
Spain | ESP | 2016-05-21 15:00 | 2016-05-21 17:00 | 15.69 | 2016 | 4.33 | 2016-05-31
Spain | ESP | 2016-05-21 16:00 | 2016-05-21 18:00 | 20.1 | 2016 | 4.33 | 2016-05-31
Spain | ESP | 2016-05-21 17:00 | 2016-05-21 19:00 | 20.79 | 2016 | 4.33 | 2016-05-31
Spain | ESP | 2016-05-21 18:00 | 2016-05-21 20:00 | 21 | 2016 | 4.33 | 2016-05-31
Spain | ESP | 2016-05-21 19:00 | 2016-05-21 21:00 | 23.85 | 2016 | 4.33 | 2016-05-31
Spain | ESP | 2016-05-21 20:00 | 2016-05-21 22:00 | 27 | 2016 | 4.33 | 2016-05-31
Spain | ESP | 2016-05-21 21:00 | 2016-05-21 23:00 | 22 | 2016 | 4.33 | 2016-05-31
Spain | ESP | 2016-05-21 22:00 | 2016-05-22 | 17.79 | 2016 | 4.33 | 2016-05-31
Spain | ESP | 2016-05-21 23:00 | 2016-05-22 01:00 | 12.03 | 2016 | 4.33 | 2016-05-31
Spain | ESP | 2016-05-22 | 2016-05-22 02:00 | 9.39 | 2016 | 4.33 | 2016-05-31
Spain | ESP | 2016-05-22 01:00 | 2016-05-22 03:00 | 6.99 | 2016 | 4.33 | 2016-05-31
Spain | ESP | 2016-05-22 02:00 | 2016-05-22 04:00 | 5.49 | 2016 | 4.33 | 2016-05-31
Spain | ESP | 2016-05-22 03:00 | 2016-05-22 05:00 | 3.31 | 2016 | 4.33 | 2016-05-31
Spain | ESP | 2016-05-22 04:00 | 2016-05-22 06:00 | 3 | 2016 | 4.33 | 2016-05-31
Spain | ESP | 2016-05-22 05:00 | 2016-05-22 07:00 | 3.45 | 2016 | 4.33 | 2016-05-31
Spain | ESP | 2016-05-22 06:00 | 2016-05-22 08:00 | 5.4 | 2016 | 4.33 | 2016-05-31
Spain | ESP | 2016-05-22 07:00 | 2016-05-22 09:00 | 6.99 | 2016 | 4.33 | 2016-05-31
Spain | ESP | 2016-05-22 08:00 | 2016-05-22 10:00 | 7.06 | 2016 | 4.33 | 2016-05-31
Spain | ESP | 2016-05-22 09:00 | 2016-05-22 11:00 | 8.28 | 2016 | 4.33 | 2016-05-31
Spain | ESP | 2016-05-22 10:00 | 2016-05-22 12:00 | 8.2 | 2016 | 4.33 | 2016-05-31
Spain | ESP | 2016-05-22 11:00 | 2016-05-22 13:00 | 5.86 | 2016 | 4.33 | 2016-05-31
Spain | ESP | 2016-05-22 12:00 | 2016-05-22 14:00 | 4 | 2016 | 4.33 | 2016-05-31
Spain | ESP | 2016-05-22 13:00 | 2016-05-22 15:00 | 2.3 | 2016 | 4.33 | 2016-05-31
Spain | ESP | 2016-05-22 14:00 | 2016-05-22 16:00 | 2.5 | 2016 | 4.33 | 2016-05-31
Spain | ESP | 2016-05-22 15:00 | 2016-05-22 17:00 | 4.94 | 2016 | 4.33 | 2016-05-31
Spain | ESP | 2016-05-22 16:00 | 2016-05-22 18:00 | 6.01 | 2016 | 4.33 | 2016-05-31
Spain | ESP | 2016-05-22 17:00 | 2016-05-22 19:00 | 11.19 | 2016 | 4.33 | 2016-05-31
Spain | ESP | 2016-05-22 18:00 | 2016-05-22 20:00 | 12.4 | 2016 | 4.33 | 2016-05-31
Spain | ESP | 2016-05-22 19:00 | 2016-05-22 21:00 | 26.11 | 2016 | 4.33 | 2016-05-31
Spain | ESP | 2016-05-22 20:00 | 2016-05-22 22:00 | 27.9 | 2016 | 4.33 | 2016-05-31
Spain | ESP | 2016-05-22 21:00 | 2016-05-22 23:00 | 25.56 | 2016 | 4.33 | 2016-05-31
Spain | ESP | 2016-05-22 22:00 | 2016-05-23 | 22.67 | 2016 | 4.33 | 2016-05-31
Spain | ESP | 2016-05-22 23:00 | 2016-05-23 01:00 | 20.89 | 2016 | 4.33 | 2016-05-31
Spain | ESP | 2016-05-23 | 2016-05-23 02:00 | 19.51 | 2016 | 4.33 | 2016-05-31
Spain | ESP | 2016-05-23 01:00 | 2016-05-23 03:00 | 18.69 | 2016 | 4.33 | 2016-05-31
Spain | ESP | 2016-05-23 02:00 | 2016-05-23 04:00 | 17.02 | 2016 | 4.33 | 2016-05-31
Spain | ESP | 2016-05-23 03:00 | 2016-05-23 05:00 | 20.69 | 2016 | 4.33 | 2016-05-31
Spain | ESP | 2016-05-23 04:00 | 2016-05-23 06:00 | 29.98 | 2016 | 4.33 | 2016-05-31
Spain | ESP | 2016-05-23 05:00 | 2016-05-23 07:00 | 34.51 | 2016 | 4.33 | 2016-05-31
Spain | ESP | 2016-05-23 06:00 | 2016-05-23 08:00 | 39.15 | 2016 | 4.33 | 2016-05-31
Spain | ESP | 2016-05-23 07:00 | 2016-05-23 09:00 | 37.7 | 2016 | 4.33 | 2016-05-31
Spain | ESP | 2016-05-23 08:00 | 2016-05-23 10:00 | 36 | 2016 | 4.33 | 2016-05-31
Spain | ESP | 2016-05-23 09:00 | 2016-05-23 11:00 | 35.94 | 2016 | 4.33 | 2016-05-31
Spain | ESP | 2016-05-23 10:00 | 2016-05-23 12:00 | 33.91 | 2016 | 4.33 | 2016-05-31
Spain | ESP | 2016-05-23 11:00 | 2016-05-23 13:00 | 33.54 | 2016 | 4.33 | 2016-05-31
Spain | ESP | 2016-05-23 12:00 | 2016-05-23 14:00 | 32.5 | 2016 | 4.33 | 2016-05-31
Spain | ESP | 2016-05-23 13:00 | 2016-05-23 15:00 | 32.78 | 2016 | 4.33 | 2016-05-31
Spain | ESP | 2016-05-23 14:00 | 2016-05-23 16:00 | 31.96 | 2016 | 4.33 | 2016-05-31
Spain | ESP | 2016-05-23 15:00 | 2016-05-23 17:00 | 31.68 | 2016 | 4.33 | 2016-05-31
Spain | ESP | 2016-05-23 16:00 | 2016-05-23 18:00 | 32.49 | 2016 | 4.33 | 2016-05-31
Spain | ESP | 2016-05-23 17:00 | 2016-05-23 19:00 | 33.09 | 2016 | 4.33 | 2016-05-31
Spain | ESP | 2016-05-23 18:00 | 2016-05-23 20:00 | 34.7 | 2016 | 4.33 | 2016-05-31
Spain | ESP | 2016-05-23 19:00 | 2016-05-23 21:00 | 36.61 | 2016 | 4.33 | 2016-05-31
Spain | ESP | 2016-05-23 20:00 | 2016-05-23 22:00 | 35.61 | 2016 | 4.33 | 2016-05-31
Spain | ESP | 2016-05-23 21:00 | 2016-05-23 23:00 | 33 | 2016 | 4.33 | 2016-05-31
Spain | ESP | 2016-05-23 22:00 | 2016-05-24 | 33.2 | 2016 | 4.33 | 2016-05-31
Spain | ESP | 2016-05-23 23:00 | 2016-05-24 01:00 | 33.07 | 2016 | 4.33 | 2016-05-31
Spain | ESP | 2016-05-24 | 2016-05-24 02:00 | 31.64 | 2016 | 4.33 | 2016-05-31
Spain | ESP | 2016-05-24 01:00 | 2016-05-24 03:00 | 27.21 | 2016 | 4.33 | 2016-05-31
Spain | ESP | 2016-05-24 02:00 | 2016-05-24 04:00 | 25.81 | 2016 | 4.33 | 2016-05-31
Spain | ESP | 2016-05-24 03:00 | 2016-05-24 05:00 | 28 | 2016 | 4.33 | 2016-05-31
Spain | ESP | 2016-05-24 04:00 | 2016-05-24 06:00 | 32.01 | 2016 | 4.33 | 2016-05-31
Spain | ESP | 2016-05-24 05:00 | 2016-05-24 07:00 | 34.38 | 2016 | 4.33 | 2016-05-31
Spain | ESP | 2016-05-24 06:00 | 2016-05-24 08:00 | 37.09 | 2016 | 4.33 | 2016-05-31
Spain | ESP | 2016-05-24 07:00 | 2016-05-24 09:00 | 36.19 | 2016 | 4.33 | 2016-05-31
Spain | ESP | 2016-05-24 08:00 | 2016-05-24 10:00 | 36.94 | 2016 | 4.33 | 2016-05-31
Spain | ESP | 2016-05-24 09:00 | 2016-05-24 11:00 | 36.06 | 2016 | 4.33 | 2016-05-31
Spain | ESP | 2016-05-24 10:00 | 2016-05-24 12:00 | 33.09 | 2016 | 4.33 | 2016-05-31
Spain | ESP | 2016-05-24 11:00 | 2016-05-24 13:00 | 33 | 2016 | 4.33 | 2016-05-31
Spain | ESP | 2016-05-24 12:00 | 2016-05-24 14:00 | 32.69 | 2016 | 4.33 | 2016-05-31
Spain | ESP | 2016-05-24 13:00 | 2016-05-24 15:00 | 30.92 | 2016 | 4.33 | 2016-05-31
Spain | ESP | 2016-05-24 14:00 | 2016-05-24 16:00 | 29.12 | 2016 | 4.33 | 2016-05-31
Spain | ESP | 2016-05-24 15:00 | 2016-05-24 17:00 | 29.8 | 2016 | 4.33 | 2016-05-31
Spain | ESP | 2016-05-24 16:00 | 2016-05-24 18:00 | 31.25 | 2016 | 4.33 | 2016-05-31
Spain | ESP | 2016-05-24 17:00 | 2016-05-24 19:00 | 32.2 | 2016 | 4.33 | 2016-05-31
Spain | ESP | 2016-05-24 18:00 | 2016-05-24 20:00 | 31.64 | 2016 | 4.33 | 2016-05-31
Spain | ESP | 2016-05-24 19:00 | 2016-05-24 21:00 | 32.38 | 2016 | 4.33 | 2016-05-31
Spain | ESP | 2016-05-24 20:00 | 2016-05-24 22:00 | 32 | 2016 | 4.33 | 2016-05-31
Spain | ESP | 2016-05-24 21:00 | 2016-05-24 23:00 | 29.85 | 2016 | 4.33 | 2016-05-31
Spain | ESP | 2016-05-24 22:00 | 2016-05-25 | 34.38 | 2016 | 4.33 | 2016-05-31
Spain | ESP | 2016-05-24 23:00 | 2016-05-25 01:00 | 33.05 | 2016 | 4.33 | 2016-05-31
Spain | ESP | 2016-05-25 | 2016-05-25 02:00 | 27.01 | 2016 | 4.33 | 2016-05-31
Spain | ESP | 2016-05-25 01:00 | 2016-05-25 03:00 | 26.11 | 2016 | 4.33 | 2016-05-31
Spain | ESP | 2016-05-25 02:00 | 2016-05-25 04:00 | 26.11 | 2016 | 4.33 | 2016-05-31
Spain | ESP | 2016-05-25 03:00 | 2016-05-25 05:00 | 28.69 | 2016 | 4.33 | 2016-05-31
Spain | ESP | 2016-05-25 04:00 | 2016-05-25 06:00 | 34.25 | 2016 | 4.33 | 2016-05-31
Spain | ESP | 2016-05-25 05:00 | 2016-05-25 07:00 | 35.8 | 2016 | 4.33 | 2016-05-31
Spain | ESP | 2016-05-25 06:00 | 2016-05-25 08:00 | 39.2 | 2016 | 4.33 | 2016-05-31
Spain | ESP | 2016-05-25 07:00 | 2016-05-25 09:00 | 36.53 | 2016 | 4.33 | 2016-05-31
Spain | ESP | 2016-05-25 08:00 | 2016-05-25 10:00 | 36 | 2016 | 4.33 | 2016-05-31
Spain | ESP | 2016-05-25 09:00 | 2016-05-25 11:00 | 35.05 | 2016 | 4.33 | 2016-05-31
Spain | ESP | 2016-05-25 10:00 | 2016-05-25 12:00 | 35.9 | 2016 | 4.33 | 2016-05-31
Spain | ESP | 2016-05-25 11:00 | 2016-05-25 13:00 | 35.69 | 2016 | 4.33 | 2016-05-31
Spain | ESP | 2016-05-25 12:00 | 2016-05-25 14:00 | 36.2 | 2016 | 4.33 | 2016-05-31
Spain | ESP | 2016-05-25 13:00 | 2016-05-25 15:00 | 36.07 | 2016 | 4.33 | 2016-05-31
Spain | ESP | 2016-05-25 14:00 | 2016-05-25 16:00 | 36 | 2016 | 4.33 | 2016-05-31
Spain | ESP | 2016-05-25 15:00 | 2016-05-25 17:00 | 36.23 | 2016 | 4.33 | 2016-05-31
Spain | ESP | 2016-05-25 16:00 | 2016-05-25 18:00 | 35.8 | 2016 | 4.33 | 2016-05-31
Spain | ESP | 2016-05-25 17:00 | 2016-05-25 19:00 | 36.61 | 2016 | 4.33 | 2016-05-31
Spain | ESP | 2016-05-25 18:00 | 2016-05-25 20:00 | 36.76 | 2016 | 4.33 | 2016-05-31
Spain | ESP | 2016-05-25 19:00 | 2016-05-25 21:00 | 41.01 | 2016 | 4.33 | 2016-05-31
Spain | ESP | 2016-05-25 20:00 | 2016-05-25 22:00 | 37.69 | 2016 | 4.33 | 2016-05-31
Spain | ESP | 2016-05-25 21:00 | 2016-05-25 23:00 | 36.2 | 2016 | 4.33 | 2016-05-31
Spain | ESP | 2016-05-25 22:00 | 2016-05-26 | 37 | 2016 | 4.33 | 2016-05-31
Spain | ESP | 2016-05-25 23:00 | 2016-05-26 01:00 | 37.01 | 2016 | 4.33 | 2016-05-31
Spain | ESP | 2016-05-26 | 2016-05-26 02:00 | 36.19 | 2016 | 4.33 | 2016-05-31
Spain | ESP | 2016-05-26 01:00 | 2016-05-26 03:00 | 35.45 | 2016 | 4.33 | 2016-05-31
Spain | ESP | 2016-05-26 02:00 | 2016-05-26 04:00 | 35.35 | 2016 | 4.33 | 2016-05-31
Spain | ESP | 2016-05-26 03:00 | 2016-05-26 05:00 | 36.01 | 2016 | 4.33 | 2016-05-31
Spain | ESP | 2016-05-26 04:00 | 2016-05-26 06:00 | 37.01 | 2016 | 4.33 | 2016-05-31
Spain | ESP | 2016-05-26 05:00 | 2016-05-26 07:00 | 36.19 | 2016 | 4.33 | 2016-05-31
Spain | ESP | 2016-05-26 06:00 | 2016-05-26 08:00 | 37.59 | 2016 | 4.33 | 2016-05-31
Spain | ESP | 2016-05-26 07:00 | 2016-05-26 09:00 | 37.4 | 2016 | 4.33 | 2016-05-31
Spain | ESP | 2016-05-26 08:00 | 2016-05-26 10:00 | 36.69 | 2016 | 4.33 | 2016-05-31
Spain | ESP | 2016-05-26 09:00 | 2016-05-26 11:00 | 36.19 | 2016 | 4.33 | 2016-05-31
Spain | ESP | 2016-05-26 10:00 | 2016-05-26 12:00 | 36.19 | 2016 | 4.33 | 2016-05-31
Spain | ESP | 2016-05-26 11:00 | 2016-05-26 13:00 | 35.69 | 2016 | 4.33 | 2016-05-31
Spain | ESP | 2016-05-26 12:00 | 2016-05-26 14:00 | 36.5 | 2016 | 4.33 | 2016-05-31
Spain | ESP | 2016-05-26 13:00 | 2016-05-26 15:00 | 35.69 | 2016 | 4.33 | 2016-05-31
Spain | ESP | 2016-05-26 14:00 | 2016-05-26 16:00 | 35.45 | 2016 | 4.33 | 2016-05-31
Spain | ESP | 2016-05-26 15:00 | 2016-05-26 17:00 | 36.19 | 2016 | 4.33 | 2016-05-31
Spain | ESP | 2016-05-26 16:00 | 2016-05-26 18:00 | 36.45 | 2016 | 4.33 | 2016-05-31
Spain | ESP | 2016-05-26 17:00 | 2016-05-26 19:00 | 35.27 | 2016 | 4.33 | 2016-05-31
Spain | ESP | 2016-05-26 18:00 | 2016-05-26 20:00 | 36.19 | 2016 | 4.33 | 2016-05-31
Spain | ESP | 2016-05-26 19:00 | 2016-05-26 21:00 | 38.44 | 2016 | 4.33 | 2016-05-31
Spain | ESP | 2016-05-26 20:00 | 2016-05-26 22:00 | 37.55 | 2016 | 4.33 | 2016-05-31
Spain | ESP | 2016-05-26 21:00 | 2016-05-26 23:00 | 36.5 | 2016 | 4.33 | 2016-05-31
Spain | ESP | 2016-05-26 22:00 | 2016-05-27 | 40.2 | 2016 | 4.33 | 2016-05-31
Spain | ESP | 2016-05-26 23:00 | 2016-05-27 01:00 | 40.09 | 2016 | 4.33 | 2016-05-31
Spain | ESP | 2016-05-27 | 2016-05-27 02:00 | 40.09 | 2016 | 4.33 | 2016-05-31
Spain | ESP | 2016-05-27 01:00 | 2016-05-27 03:00 | 40 | 2016 | 4.33 | 2016-05-31
Spain | ESP | 2016-05-27 02:00 | 2016-05-27 04:00 | 40.09 | 2016 | 4.33 | 2016-05-31
Spain | ESP | 2016-05-27 03:00 | 2016-05-27 05:00 | 40.09 | 2016 | 4.33 | 2016-05-31
Spain | ESP | 2016-05-27 04:00 | 2016-05-27 06:00 | 37.48 | 2016 | 4.33 | 2016-05-31
Spain | ESP | 2016-05-27 05:00 | 2016-05-27 07:00 | 36.19 | 2016 | 4.33 | 2016-05-31
Spain | ESP | 2016-05-27 06:00 | 2016-05-27 08:00 | 40.03 | 2016 | 4.33 | 2016-05-31
Spain | ESP | 2016-05-27 07:00 | 2016-05-27 09:00 | 38.29 | 2016 | 4.33 | 2016-05-31
Spain | ESP | 2016-05-27 08:00 | 2016-05-27 10:00 | 37.19 | 2016 | 4.33 | 2016-05-31
Spain | ESP | 2016-05-27 09:00 | 2016-05-27 11:00 | 35.69 | 2016 | 4.33 | 2016-05-31
Spain | ESP | 2016-05-27 10:00 | 2016-05-27 12:00 | 34.24 | 2016 | 4.33 | 2016-05-31
Spain | ESP | 2016-05-27 11:00 | 2016-05-27 13:00 | 33.44 | 2016 | 4.33 | 2016-05-31
Spain | ESP | 2016-05-27 12:00 | 2016-05-27 14:00 | 33.5 | 2016 | 4.33 | 2016-05-31
Spain | ESP | 2016-05-27 13:00 | 2016-05-27 15:00 | 32 | 2016 | 4.33 | 2016-05-31
Spain | ESP | 2016-05-27 14:00 | 2016-05-27 16:00 | 30.46 | 2016 | 4.33 | 2016-05-31
Spain | ESP | 2016-05-27 15:00 | 2016-05-27 17:00 | 33.42 | 2016 | 4.33 | 2016-05-31
Spain | ESP | 2016-05-27 16:00 | 2016-05-27 18:00 | 32.91 | 2016 | 4.33 | 2016-05-31
Spain | ESP | 2016-05-27 17:00 | 2016-05-27 19:00 | 33.2 | 2016 | 4.33 | 2016-05-31
Spain | ESP | 2016-05-27 18:00 | 2016-05-27 20:00 | 32.19 | 2016 | 4.33 | 2016-05-31
Spain | ESP | 2016-05-27 19:00 | 2016-05-27 21:00 | 35.66 | 2016 | 4.33 | 2016-05-31
Spain | ESP | 2016-05-27 20:00 | 2016-05-27 22:00 | 35.47 | 2016 | 4.33 | 2016-05-31
Spain | ESP | 2016-05-27 21:00 | 2016-05-27 23:00 | 32.8 | 2016 | 4.33 | 2016-05-31
Spain | ESP | 2016-05-27 22:00 | 2016-05-28 | 28.92 | 2016 | 4.33 | 2016-05-31
Spain | ESP | 2016-05-27 23:00 | 2016-05-28 01:00 | 26.03 | 2016 | 4.33 | 2016-05-31
Spain | ESP | 2016-05-28 | 2016-05-28 02:00 | 22.79 | 2016 | 4.33 | 2016-05-31
Spain | ESP | 2016-05-28 01:00 | 2016-05-28 03:00 | 22.16 | 2016 | 4.33 | 2016-05-31
Spain | ESP | 2016-05-28 02:00 | 2016-05-28 04:00 | 22.24 | 2016 | 4.33 | 2016-05-31
Spain | ESP | 2016-05-28 03:00 | 2016-05-28 05:00 | 22.16 | 2016 | 4.33 | 2016-05-31
Spain | ESP | 2016-05-28 04:00 | 2016-05-28 06:00 | 22.56 | 2016 | 4.33 | 2016-05-31
Spain | ESP | 2016-05-28 05:00 | 2016-05-28 07:00 | 24 | 2016 | 4.33 | 2016-05-31
Spain | ESP | 2016-05-28 06:00 | 2016-05-28 08:00 | 26.57 | 2016 | 4.33 | 2016-05-31
Spain | ESP | 2016-05-28 07:00 | 2016-05-28 09:00 | 28.95 | 2016 | 4.33 | 2016-05-31
Spain | ESP | 2016-05-28 08:00 | 2016-05-28 10:00 | 28.39 | 2016 | 4.33 | 2016-05-31
Spain | ESP | 2016-05-28 09:00 | 2016-05-28 11:00 | 27.55 | 2016 | 4.33 | 2016-05-31
Spain | ESP | 2016-05-28 10:00 | 2016-05-28 12:00 | 25.45 | 2016 | 4.33 | 2016-05-31
Spain | ESP | 2016-05-28 11:00 | 2016-05-28 13:00 | 23.2 | 2016 | 4.33 | 2016-05-31
Spain | ESP | 2016-05-28 12:00 | 2016-05-28 14:00 | 21.87 | 2016 | 4.33 | 2016-05-31
Spain | ESP | 2016-05-28 13:00 | 2016-05-28 15:00 | 20.8 | 2016 | 4.33 | 2016-05-31
Spain | ESP | 2016-05-28 14:00 | 2016-05-28 16:00 | 19.72 | 2016 | 4.33 | 2016-05-31
Spain | ESP | 2016-05-28 15:00 | 2016-05-28 17:00 | 17.86 | 2016 | 4.33 | 2016-05-31
Spain | ESP | 2016-05-28 16:00 | 2016-05-28 18:00 | 17.87 | 2016 | 4.33 | 2016-05-31
Spain | ESP | 2016-05-28 17:00 | 2016-05-28 19:00 | 18.1 | 2016 | 4.33 | 2016-05-31
Spain | ESP | 2016-05-28 18:00 | 2016-05-28 20:00 | 22.24 | 2016 | 4.33 | 2016-05-31
Spain | ESP | 2016-05-28 19:00 | 2016-05-28 21:00 | 26.06 | 2016 | 4.33 | 2016-05-31
Spain | ESP | 2016-05-28 20:00 | 2016-05-28 22:00 | 29.4 | 2016 | 4.33 | 2016-05-31
Spain | ESP | 2016-05-28 21:00 | 2016-05-28 23:00 | 25.18 | 2016 | 4.33 | 2016-05-31
Spain | ESP | 2016-05-28 22:00 | 2016-05-29 | 17.69 | 2016 | 4.33 | 2016-05-31
Spain | ESP | 2016-05-28 23:00 | 2016-05-29 01:00 | 12.4 | 2016 | 4.33 | 2016-05-31
Spain | ESP | 2016-05-29 | 2016-05-29 02:00 | 11.19 | 2016 | 4.33 | 2016-05-31
Spain | ESP | 2016-05-29 01:00 | 2016-05-29 03:00 | 9.84 | 2016 | 4.33 | 2016-05-31
Spain | ESP | 2016-05-29 02:00 | 2016-05-29 04:00 | 7.63 | 2016 | 4.33 | 2016-05-31
Spain | ESP | 2016-05-29 03:00 | 2016-05-29 05:00 | 6.16 | 2016 | 4.33 | 2016-05-31
Spain | ESP | 2016-05-29 04:00 | 2016-05-29 06:00 | 6.33 | 2016 | 4.33 | 2016-05-31
Spain | ESP | 2016-05-29 05:00 | 2016-05-29 07:00 | 6.66 | 2016 | 4.33 | 2016-05-31
Spain | ESP | 2016-05-29 06:00 | 2016-05-29 08:00 | 6.24 | 2016 | 4.33 | 2016-05-31
Spain | ESP | 2016-05-29 07:00 | 2016-05-29 09:00 | 7.21 | 2016 | 4.33 | 2016-05-31
Spain | ESP | 2016-05-29 08:00 | 2016-05-29 10:00 | 11.19 | 2016 | 4.33 | 2016-05-31
Spain | ESP | 2016-05-29 09:00 | 2016-05-29 11:00 | 13.19 | 2016 | 4.33 | 2016-05-31
Spain | ESP | 2016-05-29 10:00 | 2016-05-29 12:00 | 13.05 | 2016 | 4.33 | 2016-05-31
Spain | ESP | 2016-05-29 11:00 | 2016-05-29 13:00 | 12 | 2016 | 4.33 | 2016-05-31
Spain | ESP | 2016-05-29 12:00 | 2016-05-29 14:00 | 12.4 | 2016 | 4.33 | 2016-05-31
Spain | ESP | 2016-05-29 13:00 | 2016-05-29 15:00 | 8 | 2016 | 4.33 | 2016-05-31
Spain | ESP | 2016-05-29 14:00 | 2016-05-29 16:00 | 5.48 | 2016 | 4.33 | 2016-05-31
Spain | ESP | 2016-05-29 15:00 | 2016-05-29 17:00 | 7.07 | 2016 | 4.33 | 2016-05-31
Spain | ESP | 2016-05-29 16:00 | 2016-05-29 18:00 | 9.05 | 2016 | 4.33 | 2016-05-31
Spain | ESP | 2016-05-29 17:00 | 2016-05-29 19:00 | 12.94 | 2016 | 4.33 | 2016-05-31
Spain | ESP | 2016-05-29 18:00 | 2016-05-29 20:00 | 17.45 | 2016 | 4.33 | 2016-05-31
Spain | ESP | 2016-05-29 19:00 | 2016-05-29 21:00 | 26 | 2016 | 4.33 | 2016-05-31
Spain | ESP | 2016-05-29 20:00 | 2016-05-29 22:00 | 35.81 | 2016 | 4.33 | 2016-05-31
Spain | ESP | 2016-05-29 21:00 | 2016-05-29 23:00 | 29.4 | 2016 | 4.33 | 2016-05-31
Spain | ESP | 2016-05-29 22:00 | 2016-05-30 | 32.95 | 2016 | 4.33 | 2016-05-31
Spain | ESP | 2016-05-29 23:00 | 2016-05-30 01:00 | 28.75 | 2016 | 4.33 | 2016-05-31
Spain | ESP | 2016-05-30 | 2016-05-30 02:00 | 27.25 | 2016 | 4.33 | 2016-05-31
Spain | ESP | 2016-05-30 01:00 | 2016-05-30 03:00 | 27.85 | 2016 | 4.33 | 2016-05-31
Spain | ESP | 2016-05-30 02:00 | 2016-05-30 04:00 | 27.6 | 2016 | 4.33 | 2016-05-31
Spain | ESP | 2016-05-30 03:00 | 2016-05-30 05:00 | 30.95 | 2016 | 4.33 | 2016-05-31
Spain | ESP | 2016-05-30 04:00 | 2016-05-30 06:00 | 32.95 | 2016 | 4.33 | 2016-05-31
Spain | ESP | 2016-05-30 05:00 | 2016-05-30 07:00 | 34.94 | 2016 | 4.33 | 2016-05-31
Spain | ESP | 2016-05-30 06:00 | 2016-05-30 08:00 | 38.25 | 2016 | 4.33 | 2016-05-31
Spain | ESP | 2016-05-30 07:00 | 2016-05-30 09:00 | 38.04 | 2016 | 4.33 | 2016-05-31
Spain | ESP | 2016-05-30 08:00 | 2016-05-30 10:00 | 37.99 | 2016 | 4.33 | 2016-05-31
Spain | ESP | 2016-05-30 09:00 | 2016-05-30 11:00 | 38.04 | 2016 | 4.33 | 2016-05-31
Spain | ESP | 2016-05-30 10:00 | 2016-05-30 12:00 | 39.07 | 2016 | 4.33 | 2016-05-31
Spain | ESP | 2016-05-30 11:00 | 2016-05-30 13:00 | 40.09 | 2016 | 4.33 | 2016-05-31
Spain | ESP | 2016-05-30 12:00 | 2016-05-30 14:00 | 39.01 | 2016 | 4.33 | 2016-05-31
Spain | ESP | 2016-05-30 13:00 | 2016-05-30 15:00 | 38.01 | 2016 | 4.33 | 2016-05-31
Spain | ESP | 2016-05-30 14:00 | 2016-05-30 16:00 | 37.19 | 2016 | 4.33 | 2016-05-31
Spain | ESP | 2016-05-30 15:00 | 2016-05-30 17:00 | 36.7 | 2016 | 4.33 | 2016-05-31
Spain | ESP | 2016-05-30 16:00 | 2016-05-30 18:00 | 36.15 | 2016 | 4.33 | 2016-05-31
Spain | ESP | 2016-05-30 17:00 | 2016-05-30 19:00 | 35.7 | 2016 | 4.33 | 2016-05-31
Spain | ESP | 2016-05-30 18:00 | 2016-05-30 20:00 | 36.52 | 2016 | 4.33 | 2016-05-31
Spain | ESP | 2016-05-30 19:00 | 2016-05-30 21:00 | 40.09 | 2016 | 4.33 | 2016-05-31
Spain | ESP | 2016-05-30 20:00 | 2016-05-30 22:00 | 37.86 | 2016 | 4.33 | 2016-05-31
Spain | ESP | 2016-05-30 21:00 | 2016-05-30 23:00 | 35.7 | 2016 | 4.33 | 2016-05-31
Spain | ESP | 2016-05-30 22:00 | 2016-05-31 | 38.02 | 2016 | 4.33 | 2016-05-31
Spain | ESP | 2016-05-30 23:00 | 2016-05-31 01:00 | 36.82 | 2016 | 4.33 | 2016-05-31
Spain | ESP | 2016-05-31 | 2016-05-31 02:00 | 35 | 2016 | 4.33 | 2016-05-31
Spain | ESP | 2016-05-31 01:00 | 2016-05-31 03:00 | 32.29 | 2016 | 4.33 | 2016-05-31
Spain | ESP | 2016-05-31 02:00 | 2016-05-31 04:00 | 31.9 | 2016 | 4.33 | 2016-05-31
Spain | ESP | 2016-05-31 03:00 | 2016-05-31 05:00 | 32.19 | 2016 | 4.33 | 2016-05-31
Spain | ESP | 2016-05-31 04:00 | 2016-05-31 06:00 | 37.84 | 2016 | 4.33 | 2016-05-31
Spain | ESP | 2016-05-31 05:00 | 2016-05-31 07:00 | 41.05 | 2016 | 4.33 | 2016-05-31
Spain | ESP | 2016-05-31 06:00 | 2016-05-31 08:00 | 42.01 | 2016 | 4.33 | 2016-05-31
Spain | ESP | 2016-05-31 07:00 | 2016-05-31 09:00 | 40 | 2016 | 4.33 | 2016-05-31
Spain | ESP | 2016-05-31 08:00 | 2016-05-31 10:00 | 39.03 | 2016 | 4.33 | 2016-05-31
Spain | ESP | 2016-05-31 09:00 | 2016-05-31 11:00 | 38.45 | 2016 | 4.33 | 2016-05-31
Spain | ESP | 2016-05-31 10:00 | 2016-05-31 12:00 | 38.89 | 2016 | 4.33 | 2016-05-31
Spain | ESP | 2016-05-31 11:00 | 2016-05-31 13:00 | 38.89 | 2016 | 4.33 | 2016-05-31
Spain | ESP | 2016-05-31 12:00 | 2016-05-31 14:00 | 37.91 | 2016 | 4.33 | 2016-05-31
Spain | ESP | 2016-05-31 13:00 | 2016-05-31 15:00 | 37.91 | 2016 | 4.33 | 2016-05-31
Spain | ESP | 2016-05-31 14:00 | 2016-05-31 16:00 | 37.91 | 2016 | 4.33 | 2016-05-31
Spain | ESP | 2016-05-31 15:00 | 2016-05-31 17:00 | 37.91 | 2016 | 4.33 | 2016-05-31
Spain | ESP | 2016-05-31 16:00 | 2016-05-31 18:00 | 37.19 | 2016 | 4.33 | 2016-05-31
Spain | ESP | 2016-05-31 17:00 | 2016-05-31 19:00 | 37.91 | 2016 | 4.33 | 2016-05-31
Spain | ESP | 2016-05-31 18:00 | 2016-05-31 20:00 | 38.29 | 2016 | 4.33 | 2016-05-31
Spain | ESP | 2016-05-31 19:00 | 2016-05-31 21:00 | 40 | 2016 | 4.33 | 2016-05-31
Spain | ESP | 2016-05-31 20:00 | 2016-05-31 22:00 | 38.65 | 2016 | 4.33 | 2016-05-31
Spain | ESP | 2016-05-31 21:00 | 2016-05-31 23:00 | 36.44 | 2016 | 4.33 | 2016-05-31
Spain | ESP | 2016-05-31 22:00 | 2016-06-01 | 37.91 | 2016 | 4.33 | 2016-05-31
Spain | ESP | 2016-05-31 23:00 | 2016-06-01 01:00 | 33 | 2016 | 4.33 | 2016-05-31
Spain | ESP | 2016-06-01 | 2016-06-01 02:00 | 31 | 2016 | 4.76 | 2016-06-30
Spain | ESP | 2016-06-01 01:00 | 2016-06-01 03:00 | 27.09 | 2016 | 4.76 | 2016-06-30
Spain | ESP | 2016-06-01 02:00 | 2016-06-01 04:00 | 27.09 | 2016 | 4.76 | 2016-06-30
Spain | ESP | 2016-06-01 03:00 | 2016-06-01 05:00 | 31 | 2016 | 4.76 | 2016-06-30
Spain | ESP | 2016-06-01 04:00 | 2016-06-01 06:00 | 33.6 | 2016 | 4.76 | 2016-06-30
Spain | ESP | 2016-06-01 05:00 | 2016-06-01 07:00 | 38.29 | 2016 | 4.76 | 2016-06-30
Spain | ESP | 2016-06-01 06:00 | 2016-06-01 08:00 | 40.87 | 2016 | 4.76 | 2016-06-30
Spain | ESP | 2016-06-01 07:00 | 2016-06-01 09:00 | 41 | 2016 | 4.76 | 2016-06-30
Spain | ESP | 2016-06-01 08:00 | 2016-06-01 10:00 | 40.44 | 2016 | 4.76 | 2016-06-30
Spain | ESP | 2016-06-01 09:00 | 2016-06-01 11:00 | 40.51 | 2016 | 4.76 | 2016-06-30
Spain | ESP | 2016-06-01 10:00 | 2016-06-01 12:00 | 39.79 | 2016 | 4.76 | 2016-06-30
Spain | ESP | 2016-06-01 11:00 | 2016-06-01 13:00 | 39.94 | 2016 | 4.76 | 2016-06-30
Spain | ESP | 2016-06-01 12:00 | 2016-06-01 14:00 | 39.5 | 2016 | 4.76 | 2016-06-30
Spain | ESP | 2016-06-01 13:00 | 2016-06-01 15:00 | 38.83 | 2016 | 4.76 | 2016-06-30
Spain | ESP | 2016-06-01 14:00 | 2016-06-01 16:00 | 39.19 | 2016 | 4.76 | 2016-06-30
Spain | ESP | 2016-06-01 15:00 | 2016-06-01 17:00 | 39.5 | 2016 | 4.76 | 2016-06-30
Spain | ESP | 2016-06-01 16:00 | 2016-06-01 18:00 | 39.01 | 2016 | 4.76 | 2016-06-30
Spain | ESP | 2016-06-01 17:00 | 2016-06-01 19:00 | 38.69 | 2016 | 4.76 | 2016-06-30
Spain | ESP | 2016-06-01 18:00 | 2016-06-01 20:00 | 39.01 | 2016 | 4.76 | 2016-06-30
Spain | ESP | 2016-06-01 19:00 | 2016-06-01 21:00 | 40.5 | 2016 | 4.76 | 2016-06-30
Spain | ESP | 2016-06-01 20:00 | 2016-06-01 22:00 | 40.5 | 2016 | 4.76 | 2016-06-30
Spain | ESP | 2016-06-01 21:00 | 2016-06-01 23:00 | 41.83 | 2016 | 4.76 | 2016-06-30
Spain | ESP | 2016-06-01 22:00 | 2016-06-02 | 40 | 2016 | 4.76 | 2016-06-30
Spain | ESP | 2016-06-01 23:00 | 2016-06-02 01:00 | 37.19 | 2016 | 4.76 | 2016-06-30
Spain | ESP | 2016-06-02 | 2016-06-02 02:00 | 35.69 | 2016 | 4.76 | 2016-06-30
Spain | ESP | 2016-06-02 01:00 | 2016-06-02 03:00 | 35.01 | 2016 | 4.76 | 2016-06-30
Spain | ESP | 2016-06-02 02:00 | 2016-06-02 04:00 | 35.01 | 2016 | 4.76 | 2016-06-30
Spain | ESP | 2016-06-02 03:00 | 2016-06-02 05:00 | 35.94 | 2016 | 4.76 | 2016-06-30
Spain | ESP | 2016-06-02 04:00 | 2016-06-02 06:00 | 40 | 2016 | 4.76 | 2016-06-30
Spain | ESP | 2016-06-02 05:00 | 2016-06-02 07:00 | 40.69 | 2016 | 4.76 | 2016-06-30
Spain | ESP | 2016-06-02 06:00 | 2016-06-02 08:00 | 41 | 2016 | 4.76 | 2016-06-30
Spain | ESP | 2016-06-02 07:00 | 2016-06-02 09:00 | 40.5 | 2016 | 4.76 | 2016-06-30
Spain | ESP | 2016-06-02 08:00 | 2016-06-02 10:00 | 41.01 | 2016 | 4.76 | 2016-06-30
Spain | ESP | 2016-06-02 09:00 | 2016-06-02 11:00 | 41 | 2016 | 4.76 | 2016-06-30
Spain | ESP | 2016-06-02 10:00 | 2016-06-02 12:00 | 41.01 | 2016 | 4.76 | 2016-06-30
Spain | ESP | 2016-06-02 11:00 | 2016-06-02 13:00 | 41.5 | 2016 | 4.76 | 2016-06-30
Spain | ESP | 2016-06-02 12:00 | 2016-06-02 14:00 | 41 | 2016 | 4.76 | 2016-06-30
Spain | ESP | 2016-06-02 13:00 | 2016-06-02 15:00 | 40.6 | 2016 | 4.76 | 2016-06-30
Spain | ESP | 2016-06-02 14:00 | 2016-06-02 16:00 | 40.5 | 2016 | 4.76 | 2016-06-30
Spain | ESP | 2016-06-02 15:00 | 2016-06-02 17:00 | 41.5 | 2016 | 4.76 | 2016-06-30
Spain | ESP | 2016-06-02 16:00 | 2016-06-02 18:00 | 41.5 | 2016 | 4.76 | 2016-06-30
Spain | ESP | 2016-06-02 17:00 | 2016-06-02 19:00 | 41.5 | 2016 | 4.76 | 2016-06-30
Spain | ESP | 2016-06-02 18:00 | 2016-06-02 20:00 | 42.72 | 2016 | 4.76 | 2016-06-30
Spain | ESP | 2016-06-02 19:00 | 2016-06-02 21:00 | 42.7 | 2016 | 4.76 | 2016-06-30
Spain | ESP | 2016-06-02 20:00 | 2016-06-02 22:00 | 41.5 | 2016 | 4.76 | 2016-06-30
Spain | ESP | 2016-06-02 21:00 | 2016-06-02 23:00 | 37.69 | 2016 | 4.76 | 2016-06-30
Spain | ESP | 2016-06-02 22:00 | 2016-06-03 | 43.04 | 2016 | 4.76 | 2016-06-30
Spain | ESP | 2016-06-02 23:00 | 2016-06-03 01:00 | 41.19 | 2016 | 4.76 | 2016-06-30
Spain | ESP | 2016-06-03 | 2016-06-03 02:00 | 40.77 | 2016 | 4.76 | 2016-06-30
Spain | ESP | 2016-06-03 01:00 | 2016-06-03 03:00 | 40.92 | 2016 | 4.76 | 2016-06-30
Spain | ESP | 2016-06-03 02:00 | 2016-06-03 04:00 | 40.69 | 2016 | 4.76 | 2016-06-30
Spain | ESP | 2016-06-03 03:00 | 2016-06-03 05:00 | 40.92 | 2016 | 4.76 | 2016-06-30
Spain | ESP | 2016-06-03 04:00 | 2016-06-03 06:00 | 41.93 | 2016 | 4.76 | 2016-06-30
Spain | ESP | 2016-06-03 05:00 | 2016-06-03 07:00 | 42.5 | 2016 | 4.76 | 2016-06-30
Spain | ESP | 2016-06-03 06:00 | 2016-06-03 08:00 | 44.5 | 2016 | 4.76 | 2016-06-30
Spain | ESP | 2016-06-03 07:00 | 2016-06-03 09:00 | 43 | 2016 | 4.76 | 2016-06-30
Spain | ESP | 2016-06-03 08:00 | 2016-06-03 10:00 | 42.5 | 2016 | 4.76 | 2016-06-30
Spain | ESP | 2016-06-03 09:00 | 2016-06-03 11:00 | 42 | 2016 | 4.76 | 2016-06-30
Spain | ESP | 2016-06-03 10:00 | 2016-06-03 12:00 | 42 | 2016 | 4.76 | 2016-06-30
Spain | ESP | 2016-06-03 11:00 | 2016-06-03 13:00 | 42 | 2016 | 4.76 | 2016-06-30
Spain | ESP | 2016-06-03 12:00 | 2016-06-03 14:00 | 40.79 | 2016 | 4.76 | 2016-06-30
Spain | ESP | 2016-06-03 13:00 | 2016-06-03 15:00 | 39.07 | 2016 | 4.76 | 2016-06-30
Spain | ESP | 2016-06-03 14:00 | 2016-06-03 16:00 | 37.3 | 2016 | 4.76 | 2016-06-30
Spain | ESP | 2016-06-03 15:00 | 2016-06-03 17:00 | 37.5 | 2016 | 4.76 | 2016-06-30
Spain | ESP | 2016-06-03 16:00 | 2016-06-03 18:00 | 35.89 | 2016 | 4.76 | 2016-06-30
Spain | ESP | 2016-06-03 17:00 | 2016-06-03 19:00 | 35.01 | 2016 | 4.76 | 2016-06-30
Spain | ESP | 2016-06-03 18:00 | 2016-06-03 20:00 | 35.94 | 2016 | 4.76 | 2016-06-30
Spain | ESP | 2016-06-03 19:00 | 2016-06-03 21:00 | 40.7 | 2016 | 4.76 | 2016-06-30
Spain | ESP | 2016-06-03 20:00 | 2016-06-03 22:00 | 41.89 | 2016 | 4.76 | 2016-06-30
Spain | ESP | 2016-06-03 21:00 | 2016-06-03 23:00 | 41.5 | 2016 | 4.76 | 2016-06-30
Spain | ESP | 2016-06-03 22:00 | 2016-06-04 | 42 | 2016 | 4.76 | 2016-06-30
Spain | ESP | 2016-06-03 23:00 | 2016-06-04 01:00 | 41.35 | 2016 | 4.76 | 2016-06-30
Spain | ESP | 2016-06-04 | 2016-06-04 02:00 | 43.36 | 2016 | 4.76 | 2016-06-30
Spain | ESP | 2016-06-04 01:00 | 2016-06-04 03:00 | 41.02 | 2016 | 4.76 | 2016-06-30
Spain | ESP | 2016-06-04 02:00 | 2016-06-04 04:00 | 40.01 | 2016 | 4.76 | 2016-06-30
Spain | ESP | 2016-06-04 03:00 | 2016-06-04 05:00 | 40 | 2016 | 4.76 | 2016-06-30
Spain | ESP | 2016-06-04 04:00 | 2016-06-04 06:00 | 40 | 2016 | 4.76 | 2016-06-30
Spain | ESP | 2016-06-04 05:00 | 2016-06-04 07:00 | 40.07 | 2016 | 4.76 | 2016-06-30
Spain | ESP | 2016-06-04 06:00 | 2016-06-04 08:00 | 39.55 | 2016 | 4.76 | 2016-06-30
Spain | ESP | 2016-06-04 07:00 | 2016-06-04 09:00 | 39.07 | 2016 | 4.76 | 2016-06-30
Spain | ESP | 2016-06-04 08:00 | 2016-06-04 10:00 | 36.69 | 2016 | 4.76 | 2016-06-30
Spain | ESP | 2016-06-04 09:00 | 2016-06-04 11:00 | 38.38 | 2016 | 4.76 | 2016-06-30
Spain | ESP | 2016-06-04 10:00 | 2016-06-04 12:00 | 38.69 | 2016 | 4.76 | 2016-06-30
Spain | ESP | 2016-06-04 11:00 | 2016-06-04 13:00 | 39.23 | 2016 | 4.76 | 2016-06-30
Spain | ESP | 2016-06-04 12:00 | 2016-06-04 14:00 | 40.69 | 2016 | 4.76 | 2016-06-30
Spain | ESP | 2016-06-04 13:00 | 2016-06-04 15:00 | 39.69 | 2016 | 4.76 | 2016-06-30
Spain | ESP | 2016-06-04 14:00 | 2016-06-04 16:00 | 38 | 2016 | 4.76 | 2016-06-30
Spain | ESP | 2016-06-04 15:00 | 2016-06-04 17:00 | 36.69 | 2016 | 4.76 | 2016-06-30
Spain | ESP | 2016-06-04 16:00 | 2016-06-04 18:00 | 36.69 | 2016 | 4.76 | 2016-06-30
Spain | ESP | 2016-06-04 17:00 | 2016-06-04 19:00 | 39 | 2016 | 4.76 | 2016-06-30
Spain | ESP | 2016-06-04 18:00 | 2016-06-04 20:00 | 38.79 | 2016 | 4.76 | 2016-06-30
Spain | ESP | 2016-06-04 19:00 | 2016-06-04 21:00 | 41.7 | 2016 | 4.76 | 2016-06-30
Spain | ESP | 2016-06-04 20:00 | 2016-06-04 22:00 | 42 | 2016 | 4.76 | 2016-06-30
Spain | ESP | 2016-06-04 21:00 | 2016-06-04 23:00 | 40.69 | 2016 | 4.76 | 2016-06-30
Spain | ESP | 2016-06-04 22:00 | 2016-06-05 | 41 | 2016 | 4.76 | 2016-06-30
Spain | ESP | 2016-06-04 23:00 | 2016-06-05 01:00 | 40.24 | 2016 | 4.76 | 2016-06-30
Spain | ESP | 2016-06-05 | 2016-06-05 02:00 | 39.19 | 2016 | 4.76 | 2016-06-30
Spain | ESP | 2016-06-05 01:00 | 2016-06-05 03:00 | 38.69 | 2016 | 4.76 | 2016-06-30
Spain | ESP | 2016-06-05 02:00 | 2016-06-05 04:00 | 38.69 | 2016 | 4.76 | 2016-06-30
Spain | ESP | 2016-06-05 03:00 | 2016-06-05 05:00 | 38.69 | 2016 | 4.76 | 2016-06-30
Spain | ESP | 2016-06-05 04:00 | 2016-06-05 06:00 | 39.19 | 2016 | 4.76 | 2016-06-30
Spain | ESP | 2016-06-05 05:00 | 2016-06-05 07:00 | 38.69 | 2016 | 4.76 | 2016-06-30
Spain | ESP | 2016-06-05 06:00 | 2016-06-05 08:00 | 39.59 | 2016 | 4.76 | 2016-06-30
Spain | ESP | 2016-06-05 07:00 | 2016-06-05 09:00 | 40 | 2016 | 4.76 | 2016-06-30
Spain | ESP | 2016-06-05 08:00 | 2016-06-05 10:00 | 40.23 | 2016 | 4.76 | 2016-06-30
Spain | ESP | 2016-06-05 09:00 | 2016-06-05 11:00 | 37.69 | 2016 | 4.76 | 2016-06-30
Spain | ESP | 2016-06-05 10:00 | 2016-06-05 12:00 | 38 | 2016 | 4.76 | 2016-06-30
Spain | ESP | 2016-06-05 11:00 | 2016-06-05 13:00 | 38.01 | 2016 | 4.76 | 2016-06-30
Spain | ESP | 2016-06-05 12:00 | 2016-06-05 14:00 | 40.23 | 2016 | 4.76 | 2016-06-30
Spain | ESP | 2016-06-05 13:00 | 2016-06-05 15:00 | 40 | 2016 | 4.76 | 2016-06-30
Spain | ESP | 2016-06-05 14:00 | 2016-06-05 16:00 | 38.19 | 2016 | 4.76 | 2016-06-30
Spain | ESP | 2016-06-05 15:00 | 2016-06-05 17:00 | 37.69 | 2016 | 4.76 | 2016-06-30
Spain | ESP | 2016-06-05 16:00 | 2016-06-05 18:00 | 37.59 | 2016 | 4.76 | 2016-06-30
Spain | ESP | 2016-06-05 17:00 | 2016-06-05 19:00 | 39.19 | 2016 | 4.76 | 2016-06-30
Spain | ESP | 2016-06-05 18:00 | 2016-06-05 20:00 | 41.02 | 2016 | 4.76 | 2016-06-30
Spain | ESP | 2016-06-05 19:00 | 2016-06-05 21:00 | 44.63 | 2016 | 4.76 | 2016-06-30
Spain | ESP | 2016-06-05 20:00 | 2016-06-05 22:00 | 45.5 | 2016 | 4.76 | 2016-06-30
Spain | ESP | 2016-06-05 21:00 | 2016-06-05 23:00 | 42 | 2016 | 4.76 | 2016-06-30
Spain | ESP | 2016-06-05 22:00 | 2016-06-06 | 46.69 | 2016 | 4.76 | 2016-06-30
Spain | ESP | 2016-06-05 23:00 | 2016-06-06 01:00 | 44.5 | 2016 | 4.76 | 2016-06-30
Spain | ESP | 2016-06-06 | 2016-06-06 02:00 | 42 | 2016 | 4.76 | 2016-06-30
Spain | ESP | 2016-06-06 01:00 | 2016-06-06 03:00 | 41.02 | 2016 | 4.76 | 2016-06-30
Spain | ESP | 2016-06-06 02:00 | 2016-06-06 04:00 | 41.02 | 2016 | 4.76 | 2016-06-30
Spain | ESP | 2016-06-06 03:00 | 2016-06-06 05:00 | 42.69 | 2016 | 4.76 | 2016-06-30
Spain | ESP | 2016-06-06 04:00 | 2016-06-06 06:00 | 44.69 | 2016 | 4.76 | 2016-06-30
Spain | ESP | 2016-06-06 05:00 | 2016-06-06 07:00 | 47 | 2016 | 4.76 | 2016-06-30
Spain | ESP | 2016-06-06 06:00 | 2016-06-06 08:00 | 47.43 | 2016 | 4.76 | 2016-06-30
Spain | ESP | 2016-06-06 07:00 | 2016-06-06 09:00 | 43.78 | 2016 | 4.76 | 2016-06-30
Spain | ESP | 2016-06-06 08:00 | 2016-06-06 10:00 | 43.42 | 2016 | 4.76 | 2016-06-30
Spain | ESP | 2016-06-06 09:00 | 2016-06-06 11:00 | 43 | 2016 | 4.76 | 2016-06-30
Spain | ESP | 2016-06-06 10:00 | 2016-06-06 12:00 | 43 | 2016 | 4.76 | 2016-06-30
Spain | ESP | 2016-06-06 11:00 | 2016-06-06 13:00 | 42.01 | 2016 | 4.76 | 2016-06-30
Spain | ESP | 2016-06-06 12:00 | 2016-06-06 14:00 | 46.1 | 2016 | 4.76 | 2016-06-30
Spain | ESP | 2016-06-06 13:00 | 2016-06-06 15:00 | 44.69 | 2016 | 4.76 | 2016-06-30
Spain | ESP | 2016-06-06 14:00 | 2016-06-06 16:00 | 44.69 | 2016 | 4.76 | 2016-06-30
Spain | ESP | 2016-06-06 15:00 | 2016-06-06 17:00 | 46 | 2016 | 4.76 | 2016-06-30
Spain | ESP | 2016-06-06 16:00 | 2016-06-06 18:00 | 45.75 | 2016 | 4.76 | 2016-06-30
Spain | ESP | 2016-06-06 17:00 | 2016-06-06 19:00 | 42.57 | 2016 | 4.76 | 2016-06-30
Spain | ESP | 2016-06-06 18:00 | 2016-06-06 20:00 | 44.02 | 2016 | 4.76 | 2016-06-30
Spain | ESP | 2016-06-06 19:00 | 2016-06-06 21:00 | 46.5 | 2016 | 4.76 | 2016-06-30
Spain | ESP | 2016-06-06 20:00 | 2016-06-06 22:00 | 45.75 | 2016 | 4.76 | 2016-06-30
Spain | ESP | 2016-06-06 21:00 | 2016-06-06 23:00 | 46.5 | 2016 | 4.76 | 2016-06-30
Spain | ESP | 2016-06-06 22:00 | 2016-06-07 | 48.7 | 2016 | 4.76 | 2016-06-30
Spain | ESP | 2016-06-06 23:00 | 2016-06-07 01:00 | 45.43 | 2016 | 4.76 | 2016-06-30
Spain | ESP | 2016-06-07 | 2016-06-07 02:00 | 45 | 2016 | 4.76 | 2016-06-30
Spain | ESP | 2016-06-07 01:00 | 2016-06-07 03:00 | 44.69 | 2016 | 4.76 | 2016-06-30
Spain | ESP | 2016-06-07 02:00 | 2016-06-07 04:00 | 42.83 | 2016 | 4.76 | 2016-06-30
Spain | ESP | 2016-06-07 03:00 | 2016-06-07 05:00 | 43.04 | 2016 | 4.76 | 2016-06-30
Spain | ESP | 2016-06-07 04:00 | 2016-06-07 06:00 | 45 | 2016 | 4.76 | 2016-06-30
Spain | ESP | 2016-06-07 05:00 | 2016-06-07 07:00 | 49.98 | 2016 | 4.76 | 2016-06-30
Spain | ESP | 2016-06-07 06:00 | 2016-06-07 08:00 | 49.5 | 2016 | 4.76 | 2016-06-30
Spain | ESP | 2016-06-07 07:00 | 2016-06-07 09:00 | 45 | 2016 | 4.76 | 2016-06-30
Spain | ESP | 2016-06-07 08:00 | 2016-06-07 10:00 | 45.69 | 2016 | 4.76 | 2016-06-30
Spain | ESP | 2016-06-07 09:00 | 2016-06-07 11:00 | 45 | 2016 | 4.76 | 2016-06-30
Spain | ESP | 2016-06-07 10:00 | 2016-06-07 12:00 | 45.69 | 2016 | 4.76 | 2016-06-30
Spain | ESP | 2016-06-07 11:00 | 2016-06-07 13:00 | 45.69 | 2016 | 4.76 | 2016-06-30
Spain | ESP | 2016-06-07 12:00 | 2016-06-07 14:00 | 45 | 2016 | 4.76 | 2016-06-30
Spain | ESP | 2016-06-07 13:00 | 2016-06-07 15:00 | 45 | 2016 | 4.76 | 2016-06-30
Spain | ESP | 2016-06-07 14:00 | 2016-06-07 16:00 | 45.75 | 2016 | 4.76 | 2016-06-30
Spain | ESP | 2016-06-07 15:00 | 2016-06-07 17:00 | 47.51 | 2016 | 4.76 | 2016-06-30
Spain | ESP | 2016-06-07 16:00 | 2016-06-07 18:00 | 45.75 | 2016 | 4.76 | 2016-06-30
Spain | ESP | 2016-06-07 17:00 | 2016-06-07 19:00 | 44.91 | 2016 | 4.76 | 2016-06-30
Spain | ESP | 2016-06-07 18:00 | 2016-06-07 20:00 | 44.5 | 2016 | 4.76 | 2016-06-30
Spain | ESP | 2016-06-07 19:00 | 2016-06-07 21:00 | 48.25 | 2016 | 4.76 | 2016-06-30
Spain | ESP | 2016-06-07 20:00 | 2016-06-07 22:00 | 49 | 2016 | 4.76 | 2016-06-30
Spain | ESP | 2016-06-07 21:00 | 2016-06-07 23:00 | 44.69 | 2016 | 4.76 | 2016-06-30
Spain | ESP | 2016-06-07 22:00 | 2016-06-08 | 40 | 2016 | 4.76 | 2016-06-30
Spain | ESP | 2016-06-07 23:00 | 2016-06-08 01:00 | 36.49 | 2016 | 4.76 | 2016-06-30
Spain | ESP | 2016-06-08 | 2016-06-08 02:00 | 35.69 | 2016 | 4.76 | 2016-06-30
Spain | ESP | 2016-06-08 01:00 | 2016-06-08 03:00 | 36.49 | 2016 | 4.76 | 2016-06-30
Spain | ESP | 2016-06-08 02:00 | 2016-06-08 04:00 | 36.49 | 2016 | 4.76 | 2016-06-30
Spain | ESP | 2016-06-08 03:00 | 2016-06-08 05:00 | 36.75 | 2016 | 4.76 | 2016-06-30
Spain | ESP | 2016-06-08 04:00 | 2016-06-08 06:00 | 40.51 | 2016 | 4.76 | 2016-06-30
Spain | ESP | 2016-06-08 05:00 | 2016-06-08 07:00 | 47.44 | 2016 | 4.76 | 2016-06-30
Spain | ESP | 2016-06-08 06:00 | 2016-06-08 08:00 | 49.98 | 2016 | 4.76 | 2016-06-30
Spain | ESP | 2016-06-08 07:00 | 2016-06-08 09:00 | 42.56 | 2016 | 4.76 | 2016-06-30
Spain | ESP | 2016-06-08 08:00 | 2016-06-08 10:00 | 41.47 | 2016 | 4.76 | 2016-06-30
Spain | ESP | 2016-06-08 09:00 | 2016-06-08 11:00 | 42 | 2016 | 4.76 | 2016-06-30
Spain | ESP | 2016-06-08 10:00 | 2016-06-08 12:00 | 43.62 | 2016 | 4.76 | 2016-06-30
Spain | ESP | 2016-06-08 11:00 | 2016-06-08 13:00 | 42.55 | 2016 | 4.76 | 2016-06-30
Spain | ESP | 2016-06-08 12:00 | 2016-06-08 14:00 | 41 | 2016 | 4.76 | 2016-06-30
Spain | ESP | 2016-06-08 13:00 | 2016-06-08 15:00 | 40.91 | 2016 | 4.76 | 2016-06-30
Spain | ESP | 2016-06-08 14:00 | 2016-06-08 16:00 | 42.98 | 2016 | 4.76 | 2016-06-30
Spain | ESP | 2016-06-08 15:00 | 2016-06-08 17:00 | 43.1 | 2016 | 4.76 | 2016-06-30
Spain | ESP | 2016-06-08 16:00 | 2016-06-08 18:00 | 44.23 | 2016 | 4.76 | 2016-06-30
Spain | ESP | 2016-06-08 17:00 | 2016-06-08 19:00 | 45 | 2016 | 4.76 | 2016-06-30
Spain | ESP | 2016-06-08 18:00 | 2016-06-08 20:00 | 47.77 | 2016 | 4.76 | 2016-06-30
Spain | ESP | 2016-06-08 19:00 | 2016-06-08 21:00 | 49.62 | 2016 | 4.76 | 2016-06-30
Spain | ESP | 2016-06-08 20:00 | 2016-06-08 22:00 | 49.09 | 2016 | 4.76 | 2016-06-30
Spain | ESP | 2016-06-08 21:00 | 2016-06-08 23:00 | 44.98 | 2016 | 4.76 | 2016-06-30
Spain | ESP | 2016-06-08 22:00 | 2016-06-09 | 40.16 | 2016 | 4.76 | 2016-06-30
Spain | ESP | 2016-06-08 23:00 | 2016-06-09 01:00 | 39.42 | 2016 | 4.76 | 2016-06-30
Spain | ESP | 2016-06-09 | 2016-06-09 02:00 | 36.49 | 2016 | 4.76 | 2016-06-30
Spain | ESP | 2016-06-09 01:00 | 2016-06-09 03:00 | 35.67 | 2016 | 4.76 | 2016-06-30
Spain | ESP | 2016-06-09 02:00 | 2016-06-09 04:00 | 33.96 | 2016 | 4.76 | 2016-06-30
Spain | ESP | 2016-06-09 03:00 | 2016-06-09 05:00 | 36.49 | 2016 | 4.76 | 2016-06-30
Spain | ESP | 2016-06-09 04:00 | 2016-06-09 06:00 | 39.52 | 2016 | 4.76 | 2016-06-30
Spain | ESP | 2016-06-09 05:00 | 2016-06-09 07:00 | 44.58 | 2016 | 4.76 | 2016-06-30
Spain | ESP | 2016-06-09 06:00 | 2016-06-09 08:00 | 49 | 2016 | 4.76 | 2016-06-30
Spain | ESP | 2016-06-09 07:00 | 2016-06-09 09:00 | 44 | 2016 | 4.76 | 2016-06-30
Spain | ESP | 2016-06-09 08:00 | 2016-06-09 10:00 | 43 | 2016 | 4.76 | 2016-06-30
Spain | ESP | 2016-06-09 09:00 | 2016-06-09 11:00 | 43 | 2016 | 4.76 | 2016-06-30
Spain | ESP | 2016-06-09 10:00 | 2016-06-09 12:00 | 44.03 | 2016 | 4.76 | 2016-06-30
Spain | ESP | 2016-06-09 11:00 | 2016-06-09 13:00 | 43.5 | 2016 | 4.76 | 2016-06-30
Spain | ESP | 2016-06-09 12:00 | 2016-06-09 14:00 | 41.64 | 2016 | 4.76 | 2016-06-30
Spain | ESP | 2016-06-09 13:00 | 2016-06-09 15:00 | 43.42 | 2016 | 4.76 | 2016-06-30
Spain | ESP | 2016-06-09 14:00 | 2016-06-09 16:00 | 42.5 | 2016 | 4.76 | 2016-06-30
Spain | ESP | 2016-06-09 15:00 | 2016-06-09 17:00 | 42.55 | 2016 | 4.76 | 2016-06-30
Spain | ESP | 2016-06-09 16:00 | 2016-06-09 18:00 | 42.5 | 2016 | 4.76 | 2016-06-30
Spain | ESP | 2016-06-09 17:00 | 2016-06-09 19:00 | 41.02 | 2016 | 4.76 | 2016-06-30
Spain | ESP | 2016-06-09 18:00 | 2016-06-09 20:00 | 40.51 | 2016 | 4.76 | 2016-06-30
Spain | ESP | 2016-06-09 19:00 | 2016-06-09 21:00 | 42 | 2016 | 4.76 | 2016-06-30
Spain | ESP | 2016-06-09 20:00 | 2016-06-09 22:00 | 46 | 2016 | 4.76 | 2016-06-30
Spain | ESP | 2016-06-09 21:00 | 2016-06-09 23:00 | 40.16 | 2016 | 4.76 | 2016-06-30
Spain | ESP | 2016-06-09 22:00 | 2016-06-10 | 47 | 2016 | 4.76 | 2016-06-30
Spain | ESP | 2016-06-09 23:00 | 2016-06-10 01:00 | 43.03 | 2016 | 4.76 | 2016-06-30
Spain | ESP | 2016-06-10 | 2016-06-10 02:00 | 39 | 2016 | 4.76 | 2016-06-30
Spain | ESP | 2016-06-10 01:00 | 2016-06-10 03:00 | 36.2 | 2016 | 4.76 | 2016-06-30
Spain | ESP | 2016-06-10 02:00 | 2016-06-10 04:00 | 35.41 | 2016 | 4.76 | 2016-06-30
Spain | ESP | 2016-06-10 03:00 | 2016-06-10 05:00 | 34.3 | 2016 | 4.76 | 2016-06-30
Spain | ESP | 2016-06-10 04:00 | 2016-06-10 06:00 | 40 | 2016 | 4.76 | 2016-06-30
Spain | ESP | 2016-06-10 05:00 | 2016-06-10 07:00 | 43.03 | 2016 | 4.76 | 2016-06-30
Spain | ESP | 2016-06-10 06:00 | 2016-06-10 08:00 | 46 | 2016 | 4.76 | 2016-06-30
Spain | ESP | 2016-06-10 07:00 | 2016-06-10 09:00 | 45.49 | 2016 | 4.76 | 2016-06-30
Spain | ESP | 2016-06-10 08:00 | 2016-06-10 10:00 | 45 | 2016 | 4.76 | 2016-06-30
Spain | ESP | 2016-06-10 09:00 | 2016-06-10 11:00 | 41.9 | 2016 | 4.76 | 2016-06-30
Spain | ESP | 2016-06-10 10:00 | 2016-06-10 12:00 | 41.5 | 2016 | 4.76 | 2016-06-30
Spain | ESP | 2016-06-10 11:00 | 2016-06-10 13:00 | 41.02 | 2016 | 4.76 | 2016-06-30
Spain | ESP | 2016-06-10 12:00 | 2016-06-10 14:00 | 36.2 | 2016 | 4.76 | 2016-06-30
Spain | ESP | 2016-06-10 13:00 | 2016-06-10 15:00 | 36.34 | 2016 | 4.76 | 2016-06-30
Spain | ESP | 2016-06-10 14:00 | 2016-06-10 16:00 | 36.2 | 2016 | 4.76 | 2016-06-30
Spain | ESP | 2016-06-10 15:00 | 2016-06-10 17:00 | 36.02 | 2016 | 4.76 | 2016-06-30
Spain | ESP | 2016-06-10 16:00 | 2016-06-10 18:00 | 35.52 | 2016 | 4.76 | 2016-06-30
Spain | ESP | 2016-06-10 17:00 | 2016-06-10 19:00 | 36.34 | 2016 | 4.76 | 2016-06-30
Spain | ESP | 2016-06-10 18:00 | 2016-06-10 20:00 | 40.21 | 2016 | 4.76 | 2016-06-30
Spain | ESP | 2016-06-10 19:00 | 2016-06-10 21:00 | 44 | 2016 | 4.76 | 2016-06-30
Spain | ESP | 2016-06-10 20:00 | 2016-06-10 22:00 | 44.1 | 2016 | 4.76 | 2016-06-30
Spain | ESP | 2016-06-10 21:00 | 2016-06-10 23:00 | 36.9 | 2016 | 4.76 | 2016-06-30
Spain | ESP | 2016-06-10 22:00 | 2016-06-11 | 36.34 | 2016 | 4.76 | 2016-06-30
Spain | ESP | 2016-06-10 23:00 | 2016-06-11 01:00 | 32.51 | 2016 | 4.76 | 2016-06-30
Spain | ESP | 2016-06-11 | 2016-06-11 02:00 | 33.69 | 2016 | 4.76 | 2016-06-30
Spain | ESP | 2016-06-11 01:00 | 2016-06-11 03:00 | 39 | 2016 | 4.76 | 2016-06-30
Spain | ESP | 2016-06-11 02:00 | 2016-06-11 04:00 | 36.34 | 2016 | 4.76 | 2016-06-30
Spain | ESP | 2016-06-11 03:00 | 2016-06-11 05:00 | 35.61 | 2016 | 4.76 | 2016-06-30
Spain | ESP | 2016-06-11 04:00 | 2016-06-11 06:00 | 35.4 | 2016 | 4.76 | 2016-06-30
Spain | ESP | 2016-06-11 05:00 | 2016-06-11 07:00 | 33.69 | 2016 | 4.76 | 2016-06-30
Spain | ESP | 2016-06-11 06:00 | 2016-06-11 08:00 | 39.07 | 2016 | 4.76 | 2016-06-30
Spain | ESP | 2016-06-11 07:00 | 2016-06-11 09:00 | 45.02 | 2016 | 4.76 | 2016-06-30
Spain | ESP | 2016-06-11 08:00 | 2016-06-11 10:00 | 46.5 | 2016 | 4.76 | 2016-06-30
Spain | ESP | 2016-06-11 09:00 | 2016-06-11 11:00 | 46 | 2016 | 4.76 | 2016-06-30
Spain | ESP | 2016-06-11 10:00 | 2016-06-11 12:00 | 46 | 2016 | 4.76 | 2016-06-30
Spain | ESP | 2016-06-11 11:00 | 2016-06-11 13:00 | 46.03 | 2016 | 4.76 | 2016-06-30
Spain | ESP | 2016-06-11 12:00 | 2016-06-11 14:00 | 43.02 | 2016 | 4.76 | 2016-06-30
Spain | ESP | 2016-06-11 13:00 | 2016-06-11 15:00 | 39.69 | 2016 | 4.76 | 2016-06-30
Spain | ESP | 2016-06-11 14:00 | 2016-06-11 16:00 | 35.8 | 2016 | 4.76 | 2016-06-30
Spain | ESP | 2016-06-11 15:00 | 2016-06-11 17:00 | 33.59 | 2016 | 4.76 | 2016-06-30
Spain | ESP | 2016-06-11 16:00 | 2016-06-11 18:00 | 33.39 | 2016 | 4.76 | 2016-06-30
Spain | ESP | 2016-06-11 17:00 | 2016-06-11 19:00 | 34.3 | 2016 | 4.76 | 2016-06-30
Spain | ESP | 2016-06-11 18:00 | 2016-06-11 20:00 | 41.02 | 2016 | 4.76 | 2016-06-30
Spain | ESP | 2016-06-11 19:00 | 2016-06-11 21:00 | 40.01 | 2016 | 4.76 | 2016-06-30
Spain | ESP | 2016-06-11 20:00 | 2016-06-11 22:00 | 40.64 | 2016 | 4.76 | 2016-06-30
Spain | ESP | 2016-06-11 21:00 | 2016-06-11 23:00 | 36.34 | 2016 | 4.76 | 2016-06-30
Spain | ESP | 2016-06-11 22:00 | 2016-06-12 | 41.69 | 2016 | 4.76 | 2016-06-30
Spain | ESP | 2016-06-11 23:00 | 2016-06-12 01:00 | 41.69 | 2016 | 4.76 | 2016-06-30
Spain | ESP | 2016-06-12 | 2016-06-12 02:00 | 40 | 2016 | 4.76 | 2016-06-30
Spain | ESP | 2016-06-12 01:00 | 2016-06-12 03:00 | 39.69 | 2016 | 4.76 | 2016-06-30
Spain | ESP | 2016-06-12 02:00 | 2016-06-12 04:00 | 39 | 2016 | 4.76 | 2016-06-30
Spain | ESP | 2016-06-12 03:00 | 2016-06-12 05:00 | 35.41 | 2016 | 4.76 | 2016-06-30
Spain | ESP | 2016-06-12 04:00 | 2016-06-12 06:00 | 33.51 | 2016 | 4.76 | 2016-06-30
Spain | ESP | 2016-06-12 05:00 | 2016-06-12 07:00 | 33.51 | 2016 | 4.76 | 2016-06-30
Spain | ESP | 2016-06-12 06:00 | 2016-06-12 08:00 | 39.69 | 2016 | 4.76 | 2016-06-30
Spain | ESP | 2016-06-12 07:00 | 2016-06-12 09:00 | 39.69 | 2016 | 4.76 | 2016-06-30
Spain | ESP | 2016-06-12 08:00 | 2016-06-12 10:00 | 33.51 | 2016 | 4.76 | 2016-06-30
Spain | ESP | 2016-06-12 09:00 | 2016-06-12 11:00 | 33.54 | 2016 | 4.76 | 2016-06-30
Spain | ESP | 2016-06-12 10:00 | 2016-06-12 12:00 | 34 | 2016 | 4.76 | 2016-06-30
Spain | ESP | 2016-06-12 11:00 | 2016-06-12 13:00 | 33.51 | 2016 | 4.76 | 2016-06-30
Spain | ESP | 2016-06-12 12:00 | 2016-06-12 14:00 | 40.21 | 2016 | 4.76 | 2016-06-30
Spain | ESP | 2016-06-12 13:00 | 2016-06-12 15:00 | 33.21 | 2016 | 4.76 | 2016-06-30
Spain | ESP | 2016-06-12 14:00 | 2016-06-12 16:00 | 30.51 | 2016 | 4.76 | 2016-06-30
Spain | ESP | 2016-06-12 15:00 | 2016-06-12 17:00 | 29.39 | 2016 | 4.76 | 2016-06-30
Spain | ESP | 2016-06-12 16:00 | 2016-06-12 18:00 | 27.92 | 2016 | 4.76 | 2016-06-30
Spain | ESP | 2016-06-12 17:00 | 2016-06-12 19:00 | 30.51 | 2016 | 4.76 | 2016-06-30
Spain | ESP | 2016-06-12 18:00 | 2016-06-12 20:00 | 33.51 | 2016 | 4.76 | 2016-06-30
Spain | ESP | 2016-06-12 19:00 | 2016-06-12 21:00 | 43.04 | 2016 | 4.76 | 2016-06-30
Spain | ESP | 2016-06-12 20:00 | 2016-06-12 22:00 | 49 | 2016 | 4.76 | 2016-06-30
Spain | ESP | 2016-06-12 21:00 | 2016-06-12 23:00 | 46.8 | 2016 | 4.76 | 2016-06-30
Spain | ESP | 2016-06-12 22:00 | 2016-06-13 | 39 | 2016 | 4.76 | 2016-06-30
Spain | ESP | 2016-06-12 23:00 | 2016-06-13 01:00 | 32.51 | 2016 | 4.76 | 2016-06-30
Spain | ESP | 2016-06-13 | 2016-06-13 02:00 | 30.94 | 2016 | 4.76 | 2016-06-30
Spain | ESP | 2016-06-13 01:00 | 2016-06-13 03:00 | 30.31 | 2016 | 4.76 | 2016-06-30
Spain | ESP | 2016-06-13 02:00 | 2016-06-13 04:00 | 30.31 | 2016 | 4.76 | 2016-06-30
Spain | ESP | 2016-06-13 03:00 | 2016-06-13 05:00 | 30.84 | 2016 | 4.76 | 2016-06-30
Spain | ESP | 2016-06-13 04:00 | 2016-06-13 06:00 | 33.51 | 2016 | 4.76 | 2016-06-30
Spain | ESP | 2016-06-13 05:00 | 2016-06-13 07:00 | 33.51 | 2016 | 4.76 | 2016-06-30
Spain | ESP | 2016-06-13 06:00 | 2016-06-13 08:00 | 39.01 | 2016 | 4.76 | 2016-06-30
Spain | ESP | 2016-06-13 07:00 | 2016-06-13 09:00 | 41.03 | 2016 | 4.76 | 2016-06-30
Spain | ESP | 2016-06-13 08:00 | 2016-06-13 10:00 | 45.93 | 2016 | 4.76 | 2016-06-30
Spain | ESP | 2016-06-13 09:00 | 2016-06-13 11:00 | 45.93 | 2016 | 4.76 | 2016-06-30
Spain | ESP | 2016-06-13 10:00 | 2016-06-13 12:00 | 44.98 | 2016 | 4.76 | 2016-06-30
Spain | ESP | 2016-06-13 11:00 | 2016-06-13 13:00 | 40 | 2016 | 4.76 | 2016-06-30
Spain | ESP | 2016-06-13 12:00 | 2016-06-13 14:00 | 39.69 | 2016 | 4.76 | 2016-06-30
Spain | ESP | 2016-06-13 13:00 | 2016-06-13 15:00 | 33.51 | 2016 | 4.76 | 2016-06-30
Spain | ESP | 2016-06-13 14:00 | 2016-06-13 16:00 | 31.81 | 2016 | 4.76 | 2016-06-30
Spain | ESP | 2016-06-13 15:00 | 2016-06-13 17:00 | 32.21 | 2016 | 4.76 | 2016-06-30
Spain | ESP | 2016-06-13 16:00 | 2016-06-13 18:00 | 32.24 | 2016 | 4.76 | 2016-06-30
Spain | ESP | 2016-06-13 17:00 | 2016-06-13 19:00 | 32.21 | 2016 | 4.76 | 2016-06-30
Spain | ESP | 2016-06-13 18:00 | 2016-06-13 20:00 | 31.81 | 2016 | 4.76 | 2016-06-30
Spain | ESP | 2016-06-13 19:00 | 2016-06-13 21:00 | 39 | 2016 | 4.76 | 2016-06-30
Spain | ESP | 2016-06-13 20:00 | 2016-06-13 22:00 | 39.15 | 2016 | 4.76 | 2016-06-30
Spain | ESP | 2016-06-13 21:00 | 2016-06-13 23:00 | 33.51 | 2016 | 4.76 | 2016-06-30
Spain | ESP | 2016-06-13 22:00 | 2016-06-14 | 31.9 | 2016 | 4.76 | 2016-06-30
Spain | ESP | 2016-06-13 23:00 | 2016-06-14 01:00 | 33.51 | 2016 | 4.76 | 2016-06-30
Spain | ESP | 2016-06-14 | 2016-06-14 02:00 | 32.69 | 2016 | 4.76 | 2016-06-30
Spain | ESP | 2016-06-14 01:00 | 2016-06-14 03:00 | 31.69 | 2016 | 4.76 | 2016-06-30
Spain | ESP | 2016-06-14 02:00 | 2016-06-14 04:00 | 32.69 | 2016 | 4.76 | 2016-06-30
Spain | ESP | 2016-06-14 03:00 | 2016-06-14 05:00 | 37.51 | 2016 | 4.76 | 2016-06-30
Spain | ESP | 2016-06-14 04:00 | 2016-06-14 06:00 | 41.04 | 2016 | 4.76 | 2016-06-30
Spain | ESP | 2016-06-14 05:00 | 2016-06-14 07:00 | 39.75 | 2016 | 4.76 | 2016-06-30
Spain | ESP | 2016-06-14 06:00 | 2016-06-14 08:00 | 42.36 | 2016 | 4.76 | 2016-06-30
Spain | ESP | 2016-06-14 07:00 | 2016-06-14 09:00 | 41.69 | 2016 | 4.76 | 2016-06-30
Spain | ESP | 2016-06-14 08:00 | 2016-06-14 10:00 | 41.25 | 2016 | 4.76 | 2016-06-30
Spain | ESP | 2016-06-14 09:00 | 2016-06-14 11:00 | 41.25 | 2016 | 4.76 | 2016-06-30
Spain | ESP | 2016-06-14 10:00 | 2016-06-14 12:00 | 41.25 | 2016 | 4.76 | 2016-06-30
Spain | ESP | 2016-06-14 11:00 | 2016-06-14 13:00 | 39.75 | 2016 | 4.76 | 2016-06-30
Spain | ESP | 2016-06-14 12:00 | 2016-06-14 14:00 | 39.69 | 2016 | 4.76 | 2016-06-30
Spain | ESP | 2016-06-14 13:00 | 2016-06-14 15:00 | 33.51 | 2016 | 4.76 | 2016-06-30
Spain | ESP | 2016-06-14 14:00 | 2016-06-14 16:00 | 31.69 | 2016 | 4.76 | 2016-06-30
Spain | ESP | 2016-06-14 15:00 | 2016-06-14 17:00 | 33.51 | 2016 | 4.76 | 2016-06-30
Spain | ESP | 2016-06-14 16:00 | 2016-06-14 18:00 | 35.08 | 2016 | 4.76 | 2016-06-30
Spain | ESP | 2016-06-14 17:00 | 2016-06-14 19:00 | 37.5 | 2016 | 4.76 | 2016-06-30
Spain | ESP | 2016-06-14 18:00 | 2016-06-14 20:00 | 37.5 | 2016 | 4.76 | 2016-06-30
Spain | ESP | 2016-06-14 19:00 | 2016-06-14 21:00 | 40.1 | 2016 | 4.76 | 2016-06-30
Spain | ESP | 2016-06-14 20:00 | 2016-06-14 22:00 | 39.25 | 2016 | 4.76 | 2016-06-30
Spain | ESP | 2016-06-14 21:00 | 2016-06-14 23:00 | 30.51 | 2016 | 4.76 | 2016-06-30
Spain | ESP | 2016-06-14 22:00 | 2016-06-15 | 28.81 | 2016 | 4.76 | 2016-06-30
Spain | ESP | 2016-06-14 23:00 | 2016-06-15 01:00 | 26.5 | 2016 | 4.76 | 2016-06-30
Spain | ESP | 2016-06-15 | 2016-06-15 02:00 | 24.32 | 2016 | 4.76 | 2016-06-30
Spain | ESP | 2016-06-15 01:00 | 2016-06-15 03:00 | 23.73 | 2016 | 4.76 | 2016-06-30
Spain | ESP | 2016-06-15 02:00 | 2016-06-15 04:00 | 22.64 | 2016 | 4.76 | 2016-06-30
Spain | ESP | 2016-06-15 03:00 | 2016-06-15 05:00 | 25.31 | 2016 | 4.76 | 2016-06-30
Spain | ESP | 2016-06-15 04:00 | 2016-06-15 06:00 | 28.37 | 2016 | 4.76 | 2016-06-30
Spain | ESP | 2016-06-15 05:00 | 2016-06-15 07:00 | 34.98 | 2016 | 4.76 | 2016-06-30
Spain | ESP | 2016-06-15 06:00 | 2016-06-15 08:00 | 38.79 | 2016 | 4.76 | 2016-06-30
Spain | ESP | 2016-06-15 07:00 | 2016-06-15 09:00 | 36.2 | 2016 | 4.76 | 2016-06-30
Spain | ESP | 2016-06-15 08:00 | 2016-06-15 10:00 | 35.91 | 2016 | 4.76 | 2016-06-30
Spain | ESP | 2016-06-15 09:00 | 2016-06-15 11:00 | 35.9 | 2016 | 4.76 | 2016-06-30
Spain | ESP | 2016-06-15 10:00 | 2016-06-15 12:00 | 34.07 | 2016 | 4.76 | 2016-06-30
Spain | ESP | 2016-06-15 11:00 | 2016-06-15 13:00 | 33.51 | 2016 | 4.76 | 2016-06-30
Spain | ESP | 2016-06-15 12:00 | 2016-06-15 14:00 | 31.73 | 2016 | 4.76 | 2016-06-30
Spain | ESP | 2016-06-15 13:00 | 2016-06-15 15:00 | 29.21 | 2016 | 4.76 | 2016-06-30
Spain | ESP | 2016-06-15 14:00 | 2016-06-15 16:00 | 29.12 | 2016 | 4.76 | 2016-06-30
Spain | ESP | 2016-06-15 15:00 | 2016-06-15 17:00 | 31 | 2016 | 4.76 | 2016-06-30
Spain | ESP | 2016-06-15 16:00 | 2016-06-15 18:00 | 34.53 | 2016 | 4.76 | 2016-06-30
Spain | ESP | 2016-06-15 17:00 | 2016-06-15 19:00 | 36.91 | 2016 | 4.76 | 2016-06-30
Spain | ESP | 2016-06-15 18:00 | 2016-06-15 20:00 | 35.49 | 2016 | 4.76 | 2016-06-30
Spain | ESP | 2016-06-15 19:00 | 2016-06-15 21:00 | 33.25 | 2016 | 4.76 | 2016-06-30
Spain | ESP | 2016-06-15 20:00 | 2016-06-15 22:00 | 34.46 | 2016 | 4.76 | 2016-06-30
Spain | ESP | 2016-06-15 21:00 | 2016-06-15 23:00 | 33.25 | 2016 | 4.76 | 2016-06-30
Spain | ESP | 2016-06-15 22:00 | 2016-06-16 | 35.69 | 2016 | 4.76 | 2016-06-30
Spain | ESP | 2016-06-15 23:00 | 2016-06-16 01:00 | 35.69 | 2016 | 4.76 | 2016-06-30
Spain | ESP | 2016-06-16 | 2016-06-16 02:00 | 27 | 2016 | 4.76 | 2016-06-30
Spain | ESP | 2016-06-16 01:00 | 2016-06-16 03:00 | 26 | 2016 | 4.76 | 2016-06-30
Spain | ESP | 2016-06-16 02:00 | 2016-06-16 04:00 | 25.69 | 2016 | 4.76 | 2016-06-30
Spain | ESP | 2016-06-16 03:00 | 2016-06-16 05:00 | 28 | 2016 | 4.76 | 2016-06-30
Spain | ESP | 2016-06-16 04:00 | 2016-06-16 06:00 | 35.69 | 2016 | 4.76 | 2016-06-30
Spain | ESP | 2016-06-16 05:00 | 2016-06-16 07:00 | 37.82 | 2016 | 4.76 | 2016-06-30
Spain | ESP | 2016-06-16 06:00 | 2016-06-16 08:00 | 39.96 | 2016 | 4.76 | 2016-06-30
Spain | ESP | 2016-06-16 07:00 | 2016-06-16 09:00 | 38.09 | 2016 | 4.76 | 2016-06-30
Spain | ESP | 2016-06-16 08:00 | 2016-06-16 10:00 | 37.66 | 2016 | 4.76 | 2016-06-30
Spain | ESP | 2016-06-16 09:00 | 2016-06-16 11:00 | 36.99 | 2016 | 4.76 | 2016-06-30
Spain | ESP | 2016-06-16 10:00 | 2016-06-16 12:00 | 39 | 2016 | 4.76 | 2016-06-30
Spain | ESP | 2016-06-16 11:00 | 2016-06-16 13:00 | 41.98 | 2016 | 4.76 | 2016-06-30
Spain | ESP | 2016-06-16 12:00 | 2016-06-16 14:00 | 38.5 | 2016 | 4.76 | 2016-06-30
Spain | ESP | 2016-06-16 13:00 | 2016-06-16 15:00 | 36.1 | 2016 | 4.76 | 2016-06-30
Spain | ESP | 2016-06-16 14:00 | 2016-06-16 16:00 | 34.2 | 2016 | 4.76 | 2016-06-30
Spain | ESP | 2016-06-16 15:00 | 2016-06-16 17:00 | 35.69 | 2016 | 4.76 | 2016-06-30
Spain | ESP | 2016-06-16 16:00 | 2016-06-16 18:00 | 34.71 | 2016 | 4.76 | 2016-06-30
Spain | ESP | 2016-06-16 17:00 | 2016-06-16 19:00 | 35.2 | 2016 | 4.76 | 2016-06-30
Spain | ESP | 2016-06-16 18:00 | 2016-06-16 20:00 | 35.28 | 2016 | 4.76 | 2016-06-30
Spain | ESP | 2016-06-16 19:00 | 2016-06-16 21:00 | 41.51 | 2016 | 4.76 | 2016-06-30
Spain | ESP | 2016-06-16 20:00 | 2016-06-16 22:00 | 47.16 | 2016 | 4.76 | 2016-06-30
Spain | ESP | 2016-06-16 21:00 | 2016-06-16 23:00 | 48.03 | 2016 | 4.76 | 2016-06-30
Spain | ESP | 2016-06-16 22:00 | 2016-06-17 | 44.75 | 2016 | 4.76 | 2016-06-30
Spain | ESP | 2016-06-16 23:00 | 2016-06-17 01:00 | 44.75 | 2016 | 4.76 | 2016-06-30
Spain | ESP | 2016-06-17 | 2016-06-17 02:00 | 43.25 | 2016 | 4.76 | 2016-06-30
Spain | ESP | 2016-06-17 01:00 | 2016-06-17 03:00 | 42.69 | 2016 | 4.76 | 2016-06-30
Spain | ESP | 2016-06-17 02:00 | 2016-06-17 04:00 | 42.69 | 2016 | 4.76 | 2016-06-30
Spain | ESP | 2016-06-17 03:00 | 2016-06-17 05:00 | 44 | 2016 | 4.76 | 2016-06-30
Spain | ESP | 2016-06-17 04:00 | 2016-06-17 06:00 | 44.96 | 2016 | 4.76 | 2016-06-30
Spain | ESP | 2016-06-17 05:00 | 2016-06-17 07:00 | 44 | 2016 | 4.76 | 2016-06-30
Spain | ESP | 2016-06-17 06:00 | 2016-06-17 08:00 | 44.8 | 2016 | 4.76 | 2016-06-30
Spain | ESP | 2016-06-17 07:00 | 2016-06-17 09:00 | 44.96 | 2016 | 4.76 | 2016-06-30
Spain | ESP | 2016-06-17 08:00 | 2016-06-17 10:00 | 45 | 2016 | 4.76 | 2016-06-30
Spain | ESP | 2016-06-17 09:00 | 2016-06-17 11:00 | 45.46 | 2016 | 4.76 | 2016-06-30
Spain | ESP | 2016-06-17 10:00 | 2016-06-17 12:00 | 45.02 | 2016 | 4.76 | 2016-06-30
Spain | ESP | 2016-06-17 11:00 | 2016-06-17 13:00 | 44.96 | 2016 | 4.76 | 2016-06-30
Spain | ESP | 2016-06-17 12:00 | 2016-06-17 14:00 | 44 | 2016 | 4.76 | 2016-06-30
Spain | ESP | 2016-06-17 13:00 | 2016-06-17 15:00 | 44.96 | 2016 | 4.76 | 2016-06-30
Spain | ESP | 2016-06-17 14:00 | 2016-06-17 16:00 | 44 | 2016 | 4.76 | 2016-06-30
Spain | ESP | 2016-06-17 15:00 | 2016-06-17 17:00 | 44 | 2016 | 4.76 | 2016-06-30
Spain | ESP | 2016-06-17 16:00 | 2016-06-17 18:00 | 43.42 | 2016 | 4.76 | 2016-06-30
Spain | ESP | 2016-06-17 17:00 | 2016-06-17 19:00 | 43.25 | 2016 | 4.76 | 2016-06-30
Spain | ESP | 2016-06-17 18:00 | 2016-06-17 20:00 | 44.75 | 2016 | 4.76 | 2016-06-30
Spain | ESP | 2016-06-17 19:00 | 2016-06-17 21:00 | 43.25 | 2016 | 4.76 | 2016-06-30
Spain | ESP | 2016-06-17 20:00 | 2016-06-17 22:00 | 42.5 | 2016 | 4.76 | 2016-06-30
Spain | ESP | 2016-06-17 21:00 | 2016-06-17 23:00 | 41.5 | 2016 | 4.76 | 2016-06-30
Spain | ESP | 2016-06-17 22:00 | 2016-06-18 | 44 | 2016 | 4.76 | 2016-06-30
Spain | ESP | 2016-06-17 23:00 | 2016-06-18 01:00 | 40 | 2016 | 4.76 | 2016-06-30
Spain | ESP | 2016-06-18 | 2016-06-18 02:00 | 36 | 2016 | 4.76 | 2016-06-30
Spain | ESP | 2016-06-18 01:00 | 2016-06-18 03:00 | 30.51 | 2016 | 4.76 | 2016-06-30
Spain | ESP | 2016-06-18 02:00 | 2016-06-18 04:00 | 30 | 2016 | 4.76 | 2016-06-30
Spain | ESP | 2016-06-18 03:00 | 2016-06-18 05:00 | 29.9 | 2016 | 4.76 | 2016-06-30
Spain | ESP | 2016-06-18 04:00 | 2016-06-18 06:00 | 30.51 | 2016 | 4.76 | 2016-06-30
Spain | ESP | 2016-06-18 05:00 | 2016-06-18 07:00 | 30.51 | 2016 | 4.76 | 2016-06-30
Spain | ESP | 2016-06-18 06:00 | 2016-06-18 08:00 | 33.5 | 2016 | 4.76 | 2016-06-30
Spain | ESP | 2016-06-18 07:00 | 2016-06-18 09:00 | 38.6 | 2016 | 4.76 | 2016-06-30
Spain | ESP | 2016-06-18 08:00 | 2016-06-18 10:00 | 41.3 | 2016 | 4.76 | 2016-06-30
Spain | ESP | 2016-06-18 09:00 | 2016-06-18 11:00 | 41.1 | 2016 | 4.76 | 2016-06-30
Spain | ESP | 2016-06-18 10:00 | 2016-06-18 12:00 | 41 | 2016 | 4.76 | 2016-06-30
Spain | ESP | 2016-06-18 11:00 | 2016-06-18 13:00 | 40.61 | 2016 | 4.76 | 2016-06-30
Spain | ESP | 2016-06-18 12:00 | 2016-06-18 14:00 | 31.6 | 2016 | 4.76 | 2016-06-30
Spain | ESP | 2016-06-18 13:00 | 2016-06-18 15:00 | 29.51 | 2016 | 4.76 | 2016-06-30
Spain | ESP | 2016-06-18 14:00 | 2016-06-18 16:00 | 27.69 | 2016 | 4.76 | 2016-06-30
Spain | ESP | 2016-06-18 15:00 | 2016-06-18 17:00 | 27.51 | 2016 | 4.76 | 2016-06-30
Spain | ESP | 2016-06-18 16:00 | 2016-06-18 18:00 | 29.01 | 2016 | 4.76 | 2016-06-30
Spain | ESP | 2016-06-18 17:00 | 2016-06-18 19:00 | 29.51 | 2016 | 4.76 | 2016-06-30
Spain | ESP | 2016-06-18 18:00 | 2016-06-18 20:00 | 35.33 | 2016 | 4.76 | 2016-06-30
Spain | ESP | 2016-06-18 19:00 | 2016-06-18 21:00 | 42.69 | 2016 | 4.76 | 2016-06-30
Spain | ESP | 2016-06-18 20:00 | 2016-06-18 22:00 | 44.5 | 2016 | 4.76 | 2016-06-30
Spain | ESP | 2016-06-18 21:00 | 2016-06-18 23:00 | 42.8 | 2016 | 4.76 | 2016-06-30
Spain | ESP | 2016-06-18 22:00 | 2016-06-19 | 29.9 | 2016 | 4.76 | 2016-06-30
Spain | ESP | 2016-06-18 23:00 | 2016-06-19 01:00 | 27.01 | 2016 | 4.76 | 2016-06-30
Spain | ESP | 2016-06-19 | 2016-06-19 02:00 | 27.01 | 2016 | 4.76 | 2016-06-30
Spain | ESP | 2016-06-19 01:00 | 2016-06-19 03:00 | 27.01 | 2016 | 4.76 | 2016-06-30
Spain | ESP | 2016-06-19 02:00 | 2016-06-19 04:00 | 26.4 | 2016 | 4.76 | 2016-06-30
Spain | ESP | 2016-06-19 03:00 | 2016-06-19 05:00 | 26.01 | 2016 | 4.76 | 2016-06-30
Spain | ESP | 2016-06-19 04:00 | 2016-06-19 06:00 | 25.59 | 2016 | 4.76 | 2016-06-30
Spain | ESP | 2016-06-19 05:00 | 2016-06-19 07:00 | 25.59 | 2016 | 4.76 | 2016-06-30
Spain | ESP | 2016-06-19 06:00 | 2016-06-19 08:00 | 25.69 | 2016 | 4.76 | 2016-06-30
Spain | ESP | 2016-06-19 07:00 | 2016-06-19 09:00 | 25.86 | 2016 | 4.76 | 2016-06-30
Spain | ESP | 2016-06-19 08:00 | 2016-06-19 10:00 | 27.01 | 2016 | 4.76 | 2016-06-30
Spain | ESP | 2016-06-19 09:00 | 2016-06-19 11:00 | 32 | 2016 | 4.76 | 2016-06-30
Spain | ESP | 2016-06-19 10:00 | 2016-06-19 12:00 | 35.01 | 2016 | 4.76 | 2016-06-30
Spain | ESP | 2016-06-19 11:00 | 2016-06-19 13:00 | 37 | 2016 | 4.76 | 2016-06-30
Spain | ESP | 2016-06-19 12:00 | 2016-06-19 14:00 | 36.1 | 2016 | 4.76 | 2016-06-30
Spain | ESP | 2016-06-19 13:00 | 2016-06-19 15:00 | 32 | 2016 | 4.76 | 2016-06-30
Spain | ESP | 2016-06-19 14:00 | 2016-06-19 16:00 | 27.51 | 2016 | 4.76 | 2016-06-30
Spain | ESP | 2016-06-19 15:00 | 2016-06-19 17:00 | 26.51 | 2016 | 4.76 | 2016-06-30
Spain | ESP | 2016-06-19 16:00 | 2016-06-19 18:00 | 26.51 | 2016 | 4.76 | 2016-06-30
Spain | ESP | 2016-06-19 17:00 | 2016-06-19 19:00 | 26.01 | 2016 | 4.76 | 2016-06-30
Spain | ESP | 2016-06-19 18:00 | 2016-06-19 20:00 | 27.26 | 2016 | 4.76 | 2016-06-30
Spain | ESP | 2016-06-19 19:00 | 2016-06-19 21:00 | 39.98 | 2016 | 4.76 | 2016-06-30
Spain | ESP | 2016-06-19 20:00 | 2016-06-19 22:00 | 44 | 2016 | 4.76 | 2016-06-30
Spain | ESP | 2016-06-19 21:00 | 2016-06-19 23:00 | 41.03 | 2016 | 4.76 | 2016-06-30
Spain | ESP | 2016-06-19 22:00 | 2016-06-20 | 40 | 2016 | 4.76 | 2016-06-30
Spain | ESP | 2016-06-19 23:00 | 2016-06-20 01:00 | 38.1 | 2016 | 4.76 | 2016-06-30
Spain | ESP | 2016-06-20 | 2016-06-20 02:00 | 35.4 | 2016 | 4.76 | 2016-06-30
Spain | ESP | 2016-06-20 01:00 | 2016-06-20 03:00 | 31.39 | 2016 | 4.76 | 2016-06-30
Spain | ESP | 2016-06-20 02:00 | 2016-06-20 04:00 | 31.39 | 2016 | 4.76 | 2016-06-30
Spain | ESP | 2016-06-20 03:00 | 2016-06-20 05:00 | 35.41 | 2016 | 4.76 | 2016-06-30
Spain | ESP | 2016-06-20 04:00 | 2016-06-20 06:00 | 40 | 2016 | 4.76 | 2016-06-30
Spain | ESP | 2016-06-20 05:00 | 2016-06-20 07:00 | 46.41 | 2016 | 4.76 | 2016-06-30
Spain | ESP | 2016-06-20 06:00 | 2016-06-20 08:00 | 48 | 2016 | 4.76 | 2016-06-30
Spain | ESP | 2016-06-20 07:00 | 2016-06-20 09:00 | 44 | 2016 | 4.76 | 2016-06-30
Spain | ESP | 2016-06-20 08:00 | 2016-06-20 10:00 | 43.46 | 2016 | 4.76 | 2016-06-30
Spain | ESP | 2016-06-20 09:00 | 2016-06-20 11:00 | 43.46 | 2016 | 4.76 | 2016-06-30
Spain | ESP | 2016-06-20 10:00 | 2016-06-20 12:00 | 43.96 | 2016 | 4.76 | 2016-06-30
Spain | ESP | 2016-06-20 11:00 | 2016-06-20 13:00 | 43.46 | 2016 | 4.76 | 2016-06-30
Spain | ESP | 2016-06-20 12:00 | 2016-06-20 14:00 | 41.69 | 2016 | 4.76 | 2016-06-30
Spain | ESP | 2016-06-20 13:00 | 2016-06-20 15:00 | 41.69 | 2016 | 4.76 | 2016-06-30
Spain | ESP | 2016-06-20 14:00 | 2016-06-20 16:00 | 41.69 | 2016 | 4.76 | 2016-06-30
Spain | ESP | 2016-06-20 15:00 | 2016-06-20 17:00 | 42.29 | 2016 | 4.76 | 2016-06-30
Spain | ESP | 2016-06-20 16:00 | 2016-06-20 18:00 | 41.1 | 2016 | 4.76 | 2016-06-30
Spain | ESP | 2016-06-20 17:00 | 2016-06-20 19:00 | 40.69 | 2016 | 4.76 | 2016-06-30
Spain | ESP | 2016-06-20 18:00 | 2016-06-20 20:00 | 43.2 | 2016 | 4.76 | 2016-06-30
Spain | ESP | 2016-06-20 19:00 | 2016-06-20 21:00 | 45.64 | 2016 | 4.76 | 2016-06-30
Spain | ESP | 2016-06-20 20:00 | 2016-06-20 22:00 | 46 | 2016 | 4.76 | 2016-06-30
Spain | ESP | 2016-06-20 21:00 | 2016-06-20 23:00 | 40.69 | 2016 | 4.76 | 2016-06-30
Spain | ESP | 2016-06-20 22:00 | 2016-06-21 | 41.06 | 2016 | 4.76 | 2016-06-30
Spain | ESP | 2016-06-20 23:00 | 2016-06-21 01:00 | 41.3 | 2016 | 4.76 | 2016-06-30
Spain | ESP | 2016-06-21 | 2016-06-21 02:00 | 40.16 | 2016 | 4.76 | 2016-06-30
Spain | ESP | 2016-06-21 01:00 | 2016-06-21 03:00 | 40.69 | 2016 | 4.76 | 2016-06-30
Spain | ESP | 2016-06-21 02:00 | 2016-06-21 04:00 | 41.3 | 2016 | 4.76 | 2016-06-30
Spain | ESP | 2016-06-21 03:00 | 2016-06-21 05:00 | 42.69 | 2016 | 4.76 | 2016-06-30
Spain | ESP | 2016-06-21 04:00 | 2016-06-21 06:00 | 44.69 | 2016 | 4.76 | 2016-06-30
Spain | ESP | 2016-06-21 05:00 | 2016-06-21 07:00 | 39.5 | 2016 | 4.76 | 2016-06-30
Spain | ESP | 2016-06-21 06:00 | 2016-06-21 08:00 | 44 | 2016 | 4.76 | 2016-06-30
Spain | ESP | 2016-06-21 07:00 | 2016-06-21 09:00 | 42.95 | 2016 | 4.76 | 2016-06-30
Spain | ESP | 2016-06-21 08:00 | 2016-06-21 10:00 | 43 | 2016 | 4.76 | 2016-06-30
Spain | ESP | 2016-06-21 09:00 | 2016-06-21 11:00 | 43.73 | 2016 | 4.76 | 2016-06-30
Spain | ESP | 2016-06-21 10:00 | 2016-06-21 12:00 | 44.25 | 2016 | 4.76 | 2016-06-30
Spain | ESP | 2016-06-21 11:00 | 2016-06-21 13:00 | 43 | 2016 | 4.76 | 2016-06-30
Spain | ESP | 2016-06-21 12:00 | 2016-06-21 14:00 | 42 | 2016 | 4.76 | 2016-06-30
Spain | ESP | 2016-06-21 13:00 | 2016-06-21 15:00 | 41.57 | 2016 | 4.76 | 2016-06-30
Spain | ESP | 2016-06-21 14:00 | 2016-06-21 16:00 | 41.81 | 2016 | 4.76 | 2016-06-30
Spain | ESP | 2016-06-21 15:00 | 2016-06-21 17:00 | 42.5 | 2016 | 4.76 | 2016-06-30
Spain | ESP | 2016-06-21 16:00 | 2016-06-21 18:00 | 40.69 | 2016 | 4.76 | 2016-06-30
Spain | ESP | 2016-06-21 17:00 | 2016-06-21 19:00 | 40 | 2016 | 4.76 | 2016-06-30
Spain | ESP | 2016-06-21 18:00 | 2016-06-21 20:00 | 41.68 | 2016 | 4.76 | 2016-06-30
Spain | ESP | 2016-06-21 19:00 | 2016-06-21 21:00 | 43 | 2016 | 4.76 | 2016-06-30
Spain | ESP | 2016-06-21 20:00 | 2016-06-21 22:00 | 41.69 | 2016 | 4.76 | 2016-06-30
Spain | ESP | 2016-06-21 21:00 | 2016-06-21 23:00 | 39.19 | 2016 | 4.76 | 2016-06-30
Spain | ESP | 2016-06-21 22:00 | 2016-06-22 | 40.69 | 2016 | 4.76 | 2016-06-30
Spain | ESP | 2016-06-21 23:00 | 2016-06-22 01:00 | 41.43 | 2016 | 4.76 | 2016-06-30
Spain | ESP | 2016-06-22 | 2016-06-22 02:00 | 39 | 2016 | 4.76 | 2016-06-30
Spain | ESP | 2016-06-22 01:00 | 2016-06-22 03:00 | 38 | 2016 | 4.76 | 2016-06-30
Spain | ESP | 2016-06-22 02:00 | 2016-06-22 04:00 | 37.69 | 2016 | 4.76 | 2016-06-30
Spain | ESP | 2016-06-22 03:00 | 2016-06-22 05:00 | 38.96 | 2016 | 4.76 | 2016-06-30
Spain | ESP | 2016-06-22 04:00 | 2016-06-22 06:00 | 41 | 2016 | 4.76 | 2016-06-30
Spain | ESP | 2016-06-22 05:00 | 2016-06-22 07:00 | 40 | 2016 | 4.76 | 2016-06-30
Spain | ESP | 2016-06-22 06:00 | 2016-06-22 08:00 | 42.8 | 2016 | 4.76 | 2016-06-30
Spain | ESP | 2016-06-22 07:00 | 2016-06-22 09:00 | 40 | 2016 | 4.76 | 2016-06-30
Spain | ESP | 2016-06-22 08:00 | 2016-06-22 10:00 | 39.07 | 2016 | 4.76 | 2016-06-30
Spain | ESP | 2016-06-22 09:00 | 2016-06-22 11:00 | 38.5 | 2016 | 4.76 | 2016-06-30
Spain | ESP | 2016-06-22 10:00 | 2016-06-22 12:00 | 39.39 | 2016 | 4.76 | 2016-06-30
Spain | ESP | 2016-06-22 11:00 | 2016-06-22 13:00 | 38.1 | 2016 | 4.76 | 2016-06-30
Spain | ESP | 2016-06-22 12:00 | 2016-06-22 14:00 | 36.06 | 2016 | 4.76 | 2016-06-30
Spain | ESP | 2016-06-22 13:00 | 2016-06-22 15:00 | 33.16 | 2016 | 4.76 | 2016-06-30
Spain | ESP | 2016-06-22 14:00 | 2016-06-22 16:00 | 33.53 | 2016 | 4.76 | 2016-06-30
Spain | ESP | 2016-06-22 15:00 | 2016-06-22 17:00 | 35.38 | 2016 | 4.76 | 2016-06-30
Spain | ESP | 2016-06-22 16:00 | 2016-06-22 18:00 | 38.12 | 2016 | 4.76 | 2016-06-30
Spain | ESP | 2016-06-22 17:00 | 2016-06-22 19:00 | 39.8 | 2016 | 4.76 | 2016-06-30
Spain | ESP | 2016-06-22 18:00 | 2016-06-22 20:00 | 38.3 | 2016 | 4.76 | 2016-06-30
Spain | ESP | 2016-06-22 19:00 | 2016-06-22 21:00 | 38.7 | 2016 | 4.76 | 2016-06-30
Spain | ESP | 2016-06-22 20:00 | 2016-06-22 22:00 | 39.23 | 2016 | 4.76 | 2016-06-30
Spain | ESP | 2016-06-22 21:00 | 2016-06-22 23:00 | 35.57 | 2016 | 4.76 | 2016-06-30
Spain | ESP | 2016-06-22 22:00 | 2016-06-23 | 35.23 | 2016 | 4.76 | 2016-06-30
Spain | ESP | 2016-06-22 23:00 | 2016-06-23 01:00 | 35.06 | 2016 | 4.76 | 2016-06-30
Spain | ESP | 2016-06-23 | 2016-06-23 02:00 | 31.45 | 2016 | 4.76 | 2016-06-30
Spain | ESP | 2016-06-23 01:00 | 2016-06-23 03:00 | 31.39 | 2016 | 4.76 | 2016-06-30
Spain | ESP | 2016-06-23 02:00 | 2016-06-23 04:00 | 31.69 | 2016 | 4.76 | 2016-06-30
Spain | ESP | 2016-06-23 03:00 | 2016-06-23 05:00 | 36.06 | 2016 | 4.76 | 2016-06-30
Spain | ESP | 2016-06-23 04:00 | 2016-06-23 06:00 | 38.7 | 2016 | 4.76 | 2016-06-30
Spain | ESP | 2016-06-23 05:00 | 2016-06-23 07:00 | 40.01 | 2016 | 4.76 | 2016-06-30
Spain | ESP | 2016-06-23 06:00 | 2016-06-23 08:00 | 42.03 | 2016 | 4.76 | 2016-06-30
Spain | ESP | 2016-06-23 07:00 | 2016-06-23 09:00 | 41.5 | 2016 | 4.76 | 2016-06-30
Spain | ESP | 2016-06-23 08:00 | 2016-06-23 10:00 | 40.31 | 2016 | 4.76 | 2016-06-30
Spain | ESP | 2016-06-23 09:00 | 2016-06-23 11:00 | 40 | 2016 | 4.76 | 2016-06-30
Spain | ESP | 2016-06-23 10:00 | 2016-06-23 12:00 | 41.43 | 2016 | 4.76 | 2016-06-30
Spain | ESP | 2016-06-23 11:00 | 2016-06-23 13:00 | 41 | 2016 | 4.76 | 2016-06-30
Spain | ESP | 2016-06-23 12:00 | 2016-06-23 14:00 | 40.15 | 2016 | 4.76 | 2016-06-30
Spain | ESP | 2016-06-23 13:00 | 2016-06-23 15:00 | 39 | 2016 | 4.76 | 2016-06-30
Spain | ESP | 2016-06-23 14:00 | 2016-06-23 16:00 | 39 | 2016 | 4.76 | 2016-06-30
Spain | ESP | 2016-06-23 15:00 | 2016-06-23 17:00 | 40.71 | 2016 | 4.76 | 2016-06-30
Spain | ESP | 2016-06-23 16:00 | 2016-06-23 18:00 | 41 | 2016 | 4.76 | 2016-06-30
Spain | ESP | 2016-06-23 17:00 | 2016-06-23 19:00 | 41.43 | 2016 | 4.76 | 2016-06-30
Spain | ESP | 2016-06-23 18:00 | 2016-06-23 20:00 | 39 | 2016 | 4.76 | 2016-06-30
Spain | ESP | 2016-06-23 19:00 | 2016-06-23 21:00 | 42.19 | 2016 | 4.76 | 2016-06-30
Spain | ESP | 2016-06-23 20:00 | 2016-06-23 22:00 | 42.19 | 2016 | 4.76 | 2016-06-30
Spain | ESP | 2016-06-23 21:00 | 2016-06-23 23:00 | 40 | 2016 | 4.76 | 2016-06-30
Spain | ESP | 2016-06-23 22:00 | 2016-06-24 | 38.37 | 2016 | 4.76 | 2016-06-30
Spain | ESP | 2016-06-23 23:00 | 2016-06-24 01:00 | 39 | 2016 | 4.76 | 2016-06-30
Spain | ESP | 2016-06-24 | 2016-06-24 02:00 | 39 | 2016 | 4.76 | 2016-06-30
Spain | ESP | 2016-06-24 01:00 | 2016-06-24 03:00 | 37.69 | 2016 | 4.76 | 2016-06-30
Spain | ESP | 2016-06-24 02:00 | 2016-06-24 04:00 | 37.69 | 2016 | 4.76 | 2016-06-30
Spain | ESP | 2016-06-24 03:00 | 2016-06-24 05:00 | 37.5 | 2016 | 4.76 | 2016-06-30
Spain | ESP | 2016-06-24 04:00 | 2016-06-24 06:00 | 39.98 | 2016 | 4.76 | 2016-06-30
Spain | ESP | 2016-06-24 05:00 | 2016-06-24 07:00 | 42 | 2016 | 4.76 | 2016-06-30
Spain | ESP | 2016-06-24 06:00 | 2016-06-24 08:00 | 41.14 | 2016 | 4.76 | 2016-06-30
Spain | ESP | 2016-06-24 07:00 | 2016-06-24 09:00 | 43.26 | 2016 | 4.76 | 2016-06-30
Spain | ESP | 2016-06-24 08:00 | 2016-06-24 10:00 | 43.59 | 2016 | 4.76 | 2016-06-30
Spain | ESP | 2016-06-24 09:00 | 2016-06-24 11:00 | 42.79 | 2016 | 4.76 | 2016-06-30
Spain | ESP | 2016-06-24 10:00 | 2016-06-24 12:00 | 41.48 | 2016 | 4.76 | 2016-06-30
Spain | ESP | 2016-06-24 11:00 | 2016-06-24 13:00 | 39.69 | 2016 | 4.76 | 2016-06-30
Spain | ESP | 2016-06-24 12:00 | 2016-06-24 14:00 | 36.06 | 2016 | 4.76 | 2016-06-30
Spain | ESP | 2016-06-24 13:00 | 2016-06-24 15:00 | 32.49 | 2016 | 4.76 | 2016-06-30
Spain | ESP | 2016-06-24 14:00 | 2016-06-24 16:00 | 32.73 | 2016 | 4.76 | 2016-06-30
Spain | ESP | 2016-06-24 15:00 | 2016-06-24 17:00 | 32.82 | 2016 | 4.76 | 2016-06-30
Spain | ESP | 2016-06-24 16:00 | 2016-06-24 18:00 | 34.98 | 2016 | 4.76 | 2016-06-30
Spain | ESP | 2016-06-24 17:00 | 2016-06-24 19:00 | 35.53 | 2016 | 4.76 | 2016-06-30
Spain | ESP | 2016-06-24 18:00 | 2016-06-24 20:00 | 34.95 | 2016 | 4.76 | 2016-06-30
Spain | ESP | 2016-06-24 19:00 | 2016-06-24 21:00 | 33.82 | 2016 | 4.76 | 2016-06-30
Spain | ESP | 2016-06-24 20:00 | 2016-06-24 22:00 | 35.97 | 2016 | 4.76 | 2016-06-30
Spain | ESP | 2016-06-24 21:00 | 2016-06-24 23:00 | 35 | 2016 | 4.76 | 2016-06-30
Spain | ESP | 2016-06-24 22:00 | 2016-06-25 | 39.03 | 2016 | 4.76 | 2016-06-30
Spain | ESP | 2016-06-24 23:00 | 2016-06-25 01:00 | 35.4 | 2016 | 4.76 | 2016-06-30
Spain | ESP | 2016-06-25 | 2016-06-25 02:00 | 34.1 | 2016 | 4.76 | 2016-06-30
Spain | ESP | 2016-06-25 01:00 | 2016-06-25 03:00 | 36.38 | 2016 | 4.76 | 2016-06-30
Spain | ESP | 2016-06-25 02:00 | 2016-06-25 04:00 | 35 | 2016 | 4.76 | 2016-06-30
Spain | ESP | 2016-06-25 03:00 | 2016-06-25 05:00 | 32 | 2016 | 4.76 | 2016-06-30
Spain | ESP | 2016-06-25 04:00 | 2016-06-25 06:00 | 33.58 | 2016 | 4.76 | 2016-06-30
Spain | ESP | 2016-06-25 05:00 | 2016-06-25 07:00 | 33.67 | 2016 | 4.76 | 2016-06-30
Spain | ESP | 2016-06-25 06:00 | 2016-06-25 08:00 | 36.1 | 2016 | 4.76 | 2016-06-30
Spain | ESP | 2016-06-25 07:00 | 2016-06-25 09:00 | 37 | 2016 | 4.76 | 2016-06-30
Spain | ESP | 2016-06-25 08:00 | 2016-06-25 10:00 | 39.07 | 2016 | 4.76 | 2016-06-30
Spain | ESP | 2016-06-25 09:00 | 2016-06-25 11:00 | 37 | 2016 | 4.76 | 2016-06-30
Spain | ESP | 2016-06-25 10:00 | 2016-06-25 12:00 | 38.1 | 2016 | 4.76 | 2016-06-30
Spain | ESP | 2016-06-25 11:00 | 2016-06-25 13:00 | 41.19 | 2016 | 4.76 | 2016-06-30
Spain | ESP | 2016-06-25 12:00 | 2016-06-25 14:00 | 39.32 | 2016 | 4.76 | 2016-06-30
Spain | ESP | 2016-06-25 13:00 | 2016-06-25 15:00 | 34.01 | 2016 | 4.76 | 2016-06-30
Spain | ESP | 2016-06-25 14:00 | 2016-06-25 16:00 | 29.19 | 2016 | 4.76 | 2016-06-30
Spain | ESP | 2016-06-25 15:00 | 2016-06-25 17:00 | 29 | 2016 | 4.76 | 2016-06-30
Spain | ESP | 2016-06-25 16:00 | 2016-06-25 18:00 | 29.19 | 2016 | 4.76 | 2016-06-30
Spain | ESP | 2016-06-25 17:00 | 2016-06-25 19:00 | 29.44 | 2016 | 4.76 | 2016-06-30
Spain | ESP | 2016-06-25 18:00 | 2016-06-25 20:00 | 35 | 2016 | 4.76 | 2016-06-30
Spain | ESP | 2016-06-25 19:00 | 2016-06-25 21:00 | 37 | 2016 | 4.76 | 2016-06-30
Spain | ESP | 2016-06-25 20:00 | 2016-06-25 22:00 | 36.79 | 2016 | 4.76 | 2016-06-30
Spain | ESP | 2016-06-25 21:00 | 2016-06-25 23:00 | 29.44 | 2016 | 4.76 | 2016-06-30
Spain | ESP | 2016-06-25 22:00 | 2016-06-26 | 26.01 | 2016 | 4.76 | 2016-06-30
Spain | ESP | 2016-06-25 23:00 | 2016-06-26 01:00 | 23.8 | 2016 | 4.76 | 2016-06-30
Spain | ESP | 2016-06-26 | 2016-06-26 02:00 | 22.75 | 2016 | 4.76 | 2016-06-30
Spain | ESP | 2016-06-26 01:00 | 2016-06-26 03:00 | 22.55 | 2016 | 4.76 | 2016-06-30
Spain | ESP | 2016-06-26 02:00 | 2016-06-26 04:00 | 20 | 2016 | 4.76 | 2016-06-30
Spain | ESP | 2016-06-26 03:00 | 2016-06-26 05:00 | 18.77 | 2016 | 4.76 | 2016-06-30
Spain | ESP | 2016-06-26 04:00 | 2016-06-26 06:00 | 16 | 2016 | 4.76 | 2016-06-30
Spain | ESP | 2016-06-26 05:00 | 2016-06-26 07:00 | 17 | 2016 | 4.76 | 2016-06-30
Spain | ESP | 2016-06-26 06:00 | 2016-06-26 08:00 | 22.54 | 2016 | 4.76 | 2016-06-30
Spain | ESP | 2016-06-26 07:00 | 2016-06-26 09:00 | 22.78 | 2016 | 4.76 | 2016-06-30
Spain | ESP | 2016-06-26 08:00 | 2016-06-26 10:00 | 23.27 | 2016 | 4.76 | 2016-06-30
Spain | ESP | 2016-06-26 09:00 | 2016-06-26 11:00 | 23.7 | 2016 | 4.76 | 2016-06-30
Spain | ESP | 2016-06-26 10:00 | 2016-06-26 12:00 | 24.1 | 2016 | 4.76 | 2016-06-30
Spain | ESP | 2016-06-26 11:00 | 2016-06-26 13:00 | 26.51 | 2016 | 4.76 | 2016-06-30
Spain | ESP | 2016-06-26 12:00 | 2016-06-26 14:00 | 27.05 | 2016 | 4.76 | 2016-06-30
Spain | ESP | 2016-06-26 13:00 | 2016-06-26 15:00 | 26.35 | 2016 | 4.76 | 2016-06-30
Spain | ESP | 2016-06-26 14:00 | 2016-06-26 16:00 | 26.51 | 2016 | 4.76 | 2016-06-30
Spain | ESP | 2016-06-26 15:00 | 2016-06-26 17:00 | 26.01 | 2016 | 4.76 | 2016-06-30
Spain | ESP | 2016-06-26 16:00 | 2016-06-26 18:00 | 24.51 | 2016 | 4.76 | 2016-06-30
Spain | ESP | 2016-06-26 17:00 | 2016-06-26 19:00 | 25.51 | 2016 | 4.76 | 2016-06-30
Spain | ESP | 2016-06-26 18:00 | 2016-06-26 20:00 | 27 | 2016 | 4.76 | 2016-06-30
Spain | ESP | 2016-06-26 19:00 | 2016-06-26 21:00 | 31 | 2016 | 4.76 | 2016-06-30
Spain | ESP | 2016-06-26 20:00 | 2016-06-26 22:00 | 41.1 | 2016 | 4.76 | 2016-06-30
Spain | ESP | 2016-06-26 21:00 | 2016-06-26 23:00 | 30.35 | 2016 | 4.76 | 2016-06-30
Spain | ESP | 2016-06-26 22:00 | 2016-06-27 | 31.69 | 2016 | 4.76 | 2016-06-30
Spain | ESP | 2016-06-26 23:00 | 2016-06-27 01:00 | 28.45 | 2016 | 4.76 | 2016-06-30
Spain | ESP | 2016-06-27 | 2016-06-27 02:00 | 26.8 | 2016 | 4.76 | 2016-06-30
Spain | ESP | 2016-06-27 01:00 | 2016-06-27 03:00 | 26.8 | 2016 | 4.76 | 2016-06-30
Spain | ESP | 2016-06-27 02:00 | 2016-06-27 04:00 | 28 | 2016 | 4.76 | 2016-06-30
Spain | ESP | 2016-06-27 03:00 | 2016-06-27 05:00 | 28.51 | 2016 | 4.76 | 2016-06-30
Spain | ESP | 2016-06-27 04:00 | 2016-06-27 06:00 | 36.05 | 2016 | 4.76 | 2016-06-30
Spain | ESP | 2016-06-27 05:00 | 2016-06-27 07:00 | 39.24 | 2016 | 4.76 | 2016-06-30
Spain | ESP | 2016-06-27 06:00 | 2016-06-27 08:00 | 44.36 | 2016 | 4.76 | 2016-06-30
Spain | ESP | 2016-06-27 07:00 | 2016-06-27 09:00 | 43.25 | 2016 | 4.76 | 2016-06-30
Spain | ESP | 2016-06-27 08:00 | 2016-06-27 10:00 | 41.94 | 2016 | 4.76 | 2016-06-30
Spain | ESP | 2016-06-27 09:00 | 2016-06-27 11:00 | 40.19 | 2016 | 4.76 | 2016-06-30
Spain | ESP | 2016-06-27 10:00 | 2016-06-27 12:00 | 41.44 | 2016 | 4.76 | 2016-06-30
Spain | ESP | 2016-06-27 11:00 | 2016-06-27 13:00 | 41.94 | 2016 | 4.76 | 2016-06-30
Spain | ESP | 2016-06-27 12:00 | 2016-06-27 14:00 | 41.19 | 2016 | 4.76 | 2016-06-30
Spain | ESP | 2016-06-27 13:00 | 2016-06-27 15:00 | 41 | 2016 | 4.76 | 2016-06-30
Spain | ESP | 2016-06-27 14:00 | 2016-06-27 16:00 | 41.01 | 2016 | 4.76 | 2016-06-30
Spain | ESP | 2016-06-27 15:00 | 2016-06-27 17:00 | 41.19 | 2016 | 4.76 | 2016-06-30
Spain | ESP | 2016-06-27 16:00 | 2016-06-27 18:00 | 40.01 | 2016 | 4.76 | 2016-06-30
Spain | ESP | 2016-06-27 17:00 | 2016-06-27 19:00 | 39.05 | 2016 | 4.76 | 2016-06-30
Spain | ESP | 2016-06-27 18:00 | 2016-06-27 20:00 | 40.01 | 2016 | 4.76 | 2016-06-30
Spain | ESP | 2016-06-27 19:00 | 2016-06-27 21:00 | 41.69 | 2016 | 4.76 | 2016-06-30
Spain | ESP | 2016-06-27 20:00 | 2016-06-27 22:00 | 41.44 | 2016 | 4.76 | 2016-06-30
Spain | ESP | 2016-06-27 21:00 | 2016-06-27 23:00 | 37.79 | 2016 | 4.76 | 2016-06-30
Spain | ESP | 2016-06-27 22:00 | 2016-06-28 | 40 | 2016 | 4.76 | 2016-06-30
Spain | ESP | 2016-06-27 23:00 | 2016-06-28 01:00 | 40 | 2016 | 4.76 | 2016-06-30
Spain | ESP | 2016-06-28 | 2016-06-28 02:00 | 38.1 | 2016 | 4.76 | 2016-06-30
Spain | ESP | 2016-06-28 01:00 | 2016-06-28 03:00 | 37.69 | 2016 | 4.76 | 2016-06-30
Spain | ESP | 2016-06-28 02:00 | 2016-06-28 04:00 | 38.69 | 2016 | 4.76 | 2016-06-30
Spain | ESP | 2016-06-28 03:00 | 2016-06-28 05:00 | 40.77 | 2016 | 4.76 | 2016-06-30
Spain | ESP | 2016-06-28 04:00 | 2016-06-28 06:00 | 42.25 | 2016 | 4.76 | 2016-06-30
Spain | ESP | 2016-06-28 05:00 | 2016-06-28 07:00 | 43.75 | 2016 | 4.76 | 2016-06-30
Spain | ESP | 2016-06-28 06:00 | 2016-06-28 08:00 | 44.9 | 2016 | 4.76 | 2016-06-30
Spain | ESP | 2016-06-28 07:00 | 2016-06-28 09:00 | 44.95 | 2016 | 4.76 | 2016-06-30
Spain | ESP | 2016-06-28 08:00 | 2016-06-28 10:00 | 45.59 | 2016 | 4.76 | 2016-06-30
Spain | ESP | 2016-06-28 09:00 | 2016-06-28 11:00 | 45.63 | 2016 | 4.76 | 2016-06-30
Spain | ESP | 2016-06-28 10:00 | 2016-06-28 12:00 | 46.5 | 2016 | 4.76 | 2016-06-30
Spain | ESP | 2016-06-28 11:00 | 2016-06-28 13:00 | 46 | 2016 | 4.76 | 2016-06-30
Spain | ESP | 2016-06-28 12:00 | 2016-06-28 14:00 | 45 | 2016 | 4.76 | 2016-06-30
Spain | ESP | 2016-06-28 13:00 | 2016-06-28 15:00 | 44.78 | 2016 | 4.76 | 2016-06-30
Spain | ESP | 2016-06-28 14:00 | 2016-06-28 16:00 | 44.25 | 2016 | 4.76 | 2016-06-30
Spain | ESP | 2016-06-28 15:00 | 2016-06-28 17:00 | 44.5 | 2016 | 4.76 | 2016-06-30
Spain | ESP | 2016-06-28 16:00 | 2016-06-28 18:00 | 44.16 | 2016 | 4.76 | 2016-06-30
Spain | ESP | 2016-06-28 17:00 | 2016-06-28 19:00 | 44.25 | 2016 | 4.76 | 2016-06-30
Spain | ESP | 2016-06-28 18:00 | 2016-06-28 20:00 | 44.25 | 2016 | 4.76 | 2016-06-30
Spain | ESP | 2016-06-28 19:00 | 2016-06-28 21:00 | 45.5 | 2016 | 4.76 | 2016-06-30
Spain | ESP | 2016-06-28 20:00 | 2016-06-28 22:00 | 43.75 | 2016 | 4.76 | 2016-06-30
Spain | ESP | 2016-06-28 21:00 | 2016-06-28 23:00 | 39.69 | 2016 | 4.76 | 2016-06-30
Spain | ESP | 2016-06-28 22:00 | 2016-06-29 | 43.64 | 2016 | 4.76 | 2016-06-30
Spain | ESP | 2016-06-28 23:00 | 2016-06-29 01:00 | 42.69 | 2016 | 4.76 | 2016-06-30
Spain | ESP | 2016-06-29 | 2016-06-29 02:00 | 40.69 | 2016 | 4.76 | 2016-06-30
Spain | ESP | 2016-06-29 01:00 | 2016-06-29 03:00 | 40.25 | 2016 | 4.76 | 2016-06-30
Spain | ESP | 2016-06-29 02:00 | 2016-06-29 04:00 | 42.28 | 2016 | 4.76 | 2016-06-30
Spain | ESP | 2016-06-29 03:00 | 2016-06-29 05:00 | 43.24 | 2016 | 4.76 | 2016-06-30
Spain | ESP | 2016-06-29 04:00 | 2016-06-29 06:00 | 45 | 2016 | 4.76 | 2016-06-30
Spain | ESP | 2016-06-29 05:00 | 2016-06-29 07:00 | 46.83 | 2016 | 4.76 | 2016-06-30
Spain | ESP | 2016-06-29 06:00 | 2016-06-29 08:00 | 48.06 | 2016 | 4.76 | 2016-06-30
Spain | ESP | 2016-06-29 07:00 | 2016-06-29 09:00 | 47.3 | 2016 | 4.76 | 2016-06-30
Spain | ESP | 2016-06-29 08:00 | 2016-06-29 10:00 | 47.91 | 2016 | 4.76 | 2016-06-30
Spain | ESP | 2016-06-29 09:00 | 2016-06-29 11:00 | 47.69 | 2016 | 4.76 | 2016-06-30
Spain | ESP | 2016-06-29 10:00 | 2016-06-29 12:00 | 48 | 2016 | 4.76 | 2016-06-30
Spain | ESP | 2016-06-29 11:00 | 2016-06-29 13:00 | 47.94 | 2016 | 4.76 | 2016-06-30
Spain | ESP | 2016-06-29 12:00 | 2016-06-29 14:00 | 46.9 | 2016 | 4.76 | 2016-06-30
Spain | ESP | 2016-06-29 13:00 | 2016-06-29 15:00 | 46.25 | 2016 | 4.76 | 2016-06-30
Spain | ESP | 2016-06-29 14:00 | 2016-06-29 16:00 | 45.79 | 2016 | 4.76 | 2016-06-30
Spain | ESP | 2016-06-29 15:00 | 2016-06-29 17:00 | 45.7 | 2016 | 4.76 | 2016-06-30
Spain | ESP | 2016-06-29 16:00 | 2016-06-29 18:00 | 45 | 2016 | 4.76 | 2016-06-30
Spain | ESP | 2016-06-29 17:00 | 2016-06-29 19:00 | 44.16 | 2016 | 4.76 | 2016-06-30
Spain | ESP | 2016-06-29 18:00 | 2016-06-29 20:00 | 47.5 | 2016 | 4.76 | 2016-06-30
Spain | ESP | 2016-06-29 19:00 | 2016-06-29 21:00 | 48 | 2016 | 4.76 | 2016-06-30
Spain | ESP | 2016-06-29 20:00 | 2016-06-29 22:00 | 47.7 | 2016 | 4.76 | 2016-06-30
Spain | ESP | 2016-06-29 21:00 | 2016-06-29 23:00 | 43.16 | 2016 | 4.76 | 2016-06-30
Spain | ESP | 2016-06-29 22:00 | 2016-06-30 | 43.42 | 2016 | 4.76 | 2016-06-30
Spain | ESP | 2016-06-29 23:00 | 2016-06-30 01:00 | 43.25 | 2016 | 4.76 | 2016-06-30
Spain | ESP | 2016-06-30 | 2016-06-30 02:00 | 42.87 | 2016 | 4.76 | 2016-06-30
Spain | ESP | 2016-06-30 01:00 | 2016-06-30 03:00 | 41.83 | 2016 | 4.76 | 2016-06-30
Spain | ESP | 2016-06-30 02:00 | 2016-06-30 04:00 | 41.41 | 2016 | 4.76 | 2016-06-30
Spain | ESP | 2016-06-30 03:00 | 2016-06-30 05:00 | 43.24 | 2016 | 4.76 | 2016-06-30
Spain | ESP | 2016-06-30 04:00 | 2016-06-30 06:00 | 45.19 | 2016 | 4.76 | 2016-06-30
Spain | ESP | 2016-06-30 05:00 | 2016-06-30 07:00 | 48.01 | 2016 | 4.76 | 2016-06-30
Spain | ESP | 2016-06-30 06:00 | 2016-06-30 08:00 | 49.88 | 2016 | 4.76 | 2016-06-30
Spain | ESP | 2016-06-30 07:00 | 2016-06-30 09:00 | 47.26 | 2016 | 4.76 | 2016-06-30
Spain | ESP | 2016-06-30 08:00 | 2016-06-30 10:00 | 47.12 | 2016 | 4.76 | 2016-06-30
Spain | ESP | 2016-06-30 09:00 | 2016-06-30 11:00 | 46.83 | 2016 | 4.76 | 2016-06-30
Spain | ESP | 2016-06-30 10:00 | 2016-06-30 12:00 | 47.79 | 2016 | 4.76 | 2016-06-30
Spain | ESP | 2016-06-30 11:00 | 2016-06-30 13:00 | 47.5 | 2016 | 4.76 | 2016-06-30
Spain | ESP | 2016-06-30 12:00 | 2016-06-30 14:00 | 46.07 | 2016 | 4.76 | 2016-06-30
Spain | ESP | 2016-06-30 13:00 | 2016-06-30 15:00 | 45 | 2016 | 4.76 | 2016-06-30
Spain | ESP | 2016-06-30 14:00 | 2016-06-30 16:00 | 45 | 2016 | 4.76 | 2016-06-30
Spain | ESP | 2016-06-30 15:00 | 2016-06-30 17:00 | 45.49 | 2016 | 4.76 | 2016-06-30
Spain | ESP | 2016-06-30 16:00 | 2016-06-30 18:00 | 44 | 2016 | 4.76 | 2016-06-30
Spain | ESP | 2016-06-30 17:00 | 2016-06-30 19:00 | 44.03 | 2016 | 4.76 | 2016-06-30
Spain | ESP | 2016-06-30 18:00 | 2016-06-30 20:00 | 46.4 | 2016 | 4.76 | 2016-06-30
Spain | ESP | 2016-06-30 19:00 | 2016-06-30 21:00 | 48.01 | 2016 | 4.76 | 2016-06-30
Spain | ESP | 2016-06-30 20:00 | 2016-06-30 22:00 | 47.12 | 2016 | 4.76 | 2016-06-30
Spain | ESP | 2016-06-30 21:00 | 2016-06-30 23:00 | 44 | 2016 | 4.76 | 2016-06-30
Spain | ESP | 2016-06-30 22:00 | 2016-07-01 | 46 | 2016 | 4.76 | 2016-06-30
Spain | ESP | 2016-06-30 23:00 | 2016-07-01 01:00 | 44.7 | 2016 | 4.76 | 2016-06-30
Spain | ESP | 2016-07-01 | 2016-07-01 02:00 | 42.7 | 2016 | 4.67 | 2016-07-31
Spain | ESP | 2016-07-01 01:00 | 2016-07-01 03:00 | 41 | 2016 | 4.67 | 2016-07-31
Spain | ESP | 2016-07-01 02:00 | 2016-07-01 04:00 | 41 | 2016 | 4.67 | 2016-07-31
Spain | ESP | 2016-07-01 03:00 | 2016-07-01 05:00 | 42 | 2016 | 4.67 | 2016-07-31
Spain | ESP | 2016-07-01 04:00 | 2016-07-01 06:00 | 44 | 2016 | 4.67 | 2016-07-31
Spain | ESP | 2016-07-01 05:00 | 2016-07-01 07:00 | 45.16 | 2016 | 4.67 | 2016-07-31
Spain | ESP | 2016-07-01 06:00 | 2016-07-01 08:00 | 47.12 | 2016 | 4.67 | 2016-07-31
Spain | ESP | 2016-07-01 07:00 | 2016-07-01 09:00 | 46.83 | 2016 | 4.67 | 2016-07-31
Spain | ESP | 2016-07-01 08:00 | 2016-07-01 10:00 | 48 | 2016 | 4.67 | 2016-07-31
Spain | ESP | 2016-07-01 09:00 | 2016-07-01 11:00 | 47.79 | 2016 | 4.67 | 2016-07-31
Spain | ESP | 2016-07-01 10:00 | 2016-07-01 12:00 | 48.69 | 2016 | 4.67 | 2016-07-31
Spain | ESP | 2016-07-01 11:00 | 2016-07-01 13:00 | 48.69 | 2016 | 4.67 | 2016-07-31
Spain | ESP | 2016-07-01 12:00 | 2016-07-01 14:00 | 47.54 | 2016 | 4.67 | 2016-07-31
Spain | ESP | 2016-07-01 13:00 | 2016-07-01 15:00 | 46.07 | 2016 | 4.67 | 2016-07-31
Spain | ESP | 2016-07-01 14:00 | 2016-07-01 16:00 | 41.1 | 2016 | 4.67 | 2016-07-31
Spain | ESP | 2016-07-01 15:00 | 2016-07-01 17:00 | 40.63 | 2016 | 4.67 | 2016-07-31
Spain | ESP | 2016-07-01 16:00 | 2016-07-01 18:00 | 37.27 | 2016 | 4.67 | 2016-07-31
Spain | ESP | 2016-07-01 17:00 | 2016-07-01 19:00 | 36.06 | 2016 | 4.67 | 2016-07-31
Spain | ESP | 2016-07-01 18:00 | 2016-07-01 20:00 | 39.28 | 2016 | 4.67 | 2016-07-31
Spain | ESP | 2016-07-01 19:00 | 2016-07-01 21:00 | 39.98 | 2016 | 4.67 | 2016-07-31
Spain | ESP | 2016-07-01 20:00 | 2016-07-01 22:00 | 40 | 2016 | 4.67 | 2016-07-31
Spain | ESP | 2016-07-01 21:00 | 2016-07-01 23:00 | 37.8 | 2016 | 4.67 | 2016-07-31
Spain | ESP | 2016-07-01 22:00 | 2016-07-02 | 43 | 2016 | 4.67 | 2016-07-31
Spain | ESP | 2016-07-01 23:00 | 2016-07-02 01:00 | 40 | 2016 | 4.67 | 2016-07-31
Spain | ESP | 2016-07-02 | 2016-07-02 02:00 | 36.07 | 2016 | 4.67 | 2016-07-31
Spain | ESP | 2016-07-02 01:00 | 2016-07-02 03:00 | 36 | 2016 | 4.67 | 2016-07-31
Spain | ESP | 2016-07-02 02:00 | 2016-07-02 04:00 | 35.38 | 2016 | 4.67 | 2016-07-31
Spain | ESP | 2016-07-02 03:00 | 2016-07-02 05:00 | 32.35 | 2016 | 4.67 | 2016-07-31
Spain | ESP | 2016-07-02 04:00 | 2016-07-02 06:00 | 31.92 | 2016 | 4.67 | 2016-07-31
Spain | ESP | 2016-07-02 05:00 | 2016-07-02 07:00 | 31.92 | 2016 | 4.67 | 2016-07-31
Spain | ESP | 2016-07-02 06:00 | 2016-07-02 08:00 | 35.92 | 2016 | 4.67 | 2016-07-31
Spain | ESP | 2016-07-02 07:00 | 2016-07-02 09:00 | 37.97 | 2016 | 4.67 | 2016-07-31
Spain | ESP | 2016-07-02 08:00 | 2016-07-02 10:00 | 43.49 | 2016 | 4.67 | 2016-07-31
Spain | ESP | 2016-07-02 09:00 | 2016-07-02 11:00 | 42.42 | 2016 | 4.67 | 2016-07-31
Spain | ESP | 2016-07-02 10:00 | 2016-07-02 12:00 | 44.39 | 2016 | 4.67 | 2016-07-31
Spain | ESP | 2016-07-02 11:00 | 2016-07-02 13:00 | 47.1 | 2016 | 4.67 | 2016-07-31
Spain | ESP | 2016-07-02 12:00 | 2016-07-02 14:00 | 45.69 | 2016 | 4.67 | 2016-07-31
Spain | ESP | 2016-07-02 13:00 | 2016-07-02 15:00 | 47.1 | 2016 | 4.67 | 2016-07-31
Spain | ESP | 2016-07-02 14:00 | 2016-07-02 16:00 | 43.76 | 2016 | 4.67 | 2016-07-31
Spain | ESP | 2016-07-02 15:00 | 2016-07-02 17:00 | 41.1 | 2016 | 4.67 | 2016-07-31
Spain | ESP | 2016-07-02 16:00 | 2016-07-02 18:00 | 38.67 | 2016 | 4.67 | 2016-07-31
Spain | ESP | 2016-07-02 17:00 | 2016-07-02 19:00 | 37 | 2016 | 4.67 | 2016-07-31
Spain | ESP | 2016-07-02 18:00 | 2016-07-02 20:00 | 39 | 2016 | 4.67 | 2016-07-31
Spain | ESP | 2016-07-02 19:00 | 2016-07-02 21:00 | 39 | 2016 | 4.67 | 2016-07-31
Spain | ESP | 2016-07-02 20:00 | 2016-07-02 22:00 | 38.14 | 2016 | 4.67 | 2016-07-31
Spain | ESP | 2016-07-02 21:00 | 2016-07-02 23:00 | 36.32 | 2016 | 4.67 | 2016-07-31
Spain | ESP | 2016-07-02 22:00 | 2016-07-03 | 36 | 2016 | 4.67 | 2016-07-31
Spain | ESP | 2016-07-02 23:00 | 2016-07-03 01:00 | 32.19 | 2016 | 4.67 | 2016-07-31
Spain | ESP | 2016-07-03 | 2016-07-03 02:00 | 31 | 2016 | 4.67 | 2016-07-31
Spain | ESP | 2016-07-03 01:00 | 2016-07-03 03:00 | 29 | 2016 | 4.67 | 2016-07-31
Spain | ESP | 2016-07-03 02:00 | 2016-07-03 04:00 | 25.89 | 2016 | 4.67 | 2016-07-31
Spain | ESP | 2016-07-03 03:00 | 2016-07-03 05:00 | 25.61 | 2016 | 4.67 | 2016-07-31
Spain | ESP | 2016-07-03 04:00 | 2016-07-03 06:00 | 25.32 | 2016 | 4.67 | 2016-07-31
Spain | ESP | 2016-07-03 05:00 | 2016-07-03 07:00 | 25.29 | 2016 | 4.67 | 2016-07-31
Spain | ESP | 2016-07-03 06:00 | 2016-07-03 08:00 | 28 | 2016 | 4.67 | 2016-07-31
Spain | ESP | 2016-07-03 07:00 | 2016-07-03 09:00 | 31 | 2016 | 4.67 | 2016-07-31
Spain | ESP | 2016-07-03 08:00 | 2016-07-03 10:00 | 31.89 | 2016 | 4.67 | 2016-07-31
Spain | ESP | 2016-07-03 09:00 | 2016-07-03 11:00 | 32.44 | 2016 | 4.67 | 2016-07-31
Spain | ESP | 2016-07-03 10:00 | 2016-07-03 12:00 | 33.54 | 2016 | 4.67 | 2016-07-31
Spain | ESP | 2016-07-03 11:00 | 2016-07-03 13:00 | 35.91 | 2016 | 4.67 | 2016-07-31
Spain | ESP | 2016-07-03 12:00 | 2016-07-03 14:00 | 36.02 | 2016 | 4.67 | 2016-07-31
Spain | ESP | 2016-07-03 13:00 | 2016-07-03 15:00 | 34.3 | 2016 | 4.67 | 2016-07-31
Spain | ESP | 2016-07-03 14:00 | 2016-07-03 16:00 | 32.8 | 2016 | 4.67 | 2016-07-31
Spain | ESP | 2016-07-03 15:00 | 2016-07-03 17:00 | 32.53 | 2016 | 4.67 | 2016-07-31
Spain | ESP | 2016-07-03 16:00 | 2016-07-03 18:00 | 35.91 | 2016 | 4.67 | 2016-07-31
Spain | ESP | 2016-07-03 17:00 | 2016-07-03 19:00 | 35.38 | 2016 | 4.67 | 2016-07-31
Spain | ESP | 2016-07-03 18:00 | 2016-07-03 20:00 | 41.1 | 2016 | 4.67 | 2016-07-31
Spain | ESP | 2016-07-03 19:00 | 2016-07-03 21:00 | 46.5 | 2016 | 4.67 | 2016-07-31
Spain | ESP | 2016-07-03 20:00 | 2016-07-03 22:00 | 47.46 | 2016 | 4.67 | 2016-07-31
Spain | ESP | 2016-07-03 21:00 | 2016-07-03 23:00 | 46.69 | 2016 | 4.67 | 2016-07-31
Spain | ESP | 2016-07-03 22:00 | 2016-07-04 | 35.41 | 2016 | 4.67 | 2016-07-31
Spain | ESP | 2016-07-03 23:00 | 2016-07-04 01:00 | 31.67 | 2016 | 4.67 | 2016-07-31
Spain | ESP | 2016-07-04 | 2016-07-04 02:00 | 31.67 | 2016 | 4.67 | 2016-07-31
Spain | ESP | 2016-07-04 01:00 | 2016-07-04 03:00 | 31.67 | 2016 | 4.67 | 2016-07-31
Spain | ESP | 2016-07-04 02:00 | 2016-07-04 04:00 | 31.67 | 2016 | 4.67 | 2016-07-31
Spain | ESP | 2016-07-04 03:00 | 2016-07-04 05:00 | 31.67 | 2016 | 4.67 | 2016-07-31
Spain | ESP | 2016-07-04 04:00 | 2016-07-04 06:00 | 32.4 | 2016 | 4.67 | 2016-07-31
Spain | ESP | 2016-07-04 05:00 | 2016-07-04 07:00 | 40.11 | 2016 | 4.67 | 2016-07-31
Spain | ESP | 2016-07-04 06:00 | 2016-07-04 08:00 | 41.83 | 2016 | 4.67 | 2016-07-31
Spain | ESP | 2016-07-04 07:00 | 2016-07-04 09:00 | 42.73 | 2016 | 4.67 | 2016-07-31
Spain | ESP | 2016-07-04 08:00 | 2016-07-04 10:00 | 42.08 | 2016 | 4.67 | 2016-07-31
Spain | ESP | 2016-07-04 09:00 | 2016-07-04 11:00 | 42.91 | 2016 | 4.67 | 2016-07-31
Spain | ESP | 2016-07-04 10:00 | 2016-07-04 12:00 | 44.57 | 2016 | 4.67 | 2016-07-31
Spain | ESP | 2016-07-04 11:00 | 2016-07-04 13:00 | 47.1 | 2016 | 4.67 | 2016-07-31
Spain | ESP | 2016-07-04 12:00 | 2016-07-04 14:00 | 47.12 | 2016 | 4.67 | 2016-07-31
Spain | ESP | 2016-07-04 13:00 | 2016-07-04 15:00 | 46.94 | 2016 | 4.67 | 2016-07-31
Spain | ESP | 2016-07-04 14:00 | 2016-07-04 16:00 | 45.83 | 2016 | 4.67 | 2016-07-31
Spain | ESP | 2016-07-04 15:00 | 2016-07-04 17:00 | 46.69 | 2016 | 4.67 | 2016-07-31
Spain | ESP | 2016-07-04 16:00 | 2016-07-04 18:00 | 44.68 | 2016 | 4.67 | 2016-07-31
Spain | ESP | 2016-07-04 17:00 | 2016-07-04 19:00 | 42.83 | 2016 | 4.67 | 2016-07-31
Spain | ESP | 2016-07-04 18:00 | 2016-07-04 20:00 | 43 | 2016 | 4.67 | 2016-07-31
Spain | ESP | 2016-07-04 19:00 | 2016-07-04 21:00 | 44.54 | 2016 | 4.67 | 2016-07-31
Spain | ESP | 2016-07-04 20:00 | 2016-07-04 22:00 | 44.72 | 2016 | 4.67 | 2016-07-31
Spain | ESP | 2016-07-04 21:00 | 2016-07-04 23:00 | 43 | 2016 | 4.67 | 2016-07-31
Spain | ESP | 2016-07-04 22:00 | 2016-07-05 | 44.69 | 2016 | 4.67 | 2016-07-31
Spain | ESP | 2016-07-04 23:00 | 2016-07-05 01:00 | 41.28 | 2016 | 4.67 | 2016-07-31
Spain | ESP | 2016-07-05 | 2016-07-05 02:00 | 39.17 | 2016 | 4.67 | 2016-07-31
Spain | ESP | 2016-07-05 01:00 | 2016-07-05 03:00 | 37 | 2016 | 4.67 | 2016-07-31
Spain | ESP | 2016-07-05 02:00 | 2016-07-05 04:00 | 37 | 2016 | 4.67 | 2016-07-31
Spain | ESP | 2016-07-05 03:00 | 2016-07-05 05:00 | 36 | 2016 | 4.67 | 2016-07-31
Spain | ESP | 2016-07-05 04:00 | 2016-07-05 06:00 | 36.6 | 2016 | 4.67 | 2016-07-31
Spain | ESP | 2016-07-05 05:00 | 2016-07-05 07:00 | 39.74 | 2016 | 4.67 | 2016-07-31
Spain | ESP | 2016-07-05 06:00 | 2016-07-05 08:00 | 40.11 | 2016 | 4.67 | 2016-07-31
Spain | ESP | 2016-07-05 07:00 | 2016-07-05 09:00 | 42.86 | 2016 | 4.67 | 2016-07-31
Spain | ESP | 2016-07-05 08:00 | 2016-07-05 10:00 | 42.74 | 2016 | 4.67 | 2016-07-31
Spain | ESP | 2016-07-05 09:00 | 2016-07-05 11:00 | 42.57 | 2016 | 4.67 | 2016-07-31
Spain | ESP | 2016-07-05 10:00 | 2016-07-05 12:00 | 44.38 | 2016 | 4.67 | 2016-07-31
Spain | ESP | 2016-07-05 11:00 | 2016-07-05 13:00 | 44.69 | 2016 | 4.67 | 2016-07-31
Spain | ESP | 2016-07-05 12:00 | 2016-07-05 14:00 | 45.3 | 2016 | 4.67 | 2016-07-31
Spain | ESP | 2016-07-05 13:00 | 2016-07-05 15:00 | 45.79 | 2016 | 4.67 | 2016-07-31
Spain | ESP | 2016-07-05 14:00 | 2016-07-05 16:00 | 45.94 | 2016 | 4.67 | 2016-07-31
Spain | ESP | 2016-07-05 15:00 | 2016-07-05 17:00 | 45.69 | 2016 | 4.67 | 2016-07-31
Spain | ESP | 2016-07-05 16:00 | 2016-07-05 18:00 | 43.89 | 2016 | 4.67 | 2016-07-31
Spain | ESP | 2016-07-05 17:00 | 2016-07-05 19:00 | 42.3 | 2016 | 4.67 | 2016-07-31
Spain | ESP | 2016-07-05 18:00 | 2016-07-05 20:00 | 42.03 | 2016 | 4.67 | 2016-07-31
Spain | ESP | 2016-07-05 19:00 | 2016-07-05 21:00 | 42.52 | 2016 | 4.67 | 2016-07-31
Spain | ESP | 2016-07-05 20:00 | 2016-07-05 22:00 | 42.34 | 2016 | 4.67 | 2016-07-31
Spain | ESP | 2016-07-05 21:00 | 2016-07-05 23:00 | 43.22 | 2016 | 4.67 | 2016-07-31
Spain | ESP | 2016-07-05 22:00 | 2016-07-06 | 43.03 | 2016 | 4.67 | 2016-07-31
Spain | ESP | 2016-07-05 23:00 | 2016-07-06 01:00 | 39.25 | 2016 | 4.67 | 2016-07-31
Spain | ESP | 2016-07-06 | 2016-07-06 02:00 | 37 | 2016 | 4.67 | 2016-07-31
Spain | ESP | 2016-07-06 01:00 | 2016-07-06 03:00 | 36 | 2016 | 4.67 | 2016-07-31
Spain | ESP | 2016-07-06 02:00 | 2016-07-06 04:00 | 35.91 | 2016 | 4.67 | 2016-07-31
Spain | ESP | 2016-07-06 03:00 | 2016-07-06 05:00 | 35.91 | 2016 | 4.67 | 2016-07-31
Spain | ESP | 2016-07-06 04:00 | 2016-07-06 06:00 | 36.07 | 2016 | 4.67 | 2016-07-31
Spain | ESP | 2016-07-06 05:00 | 2016-07-06 07:00 | 42 | 2016 | 4.67 | 2016-07-31
Spain | ESP | 2016-07-06 06:00 | 2016-07-06 08:00 | 42.89 | 2016 | 4.67 | 2016-07-31
Spain | ESP | 2016-07-06 07:00 | 2016-07-06 09:00 | 43.1 | 2016 | 4.67 | 2016-07-31
Spain | ESP | 2016-07-06 08:00 | 2016-07-06 10:00 | 44.03 | 2016 | 4.67 | 2016-07-31
Spain | ESP | 2016-07-06 09:00 | 2016-07-06 11:00 | 44.4 | 2016 | 4.67 | 2016-07-31
Spain | ESP | 2016-07-06 10:00 | 2016-07-06 12:00 | 45 | 2016 | 4.67 | 2016-07-31
Spain | ESP | 2016-07-06 11:00 | 2016-07-06 13:00 | 44.89 | 2016 | 4.67 | 2016-07-31
Spain | ESP | 2016-07-06 12:00 | 2016-07-06 14:00 | 44.69 | 2016 | 4.67 | 2016-07-31
Spain | ESP | 2016-07-06 13:00 | 2016-07-06 15:00 | 44 | 2016 | 4.67 | 2016-07-31
Spain | ESP | 2016-07-06 14:00 | 2016-07-06 16:00 | 44.1 | 2016 | 4.67 | 2016-07-31
Spain | ESP | 2016-07-06 15:00 | 2016-07-06 17:00 | 44.31 | 2016 | 4.67 | 2016-07-31
Spain | ESP | 2016-07-06 16:00 | 2016-07-06 18:00 | 43.39 | 2016 | 4.67 | 2016-07-31
Spain | ESP | 2016-07-06 17:00 | 2016-07-06 19:00 | 42.88 | 2016 | 4.67 | 2016-07-31
Spain | ESP | 2016-07-06 18:00 | 2016-07-06 20:00 | 43 | 2016 | 4.67 | 2016-07-31
Spain | ESP | 2016-07-06 19:00 | 2016-07-06 21:00 | 43.51 | 2016 | 4.67 | 2016-07-31
Spain | ESP | 2016-07-06 20:00 | 2016-07-06 22:00 | 43.1 | 2016 | 4.67 | 2016-07-31
Spain | ESP | 2016-07-06 21:00 | 2016-07-06 23:00 | 42.83 | 2016 | 4.67 | 2016-07-31
Spain | ESP | 2016-07-06 22:00 | 2016-07-07 | 43.8 | 2016 | 4.67 | 2016-07-31
Spain | ESP | 2016-07-06 23:00 | 2016-07-07 01:00 | 41.39 | 2016 | 4.67 | 2016-07-31
Spain | ESP | 2016-07-07 | 2016-07-07 02:00 | 41.1 | 2016 | 4.67 | 2016-07-31
Spain | ESP | 2016-07-07 01:00 | 2016-07-07 03:00 | 40.11 | 2016 | 4.67 | 2016-07-31
Spain | ESP | 2016-07-07 02:00 | 2016-07-07 04:00 | 39.9 | 2016 | 4.67 | 2016-07-31
Spain | ESP | 2016-07-07 03:00 | 2016-07-07 05:00 | 41.66 | 2016 | 4.67 | 2016-07-31
Spain | ESP | 2016-07-07 04:00 | 2016-07-07 06:00 | 42 | 2016 | 4.67 | 2016-07-31
Spain | ESP | 2016-07-07 05:00 | 2016-07-07 07:00 | 42.6 | 2016 | 4.67 | 2016-07-31
Spain | ESP | 2016-07-07 06:00 | 2016-07-07 08:00 | 43.29 | 2016 | 4.67 | 2016-07-31
Spain | ESP | 2016-07-07 07:00 | 2016-07-07 09:00 | 43.8 | 2016 | 4.67 | 2016-07-31
Spain | ESP | 2016-07-07 08:00 | 2016-07-07 10:00 | 44.49 | 2016 | 4.67 | 2016-07-31
Spain | ESP | 2016-07-07 09:00 | 2016-07-07 11:00 | 44.3 | 2016 | 4.67 | 2016-07-31
Spain | ESP | 2016-07-07 10:00 | 2016-07-07 12:00 | 44.68 | 2016 | 4.67 | 2016-07-31
Spain | ESP | 2016-07-07 11:00 | 2016-07-07 13:00 | 44.68 | 2016 | 4.67 | 2016-07-31
Spain | ESP | 2016-07-07 12:00 | 2016-07-07 14:00 | 44.01 | 2016 | 4.67 | 2016-07-31
Spain | ESP | 2016-07-07 13:00 | 2016-07-07 15:00 | 43.69 | 2016 | 4.67 | 2016-07-31
Spain | ESP | 2016-07-07 14:00 | 2016-07-07 16:00 | 44 | 2016 | 4.67 | 2016-07-31
Spain | ESP | 2016-07-07 15:00 | 2016-07-07 17:00 | 44.49 | 2016 | 4.67 | 2016-07-31
Spain | ESP | 2016-07-07 16:00 | 2016-07-07 18:00 | 44.55 | 2016 | 4.67 | 2016-07-31
Spain | ESP | 2016-07-07 17:00 | 2016-07-07 19:00 | 44.05 | 2016 | 4.67 | 2016-07-31
Spain | ESP | 2016-07-07 18:00 | 2016-07-07 20:00 | 44.02 | 2016 | 4.67 | 2016-07-31
Spain | ESP | 2016-07-07 19:00 | 2016-07-07 21:00 | 44.68 | 2016 | 4.67 | 2016-07-31
Spain | ESP | 2016-07-07 20:00 | 2016-07-07 22:00 | 44.68 | 2016 | 4.67 | 2016-07-31
Spain | ESP | 2016-07-07 21:00 | 2016-07-07 23:00 | 42.75 | 2016 | 4.67 | 2016-07-31
Spain | ESP | 2016-07-07 22:00 | 2016-07-08 | 44.19 | 2016 | 4.67 | 2016-07-31
Spain | ESP | 2016-07-07 23:00 | 2016-07-08 01:00 | 42 | 2016 | 4.67 | 2016-07-31
Spain | ESP | 2016-07-08 | 2016-07-08 02:00 | 42.74 | 2016 | 4.67 | 2016-07-31
Spain | ESP | 2016-07-08 01:00 | 2016-07-08 03:00 | 41 | 2016 | 4.67 | 2016-07-31
Spain | ESP | 2016-07-08 02:00 | 2016-07-08 04:00 | 40.64 | 2016 | 4.67 | 2016-07-31
Spain | ESP | 2016-07-08 03:00 | 2016-07-08 05:00 | 40.98 | 2016 | 4.67 | 2016-07-31
Spain | ESP | 2016-07-08 04:00 | 2016-07-08 06:00 | 41.39 | 2016 | 4.67 | 2016-07-31
Spain | ESP | 2016-07-08 05:00 | 2016-07-08 07:00 | 42.89 | 2016 | 4.67 | 2016-07-31
Spain | ESP | 2016-07-08 06:00 | 2016-07-08 08:00 | 42.77 | 2016 | 4.67 | 2016-07-31
Spain | ESP | 2016-07-08 07:00 | 2016-07-08 09:00 | 42.88 | 2016 | 4.67 | 2016-07-31
Spain | ESP | 2016-07-08 08:00 | 2016-07-08 10:00 | 43.52 | 2016 | 4.67 | 2016-07-31
Spain | ESP | 2016-07-08 09:00 | 2016-07-08 11:00 | 43.52 | 2016 | 4.67 | 2016-07-31
Spain | ESP | 2016-07-08 10:00 | 2016-07-08 12:00 | 44.17 | 2016 | 4.67 | 2016-07-31
Spain | ESP | 2016-07-08 11:00 | 2016-07-08 13:00 | 44.19 | 2016 | 4.67 | 2016-07-31
Spain | ESP | 2016-07-08 12:00 | 2016-07-08 14:00 | 43.5 | 2016 | 4.67 | 2016-07-31
Spain | ESP | 2016-07-08 13:00 | 2016-07-08 15:00 | 42.83 | 2016 | 4.67 | 2016-07-31
Spain | ESP | 2016-07-08 14:00 | 2016-07-08 16:00 | 43.33 | 2016 | 4.67 | 2016-07-31
Spain | ESP | 2016-07-08 15:00 | 2016-07-08 17:00 | 42.74 | 2016 | 4.67 | 2016-07-31
Spain | ESP | 2016-07-08 16:00 | 2016-07-08 18:00 | 42 | 2016 | 4.67 | 2016-07-31
Spain | ESP | 2016-07-08 17:00 | 2016-07-08 19:00 | 41.03 | 2016 | 4.67 | 2016-07-31
Spain | ESP | 2016-07-08 18:00 | 2016-07-08 20:00 | 41.17 | 2016 | 4.67 | 2016-07-31
Spain | ESP | 2016-07-08 19:00 | 2016-07-08 21:00 | 42 | 2016 | 4.67 | 2016-07-31
Spain | ESP | 2016-07-08 20:00 | 2016-07-08 22:00 | 40.39 | 2016 | 4.67 | 2016-07-31
Spain | ESP | 2016-07-08 21:00 | 2016-07-08 23:00 | 37.49 | 2016 | 4.67 | 2016-07-31
Spain | ESP | 2016-07-08 22:00 | 2016-07-09 | 44.19 | 2016 | 4.67 | 2016-07-31
Spain | ESP | 2016-07-08 23:00 | 2016-07-09 01:00 | 43.01 | 2016 | 4.67 | 2016-07-31
Spain | ESP | 2016-07-09 | 2016-07-09 02:00 | 40.17 | 2016 | 4.67 | 2016-07-31
Spain | ESP | 2016-07-09 01:00 | 2016-07-09 03:00 | 40.21 | 2016 | 4.67 | 2016-07-31
Spain | ESP | 2016-07-09 02:00 | 2016-07-09 04:00 | 40.1 | 2016 | 4.67 | 2016-07-31
Spain | ESP | 2016-07-09 03:00 | 2016-07-09 05:00 | 40 | 2016 | 4.67 | 2016-07-31
Spain | ESP | 2016-07-09 04:00 | 2016-07-09 06:00 | 40 | 2016 | 4.67 | 2016-07-31
Spain | ESP | 2016-07-09 05:00 | 2016-07-09 07:00 | 40.01 | 2016 | 4.67 | 2016-07-31
Spain | ESP | 2016-07-09 06:00 | 2016-07-09 08:00 | 44.01 | 2016 | 4.67 | 2016-07-31
Spain | ESP | 2016-07-09 07:00 | 2016-07-09 09:00 | 43.69 | 2016 | 4.67 | 2016-07-31
Spain | ESP | 2016-07-09 08:00 | 2016-07-09 10:00 | 40.17 | 2016 | 4.67 | 2016-07-31
Spain | ESP | 2016-07-09 09:00 | 2016-07-09 11:00 | 40.64 | 2016 | 4.67 | 2016-07-31
Spain | ESP | 2016-07-09 10:00 | 2016-07-09 12:00 | 41.5 | 2016 | 4.67 | 2016-07-31
Spain | ESP | 2016-07-09 11:00 | 2016-07-09 13:00 | 42 | 2016 | 4.67 | 2016-07-31
Spain | ESP | 2016-07-09 12:00 | 2016-07-09 14:00 | 40.64 | 2016 | 4.67 | 2016-07-31
Spain | ESP | 2016-07-09 13:00 | 2016-07-09 15:00 | 40 | 2016 | 4.67 | 2016-07-31
Spain | ESP | 2016-07-09 14:00 | 2016-07-09 16:00 | 37.16 | 2016 | 4.67 | 2016-07-31
Spain | ESP | 2016-07-09 15:00 | 2016-07-09 17:00 | 37.8 | 2016 | 4.67 | 2016-07-31
Spain | ESP | 2016-07-09 16:00 | 2016-07-09 18:00 | 40 | 2016 | 4.67 | 2016-07-31
Spain | ESP | 2016-07-09 17:00 | 2016-07-09 19:00 | 40.58 | 2016 | 4.67 | 2016-07-31
Spain | ESP | 2016-07-09 18:00 | 2016-07-09 20:00 | 43.69 | 2016 | 4.67 | 2016-07-31
Spain | ESP | 2016-07-09 19:00 | 2016-07-09 21:00 | 45.41 | 2016 | 4.67 | 2016-07-31
Spain | ESP | 2016-07-09 20:00 | 2016-07-09 22:00 | 44.98 | 2016 | 4.67 | 2016-07-31
Spain | ESP | 2016-07-09 21:00 | 2016-07-09 23:00 | 42.69 | 2016 | 4.67 | 2016-07-31
Spain | ESP | 2016-07-09 22:00 | 2016-07-10 | 47.12 | 2016 | 4.67 | 2016-07-31
Spain | ESP | 2016-07-09 23:00 | 2016-07-10 01:00 | 42 | 2016 | 4.67 | 2016-07-31
Spain | ESP | 2016-07-10 | 2016-07-10 02:00 | 38.73 | 2016 | 4.67 | 2016-07-31
Spain | ESP | 2016-07-10 01:00 | 2016-07-10 03:00 | 35.72 | 2016 | 4.67 | 2016-07-31
Spain | ESP | 2016-07-10 02:00 | 2016-07-10 04:00 | 35.5 | 2016 | 4.67 | 2016-07-31
Spain | ESP | 2016-07-10 03:00 | 2016-07-10 05:00 | 35.5 | 2016 | 4.67 | 2016-07-31
Spain | ESP | 2016-07-10 04:00 | 2016-07-10 06:00 | 35.5 | 2016 | 4.67 | 2016-07-31
Spain | ESP | 2016-07-10 05:00 | 2016-07-10 07:00 | 35.33 | 2016 | 4.67 | 2016-07-31
Spain | ESP | 2016-07-10 06:00 | 2016-07-10 08:00 | 35.65 | 2016 | 4.67 | 2016-07-31
Spain | ESP | 2016-07-10 07:00 | 2016-07-10 09:00 | 35.72 | 2016 | 4.67 | 2016-07-31
Spain | ESP | 2016-07-10 08:00 | 2016-07-10 10:00 | 36.12 | 2016 | 4.67 | 2016-07-31
Spain | ESP | 2016-07-10 09:00 | 2016-07-10 11:00 | 39.01 | 2016 | 4.67 | 2016-07-31
Spain | ESP | 2016-07-10 10:00 | 2016-07-10 12:00 | 39.2 | 2016 | 4.67 | 2016-07-31
Spain | ESP | 2016-07-10 11:00 | 2016-07-10 13:00 | 40 | 2016 | 4.67 | 2016-07-31
Spain | ESP | 2016-07-10 12:00 | 2016-07-10 14:00 | 40 | 2016 | 4.67 | 2016-07-31
Spain | ESP | 2016-07-10 13:00 | 2016-07-10 15:00 | 36.4 | 2016 | 4.67 | 2016-07-31
Spain | ESP | 2016-07-10 14:00 | 2016-07-10 16:00 | 35.18 | 2016 | 4.67 | 2016-07-31
Spain | ESP | 2016-07-10 15:00 | 2016-07-10 17:00 | 35 | 2016 | 4.67 | 2016-07-31
Spain | ESP | 2016-07-10 16:00 | 2016-07-10 18:00 | 36.8 | 2016 | 4.67 | 2016-07-31
Spain | ESP | 2016-07-10 17:00 | 2016-07-10 19:00 | 39.44 | 2016 | 4.67 | 2016-07-31
Spain | ESP | 2016-07-10 18:00 | 2016-07-10 20:00 | 43.39 | 2016 | 4.67 | 2016-07-31
Spain | ESP | 2016-07-10 19:00 | 2016-07-10 21:00 | 46.79 | 2016 | 4.67 | 2016-07-31
Spain | ESP | 2016-07-10 20:00 | 2016-07-10 22:00 | 50.25 | 2016 | 4.67 | 2016-07-31
Spain | ESP | 2016-07-10 21:00 | 2016-07-10 23:00 | 45.14 | 2016 | 4.67 | 2016-07-31
Spain | ESP | 2016-07-10 22:00 | 2016-07-11 | 42 | 2016 | 4.67 | 2016-07-31
Spain | ESP | 2016-07-10 23:00 | 2016-07-11 01:00 | 35.33 | 2016 | 4.67 | 2016-07-31
Spain | ESP | 2016-07-11 | 2016-07-11 02:00 | 33.52 | 2016 | 4.67 | 2016-07-31
Spain | ESP | 2016-07-11 01:00 | 2016-07-11 03:00 | 32.69 | 2016 | 4.67 | 2016-07-31
Spain | ESP | 2016-07-11 02:00 | 2016-07-11 04:00 | 33.2 | 2016 | 4.67 | 2016-07-31
Spain | ESP | 2016-07-11 03:00 | 2016-07-11 05:00 | 34.4 | 2016 | 4.67 | 2016-07-31
Spain | ESP | 2016-07-11 04:00 | 2016-07-11 06:00 | 36.56 | 2016 | 4.67 | 2016-07-31
Spain | ESP | 2016-07-11 05:00 | 2016-07-11 07:00 | 45 | 2016 | 4.67 | 2016-07-31
Spain | ESP | 2016-07-11 06:00 | 2016-07-11 08:00 | 49.01 | 2016 | 4.67 | 2016-07-31
Spain | ESP | 2016-07-11 07:00 | 2016-07-11 09:00 | 50.73 | 2016 | 4.67 | 2016-07-31
Spain | ESP | 2016-07-11 08:00 | 2016-07-11 10:00 | 50 | 2016 | 4.67 | 2016-07-31
Spain | ESP | 2016-07-11 09:00 | 2016-07-11 11:00 | 46.01 | 2016 | 4.67 | 2016-07-31
Spain | ESP | 2016-07-11 10:00 | 2016-07-11 12:00 | 48.03 | 2016 | 4.67 | 2016-07-31
Spain | ESP | 2016-07-11 11:00 | 2016-07-11 13:00 | 50 | 2016 | 4.67 | 2016-07-31
Spain | ESP | 2016-07-11 12:00 | 2016-07-11 14:00 | 47.1 | 2016 | 4.67 | 2016-07-31
Spain | ESP | 2016-07-11 13:00 | 2016-07-11 15:00 | 44.01 | 2016 | 4.67 | 2016-07-31
Spain | ESP | 2016-07-11 14:00 | 2016-07-11 16:00 | 42.69 | 2016 | 4.67 | 2016-07-31
Spain | ESP | 2016-07-11 15:00 | 2016-07-11 17:00 | 42.86 | 2016 | 4.67 | 2016-07-31
Spain | ESP | 2016-07-11 16:00 | 2016-07-11 18:00 | 41.23 | 2016 | 4.67 | 2016-07-31
Spain | ESP | 2016-07-11 17:00 | 2016-07-11 19:00 | 39.44 | 2016 | 4.67 | 2016-07-31
Spain | ESP | 2016-07-11 18:00 | 2016-07-11 20:00 | 40.1 | 2016 | 4.67 | 2016-07-31
Spain | ESP | 2016-07-11 19:00 | 2016-07-11 21:00 | 44.57 | 2016 | 4.67 | 2016-07-31
Spain | ESP | 2016-07-11 20:00 | 2016-07-11 22:00 | 46.01 | 2016 | 4.67 | 2016-07-31
Spain | ESP | 2016-07-11 21:00 | 2016-07-11 23:00 | 42 | 2016 | 4.67 | 2016-07-31
Spain | ESP | 2016-07-11 22:00 | 2016-07-12 | 42 | 2016 | 4.67 | 2016-07-31
Spain | ESP | 2016-07-11 23:00 | 2016-07-12 01:00 | 37.16 | 2016 | 4.67 | 2016-07-31
Spain | ESP | 2016-07-12 | 2016-07-12 02:00 | 35 | 2016 | 4.67 | 2016-07-31
Spain | ESP | 2016-07-12 01:00 | 2016-07-12 03:00 | 34.6 | 2016 | 4.67 | 2016-07-31
Spain | ESP | 2016-07-12 02:00 | 2016-07-12 04:00 | 34.6 | 2016 | 4.67 | 2016-07-31
Spain | ESP | 2016-07-12 03:00 | 2016-07-12 05:00 | 34.8 | 2016 | 4.67 | 2016-07-31
Spain | ESP | 2016-07-12 04:00 | 2016-07-12 06:00 | 35.72 | 2016 | 4.67 | 2016-07-31
Spain | ESP | 2016-07-12 05:00 | 2016-07-12 07:00 | 43.3 | 2016 | 4.67 | 2016-07-31
Spain | ESP | 2016-07-12 06:00 | 2016-07-12 08:00 | 45 | 2016 | 4.67 | 2016-07-31
Spain | ESP | 2016-07-12 07:00 | 2016-07-12 09:00 | 43.52 | 2016 | 4.67 | 2016-07-31
Spain | ESP | 2016-07-12 08:00 | 2016-07-12 10:00 | 44.01 | 2016 | 4.67 | 2016-07-31
Spain | ESP | 2016-07-12 09:00 | 2016-07-12 11:00 | 44.5 | 2016 | 4.67 | 2016-07-31
Spain | ESP | 2016-07-12 10:00 | 2016-07-12 12:00 | 46.27 | 2016 | 4.67 | 2016-07-31
Spain | ESP | 2016-07-12 11:00 | 2016-07-12 13:00 | 48 | 2016 | 4.67 | 2016-07-31
Spain | ESP | 2016-07-12 12:00 | 2016-07-12 14:00 | 44.02 | 2016 | 4.67 | 2016-07-31
Spain | ESP | 2016-07-12 13:00 | 2016-07-12 15:00 | 44.02 | 2016 | 4.67 | 2016-07-31
Spain | ESP | 2016-07-12 14:00 | 2016-07-12 16:00 | 44.1 | 2016 | 4.67 | 2016-07-31
Spain | ESP | 2016-07-12 15:00 | 2016-07-12 17:00 | 43.69 | 2016 | 4.67 | 2016-07-31
Spain | ESP | 2016-07-12 16:00 | 2016-07-12 18:00 | 40.17 | 2016 | 4.67 | 2016-07-31
Spain | ESP | 2016-07-12 17:00 | 2016-07-12 19:00 | 38.43 | 2016 | 4.67 | 2016-07-31
Spain | ESP | 2016-07-12 18:00 | 2016-07-12 20:00 | 40.1 | 2016 | 4.67 | 2016-07-31
Spain | ESP | 2016-07-12 19:00 | 2016-07-12 21:00 | 42 | 2016 | 4.67 | 2016-07-31
Spain | ESP | 2016-07-12 20:00 | 2016-07-12 22:00 | 44.5 | 2016 | 4.67 | 2016-07-31
Spain | ESP | 2016-07-12 21:00 | 2016-07-12 23:00 | 36.56 | 2016 | 4.67 | 2016-07-31
Spain | ESP | 2016-07-12 22:00 | 2016-07-13 | 38.1 | 2016 | 4.67 | 2016-07-31
Spain | ESP | 2016-07-12 23:00 | 2016-07-13 01:00 | 32.6 | 2016 | 4.67 | 2016-07-31
Spain | ESP | 2016-07-13 | 2016-07-13 02:00 | 31.79 | 2016 | 4.67 | 2016-07-31
Spain | ESP | 2016-07-13 01:00 | 2016-07-13 03:00 | 31.77 | 2016 | 4.67 | 2016-07-31
Spain | ESP | 2016-07-13 02:00 | 2016-07-13 04:00 | 31.39 | 2016 | 4.67 | 2016-07-31
Spain | ESP | 2016-07-13 03:00 | 2016-07-13 05:00 | 31.6 | 2016 | 4.67 | 2016-07-31
Spain | ESP | 2016-07-13 04:00 | 2016-07-13 06:00 | 31.94 | 2016 | 4.67 | 2016-07-31
Spain | ESP | 2016-07-13 05:00 | 2016-07-13 07:00 | 35.33 | 2016 | 4.67 | 2016-07-31
Spain | ESP | 2016-07-13 06:00 | 2016-07-13 08:00 | 40.42 | 2016 | 4.67 | 2016-07-31
Spain | ESP | 2016-07-13 07:00 | 2016-07-13 09:00 | 44.17 | 2016 | 4.67 | 2016-07-31
Spain | ESP | 2016-07-13 08:00 | 2016-07-13 10:00 | 44.5 | 2016 | 4.67 | 2016-07-31
Spain | ESP | 2016-07-13 09:00 | 2016-07-13 11:00 | 43.99 | 2016 | 4.67 | 2016-07-31
Spain | ESP | 2016-07-13 10:00 | 2016-07-13 12:00 | 40.61 | 2016 | 4.67 | 2016-07-31
Spain | ESP | 2016-07-13 11:00 | 2016-07-13 13:00 | 43.03 | 2016 | 4.67 | 2016-07-31
Spain | ESP | 2016-07-13 12:00 | 2016-07-13 14:00 | 40.6 | 2016 | 4.67 | 2016-07-31
Spain | ESP | 2016-07-13 13:00 | 2016-07-13 15:00 | 40 | 2016 | 4.67 | 2016-07-31
Spain | ESP | 2016-07-13 14:00 | 2016-07-13 16:00 | 41.69 | 2016 | 4.67 | 2016-07-31
Spain | ESP | 2016-07-13 15:00 | 2016-07-13 17:00 | 42.51 | 2016 | 4.67 | 2016-07-31
Spain | ESP | 2016-07-13 16:00 | 2016-07-13 18:00 | 40.6 | 2016 | 4.67 | 2016-07-31
Spain | ESP | 2016-07-13 17:00 | 2016-07-13 19:00 | 40.01 | 2016 | 4.67 | 2016-07-31
Spain | ESP | 2016-07-13 18:00 | 2016-07-13 20:00 | 40.1 | 2016 | 4.67 | 2016-07-31
Spain | ESP | 2016-07-13 19:00 | 2016-07-13 21:00 | 40.17 | 2016 | 4.67 | 2016-07-31
Spain | ESP | 2016-07-13 20:00 | 2016-07-13 22:00 | 38.99 | 2016 | 4.67 | 2016-07-31
Spain | ESP | 2016-07-13 21:00 | 2016-07-13 23:00 | 35.04 | 2016 | 4.67 | 2016-07-31
Spain | ESP | 2016-07-13 22:00 | 2016-07-14 | 32.6 | 2016 | 4.67 | 2016-07-31
Spain | ESP | 2016-07-13 23:00 | 2016-07-14 01:00 | 31.77 | 2016 | 4.67 | 2016-07-31
Spain | ESP | 2016-07-14 | 2016-07-14 02:00 | 29 | 2016 | 4.67 | 2016-07-31
Spain | ESP | 2016-07-14 01:00 | 2016-07-14 03:00 | 28.1 | 2016 | 4.67 | 2016-07-31
Spain | ESP | 2016-07-14 02:00 | 2016-07-14 04:00 | 28 | 2016 | 4.67 | 2016-07-31
Spain | ESP | 2016-07-14 03:00 | 2016-07-14 05:00 | 29 | 2016 | 4.67 | 2016-07-31
Spain | ESP | 2016-07-14 04:00 | 2016-07-14 06:00 | 31.77 | 2016 | 4.67 | 2016-07-31
Spain | ESP | 2016-07-14 05:00 | 2016-07-14 07:00 | 35.04 | 2016 | 4.67 | 2016-07-31
Spain | ESP | 2016-07-14 06:00 | 2016-07-14 08:00 | 38.4 | 2016 | 4.67 | 2016-07-31
Spain | ESP | 2016-07-14 07:00 | 2016-07-14 09:00 | 38.71 | 2016 | 4.67 | 2016-07-31
Spain | ESP | 2016-07-14 08:00 | 2016-07-14 10:00 | 40 | 2016 | 4.67 | 2016-07-31
Spain | ESP | 2016-07-14 09:00 | 2016-07-14 11:00 | 37.5 | 2016 | 4.67 | 2016-07-31
Spain | ESP | 2016-07-14 10:00 | 2016-07-14 12:00 | 39 | 2016 | 4.67 | 2016-07-31
Spain | ESP | 2016-07-14 11:00 | 2016-07-14 13:00 | 40.1 | 2016 | 4.67 | 2016-07-31
Spain | ESP | 2016-07-14 12:00 | 2016-07-14 14:00 | 38.8 | 2016 | 4.67 | 2016-07-31
Spain | ESP | 2016-07-14 13:00 | 2016-07-14 15:00 | 40.01 | 2016 | 4.67 | 2016-07-31
Spain | ESP | 2016-07-14 14:00 | 2016-07-14 16:00 | 41.69 | 2016 | 4.67 | 2016-07-31
Spain | ESP | 2016-07-14 15:00 | 2016-07-14 17:00 | 42 | 2016 | 4.67 | 2016-07-31
Spain | ESP | 2016-07-14 16:00 | 2016-07-14 18:00 | 41.79 | 2016 | 4.67 | 2016-07-31
Spain | ESP | 2016-07-14 17:00 | 2016-07-14 19:00 | 42.05 | 2016 | 4.67 | 2016-07-31
Spain | ESP | 2016-07-14 18:00 | 2016-07-14 20:00 | 41.99 | 2016 | 4.67 | 2016-07-31
Spain | ESP | 2016-07-14 19:00 | 2016-07-14 21:00 | 42.69 | 2016 | 4.67 | 2016-07-31
Spain | ESP | 2016-07-14 20:00 | 2016-07-14 22:00 | 42 | 2016 | 4.67 | 2016-07-31
Spain | ESP | 2016-07-14 21:00 | 2016-07-14 23:00 | 35.72 | 2016 | 4.67 | 2016-07-31
Spain | ESP | 2016-07-14 22:00 | 2016-07-15 | 35.04 | 2016 | 4.67 | 2016-07-31
Spain | ESP | 2016-07-14 23:00 | 2016-07-15 01:00 | 31.45 | 2016 | 4.67 | 2016-07-31
Spain | ESP | 2016-07-15 | 2016-07-15 02:00 | 29 | 2016 | 4.67 | 2016-07-31
Spain | ESP | 2016-07-15 01:00 | 2016-07-15 03:00 | 28.4 | 2016 | 4.67 | 2016-07-31
Spain | ESP | 2016-07-15 02:00 | 2016-07-15 04:00 | 28.1 | 2016 | 4.67 | 2016-07-31
Spain | ESP | 2016-07-15 03:00 | 2016-07-15 05:00 | 29 | 2016 | 4.67 | 2016-07-31
Spain | ESP | 2016-07-15 04:00 | 2016-07-15 06:00 | 30.89 | 2016 | 4.67 | 2016-07-31
Spain | ESP | 2016-07-15 05:00 | 2016-07-15 07:00 | 33.72 | 2016 | 4.67 | 2016-07-31
Spain | ESP | 2016-07-15 06:00 | 2016-07-15 08:00 | 40.1 | 2016 | 4.67 | 2016-07-31
Spain | ESP | 2016-07-15 07:00 | 2016-07-15 09:00 | 43.65 | 2016 | 4.67 | 2016-07-31
Spain | ESP | 2016-07-15 08:00 | 2016-07-15 10:00 | 42.01 | 2016 | 4.67 | 2016-07-31
Spain | ESP | 2016-07-15 09:00 | 2016-07-15 11:00 | 41.5 | 2016 | 4.67 | 2016-07-31
Spain | ESP | 2016-07-15 10:00 | 2016-07-15 12:00 | 42.1 | 2016 | 4.67 | 2016-07-31
Spain | ESP | 2016-07-15 11:00 | 2016-07-15 13:00 | 43.19 | 2016 | 4.67 | 2016-07-31
Spain | ESP | 2016-07-15 12:00 | 2016-07-15 14:00 | 42.36 | 2016 | 4.67 | 2016-07-31
Spain | ESP | 2016-07-15 13:00 | 2016-07-15 15:00 | 42.89 | 2016 | 4.67 | 2016-07-31
Spain | ESP | 2016-07-15 14:00 | 2016-07-15 16:00 | 43.99 | 2016 | 4.67 | 2016-07-31
Spain | ESP | 2016-07-15 15:00 | 2016-07-15 17:00 | 44.1 | 2016 | 4.67 | 2016-07-31
Spain | ESP | 2016-07-15 16:00 | 2016-07-15 18:00 | 43.94 | 2016 | 4.67 | 2016-07-31
Spain | ESP | 2016-07-15 17:00 | 2016-07-15 19:00 | 42.89 | 2016 | 4.67 | 2016-07-31
Spain | ESP | 2016-07-15 18:00 | 2016-07-15 20:00 | 42.89 | 2016 | 4.67 | 2016-07-31
Spain | ESP | 2016-07-15 19:00 | 2016-07-15 21:00 | 44.01 | 2016 | 4.67 | 2016-07-31
Spain | ESP | 2016-07-15 20:00 | 2016-07-15 22:00 | 42.19 | 2016 | 4.67 | 2016-07-31
Spain | ESP | 2016-07-15 21:00 | 2016-07-15 23:00 | 40.1 | 2016 | 4.67 | 2016-07-31
Spain | ESP | 2016-07-15 22:00 | 2016-07-16 | 40 | 2016 | 4.67 | 2016-07-31
Spain | ESP | 2016-07-15 23:00 | 2016-07-16 01:00 | 38.1 | 2016 | 4.67 | 2016-07-31
Spain | ESP | 2016-07-16 | 2016-07-16 02:00 | 33.04 | 2016 | 4.67 | 2016-07-31
Spain | ESP | 2016-07-16 01:00 | 2016-07-16 03:00 | 31.94 | 2016 | 4.67 | 2016-07-31
Spain | ESP | 2016-07-16 02:00 | 2016-07-16 04:00 | 31.8 | 2016 | 4.67 | 2016-07-31
Spain | ESP | 2016-07-16 03:00 | 2016-07-16 05:00 | 31.8 | 2016 | 4.67 | 2016-07-31
Spain | ESP | 2016-07-16 04:00 | 2016-07-16 06:00 | 31.8 | 2016 | 4.67 | 2016-07-31
Spain | ESP | 2016-07-16 05:00 | 2016-07-16 07:00 | 32 | 2016 | 4.67 | 2016-07-31
Spain | ESP | 2016-07-16 06:00 | 2016-07-16 08:00 | 40 | 2016 | 4.67 | 2016-07-31
Spain | ESP | 2016-07-16 07:00 | 2016-07-16 09:00 | 41.69 | 2016 | 4.67 | 2016-07-31
Spain | ESP | 2016-07-16 08:00 | 2016-07-16 10:00 | 42.39 | 2016 | 4.67 | 2016-07-31
Spain | ESP | 2016-07-16 09:00 | 2016-07-16 11:00 | 42.19 | 2016 | 4.67 | 2016-07-31
Spain | ESP | 2016-07-16 10:00 | 2016-07-16 12:00 | 42.39 | 2016 | 4.67 | 2016-07-31
Spain | ESP | 2016-07-16 11:00 | 2016-07-16 13:00 | 43.19 | 2016 | 4.67 | 2016-07-31
Spain | ESP | 2016-07-16 12:00 | 2016-07-16 14:00 | 42.79 | 2016 | 4.67 | 2016-07-31
Spain | ESP | 2016-07-16 13:00 | 2016-07-16 15:00 | 42.64 | 2016 | 4.67 | 2016-07-31
Spain | ESP | 2016-07-16 14:00 | 2016-07-16 16:00 | 42.64 | 2016 | 4.67 | 2016-07-31
Spain | ESP | 2016-07-16 15:00 | 2016-07-16 17:00 | 42.69 | 2016 | 4.67 | 2016-07-31
Spain | ESP | 2016-07-16 16:00 | 2016-07-16 18:00 | 42.39 | 2016 | 4.67 | 2016-07-31
Spain | ESP | 2016-07-16 17:00 | 2016-07-16 19:00 | 42.19 | 2016 | 4.67 | 2016-07-31
Spain | ESP | 2016-07-16 18:00 | 2016-07-16 20:00 | 42.19 | 2016 | 4.67 | 2016-07-31
Spain | ESP | 2016-07-16 19:00 | 2016-07-16 21:00 | 42.39 | 2016 | 4.67 | 2016-07-31
Spain | ESP | 2016-07-16 20:00 | 2016-07-16 22:00 | 42.39 | 2016 | 4.67 | 2016-07-31
Spain | ESP | 2016-07-16 21:00 | 2016-07-16 23:00 | 42.64 | 2016 | 4.67 | 2016-07-31
Spain | ESP | 2016-07-16 22:00 | 2016-07-17 | 42.69 | 2016 | 4.67 | 2016-07-31
Spain | ESP | 2016-07-16 23:00 | 2016-07-17 01:00 | 36.4 | 2016 | 4.67 | 2016-07-31
Spain | ESP | 2016-07-17 | 2016-07-17 02:00 | 37.27 | 2016 | 4.67 | 2016-07-31
Spain | ESP | 2016-07-17 01:00 | 2016-07-17 03:00 | 36.04 | 2016 | 4.67 | 2016-07-31
Spain | ESP | 2016-07-17 02:00 | 2016-07-17 04:00 | 35.32 | 2016 | 4.67 | 2016-07-31
Spain | ESP | 2016-07-17 03:00 | 2016-07-17 05:00 | 34 | 2016 | 4.67 | 2016-07-31
Spain | ESP | 2016-07-17 04:00 | 2016-07-17 06:00 | 35.06 | 2016 | 4.67 | 2016-07-31
Spain | ESP | 2016-07-17 05:00 | 2016-07-17 07:00 | 33.32 | 2016 | 4.67 | 2016-07-31
Spain | ESP | 2016-07-17 06:00 | 2016-07-17 08:00 | 36 | 2016 | 4.67 | 2016-07-31
Spain | ESP | 2016-07-17 07:00 | 2016-07-17 09:00 | 35.01 | 2016 | 4.67 | 2016-07-31
Spain | ESP | 2016-07-17 08:00 | 2016-07-17 10:00 | 38 | 2016 | 4.67 | 2016-07-31
Spain | ESP | 2016-07-17 09:00 | 2016-07-17 11:00 | 40.1 | 2016 | 4.67 | 2016-07-31
Spain | ESP | 2016-07-17 10:00 | 2016-07-17 12:00 | 41.5 | 2016 | 4.67 | 2016-07-31
Spain | ESP | 2016-07-17 11:00 | 2016-07-17 13:00 | 42.19 | 2016 | 4.67 | 2016-07-31
Spain | ESP | 2016-07-17 12:00 | 2016-07-17 14:00 | 42.69 | 2016 | 4.67 | 2016-07-31
Spain | ESP | 2016-07-17 13:00 | 2016-07-17 15:00 | 42.19 | 2016 | 4.67 | 2016-07-31
Spain | ESP | 2016-07-17 14:00 | 2016-07-17 16:00 | 41.89 | 2016 | 4.67 | 2016-07-31
Spain | ESP | 2016-07-17 15:00 | 2016-07-17 17:00 | 41 | 2016 | 4.67 | 2016-07-31
Spain | ESP | 2016-07-17 16:00 | 2016-07-17 18:00 | 43 | 2016 | 4.67 | 2016-07-31
Spain | ESP | 2016-07-17 17:00 | 2016-07-17 19:00 | 42.94 | 2016 | 4.67 | 2016-07-31
Spain | ESP | 2016-07-17 18:00 | 2016-07-17 20:00 | 42.94 | 2016 | 4.67 | 2016-07-31
Spain | ESP | 2016-07-17 19:00 | 2016-07-17 21:00 | 47.01 | 2016 | 4.67 | 2016-07-31
Spain | ESP | 2016-07-17 20:00 | 2016-07-17 22:00 | 48.25 | 2016 | 4.67 | 2016-07-31
Spain | ESP | 2016-07-17 21:00 | 2016-07-17 23:00 | 44.98 | 2016 | 4.67 | 2016-07-31
Spain | ESP | 2016-07-17 22:00 | 2016-07-18 | 42.49 | 2016 | 4.67 | 2016-07-31
Spain | ESP | 2016-07-17 23:00 | 2016-07-18 01:00 | 35.69 | 2016 | 4.67 | 2016-07-31
Spain | ESP | 2016-07-18 | 2016-07-18 02:00 | 33.71 | 2016 | 4.67 | 2016-07-31
Spain | ESP | 2016-07-18 01:00 | 2016-07-18 03:00 | 33.17 | 2016 | 4.67 | 2016-07-31
Spain | ESP | 2016-07-18 02:00 | 2016-07-18 04:00 | 33.04 | 2016 | 4.67 | 2016-07-31
Spain | ESP | 2016-07-18 03:00 | 2016-07-18 05:00 | 33.71 | 2016 | 4.67 | 2016-07-31
Spain | ESP | 2016-07-18 04:00 | 2016-07-18 06:00 | 35.35 | 2016 | 4.67 | 2016-07-31
Spain | ESP | 2016-07-18 05:00 | 2016-07-18 07:00 | 43.6 | 2016 | 4.67 | 2016-07-31
Spain | ESP | 2016-07-18 06:00 | 2016-07-18 08:00 | 44.05 | 2016 | 4.67 | 2016-07-31
Spain | ESP | 2016-07-18 07:00 | 2016-07-18 09:00 | 46.88 | 2016 | 4.67 | 2016-07-31
Spain | ESP | 2016-07-18 08:00 | 2016-07-18 10:00 | 44.21 | 2016 | 4.67 | 2016-07-31
Spain | ESP | 2016-07-18 09:00 | 2016-07-18 11:00 | 46.01 | 2016 | 4.67 | 2016-07-31
Spain | ESP | 2016-07-18 10:00 | 2016-07-18 12:00 | 46.1 | 2016 | 4.67 | 2016-07-31
Spain | ESP | 2016-07-18 11:00 | 2016-07-18 13:00 | 46.69 | 2016 | 4.67 | 2016-07-31
Spain | ESP | 2016-07-18 12:00 | 2016-07-18 14:00 | 44.69 | 2016 | 4.67 | 2016-07-31
Spain | ESP | 2016-07-18 13:00 | 2016-07-18 15:00 | 44.03 | 2016 | 4.67 | 2016-07-31
Spain | ESP | 2016-07-18 14:00 | 2016-07-18 16:00 | 43.78 | 2016 | 4.67 | 2016-07-31
Spain | ESP | 2016-07-18 15:00 | 2016-07-18 17:00 | 44.69 | 2016 | 4.67 | 2016-07-31
Spain | ESP | 2016-07-18 16:00 | 2016-07-18 18:00 | 42.2 | 2016 | 4.67 | 2016-07-31
Spain | ESP | 2016-07-18 17:00 | 2016-07-18 19:00 | 42.87 | 2016 | 4.67 | 2016-07-31
Spain | ESP | 2016-07-18 18:00 | 2016-07-18 20:00 | 42.64 | 2016 | 4.67 | 2016-07-31
Spain | ESP | 2016-07-18 19:00 | 2016-07-18 21:00 | 46.01 | 2016 | 4.67 | 2016-07-31
Spain | ESP | 2016-07-18 20:00 | 2016-07-18 22:00 | 47.26 | 2016 | 4.67 | 2016-07-31
Spain | ESP | 2016-07-18 21:00 | 2016-07-18 23:00 | 44.01 | 2016 | 4.67 | 2016-07-31
Spain | ESP | 2016-07-18 22:00 | 2016-07-19 | 41.69 | 2016 | 4.67 | 2016-07-31
Spain | ESP | 2016-07-18 23:00 | 2016-07-19 01:00 | 37 | 2016 | 4.67 | 2016-07-31
Spain | ESP | 2016-07-19 | 2016-07-19 02:00 | 35 | 2016 | 4.67 | 2016-07-31
Spain | ESP | 2016-07-19 01:00 | 2016-07-19 03:00 | 34.63 | 2016 | 4.67 | 2016-07-31
Spain | ESP | 2016-07-19 02:00 | 2016-07-19 04:00 | 34.44 | 2016 | 4.67 | 2016-07-31
Spain | ESP | 2016-07-19 03:00 | 2016-07-19 05:00 | 34.63 | 2016 | 4.67 | 2016-07-31
Spain | ESP | 2016-07-19 04:00 | 2016-07-19 06:00 | 37 | 2016 | 4.67 | 2016-07-31
Spain | ESP | 2016-07-19 05:00 | 2016-07-19 07:00 | 41.58 | 2016 | 4.67 | 2016-07-31
Spain | ESP | 2016-07-19 06:00 | 2016-07-19 08:00 | 41.75 | 2016 | 4.67 | 2016-07-31
Spain | ESP | 2016-07-19 07:00 | 2016-07-19 09:00 | 45 | 2016 | 4.67 | 2016-07-31
Spain | ESP | 2016-07-19 08:00 | 2016-07-19 10:00 | 43.68 | 2016 | 4.67 | 2016-07-31
Spain | ESP | 2016-07-19 09:00 | 2016-07-19 11:00 | 43.8 | 2016 | 4.67 | 2016-07-31
Spain | ESP | 2016-07-19 10:00 | 2016-07-19 12:00 | 43.6 | 2016 | 4.67 | 2016-07-31
Spain | ESP | 2016-07-19 11:00 | 2016-07-19 13:00 | 43.45 | 2016 | 4.67 | 2016-07-31
Spain | ESP | 2016-07-19 12:00 | 2016-07-19 14:00 | 43.84 | 2016 | 4.67 | 2016-07-31
Spain | ESP | 2016-07-19 13:00 | 2016-07-19 15:00 | 42 | 2016 | 4.67 | 2016-07-31
Spain | ESP | 2016-07-19 14:00 | 2016-07-19 16:00 | 42.58 | 2016 | 4.67 | 2016-07-31
Spain | ESP | 2016-07-19 15:00 | 2016-07-19 17:00 | 42.1 | 2016 | 4.67 | 2016-07-31
Spain | ESP | 2016-07-19 16:00 | 2016-07-19 18:00 | 42 | 2016 | 4.67 | 2016-07-31
Spain | ESP | 2016-07-19 17:00 | 2016-07-19 19:00 | 44 | 2016 | 4.67 | 2016-07-31
Spain | ESP | 2016-07-19 18:00 | 2016-07-19 20:00 | 43.6 | 2016 | 4.67 | 2016-07-31
Spain | ESP | 2016-07-19 19:00 | 2016-07-19 21:00 | 44 | 2016 | 4.67 | 2016-07-31
Spain | ESP | 2016-07-19 20:00 | 2016-07-19 22:00 | 44.69 | 2016 | 4.67 | 2016-07-31
Spain | ESP | 2016-07-19 21:00 | 2016-07-19 23:00 | 42 | 2016 | 4.67 | 2016-07-31
Spain | ESP | 2016-07-19 22:00 | 2016-07-20 | 42 | 2016 | 4.67 | 2016-07-31
Spain | ESP | 2016-07-19 23:00 | 2016-07-20 01:00 | 37 | 2016 | 4.67 | 2016-07-31
Spain | ESP | 2016-07-20 | 2016-07-20 02:00 | 34.69 | 2016 | 4.67 | 2016-07-31
Spain | ESP | 2016-07-20 01:00 | 2016-07-20 03:00 | 34 | 2016 | 4.67 | 2016-07-31
Spain | ESP | 2016-07-20 02:00 | 2016-07-20 04:00 | 33.94 | 2016 | 4.67 | 2016-07-31
Spain | ESP | 2016-07-20 03:00 | 2016-07-20 05:00 | 34 | 2016 | 4.67 | 2016-07-31
Spain | ESP | 2016-07-20 04:00 | 2016-07-20 06:00 | 36.88 | 2016 | 4.67 | 2016-07-31
Spain | ESP | 2016-07-20 05:00 | 2016-07-20 07:00 | 41.58 | 2016 | 4.67 | 2016-07-31
Spain | ESP | 2016-07-20 06:00 | 2016-07-20 08:00 | 42.5 | 2016 | 4.67 | 2016-07-31
Spain | ESP | 2016-07-20 07:00 | 2016-07-20 09:00 | 46.1 | 2016 | 4.67 | 2016-07-31
Spain | ESP | 2016-07-20 08:00 | 2016-07-20 10:00 | 45 | 2016 | 4.67 | 2016-07-31
Spain | ESP | 2016-07-20 09:00 | 2016-07-20 11:00 | 44.65 | 2016 | 4.67 | 2016-07-31
Spain | ESP | 2016-07-20 10:00 | 2016-07-20 12:00 | 44.78 | 2016 | 4.67 | 2016-07-31
Spain | ESP | 2016-07-20 11:00 | 2016-07-20 13:00 | 44.69 | 2016 | 4.67 | 2016-07-31
Spain | ESP | 2016-07-20 12:00 | 2016-07-20 14:00 | 45.81 | 2016 | 4.67 | 2016-07-31
Spain | ESP | 2016-07-20 13:00 | 2016-07-20 15:00 | 45.5 | 2016 | 4.67 | 2016-07-31
Spain | ESP | 2016-07-20 14:00 | 2016-07-20 16:00 | 44.4 | 2016 | 4.67 | 2016-07-31
Spain | ESP | 2016-07-20 15:00 | 2016-07-20 17:00 | 43.78 | 2016 | 4.67 | 2016-07-31
Spain | ESP | 2016-07-20 16:00 | 2016-07-20 18:00 | 42.64 | 2016 | 4.67 | 2016-07-31
Spain | ESP | 2016-07-20 17:00 | 2016-07-20 19:00 | 42.5 | 2016 | 4.67 | 2016-07-31
Spain | ESP | 2016-07-20 18:00 | 2016-07-20 20:00 | 43 | 2016 | 4.67 | 2016-07-31
Spain | ESP | 2016-07-20 19:00 | 2016-07-20 21:00 | 44.69 | 2016 | 4.67 | 2016-07-31
Spain | ESP | 2016-07-20 20:00 | 2016-07-20 22:00 | 44.14 | 2016 | 4.67 | 2016-07-31
Spain | ESP | 2016-07-20 21:00 | 2016-07-20 23:00 | 42.5 | 2016 | 4.67 | 2016-07-31
Spain | ESP | 2016-07-20 22:00 | 2016-07-21 | 45.1 | 2016 | 4.67 | 2016-07-31
Spain | ESP | 2016-07-20 23:00 | 2016-07-21 01:00 | 42.1 | 2016 | 4.67 | 2016-07-31
Spain | ESP | 2016-07-21 | 2016-07-21 02:00 | 39.18 | 2016 | 4.67 | 2016-07-31
Spain | ESP | 2016-07-21 01:00 | 2016-07-21 03:00 | 38.19 | 2016 | 4.67 | 2016-07-31
Spain | ESP | 2016-07-21 02:00 | 2016-07-21 04:00 | 38.19 | 2016 | 4.67 | 2016-07-31
Spain | ESP | 2016-07-21 03:00 | 2016-07-21 05:00 | 38.42 | 2016 | 4.67 | 2016-07-31
Spain | ESP | 2016-07-21 04:00 | 2016-07-21 06:00 | 42.21 | 2016 | 4.67 | 2016-07-31
Spain | ESP | 2016-07-21 05:00 | 2016-07-21 07:00 | 46 | 2016 | 4.67 | 2016-07-31
Spain | ESP | 2016-07-21 06:00 | 2016-07-21 08:00 | 47.4 | 2016 | 4.67 | 2016-07-31
Spain | ESP | 2016-07-21 07:00 | 2016-07-21 09:00 | 50 | 2016 | 4.67 | 2016-07-31
Spain | ESP | 2016-07-21 08:00 | 2016-07-21 10:00 | 49.13 | 2016 | 4.67 | 2016-07-31
Spain | ESP | 2016-07-21 09:00 | 2016-07-21 11:00 | 50 | 2016 | 4.67 | 2016-07-31
Spain | ESP | 2016-07-21 10:00 | 2016-07-21 12:00 | 48.33 | 2016 | 4.67 | 2016-07-31
Spain | ESP | 2016-07-21 11:00 | 2016-07-21 13:00 | 48 | 2016 | 4.67 | 2016-07-31
Spain | ESP | 2016-07-21 12:00 | 2016-07-21 14:00 | 47.12 | 2016 | 4.67 | 2016-07-31
Spain | ESP | 2016-07-21 13:00 | 2016-07-21 15:00 | 45 | 2016 | 4.67 | 2016-07-31
Spain | ESP | 2016-07-21 14:00 | 2016-07-21 16:00 | 44.86 | 2016 | 4.67 | 2016-07-31
Spain | ESP | 2016-07-21 15:00 | 2016-07-21 17:00 | 44.69 | 2016 | 4.67 | 2016-07-31
Spain | ESP | 2016-07-21 16:00 | 2016-07-21 18:00 | 44.01 | 2016 | 4.67 | 2016-07-31
Spain | ESP | 2016-07-21 17:00 | 2016-07-21 19:00 | 42.76 | 2016 | 4.67 | 2016-07-31
Spain | ESP | 2016-07-21 18:00 | 2016-07-21 20:00 | 40.71 | 2016 | 4.67 | 2016-07-31
Spain | ESP | 2016-07-21 19:00 | 2016-07-21 21:00 | 42.1 | 2016 | 4.67 | 2016-07-31
Spain | ESP | 2016-07-21 20:00 | 2016-07-21 22:00 | 44.69 | 2016 | 4.67 | 2016-07-31
Spain | ESP | 2016-07-21 21:00 | 2016-07-21 23:00 | 42.1 | 2016 | 4.67 | 2016-07-31
Spain | ESP | 2016-07-21 22:00 | 2016-07-22 | 39.83 | 2016 | 4.67 | 2016-07-31
Spain | ESP | 2016-07-21 23:00 | 2016-07-22 01:00 | 35 | 2016 | 4.67 | 2016-07-31
Spain | ESP | 2016-07-22 | 2016-07-22 02:00 | 33.79 | 2016 | 4.67 | 2016-07-31
Spain | ESP | 2016-07-22 01:00 | 2016-07-22 03:00 | 33.32 | 2016 | 4.67 | 2016-07-31
Spain | ESP | 2016-07-22 02:00 | 2016-07-22 04:00 | 33.17 | 2016 | 4.67 | 2016-07-31
Spain | ESP | 2016-07-22 03:00 | 2016-07-22 05:00 | 33.79 | 2016 | 4.67 | 2016-07-31
Spain | ESP | 2016-07-22 04:00 | 2016-07-22 06:00 | 34.5 | 2016 | 4.67 | 2016-07-31
Spain | ESP | 2016-07-22 05:00 | 2016-07-22 07:00 | 41.1 | 2016 | 4.67 | 2016-07-31
Spain | ESP | 2016-07-22 06:00 | 2016-07-22 08:00 | 42.4 | 2016 | 4.67 | 2016-07-31
Spain | ESP | 2016-07-22 07:00 | 2016-07-22 09:00 | 44.69 | 2016 | 4.67 | 2016-07-31
Spain | ESP | 2016-07-22 08:00 | 2016-07-22 10:00 | 45.1 | 2016 | 4.67 | 2016-07-31
Spain | ESP | 2016-07-22 09:00 | 2016-07-22 11:00 | 45.49 | 2016 | 4.67 | 2016-07-31
Spain | ESP | 2016-07-22 10:00 | 2016-07-22 12:00 | 45.1 | 2016 | 4.67 | 2016-07-31
Spain | ESP | 2016-07-22 11:00 | 2016-07-22 13:00 | 45.69 | 2016 | 4.67 | 2016-07-31
Spain | ESP | 2016-07-22 12:00 | 2016-07-22 14:00 | 44.69 | 2016 | 4.67 | 2016-07-31
Spain | ESP | 2016-07-22 13:00 | 2016-07-22 15:00 | 45.03 | 2016 | 4.67 | 2016-07-31
Spain | ESP | 2016-07-22 14:00 | 2016-07-22 16:00 | 44 | 2016 | 4.67 | 2016-07-31
Spain | ESP | 2016-07-22 15:00 | 2016-07-22 17:00 | 41.55 | 2016 | 4.67 | 2016-07-31
Spain | ESP | 2016-07-22 16:00 | 2016-07-22 18:00 | 38.88 | 2016 | 4.67 | 2016-07-31
Spain | ESP | 2016-07-22 17:00 | 2016-07-22 19:00 | 38.01 | 2016 | 4.67 | 2016-07-31
Spain | ESP | 2016-07-22 18:00 | 2016-07-22 20:00 | 40.2 | 2016 | 4.67 | 2016-07-31
Spain | ESP | 2016-07-22 19:00 | 2016-07-22 21:00 | 41.9 | 2016 | 4.67 | 2016-07-31
Spain | ESP | 2016-07-22 20:00 | 2016-07-22 22:00 | 40.71 | 2016 | 4.67 | 2016-07-31
Spain | ESP | 2016-07-22 21:00 | 2016-07-22 23:00 | 36.82 | 2016 | 4.67 | 2016-07-31
Spain | ESP | 2016-07-22 22:00 | 2016-07-23 | 42 | 2016 | 4.67 | 2016-07-31
Spain | ESP | 2016-07-22 23:00 | 2016-07-23 01:00 | 40 | 2016 | 4.67 | 2016-07-31
Spain | ESP | 2016-07-23 | 2016-07-23 02:00 | 33.52 | 2016 | 4.67 | 2016-07-31
Spain | ESP | 2016-07-23 01:00 | 2016-07-23 03:00 | 32.19 | 2016 | 4.67 | 2016-07-31
Spain | ESP | 2016-07-23 02:00 | 2016-07-23 04:00 | 31.69 | 2016 | 4.67 | 2016-07-31
Spain | ESP | 2016-07-23 03:00 | 2016-07-23 05:00 | 31.5 | 2016 | 4.67 | 2016-07-31
Spain | ESP | 2016-07-23 04:00 | 2016-07-23 06:00 | 31.11 | 2016 | 4.67 | 2016-07-31
Spain | ESP | 2016-07-23 05:00 | 2016-07-23 07:00 | 31.11 | 2016 | 4.67 | 2016-07-31
Spain | ESP | 2016-07-23 06:00 | 2016-07-23 08:00 | 32.91 | 2016 | 4.67 | 2016-07-31
Spain | ESP | 2016-07-23 07:00 | 2016-07-23 09:00 | 39.48 | 2016 | 4.67 | 2016-07-31
Spain | ESP | 2016-07-23 08:00 | 2016-07-23 10:00 | 38.45 | 2016 | 4.67 | 2016-07-31
Spain | ESP | 2016-07-23 09:00 | 2016-07-23 11:00 | 40.69 | 2016 | 4.67 | 2016-07-31
Spain | ESP | 2016-07-23 10:00 | 2016-07-23 12:00 | 42 | 2016 | 4.67 | 2016-07-31
Spain | ESP | 2016-07-23 11:00 | 2016-07-23 13:00 | 44 | 2016 | 4.67 | 2016-07-31
Spain | ESP | 2016-07-23 12:00 | 2016-07-23 14:00 | 44 | 2016 | 4.67 | 2016-07-31
Spain | ESP | 2016-07-23 13:00 | 2016-07-23 15:00 | 43.2 | 2016 | 4.67 | 2016-07-31
Spain | ESP | 2016-07-23 14:00 | 2016-07-23 16:00 | 42 | 2016 | 4.67 | 2016-07-31
Spain | ESP | 2016-07-23 15:00 | 2016-07-23 17:00 | 42 | 2016 | 4.67 | 2016-07-31
Spain | ESP | 2016-07-23 16:00 | 2016-07-23 18:00 | 42 | 2016 | 4.67 | 2016-07-31
Spain | ESP | 2016-07-23 17:00 | 2016-07-23 19:00 | 42.68 | 2016 | 4.67 | 2016-07-31
Spain | ESP | 2016-07-23 18:00 | 2016-07-23 20:00 | 43.69 | 2016 | 4.67 | 2016-07-31
Spain | ESP | 2016-07-23 19:00 | 2016-07-23 21:00 | 45 | 2016 | 4.67 | 2016-07-31
Spain | ESP | 2016-07-23 20:00 | 2016-07-23 22:00 | 44.69 | 2016 | 4.67 | 2016-07-31
Spain | ESP | 2016-07-23 21:00 | 2016-07-23 23:00 | 42 | 2016 | 4.67 | 2016-07-31
Spain | ESP | 2016-07-23 22:00 | 2016-07-24 | 39.86 | 2016 | 4.67 | 2016-07-31
Spain | ESP | 2016-07-23 23:00 | 2016-07-24 01:00 | 32.7 | 2016 | 4.67 | 2016-07-31
Spain | ESP | 2016-07-24 | 2016-07-24 02:00 | 32.4 | 2016 | 4.67 | 2016-07-31
Spain | ESP | 2016-07-24 01:00 | 2016-07-24 03:00 | 32.19 | 2016 | 4.67 | 2016-07-31
Spain | ESP | 2016-07-24 02:00 | 2016-07-24 04:00 | 31.69 | 2016 | 4.67 | 2016-07-31
Spain | ESP | 2016-07-24 03:00 | 2016-07-24 05:00 | 30.94 | 2016 | 4.67 | 2016-07-31
Spain | ESP | 2016-07-24 04:00 | 2016-07-24 06:00 | 30.69 | 2016 | 4.67 | 2016-07-31
Spain | ESP | 2016-07-24 05:00 | 2016-07-24 07:00 | 29.94 | 2016 | 4.67 | 2016-07-31
Spain | ESP | 2016-07-24 06:00 | 2016-07-24 08:00 | 31.69 | 2016 | 4.67 | 2016-07-31
Spain | ESP | 2016-07-24 07:00 | 2016-07-24 09:00 | 32.2 | 2016 | 4.67 | 2016-07-31
Spain | ESP | 2016-07-24 08:00 | 2016-07-24 10:00 | 32.69 | 2016 | 4.67 | 2016-07-31
Spain | ESP | 2016-07-24 09:00 | 2016-07-24 11:00 | 37.24 | 2016 | 4.67 | 2016-07-31
Spain | ESP | 2016-07-24 10:00 | 2016-07-24 12:00 | 40 | 2016 | 4.67 | 2016-07-31
Spain | ESP | 2016-07-24 11:00 | 2016-07-24 13:00 | 42 | 2016 | 4.67 | 2016-07-31
Spain | ESP | 2016-07-24 12:00 | 2016-07-24 14:00 | 43.22 | 2016 | 4.67 | 2016-07-31
Spain | ESP | 2016-07-24 13:00 | 2016-07-24 15:00 | 41.49 | 2016 | 4.67 | 2016-07-31
Spain | ESP | 2016-07-24 14:00 | 2016-07-24 16:00 | 40.43 | 2016 | 4.67 | 2016-07-31
Spain | ESP | 2016-07-24 15:00 | 2016-07-24 17:00 | 39.25 | 2016 | 4.67 | 2016-07-31
Spain | ESP | 2016-07-24 16:00 | 2016-07-24 18:00 | 40.6 | 2016 | 4.67 | 2016-07-31
Spain | ESP | 2016-07-24 17:00 | 2016-07-24 19:00 | 41.2 | 2016 | 4.67 | 2016-07-31
Spain | ESP | 2016-07-24 18:00 | 2016-07-24 20:00 | 43.22 | 2016 | 4.67 | 2016-07-31
Spain | ESP | 2016-07-24 19:00 | 2016-07-24 21:00 | 45.19 | 2016 | 4.67 | 2016-07-31
Spain | ESP | 2016-07-24 20:00 | 2016-07-24 22:00 | 46.67 | 2016 | 4.67 | 2016-07-31
Spain | ESP | 2016-07-24 21:00 | 2016-07-24 23:00 | 44.69 | 2016 | 4.67 | 2016-07-31
Spain | ESP | 2016-07-24 22:00 | 2016-07-25 | 40 | 2016 | 4.67 | 2016-07-31
Spain | ESP | 2016-07-24 23:00 | 2016-07-25 01:00 | 33.52 | 2016 | 4.67 | 2016-07-31
Spain | ESP | 2016-07-25 | 2016-07-25 02:00 | 32.19 | 2016 | 4.67 | 2016-07-31
Spain | ESP | 2016-07-25 01:00 | 2016-07-25 03:00 | 31.8 | 2016 | 4.67 | 2016-07-31
Spain | ESP | 2016-07-25 02:00 | 2016-07-25 04:00 | 31.69 | 2016 | 4.67 | 2016-07-31
Spain | ESP | 2016-07-25 03:00 | 2016-07-25 05:00 | 31.8 | 2016 | 4.67 | 2016-07-31
Spain | ESP | 2016-07-25 04:00 | 2016-07-25 06:00 | 35 | 2016 | 4.67 | 2016-07-31
Spain | ESP | 2016-07-25 05:00 | 2016-07-25 07:00 | 40.16 | 2016 | 4.67 | 2016-07-31
Spain | ESP | 2016-07-25 06:00 | 2016-07-25 08:00 | 41.01 | 2016 | 4.67 | 2016-07-31
Spain | ESP | 2016-07-25 07:00 | 2016-07-25 09:00 | 41.9 | 2016 | 4.67 | 2016-07-31
Spain | ESP | 2016-07-25 08:00 | 2016-07-25 10:00 | 44 | 2016 | 4.67 | 2016-07-31
Spain | ESP | 2016-07-25 09:00 | 2016-07-25 11:00 | 46.33 | 2016 | 4.67 | 2016-07-31
Spain | ESP | 2016-07-25 10:00 | 2016-07-25 12:00 | 45.23 | 2016 | 4.67 | 2016-07-31
Spain | ESP | 2016-07-25 11:00 | 2016-07-25 13:00 | 45.69 | 2016 | 4.67 | 2016-07-31
Spain | ESP | 2016-07-25 12:00 | 2016-07-25 14:00 | 45.35 | 2016 | 4.67 | 2016-07-31
Spain | ESP | 2016-07-25 13:00 | 2016-07-25 15:00 | 45 | 2016 | 4.67 | 2016-07-31
Spain | ESP | 2016-07-25 14:00 | 2016-07-25 16:00 | 45.02 | 2016 | 4.67 | 2016-07-31
Spain | ESP | 2016-07-25 15:00 | 2016-07-25 17:00 | 44.01 | 2016 | 4.67 | 2016-07-31
Spain | ESP | 2016-07-25 16:00 | 2016-07-25 18:00 | 43 | 2016 | 4.67 | 2016-07-31
Spain | ESP | 2016-07-25 17:00 | 2016-07-25 19:00 | 41.03 | 2016 | 4.67 | 2016-07-31
Spain | ESP | 2016-07-25 18:00 | 2016-07-25 20:00 | 40.95 | 2016 | 4.67 | 2016-07-31
Spain | ESP | 2016-07-25 19:00 | 2016-07-25 21:00 | 41.01 | 2016 | 4.67 | 2016-07-31
Spain | ESP | 2016-07-25 20:00 | 2016-07-25 22:00 | 42 | 2016 | 4.67 | 2016-07-31
Spain | ESP | 2016-07-25 21:00 | 2016-07-25 23:00 | 39 | 2016 | 4.67 | 2016-07-31
Spain | ESP | 2016-07-25 22:00 | 2016-07-26 | 39 | 2016 | 4.67 | 2016-07-31
Spain | ESP | 2016-07-25 23:00 | 2016-07-26 01:00 | 35 | 2016 | 4.67 | 2016-07-31
Spain | ESP | 2016-07-26 | 2016-07-26 02:00 | 33.52 | 2016 | 4.67 | 2016-07-31
Spain | ESP | 2016-07-26 01:00 | 2016-07-26 03:00 | 33.52 | 2016 | 4.67 | 2016-07-31
Spain | ESP | 2016-07-26 02:00 | 2016-07-26 04:00 | 33.52 | 2016 | 4.67 | 2016-07-31
Spain | ESP | 2016-07-26 03:00 | 2016-07-26 05:00 | 33.52 | 2016 | 4.67 | 2016-07-31
Spain | ESP | 2016-07-26 04:00 | 2016-07-26 06:00 | 34.9 | 2016 | 4.67 | 2016-07-31
Spain | ESP | 2016-07-26 05:00 | 2016-07-26 07:00 | 39 | 2016 | 4.67 | 2016-07-31
Spain | ESP | 2016-07-26 06:00 | 2016-07-26 08:00 | 40.65 | 2016 | 4.67 | 2016-07-31
Spain | ESP | 2016-07-26 07:00 | 2016-07-26 09:00 | 42 | 2016 | 4.67 | 2016-07-31
Spain | ESP | 2016-07-26 08:00 | 2016-07-26 10:00 | 43.69 | 2016 | 4.67 | 2016-07-31
Spain | ESP | 2016-07-26 09:00 | 2016-07-26 11:00 | 44.01 | 2016 | 4.67 | 2016-07-31
Spain | ESP | 2016-07-26 10:00 | 2016-07-26 12:00 | 45.19 | 2016 | 4.67 | 2016-07-31
Spain | ESP | 2016-07-26 11:00 | 2016-07-26 13:00 | 45.89 | 2016 | 4.67 | 2016-07-31
Spain | ESP | 2016-07-26 12:00 | 2016-07-26 14:00 | 45.29 | 2016 | 4.67 | 2016-07-31
Spain | ESP | 2016-07-26 13:00 | 2016-07-26 15:00 | 45.1 | 2016 | 4.67 | 2016-07-31
Spain | ESP | 2016-07-26 14:00 | 2016-07-26 16:00 | 45.1 | 2016 | 4.67 | 2016-07-31
Spain | ESP | 2016-07-26 15:00 | 2016-07-26 17:00 | 44.5 | 2016 | 4.67 | 2016-07-31
Spain | ESP | 2016-07-26 16:00 | 2016-07-26 18:00 | 44.01 | 2016 | 4.67 | 2016-07-31
Spain | ESP | 2016-07-26 17:00 | 2016-07-26 19:00 | 43.5 | 2016 | 4.67 | 2016-07-31
Spain | ESP | 2016-07-26 18:00 | 2016-07-26 20:00 | 42.5 | 2016 | 4.67 | 2016-07-31
Spain | ESP | 2016-07-26 19:00 | 2016-07-26 21:00 | 44 | 2016 | 4.67 | 2016-07-31
Spain | ESP | 2016-07-26 20:00 | 2016-07-26 22:00 | 43.09 | 2016 | 4.67 | 2016-07-31
Spain | ESP | 2016-07-26 21:00 | 2016-07-26 23:00 | 39 | 2016 | 4.67 | 2016-07-31
Spain | ESP | 2016-07-26 22:00 | 2016-07-27 | 40 | 2016 | 4.67 | 2016-07-31
Spain | ESP | 2016-07-26 23:00 | 2016-07-27 01:00 | 36.21 | 2016 | 4.67 | 2016-07-31
Spain | ESP | 2016-07-27 | 2016-07-27 02:00 | 33.94 | 2016 | 4.67 | 2016-07-31
Spain | ESP | 2016-07-27 01:00 | 2016-07-27 03:00 | 33.52 | 2016 | 4.67 | 2016-07-31
Spain | ESP | 2016-07-27 02:00 | 2016-07-27 04:00 | 32.19 | 2016 | 4.67 | 2016-07-31
Spain | ESP | 2016-07-27 03:00 | 2016-07-27 05:00 | 32.19 | 2016 | 4.67 | 2016-07-31
Spain | ESP | 2016-07-27 04:00 | 2016-07-27 06:00 | 33.52 | 2016 | 4.67 | 2016-07-31
Spain | ESP | 2016-07-27 05:00 | 2016-07-27 07:00 | 38.5 | 2016 | 4.67 | 2016-07-31
Spain | ESP | 2016-07-27 06:00 | 2016-07-27 08:00 | 43.52 | 2016 | 4.67 | 2016-07-31
Spain | ESP | 2016-07-27 07:00 | 2016-07-27 09:00 | 44.5 | 2016 | 4.67 | 2016-07-31
Spain | ESP | 2016-07-27 08:00 | 2016-07-27 10:00 | 45 | 2016 | 4.67 | 2016-07-31
Spain | ESP | 2016-07-27 09:00 | 2016-07-27 11:00 | 45.1 | 2016 | 4.67 | 2016-07-31
Spain | ESP | 2016-07-27 10:00 | 2016-07-27 12:00 | 46.19 | 2016 | 4.67 | 2016-07-31
Spain | ESP | 2016-07-27 11:00 | 2016-07-27 13:00 | 46.69 | 2016 | 4.67 | 2016-07-31
Spain | ESP | 2016-07-27 12:00 | 2016-07-27 14:00 | 46.19 | 2016 | 4.67 | 2016-07-31
Spain | ESP | 2016-07-27 13:00 | 2016-07-27 15:00 | 45.29 | 2016 | 4.67 | 2016-07-31
Spain | ESP | 2016-07-27 14:00 | 2016-07-27 16:00 | 44.9 | 2016 | 4.67 | 2016-07-31
Spain | ESP | 2016-07-27 15:00 | 2016-07-27 17:00 | 45.19 | 2016 | 4.67 | 2016-07-31
Spain | ESP | 2016-07-27 16:00 | 2016-07-27 18:00 | 45.1 | 2016 | 4.67 | 2016-07-31
Spain | ESP | 2016-07-27 17:00 | 2016-07-27 19:00 | 44.69 | 2016 | 4.67 | 2016-07-31
Spain | ESP | 2016-07-27 18:00 | 2016-07-27 20:00 | 44.57 | 2016 | 4.67 | 2016-07-31
Spain | ESP | 2016-07-27 19:00 | 2016-07-27 21:00 | 45.1 | 2016 | 4.67 | 2016-07-31
Spain | ESP | 2016-07-27 20:00 | 2016-07-27 22:00 | 45 | 2016 | 4.67 | 2016-07-31
Spain | ESP | 2016-07-27 21:00 | 2016-07-27 23:00 | 42.71 | 2016 | 4.67 | 2016-07-31
Spain | ESP | 2016-07-27 22:00 | 2016-07-28 | 40.16 | 2016 | 4.67 | 2016-07-31
Spain | ESP | 2016-07-27 23:00 | 2016-07-28 01:00 | 37.47 | 2016 | 4.67 | 2016-07-31
Spain | ESP | 2016-07-28 | 2016-07-28 02:00 | 34.19 | 2016 | 4.67 | 2016-07-31
Spain | ESP | 2016-07-28 01:00 | 2016-07-28 03:00 | 33.52 | 2016 | 4.67 | 2016-07-31
Spain | ESP | 2016-07-28 02:00 | 2016-07-28 04:00 | 33.52 | 2016 | 4.67 | 2016-07-31
Spain | ESP | 2016-07-28 03:00 | 2016-07-28 05:00 | 33.52 | 2016 | 4.67 | 2016-07-31
Spain | ESP | 2016-07-28 04:00 | 2016-07-28 06:00 | 35.13 | 2016 | 4.67 | 2016-07-31
Spain | ESP | 2016-07-28 05:00 | 2016-07-28 07:00 | 41.03 | 2016 | 4.67 | 2016-07-31
Spain | ESP | 2016-07-28 06:00 | 2016-07-28 08:00 | 43.49 | 2016 | 4.67 | 2016-07-31
Spain | ESP | 2016-07-28 07:00 | 2016-07-28 09:00 | 46.03 | 2016 | 4.67 | 2016-07-31
Spain | ESP | 2016-07-28 08:00 | 2016-07-28 10:00 | 46.42 | 2016 | 4.67 | 2016-07-31
Spain | ESP | 2016-07-28 09:00 | 2016-07-28 11:00 | 46.38 | 2016 | 4.67 | 2016-07-31
Spain | ESP | 2016-07-28 10:00 | 2016-07-28 12:00 | 46.42 | 2016 | 4.67 | 2016-07-31
Spain | ESP | 2016-07-28 11:00 | 2016-07-28 13:00 | 46.67 | 2016 | 4.67 | 2016-07-31
Spain | ESP | 2016-07-28 12:00 | 2016-07-28 14:00 | 46.38 | 2016 | 4.67 | 2016-07-31
Spain | ESP | 2016-07-28 13:00 | 2016-07-28 15:00 | 46.32 | 2016 | 4.67 | 2016-07-31
Spain | ESP | 2016-07-28 14:00 | 2016-07-28 16:00 | 46.38 | 2016 | 4.67 | 2016-07-31
Spain | ESP | 2016-07-28 15:00 | 2016-07-28 17:00 | 46.62 | 2016 | 4.67 | 2016-07-31
Spain | ESP | 2016-07-28 16:00 | 2016-07-28 18:00 | 46.12 | 2016 | 4.67 | 2016-07-31
Spain | ESP | 2016-07-28 17:00 | 2016-07-28 19:00 | 44.79 | 2016 | 4.67 | 2016-07-31
Spain | ESP | 2016-07-28 18:00 | 2016-07-28 20:00 | 44.63 | 2016 | 4.67 | 2016-07-31
Spain | ESP | 2016-07-28 19:00 | 2016-07-28 21:00 | 45.1 | 2016 | 4.67 | 2016-07-31
Spain | ESP | 2016-07-28 20:00 | 2016-07-28 22:00 | 45.1 | 2016 | 4.67 | 2016-07-31
Spain | ESP | 2016-07-28 21:00 | 2016-07-28 23:00 | 42.68 | 2016 | 4.67 | 2016-07-31
Spain | ESP | 2016-07-28 22:00 | 2016-07-29 | 43 | 2016 | 4.67 | 2016-07-31
Spain | ESP | 2016-07-28 23:00 | 2016-07-29 01:00 | 40 | 2016 | 4.67 | 2016-07-31
Spain | ESP | 2016-07-29 | 2016-07-29 02:00 | 37.97 | 2016 | 4.67 | 2016-07-31
Spain | ESP | 2016-07-29 01:00 | 2016-07-29 03:00 | 37.4 | 2016 | 4.67 | 2016-07-31
Spain | ESP | 2016-07-29 02:00 | 2016-07-29 04:00 | 36.5 | 2016 | 4.67 | 2016-07-31
Spain | ESP | 2016-07-29 03:00 | 2016-07-29 05:00 | 37.29 | 2016 | 4.67 | 2016-07-31
Spain | ESP | 2016-07-29 04:00 | 2016-07-29 06:00 | 40.01 | 2016 | 4.67 | 2016-07-31
Spain | ESP | 2016-07-29 05:00 | 2016-07-29 07:00 | 46.16 | 2016 | 4.67 | 2016-07-31
Spain | ESP | 2016-07-29 06:00 | 2016-07-29 08:00 | 46.89 | 2016 | 4.67 | 2016-07-31
Spain | ESP | 2016-07-29 07:00 | 2016-07-29 09:00 | 46.62 | 2016 | 4.67 | 2016-07-31
Spain | ESP | 2016-07-29 08:00 | 2016-07-29 10:00 | 46.62 | 2016 | 4.67 | 2016-07-31
Spain | ESP | 2016-07-29 09:00 | 2016-07-29 11:00 | 46.6 | 2016 | 4.67 | 2016-07-31
Spain | ESP | 2016-07-29 10:00 | 2016-07-29 12:00 | 46.89 | 2016 | 4.67 | 2016-07-31
Spain | ESP | 2016-07-29 11:00 | 2016-07-29 13:00 | 47 | 2016 | 4.67 | 2016-07-31
Spain | ESP | 2016-07-29 12:00 | 2016-07-29 14:00 | 46.41 | 2016 | 4.67 | 2016-07-31
Spain | ESP | 2016-07-29 13:00 | 2016-07-29 15:00 | 45.98 | 2016 | 4.67 | 2016-07-31
Spain | ESP | 2016-07-29 14:00 | 2016-07-29 16:00 | 45.1 | 2016 | 4.67 | 2016-07-31
Spain | ESP | 2016-07-29 15:00 | 2016-07-29 17:00 | 45.31 | 2016 | 4.67 | 2016-07-31
Spain | ESP | 2016-07-29 16:00 | 2016-07-29 18:00 | 44.01 | 2016 | 4.67 | 2016-07-31
Spain | ESP | 2016-07-29 17:00 | 2016-07-29 19:00 | 43.48 | 2016 | 4.67 | 2016-07-31
Spain | ESP | 2016-07-29 18:00 | 2016-07-29 20:00 | 44.63 | 2016 | 4.67 | 2016-07-31
Spain | ESP | 2016-07-29 19:00 | 2016-07-29 21:00 | 45.62 | 2016 | 4.67 | 2016-07-31
Spain | ESP | 2016-07-29 20:00 | 2016-07-29 22:00 | 44.95 | 2016 | 4.67 | 2016-07-31
Spain | ESP | 2016-07-29 21:00 | 2016-07-29 23:00 | 46.1 | 2016 | 4.67 | 2016-07-31
Spain | ESP | 2016-07-29 22:00 | 2016-07-30 | 47.89 | 2016 | 4.67 | 2016-07-31
Spain | ESP | 2016-07-29 23:00 | 2016-07-30 01:00 | 47.38 | 2016 | 4.67 | 2016-07-31
Spain | ESP | 2016-07-30 | 2016-07-30 02:00 | 45.42 | 2016 | 4.67 | 2016-07-31
Spain | ESP | 2016-07-30 01:00 | 2016-07-30 03:00 | 43.44 | 2016 | 4.67 | 2016-07-31
Spain | ESP | 2016-07-30 02:00 | 2016-07-30 04:00 | 40.82 | 2016 | 4.67 | 2016-07-31
Spain | ESP | 2016-07-30 03:00 | 2016-07-30 05:00 | 39.94 | 2016 | 4.67 | 2016-07-31
Spain | ESP | 2016-07-30 04:00 | 2016-07-30 06:00 | 39.01 | 2016 | 4.67 | 2016-07-31
Spain | ESP | 2016-07-30 05:00 | 2016-07-30 07:00 | 37.63 | 2016 | 4.67 | 2016-07-31
Spain | ESP | 2016-07-30 06:00 | 2016-07-30 08:00 | 44.57 | 2016 | 4.67 | 2016-07-31
Spain | ESP | 2016-07-30 07:00 | 2016-07-30 09:00 | 43 | 2016 | 4.67 | 2016-07-31
Spain | ESP | 2016-07-30 08:00 | 2016-07-30 10:00 | 43 | 2016 | 4.67 | 2016-07-31
Spain | ESP | 2016-07-30 09:00 | 2016-07-30 11:00 | 41.21 | 2016 | 4.67 | 2016-07-31
Spain | ESP | 2016-07-30 10:00 | 2016-07-30 12:00 | 40.2 | 2016 | 4.67 | 2016-07-31
Spain | ESP | 2016-07-30 11:00 | 2016-07-30 13:00 | 39.22 | 2016 | 4.67 | 2016-07-31
Spain | ESP | 2016-07-30 12:00 | 2016-07-30 14:00 | 37.63 | 2016 | 4.67 | 2016-07-31
Spain | ESP | 2016-07-30 13:00 | 2016-07-30 15:00 | 37.63 | 2016 | 4.67 | 2016-07-31
Spain | ESP | 2016-07-30 14:00 | 2016-07-30 16:00 | 35.52 | 2016 | 4.67 | 2016-07-31
Spain | ESP | 2016-07-30 15:00 | 2016-07-30 17:00 | 35.52 | 2016 | 4.67 | 2016-07-31
Spain | ESP | 2016-07-30 16:00 | 2016-07-30 18:00 | 35.52 | 2016 | 4.67 | 2016-07-31
Spain | ESP | 2016-07-30 17:00 | 2016-07-30 19:00 | 37.63 | 2016 | 4.67 | 2016-07-31
Spain | ESP | 2016-07-30 18:00 | 2016-07-30 20:00 | 43.69 | 2016 | 4.67 | 2016-07-31
Spain | ESP | 2016-07-30 19:00 | 2016-07-30 21:00 | 45.1 | 2016 | 4.67 | 2016-07-31
Spain | ESP | 2016-07-30 20:00 | 2016-07-30 22:00 | 44.19 | 2016 | 4.67 | 2016-07-31
Spain | ESP | 2016-07-30 21:00 | 2016-07-30 23:00 | 42.1 | 2016 | 4.67 | 2016-07-31
Spain | ESP | 2016-07-30 22:00 | 2016-07-31 | 35.59 | 2016 | 4.67 | 2016-07-31
Spain | ESP | 2016-07-30 23:00 | 2016-07-31 01:00 | 35.19 | 2016 | 4.67 | 2016-07-31
Spain | ESP | 2016-07-31 | 2016-07-31 02:00 | 35.09 | 2016 | 4.67 | 2016-07-31
Spain | ESP | 2016-07-31 01:00 | 2016-07-31 03:00 | 34.9 | 2016 | 4.67 | 2016-07-31
Spain | ESP | 2016-07-31 02:00 | 2016-07-31 04:00 | 34.65 | 2016 | 4.67 | 2016-07-31
Spain | ESP | 2016-07-31 03:00 | 2016-07-31 05:00 | 34.65 | 2016 | 4.67 | 2016-07-31
Spain | ESP | 2016-07-31 04:00 | 2016-07-31 06:00 | 34.59 | 2016 | 4.67 | 2016-07-31
Spain | ESP | 2016-07-31 05:00 | 2016-07-31 07:00 | 33.99 | 2016 | 4.67 | 2016-07-31
Spain | ESP | 2016-07-31 06:00 | 2016-07-31 08:00 | 35.09 | 2016 | 4.67 | 2016-07-31
Spain | ESP | 2016-07-31 07:00 | 2016-07-31 09:00 | 35.52 | 2016 | 4.67 | 2016-07-31
Spain | ESP | 2016-07-31 08:00 | 2016-07-31 10:00 | 35.52 | 2016 | 4.67 | 2016-07-31
Spain | ESP | 2016-07-31 09:00 | 2016-07-31 11:00 | 35.52 | 2016 | 4.67 | 2016-07-31
Spain | ESP | 2016-07-31 10:00 | 2016-07-31 12:00 | 35.52 | 2016 | 4.67 | 2016-07-31
Spain | ESP | 2016-07-31 11:00 | 2016-07-31 13:00 | 35.52 | 2016 | 4.67 | 2016-07-31
Spain | ESP | 2016-07-31 12:00 | 2016-07-31 14:00 | 35.52 | 2016 | 4.67 | 2016-07-31
Spain | ESP | 2016-07-31 13:00 | 2016-07-31 15:00 | 34.82 | 2016 | 4.67 | 2016-07-31
Spain | ESP | 2016-07-31 14:00 | 2016-07-31 16:00 | 34.84 | 2016 | 4.67 | 2016-07-31
Spain | ESP | 2016-07-31 15:00 | 2016-07-31 17:00 | 33.99 | 2016 | 4.67 | 2016-07-31
Spain | ESP | 2016-07-31 16:00 | 2016-07-31 18:00 | 35.09 | 2016 | 4.67 | 2016-07-31
Spain | ESP | 2016-07-31 17:00 | 2016-07-31 19:00 | 35.2 | 2016 | 4.67 | 2016-07-31
Spain | ESP | 2016-07-31 18:00 | 2016-07-31 20:00 | 36.1 | 2016 | 4.67 | 2016-07-31
Spain | ESP | 2016-07-31 19:00 | 2016-07-31 21:00 | 43.69 | 2016 | 4.67 | 2016-07-31
Spain | ESP | 2016-07-31 20:00 | 2016-07-31 22:00 | 47.12 | 2016 | 4.67 | 2016-07-31
Spain | ESP | 2016-07-31 21:00 | 2016-07-31 23:00 | 43.03 | 2016 | 4.67 | 2016-07-31
Spain | ESP | 2016-07-31 22:00 | 2016-08-01 | 44.32 | 2016 | 4.67 | 2016-07-31
Spain | ESP | 2016-07-31 23:00 | 2016-08-01 01:00 | 37.79 | 2016 | 4.67 | 2016-07-31
Spain | ESP | 2016-08-01 | 2016-08-01 02:00 | 35.52 | 2016 | 4.05 | 2016-08-31
Spain | ESP | 2016-08-01 01:00 | 2016-08-01 03:00 | 34.84 | 2016 | 4.05 | 2016-08-31
Spain | ESP | 2016-08-01 02:00 | 2016-08-01 04:00 | 34.59 | 2016 | 4.05 | 2016-08-31
Spain | ESP | 2016-08-01 03:00 | 2016-08-01 05:00 | 34.72 | 2016 | 4.05 | 2016-08-31
Spain | ESP | 2016-08-01 04:00 | 2016-08-01 06:00 | 35.71 | 2016 | 4.05 | 2016-08-31
Spain | ESP | 2016-08-01 05:00 | 2016-08-01 07:00 | 41.25 | 2016 | 4.05 | 2016-08-31
Spain | ESP | 2016-08-01 06:00 | 2016-08-01 08:00 | 44.98 | 2016 | 4.05 | 2016-08-31
Spain | ESP | 2016-08-01 07:00 | 2016-08-01 09:00 | 46.1 | 2016 | 4.05 | 2016-08-31
Spain | ESP | 2016-08-01 08:00 | 2016-08-01 10:00 | 46.44 | 2016 | 4.05 | 2016-08-31
Spain | ESP | 2016-08-01 09:00 | 2016-08-01 11:00 | 45.3 | 2016 | 4.05 | 2016-08-31
Spain | ESP | 2016-08-01 10:00 | 2016-08-01 12:00 | 46.89 | 2016 | 4.05 | 2016-08-31
Spain | ESP | 2016-08-01 11:00 | 2016-08-01 13:00 | 47.89 | 2016 | 4.05 | 2016-08-31
Spain | ESP | 2016-08-01 12:00 | 2016-08-01 14:00 | 47.69 | 2016 | 4.05 | 2016-08-31
Spain | ESP | 2016-08-01 13:00 | 2016-08-01 15:00 | 47.01 | 2016 | 4.05 | 2016-08-31
Spain | ESP | 2016-08-01 14:00 | 2016-08-01 16:00 | 46.89 | 2016 | 4.05 | 2016-08-31
Spain | ESP | 2016-08-01 15:00 | 2016-08-01 17:00 | 46.16 | 2016 | 4.05 | 2016-08-31
Spain | ESP | 2016-08-01 16:00 | 2016-08-01 18:00 | 44.01 | 2016 | 4.05 | 2016-08-31
Spain | ESP | 2016-08-01 17:00 | 2016-08-01 19:00 | 44.5 | 2016 | 4.05 | 2016-08-31
Spain | ESP | 2016-08-01 18:00 | 2016-08-01 20:00 | 47 | 2016 | 4.05 | 2016-08-31
Spain | ESP | 2016-08-01 19:00 | 2016-08-01 21:00 | 48 | 2016 | 4.05 | 2016-08-31
Spain | ESP | 2016-08-01 20:00 | 2016-08-01 22:00 | 46.89 | 2016 | 4.05 | 2016-08-31
Spain | ESP | 2016-08-01 21:00 | 2016-08-01 23:00 | 40.4 | 2016 | 4.05 | 2016-08-31
Spain | ESP | 2016-08-01 22:00 | 2016-08-02 | 40 | 2016 | 4.05 | 2016-08-31
Spain | ESP | 2016-08-01 23:00 | 2016-08-02 01:00 | 37.63 | 2016 | 4.05 | 2016-08-31
Spain | ESP | 2016-08-02 | 2016-08-02 02:00 | 35.52 | 2016 | 4.05 | 2016-08-31
Spain | ESP | 2016-08-02 01:00 | 2016-08-02 03:00 | 35.52 | 2016 | 4.05 | 2016-08-31
Spain | ESP | 2016-08-02 02:00 | 2016-08-02 04:00 | 35.52 | 2016 | 4.05 | 2016-08-31
Spain | ESP | 2016-08-02 03:00 | 2016-08-02 05:00 | 35.52 | 2016 | 4.05 | 2016-08-31
Spain | ESP | 2016-08-02 04:00 | 2016-08-02 06:00 | 37.63 | 2016 | 4.05 | 2016-08-31
Spain | ESP | 2016-08-02 05:00 | 2016-08-02 07:00 | 41.2 | 2016 | 4.05 | 2016-08-31
Spain | ESP | 2016-08-02 06:00 | 2016-08-02 08:00 | 45 | 2016 | 4.05 | 2016-08-31
Spain | ESP | 2016-08-02 07:00 | 2016-08-02 09:00 | 46.84 | 2016 | 4.05 | 2016-08-31
Spain | ESP | 2016-08-02 08:00 | 2016-08-02 10:00 | 45.94 | 2016 | 4.05 | 2016-08-31
Spain | ESP | 2016-08-02 09:00 | 2016-08-02 11:00 | 45.1 | 2016 | 4.05 | 2016-08-31
Spain | ESP | 2016-08-02 10:00 | 2016-08-02 12:00 | 46.03 | 2016 | 4.05 | 2016-08-31
Spain | ESP | 2016-08-02 11:00 | 2016-08-02 13:00 | 47.01 | 2016 | 4.05 | 2016-08-31
Spain | ESP | 2016-08-02 12:00 | 2016-08-02 14:00 | 46.19 | 2016 | 4.05 | 2016-08-31
Spain | ESP | 2016-08-02 13:00 | 2016-08-02 15:00 | 45 | 2016 | 4.05 | 2016-08-31
Spain | ESP | 2016-08-02 14:00 | 2016-08-02 16:00 | 45 | 2016 | 4.05 | 2016-08-31
Spain | ESP | 2016-08-02 15:00 | 2016-08-02 17:00 | 45 | 2016 | 4.05 | 2016-08-31
Spain | ESP | 2016-08-02 16:00 | 2016-08-02 18:00 | 44.31 | 2016 | 4.05 | 2016-08-31
Spain | ESP | 2016-08-02 17:00 | 2016-08-02 19:00 | 44.5 | 2016 | 4.05 | 2016-08-31
Spain | ESP | 2016-08-02 18:00 | 2016-08-02 20:00 | 44.32 | 2016 | 4.05 | 2016-08-31
Spain | ESP | 2016-08-02 19:00 | 2016-08-02 21:00 | 46.89 | 2016 | 4.05 | 2016-08-31
Spain | ESP | 2016-08-02 20:00 | 2016-08-02 22:00 | 46 | 2016 | 4.05 | 2016-08-31
Spain | ESP | 2016-08-02 21:00 | 2016-08-02 23:00 | 40.69 | 2016 | 4.05 | 2016-08-31
Spain | ESP | 2016-08-02 22:00 | 2016-08-03 | 43.69 | 2016 | 4.05 | 2016-08-31
Spain | ESP | 2016-08-02 23:00 | 2016-08-03 01:00 | 40.69 | 2016 | 4.05 | 2016-08-31
Spain | ESP | 2016-08-03 | 2016-08-03 02:00 | 38.81 | 2016 | 4.05 | 2016-08-31
Spain | ESP | 2016-08-03 01:00 | 2016-08-03 03:00 | 37.9 | 2016 | 4.05 | 2016-08-31
Spain | ESP | 2016-08-03 02:00 | 2016-08-03 04:00 | 37.63 | 2016 | 4.05 | 2016-08-31
Spain | ESP | 2016-08-03 03:00 | 2016-08-03 05:00 | 39 | 2016 | 4.05 | 2016-08-31
Spain | ESP | 2016-08-03 04:00 | 2016-08-03 06:00 | 41.5 | 2016 | 4.05 | 2016-08-31
Spain | ESP | 2016-08-03 05:00 | 2016-08-03 07:00 | 47.09 | 2016 | 4.05 | 2016-08-31
Spain | ESP | 2016-08-03 06:00 | 2016-08-03 08:00 | 48.12 | 2016 | 4.05 | 2016-08-31
Spain | ESP | 2016-08-03 07:00 | 2016-08-03 09:00 | 48.1 | 2016 | 4.05 | 2016-08-31
Spain | ESP | 2016-08-03 08:00 | 2016-08-03 10:00 | 48.19 | 2016 | 4.05 | 2016-08-31
Spain | ESP | 2016-08-03 09:00 | 2016-08-03 11:00 | 48.69 | 2016 | 4.05 | 2016-08-31
Spain | ESP | 2016-08-03 10:00 | 2016-08-03 12:00 | 48.89 | 2016 | 4.05 | 2016-08-31
Spain | ESP | 2016-08-03 11:00 | 2016-08-03 13:00 | 48.95 | 2016 | 4.05 | 2016-08-31
Spain | ESP | 2016-08-03 12:00 | 2016-08-03 14:00 | 48.5 | 2016 | 4.05 | 2016-08-31
Spain | ESP | 2016-08-03 13:00 | 2016-08-03 15:00 | 47.09 | 2016 | 4.05 | 2016-08-31
Spain | ESP | 2016-08-03 14:00 | 2016-08-03 16:00 | 46.1 | 2016 | 4.05 | 2016-08-31
Spain | ESP | 2016-08-03 15:00 | 2016-08-03 17:00 | 46.8 | 2016 | 4.05 | 2016-08-31
Spain | ESP | 2016-08-03 16:00 | 2016-08-03 18:00 | 45.89 | 2016 | 4.05 | 2016-08-31
Spain | ESP | 2016-08-03 17:00 | 2016-08-03 19:00 | 45.1 | 2016 | 4.05 | 2016-08-31
Spain | ESP | 2016-08-03 18:00 | 2016-08-03 20:00 | 45.1 | 2016 | 4.05 | 2016-08-31
Spain | ESP | 2016-08-03 19:00 | 2016-08-03 21:00 | 46.94 | 2016 | 4.05 | 2016-08-31
Spain | ESP | 2016-08-03 20:00 | 2016-08-03 22:00 | 46.01 | 2016 | 4.05 | 2016-08-31
Spain | ESP | 2016-08-03 21:00 | 2016-08-03 23:00 | 42.97 | 2016 | 4.05 | 2016-08-31
Spain | ESP | 2016-08-03 22:00 | 2016-08-04 | 46.1 | 2016 | 4.05 | 2016-08-31
Spain | ESP | 2016-08-03 23:00 | 2016-08-04 01:00 | 43.69 | 2016 | 4.05 | 2016-08-31
Spain | ESP | 2016-08-04 | 2016-08-04 02:00 | 41.51 | 2016 | 4.05 | 2016-08-31
Spain | ESP | 2016-08-04 01:00 | 2016-08-04 03:00 | 40.56 | 2016 | 4.05 | 2016-08-31
Spain | ESP | 2016-08-04 02:00 | 2016-08-04 04:00 | 40 | 2016 | 4.05 | 2016-08-31
Spain | ESP | 2016-08-04 03:00 | 2016-08-04 05:00 | 40.69 | 2016 | 4.05 | 2016-08-31
Spain | ESP | 2016-08-04 04:00 | 2016-08-04 06:00 | 43.69 | 2016 | 4.05 | 2016-08-31
Spain | ESP | 2016-08-04 05:00 | 2016-08-04 07:00 | 44.14 | 2016 | 4.05 | 2016-08-31
Spain | ESP | 2016-08-04 06:00 | 2016-08-04 08:00 | 44.5 | 2016 | 4.05 | 2016-08-31
Spain | ESP | 2016-08-04 07:00 | 2016-08-04 09:00 | 46.89 | 2016 | 4.05 | 2016-08-31
Spain | ESP | 2016-08-04 08:00 | 2016-08-04 10:00 | 46.89 | 2016 | 4.05 | 2016-08-31
Spain | ESP | 2016-08-04 09:00 | 2016-08-04 11:00 | 47.39 | 2016 | 4.05 | 2016-08-31
Spain | ESP | 2016-08-04 10:00 | 2016-08-04 12:00 | 47.89 | 2016 | 4.05 | 2016-08-31
Spain | ESP | 2016-08-04 11:00 | 2016-08-04 13:00 | 47.89 | 2016 | 4.05 | 2016-08-31
Spain | ESP | 2016-08-04 12:00 | 2016-08-04 14:00 | 46.46 | 2016 | 4.05 | 2016-08-31
Spain | ESP | 2016-08-04 13:00 | 2016-08-04 15:00 | 43.9 | 2016 | 4.05 | 2016-08-31
Spain | ESP | 2016-08-04 14:00 | 2016-08-04 16:00 | 43.21 | 2016 | 4.05 | 2016-08-31
Spain | ESP | 2016-08-04 15:00 | 2016-08-04 17:00 | 41.5 | 2016 | 4.05 | 2016-08-31
Spain | ESP | 2016-08-04 16:00 | 2016-08-04 18:00 | 39.5 | 2016 | 4.05 | 2016-08-31
Spain | ESP | 2016-08-04 17:00 | 2016-08-04 19:00 | 38.52 | 2016 | 4.05 | 2016-08-31
Spain | ESP | 2016-08-04 18:00 | 2016-08-04 20:00 | 40 | 2016 | 4.05 | 2016-08-31
Spain | ESP | 2016-08-04 19:00 | 2016-08-04 21:00 | 42.86 | 2016 | 4.05 | 2016-08-31
Spain | ESP | 2016-08-04 20:00 | 2016-08-04 22:00 | 41.61 | 2016 | 4.05 | 2016-08-31
Spain | ESP | 2016-08-04 21:00 | 2016-08-04 23:00 | 38.69 | 2016 | 4.05 | 2016-08-31
Spain | ESP | 2016-08-04 22:00 | 2016-08-05 | 39.5 | 2016 | 4.05 | 2016-08-31
Spain | ESP | 2016-08-04 23:00 | 2016-08-05 01:00 | 35.52 | 2016 | 4.05 | 2016-08-31
Spain | ESP | 2016-08-05 | 2016-08-05 02:00 | 35.09 | 2016 | 4.05 | 2016-08-31
Spain | ESP | 2016-08-05 01:00 | 2016-08-05 03:00 | 34.84 | 2016 | 4.05 | 2016-08-31
Spain | ESP | 2016-08-05 02:00 | 2016-08-05 04:00 | 34.84 | 2016 | 4.05 | 2016-08-31
Spain | ESP | 2016-08-05 03:00 | 2016-08-05 05:00 | 35.35 | 2016 | 4.05 | 2016-08-31
Spain | ESP | 2016-08-05 04:00 | 2016-08-05 06:00 | 37 | 2016 | 4.05 | 2016-08-31
Spain | ESP | 2016-08-05 05:00 | 2016-08-05 07:00 | 40.47 | 2016 | 4.05 | 2016-08-31
Spain | ESP | 2016-08-05 06:00 | 2016-08-05 08:00 | 42.03 | 2016 | 4.05 | 2016-08-31
Spain | ESP | 2016-08-05 07:00 | 2016-08-05 09:00 | 43.15 | 2016 | 4.05 | 2016-08-31
Spain | ESP | 2016-08-05 08:00 | 2016-08-05 10:00 | 44 | 2016 | 4.05 | 2016-08-31
Spain | ESP | 2016-08-05 09:00 | 2016-08-05 11:00 | 45.1 | 2016 | 4.05 | 2016-08-31
Spain | ESP | 2016-08-05 10:00 | 2016-08-05 12:00 | 47.69 | 2016 | 4.05 | 2016-08-31
Spain | ESP | 2016-08-05 11:00 | 2016-08-05 13:00 | 48.1 | 2016 | 4.05 | 2016-08-31
Spain | ESP | 2016-08-05 12:00 | 2016-08-05 14:00 | 47.89 | 2016 | 4.05 | 2016-08-31
Spain | ESP | 2016-08-05 13:00 | 2016-08-05 15:00 | 46.16 | 2016 | 4.05 | 2016-08-31
Spain | ESP | 2016-08-05 14:00 | 2016-08-05 16:00 | 45.1 | 2016 | 4.05 | 2016-08-31
Spain | ESP | 2016-08-05 15:00 | 2016-08-05 17:00 | 43.52 | 2016 | 4.05 | 2016-08-31
Spain | ESP | 2016-08-05 16:00 | 2016-08-05 18:00 | 40 | 2016 | 4.05 | 2016-08-31
Spain | ESP | 2016-08-05 17:00 | 2016-08-05 19:00 | 39.48 | 2016 | 4.05 | 2016-08-31
Spain | ESP | 2016-08-05 18:00 | 2016-08-05 20:00 | 41.38 | 2016 | 4.05 | 2016-08-31
Spain | ESP | 2016-08-05 19:00 | 2016-08-05 21:00 | 44 | 2016 | 4.05 | 2016-08-31
Spain | ESP | 2016-08-05 20:00 | 2016-08-05 22:00 | 41.45 | 2016 | 4.05 | 2016-08-31
Spain | ESP | 2016-08-05 21:00 | 2016-08-05 23:00 | 36.56 | 2016 | 4.05 | 2016-08-31
Spain | ESP | 2016-08-05 22:00 | 2016-08-06 | 38.01 | 2016 | 4.05 | 2016-08-31
Spain | ESP | 2016-08-05 23:00 | 2016-08-06 01:00 | 37 | 2016 | 4.05 | 2016-08-31
Spain | ESP | 2016-08-06 | 2016-08-06 02:00 | 35.22 | 2016 | 4.05 | 2016-08-31
Spain | ESP | 2016-08-06 01:00 | 2016-08-06 03:00 | 35.19 | 2016 | 4.05 | 2016-08-31
Spain | ESP | 2016-08-06 02:00 | 2016-08-06 04:00 | 34.99 | 2016 | 4.05 | 2016-08-31
Spain | ESP | 2016-08-06 03:00 | 2016-08-06 05:00 | 34.62 | 2016 | 4.05 | 2016-08-31
Spain | ESP | 2016-08-06 04:00 | 2016-08-06 06:00 | 34.62 | 2016 | 4.05 | 2016-08-31
Spain | ESP | 2016-08-06 05:00 | 2016-08-06 07:00 | 34.34 | 2016 | 4.05 | 2016-08-31
Spain | ESP | 2016-08-06 06:00 | 2016-08-06 08:00 | 35.22 | 2016 | 4.05 | 2016-08-31
Spain | ESP | 2016-08-06 07:00 | 2016-08-06 09:00 | 39.89 | 2016 | 4.05 | 2016-08-31
Spain | ESP | 2016-08-06 08:00 | 2016-08-06 10:00 | 39.13 | 2016 | 4.05 | 2016-08-31
Spain | ESP | 2016-08-06 09:00 | 2016-08-06 11:00 | 38.55 | 2016 | 4.05 | 2016-08-31
Spain | ESP | 2016-08-06 10:00 | 2016-08-06 12:00 | 38.29 | 2016 | 4.05 | 2016-08-31
Spain | ESP | 2016-08-06 11:00 | 2016-08-06 13:00 | 40.4 | 2016 | 4.05 | 2016-08-31
Spain | ESP | 2016-08-06 12:00 | 2016-08-06 14:00 | 41.86 | 2016 | 4.05 | 2016-08-31
Spain | ESP | 2016-08-06 13:00 | 2016-08-06 15:00 | 41.72 | 2016 | 4.05 | 2016-08-31
Spain | ESP | 2016-08-06 14:00 | 2016-08-06 16:00 | 39.26 | 2016 | 4.05 | 2016-08-31
Spain | ESP | 2016-08-06 15:00 | 2016-08-06 17:00 | 41.01 | 2016 | 4.05 | 2016-08-31
Spain | ESP | 2016-08-06 16:00 | 2016-08-06 18:00 | 44.22 | 2016 | 4.05 | 2016-08-31
Spain | ESP | 2016-08-06 17:00 | 2016-08-06 19:00 | 41.86 | 2016 | 4.05 | 2016-08-31
Spain | ESP | 2016-08-06 18:00 | 2016-08-06 20:00 | 42.75 | 2016 | 4.05 | 2016-08-31
Spain | ESP | 2016-08-06 19:00 | 2016-08-06 21:00 | 45.17 | 2016 | 4.05 | 2016-08-31
Spain | ESP | 2016-08-06 20:00 | 2016-08-06 22:00 | 42.1 | 2016 | 4.05 | 2016-08-31
Spain | ESP | 2016-08-06 21:00 | 2016-08-06 23:00 | 38.41 | 2016 | 4.05 | 2016-08-31
Spain | ESP | 2016-08-06 22:00 | 2016-08-07 | 34.3 | 2016 | 4.05 | 2016-08-31
Spain | ESP | 2016-08-06 23:00 | 2016-08-07 01:00 | 31.6 | 2016 | 4.05 | 2016-08-31
Spain | ESP | 2016-08-07 | 2016-08-07 02:00 | 28.39 | 2016 | 4.05 | 2016-08-31
Spain | ESP | 2016-08-07 01:00 | 2016-08-07 03:00 | 27.8 | 2016 | 4.05 | 2016-08-31
Spain | ESP | 2016-08-07 02:00 | 2016-08-07 04:00 | 26.9 | 2016 | 4.05 | 2016-08-31
Spain | ESP | 2016-08-07 03:00 | 2016-08-07 05:00 | 26.9 | 2016 | 4.05 | 2016-08-31
Spain | ESP | 2016-08-07 04:00 | 2016-08-07 06:00 | 26.9 | 2016 | 4.05 | 2016-08-31
Spain | ESP | 2016-08-07 05:00 | 2016-08-07 07:00 | 26.49 | 2016 | 4.05 | 2016-08-31
Spain | ESP | 2016-08-07 06:00 | 2016-08-07 08:00 | 27.8 | 2016 | 4.05 | 2016-08-31
Spain | ESP | 2016-08-07 07:00 | 2016-08-07 09:00 | 29.3 | 2016 | 4.05 | 2016-08-31
Spain | ESP | 2016-08-07 08:00 | 2016-08-07 10:00 | 32 | 2016 | 4.05 | 2016-08-31
Spain | ESP | 2016-08-07 09:00 | 2016-08-07 11:00 | 33.25 | 2016 | 4.05 | 2016-08-31
Spain | ESP | 2016-08-07 10:00 | 2016-08-07 12:00 | 33.59 | 2016 | 4.05 | 2016-08-31
Spain | ESP | 2016-08-07 11:00 | 2016-08-07 13:00 | 33.95 | 2016 | 4.05 | 2016-08-31
Spain | ESP | 2016-08-07 12:00 | 2016-08-07 14:00 | 35 | 2016 | 4.05 | 2016-08-31
Spain | ESP | 2016-08-07 13:00 | 2016-08-07 15:00 | 34.3 | 2016 | 4.05 | 2016-08-31
Spain | ESP | 2016-08-07 14:00 | 2016-08-07 16:00 | 34.75 | 2016 | 4.05 | 2016-08-31
Spain | ESP | 2016-08-07 15:00 | 2016-08-07 17:00 | 34.2 | 2016 | 4.05 | 2016-08-31
Spain | ESP | 2016-08-07 16:00 | 2016-08-07 18:00 | 34.3 | 2016 | 4.05 | 2016-08-31
Spain | ESP | 2016-08-07 17:00 | 2016-08-07 19:00 | 33.6 | 2016 | 4.05 | 2016-08-31
Spain | ESP | 2016-08-07 18:00 | 2016-08-07 20:00 | 34.3 | 2016 | 4.05 | 2016-08-31
Spain | ESP | 2016-08-07 19:00 | 2016-08-07 21:00 | 45.1 | 2016 | 4.05 | 2016-08-31
Spain | ESP | 2016-08-07 20:00 | 2016-08-07 22:00 | 45.2 | 2016 | 4.05 | 2016-08-31
Spain | ESP | 2016-08-07 21:00 | 2016-08-07 23:00 | 36 | 2016 | 4.05 | 2016-08-31
Spain | ESP | 2016-08-07 22:00 | 2016-08-08 | 36.48 | 2016 | 4.05 | 2016-08-31
Spain | ESP | 2016-08-07 23:00 | 2016-08-08 01:00 | 33 | 2016 | 4.05 | 2016-08-31
Spain | ESP | 2016-08-08 | 2016-08-08 02:00 | 30.69 | 2016 | 4.05 | 2016-08-31
Spain | ESP | 2016-08-08 01:00 | 2016-08-08 03:00 | 30.34 | 2016 | 4.05 | 2016-08-31
Spain | ESP | 2016-08-08 02:00 | 2016-08-08 04:00 | 30 | 2016 | 4.05 | 2016-08-31
Spain | ESP | 2016-08-08 03:00 | 2016-08-08 05:00 | 31.09 | 2016 | 4.05 | 2016-08-31
Spain | ESP | 2016-08-08 04:00 | 2016-08-08 06:00 | 34.22 | 2016 | 4.05 | 2016-08-31
Spain | ESP | 2016-08-08 05:00 | 2016-08-08 07:00 | 42.4 | 2016 | 4.05 | 2016-08-31
Spain | ESP | 2016-08-08 06:00 | 2016-08-08 08:00 | 47.26 | 2016 | 4.05 | 2016-08-31
Spain | ESP | 2016-08-08 07:00 | 2016-08-08 09:00 | 47.4 | 2016 | 4.05 | 2016-08-31
Spain | ESP | 2016-08-08 08:00 | 2016-08-08 10:00 | 45.3 | 2016 | 4.05 | 2016-08-31
Spain | ESP | 2016-08-08 09:00 | 2016-08-08 11:00 | 46.19 | 2016 | 4.05 | 2016-08-31
Spain | ESP | 2016-08-08 10:00 | 2016-08-08 12:00 | 47.28 | 2016 | 4.05 | 2016-08-31
Spain | ESP | 2016-08-08 11:00 | 2016-08-08 13:00 | 48.34 | 2016 | 4.05 | 2016-08-31
Spain | ESP | 2016-08-08 12:00 | 2016-08-08 14:00 | 48.1 | 2016 | 4.05 | 2016-08-31
Spain | ESP | 2016-08-08 13:00 | 2016-08-08 15:00 | 47.39 | 2016 | 4.05 | 2016-08-31
Spain | ESP | 2016-08-08 14:00 | 2016-08-08 16:00 | 47.19 | 2016 | 4.05 | 2016-08-31
Spain | ESP | 2016-08-08 15:00 | 2016-08-08 17:00 | 46.89 | 2016 | 4.05 | 2016-08-31
Spain | ESP | 2016-08-08 16:00 | 2016-08-08 18:00 | 45.69 | 2016 | 4.05 | 2016-08-31
Spain | ESP | 2016-08-08 17:00 | 2016-08-08 19:00 | 44.94 | 2016 | 4.05 | 2016-08-31
Spain | ESP | 2016-08-08 18:00 | 2016-08-08 20:00 | 45.5 | 2016 | 4.05 | 2016-08-31
Spain | ESP | 2016-08-08 19:00 | 2016-08-08 21:00 | 48.16 | 2016 | 4.05 | 2016-08-31
Spain | ESP | 2016-08-08 20:00 | 2016-08-08 22:00 | 46.1 | 2016 | 4.05 | 2016-08-31
Spain | ESP | 2016-08-08 21:00 | 2016-08-08 23:00 | 42.1 | 2016 | 4.05 | 2016-08-31
Spain | ESP | 2016-08-08 22:00 | 2016-08-09 | 45.1 | 2016 | 4.05 | 2016-08-31
Spain | ESP | 2016-08-08 23:00 | 2016-08-09 01:00 | 42.5 | 2016 | 4.05 | 2016-08-31
Spain | ESP | 2016-08-09 | 2016-08-09 02:00 | 37 | 2016 | 4.05 | 2016-08-31
Spain | ESP | 2016-08-09 01:00 | 2016-08-09 03:00 | 35.26 | 2016 | 4.05 | 2016-08-31
Spain | ESP | 2016-08-09 02:00 | 2016-08-09 04:00 | 32.53 | 2016 | 4.05 | 2016-08-31
Spain | ESP | 2016-08-09 03:00 | 2016-08-09 05:00 | 32.5 | 2016 | 4.05 | 2016-08-31
Spain | ESP | 2016-08-09 04:00 | 2016-08-09 06:00 | 39.73 | 2016 | 4.05 | 2016-08-31
Spain | ESP | 2016-08-09 05:00 | 2016-08-09 07:00 | 43.78 | 2016 | 4.05 | 2016-08-31
Spain | ESP | 2016-08-09 06:00 | 2016-08-09 08:00 | 44.8 | 2016 | 4.05 | 2016-08-31
Spain | ESP | 2016-08-09 07:00 | 2016-08-09 09:00 | 43.47 | 2016 | 4.05 | 2016-08-31
Spain | ESP | 2016-08-09 08:00 | 2016-08-09 10:00 | 39.41 | 2016 | 4.05 | 2016-08-31
Spain | ESP | 2016-08-09 09:00 | 2016-08-09 11:00 | 40.85 | 2016 | 4.05 | 2016-08-31
Spain | ESP | 2016-08-09 10:00 | 2016-08-09 12:00 | 42.13 | 2016 | 4.05 | 2016-08-31
Spain | ESP | 2016-08-09 11:00 | 2016-08-09 13:00 | 43.47 | 2016 | 4.05 | 2016-08-31
Spain | ESP | 2016-08-09 12:00 | 2016-08-09 14:00 | 43.47 | 2016 | 4.05 | 2016-08-31
Spain | ESP | 2016-08-09 13:00 | 2016-08-09 15:00 | 38.71 | 2016 | 4.05 | 2016-08-31
Spain | ESP | 2016-08-09 14:00 | 2016-08-09 16:00 | 38 | 2016 | 4.05 | 2016-08-31
Spain | ESP | 2016-08-09 15:00 | 2016-08-09 17:00 | 38 | 2016 | 4.05 | 2016-08-31
Spain | ESP | 2016-08-09 16:00 | 2016-08-09 18:00 | 37 | 2016 | 4.05 | 2016-08-31
Spain | ESP | 2016-08-09 17:00 | 2016-08-09 19:00 | 35.8 | 2016 | 4.05 | 2016-08-31
Spain | ESP | 2016-08-09 18:00 | 2016-08-09 20:00 | 38.41 | 2016 | 4.05 | 2016-08-31
Spain | ESP | 2016-08-09 19:00 | 2016-08-09 21:00 | 44 | 2016 | 4.05 | 2016-08-31
Spain | ESP | 2016-08-09 20:00 | 2016-08-09 22:00 | 44 | 2016 | 4.05 | 2016-08-31
Spain | ESP | 2016-08-09 21:00 | 2016-08-09 23:00 | 36.07 | 2016 | 4.05 | 2016-08-31
Spain | ESP | 2016-08-09 22:00 | 2016-08-10 | 31.34 | 2016 | 4.05 | 2016-08-31
Spain | ESP | 2016-08-09 23:00 | 2016-08-10 01:00 | 30.52 | 2016 | 4.05 | 2016-08-31
Spain | ESP | 2016-08-10 | 2016-08-10 02:00 | 26.9 | 2016 | 4.05 | 2016-08-31
Spain | ESP | 2016-08-10 01:00 | 2016-08-10 03:00 | 26 | 2016 | 4.05 | 2016-08-31
Spain | ESP | 2016-08-10 02:00 | 2016-08-10 04:00 | 25.97 | 2016 | 4.05 | 2016-08-31
Spain | ESP | 2016-08-10 03:00 | 2016-08-10 05:00 | 26.22 | 2016 | 4.05 | 2016-08-31
Spain | ESP | 2016-08-10 04:00 | 2016-08-10 06:00 | 28.39 | 2016 | 4.05 | 2016-08-31
Spain | ESP | 2016-08-10 05:00 | 2016-08-10 07:00 | 31.05 | 2016 | 4.05 | 2016-08-31
Spain | ESP | 2016-08-10 06:00 | 2016-08-10 08:00 | 33.95 | 2016 | 4.05 | 2016-08-31
Spain | ESP | 2016-08-10 07:00 | 2016-08-10 09:00 | 38.98 | 2016 | 4.05 | 2016-08-31
Spain | ESP | 2016-08-10 08:00 | 2016-08-10 10:00 | 38.63 | 2016 | 4.05 | 2016-08-31
Spain | ESP | 2016-08-10 09:00 | 2016-08-10 11:00 | 38.29 | 2016 | 4.05 | 2016-08-31
Spain | ESP | 2016-08-10 10:00 | 2016-08-10 12:00 | 36.7 | 2016 | 4.05 | 2016-08-31
Spain | ESP | 2016-08-10 11:00 | 2016-08-10 13:00 | 38.44 | 2016 | 4.05 | 2016-08-31
Spain | ESP | 2016-08-10 12:00 | 2016-08-10 14:00 | 38.44 | 2016 | 4.05 | 2016-08-31
Spain | ESP | 2016-08-10 13:00 | 2016-08-10 15:00 | 36.09 | 2016 | 4.05 | 2016-08-31
Spain | ESP | 2016-08-10 14:00 | 2016-08-10 16:00 | 36.9 | 2016 | 4.05 | 2016-08-31
Spain | ESP | 2016-08-10 15:00 | 2016-08-10 17:00 | 38.29 | 2016 | 4.05 | 2016-08-31
Spain | ESP | 2016-08-10 16:00 | 2016-08-10 18:00 | 39.12 | 2016 | 4.05 | 2016-08-31
Spain | ESP | 2016-08-10 17:00 | 2016-08-10 19:00 | 40.84 | 2016 | 4.05 | 2016-08-31
Spain | ESP | 2016-08-10 18:00 | 2016-08-10 20:00 | 44.84 | 2016 | 4.05 | 2016-08-31
Spain | ESP | 2016-08-10 19:00 | 2016-08-10 21:00 | 47.2 | 2016 | 4.05 | 2016-08-31
Spain | ESP | 2016-08-10 20:00 | 2016-08-10 22:00 | 47 | 2016 | 4.05 | 2016-08-31
Spain | ESP | 2016-08-10 21:00 | 2016-08-10 23:00 | 39.7 | 2016 | 4.05 | 2016-08-31
Spain | ESP | 2016-08-10 22:00 | 2016-08-11 | 35.42 | 2016 | 4.05 | 2016-08-31
Spain | ESP | 2016-08-10 23:00 | 2016-08-11 01:00 | 30.69 | 2016 | 4.05 | 2016-08-31
Spain | ESP | 2016-08-11 | 2016-08-11 02:00 | 27.4 | 2016 | 4.05 | 2016-08-31
Spain | ESP | 2016-08-11 01:00 | 2016-08-11 03:00 | 26.9 | 2016 | 4.05 | 2016-08-31
Spain | ESP | 2016-08-11 02:00 | 2016-08-11 04:00 | 26.9 | 2016 | 4.05 | 2016-08-31
Spain | ESP | 2016-08-11 03:00 | 2016-08-11 05:00 | 27.2 | 2016 | 4.05 | 2016-08-31
Spain | ESP | 2016-08-11 04:00 | 2016-08-11 06:00 | 30.99 | 2016 | 4.05 | 2016-08-31
Spain | ESP | 2016-08-11 05:00 | 2016-08-11 07:00 | 32.19 | 2016 | 4.05 | 2016-08-31
Spain | ESP | 2016-08-11 06:00 | 2016-08-11 08:00 | 39 | 2016 | 4.05 | 2016-08-31
Spain | ESP | 2016-08-11 07:00 | 2016-08-11 09:00 | 42.69 | 2016 | 4.05 | 2016-08-31
Spain | ESP | 2016-08-11 08:00 | 2016-08-11 10:00 | 42.89 | 2016 | 4.05 | 2016-08-31
Spain | ESP | 2016-08-11 09:00 | 2016-08-11 11:00 | 42.89 | 2016 | 4.05 | 2016-08-31
Spain | ESP | 2016-08-11 10:00 | 2016-08-11 12:00 | 43.69 | 2016 | 4.05 | 2016-08-31
Spain | ESP | 2016-08-11 11:00 | 2016-08-11 13:00 | 45.1 | 2016 | 4.05 | 2016-08-31
Spain | ESP | 2016-08-11 12:00 | 2016-08-11 14:00 | 45.38 | 2016 | 4.05 | 2016-08-31
Spain | ESP | 2016-08-11 13:00 | 2016-08-11 15:00 | 43.69 | 2016 | 4.05 | 2016-08-31
Spain | ESP | 2016-08-11 14:00 | 2016-08-11 16:00 | 44.03 | 2016 | 4.05 | 2016-08-31
Spain | ESP | 2016-08-11 15:00 | 2016-08-11 17:00 | 44.01 | 2016 | 4.05 | 2016-08-31
Spain | ESP | 2016-08-11 16:00 | 2016-08-11 18:00 | 43.09 | 2016 | 4.05 | 2016-08-31
Spain | ESP | 2016-08-11 17:00 | 2016-08-11 19:00 | 42.2 | 2016 | 4.05 | 2016-08-31
Spain | ESP | 2016-08-11 18:00 | 2016-08-11 20:00 | 43.69 | 2016 | 4.05 | 2016-08-31
Spain | ESP | 2016-08-11 19:00 | 2016-08-11 21:00 | 46.94 | 2016 | 4.05 | 2016-08-31
Spain | ESP | 2016-08-11 20:00 | 2016-08-11 22:00 | 45.38 | 2016 | 4.05 | 2016-08-31
Spain | ESP | 2016-08-11 21:00 | 2016-08-11 23:00 | 42 | 2016 | 4.05 | 2016-08-31
Spain | ESP | 2016-08-11 22:00 | 2016-08-12 | 39.39 | 2016 | 4.05 | 2016-08-31
Spain | ESP | 2016-08-11 23:00 | 2016-08-12 01:00 | 37 | 2016 | 4.05 | 2016-08-31
Spain | ESP | 2016-08-12 | 2016-08-12 02:00 | 35.52 | 2016 | 4.05 | 2016-08-31
Spain | ESP | 2016-08-12 01:00 | 2016-08-12 03:00 | 34 | 2016 | 4.05 | 2016-08-31
Spain | ESP | 2016-08-12 02:00 | 2016-08-12 04:00 | 35.3 | 2016 | 4.05 | 2016-08-31
Spain | ESP | 2016-08-12 03:00 | 2016-08-12 05:00 | 37 | 2016 | 4.05 | 2016-08-31
Spain | ESP | 2016-08-12 04:00 | 2016-08-12 06:00 | 42 | 2016 | 4.05 | 2016-08-31
Spain | ESP | 2016-08-12 05:00 | 2016-08-12 07:00 | 43.19 | 2016 | 4.05 | 2016-08-31
Spain | ESP | 2016-08-12 06:00 | 2016-08-12 08:00 | 44.69 | 2016 | 4.05 | 2016-08-31
Spain | ESP | 2016-08-12 07:00 | 2016-08-12 09:00 | 45.19 | 2016 | 4.05 | 2016-08-31
Spain | ESP | 2016-08-12 08:00 | 2016-08-12 10:00 | 44.69 | 2016 | 4.05 | 2016-08-31
Spain | ESP | 2016-08-12 09:00 | 2016-08-12 11:00 | 43.6 | 2016 | 4.05 | 2016-08-31
Spain | ESP | 2016-08-12 10:00 | 2016-08-12 12:00 | 44.36 | 2016 | 4.05 | 2016-08-31
Spain | ESP | 2016-08-12 11:00 | 2016-08-12 13:00 | 44.85 | 2016 | 4.05 | 2016-08-31
Spain | ESP | 2016-08-12 12:00 | 2016-08-12 14:00 | 44.69 | 2016 | 4.05 | 2016-08-31
Spain | ESP | 2016-08-12 13:00 | 2016-08-12 15:00 | 43.79 | 2016 | 4.05 | 2016-08-31
Spain | ESP | 2016-08-12 14:00 | 2016-08-12 16:00 | 43.93 | 2016 | 4.05 | 2016-08-31
Spain | ESP | 2016-08-12 15:00 | 2016-08-12 17:00 | 44.51 | 2016 | 4.05 | 2016-08-31
Spain | ESP | 2016-08-12 16:00 | 2016-08-12 18:00 | 43.19 | 2016 | 4.05 | 2016-08-31
Spain | ESP | 2016-08-12 17:00 | 2016-08-12 19:00 | 43.28 | 2016 | 4.05 | 2016-08-31
Spain | ESP | 2016-08-12 18:00 | 2016-08-12 20:00 | 43.65 | 2016 | 4.05 | 2016-08-31
Spain | ESP | 2016-08-12 19:00 | 2016-08-12 21:00 | 45.28 | 2016 | 4.05 | 2016-08-31
Spain | ESP | 2016-08-12 20:00 | 2016-08-12 22:00 | 44.68 | 2016 | 4.05 | 2016-08-31
Spain | ESP | 2016-08-12 21:00 | 2016-08-12 23:00 | 43.2 | 2016 | 4.05 | 2016-08-31
Spain | ESP | 2016-08-12 22:00 | 2016-08-13 | 45 | 2016 | 4.05 | 2016-08-31
Spain | ESP | 2016-08-12 23:00 | 2016-08-13 01:00 | 43.51 | 2016 | 4.05 | 2016-08-31
Spain | ESP | 2016-08-13 | 2016-08-13 02:00 | 41.6 | 2016 | 4.05 | 2016-08-31
Spain | ESP | 2016-08-13 01:00 | 2016-08-13 03:00 | 41.6 | 2016 | 4.05 | 2016-08-31
Spain | ESP | 2016-08-13 02:00 | 2016-08-13 04:00 | 40.21 | 2016 | 4.05 | 2016-08-31
Spain | ESP | 2016-08-13 03:00 | 2016-08-13 05:00 | 40.21 | 2016 | 4.05 | 2016-08-31
Spain | ESP | 2016-08-13 04:00 | 2016-08-13 06:00 | 41.61 | 2016 | 4.05 | 2016-08-31
Spain | ESP | 2016-08-13 05:00 | 2016-08-13 07:00 | 40.32 | 2016 | 4.05 | 2016-08-31
Spain | ESP | 2016-08-13 06:00 | 2016-08-13 08:00 | 43.69 | 2016 | 4.05 | 2016-08-31
Spain | ESP | 2016-08-13 07:00 | 2016-08-13 09:00 | 44.65 | 2016 | 4.05 | 2016-08-31
Spain | ESP | 2016-08-13 08:00 | 2016-08-13 10:00 | 44.69 | 2016 | 4.05 | 2016-08-31
Spain | ESP | 2016-08-13 09:00 | 2016-08-13 11:00 | 44.69 | 2016 | 4.05 | 2016-08-31
Spain | ESP | 2016-08-13 10:00 | 2016-08-13 12:00 | 45 | 2016 | 4.05 | 2016-08-31
Spain | ESP | 2016-08-13 11:00 | 2016-08-13 13:00 | 44.5 | 2016 | 4.05 | 2016-08-31
Spain | ESP | 2016-08-13 12:00 | 2016-08-13 14:00 | 42.69 | 2016 | 4.05 | 2016-08-31
Spain | ESP | 2016-08-13 13:00 | 2016-08-13 15:00 | 40 | 2016 | 4.05 | 2016-08-31
Spain | ESP | 2016-08-13 14:00 | 2016-08-13 16:00 | 38.35 | 2016 | 4.05 | 2016-08-31
Spain | ESP | 2016-08-13 15:00 | 2016-08-13 17:00 | 36.92 | 2016 | 4.05 | 2016-08-31
Spain | ESP | 2016-08-13 16:00 | 2016-08-13 18:00 | 35.85 | 2016 | 4.05 | 2016-08-31
Spain | ESP | 2016-08-13 17:00 | 2016-08-13 19:00 | 36.47 | 2016 | 4.05 | 2016-08-31
Spain | ESP | 2016-08-13 18:00 | 2016-08-13 20:00 | 38.6 | 2016 | 4.05 | 2016-08-31
Spain | ESP | 2016-08-13 19:00 | 2016-08-13 21:00 | 42.53 | 2016 | 4.05 | 2016-08-31
Spain | ESP | 2016-08-13 20:00 | 2016-08-13 22:00 | 40 | 2016 | 4.05 | 2016-08-31
Spain | ESP | 2016-08-13 21:00 | 2016-08-13 23:00 | 41.6 | 2016 | 4.05 | 2016-08-31
Spain | ESP | 2016-08-13 22:00 | 2016-08-14 | 43.51 | 2016 | 4.05 | 2016-08-31
Spain | ESP | 2016-08-13 23:00 | 2016-08-14 01:00 | 38.35 | 2016 | 4.05 | 2016-08-31
Spain | ESP | 2016-08-14 | 2016-08-14 02:00 | 37 | 2016 | 4.05 | 2016-08-31
Spain | ESP | 2016-08-14 01:00 | 2016-08-14 03:00 | 35.52 | 2016 | 4.05 | 2016-08-31
Spain | ESP | 2016-08-14 02:00 | 2016-08-14 04:00 | 35.42 | 2016 | 4.05 | 2016-08-31
Spain | ESP | 2016-08-14 03:00 | 2016-08-14 05:00 | 35.52 | 2016 | 4.05 | 2016-08-31
Spain | ESP | 2016-08-14 04:00 | 2016-08-14 06:00 | 36.15 | 2016 | 4.05 | 2016-08-31
Spain | ESP | 2016-08-14 05:00 | 2016-08-14 07:00 | 34 | 2016 | 4.05 | 2016-08-31
Spain | ESP | 2016-08-14 06:00 | 2016-08-14 08:00 | 35 | 2016 | 4.05 | 2016-08-31
Spain | ESP | 2016-08-14 07:00 | 2016-08-14 09:00 | 35.6 | 2016 | 4.05 | 2016-08-31
Spain | ESP | 2016-08-14 08:00 | 2016-08-14 10:00 | 35.52 | 2016 | 4.05 | 2016-08-31
Spain | ESP | 2016-08-14 09:00 | 2016-08-14 11:00 | 38 | 2016 | 4.05 | 2016-08-31
Spain | ESP | 2016-08-14 10:00 | 2016-08-14 12:00 | 38.35 | 2016 | 4.05 | 2016-08-31
Spain | ESP | 2016-08-14 11:00 | 2016-08-14 13:00 | 39.48 | 2016 | 4.05 | 2016-08-31
Spain | ESP | 2016-08-14 12:00 | 2016-08-14 14:00 | 40.01 | 2016 | 4.05 | 2016-08-31
Spain | ESP | 2016-08-14 13:00 | 2016-08-14 15:00 | 38.77 | 2016 | 4.05 | 2016-08-31
Spain | ESP | 2016-08-14 14:00 | 2016-08-14 16:00 | 39.48 | 2016 | 4.05 | 2016-08-31
Spain | ESP | 2016-08-14 15:00 | 2016-08-14 17:00 | 38.35 | 2016 | 4.05 | 2016-08-31
Spain | ESP | 2016-08-14 16:00 | 2016-08-14 18:00 | 39.79 | 2016 | 4.05 | 2016-08-31
Spain | ESP | 2016-08-14 17:00 | 2016-08-14 19:00 | 39.48 | 2016 | 4.05 | 2016-08-31
Spain | ESP | 2016-08-14 18:00 | 2016-08-14 20:00 | 41.5 | 2016 | 4.05 | 2016-08-31
Spain | ESP | 2016-08-14 19:00 | 2016-08-14 21:00 | 46.53 | 2016 | 4.05 | 2016-08-31
Spain | ESP | 2016-08-14 20:00 | 2016-08-14 22:00 | 47.03 | 2016 | 4.05 | 2016-08-31
Spain | ESP | 2016-08-14 21:00 | 2016-08-14 23:00 | 44.01 | 2016 | 4.05 | 2016-08-31
Spain | ESP | 2016-08-14 22:00 | 2016-08-15 | 41.65 | 2016 | 4.05 | 2016-08-31
Spain | ESP | 2016-08-14 23:00 | 2016-08-15 01:00 | 38 | 2016 | 4.05 | 2016-08-31
Spain | ESP | 2016-08-15 | 2016-08-15 02:00 | 36.01 | 2016 | 4.05 | 2016-08-31
Spain | ESP | 2016-08-15 01:00 | 2016-08-15 03:00 | 35.52 | 2016 | 4.05 | 2016-08-31
Spain | ESP | 2016-08-15 02:00 | 2016-08-15 04:00 | 34.49 | 2016 | 4.05 | 2016-08-31
Spain | ESP | 2016-08-15 03:00 | 2016-08-15 05:00 | 35 | 2016 | 4.05 | 2016-08-31
Spain | ESP | 2016-08-15 04:00 | 2016-08-15 06:00 | 35.52 | 2016 | 4.05 | 2016-08-31
Spain | ESP | 2016-08-15 05:00 | 2016-08-15 07:00 | 39 | 2016 | 4.05 | 2016-08-31
Spain | ESP | 2016-08-15 06:00 | 2016-08-15 08:00 | 39.95 | 2016 | 4.05 | 2016-08-31
Spain | ESP | 2016-08-15 07:00 | 2016-08-15 09:00 | 43.19 | 2016 | 4.05 | 2016-08-31
Spain | ESP | 2016-08-15 08:00 | 2016-08-15 10:00 | 44 | 2016 | 4.05 | 2016-08-31
Spain | ESP | 2016-08-15 09:00 | 2016-08-15 11:00 | 44.65 | 2016 | 4.05 | 2016-08-31
Spain | ESP | 2016-08-15 10:00 | 2016-08-15 12:00 | 44.48 | 2016 | 4.05 | 2016-08-31
Spain | ESP | 2016-08-15 11:00 | 2016-08-15 13:00 | 44.69 | 2016 | 4.05 | 2016-08-31
Spain | ESP | 2016-08-15 12:00 | 2016-08-15 14:00 | 44.69 | 2016 | 4.05 | 2016-08-31
Spain | ESP | 2016-08-15 13:00 | 2016-08-15 15:00 | 43.69 | 2016 | 4.05 | 2016-08-31
Spain | ESP | 2016-08-15 14:00 | 2016-08-15 16:00 | 42.01 | 2016 | 4.05 | 2016-08-31
Spain | ESP | 2016-08-15 15:00 | 2016-08-15 17:00 | 43.05 | 2016 | 4.05 | 2016-08-31
Spain | ESP | 2016-08-15 16:00 | 2016-08-15 18:00 | 40.01 | 2016 | 4.05 | 2016-08-31
Spain | ESP | 2016-08-15 17:00 | 2016-08-15 19:00 | 39.48 | 2016 | 4.05 | 2016-08-31
Spain | ESP | 2016-08-15 18:00 | 2016-08-15 20:00 | 41.6 | 2016 | 4.05 | 2016-08-31
Spain | ESP | 2016-08-15 19:00 | 2016-08-15 21:00 | 47.19 | 2016 | 4.05 | 2016-08-31
Spain | ESP | 2016-08-15 20:00 | 2016-08-15 22:00 | 47.89 | 2016 | 4.05 | 2016-08-31
Spain | ESP | 2016-08-15 21:00 | 2016-08-15 23:00 | 45 | 2016 | 4.05 | 2016-08-31
Spain | ESP | 2016-08-15 22:00 | 2016-08-16 | 48.95 | 2016 | 4.05 | 2016-08-31
Spain | ESP | 2016-08-15 23:00 | 2016-08-16 01:00 | 47.91 | 2016 | 4.05 | 2016-08-31
Spain | ESP | 2016-08-16 | 2016-08-16 02:00 | 46.35 | 2016 | 4.05 | 2016-08-31
Spain | ESP | 2016-08-16 01:00 | 2016-08-16 03:00 | 45.69 | 2016 | 4.05 | 2016-08-31
Spain | ESP | 2016-08-16 02:00 | 2016-08-16 04:00 | 44.9 | 2016 | 4.05 | 2016-08-31
Spain | ESP | 2016-08-16 03:00 | 2016-08-16 05:00 | 44.45 | 2016 | 4.05 | 2016-08-31
Spain | ESP | 2016-08-16 04:00 | 2016-08-16 06:00 | 45.11 | 2016 | 4.05 | 2016-08-31
Spain | ESP | 2016-08-16 05:00 | 2016-08-16 07:00 | 43.85 | 2016 | 4.05 | 2016-08-31
Spain | ESP | 2016-08-16 06:00 | 2016-08-16 08:00 | 44.69 | 2016 | 4.05 | 2016-08-31
Spain | ESP | 2016-08-16 07:00 | 2016-08-16 09:00 | 46.03 | 2016 | 4.05 | 2016-08-31
Spain | ESP | 2016-08-16 08:00 | 2016-08-16 10:00 | 45 | 2016 | 4.05 | 2016-08-31
Spain | ESP | 2016-08-16 09:00 | 2016-08-16 11:00 | 44 | 2016 | 4.05 | 2016-08-31
Spain | ESP | 2016-08-16 10:00 | 2016-08-16 12:00 | 44.69 | 2016 | 4.05 | 2016-08-31
Spain | ESP | 2016-08-16 11:00 | 2016-08-16 13:00 | 44.69 | 2016 | 4.05 | 2016-08-31
Spain | ESP | 2016-08-16 12:00 | 2016-08-16 14:00 | 43.74 | 2016 | 4.05 | 2016-08-31
Spain | ESP | 2016-08-16 13:00 | 2016-08-16 15:00 | 42.06 | 2016 | 4.05 | 2016-08-31
Spain | ESP | 2016-08-16 14:00 | 2016-08-16 16:00 | 41.7 | 2016 | 4.05 | 2016-08-31
Spain | ESP | 2016-08-16 15:00 | 2016-08-16 17:00 | 43 | 2016 | 4.05 | 2016-08-31
Spain | ESP | 2016-08-16 16:00 | 2016-08-16 18:00 | 43.53 | 2016 | 4.05 | 2016-08-31
Spain | ESP | 2016-08-16 17:00 | 2016-08-16 19:00 | 44.57 | 2016 | 4.05 | 2016-08-31
Spain | ESP | 2016-08-16 18:00 | 2016-08-16 20:00 | 44.69 | 2016 | 4.05 | 2016-08-31
Spain | ESP | 2016-08-16 19:00 | 2016-08-16 21:00 | 46.19 | 2016 | 4.05 | 2016-08-31
Spain | ESP | 2016-08-16 20:00 | 2016-08-16 22:00 | 46.19 | 2016 | 4.05 | 2016-08-31
Spain | ESP | 2016-08-16 21:00 | 2016-08-16 23:00 | 44.69 | 2016 | 4.05 | 2016-08-31
Spain | ESP | 2016-08-16 22:00 | 2016-08-17 | 47.1 | 2016 | 4.05 | 2016-08-31
Spain | ESP | 2016-08-16 23:00 | 2016-08-17 01:00 | 44.69 | 2016 | 4.05 | 2016-08-31
Spain | ESP | 2016-08-17 | 2016-08-17 02:00 | 43.72 | 2016 | 4.05 | 2016-08-31
Spain | ESP | 2016-08-17 01:00 | 2016-08-17 03:00 | 40 | 2016 | 4.05 | 2016-08-31
Spain | ESP | 2016-08-17 02:00 | 2016-08-17 04:00 | 40 | 2016 | 4.05 | 2016-08-31
Spain | ESP | 2016-08-17 03:00 | 2016-08-17 05:00 | 40 | 2016 | 4.05 | 2016-08-31
Spain | ESP | 2016-08-17 04:00 | 2016-08-17 06:00 | 41.15 | 2016 | 4.05 | 2016-08-31
Spain | ESP | 2016-08-17 05:00 | 2016-08-17 07:00 | 40 | 2016 | 4.05 | 2016-08-31
Spain | ESP | 2016-08-17 06:00 | 2016-08-17 08:00 | 44.03 | 2016 | 4.05 | 2016-08-31
Spain | ESP | 2016-08-17 07:00 | 2016-08-17 09:00 | 45.33 | 2016 | 4.05 | 2016-08-31
Spain | ESP | 2016-08-17 08:00 | 2016-08-17 10:00 | 44.79 | 2016 | 4.05 | 2016-08-31
Spain | ESP | 2016-08-17 09:00 | 2016-08-17 11:00 | 44.6 | 2016 | 4.05 | 2016-08-31
Spain | ESP | 2016-08-17 10:00 | 2016-08-17 12:00 | 45.33 | 2016 | 4.05 | 2016-08-31
Spain | ESP | 2016-08-17 11:00 | 2016-08-17 13:00 | 45.66 | 2016 | 4.05 | 2016-08-31
Spain | ESP | 2016-08-17 12:00 | 2016-08-17 14:00 | 44.5 | 2016 | 4.05 | 2016-08-31
Spain | ESP | 2016-08-17 13:00 | 2016-08-17 15:00 | 42.36 | 2016 | 4.05 | 2016-08-31
Spain | ESP | 2016-08-17 14:00 | 2016-08-17 16:00 | 42 | 2016 | 4.05 | 2016-08-31
Spain | ESP | 2016-08-17 15:00 | 2016-08-17 17:00 | 42 | 2016 | 4.05 | 2016-08-31
Spain | ESP | 2016-08-17 16:00 | 2016-08-17 18:00 | 43 | 2016 | 4.05 | 2016-08-31
Spain | ESP | 2016-08-17 17:00 | 2016-08-17 19:00 | 44.37 | 2016 | 4.05 | 2016-08-31
Spain | ESP | 2016-08-17 18:00 | 2016-08-17 20:00 | 44 | 2016 | 4.05 | 2016-08-31
Spain | ESP | 2016-08-17 19:00 | 2016-08-17 21:00 | 45.33 | 2016 | 4.05 | 2016-08-31
Spain | ESP | 2016-08-17 20:00 | 2016-08-17 22:00 | 44.84 | 2016 | 4.05 | 2016-08-31
Spain | ESP | 2016-08-17 21:00 | 2016-08-17 23:00 | 44.6 | 2016 | 4.05 | 2016-08-31
Spain | ESP | 2016-08-17 22:00 | 2016-08-18 | 44.12 | 2016 | 4.05 | 2016-08-31
Spain | ESP | 2016-08-17 23:00 | 2016-08-18 01:00 | 41.58 | 2016 | 4.05 | 2016-08-31
Spain | ESP | 2016-08-18 | 2016-08-18 02:00 | 40 | 2016 | 4.05 | 2016-08-31
Spain | ESP | 2016-08-18 01:00 | 2016-08-18 03:00 | 37.92 | 2016 | 4.05 | 2016-08-31
Spain | ESP | 2016-08-18 02:00 | 2016-08-18 04:00 | 37.92 | 2016 | 4.05 | 2016-08-31
Spain | ESP | 2016-08-18 03:00 | 2016-08-18 05:00 | 38.47 | 2016 | 4.05 | 2016-08-31
Spain | ESP | 2016-08-18 04:00 | 2016-08-18 06:00 | 42.1 | 2016 | 4.05 | 2016-08-31
Spain | ESP | 2016-08-18 05:00 | 2016-08-18 07:00 | 40 | 2016 | 4.05 | 2016-08-31
Spain | ESP | 2016-08-18 06:00 | 2016-08-18 08:00 | 43.85 | 2016 | 4.05 | 2016-08-31
Spain | ESP | 2016-08-18 07:00 | 2016-08-18 09:00 | 45.66 | 2016 | 4.05 | 2016-08-31
Spain | ESP | 2016-08-18 08:00 | 2016-08-18 10:00 | 43.74 | 2016 | 4.05 | 2016-08-31
Spain | ESP | 2016-08-18 09:00 | 2016-08-18 11:00 | 43.9 | 2016 | 4.05 | 2016-08-31
Spain | ESP | 2016-08-18 10:00 | 2016-08-18 12:00 | 45.6 | 2016 | 4.05 | 2016-08-31
Spain | ESP | 2016-08-18 11:00 | 2016-08-18 13:00 | 46.16 | 2016 | 4.05 | 2016-08-31
Spain | ESP | 2016-08-18 12:00 | 2016-08-18 14:00 | 45.46 | 2016 | 4.05 | 2016-08-31
Spain | ESP | 2016-08-18 13:00 | 2016-08-18 15:00 | 44.5 | 2016 | 4.05 | 2016-08-31
Spain | ESP | 2016-08-18 14:00 | 2016-08-18 16:00 | 44.69 | 2016 | 4.05 | 2016-08-31
Spain | ESP | 2016-08-18 15:00 | 2016-08-18 17:00 | 45.58 | 2016 | 4.05 | 2016-08-31
Spain | ESP | 2016-08-18 16:00 | 2016-08-18 18:00 | 44.79 | 2016 | 4.05 | 2016-08-31
Spain | ESP | 2016-08-18 17:00 | 2016-08-18 19:00 | 45.66 | 2016 | 4.05 | 2016-08-31
Spain | ESP | 2016-08-18 18:00 | 2016-08-18 20:00 | 45.66 | 2016 | 4.05 | 2016-08-31
Spain | ESP | 2016-08-18 19:00 | 2016-08-18 21:00 | 47.62 | 2016 | 4.05 | 2016-08-31
Spain | ESP | 2016-08-18 20:00 | 2016-08-18 22:00 | 45.8 | 2016 | 4.05 | 2016-08-31
Spain | ESP | 2016-08-18 21:00 | 2016-08-18 23:00 | 44.69 | 2016 | 4.05 | 2016-08-31
Spain | ESP | 2016-08-18 22:00 | 2016-08-19 | 44.79 | 2016 | 4.05 | 2016-08-31
Spain | ESP | 2016-08-18 23:00 | 2016-08-19 01:00 | 44.6 | 2016 | 4.05 | 2016-08-31
Spain | ESP | 2016-08-19 | 2016-08-19 02:00 | 41.68 | 2016 | 4.05 | 2016-08-31
Spain | ESP | 2016-08-19 01:00 | 2016-08-19 03:00 | 39 | 2016 | 4.05 | 2016-08-31
Spain | ESP | 2016-08-19 02:00 | 2016-08-19 04:00 | 38 | 2016 | 4.05 | 2016-08-31
Spain | ESP | 2016-08-19 03:00 | 2016-08-19 05:00 | 37.63 | 2016 | 4.05 | 2016-08-31
Spain | ESP | 2016-08-19 04:00 | 2016-08-19 06:00 | 42 | 2016 | 4.05 | 2016-08-31
Spain | ESP | 2016-08-19 05:00 | 2016-08-19 07:00 | 40 | 2016 | 4.05 | 2016-08-31
Spain | ESP | 2016-08-19 06:00 | 2016-08-19 08:00 | 44.21 | 2016 | 4.05 | 2016-08-31
Spain | ESP | 2016-08-19 07:00 | 2016-08-19 09:00 | 46.1 | 2016 | 4.05 | 2016-08-31
Spain | ESP | 2016-08-19 08:00 | 2016-08-19 10:00 | 43.24 | 2016 | 4.05 | 2016-08-31
Spain | ESP | 2016-08-19 09:00 | 2016-08-19 11:00 | 42.1 | 2016 | 4.05 | 2016-08-31
Spain | ESP | 2016-08-19 10:00 | 2016-08-19 12:00 | 44 | 2016 | 4.05 | 2016-08-31
Spain | ESP | 2016-08-19 11:00 | 2016-08-19 13:00 | 44.01 | 2016 | 4.05 | 2016-08-31
Spain | ESP | 2016-08-19 12:00 | 2016-08-19 14:00 | 43 | 2016 | 4.05 | 2016-08-31
Spain | ESP | 2016-08-19 13:00 | 2016-08-19 15:00 | 41.1 | 2016 | 4.05 | 2016-08-31
Spain | ESP | 2016-08-19 14:00 | 2016-08-19 16:00 | 42 | 2016 | 4.05 | 2016-08-31
Spain | ESP | 2016-08-19 15:00 | 2016-08-19 17:00 | 42.35 | 2016 | 4.05 | 2016-08-31
Spain | ESP | 2016-08-19 16:00 | 2016-08-19 18:00 | 41.67 | 2016 | 4.05 | 2016-08-31
Spain | ESP | 2016-08-19 17:00 | 2016-08-19 19:00 | 41 | 2016 | 4.05 | 2016-08-31
Spain | ESP | 2016-08-19 18:00 | 2016-08-19 20:00 | 42.1 | 2016 | 4.05 | 2016-08-31
Spain | ESP | 2016-08-19 19:00 | 2016-08-19 21:00 | 45.6 | 2016 | 4.05 | 2016-08-31
Spain | ESP | 2016-08-19 20:00 | 2016-08-19 22:00 | 42.1 | 2016 | 4.05 | 2016-08-31
Spain | ESP | 2016-08-19 21:00 | 2016-08-19 23:00 | 40.83 | 2016 | 4.05 | 2016-08-31
Spain | ESP | 2016-08-19 22:00 | 2016-08-20 | 47.69 | 2016 | 4.05 | 2016-08-31
Spain | ESP | 2016-08-19 23:00 | 2016-08-20 01:00 | 46.93 | 2016 | 4.05 | 2016-08-31
Spain | ESP | 2016-08-20 | 2016-08-20 02:00 | 44.6 | 2016 | 4.05 | 2016-08-31
Spain | ESP | 2016-08-20 01:00 | 2016-08-20 03:00 | 41.3 | 2016 | 4.05 | 2016-08-31
Spain | ESP | 2016-08-20 02:00 | 2016-08-20 04:00 | 39.5 | 2016 | 4.05 | 2016-08-31
Spain | ESP | 2016-08-20 03:00 | 2016-08-20 05:00 | 38 | 2016 | 4.05 | 2016-08-31
Spain | ESP | 2016-08-20 04:00 | 2016-08-20 06:00 | 38 | 2016 | 4.05 | 2016-08-31
Spain | ESP | 2016-08-20 05:00 | 2016-08-20 07:00 | 34.97 | 2016 | 4.05 | 2016-08-31
Spain | ESP | 2016-08-20 06:00 | 2016-08-20 08:00 | 37.26 | 2016 | 4.05 | 2016-08-31
Spain | ESP | 2016-08-20 07:00 | 2016-08-20 09:00 | 41.1 | 2016 | 4.05 | 2016-08-31
Spain | ESP | 2016-08-20 08:00 | 2016-08-20 10:00 | 35.4 | 2016 | 4.05 | 2016-08-31
Spain | ESP | 2016-08-20 09:00 | 2016-08-20 11:00 | 35.69 | 2016 | 4.05 | 2016-08-31
Spain | ESP | 2016-08-20 10:00 | 2016-08-20 12:00 | 36.07 | 2016 | 4.05 | 2016-08-31
Spain | ESP | 2016-08-20 11:00 | 2016-08-20 13:00 | 37 | 2016 | 4.05 | 2016-08-31
Spain | ESP | 2016-08-20 12:00 | 2016-08-20 14:00 | 36.81 | 2016 | 4.05 | 2016-08-31
Spain | ESP | 2016-08-20 13:00 | 2016-08-20 15:00 | 36 | 2016 | 4.05 | 2016-08-31
Spain | ESP | 2016-08-20 14:00 | 2016-08-20 16:00 | 35.69 | 2016 | 4.05 | 2016-08-31
Spain | ESP | 2016-08-20 15:00 | 2016-08-20 17:00 | 35.69 | 2016 | 4.05 | 2016-08-31
Spain | ESP | 2016-08-20 16:00 | 2016-08-20 18:00 | 37.1 | 2016 | 4.05 | 2016-08-31
Spain | ESP | 2016-08-20 17:00 | 2016-08-20 19:00 | 38.97 | 2016 | 4.05 | 2016-08-31
Spain | ESP | 2016-08-20 18:00 | 2016-08-20 20:00 | 41.85 | 2016 | 4.05 | 2016-08-31
Spain | ESP | 2016-08-20 19:00 | 2016-08-20 21:00 | 44.5 | 2016 | 4.05 | 2016-08-31
Spain | ESP | 2016-08-20 20:00 | 2016-08-20 22:00 | 43.85 | 2016 | 4.05 | 2016-08-31
Spain | ESP | 2016-08-20 21:00 | 2016-08-20 23:00 | 41.5 | 2016 | 4.05 | 2016-08-31
Spain | ESP | 2016-08-20 22:00 | 2016-08-21 | 38.01 | 2016 | 4.05 | 2016-08-31
Spain | ESP | 2016-08-20 23:00 | 2016-08-21 01:00 | 33.79 | 2016 | 4.05 | 2016-08-31
Spain | ESP | 2016-08-21 | 2016-08-21 02:00 | 32.69 | 2016 | 4.05 | 2016-08-31
Spain | ESP | 2016-08-21 01:00 | 2016-08-21 03:00 | 32.2 | 2016 | 4.05 | 2016-08-31
Spain | ESP | 2016-08-21 02:00 | 2016-08-21 04:00 | 31.9 | 2016 | 4.05 | 2016-08-31
Spain | ESP | 2016-08-21 03:00 | 2016-08-21 05:00 | 31.7 | 2016 | 4.05 | 2016-08-31
Spain | ESP | 2016-08-21 04:00 | 2016-08-21 06:00 | 31.48 | 2016 | 4.05 | 2016-08-31
Spain | ESP | 2016-08-21 05:00 | 2016-08-21 07:00 | 31 | 2016 | 4.05 | 2016-08-31
Spain | ESP | 2016-08-21 06:00 | 2016-08-21 08:00 | 31.5 | 2016 | 4.05 | 2016-08-31
Spain | ESP | 2016-08-21 07:00 | 2016-08-21 09:00 | 32.2 | 2016 | 4.05 | 2016-08-31
Spain | ESP | 2016-08-21 08:00 | 2016-08-21 10:00 | 32.5 | 2016 | 4.05 | 2016-08-31
Spain | ESP | 2016-08-21 09:00 | 2016-08-21 11:00 | 33.69 | 2016 | 4.05 | 2016-08-31
Spain | ESP | 2016-08-21 10:00 | 2016-08-21 12:00 | 35.69 | 2016 | 4.05 | 2016-08-31
Spain | ESP | 2016-08-21 11:00 | 2016-08-21 13:00 | 40.1 | 2016 | 4.05 | 2016-08-31
Spain | ESP | 2016-08-21 12:00 | 2016-08-21 14:00 | 43 | 2016 | 4.05 | 2016-08-31
Spain | ESP | 2016-08-21 13:00 | 2016-08-21 15:00 | 41.79 | 2016 | 4.05 | 2016-08-31
Spain | ESP | 2016-08-21 14:00 | 2016-08-21 16:00 | 39.5 | 2016 | 4.05 | 2016-08-31
Spain | ESP | 2016-08-21 15:00 | 2016-08-21 17:00 | 37.4 | 2016 | 4.05 | 2016-08-31
Spain | ESP | 2016-08-21 16:00 | 2016-08-21 18:00 | 38 | 2016 | 4.05 | 2016-08-31
Spain | ESP | 2016-08-21 17:00 | 2016-08-21 19:00 | 40.5 | 2016 | 4.05 | 2016-08-31
Spain | ESP | 2016-08-21 18:00 | 2016-08-21 20:00 | 43.53 | 2016 | 4.05 | 2016-08-31
Spain | ESP | 2016-08-21 19:00 | 2016-08-21 21:00 | 47.69 | 2016 | 4.05 | 2016-08-31
Spain | ESP | 2016-08-21 20:00 | 2016-08-21 22:00 | 47.01 | 2016 | 4.05 | 2016-08-31
Spain | ESP | 2016-08-21 21:00 | 2016-08-21 23:00 | 41.79 | 2016 | 4.05 | 2016-08-31
Spain | ESP | 2016-08-21 22:00 | 2016-08-22 | 40.5 | 2016 | 4.05 | 2016-08-31
Spain | ESP | 2016-08-21 23:00 | 2016-08-22 01:00 | 35.12 | 2016 | 4.05 | 2016-08-31
Spain | ESP | 2016-08-22 | 2016-08-22 02:00 | 33.44 | 2016 | 4.05 | 2016-08-31
Spain | ESP | 2016-08-22 01:00 | 2016-08-22 03:00 | 33.44 | 2016 | 4.05 | 2016-08-31
Spain | ESP | 2016-08-22 02:00 | 2016-08-22 04:00 | 32.94 | 2016 | 4.05 | 2016-08-31
Spain | ESP | 2016-08-22 03:00 | 2016-08-22 05:00 | 33.39 | 2016 | 4.05 | 2016-08-31
Spain | ESP | 2016-08-22 04:00 | 2016-08-22 06:00 | 37.92 | 2016 | 4.05 | 2016-08-31
Spain | ESP | 2016-08-22 05:00 | 2016-08-22 07:00 | 40.1 | 2016 | 4.05 | 2016-08-31
Spain | ESP | 2016-08-22 06:00 | 2016-08-22 08:00 | 43.02 | 2016 | 4.05 | 2016-08-31
Spain | ESP | 2016-08-22 07:00 | 2016-08-22 09:00 | 44.6 | 2016 | 4.05 | 2016-08-31
Spain | ESP | 2016-08-22 08:00 | 2016-08-22 10:00 | 44.57 | 2016 | 4.05 | 2016-08-31
Spain | ESP | 2016-08-22 09:00 | 2016-08-22 11:00 | 44.1 | 2016 | 4.05 | 2016-08-31
Spain | ESP | 2016-08-22 10:00 | 2016-08-22 12:00 | 44.57 | 2016 | 4.05 | 2016-08-31
Spain | ESP | 2016-08-22 11:00 | 2016-08-22 13:00 | 46.1 | 2016 | 4.05 | 2016-08-31
Spain | ESP | 2016-08-22 12:00 | 2016-08-22 14:00 | 45.5 | 2016 | 4.05 | 2016-08-31
Spain | ESP | 2016-08-22 13:00 | 2016-08-22 15:00 | 45.1 | 2016 | 4.05 | 2016-08-31
Spain | ESP | 2016-08-22 14:00 | 2016-08-22 16:00 | 45.1 | 2016 | 4.05 | 2016-08-31
Spain | ESP | 2016-08-22 15:00 | 2016-08-22 17:00 | 44.2 | 2016 | 4.05 | 2016-08-31
Spain | ESP | 2016-08-22 16:00 | 2016-08-22 18:00 | 42.67 | 2016 | 4.05 | 2016-08-31
Spain | ESP | 2016-08-22 17:00 | 2016-08-22 19:00 | 42.1 | 2016 | 4.05 | 2016-08-31
Spain | ESP | 2016-08-22 18:00 | 2016-08-22 20:00 | 43.5 | 2016 | 4.05 | 2016-08-31
Spain | ESP | 2016-08-22 19:00 | 2016-08-22 21:00 | 46 | 2016 | 4.05 | 2016-08-31
Spain | ESP | 2016-08-22 20:00 | 2016-08-22 22:00 | 44 | 2016 | 4.05 | 2016-08-31
Spain | ESP | 2016-08-22 21:00 | 2016-08-22 23:00 | 41.17 | 2016 | 4.05 | 2016-08-31
Spain | ESP | 2016-08-22 22:00 | 2016-08-23 | 42.35 | 2016 | 4.05 | 2016-08-31
Spain | ESP | 2016-08-22 23:00 | 2016-08-23 01:00 | 40.02 | 2016 | 4.05 | 2016-08-31
Spain | ESP | 2016-08-23 | 2016-08-23 02:00 | 37.59 | 2016 | 4.05 | 2016-08-31
Spain | ESP | 2016-08-23 01:00 | 2016-08-23 03:00 | 36.33 | 2016 | 4.05 | 2016-08-31
Spain | ESP | 2016-08-23 02:00 | 2016-08-23 04:00 | 35.69 | 2016 | 4.05 | 2016-08-31
Spain | ESP | 2016-08-23 03:00 | 2016-08-23 05:00 | 36.33 | 2016 | 4.05 | 2016-08-31
Spain | ESP | 2016-08-23 04:00 | 2016-08-23 06:00 | 39.1 | 2016 | 4.05 | 2016-08-31
Spain | ESP | 2016-08-23 05:00 | 2016-08-23 07:00 | 42 | 2016 | 4.05 | 2016-08-31
Spain | ESP | 2016-08-23 06:00 | 2016-08-23 08:00 | 44.32 | 2016 | 4.05 | 2016-08-31
Spain | ESP | 2016-08-23 07:00 | 2016-08-23 09:00 | 45.19 | 2016 | 4.05 | 2016-08-31
Spain | ESP | 2016-08-23 08:00 | 2016-08-23 10:00 | 44.21 | 2016 | 4.05 | 2016-08-31
Spain | ESP | 2016-08-23 09:00 | 2016-08-23 11:00 | 44 | 2016 | 4.05 | 2016-08-31
Spain | ESP | 2016-08-23 10:00 | 2016-08-23 12:00 | 44.1 | 2016 | 4.05 | 2016-08-31
Spain | ESP | 2016-08-23 11:00 | 2016-08-23 13:00 | 44.1 | 2016 | 4.05 | 2016-08-31
Spain | ESP | 2016-08-23 12:00 | 2016-08-23 14:00 | 43.95 | 2016 | 4.05 | 2016-08-31
Spain | ESP | 2016-08-23 13:00 | 2016-08-23 15:00 | 42.45 | 2016 | 4.05 | 2016-08-31
Spain | ESP | 2016-08-23 14:00 | 2016-08-23 16:00 | 41.69 | 2016 | 4.05 | 2016-08-31
Spain | ESP | 2016-08-23 15:00 | 2016-08-23 17:00 | 41.07 | 2016 | 4.05 | 2016-08-31
Spain | ESP | 2016-08-23 16:00 | 2016-08-23 18:00 | 40.2 | 2016 | 4.05 | 2016-08-31
Spain | ESP | 2016-08-23 17:00 | 2016-08-23 19:00 | 41.6 | 2016 | 4.05 | 2016-08-31
Spain | ESP | 2016-08-23 18:00 | 2016-08-23 20:00 | 42 | 2016 | 4.05 | 2016-08-31
Spain | ESP | 2016-08-23 19:00 | 2016-08-23 21:00 | 44.1 | 2016 | 4.05 | 2016-08-31
Spain | ESP | 2016-08-23 20:00 | 2016-08-23 22:00 | 41.93 | 2016 | 4.05 | 2016-08-31
Spain | ESP | 2016-08-23 21:00 | 2016-08-23 23:00 | 38.1 | 2016 | 4.05 | 2016-08-31
Spain | ESP | 2016-08-23 22:00 | 2016-08-24 | 42.86 | 2016 | 4.05 | 2016-08-31
Spain | ESP | 2016-08-23 23:00 | 2016-08-24 01:00 | 40 | 2016 | 4.05 | 2016-08-31
Spain | ESP | 2016-08-24 | 2016-08-24 02:00 | 38.01 | 2016 | 4.05 | 2016-08-31
Spain | ESP | 2016-08-24 01:00 | 2016-08-24 03:00 | 38 | 2016 | 4.05 | 2016-08-31
Spain | ESP | 2016-08-24 02:00 | 2016-08-24 04:00 | 37.92 | 2016 | 4.05 | 2016-08-31
Spain | ESP | 2016-08-24 03:00 | 2016-08-24 05:00 | 38 | 2016 | 4.05 | 2016-08-31
Spain | ESP | 2016-08-24 04:00 | 2016-08-24 06:00 | 41.5 | 2016 | 4.05 | 2016-08-31
Spain | ESP | 2016-08-24 05:00 | 2016-08-24 07:00 | 42 | 2016 | 4.05 | 2016-08-31
Spain | ESP | 2016-08-24 06:00 | 2016-08-24 08:00 | 43.69 | 2016 | 4.05 | 2016-08-31
Spain | ESP | 2016-08-24 07:00 | 2016-08-24 09:00 | 44.6 | 2016 | 4.05 | 2016-08-31
Spain | ESP | 2016-08-24 08:00 | 2016-08-24 10:00 | 43.89 | 2016 | 4.05 | 2016-08-31
Spain | ESP | 2016-08-24 09:00 | 2016-08-24 11:00 | 42.15 | 2016 | 4.05 | 2016-08-31
Spain | ESP | 2016-08-24 10:00 | 2016-08-24 12:00 | 43.5 | 2016 | 4.05 | 2016-08-31
Spain | ESP | 2016-08-24 11:00 | 2016-08-24 13:00 | 43.05 | 2016 | 4.05 | 2016-08-31
Spain | ESP | 2016-08-24 12:00 | 2016-08-24 14:00 | 43.2 | 2016 | 4.05 | 2016-08-31
Spain | ESP | 2016-08-24 13:00 | 2016-08-24 15:00 | 42.1 | 2016 | 4.05 | 2016-08-31
Spain | ESP | 2016-08-24 14:00 | 2016-08-24 16:00 | 41.94 | 2016 | 4.05 | 2016-08-31
Spain | ESP | 2016-08-24 15:00 | 2016-08-24 17:00 | 41.73 | 2016 | 4.05 | 2016-08-31
Spain | ESP | 2016-08-24 16:00 | 2016-08-24 18:00 | 41.63 | 2016 | 4.05 | 2016-08-31
Spain | ESP | 2016-08-24 17:00 | 2016-08-24 19:00 | 42 | 2016 | 4.05 | 2016-08-31
Spain | ESP | 2016-08-24 18:00 | 2016-08-24 20:00 | 43 | 2016 | 4.05 | 2016-08-31
Spain | ESP | 2016-08-24 19:00 | 2016-08-24 21:00 | 44.7 | 2016 | 4.05 | 2016-08-31
Spain | ESP | 2016-08-24 20:00 | 2016-08-24 22:00 | 43.5 | 2016 | 4.05 | 2016-08-31
Spain | ESP | 2016-08-24 21:00 | 2016-08-24 23:00 | 41.5 | 2016 | 4.05 | 2016-08-31
Spain | ESP | 2016-08-24 22:00 | 2016-08-25 | 41.1 | 2016 | 4.05 | 2016-08-31
Spain | ESP | 2016-08-24 23:00 | 2016-08-25 01:00 | 39.79 | 2016 | 4.05 | 2016-08-31
Spain | ESP | 2016-08-25 | 2016-08-25 02:00 | 37.59 | 2016 | 4.05 | 2016-08-31
Spain | ESP | 2016-08-25 01:00 | 2016-08-25 03:00 | 37 | 2016 | 4.05 | 2016-08-31
Spain | ESP | 2016-08-25 02:00 | 2016-08-25 04:00 | 36.33 | 2016 | 4.05 | 2016-08-31
Spain | ESP | 2016-08-25 03:00 | 2016-08-25 05:00 | 37.47 | 2016 | 4.05 | 2016-08-31
Spain | ESP | 2016-08-25 04:00 | 2016-08-25 06:00 | 40.03 | 2016 | 4.05 | 2016-08-31
Spain | ESP | 2016-08-25 05:00 | 2016-08-25 07:00 | 41.34 | 2016 | 4.05 | 2016-08-31
Spain | ESP | 2016-08-25 06:00 | 2016-08-25 08:00 | 42.12 | 2016 | 4.05 | 2016-08-31
Spain | ESP | 2016-08-25 07:00 | 2016-08-25 09:00 | 43.89 | 2016 | 4.05 | 2016-08-31
Spain | ESP | 2016-08-25 08:00 | 2016-08-25 10:00 | 43.69 | 2016 | 4.05 | 2016-08-31
Spain | ESP | 2016-08-25 09:00 | 2016-08-25 11:00 | 42.03 | 2016 | 4.05 | 2016-08-31
Spain | ESP | 2016-08-25 10:00 | 2016-08-25 12:00 | 42.69 | 2016 | 4.05 | 2016-08-31
Spain | ESP | 2016-08-25 11:00 | 2016-08-25 13:00 | 42.45 | 2016 | 4.05 | 2016-08-31
Spain | ESP | 2016-08-25 12:00 | 2016-08-25 14:00 | 42.21 | 2016 | 4.05 | 2016-08-31
Spain | ESP | 2016-08-25 13:00 | 2016-08-25 15:00 | 42.69 | 2016 | 4.05 | 2016-08-31
Spain | ESP | 2016-08-25 14:00 | 2016-08-25 16:00 | 42.69 | 2016 | 4.05 | 2016-08-31
Spain | ESP | 2016-08-25 15:00 | 2016-08-25 17:00 | 42.2 | 2016 | 4.05 | 2016-08-31
Spain | ESP | 2016-08-25 16:00 | 2016-08-25 18:00 | 41.7 | 2016 | 4.05 | 2016-08-31
Spain | ESP | 2016-08-25 17:00 | 2016-08-25 19:00 | 42 | 2016 | 4.05 | 2016-08-31
Spain | ESP | 2016-08-25 18:00 | 2016-08-25 20:00 | 43.11 | 2016 | 4.05 | 2016-08-31
Spain | ESP | 2016-08-25 19:00 | 2016-08-25 21:00 | 45.09 | 2016 | 4.05 | 2016-08-31
Spain | ESP | 2016-08-25 20:00 | 2016-08-25 22:00 | 43.6 | 2016 | 4.05 | 2016-08-31
Spain | ESP | 2016-08-25 21:00 | 2016-08-25 23:00 | 42 | 2016 | 4.05 | 2016-08-31
Spain | ESP | 2016-08-25 22:00 | 2016-08-26 | 40.69 | 2016 | 4.05 | 2016-08-31
Spain | ESP | 2016-08-25 23:00 | 2016-08-26 01:00 | 38.23 | 2016 | 4.05 | 2016-08-31
Spain | ESP | 2016-08-26 | 2016-08-26 02:00 | 37.47 | 2016 | 4.05 | 2016-08-31
Spain | ESP | 2016-08-26 01:00 | 2016-08-26 03:00 | 35.69 | 2016 | 4.05 | 2016-08-31
Spain | ESP | 2016-08-26 02:00 | 2016-08-26 04:00 | 35.69 | 2016 | 4.05 | 2016-08-31
Spain | ESP | 2016-08-26 03:00 | 2016-08-26 05:00 | 36.1 | 2016 | 4.05 | 2016-08-31
Spain | ESP | 2016-08-26 04:00 | 2016-08-26 06:00 | 38.23 | 2016 | 4.05 | 2016-08-31
Spain | ESP | 2016-08-26 05:00 | 2016-08-26 07:00 | 39.41 | 2016 | 4.05 | 2016-08-31
Spain | ESP | 2016-08-26 06:00 | 2016-08-26 08:00 | 41.61 | 2016 | 4.05 | 2016-08-31
Spain | ESP | 2016-08-26 07:00 | 2016-08-26 09:00 | 44.02 | 2016 | 4.05 | 2016-08-31
Spain | ESP | 2016-08-26 08:00 | 2016-08-26 10:00 | 44.53 | 2016 | 4.05 | 2016-08-31
Spain | ESP | 2016-08-26 09:00 | 2016-08-26 11:00 | 43.8 | 2016 | 4.05 | 2016-08-31
Spain | ESP | 2016-08-26 10:00 | 2016-08-26 12:00 | 43.79 | 2016 | 4.05 | 2016-08-31
Spain | ESP | 2016-08-26 11:00 | 2016-08-26 13:00 | 44 | 2016 | 4.05 | 2016-08-31
Spain | ESP | 2016-08-26 12:00 | 2016-08-26 14:00 | 44.1 | 2016 | 4.05 | 2016-08-31
Spain | ESP | 2016-08-26 13:00 | 2016-08-26 15:00 | 43.5 | 2016 | 4.05 | 2016-08-31
Spain | ESP | 2016-08-26 14:00 | 2016-08-26 16:00 | 43.36 | 2016 | 4.05 | 2016-08-31
Spain | ESP | 2016-08-26 15:00 | 2016-08-26 17:00 | 43.6 | 2016 | 4.05 | 2016-08-31
Spain | ESP | 2016-08-26 16:00 | 2016-08-26 18:00 | 43.35 | 2016 | 4.05 | 2016-08-31
Spain | ESP | 2016-08-26 17:00 | 2016-08-26 19:00 | 44 | 2016 | 4.05 | 2016-08-31
Spain | ESP | 2016-08-26 18:00 | 2016-08-26 20:00 | 43.87 | 2016 | 4.05 | 2016-08-31
Spain | ESP | 2016-08-26 19:00 | 2016-08-26 21:00 | 45.1 | 2016 | 4.05 | 2016-08-31
Spain | ESP | 2016-08-26 20:00 | 2016-08-26 22:00 | 43.6 | 2016 | 4.05 | 2016-08-31
Spain | ESP | 2016-08-26 21:00 | 2016-08-26 23:00 | 42.32 | 2016 | 4.05 | 2016-08-31
Spain | ESP | 2016-08-26 22:00 | 2016-08-27 | 44.69 | 2016 | 4.05 | 2016-08-31
Spain | ESP | 2016-08-26 23:00 | 2016-08-27 01:00 | 44.25 | 2016 | 4.05 | 2016-08-31
Spain | ESP | 2016-08-27 | 2016-08-27 02:00 | 42.12 | 2016 | 4.05 | 2016-08-31
Spain | ESP | 2016-08-27 01:00 | 2016-08-27 03:00 | 40.16 | 2016 | 4.05 | 2016-08-31
Spain | ESP | 2016-08-27 02:00 | 2016-08-27 04:00 | 38.84 | 2016 | 4.05 | 2016-08-31
Spain | ESP | 2016-08-27 03:00 | 2016-08-27 05:00 | 38 | 2016 | 4.05 | 2016-08-31
Spain | ESP | 2016-08-27 04:00 | 2016-08-27 06:00 | 37.59 | 2016 | 4.05 | 2016-08-31
Spain | ESP | 2016-08-27 05:00 | 2016-08-27 07:00 | 36.79 | 2016 | 4.05 | 2016-08-31
Spain | ESP | 2016-08-27 06:00 | 2016-08-27 08:00 | 39.96 | 2016 | 4.05 | 2016-08-31
Spain | ESP | 2016-08-27 07:00 | 2016-08-27 09:00 | 42.32 | 2016 | 4.05 | 2016-08-31
Spain | ESP | 2016-08-27 08:00 | 2016-08-27 10:00 | 42.21 | 2016 | 4.05 | 2016-08-31
Spain | ESP | 2016-08-27 09:00 | 2016-08-27 11:00 | 42.2 | 2016 | 4.05 | 2016-08-31
Spain | ESP | 2016-08-27 10:00 | 2016-08-27 12:00 | 41.7 | 2016 | 4.05 | 2016-08-31
Spain | ESP | 2016-08-27 11:00 | 2016-08-27 13:00 | 42 | 2016 | 4.05 | 2016-08-31
Spain | ESP | 2016-08-27 12:00 | 2016-08-27 14:00 | 42.21 | 2016 | 4.05 | 2016-08-31
Spain | ESP | 2016-08-27 13:00 | 2016-08-27 15:00 | 41 | 2016 | 4.05 | 2016-08-31
Spain | ESP | 2016-08-27 14:00 | 2016-08-27 16:00 | 39.24 | 2016 | 4.05 | 2016-08-31
Spain | ESP | 2016-08-27 15:00 | 2016-08-27 17:00 | 39.7 | 2016 | 4.05 | 2016-08-31
Spain | ESP | 2016-08-27 16:00 | 2016-08-27 18:00 | 41 | 2016 | 4.05 | 2016-08-31
Spain | ESP | 2016-08-27 17:00 | 2016-08-27 19:00 | 42.35 | 2016 | 4.05 | 2016-08-31
Spain | ESP | 2016-08-27 18:00 | 2016-08-27 20:00 | 43.35 | 2016 | 4.05 | 2016-08-31
Spain | ESP | 2016-08-27 19:00 | 2016-08-27 21:00 | 45.19 | 2016 | 4.05 | 2016-08-31
Spain | ESP | 2016-08-27 20:00 | 2016-08-27 22:00 | 43.79 | 2016 | 4.05 | 2016-08-31
Spain | ESP | 2016-08-27 21:00 | 2016-08-27 23:00 | 42.32 | 2016 | 4.05 | 2016-08-31
Spain | ESP | 2016-08-27 22:00 | 2016-08-28 | 44.19 | 2016 | 4.05 | 2016-08-31
Spain | ESP | 2016-08-27 23:00 | 2016-08-28 01:00 | 41.24 | 2016 | 4.05 | 2016-08-31
Spain | ESP | 2016-08-28 | 2016-08-28 02:00 | 41.1 | 2016 | 4.05 | 2016-08-31
Spain | ESP | 2016-08-28 01:00 | 2016-08-28 03:00 | 40.69 | 2016 | 4.05 | 2016-08-31
Spain | ESP | 2016-08-28 02:00 | 2016-08-28 04:00 | 40.49 | 2016 | 4.05 | 2016-08-31
Spain | ESP | 2016-08-28 03:00 | 2016-08-28 05:00 | 40 | 2016 | 4.05 | 2016-08-31
Spain | ESP | 2016-08-28 04:00 | 2016-08-28 06:00 | 39.96 | 2016 | 4.05 | 2016-08-31
Spain | ESP | 2016-08-28 05:00 | 2016-08-28 07:00 | 38.1 | 2016 | 4.05 | 2016-08-31
Spain | ESP | 2016-08-28 06:00 | 2016-08-28 08:00 | 39 | 2016 | 4.05 | 2016-08-31
Spain | ESP | 2016-08-28 07:00 | 2016-08-28 09:00 | 41.85 | 2016 | 4.05 | 2016-08-31
Spain | ESP | 2016-08-28 08:00 | 2016-08-28 10:00 | 42 | 2016 | 4.05 | 2016-08-31
Spain | ESP | 2016-08-28 09:00 | 2016-08-28 11:00 | 42 | 2016 | 4.05 | 2016-08-31
Spain | ESP | 2016-08-28 10:00 | 2016-08-28 12:00 | 42.12 | 2016 | 4.05 | 2016-08-31
Spain | ESP | 2016-08-28 11:00 | 2016-08-28 13:00 | 42.32 | 2016 | 4.05 | 2016-08-31
Spain | ESP | 2016-08-28 12:00 | 2016-08-28 14:00 | 42.32 | 2016 | 4.05 | 2016-08-31
Spain | ESP | 2016-08-28 13:00 | 2016-08-28 15:00 | 40.49 | 2016 | 4.05 | 2016-08-31
Spain | ESP | 2016-08-28 14:00 | 2016-08-28 16:00 | 36.41 | 2016 | 4.05 | 2016-08-31
Spain | ESP | 2016-08-28 15:00 | 2016-08-28 17:00 | 35.3 | 2016 | 4.05 | 2016-08-31
Spain | ESP | 2016-08-28 16:00 | 2016-08-28 18:00 | 35.46 | 2016 | 4.05 | 2016-08-31
Spain | ESP | 2016-08-28 17:00 | 2016-08-28 19:00 | 37.61 | 2016 | 4.05 | 2016-08-31
Spain | ESP | 2016-08-28 18:00 | 2016-08-28 20:00 | 41.21 | 2016 | 4.05 | 2016-08-31
Spain | ESP | 2016-08-28 19:00 | 2016-08-28 21:00 | 44.69 | 2016 | 4.05 | 2016-08-31
Spain | ESP | 2016-08-28 20:00 | 2016-08-28 22:00 | 44.59 | 2016 | 4.05 | 2016-08-31
Spain | ESP | 2016-08-28 21:00 | 2016-08-28 23:00 | 42.69 | 2016 | 4.05 | 2016-08-31
Spain | ESP | 2016-08-28 22:00 | 2016-08-29 | 39.96 | 2016 | 4.05 | 2016-08-31
Spain | ESP | 2016-08-28 23:00 | 2016-08-29 01:00 | 35.3 | 2016 | 4.05 | 2016-08-31
Spain | ESP | 2016-08-29 | 2016-08-29 02:00 | 35.26 | 2016 | 4.05 | 2016-08-31
Spain | ESP | 2016-08-29 01:00 | 2016-08-29 03:00 | 34.7 | 2016 | 4.05 | 2016-08-31
Spain | ESP | 2016-08-29 02:00 | 2016-08-29 04:00 | 33.79 | 2016 | 4.05 | 2016-08-31
Spain | ESP | 2016-08-29 03:00 | 2016-08-29 05:00 | 34 | 2016 | 4.05 | 2016-08-31
Spain | ESP | 2016-08-29 04:00 | 2016-08-29 06:00 | 36.66 | 2016 | 4.05 | 2016-08-31
Spain | ESP | 2016-08-29 05:00 | 2016-08-29 07:00 | 40.26 | 2016 | 4.05 | 2016-08-31
Spain | ESP | 2016-08-29 06:00 | 2016-08-29 08:00 | 42.11 | 2016 | 4.05 | 2016-08-31
Spain | ESP | 2016-08-29 07:00 | 2016-08-29 09:00 | 44.19 | 2016 | 4.05 | 2016-08-31
Spain | ESP | 2016-08-29 08:00 | 2016-08-29 10:00 | 44.69 | 2016 | 4.05 | 2016-08-31
Spain | ESP | 2016-08-29 09:00 | 2016-08-29 11:00 | 44.69 | 2016 | 4.05 | 2016-08-31
Spain | ESP | 2016-08-29 10:00 | 2016-08-29 12:00 | 45.69 | 2016 | 4.05 | 2016-08-31
Spain | ESP | 2016-08-29 11:00 | 2016-08-29 13:00 | 46.19 | 2016 | 4.05 | 2016-08-31
Spain | ESP | 2016-08-29 12:00 | 2016-08-29 14:00 | 45.46 | 2016 | 4.05 | 2016-08-31
Spain | ESP | 2016-08-29 13:00 | 2016-08-29 15:00 | 44.69 | 2016 | 4.05 | 2016-08-31
Spain | ESP | 2016-08-29 14:00 | 2016-08-29 16:00 | 42.69 | 2016 | 4.05 | 2016-08-31
Spain | ESP | 2016-08-29 15:00 | 2016-08-29 17:00 | 43.35 | 2016 | 4.05 | 2016-08-31
Spain | ESP | 2016-08-29 16:00 | 2016-08-29 18:00 | 44.41 | 2016 | 4.05 | 2016-08-31
Spain | ESP | 2016-08-29 17:00 | 2016-08-29 19:00 | 43.86 | 2016 | 4.05 | 2016-08-31
Spain | ESP | 2016-08-29 18:00 | 2016-08-29 20:00 | 44.69 | 2016 | 4.05 | 2016-08-31
Spain | ESP | 2016-08-29 19:00 | 2016-08-29 21:00 | 45.89 | 2016 | 4.05 | 2016-08-31
Spain | ESP | 2016-08-29 20:00 | 2016-08-29 22:00 | 43.52 | 2016 | 4.05 | 2016-08-31
Spain | ESP | 2016-08-29 21:00 | 2016-08-29 23:00 | 40.4 | 2016 | 4.05 | 2016-08-31
Spain | ESP | 2016-08-29 22:00 | 2016-08-30 | 37.21 | 2016 | 4.05 | 2016-08-31
Spain | ESP | 2016-08-29 23:00 | 2016-08-30 01:00 | 35.3 | 2016 | 4.05 | 2016-08-31
Spain | ESP | 2016-08-30 | 2016-08-30 02:00 | 34.7 | 2016 | 4.05 | 2016-08-31
Spain | ESP | 2016-08-30 01:00 | 2016-08-30 03:00 | 33.7 | 2016 | 4.05 | 2016-08-31
Spain | ESP | 2016-08-30 02:00 | 2016-08-30 04:00 | 33.69 | 2016 | 4.05 | 2016-08-31
Spain | ESP | 2016-08-30 03:00 | 2016-08-30 05:00 | 34.7 | 2016 | 4.05 | 2016-08-31
Spain | ESP | 2016-08-30 04:00 | 2016-08-30 06:00 | 36 | 2016 | 4.05 | 2016-08-31
Spain | ESP | 2016-08-30 05:00 | 2016-08-30 07:00 | 40.59 | 2016 | 4.05 | 2016-08-31
Spain | ESP | 2016-08-30 06:00 | 2016-08-30 08:00 | 43.82 | 2016 | 4.05 | 2016-08-31
Spain | ESP | 2016-08-30 07:00 | 2016-08-30 09:00 | 47.85 | 2016 | 4.05 | 2016-08-31
Spain | ESP | 2016-08-30 08:00 | 2016-08-30 10:00 | 47.19 | 2016 | 4.05 | 2016-08-31
Spain | ESP | 2016-08-30 09:00 | 2016-08-30 11:00 | 47.47 | 2016 | 4.05 | 2016-08-31
Spain | ESP | 2016-08-30 10:00 | 2016-08-30 12:00 | 47.65 | 2016 | 4.05 | 2016-08-31
Spain | ESP | 2016-08-30 11:00 | 2016-08-30 13:00 | 47.9 | 2016 | 4.05 | 2016-08-31
Spain | ESP | 2016-08-30 12:00 | 2016-08-30 14:00 | 47.9 | 2016 | 4.05 | 2016-08-31
Spain | ESP | 2016-08-30 13:00 | 2016-08-30 15:00 | 47.65 | 2016 | 4.05 | 2016-08-31
Spain | ESP | 2016-08-30 14:00 | 2016-08-30 16:00 | 46.7 | 2016 | 4.05 | 2016-08-31
Spain | ESP | 2016-08-30 15:00 | 2016-08-30 17:00 | 46.69 | 2016 | 4.05 | 2016-08-31
Spain | ESP | 2016-08-30 16:00 | 2016-08-30 18:00 | 47.05 | 2016 | 4.05 | 2016-08-31
Spain | ESP | 2016-08-30 17:00 | 2016-08-30 19:00 | 47.69 | 2016 | 4.05 | 2016-08-31
Spain | ESP | 2016-08-30 18:00 | 2016-08-30 20:00 | 46.3 | 2016 | 4.05 | 2016-08-31
Spain | ESP | 2016-08-30 19:00 | 2016-08-30 21:00 | 46.69 | 2016 | 4.05 | 2016-08-31
Spain | ESP | 2016-08-30 20:00 | 2016-08-30 22:00 | 45 | 2016 | 4.05 | 2016-08-31
Spain | ESP | 2016-08-30 21:00 | 2016-08-30 23:00 | 43.1 | 2016 | 4.05 | 2016-08-31
Spain | ESP | 2016-08-30 22:00 | 2016-08-31 | 43.3 | 2016 | 4.05 | 2016-08-31
Spain | ESP | 2016-08-30 23:00 | 2016-08-31 01:00 | 41.95 | 2016 | 4.05 | 2016-08-31
Spain | ESP | 2016-08-31 | 2016-08-31 02:00 | 40 | 2016 | 4.05 | 2016-08-31
Spain | ESP | 2016-08-31 01:00 | 2016-08-31 03:00 | 39.01 | 2016 | 4.05 | 2016-08-31
Spain | ESP | 2016-08-31 02:00 | 2016-08-31 04:00 | 38.76 | 2016 | 4.05 | 2016-08-31
Spain | ESP | 2016-08-31 03:00 | 2016-08-31 05:00 | 39.74 | 2016 | 4.05 | 2016-08-31
Spain | ESP | 2016-08-31 04:00 | 2016-08-31 06:00 | 43.35 | 2016 | 4.05 | 2016-08-31
Spain | ESP | 2016-08-31 05:00 | 2016-08-31 07:00 | 43.35 | 2016 | 4.05 | 2016-08-31
Spain | ESP | 2016-08-31 06:00 | 2016-08-31 08:00 | 45 | 2016 | 4.05 | 2016-08-31
Spain | ESP | 2016-08-31 07:00 | 2016-08-31 09:00 | 46.69 | 2016 | 4.05 | 2016-08-31
Spain | ESP | 2016-08-31 08:00 | 2016-08-31 10:00 | 46.6 | 2016 | 4.05 | 2016-08-31
Spain | ESP | 2016-08-31 09:00 | 2016-08-31 11:00 | 45.69 | 2016 | 4.05 | 2016-08-31
Spain | ESP | 2016-08-31 10:00 | 2016-08-31 12:00 | 45.82 | 2016 | 4.05 | 2016-08-31
Spain | ESP | 2016-08-31 11:00 | 2016-08-31 13:00 | 46.6 | 2016 | 4.05 | 2016-08-31
Spain | ESP | 2016-08-31 12:00 | 2016-08-31 14:00 | 46 | 2016 | 4.05 | 2016-08-31
Spain | ESP | 2016-08-31 13:00 | 2016-08-31 15:00 | 45.71 | 2016 | 4.05 | 2016-08-31
Spain | ESP | 2016-08-31 14:00 | 2016-08-31 16:00 | 45.65 | 2016 | 4.05 | 2016-08-31
Spain | ESP | 2016-08-31 15:00 | 2016-08-31 17:00 | 44.82 | 2016 | 4.05 | 2016-08-31
Spain | ESP | 2016-08-31 16:00 | 2016-08-31 18:00 | 44.35 | 2016 | 4.05 | 2016-08-31
Spain | ESP | 2016-08-31 17:00 | 2016-08-31 19:00 | 45.66 | 2016 | 4.05 | 2016-08-31
Spain | ESP | 2016-08-31 18:00 | 2016-08-31 20:00 | 45.65 | 2016 | 4.05 | 2016-08-31
Spain | ESP | 2016-08-31 19:00 | 2016-08-31 21:00 | 45.82 | 2016 | 4.05 | 2016-08-31
Spain | ESP | 2016-08-31 20:00 | 2016-08-31 22:00 | 43.35 | 2016 | 4.05 | 2016-08-31
Spain | ESP | 2016-08-31 21:00 | 2016-08-31 23:00 | 39.6 | 2016 | 4.05 | 2016-08-31
Spain | ESP | 2016-08-31 22:00 | 2016-09-01 | 37.76 | 2016 | 4.05 | 2016-08-31
Spain | ESP | 2016-08-31 23:00 | 2016-09-01 01:00 | 36 | 2016 | 4.05 | 2016-08-31
Spain | ESP | 2016-09-01 | 2016-09-01 02:00 | 35.26 | 2016 | 4.25 | 2016-09-30
Spain | ESP | 2016-09-01 01:00 | 2016-09-01 03:00 | 35.26 | 2016 | 4.25 | 2016-09-30
Spain | ESP | 2016-09-01 02:00 | 2016-09-01 04:00 | 35.26 | 2016 | 4.25 | 2016-09-30
Spain | ESP | 2016-09-01 03:00 | 2016-09-01 05:00 | 35.47 | 2016 | 4.25 | 2016-09-30
Spain | ESP | 2016-09-01 04:00 | 2016-09-01 06:00 | 39.6 | 2016 | 4.25 | 2016-09-30
Spain | ESP | 2016-09-01 05:00 | 2016-09-01 07:00 | 44.4 | 2016 | 4.25 | 2016-09-30
Spain | ESP | 2016-09-01 06:00 | 2016-09-01 08:00 | 45 | 2016 | 4.25 | 2016-09-30
Spain | ESP | 2016-09-01 07:00 | 2016-09-01 09:00 | 46.7 | 2016 | 4.25 | 2016-09-30
Spain | ESP | 2016-09-01 08:00 | 2016-09-01 10:00 | 46.7 | 2016 | 4.25 | 2016-09-30
Spain | ESP | 2016-09-01 09:00 | 2016-09-01 11:00 | 45.69 | 2016 | 4.25 | 2016-09-30
Spain | ESP | 2016-09-01 10:00 | 2016-09-01 12:00 | 45.15 | 2016 | 4.25 | 2016-09-30
Spain | ESP | 2016-09-01 11:00 | 2016-09-01 13:00 | 45.68 | 2016 | 4.25 | 2016-09-30
Spain | ESP | 2016-09-01 12:00 | 2016-09-01 14:00 | 44.78 | 2016 | 4.25 | 2016-09-30
Spain | ESP | 2016-09-01 13:00 | 2016-09-01 15:00 | 43.6 | 2016 | 4.25 | 2016-09-30
Spain | ESP | 2016-09-01 14:00 | 2016-09-01 16:00 | 44.35 | 2016 | 4.25 | 2016-09-30
Spain | ESP | 2016-09-01 15:00 | 2016-09-01 17:00 | 45.22 | 2016 | 4.25 | 2016-09-30
Spain | ESP | 2016-09-01 16:00 | 2016-09-01 18:00 | 45.69 | 2016 | 4.25 | 2016-09-30
Spain | ESP | 2016-09-01 17:00 | 2016-09-01 19:00 | 45.76 | 2016 | 4.25 | 2016-09-30
Spain | ESP | 2016-09-01 18:00 | 2016-09-01 20:00 | 46.74 | 2016 | 4.25 | 2016-09-30
Spain | ESP | 2016-09-01 19:00 | 2016-09-01 21:00 | 47.19 | 2016 | 4.25 | 2016-09-30
Spain | ESP | 2016-09-01 20:00 | 2016-09-01 22:00 | 44.4 | 2016 | 4.25 | 2016-09-30
Spain | ESP | 2016-09-01 21:00 | 2016-09-01 23:00 | 41.24 | 2016 | 4.25 | 2016-09-30
Spain | ESP | 2016-09-01 22:00 | 2016-09-02 | 45.02 | 2016 | 4.25 | 2016-09-30
Spain | ESP | 2016-09-01 23:00 | 2016-09-02 01:00 | 44 | 2016 | 4.25 | 2016-09-30
Spain | ESP | 2016-09-02 | 2016-09-02 02:00 | 43.35 | 2016 | 4.25 | 2016-09-30
Spain | ESP | 2016-09-02 01:00 | 2016-09-02 03:00 | 42.8 | 2016 | 4.25 | 2016-09-30
Spain | ESP | 2016-09-02 02:00 | 2016-09-02 04:00 | 42.65 | 2016 | 4.25 | 2016-09-30
Spain | ESP | 2016-09-02 03:00 | 2016-09-02 05:00 | 43.6 | 2016 | 4.25 | 2016-09-30
Spain | ESP | 2016-09-02 04:00 | 2016-09-02 06:00 | 46 | 2016 | 4.25 | 2016-09-30
Spain | ESP | 2016-09-02 05:00 | 2016-09-02 07:00 | 46.69 | 2016 | 4.25 | 2016-09-30
Spain | ESP | 2016-09-02 06:00 | 2016-09-02 08:00 | 47 | 2016 | 4.25 | 2016-09-30
Spain | ESP | 2016-09-02 07:00 | 2016-09-02 09:00 | 47.5 | 2016 | 4.25 | 2016-09-30
Spain | ESP | 2016-09-02 08:00 | 2016-09-02 10:00 | 47.19 | 2016 | 4.25 | 2016-09-30
Spain | ESP | 2016-09-02 09:00 | 2016-09-02 11:00 | 46.89 | 2016 | 4.25 | 2016-09-30
Spain | ESP | 2016-09-02 10:00 | 2016-09-02 12:00 | 47.19 | 2016 | 4.25 | 2016-09-30
Spain | ESP | 2016-09-02 11:00 | 2016-09-02 13:00 | 47.19 | 2016 | 4.25 | 2016-09-30
Spain | ESP | 2016-09-02 12:00 | 2016-09-02 14:00 | 46.2 | 2016 | 4.25 | 2016-09-30
Spain | ESP | 2016-09-02 13:00 | 2016-09-02 15:00 | 45.76 | 2016 | 4.25 | 2016-09-30
Spain | ESP | 2016-09-02 14:00 | 2016-09-02 16:00 | 45.69 | 2016 | 4.25 | 2016-09-30
Spain | ESP | 2016-09-02 15:00 | 2016-09-02 17:00 | 45.68 | 2016 | 4.25 | 2016-09-30
Spain | ESP | 2016-09-02 16:00 | 2016-09-02 18:00 | 45.5 | 2016 | 4.25 | 2016-09-30
Spain | ESP | 2016-09-02 17:00 | 2016-09-02 19:00 | 45.51 | 2016 | 4.25 | 2016-09-30
Spain | ESP | 2016-09-02 18:00 | 2016-09-02 20:00 | 46.69 | 2016 | 4.25 | 2016-09-30
Spain | ESP | 2016-09-02 19:00 | 2016-09-02 21:00 | 47.19 | 2016 | 4.25 | 2016-09-30
Spain | ESP | 2016-09-02 20:00 | 2016-09-02 22:00 | 45.59 | 2016 | 4.25 | 2016-09-30
Spain | ESP | 2016-09-02 21:00 | 2016-09-02 23:00 | 43.1 | 2016 | 4.25 | 2016-09-30
Spain | ESP | 2016-09-02 22:00 | 2016-09-03 | 44.69 | 2016 | 4.25 | 2016-09-30
Spain | ESP | 2016-09-02 23:00 | 2016-09-03 01:00 | 43.6 | 2016 | 4.25 | 2016-09-30
Spain | ESP | 2016-09-03 | 2016-09-03 02:00 | 43.49 | 2016 | 4.25 | 2016-09-30
Spain | ESP | 2016-09-03 01:00 | 2016-09-03 03:00 | 43.27 | 2016 | 4.25 | 2016-09-30
Spain | ESP | 2016-09-03 02:00 | 2016-09-03 04:00 | 43.35 | 2016 | 4.25 | 2016-09-30
Spain | ESP | 2016-09-03 03:00 | 2016-09-03 05:00 | 43.35 | 2016 | 4.25 | 2016-09-30
Spain | ESP | 2016-09-03 04:00 | 2016-09-03 06:00 | 43.53 | 2016 | 4.25 | 2016-09-30
Spain | ESP | 2016-09-03 05:00 | 2016-09-03 07:00 | 43.1 | 2016 | 4.25 | 2016-09-30
Spain | ESP | 2016-09-03 06:00 | 2016-09-03 08:00 | 41.5 | 2016 | 4.25 | 2016-09-30
Spain | ESP | 2016-09-03 07:00 | 2016-09-03 09:00 | 43.82 | 2016 | 4.25 | 2016-09-30
Spain | ESP | 2016-09-03 08:00 | 2016-09-03 10:00 | 43.35 | 2016 | 4.25 | 2016-09-30
Spain | ESP | 2016-09-03 09:00 | 2016-09-03 11:00 | 42.74 | 2016 | 4.25 | 2016-09-30
Spain | ESP | 2016-09-03 10:00 | 2016-09-03 12:00 | 42.21 | 2016 | 4.25 | 2016-09-30
Spain | ESP | 2016-09-03 11:00 | 2016-09-03 13:00 | 42 | 2016 | 4.25 | 2016-09-30
Spain | ESP | 2016-09-03 12:00 | 2016-09-03 14:00 | 41.5 | 2016 | 4.25 | 2016-09-30
Spain | ESP | 2016-09-03 13:00 | 2016-09-03 15:00 | 40 | 2016 | 4.25 | 2016-09-30
Spain | ESP | 2016-09-03 14:00 | 2016-09-03 16:00 | 38.66 | 2016 | 4.25 | 2016-09-30
Spain | ESP | 2016-09-03 15:00 | 2016-09-03 17:00 | 38.74 | 2016 | 4.25 | 2016-09-30
Spain | ESP | 2016-09-03 16:00 | 2016-09-03 18:00 | 40.45 | 2016 | 4.25 | 2016-09-30
Spain | ESP | 2016-09-03 17:00 | 2016-09-03 19:00 | 43 | 2016 | 4.25 | 2016-09-30
Spain | ESP | 2016-09-03 18:00 | 2016-09-03 20:00 | 45.44 | 2016 | 4.25 | 2016-09-30
Spain | ESP | 2016-09-03 19:00 | 2016-09-03 21:00 | 46.69 | 2016 | 4.25 | 2016-09-30
Spain | ESP | 2016-09-03 20:00 | 2016-09-03 22:00 | 44.69 | 2016 | 4.25 | 2016-09-30
Spain | ESP | 2016-09-03 21:00 | 2016-09-03 23:00 | 43.35 | 2016 | 4.25 | 2016-09-30
Spain | ESP | 2016-09-03 22:00 | 2016-09-04 | 43.35 | 2016 | 4.25 | 2016-09-30
Spain | ESP | 2016-09-03 23:00 | 2016-09-04 01:00 | 43.35 | 2016 | 4.25 | 2016-09-30
Spain | ESP | 2016-09-04 | 2016-09-04 02:00 | 43.35 | 2016 | 4.25 | 2016-09-30
Spain | ESP | 2016-09-04 01:00 | 2016-09-04 03:00 | 41.95 | 2016 | 4.25 | 2016-09-30
Spain | ESP | 2016-09-04 02:00 | 2016-09-04 04:00 | 40.92 | 2016 | 4.25 | 2016-09-30
Spain | ESP | 2016-09-04 03:00 | 2016-09-04 05:00 | 40.5 | 2016 | 4.25 | 2016-09-30
Spain | ESP | 2016-09-04 04:00 | 2016-09-04 06:00 | 40.65 | 2016 | 4.25 | 2016-09-30
Spain | ESP | 2016-09-04 05:00 | 2016-09-04 07:00 | 40.45 | 2016 | 4.25 | 2016-09-30
Spain | ESP | 2016-09-04 06:00 | 2016-09-04 08:00 | 39 | 2016 | 4.25 | 2016-09-30
Spain | ESP | 2016-09-04 07:00 | 2016-09-04 09:00 | 43 | 2016 | 4.25 | 2016-09-30
Spain | ESP | 2016-09-04 08:00 | 2016-09-04 10:00 | 42 | 2016 | 4.25 | 2016-09-30
Spain | ESP | 2016-09-04 09:00 | 2016-09-04 11:00 | 41.4 | 2016 | 4.25 | 2016-09-30
Spain | ESP | 2016-09-04 10:00 | 2016-09-04 12:00 | 41.37 | 2016 | 4.25 | 2016-09-30
Spain | ESP | 2016-09-04 11:00 | 2016-09-04 13:00 | 41.9 | 2016 | 4.25 | 2016-09-30
Spain | ESP | 2016-09-04 12:00 | 2016-09-04 14:00 | 40.96 | 2016 | 4.25 | 2016-09-30
Spain | ESP | 2016-09-04 13:00 | 2016-09-04 15:00 | 37.95 | 2016 | 4.25 | 2016-09-30
Spain | ESP | 2016-09-04 14:00 | 2016-09-04 16:00 | 36.96 | 2016 | 4.25 | 2016-09-30
Spain | ESP | 2016-09-04 15:00 | 2016-09-04 17:00 | 36.96 | 2016 | 4.25 | 2016-09-30
Spain | ESP | 2016-09-04 16:00 | 2016-09-04 18:00 | 36.85 | 2016 | 4.25 | 2016-09-30
Spain | ESP | 2016-09-04 17:00 | 2016-09-04 19:00 | 39.53 | 2016 | 4.25 | 2016-09-30
Spain | ESP | 2016-09-04 18:00 | 2016-09-04 20:00 | 45.11 | 2016 | 4.25 | 2016-09-30
Spain | ESP | 2016-09-04 19:00 | 2016-09-04 21:00 | 48 | 2016 | 4.25 | 2016-09-30
Spain | ESP | 2016-09-04 20:00 | 2016-09-04 22:00 | 46.89 | 2016 | 4.25 | 2016-09-30
Spain | ESP | 2016-09-04 21:00 | 2016-09-04 23:00 | 45.51 | 2016 | 4.25 | 2016-09-30
Spain | ESP | 2016-09-04 22:00 | 2016-09-05 | 45.37 | 2016 | 4.25 | 2016-09-30
Spain | ESP | 2016-09-04 23:00 | 2016-09-05 01:00 | 44 | 2016 | 4.25 | 2016-09-30
Spain | ESP | 2016-09-05 | 2016-09-05 02:00 | 43.02 | 2016 | 4.25 | 2016-09-30
Spain | ESP | 2016-09-05 01:00 | 2016-09-05 03:00 | 42.26 | 2016 | 4.25 | 2016-09-30
Spain | ESP | 2016-09-05 02:00 | 2016-09-05 04:00 | 41.95 | 2016 | 4.25 | 2016-09-30
Spain | ESP | 2016-09-05 03:00 | 2016-09-05 05:00 | 43.49 | 2016 | 4.25 | 2016-09-30
Spain | ESP | 2016-09-05 04:00 | 2016-09-05 06:00 | 45.69 | 2016 | 4.25 | 2016-09-30
Spain | ESP | 2016-09-05 05:00 | 2016-09-05 07:00 | 47.19 | 2016 | 4.25 | 2016-09-30
Spain | ESP | 2016-09-05 06:00 | 2016-09-05 08:00 | 47.98 | 2016 | 4.25 | 2016-09-30
Spain | ESP | 2016-09-05 07:00 | 2016-09-05 09:00 | 51.03 | 2016 | 4.25 | 2016-09-30
Spain | ESP | 2016-09-05 08:00 | 2016-09-05 10:00 | 50.86 | 2016 | 4.25 | 2016-09-30
Spain | ESP | 2016-09-05 09:00 | 2016-09-05 11:00 | 50.33 | 2016 | 4.25 | 2016-09-30
Spain | ESP | 2016-09-05 10:00 | 2016-09-05 12:00 | 49.14 | 2016 | 4.25 | 2016-09-30
Spain | ESP | 2016-09-05 11:00 | 2016-09-05 13:00 | 48.81 | 2016 | 4.25 | 2016-09-30
Spain | ESP | 2016-09-05 12:00 | 2016-09-05 14:00 | 47.83 | 2016 | 4.25 | 2016-09-30
Spain | ESP | 2016-09-05 13:00 | 2016-09-05 15:00 | 47.25 | 2016 | 4.25 | 2016-09-30
Spain | ESP | 2016-09-05 14:00 | 2016-09-05 16:00 | 47.25 | 2016 | 4.25 | 2016-09-30
Spain | ESP | 2016-09-05 15:00 | 2016-09-05 17:00 | 47.75 | 2016 | 4.25 | 2016-09-30
Spain | ESP | 2016-09-05 16:00 | 2016-09-05 18:00 | 47.87 | 2016 | 4.25 | 2016-09-30
Spain | ESP | 2016-09-05 17:00 | 2016-09-05 19:00 | 48.02 | 2016 | 4.25 | 2016-09-30
Spain | ESP | 2016-09-05 18:00 | 2016-09-05 20:00 | 51.01 | 2016 | 4.25 | 2016-09-30
Spain | ESP | 2016-09-05 19:00 | 2016-09-05 21:00 | 50.6 | 2016 | 4.25 | 2016-09-30
Spain | ESP | 2016-09-05 20:00 | 2016-09-05 22:00 | 46.89 | 2016 | 4.25 | 2016-09-30
Spain | ESP | 2016-09-05 21:00 | 2016-09-05 23:00 | 45.35 | 2016 | 4.25 | 2016-09-30
Spain | ESP | 2016-09-05 22:00 | 2016-09-06 | 47.38 | 2016 | 4.25 | 2016-09-30
Spain | ESP | 2016-09-05 23:00 | 2016-09-06 01:00 | 47.25 | 2016 | 4.25 | 2016-09-30
Spain | ESP | 2016-09-06 | 2016-09-06 02:00 | 46.01 | 2016 | 4.25 | 2016-09-30
Spain | ESP | 2016-09-06 01:00 | 2016-09-06 03:00 | 45.6 | 2016 | 4.25 | 2016-09-30
Spain | ESP | 2016-09-06 02:00 | 2016-09-06 04:00 | 45.35 | 2016 | 4.25 | 2016-09-30
Spain | ESP | 2016-09-06 03:00 | 2016-09-06 05:00 | 45.37 | 2016 | 4.25 | 2016-09-30
Spain | ESP | 2016-09-06 04:00 | 2016-09-06 06:00 | 47.38 | 2016 | 4.25 | 2016-09-30
Spain | ESP | 2016-09-06 05:00 | 2016-09-06 07:00 | 47.87 | 2016 | 4.25 | 2016-09-30
Spain | ESP | 2016-09-06 06:00 | 2016-09-06 08:00 | 48.48 | 2016 | 4.25 | 2016-09-30
Spain | ESP | 2016-09-06 07:00 | 2016-09-06 09:00 | 49.89 | 2016 | 4.25 | 2016-09-30
Spain | ESP | 2016-09-06 08:00 | 2016-09-06 10:00 | 49.36 | 2016 | 4.25 | 2016-09-30
Spain | ESP | 2016-09-06 09:00 | 2016-09-06 11:00 | 49.21 | 2016 | 4.25 | 2016-09-30
Spain | ESP | 2016-09-06 10:00 | 2016-09-06 12:00 | 49.21 | 2016 | 4.25 | 2016-09-30
Spain | ESP | 2016-09-06 11:00 | 2016-09-06 13:00 | 49.4 | 2016 | 4.25 | 2016-09-30
Spain | ESP | 2016-09-06 12:00 | 2016-09-06 14:00 | 48.48 | 2016 | 4.25 | 2016-09-30
Spain | ESP | 2016-09-06 13:00 | 2016-09-06 15:00 | 47.87 | 2016 | 4.25 | 2016-09-30
Spain | ESP | 2016-09-06 14:00 | 2016-09-06 16:00 | 47.69 | 2016 | 4.25 | 2016-09-30
Spain | ESP | 2016-09-06 15:00 | 2016-09-06 17:00 | 47.8 | 2016 | 4.25 | 2016-09-30
Spain | ESP | 2016-09-06 16:00 | 2016-09-06 18:00 | 49.21 | 2016 | 4.25 | 2016-09-30
Spain | ESP | 2016-09-06 17:00 | 2016-09-06 19:00 | 50.69 | 2016 | 4.25 | 2016-09-30
Spain | ESP | 2016-09-06 18:00 | 2016-09-06 20:00 | 52 | 2016 | 4.25 | 2016-09-30
Spain | ESP | 2016-09-06 19:00 | 2016-09-06 21:00 | 51.19 | 2016 | 4.25 | 2016-09-30
Spain | ESP | 2016-09-06 20:00 | 2016-09-06 22:00 | 47.6 | 2016 | 4.25 | 2016-09-30
Spain | ESP | 2016-09-06 21:00 | 2016-09-06 23:00 | 45.69 | 2016 | 4.25 | 2016-09-30
Spain | ESP | 2016-09-06 22:00 | 2016-09-07 | 49 | 2016 | 4.25 | 2016-09-30
Spain | ESP | 2016-09-06 23:00 | 2016-09-07 01:00 | 48.69 | 2016 | 4.25 | 2016-09-30
Spain | ESP | 2016-09-07 | 2016-09-07 02:00 | 48 | 2016 | 4.25 | 2016-09-30
Spain | ESP | 2016-09-07 01:00 | 2016-09-07 03:00 | 47.8 | 2016 | 4.25 | 2016-09-30
Spain | ESP | 2016-09-07 02:00 | 2016-09-07 04:00 | 47.38 | 2016 | 4.25 | 2016-09-30
Spain | ESP | 2016-09-07 03:00 | 2016-09-07 05:00 | 47.87 | 2016 | 4.25 | 2016-09-30
Spain | ESP | 2016-09-07 04:00 | 2016-09-07 06:00 | 49 | 2016 | 4.25 | 2016-09-30
Spain | ESP | 2016-09-07 05:00 | 2016-09-07 07:00 | 50.19 | 2016 | 4.25 | 2016-09-30
Spain | ESP | 2016-09-07 06:00 | 2016-09-07 08:00 | 50.65 | 2016 | 4.25 | 2016-09-30
Spain | ESP | 2016-09-07 07:00 | 2016-09-07 09:00 | 51.56 | 2016 | 4.25 | 2016-09-30
Spain | ESP | 2016-09-07 08:00 | 2016-09-07 10:00 | 51 | 2016 | 4.25 | 2016-09-30
Spain | ESP | 2016-09-07 09:00 | 2016-09-07 11:00 | 50.69 | 2016 | 4.25 | 2016-09-30
Spain | ESP | 2016-09-07 10:00 | 2016-09-07 12:00 | 51 | 2016 | 4.25 | 2016-09-30
Spain | ESP | 2016-09-07 11:00 | 2016-09-07 13:00 | 50.69 | 2016 | 4.25 | 2016-09-30
Spain | ESP | 2016-09-07 12:00 | 2016-09-07 14:00 | 48.69 | 2016 | 4.25 | 2016-09-30
Spain | ESP | 2016-09-07 13:00 | 2016-09-07 15:00 | 47.87 | 2016 | 4.25 | 2016-09-30
Spain | ESP | 2016-09-07 14:00 | 2016-09-07 16:00 | 47 | 2016 | 4.25 | 2016-09-30
Spain | ESP | 2016-09-07 15:00 | 2016-09-07 17:00 | 46.43 | 2016 | 4.25 | 2016-09-30
Spain | ESP | 2016-09-07 16:00 | 2016-09-07 18:00 | 47.25 | 2016 | 4.25 | 2016-09-30
Spain | ESP | 2016-09-07 17:00 | 2016-09-07 19:00 | 47.87 | 2016 | 4.25 | 2016-09-30
Spain | ESP | 2016-09-07 18:00 | 2016-09-07 20:00 | 50.5 | 2016 | 4.25 | 2016-09-30
Spain | ESP | 2016-09-07 19:00 | 2016-09-07 21:00 | 51.05 | 2016 | 4.25 | 2016-09-30
Spain | ESP | 2016-09-07 20:00 | 2016-09-07 22:00 | 51.05 | 2016 | 4.25 | 2016-09-30
Spain | ESP | 2016-09-07 21:00 | 2016-09-07 23:00 | 44 | 2016 | 4.25 | 2016-09-30
Spain | ESP | 2016-09-07 22:00 | 2016-09-08 | 42.86 | 2016 | 4.25 | 2016-09-30
Spain | ESP | 2016-09-07 23:00 | 2016-09-08 01:00 | 40.41 | 2016 | 4.25 | 2016-09-30
Spain | ESP | 2016-09-08 | 2016-09-08 02:00 | 38.12 | 2016 | 4.25 | 2016-09-30
Spain | ESP | 2016-09-08 01:00 | 2016-09-08 03:00 | 37.69 | 2016 | 4.25 | 2016-09-30
Spain | ESP | 2016-09-08 02:00 | 2016-09-08 04:00 | 38.12 | 2016 | 4.25 | 2016-09-30
Spain | ESP | 2016-09-08 03:00 | 2016-09-08 05:00 | 39 | 2016 | 4.25 | 2016-09-30
Spain | ESP | 2016-09-08 04:00 | 2016-09-08 06:00 | 44.34 | 2016 | 4.25 | 2016-09-30
Spain | ESP | 2016-09-08 05:00 | 2016-09-08 07:00 | 45.35 | 2016 | 4.25 | 2016-09-30
Spain | ESP | 2016-09-08 06:00 | 2016-09-08 08:00 | 46.29 | 2016 | 4.25 | 2016-09-30
Spain | ESP | 2016-09-08 07:00 | 2016-09-08 09:00 | 47.78 | 2016 | 4.25 | 2016-09-30
Spain | ESP | 2016-09-08 08:00 | 2016-09-08 10:00 | 47.69 | 2016 | 4.25 | 2016-09-30
Spain | ESP | 2016-09-08 09:00 | 2016-09-08 11:00 | 47.39 | 2016 | 4.25 | 2016-09-30
Spain | ESP | 2016-09-08 10:00 | 2016-09-08 12:00 | 47.87 | 2016 | 4.25 | 2016-09-30
Spain | ESP | 2016-09-08 11:00 | 2016-09-08 13:00 | 47.89 | 2016 | 4.25 | 2016-09-30
Spain | ESP | 2016-09-08 12:00 | 2016-09-08 14:00 | 47.04 | 2016 | 4.25 | 2016-09-30
Spain | ESP | 2016-09-08 13:00 | 2016-09-08 15:00 | 46.29 | 2016 | 4.25 | 2016-09-30
Spain | ESP | 2016-09-08 14:00 | 2016-09-08 16:00 | 45.72 | 2016 | 4.25 | 2016-09-30
Spain | ESP | 2016-09-08 15:00 | 2016-09-08 17:00 | 45.43 | 2016 | 4.25 | 2016-09-30
Spain | ESP | 2016-09-08 16:00 | 2016-09-08 18:00 | 44.59 | 2016 | 4.25 | 2016-09-30
Spain | ESP | 2016-09-08 17:00 | 2016-09-08 19:00 | 45.35 | 2016 | 4.25 | 2016-09-30
Spain | ESP | 2016-09-08 18:00 | 2016-09-08 20:00 | 47.01 | 2016 | 4.25 | 2016-09-30
Spain | ESP | 2016-09-08 19:00 | 2016-09-08 21:00 | 47.89 | 2016 | 4.25 | 2016-09-30
Spain | ESP | 2016-09-08 20:00 | 2016-09-08 22:00 | 45.35 | 2016 | 4.25 | 2016-09-30
Spain | ESP | 2016-09-08 21:00 | 2016-09-08 23:00 | 42.21 | 2016 | 4.25 | 2016-09-30
Spain | ESP | 2016-09-08 22:00 | 2016-09-09 | 42.2 | 2016 | 4.25 | 2016-09-30
Spain | ESP | 2016-09-08 23:00 | 2016-09-09 01:00 | 41.52 | 2016 | 4.25 | 2016-09-30
Spain | ESP | 2016-09-09 | 2016-09-09 02:00 | 40 | 2016 | 4.25 | 2016-09-30
Spain | ESP | 2016-09-09 01:00 | 2016-09-09 03:00 | 40 | 2016 | 4.25 | 2016-09-30
Spain | ESP | 2016-09-09 02:00 | 2016-09-09 04:00 | 40.53 | 2016 | 4.25 | 2016-09-30
Spain | ESP | 2016-09-09 03:00 | 2016-09-09 05:00 | 41.91 | 2016 | 4.25 | 2016-09-30
Spain | ESP | 2016-09-09 04:00 | 2016-09-09 06:00 | 46.29 | 2016 | 4.25 | 2016-09-30
Spain | ESP | 2016-09-09 05:00 | 2016-09-09 07:00 | 47.25 | 2016 | 4.25 | 2016-09-30
Spain | ESP | 2016-09-09 06:00 | 2016-09-09 08:00 | 48.39 | 2016 | 4.25 | 2016-09-30
Spain | ESP | 2016-09-09 07:00 | 2016-09-09 09:00 | 50.19 | 2016 | 4.25 | 2016-09-30
Spain | ESP | 2016-09-09 08:00 | 2016-09-09 10:00 | 49.86 | 2016 | 4.25 | 2016-09-30
Spain | ESP | 2016-09-09 09:00 | 2016-09-09 11:00 | 49.62 | 2016 | 4.25 | 2016-09-30
Spain | ESP | 2016-09-09 10:00 | 2016-09-09 12:00 | 49.71 | 2016 | 4.25 | 2016-09-30
Spain | ESP | 2016-09-09 11:00 | 2016-09-09 13:00 | 49.74 | 2016 | 4.25 | 2016-09-30
Spain | ESP | 2016-09-09 12:00 | 2016-09-09 14:00 | 48.48 | 2016 | 4.25 | 2016-09-30
Spain | ESP | 2016-09-09 13:00 | 2016-09-09 15:00 | 47.8 | 2016 | 4.25 | 2016-09-30
Spain | ESP | 2016-09-09 14:00 | 2016-09-09 16:00 | 47.25 | 2016 | 4.25 | 2016-09-30
Spain | ESP | 2016-09-09 15:00 | 2016-09-09 17:00 | 47.22 | 2016 | 4.25 | 2016-09-30
Spain | ESP | 2016-09-09 16:00 | 2016-09-09 18:00 | 46.89 | 2016 | 4.25 | 2016-09-30
Spain | ESP | 2016-09-09 17:00 | 2016-09-09 19:00 | 46.89 | 2016 | 4.25 | 2016-09-30
Spain | ESP | 2016-09-09 18:00 | 2016-09-09 20:00 | 48.1 | 2016 | 4.25 | 2016-09-30
Spain | ESP | 2016-09-09 19:00 | 2016-09-09 21:00 | 49.69 | 2016 | 4.25 | 2016-09-30
Spain | ESP | 2016-09-09 20:00 | 2016-09-09 22:00 | 46.69 | 2016 | 4.25 | 2016-09-30
Spain | ESP | 2016-09-09 21:00 | 2016-09-09 23:00 | 43.1 | 2016 | 4.25 | 2016-09-30
Spain | ESP | 2016-09-09 22:00 | 2016-09-10 | 43.1 | 2016 | 4.25 | 2016-09-30
Spain | ESP | 2016-09-09 23:00 | 2016-09-10 01:00 | 42.76 | 2016 | 4.25 | 2016-09-30
Spain | ESP | 2016-09-10 | 2016-09-10 02:00 | 40.75 | 2016 | 4.25 | 2016-09-30
Spain | ESP | 2016-09-10 01:00 | 2016-09-10 03:00 | 39.74 | 2016 | 4.25 | 2016-09-30
Spain | ESP | 2016-09-10 02:00 | 2016-09-10 04:00 | 39 | 2016 | 4.25 | 2016-09-30
Spain | ESP | 2016-09-10 03:00 | 2016-09-10 05:00 | 38.74 | 2016 | 4.25 | 2016-09-30
Spain | ESP | 2016-09-10 04:00 | 2016-09-10 06:00 | 39.5 | 2016 | 4.25 | 2016-09-30
Spain | ESP | 2016-09-10 05:00 | 2016-09-10 07:00 | 40.67 | 2016 | 4.25 | 2016-09-30
Spain | ESP | 2016-09-10 06:00 | 2016-09-10 08:00 | 42.76 | 2016 | 4.25 | 2016-09-30
Spain | ESP | 2016-09-10 07:00 | 2016-09-10 09:00 | 45.37 | 2016 | 4.25 | 2016-09-30
Spain | ESP | 2016-09-10 08:00 | 2016-09-10 10:00 | 45.35 | 2016 | 4.25 | 2016-09-30
Spain | ESP | 2016-09-10 09:00 | 2016-09-10 11:00 | 44.08 | 2016 | 4.25 | 2016-09-30
Spain | ESP | 2016-09-10 10:00 | 2016-09-10 12:00 | 44.3 | 2016 | 4.25 | 2016-09-30
Spain | ESP | 2016-09-10 11:00 | 2016-09-10 13:00 | 45.35 | 2016 | 4.25 | 2016-09-30
Spain | ESP | 2016-09-10 12:00 | 2016-09-10 14:00 | 44.86 | 2016 | 4.25 | 2016-09-30
Spain | ESP | 2016-09-10 13:00 | 2016-09-10 15:00 | 43.1 | 2016 | 4.25 | 2016-09-30
Spain | ESP | 2016-09-10 14:00 | 2016-09-10 16:00 | 42.76 | 2016 | 4.25 | 2016-09-30
Spain | ESP | 2016-09-10 15:00 | 2016-09-10 17:00 | 41.43 | 2016 | 4.25 | 2016-09-30
Spain | ESP | 2016-09-10 16:00 | 2016-09-10 18:00 | 42 | 2016 | 4.25 | 2016-09-30
Spain | ESP | 2016-09-10 17:00 | 2016-09-10 19:00 | 44 | 2016 | 4.25 | 2016-09-30
Spain | ESP | 2016-09-10 18:00 | 2016-09-10 20:00 | 46.29 | 2016 | 4.25 | 2016-09-30
Spain | ESP | 2016-09-10 19:00 | 2016-09-10 21:00 | 47.7 | 2016 | 4.25 | 2016-09-30
Spain | ESP | 2016-09-10 20:00 | 2016-09-10 22:00 | 45 | 2016 | 4.25 | 2016-09-30
Spain | ESP | 2016-09-10 21:00 | 2016-09-10 23:00 | 40.35 | 2016 | 4.25 | 2016-09-30
Spain | ESP | 2016-09-10 22:00 | 2016-09-11 | 37.36 | 2016 | 4.25 | 2016-09-30
Spain | ESP | 2016-09-10 23:00 | 2016-09-11 01:00 | 37.69 | 2016 | 4.25 | 2016-09-30
Spain | ESP | 2016-09-11 | 2016-09-11 02:00 | 37.48 | 2016 | 4.25 | 2016-09-30
Spain | ESP | 2016-09-11 01:00 | 2016-09-11 03:00 | 37.69 | 2016 | 4.25 | 2016-09-30
Spain | ESP | 2016-09-11 02:00 | 2016-09-11 04:00 | 37.48 | 2016 | 4.25 | 2016-09-30
Spain | ESP | 2016-09-11 03:00 | 2016-09-11 05:00 | 37.48 | 2016 | 4.25 | 2016-09-30
Spain | ESP | 2016-09-11 04:00 | 2016-09-11 06:00 | 38.12 | 2016 | 4.25 | 2016-09-30
Spain | ESP | 2016-09-11 05:00 | 2016-09-11 07:00 | 38.2 | 2016 | 4.25 | 2016-09-30
Spain | ESP | 2016-09-11 06:00 | 2016-09-11 08:00 | 38.12 | 2016 | 4.25 | 2016-09-30
Spain | ESP | 2016-09-11 07:00 | 2016-09-11 09:00 | 43 | 2016 | 4.25 | 2016-09-30
Spain | ESP | 2016-09-11 08:00 | 2016-09-11 10:00 | 43.1 | 2016 | 4.25 | 2016-09-30
Spain | ESP | 2016-09-11 09:00 | 2016-09-11 11:00 | 43.07 | 2016 | 4.25 | 2016-09-30
Spain | ESP | 2016-09-11 10:00 | 2016-09-11 12:00 | 41.43 | 2016 | 4.25 | 2016-09-30
Spain | ESP | 2016-09-11 11:00 | 2016-09-11 13:00 | 43 | 2016 | 4.25 | 2016-09-30
Spain | ESP | 2016-09-11 12:00 | 2016-09-11 14:00 | 41.43 | 2016 | 4.25 | 2016-09-30
Spain | ESP | 2016-09-11 13:00 | 2016-09-11 15:00 | 38 | 2016 | 4.25 | 2016-09-30
Spain | ESP | 2016-09-11 14:00 | 2016-09-11 16:00 | 37.36 | 2016 | 4.25 | 2016-09-30
Spain | ESP | 2016-09-11 15:00 | 2016-09-11 17:00 | 37 | 2016 | 4.25 | 2016-09-30
Spain | ESP | 2016-09-11 16:00 | 2016-09-11 18:00 | 37.4 | 2016 | 4.25 | 2016-09-30
Spain | ESP | 2016-09-11 17:00 | 2016-09-11 19:00 | 40 | 2016 | 4.25 | 2016-09-30
Spain | ESP | 2016-09-11 18:00 | 2016-09-11 20:00 | 46.69 | 2016 | 4.25 | 2016-09-30
Spain | ESP | 2016-09-11 19:00 | 2016-09-11 21:00 | 49.32 | 2016 | 4.25 | 2016-09-30
Spain | ESP | 2016-09-11 20:00 | 2016-09-11 22:00 | 47.87 | 2016 | 4.25 | 2016-09-30
Spain | ESP | 2016-09-11 21:00 | 2016-09-11 23:00 | 45.6 | 2016 | 4.25 | 2016-09-30
Spain | ESP | 2016-09-11 22:00 | 2016-09-12 | 40.58 | 2016 | 4.25 | 2016-09-30
Spain | ESP | 2016-09-11 23:00 | 2016-09-12 01:00 | 38.12 | 2016 | 4.25 | 2016-09-30
Spain | ESP | 2016-09-12 | 2016-09-12 02:00 | 36.8 | 2016 | 4.25 | 2016-09-30
Spain | ESP | 2016-09-12 01:00 | 2016-09-12 03:00 | 36 | 2016 | 4.25 | 2016-09-30
Spain | ESP | 2016-09-12 02:00 | 2016-09-12 04:00 | 35.7 | 2016 | 4.25 | 2016-09-30
Spain | ESP | 2016-09-12 03:00 | 2016-09-12 05:00 | 36.1 | 2016 | 4.25 | 2016-09-30
Spain | ESP | 2016-09-12 04:00 | 2016-09-12 06:00 | 38.12 | 2016 | 4.25 | 2016-09-30
Spain | ESP | 2016-09-12 05:00 | 2016-09-12 07:00 | 45.1 | 2016 | 4.25 | 2016-09-30
Spain | ESP | 2016-09-12 06:00 | 2016-09-12 08:00 | 47.65 | 2016 | 4.25 | 2016-09-30
Spain | ESP | 2016-09-12 07:00 | 2016-09-12 09:00 | 48.48 | 2016 | 4.25 | 2016-09-30
Spain | ESP | 2016-09-12 08:00 | 2016-09-12 10:00 | 48.16 | 2016 | 4.25 | 2016-09-30
Spain | ESP | 2016-09-12 09:00 | 2016-09-12 11:00 | 47.87 | 2016 | 4.25 | 2016-09-30
Spain | ESP | 2016-09-12 10:00 | 2016-09-12 12:00 | 46 | 2016 | 4.25 | 2016-09-30
Spain | ESP | 2016-09-12 11:00 | 2016-09-12 13:00 | 45.4 | 2016 | 4.25 | 2016-09-30
Spain | ESP | 2016-09-12 12:00 | 2016-09-12 14:00 | 44 | 2016 | 4.25 | 2016-09-30
Spain | ESP | 2016-09-12 13:00 | 2016-09-12 15:00 | 43.74 | 2016 | 4.25 | 2016-09-30
Spain | ESP | 2016-09-12 14:00 | 2016-09-12 16:00 | 45.6 | 2016 | 4.25 | 2016-09-30
Spain | ESP | 2016-09-12 15:00 | 2016-09-12 17:00 | 46.96 | 2016 | 4.25 | 2016-09-30
Spain | ESP | 2016-09-12 16:00 | 2016-09-12 18:00 | 47.87 | 2016 | 4.25 | 2016-09-30
Spain | ESP | 2016-09-12 17:00 | 2016-09-12 19:00 | 48.06 | 2016 | 4.25 | 2016-09-30
Spain | ESP | 2016-09-12 18:00 | 2016-09-12 20:00 | 50.65 | 2016 | 4.25 | 2016-09-30
Spain | ESP | 2016-09-12 19:00 | 2016-09-12 21:00 | 50.09 | 2016 | 4.25 | 2016-09-30
Spain | ESP | 2016-09-12 20:00 | 2016-09-12 22:00 | 45.35 | 2016 | 4.25 | 2016-09-30
Spain | ESP | 2016-09-12 21:00 | 2016-09-12 23:00 | 39.3 | 2016 | 4.25 | 2016-09-30
Spain | ESP | 2016-09-12 22:00 | 2016-09-13 | 38.12 | 2016 | 4.25 | 2016-09-30
Spain | ESP | 2016-09-12 23:00 | 2016-09-13 01:00 | 36.82 | 2016 | 4.25 | 2016-09-30
Spain | ESP | 2016-09-13 | 2016-09-13 02:00 | 36.1 | 2016 | 4.25 | 2016-09-30
Spain | ESP | 2016-09-13 01:00 | 2016-09-13 03:00 | 35.7 | 2016 | 4.25 | 2016-09-30
Spain | ESP | 2016-09-13 02:00 | 2016-09-13 04:00 | 35.44 | 2016 | 4.25 | 2016-09-30
Spain | ESP | 2016-09-13 03:00 | 2016-09-13 05:00 | 35.9 | 2016 | 4.25 | 2016-09-30
Spain | ESP | 2016-09-13 04:00 | 2016-09-13 06:00 | 37.48 | 2016 | 4.25 | 2016-09-30
Spain | ESP | 2016-09-13 05:00 | 2016-09-13 07:00 | 44.44 | 2016 | 4.25 | 2016-09-30
Spain | ESP | 2016-09-13 06:00 | 2016-09-13 08:00 | 47.87 | 2016 | 4.25 | 2016-09-30
Spain | ESP | 2016-09-13 07:00 | 2016-09-13 09:00 | 49.65 | 2016 | 4.25 | 2016-09-30
Spain | ESP | 2016-09-13 08:00 | 2016-09-13 10:00 | 48.06 | 2016 | 4.25 | 2016-09-30
Spain | ESP | 2016-09-13 09:00 | 2016-09-13 11:00 | 48.19 | 2016 | 4.25 | 2016-09-30
Spain | ESP | 2016-09-13 10:00 | 2016-09-13 12:00 | 46.29 | 2016 | 4.25 | 2016-09-30
Spain | ESP | 2016-09-13 11:00 | 2016-09-13 13:00 | 45.04 | 2016 | 4.25 | 2016-09-30
Spain | ESP | 2016-09-13 12:00 | 2016-09-13 14:00 | 42.37 | 2016 | 4.25 | 2016-09-30
Spain | ESP | 2016-09-13 13:00 | 2016-09-13 15:00 | 44.34 | 2016 | 4.25 | 2016-09-30
Spain | ESP | 2016-09-13 14:00 | 2016-09-13 16:00 | 44.08 | 2016 | 4.25 | 2016-09-30
Spain | ESP | 2016-09-13 15:00 | 2016-09-13 17:00 | 46.48 | 2016 | 4.25 | 2016-09-30
Spain | ESP | 2016-09-13 16:00 | 2016-09-13 18:00 | 46.63 | 2016 | 4.25 | 2016-09-30
Spain | ESP | 2016-09-13 17:00 | 2016-09-13 19:00 | 46.69 | 2016 | 4.25 | 2016-09-30
Spain | ESP | 2016-09-13 18:00 | 2016-09-13 20:00 | 47.33 | 2016 | 4.25 | 2016-09-30
Spain | ESP | 2016-09-13 19:00 | 2016-09-13 21:00 | 47.87 | 2016 | 4.25 | 2016-09-30
Spain | ESP | 2016-09-13 20:00 | 2016-09-13 22:00 | 43.6 | 2016 | 4.25 | 2016-09-30
Spain | ESP | 2016-09-13 21:00 | 2016-09-13 23:00 | 36.96 | 2016 | 4.25 | 2016-09-30
Spain | ESP | 2016-09-13 22:00 | 2016-09-14 | 36.8 | 2016 | 4.25 | 2016-09-30
Spain | ESP | 2016-09-13 23:00 | 2016-09-14 01:00 | 35.7 | 2016 | 4.25 | 2016-09-30
Spain | ESP | 2016-09-14 | 2016-09-14 02:00 | 35.19 | 2016 | 4.25 | 2016-09-30
Spain | ESP | 2016-09-14 01:00 | 2016-09-14 03:00 | 35.04 | 2016 | 4.25 | 2016-09-30
Spain | ESP | 2016-09-14 02:00 | 2016-09-14 04:00 | 35.02 | 2016 | 4.25 | 2016-09-30
Spain | ESP | 2016-09-14 03:00 | 2016-09-14 05:00 | 35.34 | 2016 | 4.25 | 2016-09-30
Spain | ESP | 2016-09-14 04:00 | 2016-09-14 06:00 | 36.1 | 2016 | 4.25 | 2016-09-30
Spain | ESP | 2016-09-14 05:00 | 2016-09-14 07:00 | 44.51 | 2016 | 4.25 | 2016-09-30
Spain | ESP | 2016-09-14 06:00 | 2016-09-14 08:00 | 48.48 | 2016 | 4.25 | 2016-09-30
Spain | ESP | 2016-09-14 07:00 | 2016-09-14 09:00 | 49 | 2016 | 4.25 | 2016-09-30
Spain | ESP | 2016-09-14 08:00 | 2016-09-14 10:00 | 47.31 | 2016 | 4.25 | 2016-09-30
Spain | ESP | 2016-09-14 09:00 | 2016-09-14 11:00 | 47 | 2016 | 4.25 | 2016-09-30
Spain | ESP | 2016-09-14 10:00 | 2016-09-14 12:00 | 45.24 | 2016 | 4.25 | 2016-09-30
Spain | ESP | 2016-09-14 11:00 | 2016-09-14 13:00 | 44.69 | 2016 | 4.25 | 2016-09-30
Spain | ESP | 2016-09-14 12:00 | 2016-09-14 14:00 | 44.79 | 2016 | 4.25 | 2016-09-30
Spain | ESP | 2016-09-14 13:00 | 2016-09-14 15:00 | 43 | 2016 | 4.25 | 2016-09-30
Spain | ESP | 2016-09-14 14:00 | 2016-09-14 16:00 | 41 | 2016 | 4.25 | 2016-09-30
Spain | ESP | 2016-09-14 15:00 | 2016-09-14 17:00 | 43.08 | 2016 | 4.25 | 2016-09-30
Spain | ESP | 2016-09-14 16:00 | 2016-09-14 18:00 | 44.79 | 2016 | 4.25 | 2016-09-30
Spain | ESP | 2016-09-14 17:00 | 2016-09-14 19:00 | 46.69 | 2016 | 4.25 | 2016-09-30
Spain | ESP | 2016-09-14 18:00 | 2016-09-14 20:00 | 48.77 | 2016 | 4.25 | 2016-09-30
Spain | ESP | 2016-09-14 19:00 | 2016-09-14 21:00 | 48.05 | 2016 | 4.25 | 2016-09-30
Spain | ESP | 2016-09-14 20:00 | 2016-09-14 22:00 | 44.19 | 2016 | 4.25 | 2016-09-30
Spain | ESP | 2016-09-14 21:00 | 2016-09-14 23:00 | 38.02 | 2016 | 4.25 | 2016-09-30
Spain | ESP | 2016-09-14 22:00 | 2016-09-15 | 39.8 | 2016 | 4.25 | 2016-09-30
Spain | ESP | 2016-09-14 23:00 | 2016-09-15 01:00 | 37 | 2016 | 4.25 | 2016-09-30
Spain | ESP | 2016-09-15 | 2016-09-15 02:00 | 36.12 | 2016 | 4.25 | 2016-09-30
Spain | ESP | 2016-09-15 01:00 | 2016-09-15 03:00 | 35.34 | 2016 | 4.25 | 2016-09-30
Spain | ESP | 2016-09-15 02:00 | 2016-09-15 04:00 | 35.34 | 2016 | 4.25 | 2016-09-30
Spain | ESP | 2016-09-15 03:00 | 2016-09-15 05:00 | 35.44 | 2016 | 4.25 | 2016-09-30
Spain | ESP | 2016-09-15 04:00 | 2016-09-15 06:00 | 37.3 | 2016 | 4.25 | 2016-09-30
Spain | ESP | 2016-09-15 05:00 | 2016-09-15 07:00 | 45.68 | 2016 | 4.25 | 2016-09-30
Spain | ESP | 2016-09-15 06:00 | 2016-09-15 08:00 | 49.32 | 2016 | 4.25 | 2016-09-30
Spain | ESP | 2016-09-15 07:00 | 2016-09-15 09:00 | 49.69 | 2016 | 4.25 | 2016-09-30
Spain | ESP | 2016-09-15 08:00 | 2016-09-15 10:00 | 48.38 | 2016 | 4.25 | 2016-09-30
Spain | ESP | 2016-09-15 09:00 | 2016-09-15 11:00 | 47.87 | 2016 | 4.25 | 2016-09-30
Spain | ESP | 2016-09-15 10:00 | 2016-09-15 12:00 | 46.69 | 2016 | 4.25 | 2016-09-30
Spain | ESP | 2016-09-15 11:00 | 2016-09-15 13:00 | 45.68 | 2016 | 4.25 | 2016-09-30
Spain | ESP | 2016-09-15 12:00 | 2016-09-15 14:00 | 46.69 | 2016 | 4.25 | 2016-09-30
Spain | ESP | 2016-09-15 13:00 | 2016-09-15 15:00 | 45.6 | 2016 | 4.25 | 2016-09-30
Spain | ESP | 2016-09-15 14:00 | 2016-09-15 16:00 | 44.87 | 2016 | 4.25 | 2016-09-30
Spain | ESP | 2016-09-15 15:00 | 2016-09-15 17:00 | 45.15 | 2016 | 4.25 | 2016-09-30
Spain | ESP | 2016-09-15 16:00 | 2016-09-15 18:00 | 45.8 | 2016 | 4.25 | 2016-09-30
Spain | ESP | 2016-09-15 17:00 | 2016-09-15 19:00 | 47.45 | 2016 | 4.25 | 2016-09-30
Spain | ESP | 2016-09-15 18:00 | 2016-09-15 20:00 | 48.42 | 2016 | 4.25 | 2016-09-30
Spain | ESP | 2016-09-15 19:00 | 2016-09-15 21:00 | 49.32 | 2016 | 4.25 | 2016-09-30
Spain | ESP | 2016-09-15 20:00 | 2016-09-15 22:00 | 46 | 2016 | 4.25 | 2016-09-30
Spain | ESP | 2016-09-15 21:00 | 2016-09-15 23:00 | 39 | 2016 | 4.25 | 2016-09-30
Spain | ESP | 2016-09-15 22:00 | 2016-09-16 | 37.48 | 2016 | 4.25 | 2016-09-30
Spain | ESP | 2016-09-15 23:00 | 2016-09-16 01:00 | 35.06 | 2016 | 4.25 | 2016-09-30
Spain | ESP | 2016-09-16 | 2016-09-16 02:00 | 33.6 | 2016 | 4.25 | 2016-09-30
Spain | ESP | 2016-09-16 01:00 | 2016-09-16 03:00 | 32.59 | 2016 | 4.25 | 2016-09-30
Spain | ESP | 2016-09-16 02:00 | 2016-09-16 04:00 | 31.92 | 2016 | 4.25 | 2016-09-30
Spain | ESP | 2016-09-16 03:00 | 2016-09-16 05:00 | 33.35 | 2016 | 4.25 | 2016-09-30
Spain | ESP | 2016-09-16 04:00 | 2016-09-16 06:00 | 35.5 | 2016 | 4.25 | 2016-09-30
Spain | ESP | 2016-09-16 05:00 | 2016-09-16 07:00 | 43.75 | 2016 | 4.25 | 2016-09-30
Spain | ESP | 2016-09-16 06:00 | 2016-09-16 08:00 | 46.26 | 2016 | 4.25 | 2016-09-30
Spain | ESP | 2016-09-16 07:00 | 2016-09-16 09:00 | 47.38 | 2016 | 4.25 | 2016-09-30
Spain | ESP | 2016-09-16 08:00 | 2016-09-16 10:00 | 45.56 | 2016 | 4.25 | 2016-09-30
Spain | ESP | 2016-09-16 09:00 | 2016-09-16 11:00 | 45.47 | 2016 | 4.25 | 2016-09-30
Spain | ESP | 2016-09-16 10:00 | 2016-09-16 12:00 | 44.7 | 2016 | 4.25 | 2016-09-30
Spain | ESP | 2016-09-16 11:00 | 2016-09-16 13:00 | 44.49 | 2016 | 4.25 | 2016-09-30
Spain | ESP | 2016-09-16 12:00 | 2016-09-16 14:00 | 43.69 | 2016 | 4.25 | 2016-09-30
Spain | ESP | 2016-09-16 13:00 | 2016-09-16 15:00 | 40.84 | 2016 | 4.25 | 2016-09-30
Spain | ESP | 2016-09-16 14:00 | 2016-09-16 16:00 | 41.48 | 2016 | 4.25 | 2016-09-30
Spain | ESP | 2016-09-16 15:00 | 2016-09-16 17:00 | 42.5 | 2016 | 4.25 | 2016-09-30
Spain | ESP | 2016-09-16 16:00 | 2016-09-16 18:00 | 43.25 | 2016 | 4.25 | 2016-09-30
Spain | ESP | 2016-09-16 17:00 | 2016-09-16 19:00 | 45.19 | 2016 | 4.25 | 2016-09-30
Spain | ESP | 2016-09-16 18:00 | 2016-09-16 20:00 | 47.38 | 2016 | 4.25 | 2016-09-30
Spain | ESP | 2016-09-16 19:00 | 2016-09-16 21:00 | 48.07 | 2016 | 4.25 | 2016-09-30
Spain | ESP | 2016-09-16 20:00 | 2016-09-16 22:00 | 44.7 | 2016 | 4.25 | 2016-09-30
Spain | ESP | 2016-09-16 21:00 | 2016-09-16 23:00 | 36.96 | 2016 | 4.25 | 2016-09-30
Spain | ESP | 2016-09-16 22:00 | 2016-09-17 | 45.56 | 2016 | 4.25 | 2016-09-30
Spain | ESP | 2016-09-16 23:00 | 2016-09-17 01:00 | 43.34 | 2016 | 4.25 | 2016-09-30
Spain | ESP | 2016-09-17 | 2016-09-17 02:00 | 40.04 | 2016 | 4.25 | 2016-09-30
Spain | ESP | 2016-09-17 01:00 | 2016-09-17 03:00 | 37.78 | 2016 | 4.25 | 2016-09-30
Spain | ESP | 2016-09-17 02:00 | 2016-09-17 04:00 | 36.48 | 2016 | 4.25 | 2016-09-30
Spain | ESP | 2016-09-17 03:00 | 2016-09-17 05:00 | 36.01 | 2016 | 4.25 | 2016-09-30
Spain | ESP | 2016-09-17 04:00 | 2016-09-17 06:00 | 36.83 | 2016 | 4.25 | 2016-09-30
Spain | ESP | 2016-09-17 05:00 | 2016-09-17 07:00 | 38.02 | 2016 | 4.25 | 2016-09-30
Spain | ESP | 2016-09-17 06:00 | 2016-09-17 08:00 | 40.38 | 2016 | 4.25 | 2016-09-30
Spain | ESP | 2016-09-17 07:00 | 2016-09-17 09:00 | 43 | 2016 | 4.25 | 2016-09-30
Spain | ESP | 2016-09-17 08:00 | 2016-09-17 10:00 | 41 | 2016 | 4.25 | 2016-09-30
Spain | ESP | 2016-09-17 09:00 | 2016-09-17 11:00 | 37.55 | 2016 | 4.25 | 2016-09-30
Spain | ESP | 2016-09-17 10:00 | 2016-09-17 12:00 | 38.02 | 2016 | 4.25 | 2016-09-30
Spain | ESP | 2016-09-17 11:00 | 2016-09-17 13:00 | 39.3 | 2016 | 4.25 | 2016-09-30
Spain | ESP | 2016-09-17 12:00 | 2016-09-17 14:00 | 37.77 | 2016 | 4.25 | 2016-09-30
Spain | ESP | 2016-09-17 13:00 | 2016-09-17 15:00 | 36.5 | 2016 | 4.25 | 2016-09-30
Spain | ESP | 2016-09-17 14:00 | 2016-09-17 16:00 | 32.75 | 2016 | 4.25 | 2016-09-30
Spain | ESP | 2016-09-17 15:00 | 2016-09-17 17:00 | 32.85 | 2016 | 4.25 | 2016-09-30
Spain | ESP | 2016-09-17 16:00 | 2016-09-17 18:00 | 36.88 | 2016 | 4.25 | 2016-09-30
Spain | ESP | 2016-09-17 17:00 | 2016-09-17 19:00 | 41.19 | 2016 | 4.25 | 2016-09-30
Spain | ESP | 2016-09-17 18:00 | 2016-09-17 20:00 | 46.19 | 2016 | 4.25 | 2016-09-30
Spain | ESP | 2016-09-17 19:00 | 2016-09-17 21:00 | 48 | 2016 | 4.25 | 2016-09-30
Spain | ESP | 2016-09-17 20:00 | 2016-09-17 22:00 | 45.68 | 2016 | 4.25 | 2016-09-30
Spain | ESP | 2016-09-17 21:00 | 2016-09-17 23:00 | 44.69 | 2016 | 4.25 | 2016-09-30
Spain | ESP | 2016-09-17 22:00 | 2016-09-18 | 40 | 2016 | 4.25 | 2016-09-30
Spain | ESP | 2016-09-17 23:00 | 2016-09-18 01:00 | 39.62 | 2016 | 4.25 | 2016-09-30
Spain | ESP | 2016-09-18 | 2016-09-18 02:00 | 36.7 | 2016 | 4.25 | 2016-09-30
Spain | ESP | 2016-09-18 01:00 | 2016-09-18 03:00 | 34 | 2016 | 4.25 | 2016-09-30
Spain | ESP | 2016-09-18 02:00 | 2016-09-18 04:00 | 33.5 | 2016 | 4.25 | 2016-09-30
Spain | ESP | 2016-09-18 03:00 | 2016-09-18 05:00 | 32.6 | 2016 | 4.25 | 2016-09-30
Spain | ESP | 2016-09-18 04:00 | 2016-09-18 06:00 | 32.75 | 2016 | 4.25 | 2016-09-30
Spain | ESP | 2016-09-18 05:00 | 2016-09-18 07:00 | 32.85 | 2016 | 4.25 | 2016-09-30
Spain | ESP | 2016-09-18 06:00 | 2016-09-18 08:00 | 32.7 | 2016 | 4.25 | 2016-09-30
Spain | ESP | 2016-09-18 07:00 | 2016-09-18 09:00 | 33.1 | 2016 | 4.25 | 2016-09-30
Spain | ESP | 2016-09-18 08:00 | 2016-09-18 10:00 | 32.69 | 2016 | 4.25 | 2016-09-30
Spain | ESP | 2016-09-18 09:00 | 2016-09-18 11:00 | 32 | 2016 | 4.25 | 2016-09-30
Spain | ESP | 2016-09-18 10:00 | 2016-09-18 12:00 | 33.5 | 2016 | 4.25 | 2016-09-30
Spain | ESP | 2016-09-18 11:00 | 2016-09-18 13:00 | 34 | 2016 | 4.25 | 2016-09-30
Spain | ESP | 2016-09-18 12:00 | 2016-09-18 14:00 | 33.5 | 2016 | 4.25 | 2016-09-30
Spain | ESP | 2016-09-18 13:00 | 2016-09-18 15:00 | 29.01 | 2016 | 4.25 | 2016-09-30
Spain | ESP | 2016-09-18 14:00 | 2016-09-18 16:00 | 28 | 2016 | 4.25 | 2016-09-30
Spain | ESP | 2016-09-18 15:00 | 2016-09-18 17:00 | 27.5 | 2016 | 4.25 | 2016-09-30
Spain | ESP | 2016-09-18 16:00 | 2016-09-18 18:00 | 32.75 | 2016 | 4.25 | 2016-09-30
Spain | ESP | 2016-09-18 17:00 | 2016-09-18 19:00 | 38.5 | 2016 | 4.25 | 2016-09-30
Spain | ESP | 2016-09-18 18:00 | 2016-09-18 20:00 | 45.68 | 2016 | 4.25 | 2016-09-30
Spain | ESP | 2016-09-18 19:00 | 2016-09-18 21:00 | 49.01 | 2016 | 4.25 | 2016-09-30
Spain | ESP | 2016-09-18 20:00 | 2016-09-18 22:00 | 46.69 | 2016 | 4.25 | 2016-09-30
Spain | ESP | 2016-09-18 21:00 | 2016-09-18 23:00 | 45.19 | 2016 | 4.25 | 2016-09-30
Spain | ESP | 2016-09-18 22:00 | 2016-09-19 | 38.74 | 2016 | 4.25 | 2016-09-30
Spain | ESP | 2016-09-18 23:00 | 2016-09-19 01:00 | 36 | 2016 | 4.25 | 2016-09-30
Spain | ESP | 2016-09-19 | 2016-09-19 02:00 | 33.09 | 2016 | 4.25 | 2016-09-30
Spain | ESP | 2016-09-19 01:00 | 2016-09-19 03:00 | 32.6 | 2016 | 4.25 | 2016-09-30
Spain | ESP | 2016-09-19 02:00 | 2016-09-19 04:00 | 32.2 | 2016 | 4.25 | 2016-09-30
Spain | ESP | 2016-09-19 03:00 | 2016-09-19 05:00 | 32.35 | 2016 | 4.25 | 2016-09-30
Spain | ESP | 2016-09-19 04:00 | 2016-09-19 06:00 | 36.63 | 2016 | 4.25 | 2016-09-30
Spain | ESP | 2016-09-19 05:00 | 2016-09-19 07:00 | 42.31 | 2016 | 4.25 | 2016-09-30
Spain | ESP | 2016-09-19 06:00 | 2016-09-19 08:00 | 44.6 | 2016 | 4.25 | 2016-09-30
Spain | ESP | 2016-09-19 07:00 | 2016-09-19 09:00 | 44.69 | 2016 | 4.25 | 2016-09-30
Spain | ESP | 2016-09-19 08:00 | 2016-09-19 10:00 | 43.95 | 2016 | 4.25 | 2016-09-30
Spain | ESP | 2016-09-19 09:00 | 2016-09-19 11:00 | 43.97 | 2016 | 4.25 | 2016-09-30
Spain | ESP | 2016-09-19 10:00 | 2016-09-19 12:00 | 45.56 | 2016 | 4.25 | 2016-09-30
Spain | ESP | 2016-09-19 11:00 | 2016-09-19 13:00 | 46.1 | 2016 | 4.25 | 2016-09-30
Spain | ESP | 2016-09-19 12:00 | 2016-09-19 14:00 | 45.56 | 2016 | 4.25 | 2016-09-30
Spain | ESP | 2016-09-19 13:00 | 2016-09-19 15:00 | 45 | 2016 | 4.25 | 2016-09-30
Spain | ESP | 2016-09-19 14:00 | 2016-09-19 16:00 | 45.19 | 2016 | 4.25 | 2016-09-30
Spain | ESP | 2016-09-19 15:00 | 2016-09-19 17:00 | 45.47 | 2016 | 4.25 | 2016-09-30
Spain | ESP | 2016-09-19 16:00 | 2016-09-19 18:00 | 45.19 | 2016 | 4.25 | 2016-09-30
Spain | ESP | 2016-09-19 17:00 | 2016-09-19 19:00 | 46.59 | 2016 | 4.25 | 2016-09-30
Spain | ESP | 2016-09-19 18:00 | 2016-09-19 20:00 | 47.36 | 2016 | 4.25 | 2016-09-30
Spain | ESP | 2016-09-19 19:00 | 2016-09-19 21:00 | 48.03 | 2016 | 4.25 | 2016-09-30
Spain | ESP | 2016-09-19 20:00 | 2016-09-19 22:00 | 43.94 | 2016 | 4.25 | 2016-09-30
Spain | ESP | 2016-09-19 21:00 | 2016-09-19 23:00 | 40.5 | 2016 | 4.25 | 2016-09-30
Spain | ESP | 2016-09-19 22:00 | 2016-09-20 | 38.63 | 2016 | 4.25 | 2016-09-30
Spain | ESP | 2016-09-19 23:00 | 2016-09-20 01:00 | 37.29 | 2016 | 4.25 | 2016-09-30
Spain | ESP | 2016-09-20 | 2016-09-20 02:00 | 36.63 | 2016 | 4.25 | 2016-09-30
Spain | ESP | 2016-09-20 01:00 | 2016-09-20 03:00 | 35.8 | 2016 | 4.25 | 2016-09-30
Spain | ESP | 2016-09-20 02:00 | 2016-09-20 04:00 | 36.62 | 2016 | 4.25 | 2016-09-30
Spain | ESP | 2016-09-20 03:00 | 2016-09-20 05:00 | 36.63 | 2016 | 4.25 | 2016-09-30
Spain | ESP | 2016-09-20 04:00 | 2016-09-20 06:00 | 40.69 | 2016 | 4.25 | 2016-09-30
Spain | ESP | 2016-09-20 05:00 | 2016-09-20 07:00 | 46 | 2016 | 4.25 | 2016-09-30
Spain | ESP | 2016-09-20 06:00 | 2016-09-20 08:00 | 46.69 | 2016 | 4.25 | 2016-09-30
Spain | ESP | 2016-09-20 07:00 | 2016-09-20 09:00 | 47.87 | 2016 | 4.25 | 2016-09-30
Spain | ESP | 2016-09-20 08:00 | 2016-09-20 10:00 | 46.79 | 2016 | 4.25 | 2016-09-30
Spain | ESP | 2016-09-20 09:00 | 2016-09-20 11:00 | 46.69 | 2016 | 4.25 | 2016-09-30
Spain | ESP | 2016-09-20 10:00 | 2016-09-20 12:00 | 47.25 | 2016 | 4.25 | 2016-09-30
Spain | ESP | 2016-09-20 11:00 | 2016-09-20 13:00 | 47.25 | 2016 | 4.25 | 2016-09-30
Spain | ESP | 2016-09-20 12:00 | 2016-09-20 14:00 | 46.1 | 2016 | 4.25 | 2016-09-30
Spain | ESP | 2016-09-20 13:00 | 2016-09-20 15:00 | 45.69 | 2016 | 4.25 | 2016-09-30
Spain | ESP | 2016-09-20 14:00 | 2016-09-20 16:00 | 45.47 | 2016 | 4.25 | 2016-09-30
Spain | ESP | 2016-09-20 15:00 | 2016-09-20 17:00 | 45.47 | 2016 | 4.25 | 2016-09-30
Spain | ESP | 2016-09-20 16:00 | 2016-09-20 18:00 | 46 | 2016 | 4.25 | 2016-09-30
Spain | ESP | 2016-09-20 17:00 | 2016-09-20 19:00 | 48.07 | 2016 | 4.25 | 2016-09-30
Spain | ESP | 2016-09-20 18:00 | 2016-09-20 20:00 | 49.04 | 2016 | 4.25 | 2016-09-30
Spain | ESP | 2016-09-20 19:00 | 2016-09-20 21:00 | 48.01 | 2016 | 4.25 | 2016-09-30
Spain | ESP | 2016-09-20 20:00 | 2016-09-20 22:00 | 45.23 | 2016 | 4.25 | 2016-09-30
Spain | ESP | 2016-09-20 21:00 | 2016-09-20 23:00 | 41.02 | 2016 | 4.25 | 2016-09-30
Spain | ESP | 2016-09-20 22:00 | 2016-09-21 | 39.82 | 2016 | 4.25 | 2016-09-30
Spain | ESP | 2016-09-20 23:00 | 2016-09-21 01:00 | 38.98 | 2016 | 4.25 | 2016-09-30
Spain | ESP | 2016-09-21 | 2016-09-21 02:00 | 38.43 | 2016 | 4.25 | 2016-09-30
Spain | ESP | 2016-09-21 01:00 | 2016-09-21 03:00 | 38 | 2016 | 4.25 | 2016-09-30
Spain | ESP | 2016-09-21 02:00 | 2016-09-21 04:00 | 38.63 | 2016 | 4.25 | 2016-09-30
Spain | ESP | 2016-09-21 03:00 | 2016-09-21 05:00 | 39.5 | 2016 | 4.25 | 2016-09-30
Spain | ESP | 2016-09-21 04:00 | 2016-09-21 06:00 | 45.46 | 2016 | 4.25 | 2016-09-30
Spain | ESP | 2016-09-21 05:00 | 2016-09-21 07:00 | 48.19 | 2016 | 4.25 | 2016-09-30
Spain | ESP | 2016-09-21 06:00 | 2016-09-21 08:00 | 49.71 | 2016 | 4.25 | 2016-09-30
Spain | ESP | 2016-09-21 07:00 | 2016-09-21 09:00 | 49.69 | 2016 | 4.25 | 2016-09-30
Spain | ESP | 2016-09-21 08:00 | 2016-09-21 10:00 | 49.04 | 2016 | 4.25 | 2016-09-30
Spain | ESP | 2016-09-21 09:00 | 2016-09-21 11:00 | 48.36 | 2016 | 4.25 | 2016-09-30
Spain | ESP | 2016-09-21 10:00 | 2016-09-21 12:00 | 48.48 | 2016 | 4.25 | 2016-09-30
Spain | ESP | 2016-09-21 11:00 | 2016-09-21 13:00 | 48.48 | 2016 | 4.25 | 2016-09-30
Spain | ESP | 2016-09-21 12:00 | 2016-09-21 14:00 | 47.87 | 2016 | 4.25 | 2016-09-30
Spain | ESP | 2016-09-21 13:00 | 2016-09-21 15:00 | 47.36 | 2016 | 4.25 | 2016-09-30
Spain | ESP | 2016-09-21 14:00 | 2016-09-21 16:00 | 47.29 | 2016 | 4.25 | 2016-09-30
Spain | ESP | 2016-09-21 15:00 | 2016-09-21 17:00 | 47.38 | 2016 | 4.25 | 2016-09-30
Spain | ESP | 2016-09-21 16:00 | 2016-09-21 18:00 | 47.38 | 2016 | 4.25 | 2016-09-30
Spain | ESP | 2016-09-21 17:00 | 2016-09-21 19:00 | 48.75 | 2016 | 4.25 | 2016-09-30
Spain | ESP | 2016-09-21 18:00 | 2016-09-21 20:00 | 48.69 | 2016 | 4.25 | 2016-09-30
Spain | ESP | 2016-09-21 19:00 | 2016-09-21 21:00 | 49 | 2016 | 4.25 | 2016-09-30
Spain | ESP | 2016-09-21 20:00 | 2016-09-21 22:00 | 47.25 | 2016 | 4.25 | 2016-09-30
Spain | ESP | 2016-09-21 21:00 | 2016-09-21 23:00 | 44.1 | 2016 | 4.25 | 2016-09-30
Spain | ESP | 2016-09-21 22:00 | 2016-09-22 | 45.87 | 2016 | 4.25 | 2016-09-30
Spain | ESP | 2016-09-21 23:00 | 2016-09-22 01:00 | 45.23 | 2016 | 4.25 | 2016-09-30
Spain | ESP | 2016-09-22 | 2016-09-22 02:00 | 42.1 | 2016 | 4.25 | 2016-09-30
Spain | ESP | 2016-09-22 01:00 | 2016-09-22 03:00 | 41.12 | 2016 | 4.25 | 2016-09-30
Spain | ESP | 2016-09-22 02:00 | 2016-09-22 04:00 | 42 | 2016 | 4.25 | 2016-09-30
Spain | ESP | 2016-09-22 03:00 | 2016-09-22 05:00 | 43.8 | 2016 | 4.25 | 2016-09-30
Spain | ESP | 2016-09-22 04:00 | 2016-09-22 06:00 | 47 | 2016 | 4.25 | 2016-09-30
Spain | ESP | 2016-09-22 05:00 | 2016-09-22 07:00 | 48.48 | 2016 | 4.25 | 2016-09-30
Spain | ESP | 2016-09-22 06:00 | 2016-09-22 08:00 | 49.09 | 2016 | 4.25 | 2016-09-30
Spain | ESP | 2016-09-22 07:00 | 2016-09-22 09:00 | 49.6 | 2016 | 4.25 | 2016-09-30
Spain | ESP | 2016-09-22 08:00 | 2016-09-22 10:00 | 49.04 | 2016 | 4.25 | 2016-09-30
Spain | ESP | 2016-09-22 09:00 | 2016-09-22 11:00 | 48.48 | 2016 | 4.25 | 2016-09-30
Spain | ESP | 2016-09-22 10:00 | 2016-09-22 12:00 | 48.48 | 2016 | 4.25 | 2016-09-30
Spain | ESP | 2016-09-22 11:00 | 2016-09-22 13:00 | 48.09 | 2016 | 4.25 | 2016-09-30
Spain | ESP | 2016-09-22 12:00 | 2016-09-22 14:00 | 47.87 | 2016 | 4.25 | 2016-09-30
Spain | ESP | 2016-09-22 13:00 | 2016-09-22 15:00 | 47.38 | 2016 | 4.25 | 2016-09-30
Spain | ESP | 2016-09-22 14:00 | 2016-09-22 16:00 | 47.25 | 2016 | 4.25 | 2016-09-30
Spain | ESP | 2016-09-22 15:00 | 2016-09-22 17:00 | 47.38 | 2016 | 4.25 | 2016-09-30
Spain | ESP | 2016-09-22 16:00 | 2016-09-22 18:00 | 47.25 | 2016 | 4.25 | 2016-09-30
Spain | ESP | 2016-09-22 17:00 | 2016-09-22 19:00 | 49.06 | 2016 | 4.25 | 2016-09-30
Spain | ESP | 2016-09-22 18:00 | 2016-09-22 20:00 | 49.09 | 2016 | 4.25 | 2016-09-30
Spain | ESP | 2016-09-22 19:00 | 2016-09-22 21:00 | 49.1 | 2016 | 4.25 | 2016-09-30
Spain | ESP | 2016-09-22 20:00 | 2016-09-22 22:00 | 47.38 | 2016 | 4.25 | 2016-09-30
Spain | ESP | 2016-09-22 21:00 | 2016-09-22 23:00 | 44.85 | 2016 | 4.25 | 2016-09-30
Spain | ESP | 2016-09-22 22:00 | 2016-09-23 | 43.69 | 2016 | 4.25 | 2016-09-30
Spain | ESP | 2016-09-22 23:00 | 2016-09-23 01:00 | 41.19 | 2016 | 4.25 | 2016-09-30
Spain | ESP | 2016-09-23 | 2016-09-23 02:00 | 39.23 | 2016 | 4.25 | 2016-09-30
Spain | ESP | 2016-09-23 01:00 | 2016-09-23 03:00 | 38.81 | 2016 | 4.25 | 2016-09-30
Spain | ESP | 2016-09-23 02:00 | 2016-09-23 04:00 | 39.23 | 2016 | 4.25 | 2016-09-30
Spain | ESP | 2016-09-23 03:00 | 2016-09-23 05:00 | 41.07 | 2016 | 4.25 | 2016-09-30
Spain | ESP | 2016-09-23 04:00 | 2016-09-23 06:00 | 46.03 | 2016 | 4.25 | 2016-09-30
Spain | ESP | 2016-09-23 05:00 | 2016-09-23 07:00 | 49 | 2016 | 4.25 | 2016-09-30
Spain | ESP | 2016-09-23 06:00 | 2016-09-23 08:00 | 50.44 | 2016 | 4.25 | 2016-09-30
Spain | ESP | 2016-09-23 07:00 | 2016-09-23 09:00 | 50.69 | 2016 | 4.25 | 2016-09-30
Spain | ESP | 2016-09-23 08:00 | 2016-09-23 10:00 | 50.02 | 2016 | 4.25 | 2016-09-30
Spain | ESP | 2016-09-23 09:00 | 2016-09-23 11:00 | 49.19 | 2016 | 4.25 | 2016-09-30
Spain | ESP | 2016-09-23 10:00 | 2016-09-23 12:00 | 49.7 | 2016 | 4.25 | 2016-09-30
Spain | ESP | 2016-09-23 11:00 | 2016-09-23 13:00 | 49.52 | 2016 | 4.25 | 2016-09-30
Spain | ESP | 2016-09-23 12:00 | 2016-09-23 14:00 | 48.48 | 2016 | 4.25 | 2016-09-30
Spain | ESP | 2016-09-23 13:00 | 2016-09-23 15:00 | 48 | 2016 | 4.25 | 2016-09-30
Spain | ESP | 2016-09-23 14:00 | 2016-09-23 16:00 | 48 | 2016 | 4.25 | 2016-09-30
Spain | ESP | 2016-09-23 15:00 | 2016-09-23 17:00 | 47.87 | 2016 | 4.25 | 2016-09-30
Spain | ESP | 2016-09-23 16:00 | 2016-09-23 18:00 | 47.87 | 2016 | 4.25 | 2016-09-30
Spain | ESP | 2016-09-23 17:00 | 2016-09-23 19:00 | 47.87 | 2016 | 4.25 | 2016-09-30
Spain | ESP | 2016-09-23 18:00 | 2016-09-23 20:00 | 49.2 | 2016 | 4.25 | 2016-09-30
Spain | ESP | 2016-09-23 19:00 | 2016-09-23 21:00 | 49.87 | 2016 | 4.25 | 2016-09-30
Spain | ESP | 2016-09-23 20:00 | 2016-09-23 22:00 | 48.07 | 2016 | 4.25 | 2016-09-30
Spain | ESP | 2016-09-23 21:00 | 2016-09-23 23:00 | 45.56 | 2016 | 4.25 | 2016-09-30
Spain | ESP | 2016-09-23 22:00 | 2016-09-24 | 49.03 | 2016 | 4.25 | 2016-09-30
Spain | ESP | 2016-09-23 23:00 | 2016-09-24 01:00 | 48.48 | 2016 | 4.25 | 2016-09-30
Spain | ESP | 2016-09-24 | 2016-09-24 02:00 | 47.69 | 2016 | 4.25 | 2016-09-30
Spain | ESP | 2016-09-24 01:00 | 2016-09-24 03:00 | 45.73 | 2016 | 4.25 | 2016-09-30
Spain | ESP | 2016-09-24 02:00 | 2016-09-24 04:00 | 43.24 | 2016 | 4.25 | 2016-09-30
Spain | ESP | 2016-09-24 03:00 | 2016-09-24 05:00 | 40.37 | 2016 | 4.25 | 2016-09-30
Spain | ESP | 2016-09-24 04:00 | 2016-09-24 06:00 | 40.85 | 2016 | 4.25 | 2016-09-30
Spain | ESP | 2016-09-24 05:00 | 2016-09-24 07:00 | 43.4 | 2016 | 4.25 | 2016-09-30
Spain | ESP | 2016-09-24 06:00 | 2016-09-24 08:00 | 43.66 | 2016 | 4.25 | 2016-09-30
Spain | ESP | 2016-09-24 07:00 | 2016-09-24 09:00 | 48 | 2016 | 4.25 | 2016-09-30
Spain | ESP | 2016-09-24 08:00 | 2016-09-24 10:00 | 45 | 2016 | 4.25 | 2016-09-30
Spain | ESP | 2016-09-24 09:00 | 2016-09-24 11:00 | 39.45 | 2016 | 4.25 | 2016-09-30
Spain | ESP | 2016-09-24 10:00 | 2016-09-24 12:00 | 38.69 | 2016 | 4.25 | 2016-09-30
Spain | ESP | 2016-09-24 11:00 | 2016-09-24 13:00 | 38.24 | 2016 | 4.25 | 2016-09-30
Spain | ESP | 2016-09-24 12:00 | 2016-09-24 14:00 | 35.9 | 2016 | 4.25 | 2016-09-30
Spain | ESP | 2016-09-24 13:00 | 2016-09-24 15:00 | 34.31 | 2016 | 4.25 | 2016-09-30
Spain | ESP | 2016-09-24 14:00 | 2016-09-24 16:00 | 32.3 | 2016 | 4.25 | 2016-09-30
Spain | ESP | 2016-09-24 15:00 | 2016-09-24 17:00 | 34.58 | 2016 | 4.25 | 2016-09-30
Spain | ESP | 2016-09-24 16:00 | 2016-09-24 18:00 | 38.08 | 2016 | 4.25 | 2016-09-30
Spain | ESP | 2016-09-24 17:00 | 2016-09-24 19:00 | 42.63 | 2016 | 4.25 | 2016-09-30
Spain | ESP | 2016-09-24 18:00 | 2016-09-24 20:00 | 41.61 | 2016 | 4.25 | 2016-09-30
Spain | ESP | 2016-09-24 19:00 | 2016-09-24 21:00 | 47.51 | 2016 | 4.25 | 2016-09-30
Spain | ESP | 2016-09-24 20:00 | 2016-09-24 22:00 | 40.38 | 2016 | 4.25 | 2016-09-30
Spain | ESP | 2016-09-24 21:00 | 2016-09-24 23:00 | 38.46 | 2016 | 4.25 | 2016-09-30
Spain | ESP | 2016-09-24 22:00 | 2016-09-25 | 33.78 | 2016 | 4.25 | 2016-09-30
Spain | ESP | 2016-09-24 23:00 | 2016-09-25 01:00 | 33.6 | 2016 | 4.25 | 2016-09-30
Spain | ESP | 2016-09-25 | 2016-09-25 02:00 | 33.45 | 2016 | 4.25 | 2016-09-30
Spain | ESP | 2016-09-25 01:00 | 2016-09-25 03:00 | 33.45 | 2016 | 4.25 | 2016-09-30
Spain | ESP | 2016-09-25 02:00 | 2016-09-25 04:00 | 33.6 | 2016 | 4.25 | 2016-09-30
Spain | ESP | 2016-09-25 03:00 | 2016-09-25 05:00 | 33.85 | 2016 | 4.25 | 2016-09-30
Spain | ESP | 2016-09-25 04:00 | 2016-09-25 06:00 | 34.39 | 2016 | 4.25 | 2016-09-30
Spain | ESP | 2016-09-25 05:00 | 2016-09-25 07:00 | 35.55 | 2016 | 4.25 | 2016-09-30
Spain | ESP | 2016-09-25 06:00 | 2016-09-25 08:00 | 36.29 | 2016 | 4.25 | 2016-09-30
Spain | ESP | 2016-09-25 07:00 | 2016-09-25 09:00 | 37.23 | 2016 | 4.25 | 2016-09-30
Spain | ESP | 2016-09-25 08:00 | 2016-09-25 10:00 | 38.39 | 2016 | 4.25 | 2016-09-30
Spain | ESP | 2016-09-25 09:00 | 2016-09-25 11:00 | 38.71 | 2016 | 4.25 | 2016-09-30
Spain | ESP | 2016-09-25 10:00 | 2016-09-25 12:00 | 41.3 | 2016 | 4.25 | 2016-09-30
Spain | ESP | 2016-09-25 11:00 | 2016-09-25 13:00 | 44.82 | 2016 | 4.25 | 2016-09-30
Spain | ESP | 2016-09-25 12:00 | 2016-09-25 14:00 | 41.75 | 2016 | 4.25 | 2016-09-30
Spain | ESP | 2016-09-25 13:00 | 2016-09-25 15:00 | 35.6 | 2016 | 4.25 | 2016-09-30
Spain | ESP | 2016-09-25 14:00 | 2016-09-25 16:00 | 33.55 | 2016 | 4.25 | 2016-09-30
Spain | ESP | 2016-09-25 15:00 | 2016-09-25 17:00 | 33.35 | 2016 | 4.25 | 2016-09-30
Spain | ESP | 2016-09-25 16:00 | 2016-09-25 18:00 | 35.09 | 2016 | 4.25 | 2016-09-30
Spain | ESP | 2016-09-25 17:00 | 2016-09-25 19:00 | 40.95 | 2016 | 4.25 | 2016-09-30
Spain | ESP | 2016-09-25 18:00 | 2016-09-25 20:00 | 44.77 | 2016 | 4.25 | 2016-09-30
Spain | ESP | 2016-09-25 19:00 | 2016-09-25 21:00 | 49.03 | 2016 | 4.25 | 2016-09-30
Spain | ESP | 2016-09-25 20:00 | 2016-09-25 22:00 | 48.1 | 2016 | 4.25 | 2016-09-30
Spain | ESP | 2016-09-25 21:00 | 2016-09-25 23:00 | 39.89 | 2016 | 4.25 | 2016-09-30
Spain | ESP | 2016-09-25 22:00 | 2016-09-26 | 45.1 | 2016 | 4.25 | 2016-09-30
Spain | ESP | 2016-09-25 23:00 | 2016-09-26 01:00 | 40.23 | 2016 | 4.25 | 2016-09-30
Spain | ESP | 2016-09-26 | 2016-09-26 02:00 | 38.05 | 2016 | 4.25 | 2016-09-30
Spain | ESP | 2016-09-26 01:00 | 2016-09-26 03:00 | 36.51 | 2016 | 4.25 | 2016-09-30
Spain | ESP | 2016-09-26 02:00 | 2016-09-26 04:00 | 35.55 | 2016 | 4.25 | 2016-09-30
Spain | ESP | 2016-09-26 03:00 | 2016-09-26 05:00 | 37.17 | 2016 | 4.25 | 2016-09-30
Spain | ESP | 2016-09-26 04:00 | 2016-09-26 06:00 | 43.27 | 2016 | 4.25 | 2016-09-30
Spain | ESP | 2016-09-26 05:00 | 2016-09-26 07:00 | 48.69 | 2016 | 4.25 | 2016-09-30
Spain | ESP | 2016-09-26 06:00 | 2016-09-26 08:00 | 49 | 2016 | 4.25 | 2016-09-30
Spain | ESP | 2016-09-26 07:00 | 2016-09-26 09:00 | 50.05 | 2016 | 4.25 | 2016-09-30
Spain | ESP | 2016-09-26 08:00 | 2016-09-26 10:00 | 50.29 | 2016 | 4.25 | 2016-09-30
Spain | ESP | 2016-09-26 09:00 | 2016-09-26 11:00 | 50.44 | 2016 | 4.25 | 2016-09-30
Spain | ESP | 2016-09-26 10:00 | 2016-09-26 12:00 | 50.69 | 2016 | 4.25 | 2016-09-30
Spain | ESP | 2016-09-26 11:00 | 2016-09-26 13:00 | 50.08 | 2016 | 4.25 | 2016-09-30
Spain | ESP | 2016-09-26 12:00 | 2016-09-26 14:00 | 49.69 | 2016 | 4.25 | 2016-09-30
Spain | ESP | 2016-09-26 13:00 | 2016-09-26 15:00 | 49.03 | 2016 | 4.25 | 2016-09-30
Spain | ESP | 2016-09-26 14:00 | 2016-09-26 16:00 | 49.03 | 2016 | 4.25 | 2016-09-30
Spain | ESP | 2016-09-26 15:00 | 2016-09-26 17:00 | 49.19 | 2016 | 4.25 | 2016-09-30
Spain | ESP | 2016-09-26 16:00 | 2016-09-26 18:00 | 49.55 | 2016 | 4.25 | 2016-09-30
Spain | ESP | 2016-09-26 17:00 | 2016-09-26 19:00 | 53.66 | 2016 | 4.25 | 2016-09-30
Spain | ESP | 2016-09-26 18:00 | 2016-09-26 20:00 | 51.23 | 2016 | 4.25 | 2016-09-30
Spain | ESP | 2016-09-26 19:00 | 2016-09-26 21:00 | 51 | 2016 | 4.25 | 2016-09-30
Spain | ESP | 2016-09-26 20:00 | 2016-09-26 22:00 | 47.69 | 2016 | 4.25 | 2016-09-30
Spain | ESP | 2016-09-26 21:00 | 2016-09-26 23:00 | 42.1 | 2016 | 4.25 | 2016-09-30
Spain | ESP | 2016-09-26 22:00 | 2016-09-27 | 41 | 2016 | 4.25 | 2016-09-30
Spain | ESP | 2016-09-26 23:00 | 2016-09-27 01:00 | 38.39 | 2016 | 4.25 | 2016-09-30
Spain | ESP | 2016-09-27 | 2016-09-27 02:00 | 36.51 | 2016 | 4.25 | 2016-09-30
Spain | ESP | 2016-09-27 01:00 | 2016-09-27 03:00 | 35.2 | 2016 | 4.25 | 2016-09-30
Spain | ESP | 2016-09-27 02:00 | 2016-09-27 04:00 | 35.2 | 2016 | 4.25 | 2016-09-30
Spain | ESP | 2016-09-27 03:00 | 2016-09-27 05:00 | 36.29 | 2016 | 4.25 | 2016-09-30
Spain | ESP | 2016-09-27 04:00 | 2016-09-27 06:00 | 43 | 2016 | 4.25 | 2016-09-30
Spain | ESP | 2016-09-27 05:00 | 2016-09-27 07:00 | 49 | 2016 | 4.25 | 2016-09-30
Spain | ESP | 2016-09-27 06:00 | 2016-09-27 08:00 | 50 | 2016 | 4.25 | 2016-09-30
Spain | ESP | 2016-09-27 07:00 | 2016-09-27 09:00 | 48.69 | 2016 | 4.25 | 2016-09-30
Spain | ESP | 2016-09-27 08:00 | 2016-09-27 10:00 | 48 | 2016 | 4.25 | 2016-09-30
Spain | ESP | 2016-09-27 09:00 | 2016-09-27 11:00 | 46.69 | 2016 | 4.25 | 2016-09-30
Spain | ESP | 2016-09-27 10:00 | 2016-09-27 12:00 | 47.69 | 2016 | 4.25 | 2016-09-30
Spain | ESP | 2016-09-27 11:00 | 2016-09-27 13:00 | 47.69 | 2016 | 4.25 | 2016-09-30
Spain | ESP | 2016-09-27 12:00 | 2016-09-27 14:00 | 45.46 | 2016 | 4.25 | 2016-09-30
Spain | ESP | 2016-09-27 13:00 | 2016-09-27 15:00 | 44.94 | 2016 | 4.25 | 2016-09-30
Spain | ESP | 2016-09-27 14:00 | 2016-09-27 16:00 | 44.97 | 2016 | 4.25 | 2016-09-30
Spain | ESP | 2016-09-27 15:00 | 2016-09-27 17:00 | 44.96 | 2016 | 4.25 | 2016-09-30
Spain | ESP | 2016-09-27 16:00 | 2016-09-27 18:00 | 45.76 | 2016 | 4.25 | 2016-09-30
Spain | ESP | 2016-09-27 17:00 | 2016-09-27 19:00 | 49.1 | 2016 | 4.25 | 2016-09-30
Spain | ESP | 2016-09-27 18:00 | 2016-09-27 20:00 | 48.87 | 2016 | 4.25 | 2016-09-30
Spain | ESP | 2016-09-27 19:00 | 2016-09-27 21:00 | 47.69 | 2016 | 4.25 | 2016-09-30
Spain | ESP | 2016-09-27 20:00 | 2016-09-27 22:00 | 43.5 | 2016 | 4.25 | 2016-09-30
Spain | ESP | 2016-09-27 21:00 | 2016-09-27 23:00 | 38.81 | 2016 | 4.25 | 2016-09-30
Spain | ESP | 2016-09-27 22:00 | 2016-09-28 | 39 | 2016 | 4.25 | 2016-09-30
Spain | ESP | 2016-09-27 23:00 | 2016-09-28 01:00 | 33.94 | 2016 | 4.25 | 2016-09-30
Spain | ESP | 2016-09-28 | 2016-09-28 02:00 | 32.41 | 2016 | 4.25 | 2016-09-30
Spain | ESP | 2016-09-28 01:00 | 2016-09-28 03:00 | 32 | 2016 | 4.25 | 2016-09-30
Spain | ESP | 2016-09-28 02:00 | 2016-09-28 04:00 | 32 | 2016 | 4.25 | 2016-09-30
Spain | ESP | 2016-09-28 03:00 | 2016-09-28 05:00 | 32.41 | 2016 | 4.25 | 2016-09-30
Spain | ESP | 2016-09-28 04:00 | 2016-09-28 06:00 | 39.98 | 2016 | 4.25 | 2016-09-30
Spain | ESP | 2016-09-28 05:00 | 2016-09-28 07:00 | 47.3 | 2016 | 4.25 | 2016-09-30
Spain | ESP | 2016-09-28 06:00 | 2016-09-28 08:00 | 48.26 | 2016 | 4.25 | 2016-09-30
Spain | ESP | 2016-09-28 07:00 | 2016-09-28 09:00 | 48.26 | 2016 | 4.25 | 2016-09-30
Spain | ESP | 2016-09-28 08:00 | 2016-09-28 10:00 | 48.69 | 2016 | 4.25 | 2016-09-30
Spain | ESP | 2016-09-28 09:00 | 2016-09-28 11:00 | 48 | 2016 | 4.25 | 2016-09-30
Spain | ESP | 2016-09-28 10:00 | 2016-09-28 12:00 | 46.88 | 2016 | 4.25 | 2016-09-30
Spain | ESP | 2016-09-28 11:00 | 2016-09-28 13:00 | 46.23 | 2016 | 4.25 | 2016-09-30
Spain | ESP | 2016-09-28 12:00 | 2016-09-28 14:00 | 45 | 2016 | 4.25 | 2016-09-30
Spain | ESP | 2016-09-28 13:00 | 2016-09-28 15:00 | 44.06 | 2016 | 4.25 | 2016-09-30
Spain | ESP | 2016-09-28 14:00 | 2016-09-28 16:00 | 44.26 | 2016 | 4.25 | 2016-09-30
Spain | ESP | 2016-09-28 15:00 | 2016-09-28 17:00 | 47 | 2016 | 4.25 | 2016-09-30
Spain | ESP | 2016-09-28 16:00 | 2016-09-28 18:00 | 47.88 | 2016 | 4.25 | 2016-09-30
Spain | ESP | 2016-09-28 17:00 | 2016-09-28 19:00 | 49.03 | 2016 | 4.25 | 2016-09-30
Spain | ESP | 2016-09-28 18:00 | 2016-09-28 20:00 | 50.87 | 2016 | 4.25 | 2016-09-30
Spain | ESP | 2016-09-28 19:00 | 2016-09-28 21:00 | 48.69 | 2016 | 4.25 | 2016-09-30
Spain | ESP | 2016-09-28 20:00 | 2016-09-28 22:00 | 45.15 | 2016 | 4.25 | 2016-09-30
Spain | ESP | 2016-09-28 21:00 | 2016-09-28 23:00 | 40 | 2016 | 4.25 | 2016-09-30
Spain | ESP | 2016-09-28 22:00 | 2016-09-29 | 40.36 | 2016 | 4.25 | 2016-09-30
Spain | ESP | 2016-09-28 23:00 | 2016-09-29 01:00 | 36.35 | 2016 | 4.25 | 2016-09-30
Spain | ESP | 2016-09-29 | 2016-09-29 02:00 | 33.09 | 2016 | 4.25 | 2016-09-30
Spain | ESP | 2016-09-29 01:00 | 2016-09-29 03:00 | 32.6 | 2016 | 4.25 | 2016-09-30
Spain | ESP | 2016-09-29 02:00 | 2016-09-29 04:00 | 32.7 | 2016 | 4.25 | 2016-09-30
Spain | ESP | 2016-09-29 03:00 | 2016-09-29 05:00 | 33.44 | 2016 | 4.25 | 2016-09-30
Spain | ESP | 2016-09-29 04:00 | 2016-09-29 06:00 | 38.07 | 2016 | 4.25 | 2016-09-30
Spain | ESP | 2016-09-29 05:00 | 2016-09-29 07:00 | 47.2 | 2016 | 4.25 | 2016-09-30
Spain | ESP | 2016-09-29 06:00 | 2016-09-29 08:00 | 46.8 | 2016 | 4.25 | 2016-09-30
Spain | ESP | 2016-09-29 07:00 | 2016-09-29 09:00 | 47.25 | 2016 | 4.25 | 2016-09-30
Spain | ESP | 2016-09-29 08:00 | 2016-09-29 10:00 | 46.44 | 2016 | 4.25 | 2016-09-30
Spain | ESP | 2016-09-29 09:00 | 2016-09-29 11:00 | 45.11 | 2016 | 4.25 | 2016-09-30
Spain | ESP | 2016-09-29 10:00 | 2016-09-29 12:00 | 45.7 | 2016 | 4.25 | 2016-09-30
Spain | ESP | 2016-09-29 11:00 | 2016-09-29 13:00 | 45.7 | 2016 | 4.25 | 2016-09-30
Spain | ESP | 2016-09-29 12:00 | 2016-09-29 14:00 | 44.5 | 2016 | 4.25 | 2016-09-30
Spain | ESP | 2016-09-29 13:00 | 2016-09-29 15:00 | 44.32 | 2016 | 4.25 | 2016-09-30
Spain | ESP | 2016-09-29 14:00 | 2016-09-29 16:00 | 45.19 | 2016 | 4.25 | 2016-09-30
Spain | ESP | 2016-09-29 15:00 | 2016-09-29 17:00 | 46.9 | 2016 | 4.25 | 2016-09-30
Spain | ESP | 2016-09-29 16:00 | 2016-09-29 18:00 | 48.02 | 2016 | 4.25 | 2016-09-30
Spain | ESP | 2016-09-29 17:00 | 2016-09-29 19:00 | 50.3 | 2016 | 4.25 | 2016-09-30
Spain | ESP | 2016-09-29 18:00 | 2016-09-29 20:00 | 52.48 | 2016 | 4.25 | 2016-09-30
Spain | ESP | 2016-09-29 19:00 | 2016-09-29 21:00 | 50.08 | 2016 | 4.25 | 2016-09-30
Spain | ESP | 2016-09-29 20:00 | 2016-09-29 22:00 | 48.27 | 2016 | 4.25 | 2016-09-30
Spain | ESP | 2016-09-29 21:00 | 2016-09-29 23:00 | 44 | 2016 | 4.25 | 2016-09-30
Spain | ESP | 2016-09-29 22:00 | 2016-09-30 | 42.86 | 2016 | 4.25 | 2016-09-30
Spain | ESP | 2016-09-29 23:00 | 2016-09-30 01:00 | 39.44 | 2016 | 4.25 | 2016-09-30
Spain | ESP | 2016-09-30 | 2016-09-30 02:00 | 37.94 | 2016 | 4.25 | 2016-09-30
Spain | ESP | 2016-09-30 01:00 | 2016-09-30 03:00 | 37.69 | 2016 | 4.25 | 2016-09-30
Spain | ESP | 2016-09-30 02:00 | 2016-09-30 04:00 | 37.69 | 2016 | 4.25 | 2016-09-30
Spain | ESP | 2016-09-30 03:00 | 2016-09-30 05:00 | 38.46 | 2016 | 4.25 | 2016-09-30
Spain | ESP | 2016-09-30 04:00 | 2016-09-30 06:00 | 43.02 | 2016 | 4.25 | 2016-09-30
Spain | ESP | 2016-09-30 05:00 | 2016-09-30 07:00 | 49.66 | 2016 | 4.25 | 2016-09-30
Spain | ESP | 2016-09-30 06:00 | 2016-09-30 08:00 | 50.03 | 2016 | 4.25 | 2016-09-30
Spain | ESP | 2016-09-30 07:00 | 2016-09-30 09:00 | 49.69 | 2016 | 4.25 | 2016-09-30
Spain | ESP | 2016-09-30 08:00 | 2016-09-30 10:00 | 48.87 | 2016 | 4.25 | 2016-09-30
Spain | ESP | 2016-09-30 09:00 | 2016-09-30 11:00 | 47.69 | 2016 | 4.25 | 2016-09-30
Spain | ESP | 2016-09-30 10:00 | 2016-09-30 12:00 | 48.44 | 2016 | 4.25 | 2016-09-30
Spain | ESP | 2016-09-30 11:00 | 2016-09-30 13:00 | 48.2 | 2016 | 4.25 | 2016-09-30
Spain | ESP | 2016-09-30 12:00 | 2016-09-30 14:00 | 45.46 | 2016 | 4.25 | 2016-09-30
Spain | ESP | 2016-09-30 13:00 | 2016-09-30 15:00 | 43.07 | 2016 | 4.25 | 2016-09-30
Spain | ESP | 2016-09-30 14:00 | 2016-09-30 16:00 | 43.89 | 2016 | 4.25 | 2016-09-30
Spain | ESP | 2016-09-30 15:00 | 2016-09-30 17:00 | 48 | 2016 | 4.25 | 2016-09-30
Spain | ESP | 2016-09-30 16:00 | 2016-09-30 18:00 | 48.44 | 2016 | 4.25 | 2016-09-30
Spain | ESP | 2016-09-30 17:00 | 2016-09-30 19:00 | 50.05 | 2016 | 4.25 | 2016-09-30
Spain | ESP | 2016-09-30 18:00 | 2016-09-30 20:00 | 50.49 | 2016 | 4.25 | 2016-09-30
Spain | ESP | 2016-09-30 19:00 | 2016-09-30 21:00 | 49.87 | 2016 | 4.25 | 2016-09-30
Spain | ESP | 2016-09-30 20:00 | 2016-09-30 22:00 | 48 | 2016 | 4.25 | 2016-09-30
Spain | ESP | 2016-09-30 21:00 | 2016-09-30 23:00 | 44 | 2016 | 4.25 | 2016-09-30
Spain | ESP | 2016-09-30 22:00 | 2016-10-01 | 45.29 | 2016 | 4.25 | 2016-09-30
Spain | ESP | 2016-09-30 23:00 | 2016-10-01 01:00 | 40.85 | 2016 | 4.25 | 2016-09-30
Spain | ESP | 2016-10-01 | 2016-10-01 02:00 | 39 | 2016 | 5.34 | 2016-10-31
Spain | ESP | 2016-10-01 01:00 | 2016-10-01 03:00 | 37.94 | 2016 | 5.34 | 2016-10-31
Spain | ESP | 2016-10-01 02:00 | 2016-10-01 04:00 | 37.9 | 2016 | 5.34 | 2016-10-31
Spain | ESP | 2016-10-01 03:00 | 2016-10-01 05:00 | 37.69 | 2016 | 5.34 | 2016-10-31
Spain | ESP | 2016-10-01 04:00 | 2016-10-01 06:00 | 38.35 | 2016 | 5.34 | 2016-10-31
Spain | ESP | 2016-10-01 05:00 | 2016-10-01 07:00 | 40.71 | 2016 | 5.34 | 2016-10-31
Spain | ESP | 2016-10-01 06:00 | 2016-10-01 08:00 | 44.69 | 2016 | 5.34 | 2016-10-31
Spain | ESP | 2016-10-01 07:00 | 2016-10-01 09:00 | 48.6 | 2016 | 5.34 | 2016-10-31
Spain | ESP | 2016-10-01 08:00 | 2016-10-01 10:00 | 47.81 | 2016 | 5.34 | 2016-10-31
Spain | ESP | 2016-10-01 09:00 | 2016-10-01 11:00 | 46.78 | 2016 | 5.34 | 2016-10-31
Spain | ESP | 2016-10-01 10:00 | 2016-10-01 12:00 | 47.69 | 2016 | 5.34 | 2016-10-31
Spain | ESP | 2016-10-01 11:00 | 2016-10-01 13:00 | 48.66 | 2016 | 5.34 | 2016-10-31
Spain | ESP | 2016-10-01 12:00 | 2016-10-01 14:00 | 46.07 | 2016 | 5.34 | 2016-10-31
Spain | ESP | 2016-10-01 13:00 | 2016-10-01 15:00 | 41.24 | 2016 | 5.34 | 2016-10-31
Spain | ESP | 2016-10-01 14:00 | 2016-10-01 16:00 | 40.13 | 2016 | 5.34 | 2016-10-31
Spain | ESP | 2016-10-01 15:00 | 2016-10-01 17:00 | 39.44 | 2016 | 5.34 | 2016-10-31
Spain | ESP | 2016-10-01 16:00 | 2016-10-01 18:00 | 46.69 | 2016 | 5.34 | 2016-10-31
Spain | ESP | 2016-10-01 17:00 | 2016-10-01 19:00 | 47.01 | 2016 | 5.34 | 2016-10-31
Spain | ESP | 2016-10-01 18:00 | 2016-10-01 20:00 | 50.05 | 2016 | 5.34 | 2016-10-31
Spain | ESP | 2016-10-01 19:00 | 2016-10-01 21:00 | 50.08 | 2016 | 5.34 | 2016-10-31
Spain | ESP | 2016-10-01 20:00 | 2016-10-01 22:00 | 48.87 | 2016 | 5.34 | 2016-10-31
Spain | ESP | 2016-10-01 21:00 | 2016-10-01 23:00 | 44.69 | 2016 | 5.34 | 2016-10-31
Spain | ESP | 2016-10-01 22:00 | 2016-10-02 | 43.5 | 2016 | 5.34 | 2016-10-31
Spain | ESP | 2016-10-01 23:00 | 2016-10-02 01:00 | 40.51 | 2016 | 5.34 | 2016-10-31
Spain | ESP | 2016-10-02 | 2016-10-02 02:00 | 38.35 | 2016 | 5.34 | 2016-10-31
Spain | ESP | 2016-10-02 01:00 | 2016-10-02 03:00 | 37.9 | 2016 | 5.34 | 2016-10-31
Spain | ESP | 2016-10-02 02:00 | 2016-10-02 04:00 | 37.9 | 2016 | 5.34 | 2016-10-31
Spain | ESP | 2016-10-02 03:00 | 2016-10-02 05:00 | 37.9 | 2016 | 5.34 | 2016-10-31
Spain | ESP | 2016-10-02 04:00 | 2016-10-02 06:00 | 38.35 | 2016 | 5.34 | 2016-10-31
Spain | ESP | 2016-10-02 05:00 | 2016-10-02 07:00 | 40.51 | 2016 | 5.34 | 2016-10-31
Spain | ESP | 2016-10-02 06:00 | 2016-10-02 08:00 | 40.37 | 2016 | 5.34 | 2016-10-31
Spain | ESP | 2016-10-02 07:00 | 2016-10-02 09:00 | 46.07 | 2016 | 5.34 | 2016-10-31
Spain | ESP | 2016-10-02 08:00 | 2016-10-02 10:00 | 47.01 | 2016 | 5.34 | 2016-10-31
Spain | ESP | 2016-10-02 09:00 | 2016-10-02 11:00 | 46.69 | 2016 | 5.34 | 2016-10-31
Spain | ESP | 2016-10-02 10:00 | 2016-10-02 12:00 | 46.69 | 2016 | 5.34 | 2016-10-31
Spain | ESP | 2016-10-02 11:00 | 2016-10-02 13:00 | 46.69 | 2016 | 5.34 | 2016-10-31
Spain | ESP | 2016-10-02 12:00 | 2016-10-02 14:00 | 44.78 | 2016 | 5.34 | 2016-10-31
Spain | ESP | 2016-10-02 13:00 | 2016-10-02 15:00 | 39.35 | 2016 | 5.34 | 2016-10-31
Spain | ESP | 2016-10-02 14:00 | 2016-10-02 16:00 | 37.9 | 2016 | 5.34 | 2016-10-31
Spain | ESP | 2016-10-02 15:00 | 2016-10-02 17:00 | 37.9 | 2016 | 5.34 | 2016-10-31
Spain | ESP | 2016-10-02 16:00 | 2016-10-02 18:00 | 41.46 | 2016 | 5.34 | 2016-10-31
Spain | ESP | 2016-10-02 17:00 | 2016-10-02 19:00 | 49.35 | 2016 | 5.34 | 2016-10-31
Spain | ESP | 2016-10-02 18:00 | 2016-10-02 20:00 | 53.48 | 2016 | 5.34 | 2016-10-31
Spain | ESP | 2016-10-02 19:00 | 2016-10-02 21:00 | 54.69 | 2016 | 5.34 | 2016-10-31
Spain | ESP | 2016-10-02 20:00 | 2016-10-02 22:00 | 52.44 | 2016 | 5.34 | 2016-10-31
Spain | ESP | 2016-10-02 21:00 | 2016-10-02 23:00 | 50.69 | 2016 | 5.34 | 2016-10-31
Spain | ESP | 2016-10-02 22:00 | 2016-10-03 | 45.86 | 2016 | 5.34 | 2016-10-31
Spain | ESP | 2016-10-02 23:00 | 2016-10-03 01:00 | 42 | 2016 | 5.34 | 2016-10-31
Spain | ESP | 2016-10-03 | 2016-10-03 02:00 | 39.86 | 2016 | 5.34 | 2016-10-31
Spain | ESP | 2016-10-03 01:00 | 2016-10-03 03:00 | 38.53 | 2016 | 5.34 | 2016-10-31
Spain | ESP | 2016-10-03 02:00 | 2016-10-03 04:00 | 38.35 | 2016 | 5.34 | 2016-10-31
Spain | ESP | 2016-10-03 03:00 | 2016-10-03 05:00 | 39.74 | 2016 | 5.34 | 2016-10-31
Spain | ESP | 2016-10-03 04:00 | 2016-10-03 06:00 | 45.72 | 2016 | 5.34 | 2016-10-31
Spain | ESP | 2016-10-03 05:00 | 2016-10-03 07:00 | 52.23 | 2016 | 5.34 | 2016-10-31
Spain | ESP | 2016-10-03 06:00 | 2016-10-03 08:00 | 53.49 | 2016 | 5.34 | 2016-10-31
Spain | ESP | 2016-10-03 07:00 | 2016-10-03 09:00 | 53.39 | 2016 | 5.34 | 2016-10-31
Spain | ESP | 2016-10-03 08:00 | 2016-10-03 10:00 | 52.75 | 2016 | 5.34 | 2016-10-31
Spain | ESP | 2016-10-03 09:00 | 2016-10-03 11:00 | 51.16 | 2016 | 5.34 | 2016-10-31
Spain | ESP | 2016-10-03 10:00 | 2016-10-03 12:00 | 50.94 | 2016 | 5.34 | 2016-10-31
Spain | ESP | 2016-10-03 11:00 | 2016-10-03 13:00 | 50.48 | 2016 | 5.34 | 2016-10-31
Spain | ESP | 2016-10-03 12:00 | 2016-10-03 14:00 | 49.89 | 2016 | 5.34 | 2016-10-31
Spain | ESP | 2016-10-03 13:00 | 2016-10-03 15:00 | 46.95 | 2016 | 5.34 | 2016-10-31
Spain | ESP | 2016-10-03 14:00 | 2016-10-03 16:00 | 47.6 | 2016 | 5.34 | 2016-10-31
Spain | ESP | 2016-10-03 15:00 | 2016-10-03 17:00 | 49.69 | 2016 | 5.34 | 2016-10-31
Spain | ESP | 2016-10-03 16:00 | 2016-10-03 18:00 | 51.66 | 2016 | 5.34 | 2016-10-31
Spain | ESP | 2016-10-03 17:00 | 2016-10-03 19:00 | 53.77 | 2016 | 5.34 | 2016-10-31
Spain | ESP | 2016-10-03 18:00 | 2016-10-03 20:00 | 56.65 | 2016 | 5.34 | 2016-10-31
Spain | ESP | 2016-10-03 19:00 | 2016-10-03 21:00 | 54.07 | 2016 | 5.34 | 2016-10-31
Spain | ESP | 2016-10-03 20:00 | 2016-10-03 22:00 | 51.57 | 2016 | 5.34 | 2016-10-31
Spain | ESP | 2016-10-03 21:00 | 2016-10-03 23:00 | 49.77 | 2016 | 5.34 | 2016-10-31
Spain | ESP | 2016-10-03 22:00 | 2016-10-04 | 50.91 | 2016 | 5.34 | 2016-10-31
Spain | ESP | 2016-10-03 23:00 | 2016-10-04 01:00 | 50 | 2016 | 5.34 | 2016-10-31
Spain | ESP | 2016-10-04 | 2016-10-04 02:00 | 48.69 | 2016 | 5.34 | 2016-10-31
Spain | ESP | 2016-10-04 01:00 | 2016-10-04 03:00 | 48 | 2016 | 5.34 | 2016-10-31
Spain | ESP | 2016-10-04 02:00 | 2016-10-04 04:00 | 48 | 2016 | 5.34 | 2016-10-31
Spain | ESP | 2016-10-04 03:00 | 2016-10-04 05:00 | 49.1 | 2016 | 5.34 | 2016-10-31
Spain | ESP | 2016-10-04 04:00 | 2016-10-04 06:00 | 52.23 | 2016 | 5.34 | 2016-10-31
Spain | ESP | 2016-10-04 05:00 | 2016-10-04 07:00 | 55.99 | 2016 | 5.34 | 2016-10-31
Spain | ESP | 2016-10-04 06:00 | 2016-10-04 08:00 | 55.39 | 2016 | 5.34 | 2016-10-31
Spain | ESP | 2016-10-04 07:00 | 2016-10-04 09:00 | 55.99 | 2016 | 5.34 | 2016-10-31
Spain | ESP | 2016-10-04 08:00 | 2016-10-04 10:00 | 55.09 | 2016 | 5.34 | 2016-10-31
Spain | ESP | 2016-10-04 09:00 | 2016-10-04 11:00 | 54.07 | 2016 | 5.34 | 2016-10-31
Spain | ESP | 2016-10-04 10:00 | 2016-10-04 12:00 | 54.39 | 2016 | 5.34 | 2016-10-31
Spain | ESP | 2016-10-04 11:00 | 2016-10-04 13:00 | 54.27 | 2016 | 5.34 | 2016-10-31
Spain | ESP | 2016-10-04 12:00 | 2016-10-04 14:00 | 53.58 | 2016 | 5.34 | 2016-10-31
Spain | ESP | 2016-10-04 13:00 | 2016-10-04 15:00 | 52.75 | 2016 | 5.34 | 2016-10-31
Spain | ESP | 2016-10-04 14:00 | 2016-10-04 16:00 | 52.69 | 2016 | 5.34 | 2016-10-31
Spain | ESP | 2016-10-04 15:00 | 2016-10-04 17:00 | 52.75 | 2016 | 5.34 | 2016-10-31
Spain | ESP | 2016-10-04 16:00 | 2016-10-04 18:00 | 53.48 | 2016 | 5.34 | 2016-10-31
Spain | ESP | 2016-10-04 17:00 | 2016-10-04 19:00 | 54.85 | 2016 | 5.34 | 2016-10-31
Spain | ESP | 2016-10-04 18:00 | 2016-10-04 20:00 | 55.99 | 2016 | 5.34 | 2016-10-31
Spain | ESP | 2016-10-04 19:00 | 2016-10-04 21:00 | 54.95 | 2016 | 5.34 | 2016-10-31
Spain | ESP | 2016-10-04 20:00 | 2016-10-04 22:00 | 51.16 | 2016 | 5.34 | 2016-10-31
Spain | ESP | 2016-10-04 21:00 | 2016-10-04 23:00 | 46.76 | 2016 | 5.34 | 2016-10-31
Spain | ESP | 2016-10-04 22:00 | 2016-10-05 | 48.07 | 2016 | 5.34 | 2016-10-31
Spain | ESP | 2016-10-04 23:00 | 2016-10-05 01:00 | 43 | 2016 | 5.34 | 2016-10-31
Spain | ESP | 2016-10-05 | 2016-10-05 02:00 | 40.69 | 2016 | 5.34 | 2016-10-31
Spain | ESP | 2016-10-05 01:00 | 2016-10-05 03:00 | 40 | 2016 | 5.34 | 2016-10-31
Spain | ESP | 2016-10-05 02:00 | 2016-10-05 04:00 | 39.34 | 2016 | 5.34 | 2016-10-31
Spain | ESP | 2016-10-05 03:00 | 2016-10-05 05:00 | 41.11 | 2016 | 5.34 | 2016-10-31
Spain | ESP | 2016-10-05 04:00 | 2016-10-05 06:00 | 50.69 | 2016 | 5.34 | 2016-10-31
Spain | ESP | 2016-10-05 05:00 | 2016-10-05 07:00 | 52.98 | 2016 | 5.34 | 2016-10-31
Spain | ESP | 2016-10-05 06:00 | 2016-10-05 08:00 | 53.58 | 2016 | 5.34 | 2016-10-31
Spain | ESP | 2016-10-05 07:00 | 2016-10-05 09:00 | 53.76 | 2016 | 5.34 | 2016-10-31
Spain | ESP | 2016-10-05 08:00 | 2016-10-05 10:00 | 52.98 | 2016 | 5.34 | 2016-10-31
Spain | ESP | 2016-10-05 09:00 | 2016-10-05 11:00 | 51.21 | 2016 | 5.34 | 2016-10-31
Spain | ESP | 2016-10-05 10:00 | 2016-10-05 12:00 | 52.51 | 2016 | 5.34 | 2016-10-31
Spain | ESP | 2016-10-05 11:00 | 2016-10-05 13:00 | 52.98 | 2016 | 5.34 | 2016-10-31
Spain | ESP | 2016-10-05 12:00 | 2016-10-05 14:00 | 51.6 | 2016 | 5.34 | 2016-10-31
Spain | ESP | 2016-10-05 13:00 | 2016-10-05 15:00 | 50.82 | 2016 | 5.34 | 2016-10-31
Spain | ESP | 2016-10-05 14:00 | 2016-10-05 16:00 | 51.16 | 2016 | 5.34 | 2016-10-31
Spain | ESP | 2016-10-05 15:00 | 2016-10-05 17:00 | 51.75 | 2016 | 5.34 | 2016-10-31
Spain | ESP | 2016-10-05 16:00 | 2016-10-05 18:00 | 52.23 | 2016 | 5.34 | 2016-10-31
Spain | ESP | 2016-10-05 17:00 | 2016-10-05 19:00 | 55.69 | 2016 | 5.34 | 2016-10-31
Spain | ESP | 2016-10-05 18:00 | 2016-10-05 20:00 | 56.65 | 2016 | 5.34 | 2016-10-31
Spain | ESP | 2016-10-05 19:00 | 2016-10-05 21:00 | 55.8 | 2016 | 5.34 | 2016-10-31
Spain | ESP | 2016-10-05 20:00 | 2016-10-05 22:00 | 52.98 | 2016 | 5.34 | 2016-10-31
Spain | ESP | 2016-10-05 21:00 | 2016-10-05 23:00 | 51.57 | 2016 | 5.34 | 2016-10-31
Spain | ESP | 2016-10-05 22:00 | 2016-10-06 | 52.29 | 2016 | 5.34 | 2016-10-31
Spain | ESP | 2016-10-05 23:00 | 2016-10-06 01:00 | 50.69 | 2016 | 5.34 | 2016-10-31
Spain | ESP | 2016-10-06 | 2016-10-06 02:00 | 48.2 | 2016 | 5.34 | 2016-10-31
Spain | ESP | 2016-10-06 01:00 | 2016-10-06 03:00 | 47.07 | 2016 | 5.34 | 2016-10-31
Spain | ESP | 2016-10-06 02:00 | 2016-10-06 04:00 | 46.99 | 2016 | 5.34 | 2016-10-31
Spain | ESP | 2016-10-06 03:00 | 2016-10-06 05:00 | 48.69 | 2016 | 5.34 | 2016-10-31
Spain | ESP | 2016-10-06 04:00 | 2016-10-06 06:00 | 52.75 | 2016 | 5.34 | 2016-10-31
Spain | ESP | 2016-10-06 05:00 | 2016-10-06 07:00 | 56.69 | 2016 | 5.34 | 2016-10-31
Spain | ESP | 2016-10-06 06:00 | 2016-10-06 08:00 | 56.65 | 2016 | 5.34 | 2016-10-31
Spain | ESP | 2016-10-06 07:00 | 2016-10-06 09:00 | 56.69 | 2016 | 5.34 | 2016-10-31
Spain | ESP | 2016-10-06 08:00 | 2016-10-06 10:00 | 56.01 | 2016 | 5.34 | 2016-10-31
Spain | ESP | 2016-10-06 09:00 | 2016-10-06 11:00 | 53.89 | 2016 | 5.34 | 2016-10-31
Spain | ESP | 2016-10-06 10:00 | 2016-10-06 12:00 | 53.58 | 2016 | 5.34 | 2016-10-31
Spain | ESP | 2016-10-06 11:00 | 2016-10-06 13:00 | 52.98 | 2016 | 5.34 | 2016-10-31
Spain | ESP | 2016-10-06 12:00 | 2016-10-06 14:00 | 51.9 | 2016 | 5.34 | 2016-10-31
Spain | ESP | 2016-10-06 13:00 | 2016-10-06 15:00 | 50.4 | 2016 | 5.34 | 2016-10-31
Spain | ESP | 2016-10-06 14:00 | 2016-10-06 16:00 | 50.67 | 2016 | 5.34 | 2016-10-31
Spain | ESP | 2016-10-06 15:00 | 2016-10-06 17:00 | 48.02 | 2016 | 5.34 | 2016-10-31
Spain | ESP | 2016-10-06 16:00 | 2016-10-06 18:00 | 52.2 | 2016 | 5.34 | 2016-10-31
Spain | ESP | 2016-10-06 17:00 | 2016-10-06 19:00 | 54.49 | 2016 | 5.34 | 2016-10-31
Spain | ESP | 2016-10-06 18:00 | 2016-10-06 20:00 | 57.54 | 2016 | 5.34 | 2016-10-31
Spain | ESP | 2016-10-06 19:00 | 2016-10-06 21:00 | 54.69 | 2016 | 5.34 | 2016-10-31
Spain | ESP | 2016-10-06 20:00 | 2016-10-06 22:00 | 52.23 | 2016 | 5.34 | 2016-10-31
Spain | ESP | 2016-10-06 21:00 | 2016-10-06 23:00 | 51.1 | 2016 | 5.34 | 2016-10-31
Spain | ESP | 2016-10-06 22:00 | 2016-10-07 | 53.6 | 2016 | 5.34 | 2016-10-31
Spain | ESP | 2016-10-06 23:00 | 2016-10-07 01:00 | 52.79 | 2016 | 5.34 | 2016-10-31
Spain | ESP | 2016-10-07 | 2016-10-07 02:00 | 51.69 | 2016 | 5.34 | 2016-10-31
Spain | ESP | 2016-10-07 01:00 | 2016-10-07 03:00 | 51.16 | 2016 | 5.34 | 2016-10-31
Spain | ESP | 2016-10-07 02:00 | 2016-10-07 04:00 | 51.01 | 2016 | 5.34 | 2016-10-31
Spain | ESP | 2016-10-07 03:00 | 2016-10-07 05:00 | 51.69 | 2016 | 5.34 | 2016-10-31
Spain | ESP | 2016-10-07 04:00 | 2016-10-07 06:00 | 54.07 | 2016 | 5.34 | 2016-10-31
Spain | ESP | 2016-10-07 05:00 | 2016-10-07 07:00 | 58.69 | 2016 | 5.34 | 2016-10-31
Spain | ESP | 2016-10-07 06:00 | 2016-10-07 08:00 | 58.5 | 2016 | 5.34 | 2016-10-31
Spain | ESP | 2016-10-07 07:00 | 2016-10-07 09:00 | 58.75 | 2016 | 5.34 | 2016-10-31
Spain | ESP | 2016-10-07 08:00 | 2016-10-07 10:00 | 58.5 | 2016 | 5.34 | 2016-10-31
Spain | ESP | 2016-10-07 09:00 | 2016-10-07 11:00 | 56.69 | 2016 | 5.34 | 2016-10-31
Spain | ESP | 2016-10-07 10:00 | 2016-10-07 12:00 | 56.69 | 2016 | 5.34 | 2016-10-31
Spain | ESP | 2016-10-07 11:00 | 2016-10-07 13:00 | 56.65 | 2016 | 5.34 | 2016-10-31
Spain | ESP | 2016-10-07 12:00 | 2016-10-07 14:00 | 54.49 | 2016 | 5.34 | 2016-10-31
Spain | ESP | 2016-10-07 13:00 | 2016-10-07 15:00 | 53.58 | 2016 | 5.34 | 2016-10-31
Spain | ESP | 2016-10-07 14:00 | 2016-10-07 16:00 | 53.28 | 2016 | 5.34 | 2016-10-31
Spain | ESP | 2016-10-07 15:00 | 2016-10-07 17:00 | 53.5 | 2016 | 5.34 | 2016-10-31
Spain | ESP | 2016-10-07 16:00 | 2016-10-07 18:00 | 54.07 | 2016 | 5.34 | 2016-10-31
Spain | ESP | 2016-10-07 17:00 | 2016-10-07 19:00 | 56.69 | 2016 | 5.34 | 2016-10-31
Spain | ESP | 2016-10-07 18:00 | 2016-10-07 20:00 | 59.1 | 2016 | 5.34 | 2016-10-31
Spain | ESP | 2016-10-07 19:00 | 2016-10-07 21:00 | 57.69 | 2016 | 5.34 | 2016-10-31
Spain | ESP | 2016-10-07 20:00 | 2016-10-07 22:00 | 55 | 2016 | 5.34 | 2016-10-31
Spain | ESP | 2016-10-07 21:00 | 2016-10-07 23:00 | 48.28 | 2016 | 5.34 | 2016-10-31
Spain | ESP | 2016-10-07 22:00 | 2016-10-08 | 53.24 | 2016 | 5.34 | 2016-10-31
Spain | ESP | 2016-10-07 23:00 | 2016-10-08 01:00 | 50 | 2016 | 5.34 | 2016-10-31
Spain | ESP | 2016-10-08 | 2016-10-08 02:00 | 47.07 | 2016 | 5.34 | 2016-10-31
Spain | ESP | 2016-10-08 01:00 | 2016-10-08 03:00 | 43.44 | 2016 | 5.34 | 2016-10-31
Spain | ESP | 2016-10-08 02:00 | 2016-10-08 04:00 | 43.19 | 2016 | 5.34 | 2016-10-31
Spain | ESP | 2016-10-08 03:00 | 2016-10-08 05:00 | 42.84 | 2016 | 5.34 | 2016-10-31
Spain | ESP | 2016-10-08 04:00 | 2016-10-08 06:00 | 43.39 | 2016 | 5.34 | 2016-10-31
Spain | ESP | 2016-10-08 05:00 | 2016-10-08 07:00 | 48 | 2016 | 5.34 | 2016-10-31
Spain | ESP | 2016-10-08 06:00 | 2016-10-08 08:00 | 49.34 | 2016 | 5.34 | 2016-10-31
Spain | ESP | 2016-10-08 07:00 | 2016-10-08 09:00 | 52.23 | 2016 | 5.34 | 2016-10-31
Spain | ESP | 2016-10-08 08:00 | 2016-10-08 10:00 | 52.98 | 2016 | 5.34 | 2016-10-31
Spain | ESP | 2016-10-08 09:00 | 2016-10-08 11:00 | 52.75 | 2016 | 5.34 | 2016-10-31
Spain | ESP | 2016-10-08 10:00 | 2016-10-08 12:00 | 52.98 | 2016 | 5.34 | 2016-10-31
Spain | ESP | 2016-10-08 11:00 | 2016-10-08 13:00 | 51.61 | 2016 | 5.34 | 2016-10-31
Spain | ESP | 2016-10-08 12:00 | 2016-10-08 14:00 | 51.16 | 2016 | 5.34 | 2016-10-31
Spain | ESP | 2016-10-08 13:00 | 2016-10-08 15:00 | 44.24 | 2016 | 5.34 | 2016-10-31
Spain | ESP | 2016-10-08 14:00 | 2016-10-08 16:00 | 42.69 | 2016 | 5.34 | 2016-10-31
Spain | ESP | 2016-10-08 15:00 | 2016-10-08 17:00 | 42.69 | 2016 | 5.34 | 2016-10-31
Spain | ESP | 2016-10-08 16:00 | 2016-10-08 18:00 | 46 | 2016 | 5.34 | 2016-10-31
Spain | ESP | 2016-10-08 17:00 | 2016-10-08 19:00 | 52.75 | 2016 | 5.34 | 2016-10-31
Spain | ESP | 2016-10-08 18:00 | 2016-10-08 20:00 | 54.49 | 2016 | 5.34 | 2016-10-31
Spain | ESP | 2016-10-08 19:00 | 2016-10-08 21:00 | 52.75 | 2016 | 5.34 | 2016-10-31
Spain | ESP | 2016-10-08 20:00 | 2016-10-08 22:00 | 49.89 | 2016 | 5.34 | 2016-10-31
Spain | ESP | 2016-10-08 21:00 | 2016-10-08 23:00 | 45.55 | 2016 | 5.34 | 2016-10-31
Spain | ESP | 2016-10-08 22:00 | 2016-10-09 | 43.67 | 2016 | 5.34 | 2016-10-31
Spain | ESP | 2016-10-08 23:00 | 2016-10-09 01:00 | 41.56 | 2016 | 5.34 | 2016-10-31
Spain | ESP | 2016-10-09 | 2016-10-09 02:00 | 40.01 | 2016 | 5.34 | 2016-10-31
Spain | ESP | 2016-10-09 01:00 | 2016-10-09 03:00 | 39.54 | 2016 | 5.34 | 2016-10-31
Spain | ESP | 2016-10-09 02:00 | 2016-10-09 04:00 | 38.9 | 2016 | 5.34 | 2016-10-31
Spain | ESP | 2016-10-09 03:00 | 2016-10-09 05:00 | 37.33 | 2016 | 5.34 | 2016-10-31
Spain | ESP | 2016-10-09 04:00 | 2016-10-09 06:00 | 37.33 | 2016 | 5.34 | 2016-10-31
Spain | ESP | 2016-10-09 05:00 | 2016-10-09 07:00 | 38.9 | 2016 | 5.34 | 2016-10-31
Spain | ESP | 2016-10-09 06:00 | 2016-10-09 08:00 | 40.4 | 2016 | 5.34 | 2016-10-31
Spain | ESP | 2016-10-09 07:00 | 2016-10-09 09:00 | 41.79 | 2016 | 5.34 | 2016-10-31
Spain | ESP | 2016-10-09 08:00 | 2016-10-09 10:00 | 42.5 | 2016 | 5.34 | 2016-10-31
Spain | ESP | 2016-10-09 09:00 | 2016-10-09 11:00 | 42.5 | 2016 | 5.34 | 2016-10-31
Spain | ESP | 2016-10-09 10:00 | 2016-10-09 12:00 | 42.5 | 2016 | 5.34 | 2016-10-31
Spain | ESP | 2016-10-09 11:00 | 2016-10-09 13:00 | 44.19 | 2016 | 5.34 | 2016-10-31
Spain | ESP | 2016-10-09 12:00 | 2016-10-09 14:00 | 42.22 | 2016 | 5.34 | 2016-10-31
Spain | ESP | 2016-10-09 13:00 | 2016-10-09 15:00 | 41.04 | 2016 | 5.34 | 2016-10-31
Spain | ESP | 2016-10-09 14:00 | 2016-10-09 16:00 | 40.65 | 2016 | 5.34 | 2016-10-31
Spain | ESP | 2016-10-09 15:00 | 2016-10-09 17:00 | 40.4 | 2016 | 5.34 | 2016-10-31
Spain | ESP | 2016-10-09 16:00 | 2016-10-09 18:00 | 41.29 | 2016 | 5.34 | 2016-10-31
Spain | ESP | 2016-10-09 17:00 | 2016-10-09 19:00 | 52.75 | 2016 | 5.34 | 2016-10-31
Spain | ESP | 2016-10-09 18:00 | 2016-10-09 20:00 | 54.49 | 2016 | 5.34 | 2016-10-31
Spain | ESP | 2016-10-09 19:00 | 2016-10-09 21:00 | 52.98 | 2016 | 5.34 | 2016-10-31
Spain | ESP | 2016-10-09 20:00 | 2016-10-09 22:00 | 50.82 | 2016 | 5.34 | 2016-10-31
Spain | ESP | 2016-10-09 21:00 | 2016-10-09 23:00 | 43.6 | 2016 | 5.34 | 2016-10-31
Spain | ESP | 2016-10-09 22:00 | 2016-10-10 | 45.03 | 2016 | 5.34 | 2016-10-31
Spain | ESP | 2016-10-09 23:00 | 2016-10-10 01:00 | 40 | 2016 | 5.34 | 2016-10-31
Spain | ESP | 2016-10-10 | 2016-10-10 02:00 | 39.39 | 2016 | 5.34 | 2016-10-31
Spain | ESP | 2016-10-10 01:00 | 2016-10-10 03:00 | 39.19 | 2016 | 5.34 | 2016-10-31
Spain | ESP | 2016-10-10 02:00 | 2016-10-10 04:00 | 39.19 | 2016 | 5.34 | 2016-10-31
Spain | ESP | 2016-10-10 03:00 | 2016-10-10 05:00 | 41.88 | 2016 | 5.34 | 2016-10-31
Spain | ESP | 2016-10-10 04:00 | 2016-10-10 06:00 | 52.98 | 2016 | 5.34 | 2016-10-31
Spain | ESP | 2016-10-10 05:00 | 2016-10-10 07:00 | 57.14 | 2016 | 5.34 | 2016-10-31
Spain | ESP | 2016-10-10 06:00 | 2016-10-10 08:00 | 58.5 | 2016 | 5.34 | 2016-10-31
Spain | ESP | 2016-10-10 07:00 | 2016-10-10 09:00 | 59.69 | 2016 | 5.34 | 2016-10-31
Spain | ESP | 2016-10-10 08:00 | 2016-10-10 10:00 | 59.69 | 2016 | 5.34 | 2016-10-31
Spain | ESP | 2016-10-10 09:00 | 2016-10-10 11:00 | 58.5 | 2016 | 5.34 | 2016-10-31
Spain | ESP | 2016-10-10 10:00 | 2016-10-10 12:00 | 57.56 | 2016 | 5.34 | 2016-10-31
Spain | ESP | 2016-10-10 11:00 | 2016-10-10 13:00 | 57.56 | 2016 | 5.34 | 2016-10-31
Spain | ESP | 2016-10-10 12:00 | 2016-10-10 14:00 | 56.33 | 2016 | 5.34 | 2016-10-31
Spain | ESP | 2016-10-10 13:00 | 2016-10-10 15:00 | 54.01 | 2016 | 5.34 | 2016-10-31
Spain | ESP | 2016-10-10 14:00 | 2016-10-10 16:00 | 55 | 2016 | 5.34 | 2016-10-31
Spain | ESP | 2016-10-10 15:00 | 2016-10-10 17:00 | 57.24 | 2016 | 5.34 | 2016-10-31
Spain | ESP | 2016-10-10 16:00 | 2016-10-10 18:00 | 59.69 | 2016 | 5.34 | 2016-10-31
Spain | ESP | 2016-10-10 17:00 | 2016-10-10 19:00 | 60.51 | 2016 | 5.34 | 2016-10-31
Spain | ESP | 2016-10-10 18:00 | 2016-10-10 20:00 | 65 | 2016 | 5.34 | 2016-10-31
Spain | ESP | 2016-10-10 19:00 | 2016-10-10 21:00 | 62.12 | 2016 | 5.34 | 2016-10-31
Spain | ESP | 2016-10-10 20:00 | 2016-10-10 22:00 | 58.45 | 2016 | 5.34 | 2016-10-31
Spain | ESP | 2016-10-10 21:00 | 2016-10-10 23:00 | 55 | 2016 | 5.34 | 2016-10-31
Spain | ESP | 2016-10-10 22:00 | 2016-10-11 | 58.69 | 2016 | 5.34 | 2016-10-31
Spain | ESP | 2016-10-10 23:00 | 2016-10-11 01:00 | 53.58 | 2016 | 5.34 | 2016-10-31
Spain | ESP | 2016-10-11 | 2016-10-11 02:00 | 50 | 2016 | 5.34 | 2016-10-31
Spain | ESP | 2016-10-11 01:00 | 2016-10-11 03:00 | 45.94 | 2016 | 5.34 | 2016-10-31
Spain | ESP | 2016-10-11 02:00 | 2016-10-11 04:00 | 46.12 | 2016 | 5.34 | 2016-10-31
Spain | ESP | 2016-10-11 03:00 | 2016-10-11 05:00 | 51.4 | 2016 | 5.34 | 2016-10-31
Spain | ESP | 2016-10-11 04:00 | 2016-10-11 06:00 | 59.07 | 2016 | 5.34 | 2016-10-31
Spain | ESP | 2016-10-11 05:00 | 2016-10-11 07:00 | 60 | 2016 | 5.34 | 2016-10-31
Spain | ESP | 2016-10-11 06:00 | 2016-10-11 08:00 | 61.03 | 2016 | 5.34 | 2016-10-31
Spain | ESP | 2016-10-11 07:00 | 2016-10-11 09:00 | 62 | 2016 | 5.34 | 2016-10-31
Spain | ESP | 2016-10-11 08:00 | 2016-10-11 10:00 | 61.3 | 2016 | 5.34 | 2016-10-31
Spain | ESP | 2016-10-11 09:00 | 2016-10-11 11:00 | 60 | 2016 | 5.34 | 2016-10-31
Spain | ESP | 2016-10-11 10:00 | 2016-10-11 12:00 | 60 | 2016 | 5.34 | 2016-10-31
Spain | ESP | 2016-10-11 11:00 | 2016-10-11 13:00 | 59.69 | 2016 | 5.34 | 2016-10-31
Spain | ESP | 2016-10-11 12:00 | 2016-10-11 14:00 | 57.05 | 2016 | 5.34 | 2016-10-31
Spain | ESP | 2016-10-11 13:00 | 2016-10-11 15:00 | 56.01 | 2016 | 5.34 | 2016-10-31
Spain | ESP | 2016-10-11 14:00 | 2016-10-11 16:00 | 55.46 | 2016 | 5.34 | 2016-10-31
Spain | ESP | 2016-10-11 15:00 | 2016-10-11 17:00 | 56.65 | 2016 | 5.34 | 2016-10-31
Spain | ESP | 2016-10-11 16:00 | 2016-10-11 18:00 | 57.56 | 2016 | 5.34 | 2016-10-31
Spain | ESP | 2016-10-11 17:00 | 2016-10-11 19:00 | 59 | 2016 | 5.34 | 2016-10-31
Spain | ESP | 2016-10-11 18:00 | 2016-10-11 20:00 | 62.69 | 2016 | 5.34 | 2016-10-31
Spain | ESP | 2016-10-11 19:00 | 2016-10-11 21:00 | 61.19 | 2016 | 5.34 | 2016-10-31
Spain | ESP | 2016-10-11 20:00 | 2016-10-11 22:00 | 56.02 | 2016 | 5.34 | 2016-10-31
Spain | ESP | 2016-10-11 21:00 | 2016-10-11 23:00 | 53.69 | 2016 | 5.34 | 2016-10-31
Spain | ESP | 2016-10-11 22:00 | 2016-10-12 | 50 | 2016 | 5.34 | 2016-10-31
Spain | ESP | 2016-10-11 23:00 | 2016-10-12 01:00 | 47.06 | 2016 | 5.34 | 2016-10-31
Spain | ESP | 2016-10-12 | 2016-10-12 02:00 | 44.78 | 2016 | 5.34 | 2016-10-31
Spain | ESP | 2016-10-12 01:00 | 2016-10-12 03:00 | 41.33 | 2016 | 5.34 | 2016-10-31
Spain | ESP | 2016-10-12 02:00 | 2016-10-12 04:00 | 41.04 | 2016 | 5.34 | 2016-10-31
Spain | ESP | 2016-10-12 03:00 | 2016-10-12 05:00 | 43.2 | 2016 | 5.34 | 2016-10-31
Spain | ESP | 2016-10-12 04:00 | 2016-10-12 06:00 | 45.94 | 2016 | 5.34 | 2016-10-31
Spain | ESP | 2016-10-12 05:00 | 2016-10-12 07:00 | 49.34 | 2016 | 5.34 | 2016-10-31
Spain | ESP | 2016-10-12 06:00 | 2016-10-12 08:00 | 48.19 | 2016 | 5.34 | 2016-10-31
Spain | ESP | 2016-10-12 07:00 | 2016-10-12 09:00 | 52.34 | 2016 | 5.34 | 2016-10-31
Spain | ESP | 2016-10-12 08:00 | 2016-10-12 10:00 | 53.58 | 2016 | 5.34 | 2016-10-31
Spain | ESP | 2016-10-12 09:00 | 2016-10-12 11:00 | 53.99 | 2016 | 5.34 | 2016-10-31
Spain | ESP | 2016-10-12 10:00 | 2016-10-12 12:00 | 53.99 | 2016 | 5.34 | 2016-10-31
Spain | ESP | 2016-10-12 11:00 | 2016-10-12 13:00 | 54.07 | 2016 | 5.34 | 2016-10-31
Spain | ESP | 2016-10-12 12:00 | 2016-10-12 14:00 | 53.99 | 2016 | 5.34 | 2016-10-31
Spain | ESP | 2016-10-12 13:00 | 2016-10-12 15:00 | 52.98 | 2016 | 5.34 | 2016-10-31
Spain | ESP | 2016-10-12 14:00 | 2016-10-12 16:00 | 52.75 | 2016 | 5.34 | 2016-10-31
Spain | ESP | 2016-10-12 15:00 | 2016-10-12 17:00 | 52.98 | 2016 | 5.34 | 2016-10-31
Spain | ESP | 2016-10-12 16:00 | 2016-10-12 18:00 | 52.98 | 2016 | 5.34 | 2016-10-31
Spain | ESP | 2016-10-12 17:00 | 2016-10-12 19:00 | 54.35 | 2016 | 5.34 | 2016-10-31
Spain | ESP | 2016-10-12 18:00 | 2016-10-12 20:00 | 62.3 | 2016 | 5.34 | 2016-10-31
Spain | ESP | 2016-10-12 19:00 | 2016-10-12 21:00 | 62.08 | 2016 | 5.34 | 2016-10-31
Spain | ESP | 2016-10-12 20:00 | 2016-10-12 22:00 | 58.6 | 2016 | 5.34 | 2016-10-31
Spain | ESP | 2016-10-12 21:00 | 2016-10-12 23:00 | 54.07 | 2016 | 5.34 | 2016-10-31
Spain | ESP | 2016-10-12 22:00 | 2016-10-13 | 56.1 | 2016 | 5.34 | 2016-10-31
Spain | ESP | 2016-10-12 23:00 | 2016-10-13 01:00 | 50.29 | 2016 | 5.34 | 2016-10-31
Spain | ESP | 2016-10-13 | 2016-10-13 02:00 | 45.48 | 2016 | 5.34 | 2016-10-31
Spain | ESP | 2016-10-13 01:00 | 2016-10-13 03:00 | 42.22 | 2016 | 5.34 | 2016-10-31
Spain | ESP | 2016-10-13 02:00 | 2016-10-13 04:00 | 42.22 | 2016 | 5.34 | 2016-10-31
Spain | ESP | 2016-10-13 03:00 | 2016-10-13 05:00 | 46.6 | 2016 | 5.34 | 2016-10-31
Spain | ESP | 2016-10-13 04:00 | 2016-10-13 06:00 | 57.05 | 2016 | 5.34 | 2016-10-31
Spain | ESP | 2016-10-13 05:00 | 2016-10-13 07:00 | 61.5 | 2016 | 5.34 | 2016-10-31
Spain | ESP | 2016-10-13 06:00 | 2016-10-13 08:00 | 62 | 2016 | 5.34 | 2016-10-31
Spain | ESP | 2016-10-13 07:00 | 2016-10-13 09:00 | 62.69 | 2016 | 5.34 | 2016-10-31
Spain | ESP | 2016-10-13 08:00 | 2016-10-13 10:00 | 63.01 | 2016 | 5.34 | 2016-10-31
Spain | ESP | 2016-10-13 09:00 | 2016-10-13 11:00 | 62.49 | 2016 | 5.34 | 2016-10-31
Spain | ESP | 2016-10-13 10:00 | 2016-10-13 12:00 | 62.49 | 2016 | 5.34 | 2016-10-31
Spain | ESP | 2016-10-13 11:00 | 2016-10-13 13:00 | 62.5 | 2016 | 5.34 | 2016-10-31
Spain | ESP | 2016-10-13 12:00 | 2016-10-13 14:00 | 61.6 | 2016 | 5.34 | 2016-10-31
Spain | ESP | 2016-10-13 13:00 | 2016-10-13 15:00 | 60.2 | 2016 | 5.34 | 2016-10-31
Spain | ESP | 2016-10-13 14:00 | 2016-10-13 16:00 | 59.07 | 2016 | 5.34 | 2016-10-31
Spain | ESP | 2016-10-13 15:00 | 2016-10-13 17:00 | 59.5 | 2016 | 5.34 | 2016-10-31
Spain | ESP | 2016-10-13 16:00 | 2016-10-13 18:00 | 59.5 | 2016 | 5.34 | 2016-10-31
Spain | ESP | 2016-10-13 17:00 | 2016-10-13 19:00 | 60.9 | 2016 | 5.34 | 2016-10-31
Spain | ESP | 2016-10-13 18:00 | 2016-10-13 20:00 | 64 | 2016 | 5.34 | 2016-10-31
Spain | ESP | 2016-10-13 19:00 | 2016-10-13 21:00 | 63.48 | 2016 | 5.34 | 2016-10-31
Spain | ESP | 2016-10-13 20:00 | 2016-10-13 22:00 | 60.5 | 2016 | 5.34 | 2016-10-31
Spain | ESP | 2016-10-13 21:00 | 2016-10-13 23:00 | 57.05 | 2016 | 5.34 | 2016-10-31
Spain | ESP | 2016-10-13 22:00 | 2016-10-14 | 57.05 | 2016 | 5.34 | 2016-10-31
Spain | ESP | 2016-10-13 23:00 | 2016-10-14 01:00 | 50 | 2016 | 5.34 | 2016-10-31
Spain | ESP | 2016-10-14 | 2016-10-14 02:00 | 45.91 | 2016 | 5.34 | 2016-10-31
Spain | ESP | 2016-10-14 01:00 | 2016-10-14 03:00 | 43.27 | 2016 | 5.34 | 2016-10-31
Spain | ESP | 2016-10-14 02:00 | 2016-10-14 04:00 | 42.41 | 2016 | 5.34 | 2016-10-31
Spain | ESP | 2016-10-14 03:00 | 2016-10-14 05:00 | 45.69 | 2016 | 5.34 | 2016-10-31
Spain | ESP | 2016-10-14 04:00 | 2016-10-14 06:00 | 54.6 | 2016 | 5.34 | 2016-10-31
Spain | ESP | 2016-10-14 05:00 | 2016-10-14 07:00 | 59.19 | 2016 | 5.34 | 2016-10-31
Spain | ESP | 2016-10-14 06:00 | 2016-10-14 08:00 | 58.35 | 2016 | 5.34 | 2016-10-31
Spain | ESP | 2016-10-14 07:00 | 2016-10-14 09:00 | 59.98 | 2016 | 5.34 | 2016-10-31
Spain | ESP | 2016-10-14 08:00 | 2016-10-14 10:00 | 59.61 | 2016 | 5.34 | 2016-10-31
Spain | ESP | 2016-10-14 09:00 | 2016-10-14 11:00 | 58.1 | 2016 | 5.34 | 2016-10-31
Spain | ESP | 2016-10-14 10:00 | 2016-10-14 12:00 | 58.23 | 2016 | 5.34 | 2016-10-31
Spain | ESP | 2016-10-14 11:00 | 2016-10-14 13:00 | 58.2 | 2016 | 5.34 | 2016-10-31
Spain | ESP | 2016-10-14 12:00 | 2016-10-14 14:00 | 56.65 | 2016 | 5.34 | 2016-10-31
Spain | ESP | 2016-10-14 13:00 | 2016-10-14 15:00 | 53.58 | 2016 | 5.34 | 2016-10-31
Spain | ESP | 2016-10-14 14:00 | 2016-10-14 16:00 | 53.06 | 2016 | 5.34 | 2016-10-31
Spain | ESP | 2016-10-14 15:00 | 2016-10-14 17:00 | 53.51 | 2016 | 5.34 | 2016-10-31
Spain | ESP | 2016-10-14 16:00 | 2016-10-14 18:00 | 56.6 | 2016 | 5.34 | 2016-10-31
Spain | ESP | 2016-10-14 17:00 | 2016-10-14 19:00 | 59.5 | 2016 | 5.34 | 2016-10-31
Spain | ESP | 2016-10-14 18:00 | 2016-10-14 20:00 | 63.38 | 2016 | 5.34 | 2016-10-31
Spain | ESP | 2016-10-14 19:00 | 2016-10-14 21:00 | 59.98 | 2016 | 5.34 | 2016-10-31
Spain | ESP | 2016-10-14 20:00 | 2016-10-14 22:00 | 56.6 | 2016 | 5.34 | 2016-10-31
Spain | ESP | 2016-10-14 21:00 | 2016-10-14 23:00 | 53 | 2016 | 5.34 | 2016-10-31
Spain | ESP | 2016-10-14 22:00 | 2016-10-15 | 50 | 2016 | 5.34 | 2016-10-31
Spain | ESP | 2016-10-14 23:00 | 2016-10-15 01:00 | 45.8 | 2016 | 5.34 | 2016-10-31
Spain | ESP | 2016-10-15 | 2016-10-15 02:00 | 43.04 | 2016 | 5.34 | 2016-10-31
Spain | ESP | 2016-10-15 01:00 | 2016-10-15 03:00 | 42.41 | 2016 | 5.34 | 2016-10-31
Spain | ESP | 2016-10-15 02:00 | 2016-10-15 04:00 | 41.03 | 2016 | 5.34 | 2016-10-31
Spain | ESP | 2016-10-15 03:00 | 2016-10-15 05:00 | 40 | 2016 | 5.34 | 2016-10-31
Spain | ESP | 2016-10-15 04:00 | 2016-10-15 06:00 | 43.02 | 2016 | 5.34 | 2016-10-31
Spain | ESP | 2016-10-15 05:00 | 2016-10-15 07:00 | 45.8 | 2016 | 5.34 | 2016-10-31
Spain | ESP | 2016-10-15 06:00 | 2016-10-15 08:00 | 46.69 | 2016 | 5.34 | 2016-10-31
Spain | ESP | 2016-10-15 07:00 | 2016-10-15 09:00 | 47.6 | 2016 | 5.34 | 2016-10-31
Spain | ESP | 2016-10-15 08:00 | 2016-10-15 10:00 | 48.39 | 2016 | 5.34 | 2016-10-31
Spain | ESP | 2016-10-15 09:00 | 2016-10-15 11:00 | 44.72 | 2016 | 5.34 | 2016-10-31
Spain | ESP | 2016-10-15 10:00 | 2016-10-15 12:00 | 43.32 | 2016 | 5.34 | 2016-10-31
Spain | ESP | 2016-10-15 11:00 | 2016-10-15 13:00 | 42.67 | 2016 | 5.34 | 2016-10-31
Spain | ESP | 2016-10-15 12:00 | 2016-10-15 14:00 | 41.03 | 2016 | 5.34 | 2016-10-31
Spain | ESP | 2016-10-15 13:00 | 2016-10-15 15:00 | 38.1 | 2016 | 5.34 | 2016-10-31
Spain | ESP | 2016-10-15 14:00 | 2016-10-15 16:00 | 38.14 | 2016 | 5.34 | 2016-10-31
Spain | ESP | 2016-10-15 15:00 | 2016-10-15 17:00 | 42.86 | 2016 | 5.34 | 2016-10-31
Spain | ESP | 2016-10-15 16:00 | 2016-10-15 18:00 | 49.92 | 2016 | 5.34 | 2016-10-31
Spain | ESP | 2016-10-15 17:00 | 2016-10-15 19:00 | 57.05 | 2016 | 5.34 | 2016-10-31
Spain | ESP | 2016-10-15 18:00 | 2016-10-15 20:00 | 54.61 | 2016 | 5.34 | 2016-10-31
Spain | ESP | 2016-10-15 19:00 | 2016-10-15 21:00 | 54.07 | 2016 | 5.34 | 2016-10-31
Spain | ESP | 2016-10-15 20:00 | 2016-10-15 22:00 | 49.07 | 2016 | 5.34 | 2016-10-31
Spain | ESP | 2016-10-15 21:00 | 2016-10-15 23:00 | 46.1 | 2016 | 5.34 | 2016-10-31
Spain | ESP | 2016-10-15 22:00 | 2016-10-16 | 42.41 | 2016 | 5.34 | 2016-10-31
Spain | ESP | 2016-10-15 23:00 | 2016-10-16 01:00 | 40.11 | 2016 | 5.34 | 2016-10-31
Spain | ESP | 2016-10-16 | 2016-10-16 02:00 | 39.3 | 2016 | 5.34 | 2016-10-31
Spain | ESP | 2016-10-16 01:00 | 2016-10-16 03:00 | 38.06 | 2016 | 5.34 | 2016-10-31
Spain | ESP | 2016-10-16 02:00 | 2016-10-16 04:00 | 38.06 | 2016 | 5.34 | 2016-10-31
Spain | ESP | 2016-10-16 03:00 | 2016-10-16 05:00 | 38.06 | 2016 | 5.34 | 2016-10-31
Spain | ESP | 2016-10-16 04:00 | 2016-10-16 06:00 | 39.3 | 2016 | 5.34 | 2016-10-31
Spain | ESP | 2016-10-16 05:00 | 2016-10-16 07:00 | 40.11 | 2016 | 5.34 | 2016-10-31
Spain | ESP | 2016-10-16 06:00 | 2016-10-16 08:00 | 40.55 | 2016 | 5.34 | 2016-10-31
Spain | ESP | 2016-10-16 07:00 | 2016-10-16 09:00 | 42.63 | 2016 | 5.34 | 2016-10-31
Spain | ESP | 2016-10-16 08:00 | 2016-10-16 10:00 | 44.64 | 2016 | 5.34 | 2016-10-31
Spain | ESP | 2016-10-16 09:00 | 2016-10-16 11:00 | 43.27 | 2016 | 5.34 | 2016-10-31
Spain | ESP | 2016-10-16 10:00 | 2016-10-16 12:00 | 43.04 | 2016 | 5.34 | 2016-10-31
Spain | ESP | 2016-10-16 11:00 | 2016-10-16 13:00 | 43.04 | 2016 | 5.34 | 2016-10-31
Spain | ESP | 2016-10-16 12:00 | 2016-10-16 14:00 | 43.02 | 2016 | 5.34 | 2016-10-31
Spain | ESP | 2016-10-16 13:00 | 2016-10-16 15:00 | 42.18 | 2016 | 5.34 | 2016-10-31
Spain | ESP | 2016-10-16 14:00 | 2016-10-16 16:00 | 41.69 | 2016 | 5.34 | 2016-10-31
Spain | ESP | 2016-10-16 15:00 | 2016-10-16 17:00 | 42.63 | 2016 | 5.34 | 2016-10-31
Spain | ESP | 2016-10-16 16:00 | 2016-10-16 18:00 | 51.57 | 2016 | 5.34 | 2016-10-31
Spain | ESP | 2016-10-16 17:00 | 2016-10-16 19:00 | 60.2 | 2016 | 5.34 | 2016-10-31
Spain | ESP | 2016-10-16 18:00 | 2016-10-16 20:00 | 63.01 | 2016 | 5.34 | 2016-10-31
Spain | ESP | 2016-10-16 19:00 | 2016-10-16 21:00 | 62.49 | 2016 | 5.34 | 2016-10-31
Spain | ESP | 2016-10-16 20:00 | 2016-10-16 22:00 | 59.94 | 2016 | 5.34 | 2016-10-31
Spain | ESP | 2016-10-16 21:00 | 2016-10-16 23:00 | 55.38 | 2016 | 5.34 | 2016-10-31
Spain | ESP | 2016-10-16 22:00 | 2016-10-17 | 53.58 | 2016 | 5.34 | 2016-10-31
Spain | ESP | 2016-10-16 23:00 | 2016-10-17 01:00 | 50.1 | 2016 | 5.34 | 2016-10-31
Spain | ESP | 2016-10-17 | 2016-10-17 02:00 | 48.1 | 2016 | 5.34 | 2016-10-31
Spain | ESP | 2016-10-17 01:00 | 2016-10-17 03:00 | 47.5 | 2016 | 5.34 | 2016-10-31
Spain | ESP | 2016-10-17 02:00 | 2016-10-17 04:00 | 48.1 | 2016 | 5.34 | 2016-10-31
Spain | ESP | 2016-10-17 03:00 | 2016-10-17 05:00 | 50.05 | 2016 | 5.34 | 2016-10-31
Spain | ESP | 2016-10-17 04:00 | 2016-10-17 06:00 | 52.75 | 2016 | 5.34 | 2016-10-31
Spain | ESP | 2016-10-17 05:00 | 2016-10-17 07:00 | 65 | 2016 | 5.34 | 2016-10-31
Spain | ESP | 2016-10-17 06:00 | 2016-10-17 08:00 | 66.19 | 2016 | 5.34 | 2016-10-31
Spain | ESP | 2016-10-17 07:00 | 2016-10-17 09:00 | 66.47 | 2016 | 5.34 | 2016-10-31
Spain | ESP | 2016-10-17 08:00 | 2016-10-17 10:00 | 67.13 | 2016 | 5.34 | 2016-10-31
Spain | ESP | 2016-10-17 09:00 | 2016-10-17 11:00 | 65.87 | 2016 | 5.34 | 2016-10-31
Spain | ESP | 2016-10-17 10:00 | 2016-10-17 12:00 | 65.69 | 2016 | 5.34 | 2016-10-31
Spain | ESP | 2016-10-17 11:00 | 2016-10-17 13:00 | 63.77 | 2016 | 5.34 | 2016-10-31
Spain | ESP | 2016-10-17 12:00 | 2016-10-17 14:00 | 62.49 | 2016 | 5.34 | 2016-10-31
Spain | ESP | 2016-10-17 13:00 | 2016-10-17 15:00 | 60.1 | 2016 | 5.34 | 2016-10-31
Spain | ESP | 2016-10-17 14:00 | 2016-10-17 16:00 | 59.69 | 2016 | 5.34 | 2016-10-31
Spain | ESP | 2016-10-17 15:00 | 2016-10-17 17:00 | 61.33 | 2016 | 5.34 | 2016-10-31
Spain | ESP | 2016-10-17 16:00 | 2016-10-17 18:00 | 64.73 | 2016 | 5.34 | 2016-10-31
Spain | ESP | 2016-10-17 17:00 | 2016-10-17 19:00 | 66.07 | 2016 | 5.34 | 2016-10-31
Spain | ESP | 2016-10-17 18:00 | 2016-10-17 20:00 | 69.88 | 2016 | 5.34 | 2016-10-31
Spain | ESP | 2016-10-17 19:00 | 2016-10-17 21:00 | 63.33 | 2016 | 5.34 | 2016-10-31
Spain | ESP | 2016-10-17 20:00 | 2016-10-17 22:00 | 53.51 | 2016 | 5.34 | 2016-10-31
Spain | ESP | 2016-10-17 21:00 | 2016-10-17 23:00 | 52.23 | 2016 | 5.34 | 2016-10-31
Spain | ESP | 2016-10-17 22:00 | 2016-10-18 | 57.43 | 2016 | 5.34 | 2016-10-31
Spain | ESP | 2016-10-17 23:00 | 2016-10-18 01:00 | 52.22 | 2016 | 5.34 | 2016-10-31
Spain | ESP | 2016-10-18 | 2016-10-18 02:00 | 46.1 | 2016 | 5.34 | 2016-10-31
Spain | ESP | 2016-10-18 01:00 | 2016-10-18 03:00 | 43.4 | 2016 | 5.34 | 2016-10-31
Spain | ESP | 2016-10-18 02:00 | 2016-10-18 04:00 | 43.27 | 2016 | 5.34 | 2016-10-31
Spain | ESP | 2016-10-18 03:00 | 2016-10-18 05:00 | 46.41 | 2016 | 5.34 | 2016-10-31
Spain | ESP | 2016-10-18 04:00 | 2016-10-18 06:00 | 57.05 | 2016 | 5.34 | 2016-10-31
Spain | ESP | 2016-10-18 05:00 | 2016-10-18 07:00 | 60 | 2016 | 5.34 | 2016-10-31
Spain | ESP | 2016-10-18 06:00 | 2016-10-18 08:00 | 60.69 | 2016 | 5.34 | 2016-10-31
Spain | ESP | 2016-10-18 07:00 | 2016-10-18 09:00 | 61.69 | 2016 | 5.34 | 2016-10-31
Spain | ESP | 2016-10-18 08:00 | 2016-10-18 10:00 | 62.49 | 2016 | 5.34 | 2016-10-31
Spain | ESP | 2016-10-18 09:00 | 2016-10-18 11:00 | 61.69 | 2016 | 5.34 | 2016-10-31
Spain | ESP | 2016-10-18 10:00 | 2016-10-18 12:00 | 62.25 | 2016 | 5.34 | 2016-10-31
Spain | ESP | 2016-10-18 11:00 | 2016-10-18 13:00 | 62.69 | 2016 | 5.34 | 2016-10-31
Spain | ESP | 2016-10-18 12:00 | 2016-10-18 14:00 | 62 | 2016 | 5.34 | 2016-10-31
Spain | ESP | 2016-10-18 13:00 | 2016-10-18 15:00 | 61 | 2016 | 5.34 | 2016-10-31
Spain | ESP | 2016-10-18 14:00 | 2016-10-18 16:00 | 60.01 | 2016 | 5.34 | 2016-10-31
Spain | ESP | 2016-10-18 15:00 | 2016-10-18 17:00 | 61.39 | 2016 | 5.34 | 2016-10-31
Spain | ESP | 2016-10-18 16:00 | 2016-10-18 18:00 | 60.69 | 2016 | 5.34 | 2016-10-31
Spain | ESP | 2016-10-18 17:00 | 2016-10-18 19:00 | 61.5 | 2016 | 5.34 | 2016-10-31
Spain | ESP | 2016-10-18 18:00 | 2016-10-18 20:00 | 64.73 | 2016 | 5.34 | 2016-10-31
Spain | ESP | 2016-10-18 19:00 | 2016-10-18 21:00 | 62.5 | 2016 | 5.34 | 2016-10-31
Spain | ESP | 2016-10-18 20:00 | 2016-10-18 22:00 | 56.65 | 2016 | 5.34 | 2016-10-31
Spain | ESP | 2016-10-18 21:00 | 2016-10-18 23:00 | 54.01 | 2016 | 5.34 | 2016-10-31
Spain | ESP | 2016-10-18 22:00 | 2016-10-19 | 55.83 | 2016 | 5.34 | 2016-10-31
Spain | ESP | 2016-10-18 23:00 | 2016-10-19 01:00 | 51.57 | 2016 | 5.34 | 2016-10-31
Spain | ESP | 2016-10-19 | 2016-10-19 02:00 | 45.81 | 2016 | 5.34 | 2016-10-31
Spain | ESP | 2016-10-19 01:00 | 2016-10-19 03:00 | 43.38 | 2016 | 5.34 | 2016-10-31
Spain | ESP | 2016-10-19 02:00 | 2016-10-19 04:00 | 44.38 | 2016 | 5.34 | 2016-10-31
Spain | ESP | 2016-10-19 03:00 | 2016-10-19 05:00 | 47.69 | 2016 | 5.34 | 2016-10-31
Spain | ESP | 2016-10-19 04:00 | 2016-10-19 06:00 | 60.5 | 2016 | 5.34 | 2016-10-31
Spain | ESP | 2016-10-19 05:00 | 2016-10-19 07:00 | 62.18 | 2016 | 5.34 | 2016-10-31
Spain | ESP | 2016-10-19 06:00 | 2016-10-19 08:00 | 63.69 | 2016 | 5.34 | 2016-10-31
Spain | ESP | 2016-10-19 07:00 | 2016-10-19 09:00 | 64.19 | 2016 | 5.34 | 2016-10-31
Spain | ESP | 2016-10-19 08:00 | 2016-10-19 10:00 | 65.19 | 2016 | 5.34 | 2016-10-31
Spain | ESP | 2016-10-19 09:00 | 2016-10-19 11:00 | 64.2 | 2016 | 5.34 | 2016-10-31
Spain | ESP | 2016-10-19 10:00 | 2016-10-19 12:00 | 64.69 | 2016 | 5.34 | 2016-10-31
Spain | ESP | 2016-10-19 11:00 | 2016-10-19 13:00 | 64.69 | 2016 | 5.34 | 2016-10-31
Spain | ESP | 2016-10-19 12:00 | 2016-10-19 14:00 | 63.2 | 2016 | 5.34 | 2016-10-31
Spain | ESP | 2016-10-19 13:00 | 2016-10-19 15:00 | 62.51 | 2016 | 5.34 | 2016-10-31
Spain | ESP | 2016-10-19 14:00 | 2016-10-19 16:00 | 62.69 | 2016 | 5.34 | 2016-10-31
Spain | ESP | 2016-10-19 15:00 | 2016-10-19 17:00 | 63 | 2016 | 5.34 | 2016-10-31
Spain | ESP | 2016-10-19 16:00 | 2016-10-19 18:00 | 62.99 | 2016 | 5.34 | 2016-10-31
Spain | ESP | 2016-10-19 17:00 | 2016-10-19 19:00 | 64.46 | 2016 | 5.34 | 2016-10-31
Spain | ESP | 2016-10-19 18:00 | 2016-10-19 20:00 | 66.58 | 2016 | 5.34 | 2016-10-31
Spain | ESP | 2016-10-19 19:00 | 2016-10-19 21:00 | 65.19 | 2016 | 5.34 | 2016-10-31
Spain | ESP | 2016-10-19 20:00 | 2016-10-19 22:00 | 59.26 | 2016 | 5.34 | 2016-10-31
Spain | ESP | 2016-10-19 21:00 | 2016-10-19 23:00 | 55 | 2016 | 5.34 | 2016-10-31
Spain | ESP | 2016-10-19 22:00 | 2016-10-20 | 60 | 2016 | 5.34 | 2016-10-31
Spain | ESP | 2016-10-19 23:00 | 2016-10-20 01:00 | 54.1 | 2016 | 5.34 | 2016-10-31
Spain | ESP | 2016-10-20 | 2016-10-20 02:00 | 50.36 | 2016 | 5.34 | 2016-10-31
Spain | ESP | 2016-10-20 01:00 | 2016-10-20 03:00 | 46.34 | 2016 | 5.34 | 2016-10-31
Spain | ESP | 2016-10-20 02:00 | 2016-10-20 04:00 | 46.34 | 2016 | 5.34 | 2016-10-31
Spain | ESP | 2016-10-20 03:00 | 2016-10-20 05:00 | 53.01 | 2016 | 5.34 | 2016-10-31
Spain | ESP | 2016-10-20 04:00 | 2016-10-20 06:00 | 59.9 | 2016 | 5.34 | 2016-10-31
Spain | ESP | 2016-10-20 05:00 | 2016-10-20 07:00 | 61.99 | 2016 | 5.34 | 2016-10-31
Spain | ESP | 2016-10-20 06:00 | 2016-10-20 08:00 | 65.4 | 2016 | 5.34 | 2016-10-31
Spain | ESP | 2016-10-20 07:00 | 2016-10-20 09:00 | 64 | 2016 | 5.34 | 2016-10-31
Spain | ESP | 2016-10-20 08:00 | 2016-10-20 10:00 | 64.6 | 2016 | 5.34 | 2016-10-31
Spain | ESP | 2016-10-20 09:00 | 2016-10-20 11:00 | 63 | 2016 | 5.34 | 2016-10-31
Spain | ESP | 2016-10-20 10:00 | 2016-10-20 12:00 | 63.61 | 2016 | 5.34 | 2016-10-31
Spain | ESP | 2016-10-20 11:00 | 2016-10-20 13:00 | 63.69 | 2016 | 5.34 | 2016-10-31
Spain | ESP | 2016-10-20 12:00 | 2016-10-20 14:00 | 61.99 | 2016 | 5.34 | 2016-10-31
Spain | ESP | 2016-10-20 13:00 | 2016-10-20 15:00 | 61 | 2016 | 5.34 | 2016-10-31
Spain | ESP | 2016-10-20 14:00 | 2016-10-20 16:00 | 61 | 2016 | 5.34 | 2016-10-31
Spain | ESP | 2016-10-20 15:00 | 2016-10-20 17:00 | 61.6 | 2016 | 5.34 | 2016-10-31
Spain | ESP | 2016-10-20 16:00 | 2016-10-20 18:00 | 61.61 | 2016 | 5.34 | 2016-10-31
Spain | ESP | 2016-10-20 17:00 | 2016-10-20 19:00 | 62.8 | 2016 | 5.34 | 2016-10-31
Spain | ESP | 2016-10-20 18:00 | 2016-10-20 20:00 | 66.11 | 2016 | 5.34 | 2016-10-31
Spain | ESP | 2016-10-20 19:00 | 2016-10-20 21:00 | 65.05 | 2016 | 5.34 | 2016-10-31
Spain | ESP | 2016-10-20 20:00 | 2016-10-20 22:00 | 59.1 | 2016 | 5.34 | 2016-10-31
Spain | ESP | 2016-10-20 21:00 | 2016-10-20 23:00 | 55 | 2016 | 5.34 | 2016-10-31
Spain | ESP | 2016-10-20 22:00 | 2016-10-21 | 57.05 | 2016 | 5.34 | 2016-10-31
Spain | ESP | 2016-10-20 23:00 | 2016-10-21 01:00 | 52.75 | 2016 | 5.34 | 2016-10-31
Spain | ESP | 2016-10-21 | 2016-10-21 02:00 | 47.74 | 2016 | 5.34 | 2016-10-31
Spain | ESP | 2016-10-21 01:00 | 2016-10-21 03:00 | 43.49 | 2016 | 5.34 | 2016-10-31
Spain | ESP | 2016-10-21 02:00 | 2016-10-21 04:00 | 43.42 | 2016 | 5.34 | 2016-10-31
Spain | ESP | 2016-10-21 03:00 | 2016-10-21 05:00 | 50.5 | 2016 | 5.34 | 2016-10-31
Spain | ESP | 2016-10-21 04:00 | 2016-10-21 06:00 | 56.7 | 2016 | 5.34 | 2016-10-31
Spain | ESP | 2016-10-21 05:00 | 2016-10-21 07:00 | 61.79 | 2016 | 5.34 | 2016-10-31
Spain | ESP | 2016-10-21 06:00 | 2016-10-21 08:00 | 65.6 | 2016 | 5.34 | 2016-10-31
Spain | ESP | 2016-10-21 07:00 | 2016-10-21 09:00 | 64.69 | 2016 | 5.34 | 2016-10-31
Spain | ESP | 2016-10-21 08:00 | 2016-10-21 10:00 | 65.01 | 2016 | 5.34 | 2016-10-31
Spain | ESP | 2016-10-21 09:00 | 2016-10-21 11:00 | 63.98 | 2016 | 5.34 | 2016-10-31
Spain | ESP | 2016-10-21 10:00 | 2016-10-21 12:00 | 64 | 2016 | 5.34 | 2016-10-31
Spain | ESP | 2016-10-21 11:00 | 2016-10-21 13:00 | 64.46 | 2016 | 5.34 | 2016-10-31
Spain | ESP | 2016-10-21 12:00 | 2016-10-21 14:00 | 63 | 2016 | 5.34 | 2016-10-31
Spain | ESP | 2016-10-21 13:00 | 2016-10-21 15:00 | 61.99 | 2016 | 5.34 | 2016-10-31
Spain | ESP | 2016-10-21 14:00 | 2016-10-21 16:00 | 61.99 | 2016 | 5.34 | 2016-10-31
Spain | ESP | 2016-10-21 15:00 | 2016-10-21 17:00 | 61.99 | 2016 | 5.34 | 2016-10-31
Spain | ESP | 2016-10-21 16:00 | 2016-10-21 18:00 | 62.16 | 2016 | 5.34 | 2016-10-31
Spain | ESP | 2016-10-21 17:00 | 2016-10-21 19:00 | 63.74 | 2016 | 5.34 | 2016-10-31
Spain | ESP | 2016-10-21 18:00 | 2016-10-21 20:00 | 66.19 | 2016 | 5.34 | 2016-10-31
Spain | ESP | 2016-10-21 19:00 | 2016-10-21 21:00 | 64.69 | 2016 | 5.34 | 2016-10-31
Spain | ESP | 2016-10-21 20:00 | 2016-10-21 22:00 | 61.42 | 2016 | 5.34 | 2016-10-31
Spain | ESP | 2016-10-21 21:00 | 2016-10-21 23:00 | 58.93 | 2016 | 5.34 | 2016-10-31
Spain | ESP | 2016-10-21 22:00 | 2016-10-22 | 54.7 | 2016 | 5.34 | 2016-10-31
Spain | ESP | 2016-10-21 23:00 | 2016-10-22 01:00 | 51.16 | 2016 | 5.34 | 2016-10-31
Spain | ESP | 2016-10-22 | 2016-10-22 02:00 | 48.86 | 2016 | 5.34 | 2016-10-31
Spain | ESP | 2016-10-22 01:00 | 2016-10-22 03:00 | 45.93 | 2016 | 5.34 | 2016-10-31
Spain | ESP | 2016-10-22 02:00 | 2016-10-22 04:00 | 41.21 | 2016 | 5.34 | 2016-10-31
Spain | ESP | 2016-10-22 03:00 | 2016-10-22 05:00 | 41.41 | 2016 | 5.34 | 2016-10-31
Spain | ESP | 2016-10-22 04:00 | 2016-10-22 06:00 | 44.37 | 2016 | 5.34 | 2016-10-31
Spain | ESP | 2016-10-22 05:00 | 2016-10-22 07:00 | 52.01 | 2016 | 5.34 | 2016-10-31
Spain | ESP | 2016-10-22 06:00 | 2016-10-22 08:00 | 58.1 | 2016 | 5.34 | 2016-10-31
Spain | ESP | 2016-10-22 07:00 | 2016-10-22 09:00 | 61.15 | 2016 | 5.34 | 2016-10-31
Spain | ESP | 2016-10-22 08:00 | 2016-10-22 10:00 | 63.05 | 2016 | 5.34 | 2016-10-31
Spain | ESP | 2016-10-22 09:00 | 2016-10-22 11:00 | 61.69 | 2016 | 5.34 | 2016-10-31
Spain | ESP | 2016-10-22 10:00 | 2016-10-22 12:00 | 58.13 | 2016 | 5.34 | 2016-10-31
Spain | ESP | 2016-10-22 11:00 | 2016-10-22 13:00 | 56.01 | 2016 | 5.34 | 2016-10-31
Spain | ESP | 2016-10-22 12:00 | 2016-10-22 14:00 | 50.42 | 2016 | 5.34 | 2016-10-31
Spain | ESP | 2016-10-22 13:00 | 2016-10-22 15:00 | 47.21 | 2016 | 5.34 | 2016-10-31
Spain | ESP | 2016-10-22 14:00 | 2016-10-22 16:00 | 47.21 | 2016 | 5.34 | 2016-10-31
Spain | ESP | 2016-10-22 15:00 | 2016-10-22 17:00 | 51.81 | 2016 | 5.34 | 2016-10-31
Spain | ESP | 2016-10-22 16:00 | 2016-10-22 18:00 | 52.95 | 2016 | 5.34 | 2016-10-31
Spain | ESP | 2016-10-22 17:00 | 2016-10-22 19:00 | 55.85 | 2016 | 5.34 | 2016-10-31
Spain | ESP | 2016-10-22 18:00 | 2016-10-22 20:00 | 60 | 2016 | 5.34 | 2016-10-31
Spain | ESP | 2016-10-22 19:00 | 2016-10-22 21:00 | 54.1 | 2016 | 5.34 | 2016-10-31
Spain | ESP | 2016-10-22 20:00 | 2016-10-22 22:00 | 50.1 | 2016 | 5.34 | 2016-10-31
Spain | ESP | 2016-10-22 21:00 | 2016-10-22 23:00 | 45.69 | 2016 | 5.34 | 2016-10-31
Spain | ESP | 2016-10-22 22:00 | 2016-10-23 | 41.61 | 2016 | 5.34 | 2016-10-31
Spain | ESP | 2016-10-22 23:00 | 2016-10-23 01:00 | 40.69 | 2016 | 5.34 | 2016-10-31
Spain | ESP | 2016-10-23 | 2016-10-23 02:00 | 39.3 | 2016 | 5.34 | 2016-10-31
Spain | ESP | 2016-10-23 01:00 | 2016-10-23 03:00 | 34.73 | 2016 | 5.34 | 2016-10-31
Spain | ESP | 2016-10-23 02:00 | 2016-10-23 04:00 | 32.03 | 2016 | 5.34 | 2016-10-31
Spain | ESP | 2016-10-23 03:00 | 2016-10-23 05:00 | 30 | 2016 | 5.34 | 2016-10-31
Spain | ESP | 2016-10-23 04:00 | 2016-10-23 06:00 | 30 | 2016 | 5.34 | 2016-10-31
Spain | ESP | 2016-10-23 05:00 | 2016-10-23 07:00 | 31.6 | 2016 | 5.34 | 2016-10-31
Spain | ESP | 2016-10-23 06:00 | 2016-10-23 08:00 | 34.35 | 2016 | 5.34 | 2016-10-31
Spain | ESP | 2016-10-23 07:00 | 2016-10-23 09:00 | 38.33 | 2016 | 5.34 | 2016-10-31
Spain | ESP | 2016-10-23 08:00 | 2016-10-23 10:00 | 40.91 | 2016 | 5.34 | 2016-10-31
Spain | ESP | 2016-10-23 09:00 | 2016-10-23 11:00 | 40.91 | 2016 | 5.34 | 2016-10-31
Spain | ESP | 2016-10-23 10:00 | 2016-10-23 12:00 | 41 | 2016 | 5.34 | 2016-10-31
Spain | ESP | 2016-10-23 11:00 | 2016-10-23 13:00 | 39.5 | 2016 | 5.34 | 2016-10-31
Spain | ESP | 2016-10-23 12:00 | 2016-10-23 14:00 | 33.09 | 2016 | 5.34 | 2016-10-31
Spain | ESP | 2016-10-23 13:00 | 2016-10-23 15:00 | 32.66 | 2016 | 5.34 | 2016-10-31
Spain | ESP | 2016-10-23 14:00 | 2016-10-23 16:00 | 34.44 | 2016 | 5.34 | 2016-10-31
Spain | ESP | 2016-10-23 15:00 | 2016-10-23 17:00 | 41.61 | 2016 | 5.34 | 2016-10-31
Spain | ESP | 2016-10-23 16:00 | 2016-10-23 18:00 | 43.04 | 2016 | 5.34 | 2016-10-31
Spain | ESP | 2016-10-23 17:00 | 2016-10-23 19:00 | 54.07 | 2016 | 5.34 | 2016-10-31
Spain | ESP | 2016-10-23 18:00 | 2016-10-23 20:00 | 63.49 | 2016 | 5.34 | 2016-10-31
Spain | ESP | 2016-10-23 19:00 | 2016-10-23 21:00 | 56.3 | 2016 | 5.34 | 2016-10-31
Spain | ESP | 2016-10-23 20:00 | 2016-10-23 22:00 | 55 | 2016 | 5.34 | 2016-10-31
Spain | ESP | 2016-10-23 21:00 | 2016-10-23 23:00 | 50 | 2016 | 5.34 | 2016-10-31
Spain | ESP | 2016-10-23 22:00 | 2016-10-24 | 46.1 | 2016 | 5.34 | 2016-10-31
Spain | ESP | 2016-10-23 23:00 | 2016-10-24 01:00 | 42.04 | 2016 | 5.34 | 2016-10-31
Spain | ESP | 2016-10-24 | 2016-10-24 02:00 | 38.06 | 2016 | 5.34 | 2016-10-31
Spain | ESP | 2016-10-24 01:00 | 2016-10-24 03:00 | 37.02 | 2016 | 5.34 | 2016-10-31
Spain | ESP | 2016-10-24 02:00 | 2016-10-24 04:00 | 33.2 | 2016 | 5.34 | 2016-10-31
Spain | ESP | 2016-10-24 03:00 | 2016-10-24 05:00 | 39.12 | 2016 | 5.34 | 2016-10-31
Spain | ESP | 2016-10-24 04:00 | 2016-10-24 06:00 | 51.57 | 2016 | 5.34 | 2016-10-31
Spain | ESP | 2016-10-24 05:00 | 2016-10-24 07:00 | 56.65 | 2016 | 5.34 | 2016-10-31
Spain | ESP | 2016-10-24 06:00 | 2016-10-24 08:00 | 60.01 | 2016 | 5.34 | 2016-10-31
Spain | ESP | 2016-10-24 07:00 | 2016-10-24 09:00 | 60.33 | 2016 | 5.34 | 2016-10-31
Spain | ESP | 2016-10-24 08:00 | 2016-10-24 10:00 | 62.18 | 2016 | 5.34 | 2016-10-31
Spain | ESP | 2016-10-24 09:00 | 2016-10-24 11:00 | 61.8 | 2016 | 5.34 | 2016-10-31
Spain | ESP | 2016-10-24 10:00 | 2016-10-24 12:00 | 61.99 | 2016 | 5.34 | 2016-10-31
Spain | ESP | 2016-10-24 11:00 | 2016-10-24 13:00 | 61.42 | 2016 | 5.34 | 2016-10-31
Spain | ESP | 2016-10-24 12:00 | 2016-10-24 14:00 | 59.98 | 2016 | 5.34 | 2016-10-31
Spain | ESP | 2016-10-24 13:00 | 2016-10-24 15:00 | 58.69 | 2016 | 5.34 | 2016-10-31
Spain | ESP | 2016-10-24 14:00 | 2016-10-24 16:00 | 59.04 | 2016 | 5.34 | 2016-10-31
Spain | ESP | 2016-10-24 15:00 | 2016-10-24 17:00 | 60.3 | 2016 | 5.34 | 2016-10-31
Spain | ESP | 2016-10-24 16:00 | 2016-10-24 18:00 | 61.2 | 2016 | 5.34 | 2016-10-31
Spain | ESP | 2016-10-24 17:00 | 2016-10-24 19:00 | 62.54 | 2016 | 5.34 | 2016-10-31
Spain | ESP | 2016-10-24 18:00 | 2016-10-24 20:00 | 66.11 | 2016 | 5.34 | 2016-10-31
Spain | ESP | 2016-10-24 19:00 | 2016-10-24 21:00 | 62.56 | 2016 | 5.34 | 2016-10-31
Spain | ESP | 2016-10-24 20:00 | 2016-10-24 22:00 | 55.58 | 2016 | 5.34 | 2016-10-31
Spain | ESP | 2016-10-24 21:00 | 2016-10-24 23:00 | 52.75 | 2016 | 5.34 | 2016-10-31
Spain | ESP | 2016-10-24 22:00 | 2016-10-25 | 54.43 | 2016 | 5.34 | 2016-10-31
Spain | ESP | 2016-10-24 23:00 | 2016-10-25 01:00 | 46.36 | 2016 | 5.34 | 2016-10-31
Spain | ESP | 2016-10-25 | 2016-10-25 02:00 | 43.21 | 2016 | 5.34 | 2016-10-31
Spain | ESP | 2016-10-25 01:00 | 2016-10-25 03:00 | 41.06 | 2016 | 5.34 | 2016-10-31
Spain | ESP | 2016-10-25 02:00 | 2016-10-25 04:00 | 41.42 | 2016 | 5.34 | 2016-10-31
Spain | ESP | 2016-10-25 03:00 | 2016-10-25 05:00 | 46.46 | 2016 | 5.34 | 2016-10-31
Spain | ESP | 2016-10-25 04:00 | 2016-10-25 06:00 | 60 | 2016 | 5.34 | 2016-10-31
Spain | ESP | 2016-10-25 05:00 | 2016-10-25 07:00 | 62.15 | 2016 | 5.34 | 2016-10-31
Spain | ESP | 2016-10-25 06:00 | 2016-10-25 08:00 | 64.88 | 2016 | 5.34 | 2016-10-31
Spain | ESP | 2016-10-25 07:00 | 2016-10-25 09:00 | 63.68 | 2016 | 5.34 | 2016-10-31
Spain | ESP | 2016-10-25 08:00 | 2016-10-25 10:00 | 64.9 | 2016 | 5.34 | 2016-10-31
Spain | ESP | 2016-10-25 09:00 | 2016-10-25 11:00 | 63.86 | 2016 | 5.34 | 2016-10-31
Spain | ESP | 2016-10-25 10:00 | 2016-10-25 12:00 | 64.19 | 2016 | 5.34 | 2016-10-31
Spain | ESP | 2016-10-25 11:00 | 2016-10-25 13:00 | 63.28 | 2016 | 5.34 | 2016-10-31
Spain | ESP | 2016-10-25 12:00 | 2016-10-25 14:00 | 62.58 | 2016 | 5.34 | 2016-10-31
Spain | ESP | 2016-10-25 13:00 | 2016-10-25 15:00 | 62.23 | 2016 | 5.34 | 2016-10-31
Spain | ESP | 2016-10-25 14:00 | 2016-10-25 16:00 | 62.69 | 2016 | 5.34 | 2016-10-31
Spain | ESP | 2016-10-25 15:00 | 2016-10-25 17:00 | 63.69 | 2016 | 5.34 | 2016-10-31
Spain | ESP | 2016-10-25 16:00 | 2016-10-25 18:00 | 64.63 | 2016 | 5.34 | 2016-10-31
Spain | ESP | 2016-10-25 17:00 | 2016-10-25 19:00 | 65.79 | 2016 | 5.34 | 2016-10-31
Spain | ESP | 2016-10-25 18:00 | 2016-10-25 20:00 | 68.09 | 2016 | 5.34 | 2016-10-31
Spain | ESP | 2016-10-25 19:00 | 2016-10-25 21:00 | 66.91 | 2016 | 5.34 | 2016-10-31
Spain | ESP | 2016-10-25 20:00 | 2016-10-25 22:00 | 63.83 | 2016 | 5.34 | 2016-10-31
Spain | ESP | 2016-10-25 21:00 | 2016-10-25 23:00 | 61.5 | 2016 | 5.34 | 2016-10-31
Spain | ESP | 2016-10-25 22:00 | 2016-10-26 | 60 | 2016 | 5.34 | 2016-10-31
Spain | ESP | 2016-10-25 23:00 | 2016-10-26 01:00 | 51.57 | 2016 | 5.34 | 2016-10-31
Spain | ESP | 2016-10-26 | 2016-10-26 02:00 | 46.36 | 2016 | 5.34 | 2016-10-31
Spain | ESP | 2016-10-26 01:00 | 2016-10-26 03:00 | 44.2 | 2016 | 5.34 | 2016-10-31
Spain | ESP | 2016-10-26 02:00 | 2016-10-26 04:00 | 43.47 | 2016 | 5.34 | 2016-10-31
Spain | ESP | 2016-10-26 03:00 | 2016-10-26 05:00 | 47.8 | 2016 | 5.34 | 2016-10-31
Spain | ESP | 2016-10-26 04:00 | 2016-10-26 06:00 | 60.7 | 2016 | 5.34 | 2016-10-31
Spain | ESP | 2016-10-26 05:00 | 2016-10-26 07:00 | 66.11 | 2016 | 5.34 | 2016-10-31
Spain | ESP | 2016-10-26 06:00 | 2016-10-26 08:00 | 67 | 2016 | 5.34 | 2016-10-31
Spain | ESP | 2016-10-26 07:00 | 2016-10-26 09:00 | 65.91 | 2016 | 5.34 | 2016-10-31
Spain | ESP | 2016-10-26 08:00 | 2016-10-26 10:00 | 65.91 | 2016 | 5.34 | 2016-10-31
Spain | ESP | 2016-10-26 09:00 | 2016-10-26 11:00 | 65.68 | 2016 | 5.34 | 2016-10-31
Spain | ESP | 2016-10-26 10:00 | 2016-10-26 12:00 | 65.69 | 2016 | 5.34 | 2016-10-31
Spain | ESP | 2016-10-26 11:00 | 2016-10-26 13:00 | 65.69 | 2016 | 5.34 | 2016-10-31
Spain | ESP | 2016-10-26 12:00 | 2016-10-26 14:00 | 64.63 | 2016 | 5.34 | 2016-10-31
Spain | ESP | 2016-10-26 13:00 | 2016-10-26 15:00 | 63.69 | 2016 | 5.34 | 2016-10-31
Spain | ESP | 2016-10-26 14:00 | 2016-10-26 16:00 | 63.74 | 2016 | 5.34 | 2016-10-31
Spain | ESP | 2016-10-26 15:00 | 2016-10-26 17:00 | 64.38 | 2016 | 5.34 | 2016-10-31
Spain | ESP | 2016-10-26 16:00 | 2016-10-26 18:00 | 63.69 | 2016 | 5.34 | 2016-10-31
Spain | ESP | 2016-10-26 17:00 | 2016-10-26 19:00 | 64.63 | 2016 | 5.34 | 2016-10-31
Spain | ESP | 2016-10-26 18:00 | 2016-10-26 20:00 | 66.11 | 2016 | 5.34 | 2016-10-31
Spain | ESP | 2016-10-26 19:00 | 2016-10-26 21:00 | 64.88 | 2016 | 5.34 | 2016-10-31
Spain | ESP | 2016-10-26 20:00 | 2016-10-26 22:00 | 60.91 | 2016 | 5.34 | 2016-10-31
Spain | ESP | 2016-10-26 21:00 | 2016-10-26 23:00 | 57.05 | 2016 | 5.34 | 2016-10-31
Spain | ESP | 2016-10-26 22:00 | 2016-10-27 | 52.58 | 2016 | 5.34 | 2016-10-31
Spain | ESP | 2016-10-26 23:00 | 2016-10-27 01:00 | 46.17 | 2016 | 5.34 | 2016-10-31
Spain | ESP | 2016-10-27 | 2016-10-27 02:00 | 43.42 | 2016 | 5.34 | 2016-10-31
Spain | ESP | 2016-10-27 01:00 | 2016-10-27 03:00 | 40.55 | 2016 | 5.34 | 2016-10-31
Spain | ESP | 2016-10-27 02:00 | 2016-10-27 04:00 | 39.66 | 2016 | 5.34 | 2016-10-31
Spain | ESP | 2016-10-27 03:00 | 2016-10-27 05:00 | 42.31 | 2016 | 5.34 | 2016-10-31
Spain | ESP | 2016-10-27 04:00 | 2016-10-27 06:00 | 51.57 | 2016 | 5.34 | 2016-10-31
Spain | ESP | 2016-10-27 05:00 | 2016-10-27 07:00 | 60.69 | 2016 | 5.34 | 2016-10-31
Spain | ESP | 2016-10-27 06:00 | 2016-10-27 08:00 | 61.99 | 2016 | 5.34 | 2016-10-31
Spain | ESP | 2016-10-27 07:00 | 2016-10-27 09:00 | 61.99 | 2016 | 5.34 | 2016-10-31
Spain | ESP | 2016-10-27 08:00 | 2016-10-27 10:00 | 61.99 | 2016 | 5.34 | 2016-10-31
Spain | ESP | 2016-10-27 09:00 | 2016-10-27 11:00 | 61.2 | 2016 | 5.34 | 2016-10-31
Spain | ESP | 2016-10-27 10:00 | 2016-10-27 12:00 | 61.99 | 2016 | 5.34 | 2016-10-31
Spain | ESP | 2016-10-27 11:00 | 2016-10-27 13:00 | 60.91 | 2016 | 5.34 | 2016-10-31
Spain | ESP | 2016-10-27 12:00 | 2016-10-27 14:00 | 59.98 | 2016 | 5.34 | 2016-10-31
Spain | ESP | 2016-10-27 13:00 | 2016-10-27 15:00 | 59.9 | 2016 | 5.34 | 2016-10-31
Spain | ESP | 2016-10-27 14:00 | 2016-10-27 16:00 | 60.56 | 2016 | 5.34 | 2016-10-31
Spain | ESP | 2016-10-27 15:00 | 2016-10-27 17:00 | 61.69 | 2016 | 5.34 | 2016-10-31
Spain | ESP | 2016-10-27 16:00 | 2016-10-27 18:00 | 61.99 | 2016 | 5.34 | 2016-10-31
Spain | ESP | 2016-10-27 17:00 | 2016-10-27 19:00 | 63.19 | 2016 | 5.34 | 2016-10-31
Spain | ESP | 2016-10-27 18:00 | 2016-10-27 20:00 | 65.2 | 2016 | 5.34 | 2016-10-31
Spain | ESP | 2016-10-27 19:00 | 2016-10-27 21:00 | 62.69 | 2016 | 5.34 | 2016-10-31
Spain | ESP | 2016-10-27 20:00 | 2016-10-27 22:00 | 57.59 | 2016 | 5.34 | 2016-10-31
Spain | ESP | 2016-10-27 21:00 | 2016-10-27 23:00 | 55.7 | 2016 | 5.34 | 2016-10-31
Spain | ESP | 2016-10-27 22:00 | 2016-10-28 | 48.75 | 2016 | 5.34 | 2016-10-31
Spain | ESP | 2016-10-27 23:00 | 2016-10-28 01:00 | 43.51 | 2016 | 5.34 | 2016-10-31
Spain | ESP | 2016-10-28 | 2016-10-28 02:00 | 43.04 | 2016 | 5.34 | 2016-10-31
Spain | ESP | 2016-10-28 01:00 | 2016-10-28 03:00 | 42.91 | 2016 | 5.34 | 2016-10-31
Spain | ESP | 2016-10-28 02:00 | 2016-10-28 04:00 | 42.91 | 2016 | 5.34 | 2016-10-31
Spain | ESP | 2016-10-28 03:00 | 2016-10-28 05:00 | 43.04 | 2016 | 5.34 | 2016-10-31
Spain | ESP | 2016-10-28 04:00 | 2016-10-28 06:00 | 58.3 | 2016 | 5.34 | 2016-10-31
Spain | ESP | 2016-10-28 05:00 | 2016-10-28 07:00 | 64.71 | 2016 | 5.34 | 2016-10-31
Spain | ESP | 2016-10-28 06:00 | 2016-10-28 08:00 | 65.89 | 2016 | 5.34 | 2016-10-31
Spain | ESP | 2016-10-28 07:00 | 2016-10-28 09:00 | 65.15 | 2016 | 5.34 | 2016-10-31
Spain | ESP | 2016-10-28 08:00 | 2016-10-28 10:00 | 64.88 | 2016 | 5.34 | 2016-10-31
Spain | ESP | 2016-10-28 09:00 | 2016-10-28 11:00 | 63.69 | 2016 | 5.34 | 2016-10-31
Spain | ESP | 2016-10-28 10:00 | 2016-10-28 12:00 | 62.15 | 2016 | 5.34 | 2016-10-31
Spain | ESP | 2016-10-28 11:00 | 2016-10-28 13:00 | 60 | 2016 | 5.34 | 2016-10-31
Spain | ESP | 2016-10-28 12:00 | 2016-10-28 14:00 | 57.98 | 2016 | 5.34 | 2016-10-31
Spain | ESP | 2016-10-28 13:00 | 2016-10-28 15:00 | 56.28 | 2016 | 5.34 | 2016-10-31
Spain | ESP | 2016-10-28 14:00 | 2016-10-28 16:00 | 56.3 | 2016 | 5.34 | 2016-10-31
Spain | ESP | 2016-10-28 15:00 | 2016-10-28 17:00 | 60.56 | 2016 | 5.34 | 2016-10-31
Spain | ESP | 2016-10-28 16:00 | 2016-10-28 18:00 | 62.69 | 2016 | 5.34 | 2016-10-31
Spain | ESP | 2016-10-28 17:00 | 2016-10-28 19:00 | 64.4 | 2016 | 5.34 | 2016-10-31
Spain | ESP | 2016-10-28 18:00 | 2016-10-28 20:00 | 66.11 | 2016 | 5.34 | 2016-10-31
Spain | ESP | 2016-10-28 19:00 | 2016-10-28 21:00 | 58.57 | 2016 | 5.34 | 2016-10-31
Spain | ESP | 2016-10-28 20:00 | 2016-10-28 22:00 | 55.35 | 2016 | 5.34 | 2016-10-31
Spain | ESP | 2016-10-28 21:00 | 2016-10-28 23:00 | 51.57 | 2016 | 5.34 | 2016-10-31
Spain | ESP | 2016-10-28 22:00 | 2016-10-29 | 55.2 | 2016 | 5.34 | 2016-10-31
Spain | ESP | 2016-10-28 23:00 | 2016-10-29 01:00 | 49.33 | 2016 | 5.34 | 2016-10-31
Spain | ESP | 2016-10-29 | 2016-10-29 02:00 | 48.22 | 2016 | 5.34 | 2016-10-31
Spain | ESP | 2016-10-29 01:00 | 2016-10-29 03:00 | 45.43 | 2016 | 5.34 | 2016-10-31
Spain | ESP | 2016-10-29 02:00 | 2016-10-29 04:00 | 45 | 2016 | 5.34 | 2016-10-31
Spain | ESP | 2016-10-29 03:00 | 2016-10-29 05:00 | 44.76 | 2016 | 5.34 | 2016-10-31
Spain | ESP | 2016-10-29 04:00 | 2016-10-29 06:00 | 45.56 | 2016 | 5.34 | 2016-10-31
Spain | ESP | 2016-10-29 05:00 | 2016-10-29 07:00 | 51.6 | 2016 | 5.34 | 2016-10-31
Spain | ESP | 2016-10-29 06:00 | 2016-10-29 08:00 | 53.57 | 2016 | 5.34 | 2016-10-31
Spain | ESP | 2016-10-29 07:00 | 2016-10-29 09:00 | 58.69 | 2016 | 5.34 | 2016-10-31
Spain | ESP | 2016-10-29 08:00 | 2016-10-29 10:00 | 59.98 | 2016 | 5.34 | 2016-10-31
Spain | ESP | 2016-10-29 09:00 | 2016-10-29 11:00 | 56.92 | 2016 | 5.34 | 2016-10-31
Spain | ESP | 2016-10-29 10:00 | 2016-10-29 12:00 | 55 | 2016 | 5.34 | 2016-10-31
Spain | ESP | 2016-10-29 11:00 | 2016-10-29 13:00 | 53.57 | 2016 | 5.34 | 2016-10-31
Spain | ESP | 2016-10-29 12:00 | 2016-10-29 14:00 | 53.01 | 2016 | 5.34 | 2016-10-31
Spain | ESP | 2016-10-29 13:00 | 2016-10-29 15:00 | 48.22 | 2016 | 5.34 | 2016-10-31
Spain | ESP | 2016-10-29 14:00 | 2016-10-29 16:00 | 47.41 | 2016 | 5.34 | 2016-10-31
Spain | ESP | 2016-10-29 15:00 | 2016-10-29 17:00 | 51.16 | 2016 | 5.34 | 2016-10-31
Spain | ESP | 2016-10-29 16:00 | 2016-10-29 18:00 | 58.89 | 2016 | 5.34 | 2016-10-31
Spain | ESP | 2016-10-29 17:00 | 2016-10-29 19:00 | 64.56 | 2016 | 5.34 | 2016-10-31
Spain | ESP | 2016-10-29 18:00 | 2016-10-29 20:00 | 65 | 2016 | 5.34 | 2016-10-31
Spain | ESP | 2016-10-29 19:00 | 2016-10-29 21:00 | 62.03 | 2016 | 5.34 | 2016-10-31
Spain | ESP | 2016-10-29 20:00 | 2016-10-29 22:00 | 59.05 | 2016 | 5.34 | 2016-10-31
Spain | ESP | 2016-10-29 21:00 | 2016-10-29 23:00 | 54.69 | 2016 | 5.34 | 2016-10-31
Spain | ESP | 2016-10-29 22:00 | 2016-10-30 | 53.16 | 2016 | 5.34 | 2016-10-31
Spain | ESP | 2016-10-29 23:00 | 2016-10-30 01:00 | 48.49 | 2016 | 5.34 | 2016-10-31
Spain | ESP | 2016-10-30 | 2016-10-30 02:00 | 49.75 | 2016 | 5.34 | 2016-10-31
Spain | ESP | 2016-10-30 01:00 | 2016-10-30 02:00 | 47.9 | 2016 | 5.34 | 2016-10-31
Spain | ESP | 2016-10-30 02:00 | 2016-10-30 03:00 | 46.9 | 2016 | 5.34 | 2016-10-31
Spain | ESP | 2016-10-30 03:00 | 2016-10-30 04:00 | 46.51 | 2016 | 5.34 | 2016-10-31
Spain | ESP | 2016-10-30 04:00 | 2016-10-30 05:00 | 46.05 | 2016 | 5.34 | 2016-10-31
Spain | ESP | 2016-10-30 05:00 | 2016-10-30 06:00 | 46.16 | 2016 | 5.34 | 2016-10-31
Spain | ESP | 2016-10-30 06:00 | 2016-10-30 07:00 | 45.43 | 2016 | 5.34 | 2016-10-31
Spain | ESP | 2016-10-30 07:00 | 2016-10-30 08:00 | 45.41 | 2016 | 5.34 | 2016-10-31
Spain | ESP | 2016-10-30 08:00 | 2016-10-30 09:00 | 46.51 | 2016 | 5.34 | 2016-10-31
Spain | ESP | 2016-10-30 09:00 | 2016-10-30 10:00 | 47.41 | 2016 | 5.34 | 2016-10-31
Spain | ESP | 2016-10-30 10:00 | 2016-10-30 11:00 | 47.7 | 2016 | 5.34 | 2016-10-31
Spain | ESP | 2016-10-30 11:00 | 2016-10-30 12:00 | 49.21 | 2016 | 5.34 | 2016-10-31
Spain | ESP | 2016-10-30 12:00 | 2016-10-30 13:00 | 51.15 | 2016 | 5.34 | 2016-10-31
Spain | ESP | 2016-10-30 13:00 | 2016-10-30 14:00 | 50 | 2016 | 5.34 | 2016-10-31
Spain | ESP | 2016-10-30 14:00 | 2016-10-30 15:00 | 47.9 | 2016 | 5.34 | 2016-10-31
Spain | ESP | 2016-10-30 15:00 | 2016-10-30 16:00 | 47.9 | 2016 | 5.34 | 2016-10-31
Spain | ESP | 2016-10-30 16:00 | 2016-10-30 17:00 | 50.81 | 2016 | 5.34 | 2016-10-31
Spain | ESP | 2016-10-30 17:00 | 2016-10-30 18:00 | 57.56 | 2016 | 5.34 | 2016-10-31
Spain | ESP | 2016-10-30 18:00 | 2016-10-30 19:00 | 60.1 | 2016 | 5.34 | 2016-10-31
Spain | ESP | 2016-10-30 19:00 | 2016-10-30 20:00 | 63.89 | 2016 | 5.34 | 2016-10-31
Spain | ESP | 2016-10-30 20:00 | 2016-10-30 21:00 | 63.45 | 2016 | 5.34 | 2016-10-31
Spain | ESP | 2016-10-30 21:00 | 2016-10-30 22:00 | 60.69 | 2016 | 5.34 | 2016-10-31
Spain | ESP | 2016-10-30 22:00 | 2016-10-30 23:00 | 58.69 | 2016 | 5.34 | 2016-10-31
Spain | ESP | 2016-10-30 23:00 | 2016-10-31 | 51.69 | 2016 | 5.34 | 2016-10-31
Spain | ESP | 2016-10-31 | 2016-10-31 01:00 | 46.9 | 2016 | 5.34 | 2016-10-31
Spain | ESP | 2016-10-31 01:00 | 2016-10-31 02:00 | 46.35 | 2016 | 5.34 | 2016-10-31
Spain | ESP | 2016-10-31 02:00 | 2016-10-31 03:00 | 45.68 | 2016 | 5.34 | 2016-10-31
Spain | ESP | 2016-10-31 03:00 | 2016-10-31 04:00 | 45.43 | 2016 | 5.34 | 2016-10-31
Spain | ESP | 2016-10-31 04:00 | 2016-10-31 05:00 | 46.05 | 2016 | 5.34 | 2016-10-31
Spain | ESP | 2016-10-31 05:00 | 2016-10-31 06:00 | 48.49 | 2016 | 5.34 | 2016-10-31
Spain | ESP | 2016-10-31 06:00 | 2016-10-31 07:00 | 56.07 | 2016 | 5.34 | 2016-10-31
Spain | ESP | 2016-10-31 07:00 | 2016-10-31 08:00 | 59.69 | 2016 | 5.34 | 2016-10-31
Spain | ESP | 2016-10-31 08:00 | 2016-10-31 09:00 | 56.7 | 2016 | 5.34 | 2016-10-31
Spain | ESP | 2016-10-31 09:00 | 2016-10-31 10:00 | 55.28 | 2016 | 5.34 | 2016-10-31
Spain | ESP | 2016-10-31 10:00 | 2016-10-31 11:00 | 54.23 | 2016 | 5.34 | 2016-10-31
Spain | ESP | 2016-10-31 11:00 | 2016-10-31 12:00 | 55.58 | 2016 | 5.34 | 2016-10-31
Spain | ESP | 2016-10-31 12:00 | 2016-10-31 13:00 | 55.58 | 2016 | 5.34 | 2016-10-31
Spain | ESP | 2016-10-31 13:00 | 2016-10-31 14:00 | 54.23 | 2016 | 5.34 | 2016-10-31
Spain | ESP | 2016-10-31 14:00 | 2016-10-31 15:00 | 53.69 | 2016 | 5.34 | 2016-10-31
Spain | ESP | 2016-10-31 15:00 | 2016-10-31 16:00 | 53.89 | 2016 | 5.34 | 2016-10-31
Spain | ESP | 2016-10-31 16:00 | 2016-10-31 17:00 | 59.69 | 2016 | 5.34 | 2016-10-31
Spain | ESP | 2016-10-31 17:00 | 2016-10-31 18:00 | 63.5 | 2016 | 5.34 | 2016-10-31
Spain | ESP | 2016-10-31 18:00 | 2016-10-31 19:00 | 63.89 | 2016 | 5.34 | 2016-10-31
Spain | ESP | 2016-10-31 19:00 | 2016-10-31 20:00 | 61.99 | 2016 | 5.34 | 2016-10-31
Spain | ESP | 2016-10-31 20:00 | 2016-10-31 21:00 | 59.69 | 2016 | 5.34 | 2016-10-31
Spain | ESP | 2016-10-31 21:00 | 2016-10-31 22:00 | 51.57 | 2016 | 5.34 | 2016-10-31
Spain | ESP | 2016-10-31 22:00 | 2016-10-31 23:00 | 45.68 | 2016 | 5.34 | 2016-10-31
Spain | ESP | 2016-10-31 23:00 | 2016-11-01 | 47.44 | 2016 | 5.34 | 2016-10-31
Spain | ESP | 2016-11-01 | 2016-11-01 01:00 | 42.74 | 2016 | 5.69 | 2016-11-30
Spain | ESP | 2016-11-01 01:00 | 2016-11-01 02:00 | 41.8 | 2016 | 5.69 | 2016-11-30
Spain | ESP | 2016-11-01 02:00 | 2016-11-01 03:00 | 41.48 | 2016 | 5.69 | 2016-11-30
Spain | ESP | 2016-11-01 03:00 | 2016-11-01 04:00 | 41.48 | 2016 | 5.69 | 2016-11-30
Spain | ESP | 2016-11-01 04:00 | 2016-11-01 05:00 | 41.48 | 2016 | 5.69 | 2016-11-30
Spain | ESP | 2016-11-01 05:00 | 2016-11-01 06:00 | 41.8 | 2016 | 5.69 | 2016-11-30
Spain | ESP | 2016-11-01 06:00 | 2016-11-01 07:00 | 43.17 | 2016 | 5.69 | 2016-11-30
Spain | ESP | 2016-11-01 07:00 | 2016-11-01 08:00 | 45.43 | 2016 | 5.69 | 2016-11-30
Spain | ESP | 2016-11-01 08:00 | 2016-11-01 09:00 | 47.52 | 2016 | 5.69 | 2016-11-30
Spain | ESP | 2016-11-01 09:00 | 2016-11-01 10:00 | 48.49 | 2016 | 5.69 | 2016-11-30
Spain | ESP | 2016-11-01 10:00 | 2016-11-01 11:00 | 48.3 | 2016 | 5.69 | 2016-11-30
Spain | ESP | 2016-11-01 11:00 | 2016-11-01 12:00 | 48.27 | 2016 | 5.69 | 2016-11-30
Spain | ESP | 2016-11-01 12:00 | 2016-11-01 13:00 | 48.22 | 2016 | 5.69 | 2016-11-30
Spain | ESP | 2016-11-01 13:00 | 2016-11-01 14:00 | 48.22 | 2016 | 5.69 | 2016-11-30
Spain | ESP | 2016-11-01 14:00 | 2016-11-01 15:00 | 47.41 | 2016 | 5.69 | 2016-11-30
Spain | ESP | 2016-11-01 15:00 | 2016-11-01 16:00 | 47.41 | 2016 | 5.69 | 2016-11-30
Spain | ESP | 2016-11-01 16:00 | 2016-11-01 17:00 | 54.4 | 2016 | 5.69 | 2016-11-30
Spain | ESP | 2016-11-01 17:00 | 2016-11-01 18:00 | 65.56 | 2016 | 5.69 | 2016-11-30
Spain | ESP | 2016-11-01 18:00 | 2016-11-01 19:00 | 67.15 | 2016 | 5.69 | 2016-11-30
Spain | ESP | 2016-11-01 19:00 | 2016-11-01 20:00 | 66.46 | 2016 | 5.69 | 2016-11-30
Spain | ESP | 2016-11-01 20:00 | 2016-11-01 21:00 | 63.57 | 2016 | 5.69 | 2016-11-30
Spain | ESP | 2016-11-01 21:00 | 2016-11-01 22:00 | 59.98 | 2016 | 5.69 | 2016-11-30
Spain | ESP | 2016-11-01 22:00 | 2016-11-01 23:00 | 55.4 | 2016 | 5.69 | 2016-11-30
Spain | ESP | 2016-11-01 23:00 | 2016-11-02 | 56.23 | 2016 | 5.69 | 2016-11-30
Spain | ESP | 2016-11-02 | 2016-11-02 01:00 | 49.49 | 2016 | 5.69 | 2016-11-30
Spain | ESP | 2016-11-02 01:00 | 2016-11-02 02:00 | 47.28 | 2016 | 5.69 | 2016-11-30
Spain | ESP | 2016-11-02 02:00 | 2016-11-02 03:00 | 46.9 | 2016 | 5.69 | 2016-11-30
Spain | ESP | 2016-11-02 03:00 | 2016-11-02 04:00 | 46.65 | 2016 | 5.69 | 2016-11-30
Spain | ESP | 2016-11-02 04:00 | 2016-11-02 05:00 | 46.94 | 2016 | 5.69 | 2016-11-30
Spain | ESP | 2016-11-02 05:00 | 2016-11-02 06:00 | 56.74 | 2016 | 5.69 | 2016-11-30
Spain | ESP | 2016-11-02 06:00 | 2016-11-02 07:00 | 65.73 | 2016 | 5.69 | 2016-11-30
Spain | ESP | 2016-11-02 07:00 | 2016-11-02 08:00 | 67.69 | 2016 | 5.69 | 2016-11-30
Spain | ESP | 2016-11-02 08:00 | 2016-11-02 09:00 | 66.69 | 2016 | 5.69 | 2016-11-30
Spain | ESP | 2016-11-02 09:00 | 2016-11-02 10:00 | 65.69 | 2016 | 5.69 | 2016-11-30
Spain | ESP | 2016-11-02 10:00 | 2016-11-02 11:00 | 65.56 | 2016 | 5.69 | 2016-11-30
Spain | ESP | 2016-11-02 11:00 | 2016-11-02 12:00 | 64.58 | 2016 | 5.69 | 2016-11-30
Spain | ESP | 2016-11-02 12:00 | 2016-11-02 13:00 | 64.3 | 2016 | 5.69 | 2016-11-30
Spain | ESP | 2016-11-02 13:00 | 2016-11-02 14:00 | 64.69 | 2016 | 5.69 | 2016-11-30
Spain | ESP | 2016-11-02 14:00 | 2016-11-02 15:00 | 64.89 | 2016 | 5.69 | 2016-11-30
Spain | ESP | 2016-11-02 15:00 | 2016-11-02 16:00 | 65.04 | 2016 | 5.69 | 2016-11-30
Spain | ESP | 2016-11-02 16:00 | 2016-11-02 17:00 | 65.8 | 2016 | 5.69 | 2016-11-30
Spain | ESP | 2016-11-02 17:00 | 2016-11-02 18:00 | 69.79 | 2016 | 5.69 | 2016-11-30
Spain | ESP | 2016-11-02 18:00 | 2016-11-02 19:00 | 71.91 | 2016 | 5.69 | 2016-11-30
Spain | ESP | 2016-11-02 19:00 | 2016-11-02 20:00 | 72.51 | 2016 | 5.69 | 2016-11-30
Spain | ESP | 2016-11-02 20:00 | 2016-11-02 21:00 | 68.01 | 2016 | 5.69 | 2016-11-30
Spain | ESP | 2016-11-02 21:00 | 2016-11-02 22:00 | 61.99 | 2016 | 5.69 | 2016-11-30
Spain | ESP | 2016-11-02 22:00 | 2016-11-02 23:00 | 57 | 2016 | 5.69 | 2016-11-30
Spain | ESP | 2016-11-02 23:00 | 2016-11-03 | 60.69 | 2016 | 5.69 | 2016-11-30
Spain | ESP | 2016-11-03 | 2016-11-03 01:00 | 56.75 | 2016 | 5.69 | 2016-11-30
Spain | ESP | 2016-11-03 01:00 | 2016-11-03 02:00 | 54.19 | 2016 | 5.69 | 2016-11-30
Spain | ESP | 2016-11-03 02:00 | 2016-11-03 03:00 | 51.89 | 2016 | 5.69 | 2016-11-30
Spain | ESP | 2016-11-03 03:00 | 2016-11-03 04:00 | 51.64 | 2016 | 5.69 | 2016-11-30
Spain | ESP | 2016-11-03 04:00 | 2016-11-03 05:00 | 52.82 | 2016 | 5.69 | 2016-11-30
Spain | ESP | 2016-11-03 05:00 | 2016-11-03 06:00 | 61.11 | 2016 | 5.69 | 2016-11-30
Spain | ESP | 2016-11-03 06:00 | 2016-11-03 07:00 | 66.54 | 2016 | 5.69 | 2016-11-30
Spain | ESP | 2016-11-03 07:00 | 2016-11-03 08:00 | 68.69 | 2016 | 5.69 | 2016-11-30
Spain | ESP | 2016-11-03 08:00 | 2016-11-03 09:00 | 69.11 | 2016 | 5.69 | 2016-11-30
Spain | ESP | 2016-11-03 09:00 | 2016-11-03 10:00 | 67.69 | 2016 | 5.69 | 2016-11-30
Spain | ESP | 2016-11-03 10:00 | 2016-11-03 11:00 | 65.89 | 2016 | 5.69 | 2016-11-30
Spain | ESP | 2016-11-03 11:00 | 2016-11-03 12:00 | 64.53 | 2016 | 5.69 | 2016-11-30
Spain | ESP | 2016-11-03 12:00 | 2016-11-03 13:00 | 64.58 | 2016 | 5.69 | 2016-11-30
Spain | ESP | 2016-11-03 13:00 | 2016-11-03 14:00 | 64.89 | 2016 | 5.69 | 2016-11-30
Spain | ESP | 2016-11-03 14:00 | 2016-11-03 15:00 | 63.2 | 2016 | 5.69 | 2016-11-30
Spain | ESP | 2016-11-03 15:00 | 2016-11-03 16:00 | 67.69 | 2016 | 5.69 | 2016-11-30
Spain | ESP | 2016-11-03 16:00 | 2016-11-03 17:00 | 68.2 | 2016 | 5.69 | 2016-11-30
Spain | ESP | 2016-11-03 17:00 | 2016-11-03 18:00 | 70.11 | 2016 | 5.69 | 2016-11-30
Spain | ESP | 2016-11-03 18:00 | 2016-11-03 19:00 | 72.19 | 2016 | 5.69 | 2016-11-30
Spain | ESP | 2016-11-03 19:00 | 2016-11-03 20:00 | 72.19 | 2016 | 5.69 | 2016-11-30
Spain | ESP | 2016-11-03 20:00 | 2016-11-03 21:00 | 68.05 | 2016 | 5.69 | 2016-11-30
Spain | ESP | 2016-11-03 21:00 | 2016-11-03 22:00 | 65.23 | 2016 | 5.69 | 2016-11-30
Spain | ESP | 2016-11-03 22:00 | 2016-11-03 23:00 | 59.45 | 2016 | 5.69 | 2016-11-30
Spain | ESP | 2016-11-03 23:00 | 2016-11-04 | 58.07 | 2016 | 5.69 | 2016-11-30
Spain | ESP | 2016-11-04 | 2016-11-04 01:00 | 53.47 | 2016 | 5.69 | 2016-11-30
Spain | ESP | 2016-11-04 01:00 | 2016-11-04 02:00 | 48.8 | 2016 | 5.69 | 2016-11-30
Spain | ESP | 2016-11-04 02:00 | 2016-11-04 03:00 | 48.35 | 2016 | 5.69 | 2016-11-30
Spain | ESP | 2016-11-04 03:00 | 2016-11-04 04:00 | 48.23 | 2016 | 5.69 | 2016-11-30
Spain | ESP | 2016-11-04 04:00 | 2016-11-04 05:00 | 51.8 | 2016 | 5.69 | 2016-11-30
Spain | ESP | 2016-11-04 05:00 | 2016-11-04 06:00 | 61.99 | 2016 | 5.69 | 2016-11-30
Spain | ESP | 2016-11-04 06:00 | 2016-11-04 07:00 | 63.03 | 2016 | 5.69 | 2016-11-30
Spain | ESP | 2016-11-04 07:00 | 2016-11-04 08:00 | 66.1 | 2016 | 5.69 | 2016-11-30
Spain | ESP | 2016-11-04 08:00 | 2016-11-04 09:00 | 66.54 | 2016 | 5.69 | 2016-11-30
Spain | ESP | 2016-11-04 09:00 | 2016-11-04 10:00 | 67.03 | 2016 | 5.69 | 2016-11-30
Spain | ESP | 2016-11-04 10:00 | 2016-11-04 11:00 | 66.74 | 2016 | 5.69 | 2016-11-30
Spain | ESP | 2016-11-04 11:00 | 2016-11-04 12:00 | 66.32 | 2016 | 5.69 | 2016-11-30
Spain | ESP | 2016-11-04 12:00 | 2016-11-04 13:00 | 66.32 | 2016 | 5.69 | 2016-11-30
Spain | ESP | 2016-11-04 13:00 | 2016-11-04 14:00 | 65.33 | 2016 | 5.69 | 2016-11-30
Spain | ESP | 2016-11-04 14:00 | 2016-11-04 15:00 | 64.6 | 2016 | 5.69 | 2016-11-30
Spain | ESP | 2016-11-04 15:00 | 2016-11-04 16:00 | 64.43 | 2016 | 5.69 | 2016-11-30
Spain | ESP | 2016-11-04 16:00 | 2016-11-04 17:00 | 64.9 | 2016 | 5.69 | 2016-11-30
Spain | ESP | 2016-11-04 17:00 | 2016-11-04 18:00 | 67 | 2016 | 5.69 | 2016-11-30
Spain | ESP | 2016-11-04 18:00 | 2016-11-04 19:00 | 67.69 | 2016 | 5.69 | 2016-11-30
Spain | ESP | 2016-11-04 19:00 | 2016-11-04 20:00 | 67.69 | 2016 | 5.69 | 2016-11-30
Spain | ESP | 2016-11-04 20:00 | 2016-11-04 21:00 | 62.1 | 2016 | 5.69 | 2016-11-30
Spain | ESP | 2016-11-04 21:00 | 2016-11-04 22:00 | 57.75 | 2016 | 5.69 | 2016-11-30
Spain | ESP | 2016-11-04 22:00 | 2016-11-04 23:00 | 56.45 | 2016 | 5.69 | 2016-11-30
Spain | ESP | 2016-11-04 23:00 | 2016-11-05 | 55.05 | 2016 | 5.69 | 2016-11-30
Spain | ESP | 2016-11-05 | 2016-11-05 01:00 | 50.89 | 2016 | 5.69 | 2016-11-30
Spain | ESP | 2016-11-05 01:00 | 2016-11-05 02:00 | 46.5 | 2016 | 5.69 | 2016-11-30
Spain | ESP | 2016-11-05 02:00 | 2016-11-05 03:00 | 44.31 | 2016 | 5.69 | 2016-11-30
Spain | ESP | 2016-11-05 03:00 | 2016-11-05 04:00 | 43.75 | 2016 | 5.69 | 2016-11-30
Spain | ESP | 2016-11-05 04:00 | 2016-11-05 05:00 | 43.46 | 2016 | 5.69 | 2016-11-30
Spain | ESP | 2016-11-05 05:00 | 2016-11-05 06:00 | 43.73 | 2016 | 5.69 | 2016-11-30
Spain | ESP | 2016-11-05 06:00 | 2016-11-05 07:00 | 46.53 | 2016 | 5.69 | 2016-11-30
Spain | ESP | 2016-11-05 07:00 | 2016-11-05 08:00 | 50.83 | 2016 | 5.69 | 2016-11-30
Spain | ESP | 2016-11-05 08:00 | 2016-11-05 09:00 | 57 | 2016 | 5.69 | 2016-11-30
Spain | ESP | 2016-11-05 09:00 | 2016-11-05 10:00 | 59.6 | 2016 | 5.69 | 2016-11-30
Spain | ESP | 2016-11-05 10:00 | 2016-11-05 11:00 | 58 | 2016 | 5.69 | 2016-11-30
Spain | ESP | 2016-11-05 11:00 | 2016-11-05 12:00 | 55.21 | 2016 | 5.69 | 2016-11-30
Spain | ESP | 2016-11-05 12:00 | 2016-11-05 13:00 | 50.83 | 2016 | 5.69 | 2016-11-30
Spain | ESP | 2016-11-05 13:00 | 2016-11-05 14:00 | 46.65 | 2016 | 5.69 | 2016-11-30
Spain | ESP | 2016-11-05 14:00 | 2016-11-05 15:00 | 45.69 | 2016 | 5.69 | 2016-11-30
Spain | ESP | 2016-11-05 15:00 | 2016-11-05 16:00 | 45.76 | 2016 | 5.69 | 2016-11-30
Spain | ESP | 2016-11-05 16:00 | 2016-11-05 17:00 | 52.69 | 2016 | 5.69 | 2016-11-30
Spain | ESP | 2016-11-05 17:00 | 2016-11-05 18:00 | 59.2 | 2016 | 5.69 | 2016-11-30
Spain | ESP | 2016-11-05 18:00 | 2016-11-05 19:00 | 61.99 | 2016 | 5.69 | 2016-11-30
Spain | ESP | 2016-11-05 19:00 | 2016-11-05 20:00 | 58.11 | 2016 | 5.69 | 2016-11-30
Spain | ESP | 2016-11-05 20:00 | 2016-11-05 21:00 | 52.56 | 2016 | 5.69 | 2016-11-30
Spain | ESP | 2016-11-05 21:00 | 2016-11-05 22:00 | 49.46 | 2016 | 5.69 | 2016-11-30
Spain | ESP | 2016-11-05 22:00 | 2016-11-05 23:00 | 47.9 | 2016 | 5.69 | 2016-11-30
Spain | ESP | 2016-11-05 23:00 | 2016-11-06 | 44.8 | 2016 | 5.69 | 2016-11-30
Spain | ESP | 2016-11-06 | 2016-11-06 01:00 | 42.24 | 2016 | 5.69 | 2016-11-30
Spain | ESP | 2016-11-06 01:00 | 2016-11-06 02:00 | 38.43 | 2016 | 5.69 | 2016-11-30
Spain | ESP | 2016-11-06 02:00 | 2016-11-06 03:00 | 35.99 | 2016 | 5.69 | 2016-11-30
Spain | ESP | 2016-11-06 03:00 | 2016-11-06 04:00 | 30.1 | 2016 | 5.69 | 2016-11-30
Spain | ESP | 2016-11-06 04:00 | 2016-11-06 05:00 | 29.82 | 2016 | 5.69 | 2016-11-30
Spain | ESP | 2016-11-06 05:00 | 2016-11-06 06:00 | 30.89 | 2016 | 5.69 | 2016-11-30
Spain | ESP | 2016-11-06 06:00 | 2016-11-06 07:00 | 34.8 | 2016 | 5.69 | 2016-11-30
Spain | ESP | 2016-11-06 07:00 | 2016-11-06 08:00 | 33.81 | 2016 | 5.69 | 2016-11-30
Spain | ESP | 2016-11-06 08:00 | 2016-11-06 09:00 | 37.92 | 2016 | 5.69 | 2016-11-30
Spain | ESP | 2016-11-06 09:00 | 2016-11-06 10:00 | 42.75 | 2016 | 5.69 | 2016-11-30
Spain | ESP | 2016-11-06 10:00 | 2016-11-06 11:00 | 41.68 | 2016 | 5.69 | 2016-11-30
Spain | ESP | 2016-11-06 11:00 | 2016-11-06 12:00 | 42.55 | 2016 | 5.69 | 2016-11-30
Spain | ESP | 2016-11-06 12:00 | 2016-11-06 13:00 | 41.86 | 2016 | 5.69 | 2016-11-30
Spain | ESP | 2016-11-06 13:00 | 2016-11-06 14:00 | 37.33 | 2016 | 5.69 | 2016-11-30
Spain | ESP | 2016-11-06 14:00 | 2016-11-06 15:00 | 37 | 2016 | 5.69 | 2016-11-30
Spain | ESP | 2016-11-06 15:00 | 2016-11-06 16:00 | 39.5 | 2016 | 5.69 | 2016-11-30
Spain | ESP | 2016-11-06 16:00 | 2016-11-06 17:00 | 49.19 | 2016 | 5.69 | 2016-11-30
Spain | ESP | 2016-11-06 17:00 | 2016-11-06 18:00 | 64.3 | 2016 | 5.69 | 2016-11-30
Spain | ESP | 2016-11-06 18:00 | 2016-11-06 19:00 | 68.18 | 2016 | 5.69 | 2016-11-30
Spain | ESP | 2016-11-06 19:00 | 2016-11-06 20:00 | 65.69 | 2016 | 5.69 | 2016-11-30
Spain | ESP | 2016-11-06 20:00 | 2016-11-06 21:00 | 65.33 | 2016 | 5.69 | 2016-11-30
Spain | ESP | 2016-11-06 21:00 | 2016-11-06 22:00 | 61 | 2016 | 5.69 | 2016-11-30
Spain | ESP | 2016-11-06 22:00 | 2016-11-06 23:00 | 56.1 | 2016 | 5.69 | 2016-11-30
Spain | ESP | 2016-11-06 23:00 | 2016-11-07 | 49 | 2016 | 5.69 | 2016-11-30
Spain | ESP | 2016-11-07 | 2016-11-07 01:00 | 43.95 | 2016 | 5.69 | 2016-11-30
Spain | ESP | 2016-11-07 01:00 | 2016-11-07 02:00 | 42.55 | 2016 | 5.69 | 2016-11-30
Spain | ESP | 2016-11-07 02:00 | 2016-11-07 03:00 | 42.29 | 2016 | 5.69 | 2016-11-30
Spain | ESP | 2016-11-07 03:00 | 2016-11-07 04:00 | 42.24 | 2016 | 5.69 | 2016-11-30
Spain | ESP | 2016-11-07 04:00 | 2016-11-07 05:00 | 43.44 | 2016 | 5.69 | 2016-11-30
Spain | ESP | 2016-11-07 05:00 | 2016-11-07 06:00 | 60.69 | 2016 | 5.69 | 2016-11-30
Spain | ESP | 2016-11-07 06:00 | 2016-11-07 07:00 | 64.02 | 2016 | 5.69 | 2016-11-30
Spain | ESP | 2016-11-07 07:00 | 2016-11-07 08:00 | 66.81 | 2016 | 5.69 | 2016-11-30
Spain | ESP | 2016-11-07 08:00 | 2016-11-07 09:00 | 65 | 2016 | 5.69 | 2016-11-30
Spain | ESP | 2016-11-07 09:00 | 2016-11-07 10:00 | 64.69 | 2016 | 5.69 | 2016-11-30
Spain | ESP | 2016-11-07 10:00 | 2016-11-07 11:00 | 62.3 | 2016 | 5.69 | 2016-11-30
Spain | ESP | 2016-11-07 11:00 | 2016-11-07 12:00 | 61.6 | 2016 | 5.69 | 2016-11-30
Spain | ESP | 2016-11-07 12:00 | 2016-11-07 13:00 | 60.69 | 2016 | 5.69 | 2016-11-30
Spain | ESP | 2016-11-07 13:00 | 2016-11-07 14:00 | 58.76 | 2016 | 5.69 | 2016-11-30
Spain | ESP | 2016-11-07 14:00 | 2016-11-07 15:00 | 58.1 | 2016 | 5.69 | 2016-11-30
Spain | ESP | 2016-11-07 15:00 | 2016-11-07 16:00 | 58.1 | 2016 | 5.69 | 2016-11-30
Spain | ESP | 2016-11-07 16:00 | 2016-11-07 17:00 | 59.69 | 2016 | 5.69 | 2016-11-30
Spain | ESP | 2016-11-07 17:00 | 2016-11-07 18:00 | 63.05 | 2016 | 5.69 | 2016-11-30
Spain | ESP | 2016-11-07 18:00 | 2016-11-07 19:00 | 66.45 | 2016 | 5.69 | 2016-11-30
Spain | ESP | 2016-11-07 19:00 | 2016-11-07 20:00 | 66.6 | 2016 | 5.69 | 2016-11-30
Spain | ESP | 2016-11-07 20:00 | 2016-11-07 21:00 | 65 | 2016 | 5.69 | 2016-11-30
Spain | ESP | 2016-11-07 21:00 | 2016-11-07 22:00 | 59.98 | 2016 | 5.69 | 2016-11-30
Spain | ESP | 2016-11-07 22:00 | 2016-11-07 23:00 | 58.1 | 2016 | 5.69 | 2016-11-30
Spain | ESP | 2016-11-07 23:00 | 2016-11-08 | 51.84 | 2016 | 5.69 | 2016-11-30
Spain | ESP | 2016-11-08 | 2016-11-08 01:00 | 48.02 | 2016 | 5.69 | 2016-11-30
Spain | ESP | 2016-11-08 01:00 | 2016-11-08 02:00 | 45.44 | 2016 | 5.69 | 2016-11-30
Spain | ESP | 2016-11-08 02:00 | 2016-11-08 03:00 | 43.5 | 2016 | 5.69 | 2016-11-30
Spain | ESP | 2016-11-08 03:00 | 2016-11-08 04:00 | 43.23 | 2016 | 5.69 | 2016-11-30
Spain | ESP | 2016-11-08 04:00 | 2016-11-08 05:00 | 45.95 | 2016 | 5.69 | 2016-11-30
Spain | ESP | 2016-11-08 05:00 | 2016-11-08 06:00 | 57.35 | 2016 | 5.69 | 2016-11-30
Spain | ESP | 2016-11-08 06:00 | 2016-11-08 07:00 | 60.02 | 2016 | 5.69 | 2016-11-30
Spain | ESP | 2016-11-08 07:00 | 2016-11-08 08:00 | 63.1 | 2016 | 5.69 | 2016-11-30
Spain | ESP | 2016-11-08 08:00 | 2016-11-08 09:00 | 62.49 | 2016 | 5.69 | 2016-11-30
Spain | ESP | 2016-11-08 09:00 | 2016-11-08 10:00 | 61.75 | 2016 | 5.69 | 2016-11-30
Spain | ESP | 2016-11-08 10:00 | 2016-11-08 11:00 | 59.69 | 2016 | 5.69 | 2016-11-30
Spain | ESP | 2016-11-08 11:00 | 2016-11-08 12:00 | 58.24 | 2016 | 5.69 | 2016-11-30
Spain | ESP | 2016-11-08 12:00 | 2016-11-08 13:00 | 58.23 | 2016 | 5.69 | 2016-11-30
Spain | ESP | 2016-11-08 13:00 | 2016-11-08 14:00 | 54.4 | 2016 | 5.69 | 2016-11-30
Spain | ESP | 2016-11-08 14:00 | 2016-11-08 15:00 | 50.15 | 2016 | 5.69 | 2016-11-30
Spain | ESP | 2016-11-08 15:00 | 2016-11-08 16:00 | 50.55 | 2016 | 5.69 | 2016-11-30
Spain | ESP | 2016-11-08 16:00 | 2016-11-08 17:00 | 57.5 | 2016 | 5.69 | 2016-11-30
Spain | ESP | 2016-11-08 17:00 | 2016-11-08 18:00 | 61.19 | 2016 | 5.69 | 2016-11-30
Spain | ESP | 2016-11-08 18:00 | 2016-11-08 19:00 | 62.49 | 2016 | 5.69 | 2016-11-30
Spain | ESP | 2016-11-08 19:00 | 2016-11-08 20:00 | 63.41 | 2016 | 5.69 | 2016-11-30
Spain | ESP | 2016-11-08 20:00 | 2016-11-08 21:00 | 60 | 2016 | 5.69 | 2016-11-30
Spain | ESP | 2016-11-08 21:00 | 2016-11-08 22:00 | 54.71 | 2016 | 5.69 | 2016-11-30
Spain | ESP | 2016-11-08 22:00 | 2016-11-08 23:00 | 46 | 2016 | 5.69 | 2016-11-30
Spain | ESP | 2016-11-08 23:00 | 2016-11-09 | 41.91 | 2016 | 5.69 | 2016-11-30
Spain | ESP | 2016-11-09 | 2016-11-09 01:00 | 41.1 | 2016 | 5.69 | 2016-11-30
Spain | ESP | 2016-11-09 01:00 | 2016-11-09 02:00 | 38.9 | 2016 | 5.69 | 2016-11-30
Spain | ESP | 2016-11-09 02:00 | 2016-11-09 03:00 | 35.54 | 2016 | 5.69 | 2016-11-30
Spain | ESP | 2016-11-09 03:00 | 2016-11-09 04:00 | 35 | 2016 | 5.69 | 2016-11-30
Spain | ESP | 2016-11-09 04:00 | 2016-11-09 05:00 | 40.99 | 2016 | 5.69 | 2016-11-30
Spain | ESP | 2016-11-09 05:00 | 2016-11-09 06:00 | 42.11 | 2016 | 5.69 | 2016-11-30
Spain | ESP | 2016-11-09 06:00 | 2016-11-09 07:00 | 47.4 | 2016 | 5.69 | 2016-11-30
Spain | ESP | 2016-11-09 07:00 | 2016-11-09 08:00 | 55.24 | 2016 | 5.69 | 2016-11-30
Spain | ESP | 2016-11-09 08:00 | 2016-11-09 09:00 | 57.16 | 2016 | 5.69 | 2016-11-30
Spain | ESP | 2016-11-09 09:00 | 2016-11-09 10:00 | 57.16 | 2016 | 5.69 | 2016-11-30
Spain | ESP | 2016-11-09 10:00 | 2016-11-09 11:00 | 55.24 | 2016 | 5.69 | 2016-11-30
Spain | ESP | 2016-11-09 11:00 | 2016-11-09 12:00 | 56.62 | 2016 | 5.69 | 2016-11-30
Spain | ESP | 2016-11-09 12:00 | 2016-11-09 13:00 | 57 | 2016 | 5.69 | 2016-11-30
Spain | ESP | 2016-11-09 13:00 | 2016-11-09 14:00 | 53.71 | 2016 | 5.69 | 2016-11-30
Spain | ESP | 2016-11-09 14:00 | 2016-11-09 15:00 | 54 | 2016 | 5.69 | 2016-11-30
Spain | ESP | 2016-11-09 15:00 | 2016-11-09 16:00 | 55.67 | 2016 | 5.69 | 2016-11-30
Spain | ESP | 2016-11-09 16:00 | 2016-11-09 17:00 | 57.7 | 2016 | 5.69 | 2016-11-30
Spain | ESP | 2016-11-09 17:00 | 2016-11-09 18:00 | 61 | 2016 | 5.69 | 2016-11-30
Spain | ESP | 2016-11-09 18:00 | 2016-11-09 19:00 | 63.97 | 2016 | 5.69 | 2016-11-30
Spain | ESP | 2016-11-09 19:00 | 2016-11-09 20:00 | 65.49 | 2016 | 5.69 | 2016-11-30
Spain | ESP | 2016-11-09 20:00 | 2016-11-09 21:00 | 63.09 | 2016 | 5.69 | 2016-11-30
Spain | ESP | 2016-11-09 21:00 | 2016-11-09 22:00 | 59.69 | 2016 | 5.69 | 2016-11-30
Spain | ESP | 2016-11-09 22:00 | 2016-11-09 23:00 | 58.93 | 2016 | 5.69 | 2016-11-30
Spain | ESP | 2016-11-09 23:00 | 2016-11-10 | 56.59 | 2016 | 5.69 | 2016-11-30
Spain | ESP | 2016-11-10 | 2016-11-10 01:00 | 51.1 | 2016 | 5.69 | 2016-11-30
Spain | ESP | 2016-11-10 01:00 | 2016-11-10 02:00 | 47.94 | 2016 | 5.69 | 2016-11-30
Spain | ESP | 2016-11-10 02:00 | 2016-11-10 03:00 | 44.36 | 2016 | 5.69 | 2016-11-30
Spain | ESP | 2016-11-10 03:00 | 2016-11-10 04:00 | 44.66 | 2016 | 5.69 | 2016-11-30
Spain | ESP | 2016-11-10 04:00 | 2016-11-10 05:00 | 49.67 | 2016 | 5.69 | 2016-11-30
Spain | ESP | 2016-11-10 05:00 | 2016-11-10 06:00 | 59.69 | 2016 | 5.69 | 2016-11-30
Spain | ESP | 2016-11-10 06:00 | 2016-11-10 07:00 | 65.88 | 2016 | 5.69 | 2016-11-30
Spain | ESP | 2016-11-10 07:00 | 2016-11-10 08:00 | 67.49 | 2016 | 5.69 | 2016-11-30
Spain | ESP | 2016-11-10 08:00 | 2016-11-10 09:00 | 66.23 | 2016 | 5.69 | 2016-11-30
Spain | ESP | 2016-11-10 09:00 | 2016-11-10 10:00 | 65.48 | 2016 | 5.69 | 2016-11-30
Spain | ESP | 2016-11-10 10:00 | 2016-11-10 11:00 | 63.69 | 2016 | 5.69 | 2016-11-30
Spain | ESP | 2016-11-10 11:00 | 2016-11-10 12:00 | 63.58 | 2016 | 5.69 | 2016-11-30
Spain | ESP | 2016-11-10 12:00 | 2016-11-10 13:00 | 63.05 | 2016 | 5.69 | 2016-11-30
Spain | ESP | 2016-11-10 13:00 | 2016-11-10 14:00 | 59.69 | 2016 | 5.69 | 2016-11-30
Spain | ESP | 2016-11-10 14:00 | 2016-11-10 15:00 | 59.58 | 2016 | 5.69 | 2016-11-30
Spain | ESP | 2016-11-10 15:00 | 2016-11-10 16:00 | 59.69 | 2016 | 5.69 | 2016-11-30
Spain | ESP | 2016-11-10 16:00 | 2016-11-10 17:00 | 63.05 | 2016 | 5.69 | 2016-11-30
Spain | ESP | 2016-11-10 17:00 | 2016-11-10 18:00 | 68 | 2016 | 5.69 | 2016-11-30
Spain | ESP | 2016-11-10 18:00 | 2016-11-10 19:00 | 68.97 | 2016 | 5.69 | 2016-11-30
Spain | ESP | 2016-11-10 19:00 | 2016-11-10 20:00 | 69.51 | 2016 | 5.69 | 2016-11-30
Spain | ESP | 2016-11-10 20:00 | 2016-11-10 21:00 | 67.92 | 2016 | 5.69 | 2016-11-30
Spain | ESP | 2016-11-10 21:00 | 2016-11-10 22:00 | 61.06 | 2016 | 5.69 | 2016-11-30
Spain | ESP | 2016-11-10 22:00 | 2016-11-10 23:00 | 58.72 | 2016 | 5.69 | 2016-11-30
Spain | ESP | 2016-11-10 23:00 | 2016-11-11 | 59.58 | 2016 | 5.69 | 2016-11-30
Spain | ESP | 2016-11-11 | 2016-11-11 01:00 | 54.41 | 2016 | 5.69 | 2016-11-30
Spain | ESP | 2016-11-11 01:00 | 2016-11-11 02:00 | 48.69 | 2016 | 5.69 | 2016-11-30
Spain | ESP | 2016-11-11 02:00 | 2016-11-11 03:00 | 47.94 | 2016 | 5.69 | 2016-11-30
Spain | ESP | 2016-11-11 03:00 | 2016-11-11 04:00 | 47.34 | 2016 | 5.69 | 2016-11-30
Spain | ESP | 2016-11-11 04:00 | 2016-11-11 05:00 | 48.44 | 2016 | 5.69 | 2016-11-30
Spain | ESP | 2016-11-11 05:00 | 2016-11-11 06:00 | 55.24 | 2016 | 5.69 | 2016-11-30
Spain | ESP | 2016-11-11 06:00 | 2016-11-11 07:00 | 61.07 | 2016 | 5.69 | 2016-11-30
Spain | ESP | 2016-11-11 07:00 | 2016-11-11 08:00 | 68.05 | 2016 | 5.69 | 2016-11-30
Spain | ESP | 2016-11-11 08:00 | 2016-11-11 09:00 | 67.69 | 2016 | 5.69 | 2016-11-30
Spain | ESP | 2016-11-11 09:00 | 2016-11-11 10:00 | 67.64 | 2016 | 5.69 | 2016-11-30
Spain | ESP | 2016-11-11 10:00 | 2016-11-11 11:00 | 66.8 | 2016 | 5.69 | 2016-11-30
Spain | ESP | 2016-11-11 11:00 | 2016-11-11 12:00 | 63.7 | 2016 | 5.69 | 2016-11-30
Spain | ESP | 2016-11-11 12:00 | 2016-11-11 13:00 | 60.91 | 2016 | 5.69 | 2016-11-30
Spain | ESP | 2016-11-11 13:00 | 2016-11-11 14:00 | 63.27 | 2016 | 5.69 | 2016-11-30
Spain | ESP | 2016-11-11 14:00 | 2016-11-11 15:00 | 63.01 | 2016 | 5.69 | 2016-11-30
Spain | ESP | 2016-11-11 15:00 | 2016-11-11 16:00 | 64.26 | 2016 | 5.69 | 2016-11-30
Spain | ESP | 2016-11-11 16:00 | 2016-11-11 17:00 | 66.57 | 2016 | 5.69 | 2016-11-30
Spain | ESP | 2016-11-11 17:00 | 2016-11-11 18:00 | 68.56 | 2016 | 5.69 | 2016-11-30
Spain | ESP | 2016-11-11 18:00 | 2016-11-11 19:00 | 69.51 | 2016 | 5.69 | 2016-11-30
Spain | ESP | 2016-11-11 19:00 | 2016-11-11 20:00 | 68.96 | 2016 | 5.69 | 2016-11-30
Spain | ESP | 2016-11-11 20:00 | 2016-11-11 21:00 | 65.69 | 2016 | 5.69 | 2016-11-30
Spain | ESP | 2016-11-11 21:00 | 2016-11-11 22:00 | 63.45 | 2016 | 5.69 | 2016-11-30
Spain | ESP | 2016-11-11 22:00 | 2016-11-11 23:00 | 58.72 | 2016 | 5.69 | 2016-11-30
Spain | ESP | 2016-11-11 23:00 | 2016-11-12 | 61.69 | 2016 | 5.69 | 2016-11-30
Spain | ESP | 2016-11-12 | 2016-11-12 01:00 | 59.09 | 2016 | 5.69 | 2016-11-30
Spain | ESP | 2016-11-12 01:00 | 2016-11-12 02:00 | 57.57 | 2016 | 5.69 | 2016-11-30
Spain | ESP | 2016-11-12 02:00 | 2016-11-12 03:00 | 51.6 | 2016 | 5.69 | 2016-11-30
Spain | ESP | 2016-11-12 03:00 | 2016-11-12 04:00 | 49 | 2016 | 5.69 | 2016-11-30
Spain | ESP | 2016-11-12 04:00 | 2016-11-12 05:00 | 48.56 | 2016 | 5.69 | 2016-11-30
Spain | ESP | 2016-11-12 05:00 | 2016-11-12 06:00 | 49.03 | 2016 | 5.69 | 2016-11-30
Spain | ESP | 2016-11-12 06:00 | 2016-11-12 07:00 | 50.77 | 2016 | 5.69 | 2016-11-30
Spain | ESP | 2016-11-12 07:00 | 2016-11-12 08:00 | 56.37 | 2016 | 5.69 | 2016-11-30
Spain | ESP | 2016-11-12 08:00 | 2016-11-12 09:00 | 58.64 | 2016 | 5.69 | 2016-11-30
Spain | ESP | 2016-11-12 09:00 | 2016-11-12 10:00 | 58.64 | 2016 | 5.69 | 2016-11-30
Spain | ESP | 2016-11-12 10:00 | 2016-11-12 11:00 | 59.43 | 2016 | 5.69 | 2016-11-30
Spain | ESP | 2016-11-12 11:00 | 2016-11-12 12:00 | 63.05 | 2016 | 5.69 | 2016-11-30
Spain | ESP | 2016-11-12 12:00 | 2016-11-12 13:00 | 59.9 | 2016 | 5.69 | 2016-11-30
Spain | ESP | 2016-11-12 13:00 | 2016-11-12 14:00 | 60.81 | 2016 | 5.69 | 2016-11-30
Spain | ESP | 2016-11-12 14:00 | 2016-11-12 15:00 | 58.75 | 2016 | 5.69 | 2016-11-30
Spain | ESP | 2016-11-12 15:00 | 2016-11-12 16:00 | 60.17 | 2016 | 5.69 | 2016-11-30
Spain | ESP | 2016-11-12 16:00 | 2016-11-12 17:00 | 66.09 | 2016 | 5.69 | 2016-11-30
Spain | ESP | 2016-11-12 17:00 | 2016-11-12 18:00 | 67.79 | 2016 | 5.69 | 2016-11-30
Spain | ESP | 2016-11-12 18:00 | 2016-11-12 19:00 | 68.94 | 2016 | 5.69 | 2016-11-30
Spain | ESP | 2016-11-12 19:00 | 2016-11-12 20:00 | 67.01 | 2016 | 5.69 | 2016-11-30
Spain | ESP | 2016-11-12 20:00 | 2016-11-12 21:00 | 65.48 | 2016 | 5.69 | 2016-11-30
Spain | ESP | 2016-11-12 21:00 | 2016-11-12 22:00 | 63.05 | 2016 | 5.69 | 2016-11-30
Spain | ESP | 2016-11-12 22:00 | 2016-11-12 23:00 | 57.17 | 2016 | 5.69 | 2016-11-30
Spain | ESP | 2016-11-12 23:00 | 2016-11-13 | 59.58 | 2016 | 5.69 | 2016-11-30
Spain | ESP | 2016-11-13 | 2016-11-13 01:00 | 55.59 | 2016 | 5.69 | 2016-11-30
Spain | ESP | 2016-11-13 01:00 | 2016-11-13 02:00 | 49.1 | 2016 | 5.69 | 2016-11-30
Spain | ESP | 2016-11-13 02:00 | 2016-11-13 03:00 | 46.51 | 2016 | 5.69 | 2016-11-30
Spain | ESP | 2016-11-13 03:00 | 2016-11-13 04:00 | 45.01 | 2016 | 5.69 | 2016-11-30
Spain | ESP | 2016-11-13 04:00 | 2016-11-13 05:00 | 44.8 | 2016 | 5.69 | 2016-11-30
Spain | ESP | 2016-11-13 05:00 | 2016-11-13 06:00 | 44.51 | 2016 | 5.69 | 2016-11-30
Spain | ESP | 2016-11-13 06:00 | 2016-11-13 07:00 | 44.8 | 2016 | 5.69 | 2016-11-30
Spain | ESP | 2016-11-13 07:00 | 2016-11-13 08:00 | 44.44 | 2016 | 5.69 | 2016-11-30
Spain | ESP | 2016-11-13 08:00 | 2016-11-13 09:00 | 45.75 | 2016 | 5.69 | 2016-11-30
Spain | ESP | 2016-11-13 09:00 | 2016-11-13 10:00 | 53.68 | 2016 | 5.69 | 2016-11-30
Spain | ESP | 2016-11-13 10:00 | 2016-11-13 11:00 | 56.1 | 2016 | 5.69 | 2016-11-30
Spain | ESP | 2016-11-13 11:00 | 2016-11-13 12:00 | 55.72 | 2016 | 5.69 | 2016-11-30
Spain | ESP | 2016-11-13 12:00 | 2016-11-13 13:00 | 52.9 | 2016 | 5.69 | 2016-11-30
Spain | ESP | 2016-11-13 13:00 | 2016-11-13 14:00 | 47.64 | 2016 | 5.69 | 2016-11-30
Spain | ESP | 2016-11-13 14:00 | 2016-11-13 15:00 | 45.65 | 2016 | 5.69 | 2016-11-30
Spain | ESP | 2016-11-13 15:00 | 2016-11-13 16:00 | 45.51 | 2016 | 5.69 | 2016-11-30
Spain | ESP | 2016-11-13 16:00 | 2016-11-13 17:00 | 57.57 | 2016 | 5.69 | 2016-11-30
Spain | ESP | 2016-11-13 17:00 | 2016-11-13 18:00 | 64.17 | 2016 | 5.69 | 2016-11-30
Spain | ESP | 2016-11-13 18:00 | 2016-11-13 19:00 | 66.57 | 2016 | 5.69 | 2016-11-30
Spain | ESP | 2016-11-13 19:00 | 2016-11-13 20:00 | 65.5 | 2016 | 5.69 | 2016-11-30
Spain | ESP | 2016-11-13 20:00 | 2016-11-13 21:00 | 59.5 | 2016 | 5.69 | 2016-11-30
Spain | ESP | 2016-11-13 21:00 | 2016-11-13 22:00 | 58.23 | 2016 | 5.69 | 2016-11-30
Spain | ESP | 2016-11-13 22:00 | 2016-11-13 23:00 | 54.65 | 2016 | 5.69 | 2016-11-30
Spain | ESP | 2016-11-13 23:00 | 2016-11-14 | 49.21 | 2016 | 5.69 | 2016-11-30
Spain | ESP | 2016-11-14 | 2016-11-14 01:00 | 47.32 | 2016 | 5.69 | 2016-11-30
Spain | ESP | 2016-11-14 01:00 | 2016-11-14 02:00 | 43.51 | 2016 | 5.69 | 2016-11-30
Spain | ESP | 2016-11-14 02:00 | 2016-11-14 03:00 | 38.86 | 2016 | 5.69 | 2016-11-30
Spain | ESP | 2016-11-14 03:00 | 2016-11-14 04:00 | 36.45 | 2016 | 5.69 | 2016-11-30
Spain | ESP | 2016-11-14 04:00 | 2016-11-14 05:00 | 43.92 | 2016 | 5.69 | 2016-11-30
Spain | ESP | 2016-11-14 05:00 | 2016-11-14 06:00 | 47.94 | 2016 | 5.69 | 2016-11-30
Spain | ESP | 2016-11-14 06:00 | 2016-11-14 07:00 | 57.17 | 2016 | 5.69 | 2016-11-30
Spain | ESP | 2016-11-14 07:00 | 2016-11-14 08:00 | 60.69 | 2016 | 5.69 | 2016-11-30
Spain | ESP | 2016-11-14 08:00 | 2016-11-14 09:00 | 60 | 2016 | 5.69 | 2016-11-30
Spain | ESP | 2016-11-14 09:00 | 2016-11-14 10:00 | 59.56 | 2016 | 5.69 | 2016-11-30
Spain | ESP | 2016-11-14 10:00 | 2016-11-14 11:00 | 58.23 | 2016 | 5.69 | 2016-11-30
Spain | ESP | 2016-11-14 11:00 | 2016-11-14 12:00 | 57.57 | 2016 | 5.69 | 2016-11-30
Spain | ESP | 2016-11-14 12:00 | 2016-11-14 13:00 | 58.23 | 2016 | 5.69 | 2016-11-30
Spain | ESP | 2016-11-14 13:00 | 2016-11-14 14:00 | 57.57 | 2016 | 5.69 | 2016-11-30
Spain | ESP | 2016-11-14 14:00 | 2016-11-14 15:00 | 57.16 | 2016 | 5.69 | 2016-11-30
Spain | ESP | 2016-11-14 15:00 | 2016-11-14 16:00 | 57.23 | 2016 | 5.69 | 2016-11-30
Spain | ESP | 2016-11-14 16:00 | 2016-11-14 17:00 | 59.69 | 2016 | 5.69 | 2016-11-30
Spain | ESP | 2016-11-14 17:00 | 2016-11-14 18:00 | 65.2 | 2016 | 5.69 | 2016-11-30
Spain | ESP | 2016-11-14 18:00 | 2016-11-14 19:00 | 66.57 | 2016 | 5.69 | 2016-11-30
Spain | ESP | 2016-11-14 19:00 | 2016-11-14 20:00 | 65.94 | 2016 | 5.69 | 2016-11-30
Spain | ESP | 2016-11-14 20:00 | 2016-11-14 21:00 | 64.15 | 2016 | 5.69 | 2016-11-30
Spain | ESP | 2016-11-14 21:00 | 2016-11-14 22:00 | 58.36 | 2016 | 5.69 | 2016-11-30
Spain | ESP | 2016-11-14 22:00 | 2016-11-14 23:00 | 53.29 | 2016 | 5.69 | 2016-11-30
Spain | ESP | 2016-11-14 23:00 | 2016-11-15 | 49.44 | 2016 | 5.69 | 2016-11-30
Spain | ESP | 2016-11-15 | 2016-11-15 01:00 | 48.56 | 2016 | 5.69 | 2016-11-30
Spain | ESP | 2016-11-15 01:00 | 2016-11-15 02:00 | 47 | 2016 | 5.69 | 2016-11-30
Spain | ESP | 2016-11-15 02:00 | 2016-11-15 03:00 | 43.8 | 2016 | 5.69 | 2016-11-30
Spain | ESP | 2016-11-15 03:00 | 2016-11-15 04:00 | 43.71 | 2016 | 5.69 | 2016-11-30
Spain | ESP | 2016-11-15 04:00 | 2016-11-15 05:00 | 48.19 | 2016 | 5.69 | 2016-11-30
Spain | ESP | 2016-11-15 05:00 | 2016-11-15 06:00 | 57.57 | 2016 | 5.69 | 2016-11-30
Spain | ESP | 2016-11-15 06:00 | 2016-11-15 07:00 | 62.98 | 2016 | 5.69 | 2016-11-30
Spain | ESP | 2016-11-15 07:00 | 2016-11-15 08:00 | 65.48 | 2016 | 5.69 | 2016-11-30
Spain | ESP | 2016-11-15 08:00 | 2016-11-15 09:00 | 63.69 | 2016 | 5.69 | 2016-11-30
Spain | ESP | 2016-11-15 09:00 | 2016-11-15 10:00 | 63.65 | 2016 | 5.69 | 2016-11-30
Spain | ESP | 2016-11-15 10:00 | 2016-11-15 11:00 | 61.7 | 2016 | 5.69 | 2016-11-30
Spain | ESP | 2016-11-15 11:00 | 2016-11-15 12:00 | 63 | 2016 | 5.69 | 2016-11-30
Spain | ESP | 2016-11-15 12:00 | 2016-11-15 13:00 | 63.4 | 2016 | 5.69 | 2016-11-30
Spain | ESP | 2016-11-15 13:00 | 2016-11-15 14:00 | 61.2 | 2016 | 5.69 | 2016-11-30
Spain | ESP | 2016-11-15 14:00 | 2016-11-15 15:00 | 60.69 | 2016 | 5.69 | 2016-11-30
Spain | ESP | 2016-11-15 15:00 | 2016-11-15 16:00 | 60.69 | 2016 | 5.69 | 2016-11-30
Spain | ESP | 2016-11-15 16:00 | 2016-11-15 17:00 | 64.44 | 2016 | 5.69 | 2016-11-30
Spain | ESP | 2016-11-15 17:00 | 2016-11-15 18:00 | 68 | 2016 | 5.69 | 2016-11-30
Spain | ESP | 2016-11-15 18:00 | 2016-11-15 19:00 | 68.56 | 2016 | 5.69 | 2016-11-30
Spain | ESP | 2016-11-15 19:00 | 2016-11-15 20:00 | 68.69 | 2016 | 5.69 | 2016-11-30
Spain | ESP | 2016-11-15 20:00 | 2016-11-15 21:00 | 68.33 | 2016 | 5.69 | 2016-11-30
Spain | ESP | 2016-11-15 21:00 | 2016-11-15 22:00 | 65.69 | 2016 | 5.69 | 2016-11-30
Spain | ESP | 2016-11-15 22:00 | 2016-11-15 23:00 | 59.43 | 2016 | 5.69 | 2016-11-30
Spain | ESP | 2016-11-15 23:00 | 2016-11-16 | 57.57 | 2016 | 5.69 | 2016-11-30
Spain | ESP | 2016-11-16 | 2016-11-16 01:00 | 54.8 | 2016 | 5.69 | 2016-11-30
Spain | ESP | 2016-11-16 01:00 | 2016-11-16 02:00 | 49.23 | 2016 | 5.69 | 2016-11-30
Spain | ESP | 2016-11-16 02:00 | 2016-11-16 03:00 | 49.12 | 2016 | 5.69 | 2016-11-30
Spain | ESP | 2016-11-16 03:00 | 2016-11-16 04:00 | 49.39 | 2016 | 5.69 | 2016-11-30
Spain | ESP | 2016-11-16 04:00 | 2016-11-16 05:00 | 53.77 | 2016 | 5.69 | 2016-11-30
Spain | ESP | 2016-11-16 05:00 | 2016-11-16 06:00 | 66.6 | 2016 | 5.69 | 2016-11-30
Spain | ESP | 2016-11-16 06:00 | 2016-11-16 07:00 | 71.8 | 2016 | 5.69 | 2016-11-30
Spain | ESP | 2016-11-16 07:00 | 2016-11-16 08:00 | 70.15 | 2016 | 5.69 | 2016-11-30
Spain | ESP | 2016-11-16 08:00 | 2016-11-16 09:00 | 69 | 2016 | 5.69 | 2016-11-30
Spain | ESP | 2016-11-16 09:00 | 2016-11-16 10:00 | 68.56 | 2016 | 5.69 | 2016-11-30
Spain | ESP | 2016-11-16 10:00 | 2016-11-16 11:00 | 67.86 | 2016 | 5.69 | 2016-11-30
Spain | ESP | 2016-11-16 11:00 | 2016-11-16 12:00 | 66.5 | 2016 | 5.69 | 2016-11-30
Spain | ESP | 2016-11-16 12:00 | 2016-11-16 13:00 | 67.49 | 2016 | 5.69 | 2016-11-30
Spain | ESP | 2016-11-16 13:00 | 2016-11-16 14:00 | 67.78 | 2016 | 5.69 | 2016-11-30
Spain | ESP | 2016-11-16 14:00 | 2016-11-16 15:00 | 67.5 | 2016 | 5.69 | 2016-11-30
Spain | ESP | 2016-11-16 15:00 | 2016-11-16 16:00 | 67.49 | 2016 | 5.69 | 2016-11-30
Spain | ESP | 2016-11-16 16:00 | 2016-11-16 17:00 | 67.94 | 2016 | 5.69 | 2016-11-30
Spain | ESP | 2016-11-16 17:00 | 2016-11-16 18:00 | 69.9 | 2016 | 5.69 | 2016-11-30
Spain | ESP | 2016-11-16 18:00 | 2016-11-16 19:00 | 70.5 | 2016 | 5.69 | 2016-11-30
Spain | ESP | 2016-11-16 19:00 | 2016-11-16 20:00 | 70.5 | 2016 | 5.69 | 2016-11-30
Spain | ESP | 2016-11-16 20:00 | 2016-11-16 21:00 | 68 | 2016 | 5.69 | 2016-11-30
Spain | ESP | 2016-11-16 21:00 | 2016-11-16 22:00 | 60.56 | 2016 | 5.69 | 2016-11-30
Spain | ESP | 2016-11-16 22:00 | 2016-11-16 23:00 | 57 | 2016 | 5.69 | 2016-11-30
Spain | ESP | 2016-11-16 23:00 | 2016-11-17 | 65 | 2016 | 5.69 | 2016-11-30
Spain | ESP | 2016-11-17 | 2016-11-17 01:00 | 58.8 | 2016 | 5.69 | 2016-11-30
Spain | ESP | 2016-11-17 01:00 | 2016-11-17 02:00 | 56.17 | 2016 | 5.69 | 2016-11-30
Spain | ESP | 2016-11-17 02:00 | 2016-11-17 03:00 | 54 | 2016 | 5.69 | 2016-11-30
Spain | ESP | 2016-11-17 03:00 | 2016-11-17 04:00 | 51.4 | 2016 | 5.69 | 2016-11-30
Spain | ESP | 2016-11-17 04:00 | 2016-11-17 05:00 | 56 | 2016 | 5.69 | 2016-11-30
Spain | ESP | 2016-11-17 05:00 | 2016-11-17 06:00 | 60.9 | 2016 | 5.69 | 2016-11-30
Spain | ESP | 2016-11-17 06:00 | 2016-11-17 07:00 | 69 | 2016 | 5.69 | 2016-11-30
Spain | ESP | 2016-11-17 07:00 | 2016-11-17 08:00 | 69.53 | 2016 | 5.69 | 2016-11-30
Spain | ESP | 2016-11-17 08:00 | 2016-11-17 09:00 | 68.19 | 2016 | 5.69 | 2016-11-30
Spain | ESP | 2016-11-17 09:00 | 2016-11-17 10:00 | 67.49 | 2016 | 5.69 | 2016-11-30
Spain | ESP | 2016-11-17 10:00 | 2016-11-17 11:00 | 66.32 | 2016 | 5.69 | 2016-11-30
Spain | ESP | 2016-11-17 11:00 | 2016-11-17 12:00 | 63.32 | 2016 | 5.69 | 2016-11-30
Spain | ESP | 2016-11-17 12:00 | 2016-11-17 13:00 | 63.6 | 2016 | 5.69 | 2016-11-30
Spain | ESP | 2016-11-17 13:00 | 2016-11-17 14:00 | 63.01 | 2016 | 5.69 | 2016-11-30
Spain | ESP | 2016-11-17 14:00 | 2016-11-17 15:00 | 61.6 | 2016 | 5.69 | 2016-11-30
Spain | ESP | 2016-11-17 15:00 | 2016-11-17 16:00 | 60.07 | 2016 | 5.69 | 2016-11-30
Spain | ESP | 2016-11-17 16:00 | 2016-11-17 17:00 | 67.49 | 2016 | 5.69 | 2016-11-30
Spain | ESP | 2016-11-17 17:00 | 2016-11-17 18:00 | 68.72 | 2016 | 5.69 | 2016-11-30
Spain | ESP | 2016-11-17 18:00 | 2016-11-17 19:00 | 69.5 | 2016 | 5.69 | 2016-11-30
Spain | ESP | 2016-11-17 19:00 | 2016-11-17 20:00 | 67.19 | 2016 | 5.69 | 2016-11-30
Spain | ESP | 2016-11-17 20:00 | 2016-11-17 21:00 | 59.56 | 2016 | 5.69 | 2016-11-30
Spain | ESP | 2016-11-17 21:00 | 2016-11-17 22:00 | 56.44 | 2016 | 5.69 | 2016-11-30
Spain | ESP | 2016-11-17 22:00 | 2016-11-17 23:00 | 50.14 | 2016 | 5.69 | 2016-11-30
Spain | ESP | 2016-11-17 23:00 | 2016-11-18 | 53.7 | 2016 | 5.69 | 2016-11-30
Spain | ESP | 2016-11-18 | 2016-11-18 01:00 | 48.69 | 2016 | 5.69 | 2016-11-30
Spain | ESP | 2016-11-18 01:00 | 2016-11-18 02:00 | 44.09 | 2016 | 5.69 | 2016-11-30
Spain | ESP | 2016-11-18 02:00 | 2016-11-18 03:00 | 43.66 | 2016 | 5.69 | 2016-11-30
Spain | ESP | 2016-11-18 03:00 | 2016-11-18 04:00 | 43.11 | 2016 | 5.69 | 2016-11-30
Spain | ESP | 2016-11-18 04:00 | 2016-11-18 05:00 | 43.36 | 2016 | 5.69 | 2016-11-30
Spain | ESP | 2016-11-18 05:00 | 2016-11-18 06:00 | 49.67 | 2016 | 5.69 | 2016-11-30
Spain | ESP | 2016-11-18 06:00 | 2016-11-18 07:00 | 63.65 | 2016 | 5.69 | 2016-11-30
Spain | ESP | 2016-11-18 07:00 | 2016-11-18 08:00 | 67.82 | 2016 | 5.69 | 2016-11-30
Spain | ESP | 2016-11-18 08:00 | 2016-11-18 09:00 | 67.3 | 2016 | 5.69 | 2016-11-30
Spain | ESP | 2016-11-18 09:00 | 2016-11-18 10:00 | 67 | 2016 | 5.69 | 2016-11-30
Spain | ESP | 2016-11-18 10:00 | 2016-11-18 11:00 | 66.57 | 2016 | 5.69 | 2016-11-30
Spain | ESP | 2016-11-18 11:00 | 2016-11-18 12:00 | 63.32 | 2016 | 5.69 | 2016-11-30
Spain | ESP | 2016-11-18 12:00 | 2016-11-18 13:00 | 63.05 | 2016 | 5.69 | 2016-11-30
Spain | ESP | 2016-11-18 13:00 | 2016-11-18 14:00 | 61.82 | 2016 | 5.69 | 2016-11-30
Spain | ESP | 2016-11-18 14:00 | 2016-11-18 15:00 | 59.32 | 2016 | 5.69 | 2016-11-30
Spain | ESP | 2016-11-18 15:00 | 2016-11-18 16:00 | 59.28 | 2016 | 5.69 | 2016-11-30
Spain | ESP | 2016-11-18 16:00 | 2016-11-18 17:00 | 66.3 | 2016 | 5.69 | 2016-11-30
Spain | ESP | 2016-11-18 17:00 | 2016-11-18 18:00 | 67.9 | 2016 | 5.69 | 2016-11-30
Spain | ESP | 2016-11-18 18:00 | 2016-11-18 19:00 | 67.89 | 2016 | 5.69 | 2016-11-30
Spain | ESP | 2016-11-18 19:00 | 2016-11-18 20:00 | 64.33 | 2016 | 5.69 | 2016-11-30
Spain | ESP | 2016-11-18 20:00 | 2016-11-18 21:00 | 59 | 2016 | 5.69 | 2016-11-30
Spain | ESP | 2016-11-18 21:00 | 2016-11-18 22:00 | 57.57 | 2016 | 5.69 | 2016-11-30
Spain | ESP | 2016-11-18 22:00 | 2016-11-18 23:00 | 50.77 | 2016 | 5.69 | 2016-11-30
Spain | ESP | 2016-11-18 23:00 | 2016-11-19 | 59.5 | 2016 | 5.69 | 2016-11-30
Spain | ESP | 2016-11-19 | 2016-11-19 01:00 | 56.1 | 2016 | 5.69 | 2016-11-30
Spain | ESP | 2016-11-19 01:00 | 2016-11-19 02:00 | 49.44 | 2016 | 5.69 | 2016-11-30
Spain | ESP | 2016-11-19 02:00 | 2016-11-19 03:00 | 48.54 | 2016 | 5.69 | 2016-11-30
Spain | ESP | 2016-11-19 03:00 | 2016-11-19 04:00 | 48.39 | 2016 | 5.69 | 2016-11-30
Spain | ESP | 2016-11-19 04:00 | 2016-11-19 05:00 | 48.19 | 2016 | 5.69 | 2016-11-30
Spain | ESP | 2016-11-19 05:00 | 2016-11-19 06:00 | 48.4 | 2016 | 5.69 | 2016-11-30
Spain | ESP | 2016-11-19 06:00 | 2016-11-19 07:00 | 52.2 | 2016 | 5.69 | 2016-11-30
Spain | ESP | 2016-11-19 07:00 | 2016-11-19 08:00 | 56.08 | 2016 | 5.69 | 2016-11-30
Spain | ESP | 2016-11-19 08:00 | 2016-11-19 09:00 | 60 | 2016 | 5.69 | 2016-11-30
Spain | ESP | 2016-11-19 09:00 | 2016-11-19 10:00 | 63 | 2016 | 5.69 | 2016-11-30
Spain | ESP | 2016-11-19 10:00 | 2016-11-19 11:00 | 59.29 | 2016 | 5.69 | 2016-11-30
Spain | ESP | 2016-11-19 11:00 | 2016-11-19 12:00 | 57.16 | 2016 | 5.69 | 2016-11-30
Spain | ESP | 2016-11-19 12:00 | 2016-11-19 13:00 | 55.44 | 2016 | 5.69 | 2016-11-30
Spain | ESP | 2016-11-19 13:00 | 2016-11-19 14:00 | 50 | 2016 | 5.69 | 2016-11-30
Spain | ESP | 2016-11-19 14:00 | 2016-11-19 15:00 | 46.94 | 2016 | 5.69 | 2016-11-30
Spain | ESP | 2016-11-19 15:00 | 2016-11-19 16:00 | 46.98 | 2016 | 5.69 | 2016-11-30
Spain | ESP | 2016-11-19 16:00 | 2016-11-19 17:00 | 56.08 | 2016 | 5.69 | 2016-11-30
Spain | ESP | 2016-11-19 17:00 | 2016-11-19 18:00 | 59 | 2016 | 5.69 | 2016-11-30
Spain | ESP | 2016-11-19 18:00 | 2016-11-19 19:00 | 58.78 | 2016 | 5.69 | 2016-11-30
Spain | ESP | 2016-11-19 19:00 | 2016-11-19 20:00 | 56 | 2016 | 5.69 | 2016-11-30
Spain | ESP | 2016-11-19 20:00 | 2016-11-19 21:00 | 49.62 | 2016 | 5.69 | 2016-11-30
Spain | ESP | 2016-11-19 21:00 | 2016-11-19 22:00 | 48.4 | 2016 | 5.69 | 2016-11-30
Spain | ESP | 2016-11-19 22:00 | 2016-11-19 23:00 | 45.34 | 2016 | 5.69 | 2016-11-30
Spain | ESP | 2016-11-19 23:00 | 2016-11-20 | 44.7 | 2016 | 5.69 | 2016-11-30
Spain | ESP | 2016-11-20 | 2016-11-20 01:00 | 42.11 | 2016 | 5.69 | 2016-11-30
Spain | ESP | 2016-11-20 01:00 | 2016-11-20 02:00 | 34.96 | 2016 | 5.69 | 2016-11-30
Spain | ESP | 2016-11-20 02:00 | 2016-11-20 03:00 | 29.99 | 2016 | 5.69 | 2016-11-30
Spain | ESP | 2016-11-20 03:00 | 2016-11-20 04:00 | 25 | 2016 | 5.69 | 2016-11-30
Spain | ESP | 2016-11-20 04:00 | 2016-11-20 05:00 | 25.99 | 2016 | 5.69 | 2016-11-30
Spain | ESP | 2016-11-20 05:00 | 2016-11-20 06:00 | 29.9 | 2016 | 5.69 | 2016-11-30
Spain | ESP | 2016-11-20 06:00 | 2016-11-20 07:00 | 32 | 2016 | 5.69 | 2016-11-30
Spain | ESP | 2016-11-20 07:00 | 2016-11-20 08:00 | 33.78 | 2016 | 5.69 | 2016-11-30
Spain | ESP | 2016-11-20 08:00 | 2016-11-20 09:00 | 41.11 | 2016 | 5.69 | 2016-11-30
Spain | ESP | 2016-11-20 09:00 | 2016-11-20 10:00 | 43.11 | 2016 | 5.69 | 2016-11-30
Spain | ESP | 2016-11-20 10:00 | 2016-11-20 11:00 | 44.11 | 2016 | 5.69 | 2016-11-30
Spain | ESP | 2016-11-20 11:00 | 2016-11-20 12:00 | 44.9 | 2016 | 5.69 | 2016-11-30
Spain | ESP | 2016-11-20 12:00 | 2016-11-20 13:00 | 44.09 | 2016 | 5.69 | 2016-11-30
Spain | ESP | 2016-11-20 13:00 | 2016-11-20 14:00 | 42.11 | 2016 | 5.69 | 2016-11-30
Spain | ESP | 2016-11-20 14:00 | 2016-11-20 15:00 | 36.4 | 2016 | 5.69 | 2016-11-30
Spain | ESP | 2016-11-20 15:00 | 2016-11-20 16:00 | 34.99 | 2016 | 5.69 | 2016-11-30
Spain | ESP | 2016-11-20 16:00 | 2016-11-20 17:00 | 44.09 | 2016 | 5.69 | 2016-11-30
Spain | ESP | 2016-11-20 17:00 | 2016-11-20 18:00 | 50 | 2016 | 5.69 | 2016-11-30
Spain | ESP | 2016-11-20 18:00 | 2016-11-20 19:00 | 55 | 2016 | 5.69 | 2016-11-30
Spain | ESP | 2016-11-20 19:00 | 2016-11-20 20:00 | 51.67 | 2016 | 5.69 | 2016-11-30
Spain | ESP | 2016-11-20 20:00 | 2016-11-20 21:00 | 51 | 2016 | 5.69 | 2016-11-30
Spain | ESP | 2016-11-20 21:00 | 2016-11-20 22:00 | 49.84 | 2016 | 5.69 | 2016-11-30
Spain | ESP | 2016-11-20 22:00 | 2016-11-20 23:00 | 44.9 | 2016 | 5.69 | 2016-11-30
Spain | ESP | 2016-11-20 23:00 | 2016-11-21 | 18.47 | 2016 | 5.69 | 2016-11-30
Spain | ESP | 2016-11-21 | 2016-11-21 01:00 | 12.99 | 2016 | 5.69 | 2016-11-30
Spain | ESP | 2016-11-21 01:00 | 2016-11-21 02:00 | 13.68 | 2016 | 5.69 | 2016-11-30
Spain | ESP | 2016-11-21 02:00 | 2016-11-21 03:00 | 14.58 | 2016 | 5.69 | 2016-11-30
Spain | ESP | 2016-11-21 03:00 | 2016-11-21 04:00 | 10.88 | 2016 | 5.69 | 2016-11-30
Spain | ESP | 2016-11-21 04:00 | 2016-11-21 05:00 | 20 | 2016 | 5.69 | 2016-11-30
Spain | ESP | 2016-11-21 05:00 | 2016-11-21 06:00 | 35 | 2016 | 5.69 | 2016-11-30
Spain | ESP | 2016-11-21 06:00 | 2016-11-21 07:00 | 46.4 | 2016 | 5.69 | 2016-11-30
Spain | ESP | 2016-11-21 07:00 | 2016-11-21 08:00 | 49.4 | 2016 | 5.69 | 2016-11-30
Spain | ESP | 2016-11-21 08:00 | 2016-11-21 09:00 | 48.04 | 2016 | 5.69 | 2016-11-30
Spain | ESP | 2016-11-21 09:00 | 2016-11-21 10:00 | 48.7 | 2016 | 5.69 | 2016-11-30
Spain | ESP | 2016-11-21 10:00 | 2016-11-21 11:00 | 48.7 | 2016 | 5.69 | 2016-11-30
Spain | ESP | 2016-11-21 11:00 | 2016-11-21 12:00 | 48.29 | 2016 | 5.69 | 2016-11-30
Spain | ESP | 2016-11-21 12:00 | 2016-11-21 13:00 | 48.5 | 2016 | 5.69 | 2016-11-30
Spain | ESP | 2016-11-21 13:00 | 2016-11-21 14:00 | 48.7 | 2016 | 5.69 | 2016-11-30
Spain | ESP | 2016-11-21 14:00 | 2016-11-21 15:00 | 48.1 | 2016 | 5.69 | 2016-11-30
Spain | ESP | 2016-11-21 15:00 | 2016-11-21 16:00 | 50 | 2016 | 5.69 | 2016-11-30
Spain | ESP | 2016-11-21 16:00 | 2016-11-21 17:00 | 57.57 | 2016 | 5.69 | 2016-11-30
Spain | ESP | 2016-11-21 17:00 | 2016-11-21 18:00 | 66 | 2016 | 5.69 | 2016-11-30
Spain | ESP | 2016-11-21 18:00 | 2016-11-21 19:00 | 67 | 2016 | 5.69 | 2016-11-30
Spain | ESP | 2016-11-21 19:00 | 2016-11-21 20:00 | 67.49 | 2016 | 5.69 | 2016-11-30
Spain | ESP | 2016-11-21 20:00 | 2016-11-21 21:00 | 67.49 | 2016 | 5.69 | 2016-11-30
Spain | ESP | 2016-11-21 21:00 | 2016-11-21 22:00 | 64.1 | 2016 | 5.69 | 2016-11-30
Spain | ESP | 2016-11-21 22:00 | 2016-11-21 23:00 | 59.7 | 2016 | 5.69 | 2016-11-30
Spain | ESP | 2016-11-21 23:00 | 2016-11-22 | 58.94 | 2016 | 5.69 | 2016-11-30
Spain | ESP | 2016-11-22 | 2016-11-22 01:00 | 57.13 | 2016 | 5.69 | 2016-11-30
Spain | ESP | 2016-11-22 01:00 | 2016-11-22 02:00 | 55.5 | 2016 | 5.69 | 2016-11-30
Spain | ESP | 2016-11-22 02:00 | 2016-11-22 03:00 | 55.59 | 2016 | 5.69 | 2016-11-30
Spain | ESP | 2016-11-22 03:00 | 2016-11-22 04:00 | 55.59 | 2016 | 5.69 | 2016-11-30
Spain | ESP | 2016-11-22 04:00 | 2016-11-22 05:00 | 57.13 | 2016 | 5.69 | 2016-11-30
Spain | ESP | 2016-11-22 05:00 | 2016-11-22 06:00 | 60.44 | 2016 | 5.69 | 2016-11-30
Spain | ESP | 2016-11-22 06:00 | 2016-11-22 07:00 | 65.48 | 2016 | 5.69 | 2016-11-30
Spain | ESP | 2016-11-22 07:00 | 2016-11-22 08:00 | 68.23 | 2016 | 5.69 | 2016-11-30
Spain | ESP | 2016-11-22 08:00 | 2016-11-22 09:00 | 67.3 | 2016 | 5.69 | 2016-11-30
Spain | ESP | 2016-11-22 09:00 | 2016-11-22 10:00 | 66.6 | 2016 | 5.69 | 2016-11-30
Spain | ESP | 2016-11-22 10:00 | 2016-11-22 11:00 | 66.9 | 2016 | 5.69 | 2016-11-30
Spain | ESP | 2016-11-22 11:00 | 2016-11-22 12:00 | 65.48 | 2016 | 5.69 | 2016-11-30
Spain | ESP | 2016-11-22 12:00 | 2016-11-22 13:00 | 66.32 | 2016 | 5.69 | 2016-11-30
Spain | ESP | 2016-11-22 13:00 | 2016-11-22 14:00 | 65.5 | 2016 | 5.69 | 2016-11-30
Spain | ESP | 2016-11-22 14:00 | 2016-11-22 15:00 | 64.46 | 2016 | 5.69 | 2016-11-30
Spain | ESP | 2016-11-22 15:00 | 2016-11-22 16:00 | 65 | 2016 | 5.69 | 2016-11-30
Spain | ESP | 2016-11-22 16:00 | 2016-11-22 17:00 | 66 | 2016 | 5.69 | 2016-11-30
Spain | ESP | 2016-11-22 17:00 | 2016-11-22 18:00 | 67.49 | 2016 | 5.69 | 2016-11-30
Spain | ESP | 2016-11-22 18:00 | 2016-11-22 19:00 | 67.02 | 2016 | 5.69 | 2016-11-30
Spain | ESP | 2016-11-22 19:00 | 2016-11-22 20:00 | 66.41 | 2016 | 5.69 | 2016-11-30
Spain | ESP | 2016-11-22 20:00 | 2016-11-22 21:00 | 64.58 | 2016 | 5.69 | 2016-11-30
Spain | ESP | 2016-11-22 21:00 | 2016-11-22 22:00 | 59 | 2016 | 5.69 | 2016-11-30
Spain | ESP | 2016-11-22 22:00 | 2016-11-22 23:00 | 53.88 | 2016 | 5.69 | 2016-11-30
Spain | ESP | 2016-11-22 23:00 | 2016-11-23 | 55.95 | 2016 | 5.69 | 2016-11-30
Spain | ESP | 2016-11-23 | 2016-11-23 01:00 | 47.99 | 2016 | 5.69 | 2016-11-30
Spain | ESP | 2016-11-23 01:00 | 2016-11-23 02:00 | 44.56 | 2016 | 5.69 | 2016-11-30
Spain | ESP | 2016-11-23 02:00 | 2016-11-23 03:00 | 44 | 2016 | 5.69 | 2016-11-30
Spain | ESP | 2016-11-23 03:00 | 2016-11-23 04:00 | 43.19 | 2016 | 5.69 | 2016-11-30
Spain | ESP | 2016-11-23 04:00 | 2016-11-23 05:00 | 43.71 | 2016 | 5.69 | 2016-11-30
Spain | ESP | 2016-11-23 05:00 | 2016-11-23 06:00 | 46.98 | 2016 | 5.69 | 2016-11-30
Spain | ESP | 2016-11-23 06:00 | 2016-11-23 07:00 | 62.05 | 2016 | 5.69 | 2016-11-30
Spain | ESP | 2016-11-23 07:00 | 2016-11-23 08:00 | 63.76 | 2016 | 5.69 | 2016-11-30
Spain | ESP | 2016-11-23 08:00 | 2016-11-23 09:00 | 64.1 | 2016 | 5.69 | 2016-11-30
Spain | ESP | 2016-11-23 09:00 | 2016-11-23 10:00 | 63.53 | 2016 | 5.69 | 2016-11-30
Spain | ESP | 2016-11-23 10:00 | 2016-11-23 11:00 | 62.99 | 2016 | 5.69 | 2016-11-30
Spain | ESP | 2016-11-23 11:00 | 2016-11-23 12:00 | 59.07 | 2016 | 5.69 | 2016-11-30
Spain | ESP | 2016-11-23 12:00 | 2016-11-23 13:00 | 58.98 | 2016 | 5.69 | 2016-11-30
Spain | ESP | 2016-11-23 13:00 | 2016-11-23 14:00 | 58.5 | 2016 | 5.69 | 2016-11-30
Spain | ESP | 2016-11-23 14:00 | 2016-11-23 15:00 | 58.93 | 2016 | 5.69 | 2016-11-30
Spain | ESP | 2016-11-23 15:00 | 2016-11-23 16:00 | 59 | 2016 | 5.69 | 2016-11-30
Spain | ESP | 2016-11-23 16:00 | 2016-11-23 17:00 | 64.38 | 2016 | 5.69 | 2016-11-30
Spain | ESP | 2016-11-23 17:00 | 2016-11-23 18:00 | 66.9 | 2016 | 5.69 | 2016-11-30
Spain | ESP | 2016-11-23 18:00 | 2016-11-23 19:00 | 65.65 | 2016 | 5.69 | 2016-11-30
Spain | ESP | 2016-11-23 19:00 | 2016-11-23 20:00 | 65.48 | 2016 | 5.69 | 2016-11-30
Spain | ESP | 2016-11-23 20:00 | 2016-11-23 21:00 | 63.48 | 2016 | 5.69 | 2016-11-30
Spain | ESP | 2016-11-23 21:00 | 2016-11-23 22:00 | 58.6 | 2016 | 5.69 | 2016-11-30
Spain | ESP | 2016-11-23 22:00 | 2016-11-23 23:00 | 57.1 | 2016 | 5.69 | 2016-11-30
Spain | ESP | 2016-11-23 23:00 | 2016-11-24 | 52 | 2016 | 5.69 | 2016-11-30
Spain | ESP | 2016-11-24 | 2016-11-24 01:00 | 46.98 | 2016 | 5.69 | 2016-11-30
Spain | ESP | 2016-11-24 01:00 | 2016-11-24 02:00 | 44.75 | 2016 | 5.69 | 2016-11-30
Spain | ESP | 2016-11-24 02:00 | 2016-11-24 03:00 | 44.58 | 2016 | 5.69 | 2016-11-30
Spain | ESP | 2016-11-24 03:00 | 2016-11-24 04:00 | 44.58 | 2016 | 5.69 | 2016-11-30
Spain | ESP | 2016-11-24 04:00 | 2016-11-24 05:00 | 44.83 | 2016 | 5.69 | 2016-11-30
Spain | ESP | 2016-11-24 05:00 | 2016-11-24 06:00 | 50.99 | 2016 | 5.69 | 2016-11-30
Spain | ESP | 2016-11-24 06:00 | 2016-11-24 07:00 | 63.79 | 2016 | 5.69 | 2016-11-30
Spain | ESP | 2016-11-24 07:00 | 2016-11-24 08:00 | 65.48 | 2016 | 5.69 | 2016-11-30
Spain | ESP | 2016-11-24 08:00 | 2016-11-24 09:00 | 63.02 | 2016 | 5.69 | 2016-11-30
Spain | ESP | 2016-11-24 09:00 | 2016-11-24 10:00 | 61.84 | 2016 | 5.69 | 2016-11-30
Spain | ESP | 2016-11-24 10:00 | 2016-11-24 11:00 | 59.52 | 2016 | 5.69 | 2016-11-30
Spain | ESP | 2016-11-24 11:00 | 2016-11-24 12:00 | 57.6 | 2016 | 5.69 | 2016-11-30
Spain | ESP | 2016-11-24 12:00 | 2016-11-24 13:00 | 57.57 | 2016 | 5.69 | 2016-11-30
Spain | ESP | 2016-11-24 13:00 | 2016-11-24 14:00 | 56 | 2016 | 5.69 | 2016-11-30
Spain | ESP | 2016-11-24 14:00 | 2016-11-24 15:00 | 56.89 | 2016 | 5.69 | 2016-11-30
Spain | ESP | 2016-11-24 15:00 | 2016-11-24 16:00 | 58.12 | 2016 | 5.69 | 2016-11-30
Spain | ESP | 2016-11-24 16:00 | 2016-11-24 17:00 | 62.13 | 2016 | 5.69 | 2016-11-30
Spain | ESP | 2016-11-24 17:00 | 2016-11-24 18:00 | 67.5 | 2016 | 5.69 | 2016-11-30
Spain | ESP | 2016-11-24 18:00 | 2016-11-24 19:00 | 65.56 | 2016 | 5.69 | 2016-11-30
Spain | ESP | 2016-11-24 19:00 | 2016-11-24 20:00 | 65.48 | 2016 | 5.69 | 2016-11-30
Spain | ESP | 2016-11-24 20:00 | 2016-11-24 21:00 | 61.88 | 2016 | 5.69 | 2016-11-30
Spain | ESP | 2016-11-24 21:00 | 2016-11-24 22:00 | 57.58 | 2016 | 5.69 | 2016-11-30
Spain | ESP | 2016-11-24 22:00 | 2016-11-24 23:00 | 52 | 2016 | 5.69 | 2016-11-30
Spain | ESP | 2016-11-24 23:00 | 2016-11-25 | 48 | 2016 | 5.69 | 2016-11-30
Spain | ESP | 2016-11-25 | 2016-11-25 01:00 | 44.14 | 2016 | 5.69 | 2016-11-30
Spain | ESP | 2016-11-25 01:00 | 2016-11-25 02:00 | 42.95 | 2016 | 5.69 | 2016-11-30
Spain | ESP | 2016-11-25 02:00 | 2016-11-25 03:00 | 42.49 | 2016 | 5.69 | 2016-11-30
Spain | ESP | 2016-11-25 03:00 | 2016-11-25 04:00 | 42.49 | 2016 | 5.69 | 2016-11-30
Spain | ESP | 2016-11-25 04:00 | 2016-11-25 05:00 | 43.09 | 2016 | 5.69 | 2016-11-30
Spain | ESP | 2016-11-25 05:00 | 2016-11-25 06:00 | 46.22 | 2016 | 5.69 | 2016-11-30
Spain | ESP | 2016-11-25 06:00 | 2016-11-25 07:00 | 59.9 | 2016 | 5.69 | 2016-11-30
Spain | ESP | 2016-11-25 07:00 | 2016-11-25 08:00 | 64.99 | 2016 | 5.69 | 2016-11-30
Spain | ESP | 2016-11-25 08:00 | 2016-11-25 09:00 | 63.2 | 2016 | 5.69 | 2016-11-30
Spain | ESP | 2016-11-25 09:00 | 2016-11-25 10:00 | 62.02 | 2016 | 5.69 | 2016-11-30
Spain | ESP | 2016-11-25 10:00 | 2016-11-25 11:00 | 60.5 | 2016 | 5.69 | 2016-11-30
Spain | ESP | 2016-11-25 11:00 | 2016-11-25 12:00 | 59.98 | 2016 | 5.69 | 2016-11-30
Spain | ESP | 2016-11-25 12:00 | 2016-11-25 13:00 | 60.07 | 2016 | 5.69 | 2016-11-30
Spain | ESP | 2016-11-25 13:00 | 2016-11-25 14:00 | 59 | 2016 | 5.69 | 2016-11-30
Spain | ESP | 2016-11-25 14:00 | 2016-11-25 15:00 | 59 | 2016 | 5.69 | 2016-11-30
Spain | ESP | 2016-11-25 15:00 | 2016-11-25 16:00 | 60 | 2016 | 5.69 | 2016-11-30
Spain | ESP | 2016-11-25 16:00 | 2016-11-25 17:00 | 64.5 | 2016 | 5.69 | 2016-11-30
Spain | ESP | 2016-11-25 17:00 | 2016-11-25 18:00 | 67 | 2016 | 5.69 | 2016-11-30
Spain | ESP | 2016-11-25 18:00 | 2016-11-25 19:00 | 65.01 | 2016 | 5.69 | 2016-11-30
Spain | ESP | 2016-11-25 19:00 | 2016-11-25 20:00 | 61.88 | 2016 | 5.69 | 2016-11-30
Spain | ESP | 2016-11-25 20:00 | 2016-11-25 21:00 | 58.78 | 2016 | 5.69 | 2016-11-30
Spain | ESP | 2016-11-25 21:00 | 2016-11-25 22:00 | 52 | 2016 | 5.69 | 2016-11-30
Spain | ESP | 2016-11-25 22:00 | 2016-11-25 23:00 | 46.68 | 2016 | 5.69 | 2016-11-30
Spain | ESP | 2016-11-25 23:00 | 2016-11-26 | 44.42 | 2016 | 5.69 | 2016-11-30
Spain | ESP | 2016-11-26 | 2016-11-26 01:00 | 43 | 2016 | 5.69 | 2016-11-30
Spain | ESP | 2016-11-26 01:00 | 2016-11-26 02:00 | 40.86 | 2016 | 5.69 | 2016-11-30
Spain | ESP | 2016-11-26 02:00 | 2016-11-26 03:00 | 38.31 | 2016 | 5.69 | 2016-11-30
Spain | ESP | 2016-11-26 03:00 | 2016-11-26 04:00 | 37.9 | 2016 | 5.69 | 2016-11-30
Spain | ESP | 2016-11-26 04:00 | 2016-11-26 05:00 | 37.87 | 2016 | 5.69 | 2016-11-30
Spain | ESP | 2016-11-26 05:00 | 2016-11-26 06:00 | 38.29 | 2016 | 5.69 | 2016-11-30
Spain | ESP | 2016-11-26 06:00 | 2016-11-26 07:00 | 42.22 | 2016 | 5.69 | 2016-11-30
Spain | ESP | 2016-11-26 07:00 | 2016-11-26 08:00 | 44.1 | 2016 | 5.69 | 2016-11-30
Spain | ESP | 2016-11-26 08:00 | 2016-11-26 09:00 | 46.76 | 2016 | 5.69 | 2016-11-30
Spain | ESP | 2016-11-26 09:00 | 2016-11-26 10:00 | 48.92 | 2016 | 5.69 | 2016-11-30
Spain | ESP | 2016-11-26 10:00 | 2016-11-26 11:00 | 48.56 | 2016 | 5.69 | 2016-11-30
Spain | ESP | 2016-11-26 11:00 | 2016-11-26 12:00 | 47.99 | 2016 | 5.69 | 2016-11-30
Spain | ESP | 2016-11-26 12:00 | 2016-11-26 13:00 | 49.7 | 2016 | 5.69 | 2016-11-30
Spain | ESP | 2016-11-26 13:00 | 2016-11-26 14:00 | 51.82 | 2016 | 5.69 | 2016-11-30
Spain | ESP | 2016-11-26 14:00 | 2016-11-26 15:00 | 47.52 | 2016 | 5.69 | 2016-11-30
Spain | ESP | 2016-11-26 15:00 | 2016-11-26 16:00 | 46.31 | 2016 | 5.69 | 2016-11-30
Spain | ESP | 2016-11-26 16:00 | 2016-11-26 17:00 | 51.21 | 2016 | 5.69 | 2016-11-30
Spain | ESP | 2016-11-26 17:00 | 2016-11-26 18:00 | 61.86 | 2016 | 5.69 | 2016-11-30
Spain | ESP | 2016-11-26 18:00 | 2016-11-26 19:00 | 62.48 | 2016 | 5.69 | 2016-11-30
Spain | ESP | 2016-11-26 19:00 | 2016-11-26 20:00 | 62.48 | 2016 | 5.69 | 2016-11-30
Spain | ESP | 2016-11-26 20:00 | 2016-11-26 21:00 | 61.99 | 2016 | 5.69 | 2016-11-30
Spain | ESP | 2016-11-26 21:00 | 2016-11-26 22:00 | 57.26 | 2016 | 5.69 | 2016-11-30
Spain | ESP | 2016-11-26 22:00 | 2016-11-26 23:00 | 49 | 2016 | 5.69 | 2016-11-30
Spain | ESP | 2016-11-26 23:00 | 2016-11-27 | 46.82 | 2016 | 5.69 | 2016-11-30
Spain | ESP | 2016-11-27 | 2016-11-27 01:00 | 44.81 | 2016 | 5.69 | 2016-11-30
Spain | ESP | 2016-11-27 01:00 | 2016-11-27 02:00 | 43.71 | 2016 | 5.69 | 2016-11-30
Spain | ESP | 2016-11-27 02:00 | 2016-11-27 03:00 | 43.1 | 2016 | 5.69 | 2016-11-30
Spain | ESP | 2016-11-27 03:00 | 2016-11-27 04:00 | 42.66 | 2016 | 5.69 | 2016-11-30
Spain | ESP | 2016-11-27 04:00 | 2016-11-27 05:00 | 42.7 | 2016 | 5.69 | 2016-11-30
Spain | ESP | 2016-11-27 05:00 | 2016-11-27 06:00 | 43.01 | 2016 | 5.69 | 2016-11-30
Spain | ESP | 2016-11-27 06:00 | 2016-11-27 07:00 | 43.21 | 2016 | 5.69 | 2016-11-30
Spain | ESP | 2016-11-27 07:00 | 2016-11-27 08:00 | 43.49 | 2016 | 5.69 | 2016-11-30
Spain | ESP | 2016-11-27 08:00 | 2016-11-27 09:00 | 44.81 | 2016 | 5.69 | 2016-11-30
Spain | ESP | 2016-11-27 09:00 | 2016-11-27 10:00 | 46.51 | 2016 | 5.69 | 2016-11-30
Spain | ESP | 2016-11-27 10:00 | 2016-11-27 11:00 | 52.71 | 2016 | 5.69 | 2016-11-30
Spain | ESP | 2016-11-27 11:00 | 2016-11-27 12:00 | 49.68 | 2016 | 5.69 | 2016-11-30
Spain | ESP | 2016-11-27 12:00 | 2016-11-27 13:00 | 57.26 | 2016 | 5.69 | 2016-11-30
Spain | ESP | 2016-11-27 13:00 | 2016-11-27 14:00 | 57.26 | 2016 | 5.69 | 2016-11-30
Spain | ESP | 2016-11-27 14:00 | 2016-11-27 15:00 | 47.69 | 2016 | 5.69 | 2016-11-30
Spain | ESP | 2016-11-27 15:00 | 2016-11-27 16:00 | 46.13 | 2016 | 5.69 | 2016-11-30
Spain | ESP | 2016-11-27 16:00 | 2016-11-27 17:00 | 49.93 | 2016 | 5.69 | 2016-11-30
Spain | ESP | 2016-11-27 17:00 | 2016-11-27 18:00 | 60.44 | 2016 | 5.69 | 2016-11-30
Spain | ESP | 2016-11-27 18:00 | 2016-11-27 19:00 | 64.99 | 2016 | 5.69 | 2016-11-30
Spain | ESP | 2016-11-27 19:00 | 2016-11-27 20:00 | 66.06 | 2016 | 5.69 | 2016-11-30
Spain | ESP | 2016-11-27 20:00 | 2016-11-27 21:00 | 67 | 2016 | 5.69 | 2016-11-30
Spain | ESP | 2016-11-27 21:00 | 2016-11-27 22:00 | 64.99 | 2016 | 5.69 | 2016-11-30
Spain | ESP | 2016-11-27 22:00 | 2016-11-27 23:00 | 59.07 | 2016 | 5.69 | 2016-11-30
Spain | ESP | 2016-11-27 23:00 | 2016-11-28 | 54.01 | 2016 | 5.69 | 2016-11-30
Spain | ESP | 2016-11-28 | 2016-11-28 01:00 | 47.28 | 2016 | 5.69 | 2016-11-30
Spain | ESP | 2016-11-28 01:00 | 2016-11-28 02:00 | 45.79 | 2016 | 5.69 | 2016-11-30
Spain | ESP | 2016-11-28 02:00 | 2016-11-28 03:00 | 45.15 | 2016 | 5.69 | 2016-11-30
Spain | ESP | 2016-11-28 03:00 | 2016-11-28 04:00 | 45.14 | 2016 | 5.69 | 2016-11-30
Spain | ESP | 2016-11-28 04:00 | 2016-11-28 05:00 | 46.51 | 2016 | 5.69 | 2016-11-30
Spain | ESP | 2016-11-28 05:00 | 2016-11-28 06:00 | 57.26 | 2016 | 5.69 | 2016-11-30
Spain | ESP | 2016-11-28 06:00 | 2016-11-28 07:00 | 67.85 | 2016 | 5.69 | 2016-11-30
Spain | ESP | 2016-11-28 07:00 | 2016-11-28 08:00 | 69.95 | 2016 | 5.69 | 2016-11-30
Spain | ESP | 2016-11-28 08:00 | 2016-11-28 09:00 | 67.27 | 2016 | 5.69 | 2016-11-30
Spain | ESP | 2016-11-28 09:00 | 2016-11-28 10:00 | 66.57 | 2016 | 5.69 | 2016-11-30
Spain | ESP | 2016-11-28 10:00 | 2016-11-28 11:00 | 64.65 | 2016 | 5.69 | 2016-11-30
Spain | ESP | 2016-11-28 11:00 | 2016-11-28 12:00 | 64.84 | 2016 | 5.69 | 2016-11-30
Spain | ESP | 2016-11-28 12:00 | 2016-11-28 13:00 | 65.3 | 2016 | 5.69 | 2016-11-30
Spain | ESP | 2016-11-28 13:00 | 2016-11-28 14:00 | 65.67 | 2016 | 5.69 | 2016-11-30
Spain | ESP | 2016-11-28 14:00 | 2016-11-28 15:00 | 64.99 | 2016 | 5.69 | 2016-11-30
Spain | ESP | 2016-11-28 15:00 | 2016-11-28 16:00 | 66.5 | 2016 | 5.69 | 2016-11-30
Spain | ESP | 2016-11-28 16:00 | 2016-11-28 17:00 | 70.78 | 2016 | 5.69 | 2016-11-30
Spain | ESP | 2016-11-28 17:00 | 2016-11-28 18:00 | 73.87 | 2016 | 5.69 | 2016-11-30
Spain | ESP | 2016-11-28 18:00 | 2016-11-28 19:00 | 73.17 | 2016 | 5.69 | 2016-11-30
Spain | ESP | 2016-11-28 19:00 | 2016-11-28 20:00 | 70.5 | 2016 | 5.69 | 2016-11-30
Spain | ESP | 2016-11-28 20:00 | 2016-11-28 21:00 | 69.28 | 2016 | 5.69 | 2016-11-30
Spain | ESP | 2016-11-28 21:00 | 2016-11-28 22:00 | 64.84 | 2016 | 5.69 | 2016-11-30
Spain | ESP | 2016-11-28 22:00 | 2016-11-28 23:00 | 62.79 | 2016 | 5.69 | 2016-11-30
Spain | ESP | 2016-11-28 23:00 | 2016-11-29 | 64.99 | 2016 | 5.69 | 2016-11-30
Spain | ESP | 2016-11-29 | 2016-11-29 01:00 | 62.15 | 2016 | 5.69 | 2016-11-30
Spain | ESP | 2016-11-29 01:00 | 2016-11-29 02:00 | 58.69 | 2016 | 5.69 | 2016-11-30
Spain | ESP | 2016-11-29 02:00 | 2016-11-29 03:00 | 57.71 | 2016 | 5.69 | 2016-11-30
Spain | ESP | 2016-11-29 03:00 | 2016-11-29 04:00 | 57 | 2016 | 5.69 | 2016-11-30
Spain | ESP | 2016-11-29 04:00 | 2016-11-29 05:00 | 56.17 | 2016 | 5.69 | 2016-11-30
Spain | ESP | 2016-11-29 05:00 | 2016-11-29 06:00 | 61.9 | 2016 | 5.69 | 2016-11-30
Spain | ESP | 2016-11-29 06:00 | 2016-11-29 07:00 | 69.24 | 2016 | 5.69 | 2016-11-30
Spain | ESP | 2016-11-29 07:00 | 2016-11-29 08:00 | 71.71 | 2016 | 5.69 | 2016-11-30
Spain | ESP | 2016-11-29 08:00 | 2016-11-29 09:00 | 70.64 | 2016 | 5.69 | 2016-11-30
Spain | ESP | 2016-11-29 09:00 | 2016-11-29 10:00 | 70 | 2016 | 5.69 | 2016-11-30
Spain | ESP | 2016-11-29 10:00 | 2016-11-29 11:00 | 69.98 | 2016 | 5.69 | 2016-11-30
Spain | ESP | 2016-11-29 11:00 | 2016-11-29 12:00 | 67.7 | 2016 | 5.69 | 2016-11-30
Spain | ESP | 2016-11-29 12:00 | 2016-11-29 13:00 | 67.5 | 2016 | 5.69 | 2016-11-30
Spain | ESP | 2016-11-29 13:00 | 2016-11-29 14:00 | 68.55 | 2016 | 5.69 | 2016-11-30
Spain | ESP | 2016-11-29 14:00 | 2016-11-29 15:00 | 68.25 | 2016 | 5.69 | 2016-11-30
Spain | ESP | 2016-11-29 15:00 | 2016-11-29 16:00 | 66.73 | 2016 | 5.69 | 2016-11-30
Spain | ESP | 2016-11-29 16:00 | 2016-11-29 17:00 | 68.33 | 2016 | 5.69 | 2016-11-30
Spain | ESP | 2016-11-29 17:00 | 2016-11-29 18:00 | 70.15 | 2016 | 5.69 | 2016-11-30
Spain | ESP | 2016-11-29 18:00 | 2016-11-29 19:00 | 70.15 | 2016 | 5.69 | 2016-11-30
Spain | ESP | 2016-11-29 19:00 | 2016-11-29 20:00 | 69.75 | 2016 | 5.69 | 2016-11-30
Spain | ESP | 2016-11-29 20:00 | 2016-11-29 21:00 | 64.84 | 2016 | 5.69 | 2016-11-30
Spain | ESP | 2016-11-29 21:00 | 2016-11-29 22:00 | 61.05 | 2016 | 5.69 | 2016-11-30
Spain | ESP | 2016-11-29 22:00 | 2016-11-29 23:00 | 55.82 | 2016 | 5.69 | 2016-11-30
Spain | ESP | 2016-11-29 23:00 | 2016-11-30 | 53 | 2016 | 5.69 | 2016-11-30
Spain | ESP | 2016-11-30 | 2016-11-30 01:00 | 46.69 | 2016 | 5.69 | 2016-11-30
Spain | ESP | 2016-11-30 01:00 | 2016-11-30 02:00 | 44.91 | 2016 | 5.69 | 2016-11-30
Spain | ESP | 2016-11-30 02:00 | 2016-11-30 03:00 | 44.66 | 2016 | 5.69 | 2016-11-30
Spain | ESP | 2016-11-30 03:00 | 2016-11-30 04:00 | 44.4 | 2016 | 5.69 | 2016-11-30
Spain | ESP | 2016-11-30 04:00 | 2016-11-30 05:00 | 44.66 | 2016 | 5.69 | 2016-11-30
Spain | ESP | 2016-11-30 05:00 | 2016-11-30 06:00 | 46.67 | 2016 | 5.69 | 2016-11-30
Spain | ESP | 2016-11-30 06:00 | 2016-11-30 07:00 | 58.23 | 2016 | 5.69 | 2016-11-30
Spain | ESP | 2016-11-30 07:00 | 2016-11-30 08:00 | 62.48 | 2016 | 5.69 | 2016-11-30
Spain | ESP | 2016-11-30 08:00 | 2016-11-30 09:00 | 61.88 | 2016 | 5.69 | 2016-11-30
Spain | ESP | 2016-11-30 09:00 | 2016-11-30 10:00 | 61.32 | 2016 | 5.69 | 2016-11-30
Spain | ESP | 2016-11-30 10:00 | 2016-11-30 11:00 | 59.58 | 2016 | 5.69 | 2016-11-30
Spain | ESP | 2016-11-30 11:00 | 2016-11-30 12:00 | 59.46 | 2016 | 5.69 | 2016-11-30
Spain | ESP | 2016-11-30 12:00 | 2016-11-30 13:00 | 59.58 | 2016 | 5.69 | 2016-11-30
Spain | ESP | 2016-11-30 13:00 | 2016-11-30 14:00 | 58.26 | 2016 | 5.69 | 2016-11-30
Spain | ESP | 2016-11-30 14:00 | 2016-11-30 15:00 | 58.9 | 2016 | 5.69 | 2016-11-30
Spain | ESP | 2016-11-30 15:00 | 2016-11-30 16:00 | 59.52 | 2016 | 5.69 | 2016-11-30
Spain | ESP | 2016-11-30 16:00 | 2016-11-30 17:00 | 61.79 | 2016 | 5.69 | 2016-11-30
Spain | ESP | 2016-11-30 17:00 | 2016-11-30 18:00 | 66.69 | 2016 | 5.69 | 2016-11-30
Spain | ESP | 2016-11-30 18:00 | 2016-11-30 19:00 | 68.33 | 2016 | 5.69 | 2016-11-30
Spain | ESP | 2016-11-30 19:00 | 2016-11-30 20:00 | 68.55 | 2016 | 5.69 | 2016-11-30
Spain | ESP | 2016-11-30 20:00 | 2016-11-30 21:00 | 66.89 | 2016 | 5.69 | 2016-11-30
Spain | ESP | 2016-11-30 21:00 | 2016-11-30 22:00 | 61.03 | 2016 | 5.69 | 2016-11-30
Spain | ESP | 2016-11-30 22:00 | 2016-11-30 23:00 | 57.71 | 2016 | 5.69 | 2016-11-30
Spain | ESP | 2016-11-30 23:00 | 2016-12-01 | 58.23 | 2016 | 5.69 | 2016-11-30
Spain | ESP | 2016-12-01 | 2016-12-01 01:00 | 55 | 2016 | 5.42 | 2016-12-31
Spain | ESP | 2016-12-01 01:00 | 2016-12-01 02:00 | 51.44 | 2016 | 5.42 | 2016-12-31
Spain | ESP | 2016-12-01 02:00 | 2016-12-01 03:00 | 50.39 | 2016 | 5.42 | 2016-12-31
Spain | ESP | 2016-12-01 03:00 | 2016-12-01 04:00 | 50.39 | 2016 | 5.42 | 2016-12-31
Spain | ESP | 2016-12-01 04:00 | 2016-12-01 05:00 | 53.5 | 2016 | 5.42 | 2016-12-31
Spain | ESP | 2016-12-01 05:00 | 2016-12-01 06:00 | 58.26 | 2016 | 5.42 | 2016-12-31
Spain | ESP | 2016-12-01 06:00 | 2016-12-01 07:00 | 64.99 | 2016 | 5.42 | 2016-12-31
Spain | ESP | 2016-12-01 07:00 | 2016-12-01 08:00 | 68.33 | 2016 | 5.42 | 2016-12-31
Spain | ESP | 2016-12-01 08:00 | 2016-12-01 09:00 | 66.64 | 2016 | 5.42 | 2016-12-31
Spain | ESP | 2016-12-01 09:00 | 2016-12-01 10:00 | 68 | 2016 | 5.42 | 2016-12-31
Spain | ESP | 2016-12-01 10:00 | 2016-12-01 11:00 | 67.84 | 2016 | 5.42 | 2016-12-31
Spain | ESP | 2016-12-01 11:00 | 2016-12-01 12:00 | 68.25 | 2016 | 5.42 | 2016-12-31
Spain | ESP | 2016-12-01 12:00 | 2016-12-01 13:00 | 68.84 | 2016 | 5.42 | 2016-12-31
Spain | ESP | 2016-12-01 13:00 | 2016-12-01 14:00 | 68.56 | 2016 | 5.42 | 2016-12-31
Spain | ESP | 2016-12-01 14:00 | 2016-12-01 15:00 | 68.33 | 2016 | 5.42 | 2016-12-31
Spain | ESP | 2016-12-01 15:00 | 2016-12-01 16:00 | 68.25 | 2016 | 5.42 | 2016-12-31
Spain | ESP | 2016-12-01 16:00 | 2016-12-01 17:00 | 68.84 | 2016 | 5.42 | 2016-12-31
Spain | ESP | 2016-12-01 17:00 | 2016-12-01 18:00 | 72.01 | 2016 | 5.42 | 2016-12-31
Spain | ESP | 2016-12-01 18:00 | 2016-12-01 19:00 | 72.61 | 2016 | 5.42 | 2016-12-31
Spain | ESP | 2016-12-01 19:00 | 2016-12-01 20:00 | 72.69 | 2016 | 5.42 | 2016-12-31
Spain | ESP | 2016-12-01 20:00 | 2016-12-01 21:00 | 72.01 | 2016 | 5.42 | 2016-12-31
Spain | ESP | 2016-12-01 21:00 | 2016-12-01 22:00 | 69.65 | 2016 | 5.42 | 2016-12-31
Spain | ESP | 2016-12-01 22:00 | 2016-12-01 23:00 | 68.42 | 2016 | 5.42 | 2016-12-31
Spain | ESP | 2016-12-01 23:00 | 2016-12-02 | 69.28 | 2016 | 5.42 | 2016-12-31
Spain | ESP | 2016-12-02 | 2016-12-02 01:00 | 66.6 | 2016 | 5.42 | 2016-12-31
Spain | ESP | 2016-12-02 01:00 | 2016-12-02 02:00 | 62.48 | 2016 | 5.42 | 2016-12-31
Spain | ESP | 2016-12-02 02:00 | 2016-12-02 03:00 | 55.73 | 2016 | 5.42 | 2016-12-31
Spain | ESP | 2016-12-02 03:00 | 2016-12-02 04:00 | 55.23 | 2016 | 5.42 | 2016-12-31
Spain | ESP | 2016-12-02 04:00 | 2016-12-02 05:00 | 61.19 | 2016 | 5.42 | 2016-12-31
Spain | ESP | 2016-12-02 05:00 | 2016-12-02 06:00 | 67.6 | 2016 | 5.42 | 2016-12-31
Spain | ESP | 2016-12-02 06:00 | 2016-12-02 07:00 | 69.63 | 2016 | 5.42 | 2016-12-31
Spain | ESP | 2016-12-02 07:00 | 2016-12-02 08:00 | 71.61 | 2016 | 5.42 | 2016-12-31
Spain | ESP | 2016-12-02 08:00 | 2016-12-02 09:00 | 69.41 | 2016 | 5.42 | 2016-12-31
Spain | ESP | 2016-12-02 09:00 | 2016-12-02 10:00 | 69.25 | 2016 | 5.42 | 2016-12-31
Spain | ESP | 2016-12-02 10:00 | 2016-12-02 11:00 | 68.25 | 2016 | 5.42 | 2016-12-31
Spain | ESP | 2016-12-02 11:00 | 2016-12-02 12:00 | 67.44 | 2016 | 5.42 | 2016-12-31
Spain | ESP | 2016-12-02 12:00 | 2016-12-02 13:00 | 67.78 | 2016 | 5.42 | 2016-12-31
Spain | ESP | 2016-12-02 13:00 | 2016-12-02 14:00 | 66.7 | 2016 | 5.42 | 2016-12-31
Spain | ESP | 2016-12-02 14:00 | 2016-12-02 15:00 | 67.83 | 2016 | 5.42 | 2016-12-31
Spain | ESP | 2016-12-02 15:00 | 2016-12-02 16:00 | 68.56 | 2016 | 5.42 | 2016-12-31
Spain | ESP | 2016-12-02 16:00 | 2016-12-02 17:00 | 68.81 | 2016 | 5.42 | 2016-12-31
Spain | ESP | 2016-12-02 17:00 | 2016-12-02 18:00 | 70 | 2016 | 5.42 | 2016-12-31
Spain | ESP | 2016-12-02 18:00 | 2016-12-02 19:00 | 70 | 2016 | 5.42 | 2016-12-31
Spain | ESP | 2016-12-02 19:00 | 2016-12-02 20:00 | 69.69 | 2016 | 5.42 | 2016-12-31
Spain | ESP | 2016-12-02 20:00 | 2016-12-02 21:00 | 65 | 2016 | 5.42 | 2016-12-31
Spain | ESP | 2016-12-02 21:00 | 2016-12-02 22:00 | 63.98 | 2016 | 5.42 | 2016-12-31
Spain | ESP | 2016-12-02 22:00 | 2016-12-02 23:00 | 62.18 | 2016 | 5.42 | 2016-12-31
Spain | ESP | 2016-12-02 23:00 | 2016-12-03 | 68.41 | 2016 | 5.42 | 2016-12-31
Spain | ESP | 2016-12-03 | 2016-12-03 01:00 | 59.36 | 2016 | 5.42 | 2016-12-31
Spain | ESP | 2016-12-03 01:00 | 2016-12-03 02:00 | 51.1 | 2016 | 5.42 | 2016-12-31
Spain | ESP | 2016-12-03 02:00 | 2016-12-03 03:00 | 50 | 2016 | 5.42 | 2016-12-31
Spain | ESP | 2016-12-03 03:00 | 2016-12-03 04:00 | 49.5 | 2016 | 5.42 | 2016-12-31
Spain | ESP | 2016-12-03 04:00 | 2016-12-03 05:00 | 49.18 | 2016 | 5.42 | 2016-12-31
Spain | ESP | 2016-12-03 05:00 | 2016-12-03 06:00 | 50 | 2016 | 5.42 | 2016-12-31
Spain | ESP | 2016-12-03 06:00 | 2016-12-03 07:00 | 53 | 2016 | 5.42 | 2016-12-31
Spain | ESP | 2016-12-03 07:00 | 2016-12-03 08:00 | 58.41 | 2016 | 5.42 | 2016-12-31
Spain | ESP | 2016-12-03 08:00 | 2016-12-03 09:00 | 62.2 | 2016 | 5.42 | 2016-12-31
Spain | ESP | 2016-12-03 09:00 | 2016-12-03 10:00 | 66.57 | 2016 | 5.42 | 2016-12-31
Spain | ESP | 2016-12-03 10:00 | 2016-12-03 11:00 | 59.58 | 2016 | 5.42 | 2016-12-31
Spain | ESP | 2016-12-03 11:00 | 2016-12-03 12:00 | 60.23 | 2016 | 5.42 | 2016-12-31
Spain | ESP | 2016-12-03 12:00 | 2016-12-03 13:00 | 57.71 | 2016 | 5.42 | 2016-12-31
Spain | ESP | 2016-12-03 13:00 | 2016-12-03 14:00 | 52.2 | 2016 | 5.42 | 2016-12-31
Spain | ESP | 2016-12-03 14:00 | 2016-12-03 15:00 | 50.33 | 2016 | 5.42 | 2016-12-31
Spain | ESP | 2016-12-03 15:00 | 2016-12-03 16:00 | 52 | 2016 | 5.42 | 2016-12-31
Spain | ESP | 2016-12-03 16:00 | 2016-12-03 17:00 | 60.07 | 2016 | 5.42 | 2016-12-31
Spain | ESP | 2016-12-03 17:00 | 2016-12-03 18:00 | 67.08 | 2016 | 5.42 | 2016-12-31
Spain | ESP | 2016-12-03 18:00 | 2016-12-03 19:00 | 68.33 | 2016 | 5.42 | 2016-12-31
Spain | ESP | 2016-12-03 19:00 | 2016-12-03 20:00 | 61.23 | 2016 | 5.42 | 2016-12-31
Spain | ESP | 2016-12-03 20:00 | 2016-12-03 21:00 | 54.81 | 2016 | 5.42 | 2016-12-31
Spain | ESP | 2016-12-03 21:00 | 2016-12-03 22:00 | 53 | 2016 | 5.42 | 2016-12-31
Spain | ESP | 2016-12-03 22:00 | 2016-12-03 23:00 | 50.1 | 2016 | 5.42 | 2016-12-31
Spain | ESP | 2016-12-03 23:00 | 2016-12-04 | 48.73 | 2016 | 5.42 | 2016-12-31
Spain | ESP | 2016-12-04 | 2016-12-04 01:00 | 44.41 | 2016 | 5.42 | 2016-12-31
Spain | ESP | 2016-12-04 01:00 | 2016-12-04 02:00 | 42.37 | 2016 | 5.42 | 2016-12-31
Spain | ESP | 2016-12-04 02:00 | 2016-12-04 03:00 | 36.35 | 2016 | 5.42 | 2016-12-31
Spain | ESP | 2016-12-04 03:00 | 2016-12-04 04:00 | 35.2 | 2016 | 5.42 | 2016-12-31
Spain | ESP | 2016-12-04 04:00 | 2016-12-04 05:00 | 35.38 | 2016 | 5.42 | 2016-12-31
Spain | ESP | 2016-12-04 05:00 | 2016-12-04 06:00 | 36.52 | 2016 | 5.42 | 2016-12-31
Spain | ESP | 2016-12-04 06:00 | 2016-12-04 07:00 | 41.55 | 2016 | 5.42 | 2016-12-31
Spain | ESP | 2016-12-04 07:00 | 2016-12-04 08:00 | 42.37 | 2016 | 5.42 | 2016-12-31
Spain | ESP | 2016-12-04 08:00 | 2016-12-04 09:00 | 44.25 | 2016 | 5.42 | 2016-12-31
Spain | ESP | 2016-12-04 09:00 | 2016-12-04 10:00 | 46.77 | 2016 | 5.42 | 2016-12-31
Spain | ESP | 2016-12-04 10:00 | 2016-12-04 11:00 | 48 | 2016 | 5.42 | 2016-12-31
Spain | ESP | 2016-12-04 11:00 | 2016-12-04 12:00 | 48.1 | 2016 | 5.42 | 2016-12-31
Spain | ESP | 2016-12-04 12:00 | 2016-12-04 13:00 | 49.6 | 2016 | 5.42 | 2016-12-31
Spain | ESP | 2016-12-04 13:00 | 2016-12-04 14:00 | 49.81 | 2016 | 5.42 | 2016-12-31
Spain | ESP | 2016-12-04 14:00 | 2016-12-04 15:00 | 49.33 | 2016 | 5.42 | 2016-12-31
Spain | ESP | 2016-12-04 15:00 | 2016-12-04 16:00 | 47.97 | 2016 | 5.42 | 2016-12-31
Spain | ESP | 2016-12-04 16:00 | 2016-12-04 17:00 | 50.1 | 2016 | 5.42 | 2016-12-31
Spain | ESP | 2016-12-04 17:00 | 2016-12-04 18:00 | 58.23 | 2016 | 5.42 | 2016-12-31
Spain | ESP | 2016-12-04 18:00 | 2016-12-04 19:00 | 60.64 | 2016 | 5.42 | 2016-12-31
Spain | ESP | 2016-12-04 19:00 | 2016-12-04 20:00 | 63.05 | 2016 | 5.42 | 2016-12-31
Spain | ESP | 2016-12-04 20:00 | 2016-12-04 21:00 | 64.99 | 2016 | 5.42 | 2016-12-31
Spain | ESP | 2016-12-04 21:00 | 2016-12-04 22:00 | 61.69 | 2016 | 5.42 | 2016-12-31
Spain | ESP | 2016-12-04 22:00 | 2016-12-04 23:00 | 55 | 2016 | 5.42 | 2016-12-31
Spain | ESP | 2016-12-04 23:00 | 2016-12-05 | 49.57 | 2016 | 5.42 | 2016-12-31
Spain | ESP | 2016-12-05 | 2016-12-05 01:00 | 44.81 | 2016 | 5.42 | 2016-12-31
Spain | ESP | 2016-12-05 01:00 | 2016-12-05 02:00 | 44.06 | 2016 | 5.42 | 2016-12-31
Spain | ESP | 2016-12-05 02:00 | 2016-12-05 03:00 | 44 | 2016 | 5.42 | 2016-12-31
Spain | ESP | 2016-12-05 03:00 | 2016-12-05 04:00 | 43.61 | 2016 | 5.42 | 2016-12-31
Spain | ESP | 2016-12-05 04:00 | 2016-12-05 05:00 | 44.25 | 2016 | 5.42 | 2016-12-31
Spain | ESP | 2016-12-05 05:00 | 2016-12-05 06:00 | 53 | 2016 | 5.42 | 2016-12-31
Spain | ESP | 2016-12-05 06:00 | 2016-12-05 07:00 | 66.57 | 2016 | 5.42 | 2016-12-31
Spain | ESP | 2016-12-05 07:00 | 2016-12-05 08:00 | 68.56 | 2016 | 5.42 | 2016-12-31
Spain | ESP | 2016-12-05 08:00 | 2016-12-05 09:00 | 67.63 | 2016 | 5.42 | 2016-12-31
Spain | ESP | 2016-12-05 09:00 | 2016-12-05 10:00 | 68.31 | 2016 | 5.42 | 2016-12-31
Spain | ESP | 2016-12-05 10:00 | 2016-12-05 11:00 | 66.57 | 2016 | 5.42 | 2016-12-31
Spain | ESP | 2016-12-05 11:00 | 2016-12-05 12:00 | 65.02 | 2016 | 5.42 | 2016-12-31
Spain | ESP | 2016-12-05 12:00 | 2016-12-05 13:00 | 63.2 | 2016 | 5.42 | 2016-12-31
Spain | ESP | 2016-12-05 13:00 | 2016-12-05 14:00 | 63.67 | 2016 | 5.42 | 2016-12-31
Spain | ESP | 2016-12-05 14:00 | 2016-12-05 15:00 | 66 | 2016 | 5.42 | 2016-12-31
Spain | ESP | 2016-12-05 15:00 | 2016-12-05 16:00 | 67.63 | 2016 | 5.42 | 2016-12-31
Spain | ESP | 2016-12-05 16:00 | 2016-12-05 17:00 | 68.56 | 2016 | 5.42 | 2016-12-31
Spain | ESP | 2016-12-05 17:00 | 2016-12-05 18:00 | 70.59 | 2016 | 5.42 | 2016-12-31
Spain | ESP | 2016-12-05 18:00 | 2016-12-05 19:00 | 71.71 | 2016 | 5.42 | 2016-12-31
Spain | ESP | 2016-12-05 19:00 | 2016-12-05 20:00 | 70.15 | 2016 | 5.42 | 2016-12-31
Spain | ESP | 2016-12-05 20:00 | 2016-12-05 21:00 | 65.76 | 2016 | 5.42 | 2016-12-31
Spain | ESP | 2016-12-05 21:00 | 2016-12-05 22:00 | 63.69 | 2016 | 5.42 | 2016-12-31
Spain | ESP | 2016-12-05 22:00 | 2016-12-05 23:00 | 62.42 | 2016 | 5.42 | 2016-12-31
Spain | ESP | 2016-12-05 23:00 | 2016-12-06 | 63.69 | 2016 | 5.42 | 2016-12-31
Spain | ESP | 2016-12-06 | 2016-12-06 01:00 | 60.23 | 2016 | 5.42 | 2016-12-31
Spain | ESP | 2016-12-06 01:00 | 2016-12-06 02:00 | 57.71 | 2016 | 5.42 | 2016-12-31
Spain | ESP | 2016-12-06 02:00 | 2016-12-06 03:00 | 53.15 | 2016 | 5.42 | 2016-12-31
Spain | ESP | 2016-12-06 03:00 | 2016-12-06 04:00 | 51.97 | 2016 | 5.42 | 2016-12-31
Spain | ESP | 2016-12-06 04:00 | 2016-12-06 05:00 | 52.2 | 2016 | 5.42 | 2016-12-31
Spain | ESP | 2016-12-06 05:00 | 2016-12-06 06:00 | 61.91 | 2016 | 5.42 | 2016-12-31
Spain | ESP | 2016-12-06 06:00 | 2016-12-06 07:00 | 66.43 | 2016 | 5.42 | 2016-12-31
Spain | ESP | 2016-12-06 07:00 | 2016-12-06 08:00 | 64.99 | 2016 | 5.42 | 2016-12-31
Spain | ESP | 2016-12-06 08:00 | 2016-12-06 09:00 | 65.31 | 2016 | 5.42 | 2016-12-31
Spain | ESP | 2016-12-06 09:00 | 2016-12-06 10:00 | 67 | 2016 | 5.42 | 2016-12-31
Spain | ESP | 2016-12-06 10:00 | 2016-12-06 11:00 | 66.91 | 2016 | 5.42 | 2016-12-31
Spain | ESP | 2016-12-06 11:00 | 2016-12-06 12:00 | 65.61 | 2016 | 5.42 | 2016-12-31
Spain | ESP | 2016-12-06 12:00 | 2016-12-06 13:00 | 65.42 | 2016 | 5.42 | 2016-12-31
Spain | ESP | 2016-12-06 13:00 | 2016-12-06 14:00 | 66.1 | 2016 | 5.42 | 2016-12-31
Spain | ESP | 2016-12-06 14:00 | 2016-12-06 15:00 | 66.57 | 2016 | 5.42 | 2016-12-31
Spain | ESP | 2016-12-06 15:00 | 2016-12-06 16:00 | 66.57 | 2016 | 5.42 | 2016-12-31
Spain | ESP | 2016-12-06 16:00 | 2016-12-06 17:00 | 68.37 | 2016 | 5.42 | 2016-12-31
Spain | ESP | 2016-12-06 17:00 | 2016-12-06 18:00 | 71.71 | 2016 | 5.42 | 2016-12-31
Spain | ESP | 2016-12-06 18:00 | 2016-12-06 19:00 | 72.88 | 2016 | 5.42 | 2016-12-31
Spain | ESP | 2016-12-06 19:00 | 2016-12-06 20:00 | 70.21 | 2016 | 5.42 | 2016-12-31
Spain | ESP | 2016-12-06 20:00 | 2016-12-06 21:00 | 66 | 2016 | 5.42 | 2016-12-31
Spain | ESP | 2016-12-06 21:00 | 2016-12-06 22:00 | 65.26 | 2016 | 5.42 | 2016-12-31
Spain | ESP | 2016-12-06 22:00 | 2016-12-06 23:00 | 62.1 | 2016 | 5.42 | 2016-12-31
Spain | ESP | 2016-12-06 23:00 | 2016-12-07 | 64.99 | 2016 | 5.42 | 2016-12-31
Spain | ESP | 2016-12-07 | 2016-12-07 01:00 | 59.58 | 2016 | 5.42 | 2016-12-31
Spain | ESP | 2016-12-07 01:00 | 2016-12-07 02:00 | 52.2 | 2016 | 5.42 | 2016-12-31
Spain | ESP | 2016-12-07 02:00 | 2016-12-07 03:00 | 50.19 | 2016 | 5.42 | 2016-12-31
Spain | ESP | 2016-12-07 03:00 | 2016-12-07 04:00 | 50.19 | 2016 | 5.42 | 2016-12-31
Spain | ESP | 2016-12-07 04:00 | 2016-12-07 05:00 | 52 | 2016 | 5.42 | 2016-12-31
Spain | ESP | 2016-12-07 05:00 | 2016-12-07 06:00 | 59.58 | 2016 | 5.42 | 2016-12-31
Spain | ESP | 2016-12-07 06:00 | 2016-12-07 07:00 | 69.94 | 2016 | 5.42 | 2016-12-31
Spain | ESP | 2016-12-07 07:00 | 2016-12-07 08:00 | 70 | 2016 | 5.42 | 2016-12-31
Spain | ESP | 2016-12-07 08:00 | 2016-12-07 09:00 | 69.08 | 2016 | 5.42 | 2016-12-31
Spain | ESP | 2016-12-07 09:00 | 2016-12-07 10:00 | 68.33 | 2016 | 5.42 | 2016-12-31
Spain | ESP | 2016-12-07 10:00 | 2016-12-07 11:00 | 66.05 | 2016 | 5.42 | 2016-12-31
Spain | ESP | 2016-12-07 11:00 | 2016-12-07 12:00 | 65 | 2016 | 5.42 | 2016-12-31
Spain | ESP | 2016-12-07 12:00 | 2016-12-07 13:00 | 64.99 | 2016 | 5.42 | 2016-12-31
Spain | ESP | 2016-12-07 13:00 | 2016-12-07 14:00 | 64.1 | 2016 | 5.42 | 2016-12-31
Spain | ESP | 2016-12-07 14:00 | 2016-12-07 15:00 | 63.1 | 2016 | 5.42 | 2016-12-31
Spain | ESP | 2016-12-07 15:00 | 2016-12-07 16:00 | 65.08 | 2016 | 5.42 | 2016-12-31
Spain | ESP | 2016-12-07 16:00 | 2016-12-07 17:00 | 69.46 | 2016 | 5.42 | 2016-12-31
Spain | ESP | 2016-12-07 17:00 | 2016-12-07 18:00 | 71.01 | 2016 | 5.42 | 2016-12-31
Spain | ESP | 2016-12-07 18:00 | 2016-12-07 19:00 | 70 | 2016 | 5.42 | 2016-12-31
Spain | ESP | 2016-12-07 19:00 | 2016-12-07 20:00 | 68.22 | 2016 | 5.42 | 2016-12-31
Spain | ESP | 2016-12-07 20:00 | 2016-12-07 21:00 | 64.99 | 2016 | 5.42 | 2016-12-31
Spain | ESP | 2016-12-07 21:00 | 2016-12-07 22:00 | 58.98 | 2016 | 5.42 | 2016-12-31
Spain | ESP | 2016-12-07 22:00 | 2016-12-07 23:00 | 56.79 | 2016 | 5.42 | 2016-12-31
Spain | ESP | 2016-12-07 23:00 | 2016-12-08 | 54.69 | 2016 | 5.42 | 2016-12-31
Spain | ESP | 2016-12-08 | 2016-12-08 01:00 | 49.92 | 2016 | 5.42 | 2016-12-31
Spain | ESP | 2016-12-08 01:00 | 2016-12-08 02:00 | 46.35 | 2016 | 5.42 | 2016-12-31
Spain | ESP | 2016-12-08 02:00 | 2016-12-08 03:00 | 44.3 | 2016 | 5.42 | 2016-12-31
Spain | ESP | 2016-12-08 03:00 | 2016-12-08 04:00 | 44.06 | 2016 | 5.42 | 2016-12-31
Spain | ESP | 2016-12-08 04:00 | 2016-12-08 05:00 | 44.98 | 2016 | 5.42 | 2016-12-31
Spain | ESP | 2016-12-08 05:00 | 2016-12-08 06:00 | 49.96 | 2016 | 5.42 | 2016-12-31
Spain | ESP | 2016-12-08 06:00 | 2016-12-08 07:00 | 57.71 | 2016 | 5.42 | 2016-12-31
Spain | ESP | 2016-12-08 07:00 | 2016-12-08 08:00 | 59.2 | 2016 | 5.42 | 2016-12-31
Spain | ESP | 2016-12-08 08:00 | 2016-12-08 09:00 | 57.71 | 2016 | 5.42 | 2016-12-31
Spain | ESP | 2016-12-08 09:00 | 2016-12-08 10:00 | 57.22 | 2016 | 5.42 | 2016-12-31
Spain | ESP | 2016-12-08 10:00 | 2016-12-08 11:00 | 55.06 | 2016 | 5.42 | 2016-12-31
Spain | ESP | 2016-12-08 11:00 | 2016-12-08 12:00 | 52.86 | 2016 | 5.42 | 2016-12-31
Spain | ESP | 2016-12-08 12:00 | 2016-12-08 13:00 | 52.2 | 2016 | 5.42 | 2016-12-31
Spain | ESP | 2016-12-08 13:00 | 2016-12-08 14:00 | 51.03 | 2016 | 5.42 | 2016-12-31
Spain | ESP | 2016-12-08 14:00 | 2016-12-08 15:00 | 50.14 | 2016 | 5.42 | 2016-12-31
Spain | ESP | 2016-12-08 15:00 | 2016-12-08 16:00 | 51.63 | 2016 | 5.42 | 2016-12-31
Spain | ESP | 2016-12-08 16:00 | 2016-12-08 17:00 | 60 | 2016 | 5.42 | 2016-12-31
Spain | ESP | 2016-12-08 17:00 | 2016-12-08 18:00 | 68.02 | 2016 | 5.42 | 2016-12-31
Spain | ESP | 2016-12-08 18:00 | 2016-12-08 19:00 | 66.55 | 2016 | 5.42 | 2016-12-31
Spain | ESP | 2016-12-08 19:00 | 2016-12-08 20:00 | 63.03 | 2016 | 5.42 | 2016-12-31
Spain | ESP | 2016-12-08 20:00 | 2016-12-08 21:00 | 58.12 | 2016 | 5.42 | 2016-12-31
Spain | ESP | 2016-12-08 21:00 | 2016-12-08 22:00 | 55.95 | 2016 | 5.42 | 2016-12-31
Spain | ESP | 2016-12-08 22:00 | 2016-12-08 23:00 | 51.54 | 2016 | 5.42 | 2016-12-31
Spain | ESP | 2016-12-08 23:00 | 2016-12-09 | 49.25 | 2016 | 5.42 | 2016-12-31
Spain | ESP | 2016-12-09 | 2016-12-09 01:00 | 47.08 | 2016 | 5.42 | 2016-12-31
Spain | ESP | 2016-12-09 01:00 | 2016-12-09 02:00 | 44.99 | 2016 | 5.42 | 2016-12-31
Spain | ESP | 2016-12-09 02:00 | 2016-12-09 03:00 | 44.06 | 2016 | 5.42 | 2016-12-31
Spain | ESP | 2016-12-09 03:00 | 2016-12-09 04:00 | 41.84 | 2016 | 5.42 | 2016-12-31
Spain | ESP | 2016-12-09 04:00 | 2016-12-09 05:00 | 44.99 | 2016 | 5.42 | 2016-12-31
Spain | ESP | 2016-12-09 05:00 | 2016-12-09 06:00 | 50 | 2016 | 5.42 | 2016-12-31
Spain | ESP | 2016-12-09 06:00 | 2016-12-09 07:00 | 60.37 | 2016 | 5.42 | 2016-12-31
Spain | ESP | 2016-12-09 07:00 | 2016-12-09 08:00 | 62.51 | 2016 | 5.42 | 2016-12-31
Spain | ESP | 2016-12-09 08:00 | 2016-12-09 09:00 | 62.48 | 2016 | 5.42 | 2016-12-31
Spain | ESP | 2016-12-09 09:00 | 2016-12-09 10:00 | 60.7 | 2016 | 5.42 | 2016-12-31
Spain | ESP | 2016-12-09 10:00 | 2016-12-09 11:00 | 58.23 | 2016 | 5.42 | 2016-12-31
Spain | ESP | 2016-12-09 11:00 | 2016-12-09 12:00 | 55.34 | 2016 | 5.42 | 2016-12-31
Spain | ESP | 2016-12-09 12:00 | 2016-12-09 13:00 | 55.04 | 2016 | 5.42 | 2016-12-31
Spain | ESP | 2016-12-09 13:00 | 2016-12-09 14:00 | 55.07 | 2016 | 5.42 | 2016-12-31
Spain | ESP | 2016-12-09 14:00 | 2016-12-09 15:00 | 55.98 | 2016 | 5.42 | 2016-12-31
Spain | ESP | 2016-12-09 15:00 | 2016-12-09 16:00 | 56.35 | 2016 | 5.42 | 2016-12-31
Spain | ESP | 2016-12-09 16:00 | 2016-12-09 17:00 | 66 | 2016 | 5.42 | 2016-12-31
Spain | ESP | 2016-12-09 17:00 | 2016-12-09 18:00 | 68.33 | 2016 | 5.42 | 2016-12-31
Spain | ESP | 2016-12-09 18:00 | 2016-12-09 19:00 | 66 | 2016 | 5.42 | 2016-12-31
Spain | ESP | 2016-12-09 19:00 | 2016-12-09 20:00 | 62.69 | 2016 | 5.42 | 2016-12-31
Spain | ESP | 2016-12-09 20:00 | 2016-12-09 21:00 | 60.7 | 2016 | 5.42 | 2016-12-31
Spain | ESP | 2016-12-09 21:00 | 2016-12-09 22:00 | 57.1 | 2016 | 5.42 | 2016-12-31
Spain | ESP | 2016-12-09 22:00 | 2016-12-09 23:00 | 52.95 | 2016 | 5.42 | 2016-12-31
Spain | ESP | 2016-12-09 23:00 | 2016-12-10 | 53 | 2016 | 5.42 | 2016-12-31
Spain | ESP | 2016-12-10 | 2016-12-10 01:00 | 48.69 | 2016 | 5.42 | 2016-12-31
Spain | ESP | 2016-12-10 01:00 | 2016-12-10 02:00 | 46.72 | 2016 | 5.42 | 2016-12-31
Spain | ESP | 2016-12-10 02:00 | 2016-12-10 03:00 | 45.25 | 2016 | 5.42 | 2016-12-31
Spain | ESP | 2016-12-10 03:00 | 2016-12-10 04:00 | 44.75 | 2016 | 5.42 | 2016-12-31
Spain | ESP | 2016-12-10 04:00 | 2016-12-10 05:00 | 44.95 | 2016 | 5.42 | 2016-12-31
Spain | ESP | 2016-12-10 05:00 | 2016-12-10 06:00 | 46.4 | 2016 | 5.42 | 2016-12-31
Spain | ESP | 2016-12-10 06:00 | 2016-12-10 07:00 | 50.6 | 2016 | 5.42 | 2016-12-31
Spain | ESP | 2016-12-10 07:00 | 2016-12-10 08:00 | 54.29 | 2016 | 5.42 | 2016-12-31
Spain | ESP | 2016-12-10 08:00 | 2016-12-10 09:00 | 59.26 | 2016 | 5.42 | 2016-12-31
Spain | ESP | 2016-12-10 09:00 | 2016-12-10 10:00 | 62.48 | 2016 | 5.42 | 2016-12-31
Spain | ESP | 2016-12-10 10:00 | 2016-12-10 11:00 | 62.1 | 2016 | 5.42 | 2016-12-31
Spain | ESP | 2016-12-10 11:00 | 2016-12-10 12:00 | 60.15 | 2016 | 5.42 | 2016-12-31
Spain | ESP | 2016-12-10 12:00 | 2016-12-10 13:00 | 61.19 | 2016 | 5.42 | 2016-12-31
Spain | ESP | 2016-12-10 13:00 | 2016-12-10 14:00 | 60.98 | 2016 | 5.42 | 2016-12-31
Spain | ESP | 2016-12-10 14:00 | 2016-12-10 15:00 | 59.7 | 2016 | 5.42 | 2016-12-31
Spain | ESP | 2016-12-10 15:00 | 2016-12-10 16:00 | 60.07 | 2016 | 5.42 | 2016-12-31
Spain | ESP | 2016-12-10 16:00 | 2016-12-10 17:00 | 62.51 | 2016 | 5.42 | 2016-12-31
Spain | ESP | 2016-12-10 17:00 | 2016-12-10 18:00 | 67.9 | 2016 | 5.42 | 2016-12-31
Spain | ESP | 2016-12-10 18:00 | 2016-12-10 19:00 | 68.33 | 2016 | 5.42 | 2016-12-31
Spain | ESP | 2016-12-10 19:00 | 2016-12-10 20:00 | 68.56 | 2016 | 5.42 | 2016-12-31
Spain | ESP | 2016-12-10 20:00 | 2016-12-10 21:00 | 68.1 | 2016 | 5.42 | 2016-12-31
Spain | ESP | 2016-12-10 21:00 | 2016-12-10 22:00 | 66.69 | 2016 | 5.42 | 2016-12-31
Spain | ESP | 2016-12-10 22:00 | 2016-12-10 23:00 | 63.72 | 2016 | 5.42 | 2016-12-31
Spain | ESP | 2016-12-10 23:00 | 2016-12-11 | 65 | 2016 | 5.42 | 2016-12-31
Spain | ESP | 2016-12-11 | 2016-12-11 01:00 | 62.39 | 2016 | 5.42 | 2016-12-31
Spain | ESP | 2016-12-11 01:00 | 2016-12-11 02:00 | 58.23 | 2016 | 5.42 | 2016-12-31
Spain | ESP | 2016-12-11 02:00 | 2016-12-11 03:00 | 54.69 | 2016 | 5.42 | 2016-12-31
Spain | ESP | 2016-12-11 03:00 | 2016-12-11 04:00 | 51.5 | 2016 | 5.42 | 2016-12-31
Spain | ESP | 2016-12-11 04:00 | 2016-12-11 05:00 | 51.49 | 2016 | 5.42 | 2016-12-31
Spain | ESP | 2016-12-11 05:00 | 2016-12-11 06:00 | 48.55 | 2016 | 5.42 | 2016-12-31
Spain | ESP | 2016-12-11 06:00 | 2016-12-11 07:00 | 51.68 | 2016 | 5.42 | 2016-12-31
Spain | ESP | 2016-12-11 07:00 | 2016-12-11 08:00 | 53.35 | 2016 | 5.42 | 2016-12-31
Spain | ESP | 2016-12-11 08:00 | 2016-12-11 09:00 | 58.58 | 2016 | 5.42 | 2016-12-31
Spain | ESP | 2016-12-11 09:00 | 2016-12-11 10:00 | 62.48 | 2016 | 5.42 | 2016-12-31
Spain | ESP | 2016-12-11 10:00 | 2016-12-11 11:00 | 62.69 | 2016 | 5.42 | 2016-12-31
Spain | ESP | 2016-12-11 11:00 | 2016-12-11 12:00 | 62.51 | 2016 | 5.42 | 2016-12-31
Spain | ESP | 2016-12-11 12:00 | 2016-12-11 13:00 | 63.65 | 2016 | 5.42 | 2016-12-31
Spain | ESP | 2016-12-11 13:00 | 2016-12-11 14:00 | 62.55 | 2016 | 5.42 | 2016-12-31
Spain | ESP | 2016-12-11 14:00 | 2016-12-11 15:00 | 60.15 | 2016 | 5.42 | 2016-12-31
Spain | ESP | 2016-12-11 15:00 | 2016-12-11 16:00 | 60 | 2016 | 5.42 | 2016-12-31
Spain | ESP | 2016-12-11 16:00 | 2016-12-11 17:00 | 63.1 | 2016 | 5.42 | 2016-12-31
Spain | ESP | 2016-12-11 17:00 | 2016-12-11 18:00 | 68.36 | 2016 | 5.42 | 2016-12-31
Spain | ESP | 2016-12-11 18:00 | 2016-12-11 19:00 | 70 | 2016 | 5.42 | 2016-12-31
Spain | ESP | 2016-12-11 19:00 | 2016-12-11 20:00 | 68.89 | 2016 | 5.42 | 2016-12-31
Spain | ESP | 2016-12-11 20:00 | 2016-12-11 21:00 | 68.75 | 2016 | 5.42 | 2016-12-31
Spain | ESP | 2016-12-11 21:00 | 2016-12-11 22:00 | 67.5 | 2016 | 5.42 | 2016-12-31
Spain | ESP | 2016-12-11 22:00 | 2016-12-11 23:00 | 64.2 | 2016 | 5.42 | 2016-12-31
Spain | ESP | 2016-12-11 23:00 | 2016-12-12 | 62.5 | 2016 | 5.42 | 2016-12-31
Spain | ESP | 2016-12-12 | 2016-12-12 01:00 | 57.06 | 2016 | 5.42 | 2016-12-31
Spain | ESP | 2016-12-12 01:00 | 2016-12-12 02:00 | 50.3 | 2016 | 5.42 | 2016-12-31
Spain | ESP | 2016-12-12 02:00 | 2016-12-12 03:00 | 49 | 2016 | 5.42 | 2016-12-31
Spain | ESP | 2016-12-12 03:00 | 2016-12-12 04:00 | 48.5 | 2016 | 5.42 | 2016-12-31
Spain | ESP | 2016-12-12 04:00 | 2016-12-12 05:00 | 50 | 2016 | 5.42 | 2016-12-31
Spain | ESP | 2016-12-12 05:00 | 2016-12-12 06:00 | 59.01 | 2016 | 5.42 | 2016-12-31
Spain | ESP | 2016-12-12 06:00 | 2016-12-12 07:00 | 68.69 | 2016 | 5.42 | 2016-12-31
Spain | ESP | 2016-12-12 07:00 | 2016-12-12 08:00 | 71.69 | 2016 | 5.42 | 2016-12-31
Spain | ESP | 2016-12-12 08:00 | 2016-12-12 09:00 | 70.15 | 2016 | 5.42 | 2016-12-31
Spain | ESP | 2016-12-12 09:00 | 2016-12-12 10:00 | 70.15 | 2016 | 5.42 | 2016-12-31
Spain | ESP | 2016-12-12 10:00 | 2016-12-12 11:00 | 68.89 | 2016 | 5.42 | 2016-12-31
Spain | ESP | 2016-12-12 11:00 | 2016-12-12 12:00 | 68.79 | 2016 | 5.42 | 2016-12-31
Spain | ESP | 2016-12-12 12:00 | 2016-12-12 13:00 | 68.33 | 2016 | 5.42 | 2016-12-31
Spain | ESP | 2016-12-12 13:00 | 2016-12-12 14:00 | 67.83 | 2016 | 5.42 | 2016-12-31
Spain | ESP | 2016-12-12 14:00 | 2016-12-12 15:00 | 68.33 | 2016 | 5.42 | 2016-12-31
Spain | ESP | 2016-12-12 15:00 | 2016-12-12 16:00 | 69.3 | 2016 | 5.42 | 2016-12-31
Spain | ESP | 2016-12-12 16:00 | 2016-12-12 17:00 | 70.21 | 2016 | 5.42 | 2016-12-31
Spain | ESP | 2016-12-12 17:00 | 2016-12-12 18:00 | 73.6 | 2016 | 5.42 | 2016-12-31
Spain | ESP | 2016-12-12 18:00 | 2016-12-12 19:00 | 74.11 | 2016 | 5.42 | 2016-12-31
Spain | ESP | 2016-12-12 19:00 | 2016-12-12 20:00 | 74.11 | 2016 | 5.42 | 2016-12-31
Spain | ESP | 2016-12-12 20:00 | 2016-12-12 21:00 | 68.75 | 2016 | 5.42 | 2016-12-31
Spain | ESP | 2016-12-12 21:00 | 2016-12-12 22:00 | 66.69 | 2016 | 5.42 | 2016-12-31
Spain | ESP | 2016-12-12 22:00 | 2016-12-12 23:00 | 64.81 | 2016 | 5.42 | 2016-12-31
Spain | ESP | 2016-12-12 23:00 | 2016-12-13 | 68.75 | 2016 | 5.42 | 2016-12-31
Spain | ESP | 2016-12-13 | 2016-12-13 01:00 | 64.99 | 2016 | 5.42 | 2016-12-31
Spain | ESP | 2016-12-13 01:00 | 2016-12-13 02:00 | 60.51 | 2016 | 5.42 | 2016-12-31
Spain | ESP | 2016-12-13 02:00 | 2016-12-13 03:00 | 59.26 | 2016 | 5.42 | 2016-12-31
Spain | ESP | 2016-12-13 03:00 | 2016-12-13 04:00 | 57.5 | 2016 | 5.42 | 2016-12-31
Spain | ESP | 2016-12-13 04:00 | 2016-12-13 05:00 | 57.77 | 2016 | 5.42 | 2016-12-31
Spain | ESP | 2016-12-13 05:00 | 2016-12-13 06:00 | 60.23 | 2016 | 5.42 | 2016-12-31
Spain | ESP | 2016-12-13 06:00 | 2016-12-13 07:00 | 70.51 | 2016 | 5.42 | 2016-12-31
Spain | ESP | 2016-12-13 07:00 | 2016-12-13 08:00 | 71.69 | 2016 | 5.42 | 2016-12-31
Spain | ESP | 2016-12-13 08:00 | 2016-12-13 09:00 | 71.79 | 2016 | 5.42 | 2016-12-31
Spain | ESP | 2016-12-13 09:00 | 2016-12-13 10:00 | 70.99 | 2016 | 5.42 | 2016-12-31
Spain | ESP | 2016-12-13 10:00 | 2016-12-13 11:00 | 70 | 2016 | 5.42 | 2016-12-31
Spain | ESP | 2016-12-13 11:00 | 2016-12-13 12:00 | 68.75 | 2016 | 5.42 | 2016-12-31
Spain | ESP | 2016-12-13 12:00 | 2016-12-13 13:00 | 67.06 | 2016 | 5.42 | 2016-12-31
Spain | ESP | 2016-12-13 13:00 | 2016-12-13 14:00 | 68.22 | 2016 | 5.42 | 2016-12-31
Spain | ESP | 2016-12-13 14:00 | 2016-12-13 15:00 | 68.33 | 2016 | 5.42 | 2016-12-31
Spain | ESP | 2016-12-13 15:00 | 2016-12-13 16:00 | 68.75 | 2016 | 5.42 | 2016-12-31
Spain | ESP | 2016-12-13 16:00 | 2016-12-13 17:00 | 69.7 | 2016 | 5.42 | 2016-12-31
Spain | ESP | 2016-12-13 17:00 | 2016-12-13 18:00 | 70.99 | 2016 | 5.42 | 2016-12-31
Spain | ESP | 2016-12-13 18:00 | 2016-12-13 19:00 | 71.1 | 2016 | 5.42 | 2016-12-31
Spain | ESP | 2016-12-13 19:00 | 2016-12-13 20:00 | 69.43 | 2016 | 5.42 | 2016-12-31
Spain | ESP | 2016-12-13 20:00 | 2016-12-13 21:00 | 65.37 | 2016 | 5.42 | 2016-12-31
Spain | ESP | 2016-12-13 21:00 | 2016-12-13 22:00 | 63.37 | 2016 | 5.42 | 2016-12-31
Spain | ESP | 2016-12-13 22:00 | 2016-12-13 23:00 | 60.15 | 2016 | 5.42 | 2016-12-31
Spain | ESP | 2016-12-13 23:00 | 2016-12-14 | 57.3 | 2016 | 5.42 | 2016-12-31
Spain | ESP | 2016-12-14 | 2016-12-14 01:00 | 51.1 | 2016 | 5.42 | 2016-12-31
Spain | ESP | 2016-12-14 01:00 | 2016-12-14 02:00 | 48.98 | 2016 | 5.42 | 2016-12-31
Spain | ESP | 2016-12-14 02:00 | 2016-12-14 03:00 | 46.01 | 2016 | 5.42 | 2016-12-31
Spain | ESP | 2016-12-14 03:00 | 2016-12-14 04:00 | 45.52 | 2016 | 5.42 | 2016-12-31
Spain | ESP | 2016-12-14 04:00 | 2016-12-14 05:00 | 49.5 | 2016 | 5.42 | 2016-12-31
Spain | ESP | 2016-12-14 05:00 | 2016-12-14 06:00 | 58.07 | 2016 | 5.42 | 2016-12-31
Spain | ESP | 2016-12-14 06:00 | 2016-12-14 07:00 | 69.61 | 2016 | 5.42 | 2016-12-31
Spain | ESP | 2016-12-14 07:00 | 2016-12-14 08:00 | 71.59 | 2016 | 5.42 | 2016-12-31
Spain | ESP | 2016-12-14 08:00 | 2016-12-14 09:00 | 72.22 | 2016 | 5.42 | 2016-12-31
Spain | ESP | 2016-12-14 09:00 | 2016-12-14 10:00 | 71.1 | 2016 | 5.42 | 2016-12-31
Spain | ESP | 2016-12-14 10:00 | 2016-12-14 11:00 | 70.69 | 2016 | 5.42 | 2016-12-31
Spain | ESP | 2016-12-14 11:00 | 2016-12-14 12:00 | 70.15 | 2016 | 5.42 | 2016-12-31
Spain | ESP | 2016-12-14 12:00 | 2016-12-14 13:00 | 69.91 | 2016 | 5.42 | 2016-12-31
Spain | ESP | 2016-12-14 13:00 | 2016-12-14 14:00 | 69.69 | 2016 | 5.42 | 2016-12-31
Spain | ESP | 2016-12-14 14:00 | 2016-12-14 15:00 | 69.46 | 2016 | 5.42 | 2016-12-31
Spain | ESP | 2016-12-14 15:00 | 2016-12-14 16:00 | 69.46 | 2016 | 5.42 | 2016-12-31
Spain | ESP | 2016-12-14 16:00 | 2016-12-14 17:00 | 70 | 2016 | 5.42 | 2016-12-31
Spain | ESP | 2016-12-14 17:00 | 2016-12-14 18:00 | 72.22 | 2016 | 5.42 | 2016-12-31
Spain | ESP | 2016-12-14 18:00 | 2016-12-14 19:00 | 73.87 | 2016 | 5.42 | 2016-12-31
Spain | ESP | 2016-12-14 19:00 | 2016-12-14 20:00 | 71.2 | 2016 | 5.42 | 2016-12-31
Spain | ESP | 2016-12-14 20:00 | 2016-12-14 21:00 | 67.15 | 2016 | 5.42 | 2016-12-31
Spain | ESP | 2016-12-14 21:00 | 2016-12-14 22:00 | 63.65 | 2016 | 5.42 | 2016-12-31
Spain | ESP | 2016-12-14 22:00 | 2016-12-14 23:00 | 62.45 | 2016 | 5.42 | 2016-12-31
Spain | ESP | 2016-12-14 23:00 | 2016-12-15 | 66.61 | 2016 | 5.42 | 2016-12-31
Spain | ESP | 2016-12-15 | 2016-12-15 01:00 | 60.07 | 2016 | 5.42 | 2016-12-31
Spain | ESP | 2016-12-15 01:00 | 2016-12-15 02:00 | 55.55 | 2016 | 5.42 | 2016-12-31
Spain | ESP | 2016-12-15 02:00 | 2016-12-15 03:00 | 52.01 | 2016 | 5.42 | 2016-12-31
Spain | ESP | 2016-12-15 03:00 | 2016-12-15 04:00 | 51.68 | 2016 | 5.42 | 2016-12-31
Spain | ESP | 2016-12-15 04:00 | 2016-12-15 05:00 | 56.13 | 2016 | 5.42 | 2016-12-31
Spain | ESP | 2016-12-15 05:00 | 2016-12-15 06:00 | 66.62 | 2016 | 5.42 | 2016-12-31
Spain | ESP | 2016-12-15 06:00 | 2016-12-15 07:00 | 71.69 | 2016 | 5.42 | 2016-12-31
Spain | ESP | 2016-12-15 07:00 | 2016-12-15 08:00 | 73.51 | 2016 | 5.42 | 2016-12-31
Spain | ESP | 2016-12-15 08:00 | 2016-12-15 09:00 | 73.87 | 2016 | 5.42 | 2016-12-31
Spain | ESP | 2016-12-15 09:00 | 2016-12-15 10:00 | 73.91 | 2016 | 5.42 | 2016-12-31
Spain | ESP | 2016-12-15 10:00 | 2016-12-15 11:00 | 73.53 | 2016 | 5.42 | 2016-12-31
Spain | ESP | 2016-12-15 11:00 | 2016-12-15 12:00 | 71.9 | 2016 | 5.42 | 2016-12-31
Spain | ESP | 2016-12-15 12:00 | 2016-12-15 13:00 | 70.81 | 2016 | 5.42 | 2016-12-31
Spain | ESP | 2016-12-15 13:00 | 2016-12-15 14:00 | 70.15 | 2016 | 5.42 | 2016-12-31
Spain | ESP | 2016-12-15 14:00 | 2016-12-15 15:00 | 70.06 | 2016 | 5.42 | 2016-12-31
Spain | ESP | 2016-12-15 15:00 | 2016-12-15 16:00 | 69.69 | 2016 | 5.42 | 2016-12-31
Spain | ESP | 2016-12-15 16:00 | 2016-12-15 17:00 | 70.1 | 2016 | 5.42 | 2016-12-31
Spain | ESP | 2016-12-15 17:00 | 2016-12-15 18:00 | 73.01 | 2016 | 5.42 | 2016-12-31
Spain | ESP | 2016-12-15 18:00 | 2016-12-15 19:00 | 73.61 | 2016 | 5.42 | 2016-12-31
Spain | ESP | 2016-12-15 19:00 | 2016-12-15 20:00 | 70.15 | 2016 | 5.42 | 2016-12-31
Spain | ESP | 2016-12-15 20:00 | 2016-12-15 21:00 | 64.44 | 2016 | 5.42 | 2016-12-31
Spain | ESP | 2016-12-15 21:00 | 2016-12-15 22:00 | 65 | 2016 | 5.42 | 2016-12-31
Spain | ESP | 2016-12-15 22:00 | 2016-12-15 23:00 | 62.04 | 2016 | 5.42 | 2016-12-31
Spain | ESP | 2016-12-15 23:00 | 2016-12-16 | 55.57 | 2016 | 5.42 | 2016-12-31
Spain | ESP | 2016-12-16 | 2016-12-16 01:00 | 50.81 | 2016 | 5.42 | 2016-12-31
Spain | ESP | 2016-12-16 01:00 | 2016-12-16 02:00 | 50 | 2016 | 5.42 | 2016-12-31
Spain | ESP | 2016-12-16 02:00 | 2016-12-16 03:00 | 48.6 | 2016 | 5.42 | 2016-12-31
Spain | ESP | 2016-12-16 03:00 | 2016-12-16 04:00 | 47.93 | 2016 | 5.42 | 2016-12-31
Spain | ESP | 2016-12-16 04:00 | 2016-12-16 05:00 | 50.28 | 2016 | 5.42 | 2016-12-31
Spain | ESP | 2016-12-16 05:00 | 2016-12-16 06:00 | 58.13 | 2016 | 5.42 | 2016-12-31
Spain | ESP | 2016-12-16 06:00 | 2016-12-16 07:00 | 69.22 | 2016 | 5.42 | 2016-12-31
Spain | ESP | 2016-12-16 07:00 | 2016-12-16 08:00 | 74.9 | 2016 | 5.42 | 2016-12-31
Spain | ESP | 2016-12-16 08:00 | 2016-12-16 09:00 | 73.91 | 2016 | 5.42 | 2016-12-31
Spain | ESP | 2016-12-16 09:00 | 2016-12-16 10:00 | 72.88 | 2016 | 5.42 | 2016-12-31
Spain | ESP | 2016-12-16 10:00 | 2016-12-16 11:00 | 70.1 | 2016 | 5.42 | 2016-12-31
Spain | ESP | 2016-12-16 11:00 | 2016-12-16 12:00 | 66.84 | 2016 | 5.42 | 2016-12-31
Spain | ESP | 2016-12-16 12:00 | 2016-12-16 13:00 | 66.84 | 2016 | 5.42 | 2016-12-31
Spain | ESP | 2016-12-16 13:00 | 2016-12-16 14:00 | 64.88 | 2016 | 5.42 | 2016-12-31
Spain | ESP | 2016-12-16 14:00 | 2016-12-16 15:00 | 65.1 | 2016 | 5.42 | 2016-12-31
Spain | ESP | 2016-12-16 15:00 | 2016-12-16 16:00 | 69.46 | 2016 | 5.42 | 2016-12-31
Spain | ESP | 2016-12-16 16:00 | 2016-12-16 17:00 | 73.31 | 2016 | 5.42 | 2016-12-31
Spain | ESP | 2016-12-16 17:00 | 2016-12-16 18:00 | 75.5 | 2016 | 5.42 | 2016-12-31
Spain | ESP | 2016-12-16 18:00 | 2016-12-16 19:00 | 71.71 | 2016 | 5.42 | 2016-12-31
Spain | ESP | 2016-12-16 19:00 | 2016-12-16 20:00 | 67.15 | 2016 | 5.42 | 2016-12-31
Spain | ESP | 2016-12-16 20:00 | 2016-12-16 21:00 | 66.84 | 2016 | 5.42 | 2016-12-31
Spain | ESP | 2016-12-16 21:00 | 2016-12-16 22:00 | 62.48 | 2016 | 5.42 | 2016-12-31
Spain | ESP | 2016-12-16 22:00 | 2016-12-16 23:00 | 61.63 | 2016 | 5.42 | 2016-12-31
Spain | ESP | 2016-12-16 23:00 | 2016-12-17 | 59.52 | 2016 | 5.42 | 2016-12-31
Spain | ESP | 2016-12-17 | 2016-12-17 01:00 | 50.68 | 2016 | 5.42 | 2016-12-31
Spain | ESP | 2016-12-17 01:00 | 2016-12-17 02:00 | 49.2 | 2016 | 5.42 | 2016-12-31
Spain | ESP | 2016-12-17 02:00 | 2016-12-17 03:00 | 45.78 | 2016 | 5.42 | 2016-12-31
Spain | ESP | 2016-12-17 03:00 | 2016-12-17 04:00 | 44.5 | 2016 | 5.42 | 2016-12-31
Spain | ESP | 2016-12-17 04:00 | 2016-12-17 05:00 | 44.2 | 2016 | 5.42 | 2016-12-31
Spain | ESP | 2016-12-17 05:00 | 2016-12-17 06:00 | 46.11 | 2016 | 5.42 | 2016-12-31
Spain | ESP | 2016-12-17 06:00 | 2016-12-17 07:00 | 49.63 | 2016 | 5.42 | 2016-12-31
Spain | ESP | 2016-12-17 07:00 | 2016-12-17 08:00 | 55.23 | 2016 | 5.42 | 2016-12-31
Spain | ESP | 2016-12-17 08:00 | 2016-12-17 09:00 | 57.02 | 2016 | 5.42 | 2016-12-31
Spain | ESP | 2016-12-17 09:00 | 2016-12-17 10:00 | 59.83 | 2016 | 5.42 | 2016-12-31
Spain | ESP | 2016-12-17 10:00 | 2016-12-17 11:00 | 58.23 | 2016 | 5.42 | 2016-12-31
Spain | ESP | 2016-12-17 11:00 | 2016-12-17 12:00 | 57.71 | 2016 | 5.42 | 2016-12-31
Spain | ESP | 2016-12-17 12:00 | 2016-12-17 13:00 | 58.29 | 2016 | 5.42 | 2016-12-31
Spain | ESP | 2016-12-17 13:00 | 2016-12-17 14:00 | 58.12 | 2016 | 5.42 | 2016-12-31
Spain | ESP | 2016-12-17 14:00 | 2016-12-17 15:00 | 50.68 | 2016 | 5.42 | 2016-12-31
Spain | ESP | 2016-12-17 15:00 | 2016-12-17 16:00 | 54.8 | 2016 | 5.42 | 2016-12-31
Spain | ESP | 2016-12-17 16:00 | 2016-12-17 17:00 | 61.01 | 2016 | 5.42 | 2016-12-31
Spain | ESP | 2016-12-17 17:00 | 2016-12-17 18:00 | 68.1 | 2016 | 5.42 | 2016-12-31
Spain | ESP | 2016-12-17 18:00 | 2016-12-17 19:00 | 69.28 | 2016 | 5.42 | 2016-12-31
Spain | ESP | 2016-12-17 19:00 | 2016-12-17 20:00 | 62.51 | 2016 | 5.42 | 2016-12-31
Spain | ESP | 2016-12-17 20:00 | 2016-12-17 21:00 | 62.51 | 2016 | 5.42 | 2016-12-31
Spain | ESP | 2016-12-17 21:00 | 2016-12-17 22:00 | 58.29 | 2016 | 5.42 | 2016-12-31
Spain | ESP | 2016-12-17 22:00 | 2016-12-17 23:00 | 53.93 | 2016 | 5.42 | 2016-12-31
Spain | ESP | 2016-12-17 23:00 | 2016-12-18 | 49 | 2016 | 5.42 | 2016-12-31
Spain | ESP | 2016-12-18 | 2016-12-18 01:00 | 47 | 2016 | 5.42 | 2016-12-31
Spain | ESP | 2016-12-18 01:00 | 2016-12-18 02:00 | 43.95 | 2016 | 5.42 | 2016-12-31
Spain | ESP | 2016-12-18 02:00 | 2016-12-18 03:00 | 42.72 | 2016 | 5.42 | 2016-12-31
Spain | ESP | 2016-12-18 03:00 | 2016-12-18 04:00 | 42.15 | 2016 | 5.42 | 2016-12-31
Spain | ESP | 2016-12-18 04:00 | 2016-12-18 05:00 | 42.48 | 2016 | 5.42 | 2016-12-31
Spain | ESP | 2016-12-18 05:00 | 2016-12-18 06:00 | 42.96 | 2016 | 5.42 | 2016-12-31
Spain | ESP | 2016-12-18 06:00 | 2016-12-18 07:00 | 43.22 | 2016 | 5.42 | 2016-12-31
Spain | ESP | 2016-12-18 07:00 | 2016-12-18 08:00 | 44.33 | 2016 | 5.42 | 2016-12-31
Spain | ESP | 2016-12-18 08:00 | 2016-12-18 09:00 | 46.13 | 2016 | 5.42 | 2016-12-31
Spain | ESP | 2016-12-18 09:00 | 2016-12-18 10:00 | 51.41 | 2016 | 5.42 | 2016-12-31
Spain | ESP | 2016-12-18 10:00 | 2016-12-18 11:00 | 52.29 | 2016 | 5.42 | 2016-12-31
Spain | ESP | 2016-12-18 11:00 | 2016-12-18 12:00 | 52 | 2016 | 5.42 | 2016-12-31
Spain | ESP | 2016-12-18 12:00 | 2016-12-18 13:00 | 57.71 | 2016 | 5.42 | 2016-12-31
Spain | ESP | 2016-12-18 13:00 | 2016-12-18 14:00 | 58.23 | 2016 | 5.42 | 2016-12-31
Spain | ESP | 2016-12-18 14:00 | 2016-12-18 15:00 | 52.77 | 2016 | 5.42 | 2016-12-31
Spain | ESP | 2016-12-18 15:00 | 2016-12-18 16:00 | 52.57 | 2016 | 5.42 | 2016-12-31
Spain | ESP | 2016-12-18 16:00 | 2016-12-18 17:00 | 59.58 | 2016 | 5.42 | 2016-12-31
Spain | ESP | 2016-12-18 17:00 | 2016-12-18 18:00 | 67.48 | 2016 | 5.42 | 2016-12-31
Spain | ESP | 2016-12-18 18:00 | 2016-12-18 19:00 | 70.01 | 2016 | 5.42 | 2016-12-31
Spain | ESP | 2016-12-18 19:00 | 2016-12-18 20:00 | 69.49 | 2016 | 5.42 | 2016-12-31
Spain | ESP | 2016-12-18 20:00 | 2016-12-18 21:00 | 70 | 2016 | 5.42 | 2016-12-31
Spain | ESP | 2016-12-18 21:00 | 2016-12-18 22:00 | 68.33 | 2016 | 5.42 | 2016-12-31
Spain | ESP | 2016-12-18 22:00 | 2016-12-18 23:00 | 61.7 | 2016 | 5.42 | 2016-12-31
Spain | ESP | 2016-12-18 23:00 | 2016-12-19 | 55.94 | 2016 | 5.42 | 2016-12-31
Spain | ESP | 2016-12-19 | 2016-12-19 01:00 | 48.8 | 2016 | 5.42 | 2016-12-31
Spain | ESP | 2016-12-19 01:00 | 2016-12-19 02:00 | 46.66 | 2016 | 5.42 | 2016-12-31
Spain | ESP | 2016-12-19 02:00 | 2016-12-19 03:00 | 44.45 | 2016 | 5.42 | 2016-12-31
Spain | ESP | 2016-12-19 03:00 | 2016-12-19 04:00 | 44.45 | 2016 | 5.42 | 2016-12-31
Spain | ESP | 2016-12-19 04:00 | 2016-12-19 05:00 | 47.3 | 2016 | 5.42 | 2016-12-31
Spain | ESP | 2016-12-19 05:00 | 2016-12-19 06:00 | 57.5 | 2016 | 5.42 | 2016-12-31
Spain | ESP | 2016-12-19 06:00 | 2016-12-19 07:00 | 71.27 | 2016 | 5.42 | 2016-12-31
Spain | ESP | 2016-12-19 07:00 | 2016-12-19 08:00 | 73.49 | 2016 | 5.42 | 2016-12-31
Spain | ESP | 2016-12-19 08:00 | 2016-12-19 09:00 | 71.51 | 2016 | 5.42 | 2016-12-31
Spain | ESP | 2016-12-19 09:00 | 2016-12-19 10:00 | 71.1 | 2016 | 5.42 | 2016-12-31
Spain | ESP | 2016-12-19 10:00 | 2016-12-19 11:00 | 71.48 | 2016 | 5.42 | 2016-12-31
Spain | ESP | 2016-12-19 11:00 | 2016-12-19 12:00 | 71.2 | 2016 | 5.42 | 2016-12-31
Spain | ESP | 2016-12-19 12:00 | 2016-12-19 13:00 | 71.48 | 2016 | 5.42 | 2016-12-31
Spain | ESP | 2016-12-19 13:00 | 2016-12-19 14:00 | 70.69 | 2016 | 5.42 | 2016-12-31
Spain | ESP | 2016-12-19 14:00 | 2016-12-19 15:00 | 70.15 | 2016 | 5.42 | 2016-12-31
Spain | ESP | 2016-12-19 15:00 | 2016-12-19 16:00 | 69.24 | 2016 | 5.42 | 2016-12-31
Spain | ESP | 2016-12-19 16:00 | 2016-12-19 17:00 | 70.15 | 2016 | 5.42 | 2016-12-31
Spain | ESP | 2016-12-19 17:00 | 2016-12-19 18:00 | 71.65 | 2016 | 5.42 | 2016-12-31
Spain | ESP | 2016-12-19 18:00 | 2016-12-19 19:00 | 72.25 | 2016 | 5.42 | 2016-12-31
Spain | ESP | 2016-12-19 19:00 | 2016-12-19 20:00 | 72.35 | 2016 | 5.42 | 2016-12-31
Spain | ESP | 2016-12-19 20:00 | 2016-12-19 21:00 | 69.44 | 2016 | 5.42 | 2016-12-31
Spain | ESP | 2016-12-19 21:00 | 2016-12-19 22:00 | 67.88 | 2016 | 5.42 | 2016-12-31
Spain | ESP | 2016-12-19 22:00 | 2016-12-19 23:00 | 66.16 | 2016 | 5.42 | 2016-12-31
Spain | ESP | 2016-12-19 23:00 | 2016-12-20 | 62.4 | 2016 | 5.42 | 2016-12-31
Spain | ESP | 2016-12-20 | 2016-12-20 01:00 | 54.23 | 2016 | 5.42 | 2016-12-31
Spain | ESP | 2016-12-20 01:00 | 2016-12-20 02:00 | 51.56 | 2016 | 5.42 | 2016-12-31
Spain | ESP | 2016-12-20 02:00 | 2016-12-20 03:00 | 50.05 | 2016 | 5.42 | 2016-12-31
Spain | ESP | 2016-12-20 03:00 | 2016-12-20 04:00 | 48.62 | 2016 | 5.42 | 2016-12-31
Spain | ESP | 2016-12-20 04:00 | 2016-12-20 05:00 | 51.35 | 2016 | 5.42 | 2016-12-31
Spain | ESP | 2016-12-20 05:00 | 2016-12-20 06:00 | 59.58 | 2016 | 5.42 | 2016-12-31
Spain | ESP | 2016-12-20 06:00 | 2016-12-20 07:00 | 69.26 | 2016 | 5.42 | 2016-12-31
Spain | ESP | 2016-12-20 07:00 | 2016-12-20 08:00 | 71.5 | 2016 | 5.42 | 2016-12-31
Spain | ESP | 2016-12-20 08:00 | 2016-12-20 09:00 | 71.1 | 2016 | 5.42 | 2016-12-31
Spain | ESP | 2016-12-20 09:00 | 2016-12-20 10:00 | 70.69 | 2016 | 5.42 | 2016-12-31
Spain | ESP | 2016-12-20 10:00 | 2016-12-20 11:00 | 70.19 | 2016 | 5.42 | 2016-12-31
Spain | ESP | 2016-12-20 11:00 | 2016-12-20 12:00 | 69.59 | 2016 | 5.42 | 2016-12-31
Spain | ESP | 2016-12-20 12:00 | 2016-12-20 13:00 | 69.29 | 2016 | 5.42 | 2016-12-31
Spain | ESP | 2016-12-20 13:00 | 2016-12-20 14:00 | 68.11 | 2016 | 5.42 | 2016-12-31
Spain | ESP | 2016-12-20 14:00 | 2016-12-20 15:00 | 66.61 | 2016 | 5.42 | 2016-12-31
Spain | ESP | 2016-12-20 15:00 | 2016-12-20 16:00 | 66.96 | 2016 | 5.42 | 2016-12-31
Spain | ESP | 2016-12-20 16:00 | 2016-12-20 17:00 | 68.56 | 2016 | 5.42 | 2016-12-31
Spain | ESP | 2016-12-20 17:00 | 2016-12-20 18:00 | 70.95 | 2016 | 5.42 | 2016-12-31
Spain | ESP | 2016-12-20 18:00 | 2016-12-20 19:00 | 71.59 | 2016 | 5.42 | 2016-12-31
Spain | ESP | 2016-12-20 19:00 | 2016-12-20 20:00 | 70.69 | 2016 | 5.42 | 2016-12-31
Spain | ESP | 2016-12-20 20:00 | 2016-12-20 21:00 | 68.75 | 2016 | 5.42 | 2016-12-31
Spain | ESP | 2016-12-20 21:00 | 2016-12-20 22:00 | 66.16 | 2016 | 5.42 | 2016-12-31
Spain | ESP | 2016-12-20 22:00 | 2016-12-20 23:00 | 62.51 | 2016 | 5.42 | 2016-12-31
Spain | ESP | 2016-12-20 23:00 | 2016-12-21 | 58.65 | 2016 | 5.42 | 2016-12-31
Spain | ESP | 2016-12-21 | 2016-12-21 01:00 | 53.93 | 2016 | 5.42 | 2016-12-31
Spain | ESP | 2016-12-21 01:00 | 2016-12-21 02:00 | 50.23 | 2016 | 5.42 | 2016-12-31
Spain | ESP | 2016-12-21 02:00 | 2016-12-21 03:00 | 48.81 | 2016 | 5.42 | 2016-12-31
Spain | ESP | 2016-12-21 03:00 | 2016-12-21 04:00 | 47.12 | 2016 | 5.42 | 2016-12-31
Spain | ESP | 2016-12-21 04:00 | 2016-12-21 05:00 | 49.2 | 2016 | 5.42 | 2016-12-31
Spain | ESP | 2016-12-21 05:00 | 2016-12-21 06:00 | 58.23 | 2016 | 5.42 | 2016-12-31
Spain | ESP | 2016-12-21 06:00 | 2016-12-21 07:00 | 67.49 | 2016 | 5.42 | 2016-12-31
Spain | ESP | 2016-12-21 07:00 | 2016-12-21 08:00 | 70.15 | 2016 | 5.42 | 2016-12-31
Spain | ESP | 2016-12-21 08:00 | 2016-12-21 09:00 | 70.69 | 2016 | 5.42 | 2016-12-31
Spain | ESP | 2016-12-21 09:00 | 2016-12-21 10:00 | 70.2 | 2016 | 5.42 | 2016-12-31
Spain | ESP | 2016-12-21 10:00 | 2016-12-21 11:00 | 69.2 | 2016 | 5.42 | 2016-12-31
Spain | ESP | 2016-12-21 11:00 | 2016-12-21 12:00 | 67.53 | 2016 | 5.42 | 2016-12-31
Spain | ESP | 2016-12-21 12:00 | 2016-12-21 13:00 | 67.49 | 2016 | 5.42 | 2016-12-31
Spain | ESP | 2016-12-21 13:00 | 2016-12-21 14:00 | 67.23 | 2016 | 5.42 | 2016-12-31
Spain | ESP | 2016-12-21 14:00 | 2016-12-21 15:00 | 67.23 | 2016 | 5.42 | 2016-12-31
Spain | ESP | 2016-12-21 15:00 | 2016-12-21 16:00 | 68.75 | 2016 | 5.42 | 2016-12-31
Spain | ESP | 2016-12-21 16:00 | 2016-12-21 17:00 | 72.69 | 2016 | 5.42 | 2016-12-31
Spain | ESP | 2016-12-21 17:00 | 2016-12-21 18:00 | 75 | 2016 | 5.42 | 2016-12-31
Spain | ESP | 2016-12-21 18:00 | 2016-12-21 19:00 | 75 | 2016 | 5.42 | 2016-12-31
Spain | ESP | 2016-12-21 19:00 | 2016-12-21 20:00 | 72.69 | 2016 | 5.42 | 2016-12-31
Spain | ESP | 2016-12-21 20:00 | 2016-12-21 21:00 | 69.9 | 2016 | 5.42 | 2016-12-31
Spain | ESP | 2016-12-21 21:00 | 2016-12-21 22:00 | 67.88 | 2016 | 5.42 | 2016-12-31
Spain | ESP | 2016-12-21 22:00 | 2016-12-21 23:00 | 66.18 | 2016 | 5.42 | 2016-12-31
Spain | ESP | 2016-12-21 23:00 | 2016-12-22 | 67.59 | 2016 | 5.42 | 2016-12-31
Spain | ESP | 2016-12-22 | 2016-12-22 01:00 | 59.29 | 2016 | 5.42 | 2016-12-31
Spain | ESP | 2016-12-22 01:00 | 2016-12-22 02:00 | 52.3 | 2016 | 5.42 | 2016-12-31
Spain | ESP | 2016-12-22 02:00 | 2016-12-22 03:00 | 50.97 | 2016 | 5.42 | 2016-12-31
Spain | ESP | 2016-12-22 03:00 | 2016-12-22 04:00 | 50.76 | 2016 | 5.42 | 2016-12-31
Spain | ESP | 2016-12-22 04:00 | 2016-12-22 05:00 | 51.36 | 2016 | 5.42 | 2016-12-31
Spain | ESP | 2016-12-22 05:00 | 2016-12-22 06:00 | 57.71 | 2016 | 5.42 | 2016-12-31
Spain | ESP | 2016-12-22 06:00 | 2016-12-22 07:00 | 70.2 | 2016 | 5.42 | 2016-12-31
Spain | ESP | 2016-12-22 07:00 | 2016-12-22 08:00 | 72.44 | 2016 | 5.42 | 2016-12-31
Spain | ESP | 2016-12-22 08:00 | 2016-12-22 09:00 | 72.65 | 2016 | 5.42 | 2016-12-31
Spain | ESP | 2016-12-22 09:00 | 2016-12-22 10:00 | 71.42 | 2016 | 5.42 | 2016-12-31
Spain | ESP | 2016-12-22 10:00 | 2016-12-22 11:00 | 70.69 | 2016 | 5.42 | 2016-12-31
Spain | ESP | 2016-12-22 11:00 | 2016-12-22 12:00 | 68.5 | 2016 | 5.42 | 2016-12-31
Spain | ESP | 2016-12-22 12:00 | 2016-12-22 13:00 | 68.49 | 2016 | 5.42 | 2016-12-31
Spain | ESP | 2016-12-22 13:00 | 2016-12-22 14:00 | 68.5 | 2016 | 5.42 | 2016-12-31
Spain | ESP | 2016-12-22 14:00 | 2016-12-22 15:00 | 68.14 | 2016 | 5.42 | 2016-12-31
Spain | ESP | 2016-12-22 15:00 | 2016-12-22 16:00 | 68.7 | 2016 | 5.42 | 2016-12-31
Spain | ESP | 2016-12-22 16:00 | 2016-12-22 17:00 | 72.65 | 2016 | 5.42 | 2016-12-31
Spain | ESP | 2016-12-22 17:00 | 2016-12-22 18:00 | 74.69 | 2016 | 5.42 | 2016-12-31
Spain | ESP | 2016-12-22 18:00 | 2016-12-22 19:00 | 74.69 | 2016 | 5.42 | 2016-12-31
Spain | ESP | 2016-12-22 19:00 | 2016-12-22 20:00 | 72.69 | 2016 | 5.42 | 2016-12-31
Spain | ESP | 2016-12-22 20:00 | 2016-12-22 21:00 | 70.95 | 2016 | 5.42 | 2016-12-31
Spain | ESP | 2016-12-22 21:00 | 2016-12-22 22:00 | 69.08 | 2016 | 5.42 | 2016-12-31
Spain | ESP | 2016-12-22 22:00 | 2016-12-22 23:00 | 67 | 2016 | 5.42 | 2016-12-31
Spain | ESP | 2016-12-22 23:00 | 2016-12-23 | 68.56 | 2016 | 5.42 | 2016-12-31
Spain | ESP | 2016-12-23 | 2016-12-23 01:00 | 60.15 | 2016 | 5.42 | 2016-12-31
Spain | ESP | 2016-12-23 01:00 | 2016-12-23 02:00 | 53.75 | 2016 | 5.42 | 2016-12-31
Spain | ESP | 2016-12-23 02:00 | 2016-12-23 03:00 | 50.29 | 2016 | 5.42 | 2016-12-31
Spain | ESP | 2016-12-23 03:00 | 2016-12-23 04:00 | 50.29 | 2016 | 5.42 | 2016-12-31
Spain | ESP | 2016-12-23 04:00 | 2016-12-23 05:00 | 50.29 | 2016 | 5.42 | 2016-12-31
Spain | ESP | 2016-12-23 05:00 | 2016-12-23 06:00 | 57.71 | 2016 | 5.42 | 2016-12-31
Spain | ESP | 2016-12-23 06:00 | 2016-12-23 07:00 | 69.05 | 2016 | 5.42 | 2016-12-31
Spain | ESP | 2016-12-23 07:00 | 2016-12-23 08:00 | 70.53 | 2016 | 5.42 | 2016-12-31
Spain | ESP | 2016-12-23 08:00 | 2016-12-23 09:00 | 70.51 | 2016 | 5.42 | 2016-12-31
Spain | ESP | 2016-12-23 09:00 | 2016-12-23 10:00 | 70.15 | 2016 | 5.42 | 2016-12-31
Spain | ESP | 2016-12-23 10:00 | 2016-12-23 11:00 | 69.19 | 2016 | 5.42 | 2016-12-31
Spain | ESP | 2016-12-23 11:00 | 2016-12-23 12:00 | 68.56 | 2016 | 5.42 | 2016-12-31
Spain | ESP | 2016-12-23 12:00 | 2016-12-23 13:00 | 68.56 | 2016 | 5.42 | 2016-12-31
Spain | ESP | 2016-12-23 13:00 | 2016-12-23 14:00 | 67.7 | 2016 | 5.42 | 2016-12-31
Spain | ESP | 2016-12-23 14:00 | 2016-12-23 15:00 | 66.55 | 2016 | 5.42 | 2016-12-31
Spain | ESP | 2016-12-23 15:00 | 2016-12-23 16:00 | 67.48 | 2016 | 5.42 | 2016-12-31
Spain | ESP | 2016-12-23 16:00 | 2016-12-23 17:00 | 68.5 | 2016 | 5.42 | 2016-12-31
Spain | ESP | 2016-12-23 17:00 | 2016-12-23 18:00 | 70.15 | 2016 | 5.42 | 2016-12-31
Spain | ESP | 2016-12-23 18:00 | 2016-12-23 19:00 | 70.05 | 2016 | 5.42 | 2016-12-31
Spain | ESP | 2016-12-23 19:00 | 2016-12-23 20:00 | 69.99 | 2016 | 5.42 | 2016-12-31
Spain | ESP | 2016-12-23 20:00 | 2016-12-23 21:00 | 69.99 | 2016 | 5.42 | 2016-12-31
Spain | ESP | 2016-12-23 21:00 | 2016-12-23 22:00 | 68.11 | 2016 | 5.42 | 2016-12-31
Spain | ESP | 2016-12-23 22:00 | 2016-12-23 23:00 | 66.1 | 2016 | 5.42 | 2016-12-31
Spain | ESP | 2016-12-23 23:00 | 2016-12-24 | 64.5 | 2016 | 5.42 | 2016-12-31
Spain | ESP | 2016-12-24 | 2016-12-24 01:00 | 52.79 | 2016 | 5.42 | 2016-12-31
Spain | ESP | 2016-12-24 01:00 | 2016-12-24 02:00 | 47.85 | 2016 | 5.42 | 2016-12-31
Spain | ESP | 2016-12-24 02:00 | 2016-12-24 03:00 | 45.76 | 2016 | 5.42 | 2016-12-31
Spain | ESP | 2016-12-24 03:00 | 2016-12-24 04:00 | 44.82 | 2016 | 5.42 | 2016-12-31
Spain | ESP | 2016-12-24 04:00 | 2016-12-24 05:00 | 44.69 | 2016 | 5.42 | 2016-12-31
Spain | ESP | 2016-12-24 05:00 | 2016-12-24 06:00 | 45.98 | 2016 | 5.42 | 2016-12-31
Spain | ESP | 2016-12-24 06:00 | 2016-12-24 07:00 | 48.93 | 2016 | 5.42 | 2016-12-31
Spain | ESP | 2016-12-24 07:00 | 2016-12-24 08:00 | 50.73 | 2016 | 5.42 | 2016-12-31
Spain | ESP | 2016-12-24 08:00 | 2016-12-24 09:00 | 59.9 | 2016 | 5.42 | 2016-12-31
Spain | ESP | 2016-12-24 09:00 | 2016-12-24 10:00 | 65 | 2016 | 5.42 | 2016-12-31
Spain | ESP | 2016-12-24 10:00 | 2016-12-24 11:00 | 62.4 | 2016 | 5.42 | 2016-12-31
Spain | ESP | 2016-12-24 11:00 | 2016-12-24 12:00 | 60.1 | 2016 | 5.42 | 2016-12-31
Spain | ESP | 2016-12-24 12:00 | 2016-12-24 13:00 | 60.15 | 2016 | 5.42 | 2016-12-31
Spain | ESP | 2016-12-24 13:00 | 2016-12-24 14:00 | 58.29 | 2016 | 5.42 | 2016-12-31
Spain | ESP | 2016-12-24 14:00 | 2016-12-24 15:00 | 52.37 | 2016 | 5.42 | 2016-12-31
Spain | ESP | 2016-12-24 15:00 | 2016-12-24 16:00 | 51.68 | 2016 | 5.42 | 2016-12-31
Spain | ESP | 2016-12-24 16:00 | 2016-12-24 17:00 | 58.75 | 2016 | 5.42 | 2016-12-31
Spain | ESP | 2016-12-24 17:00 | 2016-12-24 18:00 | 67.48 | 2016 | 5.42 | 2016-12-31
Spain | ESP | 2016-12-24 18:00 | 2016-12-24 19:00 | 69.1 | 2016 | 5.42 | 2016-12-31
Spain | ESP | 2016-12-24 19:00 | 2016-12-24 20:00 | 68.69 | 2016 | 5.42 | 2016-12-31
Spain | ESP | 2016-12-24 20:00 | 2016-12-24 21:00 | 67.6 | 2016 | 5.42 | 2016-12-31
Spain | ESP | 2016-12-24 21:00 | 2016-12-24 22:00 | 60.15 | 2016 | 5.42 | 2016-12-31
Spain | ESP | 2016-12-24 22:00 | 2016-12-24 23:00 | 57.71 | 2016 | 5.42 | 2016-12-31
Spain | ESP | 2016-12-24 23:00 | 2016-12-25 | 48.82 | 2016 | 5.42 | 2016-12-31
Spain | ESP | 2016-12-25 | 2016-12-25 01:00 | 45.51 | 2016 | 5.42 | 2016-12-31
Spain | ESP | 2016-12-25 01:00 | 2016-12-25 02:00 | 41.27 | 2016 | 5.42 | 2016-12-31
Spain | ESP | 2016-12-25 02:00 | 2016-12-25 03:00 | 40 | 2016 | 5.42 | 2016-12-31
Spain | ESP | 2016-12-25 03:00 | 2016-12-25 04:00 | 39.11 | 2016 | 5.42 | 2016-12-31
Spain | ESP | 2016-12-25 04:00 | 2016-12-25 05:00 | 39.41 | 2016 | 5.42 | 2016-12-31
Spain | ESP | 2016-12-25 05:00 | 2016-12-25 06:00 | 39.85 | 2016 | 5.42 | 2016-12-31
Spain | ESP | 2016-12-25 06:00 | 2016-12-25 07:00 | 40 | 2016 | 5.42 | 2016-12-31
Spain | ESP | 2016-12-25 07:00 | 2016-12-25 08:00 | 40.35 | 2016 | 5.42 | 2016-12-31
Spain | ESP | 2016-12-25 08:00 | 2016-12-25 09:00 | 41.98 | 2016 | 5.42 | 2016-12-31
Spain | ESP | 2016-12-25 09:00 | 2016-12-25 10:00 | 45.98 | 2016 | 5.42 | 2016-12-31
Spain | ESP | 2016-12-25 10:00 | 2016-12-25 11:00 | 47.37 | 2016 | 5.42 | 2016-12-31
Spain | ESP | 2016-12-25 11:00 | 2016-12-25 12:00 | 47.51 | 2016 | 5.42 | 2016-12-31
Spain | ESP | 2016-12-25 12:00 | 2016-12-25 13:00 | 47.85 | 2016 | 5.42 | 2016-12-31
Spain | ESP | 2016-12-25 13:00 | 2016-12-25 14:00 | 47.85 | 2016 | 5.42 | 2016-12-31
Spain | ESP | 2016-12-25 14:00 | 2016-12-25 15:00 | 45.76 | 2016 | 5.42 | 2016-12-31
Spain | ESP | 2016-12-25 15:00 | 2016-12-25 16:00 | 45.49 | 2016 | 5.42 | 2016-12-31
Spain | ESP | 2016-12-25 16:00 | 2016-12-25 17:00 | 49 | 2016 | 5.42 | 2016-12-31
Spain | ESP | 2016-12-25 17:00 | 2016-12-25 18:00 | 59.58 | 2016 | 5.42 | 2016-12-31
Spain | ESP | 2016-12-25 18:00 | 2016-12-25 19:00 | 65.57 | 2016 | 5.42 | 2016-12-31
Spain | ESP | 2016-12-25 19:00 | 2016-12-25 20:00 | 68.6 | 2016 | 5.42 | 2016-12-31
Spain | ESP | 2016-12-25 20:00 | 2016-12-25 21:00 | 70.11 | 2016 | 5.42 | 2016-12-31
Spain | ESP | 2016-12-25 21:00 | 2016-12-25 22:00 | 69.98 | 2016 | 5.42 | 2016-12-31
Spain | ESP | 2016-12-25 22:00 | 2016-12-25 23:00 | 64.88 | 2016 | 5.42 | 2016-12-31
Spain | ESP | 2016-12-25 23:00 | 2016-12-26 | 58.23 | 2016 | 5.42 | 2016-12-31
Spain | ESP | 2016-12-26 | 2016-12-26 01:00 | 48.1 | 2016 | 5.42 | 2016-12-31
Spain | ESP | 2016-12-26 01:00 | 2016-12-26 02:00 | 45.44 | 2016 | 5.42 | 2016-12-31
Spain | ESP | 2016-12-26 02:00 | 2016-12-26 03:00 | 43.63 | 2016 | 5.42 | 2016-12-31
Spain | ESP | 2016-12-26 03:00 | 2016-12-26 04:00 | 42.84 | 2016 | 5.42 | 2016-12-31
Spain | ESP | 2016-12-26 04:00 | 2016-12-26 05:00 | 43.37 | 2016 | 5.42 | 2016-12-31
Spain | ESP | 2016-12-26 05:00 | 2016-12-26 06:00 | 45.44 | 2016 | 5.42 | 2016-12-31
Spain | ESP | 2016-12-26 06:00 | 2016-12-26 07:00 | 50.8 | 2016 | 5.42 | 2016-12-31
Spain | ESP | 2016-12-26 07:00 | 2016-12-26 08:00 | 59.07 | 2016 | 5.42 | 2016-12-31
Spain | ESP | 2016-12-26 08:00 | 2016-12-26 09:00 | 59.52 | 2016 | 5.42 | 2016-12-31
Spain | ESP | 2016-12-26 09:00 | 2016-12-26 10:00 | 59.58 | 2016 | 5.42 | 2016-12-31
Spain | ESP | 2016-12-26 10:00 | 2016-12-26 11:00 | 55.83 | 2016 | 5.42 | 2016-12-31
Spain | ESP | 2016-12-26 11:00 | 2016-12-26 12:00 | 51.63 | 2016 | 5.42 | 2016-12-31
Spain | ESP | 2016-12-26 12:00 | 2016-12-26 13:00 | 54 | 2016 | 5.42 | 2016-12-31
Spain | ESP | 2016-12-26 13:00 | 2016-12-26 14:00 | 52.16 | 2016 | 5.42 | 2016-12-31
Spain | ESP | 2016-12-26 14:00 | 2016-12-26 15:00 | 49.29 | 2016 | 5.42 | 2016-12-31
Spain | ESP | 2016-12-26 15:00 | 2016-12-26 16:00 | 49.37 | 2016 | 5.42 | 2016-12-31
Spain | ESP | 2016-12-26 16:00 | 2016-12-26 17:00 | 56.12 | 2016 | 5.42 | 2016-12-31
Spain | ESP | 2016-12-26 17:00 | 2016-12-26 18:00 | 62.94 | 2016 | 5.42 | 2016-12-31
Spain | ESP | 2016-12-26 18:00 | 2016-12-26 19:00 | 63.1 | 2016 | 5.42 | 2016-12-31
Spain | ESP | 2016-12-26 19:00 | 2016-12-26 20:00 | 64.88 | 2016 | 5.42 | 2016-12-31
Spain | ESP | 2016-12-26 20:00 | 2016-12-26 21:00 | 64.88 | 2016 | 5.42 | 2016-12-31
Spain | ESP | 2016-12-26 21:00 | 2016-12-26 22:00 | 60.8 | 2016 | 5.42 | 2016-12-31
Spain | ESP | 2016-12-26 22:00 | 2016-12-26 23:00 | 53 | 2016 | 5.42 | 2016-12-31
Spain | ESP | 2016-12-26 23:00 | 2016-12-27 | 49.97 | 2016 | 5.42 | 2016-12-31
Spain | ESP | 2016-12-27 | 2016-12-27 01:00 | 46.74 | 2016 | 5.42 | 2016-12-31
Spain | ESP | 2016-12-27 01:00 | 2016-12-27 02:00 | 44.82 | 2016 | 5.42 | 2016-12-31
Spain | ESP | 2016-12-27 02:00 | 2016-12-27 03:00 | 43.42 | 2016 | 5.42 | 2016-12-31
Spain | ESP | 2016-12-27 03:00 | 2016-12-27 04:00 | 43.56 | 2016 | 5.42 | 2016-12-31
Spain | ESP | 2016-12-27 04:00 | 2016-12-27 05:00 | 45.76 | 2016 | 5.42 | 2016-12-31
Spain | ESP | 2016-12-27 05:00 | 2016-12-27 06:00 | 52.87 | 2016 | 5.42 | 2016-12-31
Spain | ESP | 2016-12-27 06:00 | 2016-12-27 07:00 | 64.15 | 2016 | 5.42 | 2016-12-31
Spain | ESP | 2016-12-27 07:00 | 2016-12-27 08:00 | 67.9 | 2016 | 5.42 | 2016-12-31
Spain | ESP | 2016-12-27 08:00 | 2016-12-27 09:00 | 69.14 | 2016 | 5.42 | 2016-12-31
Spain | ESP | 2016-12-27 09:00 | 2016-12-27 10:00 | 69.67 | 2016 | 5.42 | 2016-12-31
Spain | ESP | 2016-12-27 10:00 | 2016-12-27 11:00 | 67.1 | 2016 | 5.42 | 2016-12-31
Spain | ESP | 2016-12-27 11:00 | 2016-12-27 12:00 | 66 | 2016 | 5.42 | 2016-12-31
Spain | ESP | 2016-12-27 12:00 | 2016-12-27 13:00 | 66.69 | 2016 | 5.42 | 2016-12-31
Spain | ESP | 2016-12-27 13:00 | 2016-12-27 14:00 | 65.2 | 2016 | 5.42 | 2016-12-31
Spain | ESP | 2016-12-27 14:00 | 2016-12-27 15:00 | 64.15 | 2016 | 5.42 | 2016-12-31
Spain | ESP | 2016-12-27 15:00 | 2016-12-27 16:00 | 64.15 | 2016 | 5.42 | 2016-12-31
Spain | ESP | 2016-12-27 16:00 | 2016-12-27 17:00 | 69.99 | 2016 | 5.42 | 2016-12-31
Spain | ESP | 2016-12-27 17:00 | 2016-12-27 18:00 | 72.89 | 2016 | 5.42 | 2016-12-31
Spain | ESP | 2016-12-27 18:00 | 2016-12-27 19:00 | 72.15 | 2016 | 5.42 | 2016-12-31
Spain | ESP | 2016-12-27 19:00 | 2016-12-27 20:00 | 72.1 | 2016 | 5.42 | 2016-12-31
Spain | ESP | 2016-12-27 20:00 | 2016-12-27 21:00 | 72.1 | 2016 | 5.42 | 2016-12-31
Spain | ESP | 2016-12-27 21:00 | 2016-12-27 22:00 | 69.99 | 2016 | 5.42 | 2016-12-31
Spain | ESP | 2016-12-27 22:00 | 2016-12-27 23:00 | 65.75 | 2016 | 5.42 | 2016-12-31
Spain | ESP | 2016-12-27 23:00 | 2016-12-28 | 56 | 2016 | 5.42 | 2016-12-31
Spain | ESP | 2016-12-28 | 2016-12-28 01:00 | 47.73 | 2016 | 5.42 | 2016-12-31
Spain | ESP | 2016-12-28 01:00 | 2016-12-28 02:00 | 45.42 | 2016 | 5.42 | 2016-12-31
Spain | ESP | 2016-12-28 02:00 | 2016-12-28 03:00 | 43.63 | 2016 | 5.42 | 2016-12-31
Spain | ESP | 2016-12-28 03:00 | 2016-12-28 04:00 | 43.37 | 2016 | 5.42 | 2016-12-31
Spain | ESP | 2016-12-28 04:00 | 2016-12-28 05:00 | 43.45 | 2016 | 5.42 | 2016-12-31
Spain | ESP | 2016-12-28 05:00 | 2016-12-28 06:00 | 46 | 2016 | 5.42 | 2016-12-31
Spain | ESP | 2016-12-28 06:00 | 2016-12-28 07:00 | 55.38 | 2016 | 5.42 | 2016-12-31
Spain | ESP | 2016-12-28 07:00 | 2016-12-28 08:00 | 65.6 | 2016 | 5.42 | 2016-12-31
Spain | ESP | 2016-12-28 08:00 | 2016-12-28 09:00 | 66.21 | 2016 | 5.42 | 2016-12-31
Spain | ESP | 2016-12-28 09:00 | 2016-12-28 10:00 | 66.19 | 2016 | 5.42 | 2016-12-31
Spain | ESP | 2016-12-28 10:00 | 2016-12-28 11:00 | 64.1 | 2016 | 5.42 | 2016-12-31
Spain | ESP | 2016-12-28 11:00 | 2016-12-28 12:00 | 62 | 2016 | 5.42 | 2016-12-31
Spain | ESP | 2016-12-28 12:00 | 2016-12-28 13:00 | 62.29 | 2016 | 5.42 | 2016-12-31
Spain | ESP | 2016-12-28 13:00 | 2016-12-28 14:00 | 60.15 | 2016 | 5.42 | 2016-12-31
Spain | ESP | 2016-12-28 14:00 | 2016-12-28 15:00 | 59.58 | 2016 | 5.42 | 2016-12-31
Spain | ESP | 2016-12-28 15:00 | 2016-12-28 16:00 | 59.58 | 2016 | 5.42 | 2016-12-31
Spain | ESP | 2016-12-28 16:00 | 2016-12-28 17:00 | 64.88 | 2016 | 5.42 | 2016-12-31
Spain | ESP | 2016-12-28 17:00 | 2016-12-28 18:00 | 69.23 | 2016 | 5.42 | 2016-12-31
Spain | ESP | 2016-12-28 18:00 | 2016-12-28 19:00 | 69.73 | 2016 | 5.42 | 2016-12-31
Spain | ESP | 2016-12-28 19:00 | 2016-12-28 20:00 | 69.69 | 2016 | 5.42 | 2016-12-31
Spain | ESP | 2016-12-28 20:00 | 2016-12-28 21:00 | 69.23 | 2016 | 5.42 | 2016-12-31
Spain | ESP | 2016-12-28 21:00 | 2016-12-28 22:00 | 64.88 | 2016 | 5.42 | 2016-12-31
Spain | ESP | 2016-12-28 22:00 | 2016-12-28 23:00 | 59.28 | 2016 | 5.42 | 2016-12-31
Spain | ESP | 2016-12-28 23:00 | 2016-12-29 | 51 | 2016 | 5.42 | 2016-12-31
Spain | ESP | 2016-12-29 | 2016-12-29 01:00 | 45.98 | 2016 | 5.42 | 2016-12-31
Spain | ESP | 2016-12-29 01:00 | 2016-12-29 02:00 | 43.75 | 2016 | 5.42 | 2016-12-31
Spain | ESP | 2016-12-29 02:00 | 2016-12-29 03:00 | 41 | 2016 | 5.42 | 2016-12-31
Spain | ESP | 2016-12-29 03:00 | 2016-12-29 04:00 | 40.99 | 2016 | 5.42 | 2016-12-31
Spain | ESP | 2016-12-29 04:00 | 2016-12-29 05:00 | 43.42 | 2016 | 5.42 | 2016-12-31
Spain | ESP | 2016-12-29 05:00 | 2016-12-29 06:00 | 47.3 | 2016 | 5.42 | 2016-12-31
Spain | ESP | 2016-12-29 06:00 | 2016-12-29 07:00 | 55.28 | 2016 | 5.42 | 2016-12-31
Spain | ESP | 2016-12-29 07:00 | 2016-12-29 08:00 | 62.4 | 2016 | 5.42 | 2016-12-31
Spain | ESP | 2016-12-29 08:00 | 2016-12-29 09:00 | 64.1 | 2016 | 5.42 | 2016-12-31
Spain | ESP | 2016-12-29 09:00 | 2016-12-29 10:00 | 65.19 | 2016 | 5.42 | 2016-12-31
Spain | ESP | 2016-12-29 10:00 | 2016-12-29 11:00 | 62.29 | 2016 | 5.42 | 2016-12-31
Spain | ESP | 2016-12-29 11:00 | 2016-12-29 12:00 | 61.78 | 2016 | 5.42 | 2016-12-31
Spain | ESP | 2016-12-29 12:00 | 2016-12-29 13:00 | 62.78 | 2016 | 5.42 | 2016-12-31
Spain | ESP | 2016-12-29 13:00 | 2016-12-29 14:00 | 61.28 | 2016 | 5.42 | 2016-12-31
Spain | ESP | 2016-12-29 14:00 | 2016-12-29 15:00 | 60.15 | 2016 | 5.42 | 2016-12-31
Spain | ESP | 2016-12-29 15:00 | 2016-12-29 16:00 | 60.23 | 2016 | 5.42 | 2016-12-31
Spain | ESP | 2016-12-29 16:00 | 2016-12-29 17:00 | 64.1 | 2016 | 5.42 | 2016-12-31
Spain | ESP | 2016-12-29 17:00 | 2016-12-29 18:00 | 69.69 | 2016 | 5.42 | 2016-12-31
Spain | ESP | 2016-12-29 18:00 | 2016-12-29 19:00 | 70.1 | 2016 | 5.42 | 2016-12-31
Spain | ESP | 2016-12-29 19:00 | 2016-12-29 20:00 | 70.1 | 2016 | 5.42 | 2016-12-31
Spain | ESP | 2016-12-29 20:00 | 2016-12-29 21:00 | 69.99 | 2016 | 5.42 | 2016-12-31
Spain | ESP | 2016-12-29 21:00 | 2016-12-29 22:00 | 66.21 | 2016 | 5.42 | 2016-12-31
Spain | ESP | 2016-12-29 22:00 | 2016-12-29 23:00 | 63.28 | 2016 | 5.42 | 2016-12-31
Spain | ESP | 2016-12-29 23:00 | 2016-12-30 | 63.94 | 2016 | 5.42 | 2016-12-31
Spain | ESP | 2016-12-30 | 2016-12-30 01:00 | 51.56 | 2016 | 5.42 | 2016-12-31
Spain | ESP | 2016-12-30 01:00 | 2016-12-30 02:00 | 49.73 | 2016 | 5.42 | 2016-12-31
Spain | ESP | 2016-12-30 02:00 | 2016-12-30 03:00 | 47.1 | 2016 | 5.42 | 2016-12-31
Spain | ESP | 2016-12-30 03:00 | 2016-12-30 04:00 | 46.25 | 2016 | 5.42 | 2016-12-31
Spain | ESP | 2016-12-30 04:00 | 2016-12-30 05:00 | 48.06 | 2016 | 5.42 | 2016-12-31
Spain | ESP | 2016-12-30 05:00 | 2016-12-30 06:00 | 53.34 | 2016 | 5.42 | 2016-12-31
Spain | ESP | 2016-12-30 06:00 | 2016-12-30 07:00 | 65.69 | 2016 | 5.42 | 2016-12-31
Spain | ESP | 2016-12-30 07:00 | 2016-12-30 08:00 | 67.7 | 2016 | 5.42 | 2016-12-31
Spain | ESP | 2016-12-30 08:00 | 2016-12-30 09:00 | 67.25 | 2016 | 5.42 | 2016-12-31
Spain | ESP | 2016-12-30 09:00 | 2016-12-30 10:00 | 67.1 | 2016 | 5.42 | 2016-12-31
Spain | ESP | 2016-12-30 10:00 | 2016-12-30 11:00 | 65.69 | 2016 | 5.42 | 2016-12-31
Spain | ESP | 2016-12-30 11:00 | 2016-12-30 12:00 | 64.88 | 2016 | 5.42 | 2016-12-31
Spain | ESP | 2016-12-30 12:00 | 2016-12-30 13:00 | 65.19 | 2016 | 5.42 | 2016-12-31
Spain | ESP | 2016-12-30 13:00 | 2016-12-30 14:00 | 64.1 | 2016 | 5.42 | 2016-12-31
Spain | ESP | 2016-12-30 14:00 | 2016-12-30 15:00 | 62.25 | 2016 | 5.42 | 2016-12-31
Spain | ESP | 2016-12-30 15:00 | 2016-12-30 16:00 | 63.62 | 2016 | 5.42 | 2016-12-31
Spain | ESP | 2016-12-30 16:00 | 2016-12-30 17:00 | 67.4 | 2016 | 5.42 | 2016-12-31
Spain | ESP | 2016-12-30 17:00 | 2016-12-30 18:00 | 72.43 | 2016 | 5.42 | 2016-12-31
Spain | ESP | 2016-12-30 18:00 | 2016-12-30 19:00 | 72.04 | 2016 | 5.42 | 2016-12-31
Spain | ESP | 2016-12-30 19:00 | 2016-12-30 20:00 | 70.6 | 2016 | 5.42 | 2016-12-31
Spain | ESP | 2016-12-30 20:00 | 2016-12-30 21:00 | 70.04 | 2016 | 5.42 | 2016-12-31
Spain | ESP | 2016-12-30 21:00 | 2016-12-30 22:00 | 69.09 | 2016 | 5.42 | 2016-12-31
Spain | ESP | 2016-12-30 22:00 | 2016-12-30 23:00 | 67.16 | 2016 | 5.42 | 2016-12-31
Spain | ESP | 2016-12-30 23:00 | 2016-12-31 | 63.6 | 2016 | 5.42 | 2016-12-31
Spain | ESP | 2016-12-31 | 2016-12-31 01:00 | 54.29 | 2016 | 5.42 | 2016-12-31
Spain | ESP | 2016-12-31 01:00 | 2016-12-31 02:00 | 50 | 2016 | 5.42 | 2016-12-31
Spain | ESP | 2016-12-31 02:00 | 2016-12-31 03:00 | 46.71 | 2016 | 5.42 | 2016-12-31
Spain | ESP | 2016-12-31 03:00 | 2016-12-31 04:00 | 46.22 | 2016 | 5.42 | 2016-12-31
Spain | ESP | 2016-12-31 04:00 | 2016-12-31 05:00 | 46.22 | 2016 | 5.42 | 2016-12-31
Spain | ESP | 2016-12-31 05:00 | 2016-12-31 06:00 | 48.17 | 2016 | 5.42 | 2016-12-31
Spain | ESP | 2016-12-31 06:00 | 2016-12-31 07:00 | 50.2 | 2016 | 5.42 | 2016-12-31
Spain | ESP | 2016-12-31 07:00 | 2016-12-31 08:00 | 56.69 | 2016 | 5.42 | 2016-12-31
Spain | ESP | 2016-12-31 08:00 | 2016-12-31 09:00 | 60.29 | 2016 | 5.42 | 2016-12-31
Spain | ESP | 2016-12-31 09:00 | 2016-12-31 10:00 | 64.88 | 2016 | 5.42 | 2016-12-31
Spain | ESP | 2016-12-31 10:00 | 2016-12-31 11:00 | 61.1 | 2016 | 5.42 | 2016-12-31
Spain | ESP | 2016-12-31 11:00 | 2016-12-31 12:00 | 59.52 | 2016 | 5.42 | 2016-12-31
Spain | ESP | 2016-12-31 12:00 | 2016-12-31 13:00 | 60.15 | 2016 | 5.42 | 2016-12-31
Spain | ESP | 2016-12-31 13:00 | 2016-12-31 14:00 | 59.7 | 2016 | 5.42 | 2016-12-31
Spain | ESP | 2016-12-31 14:00 | 2016-12-31 15:00 | 57.62 | 2016 | 5.42 | 2016-12-31
Spain | ESP | 2016-12-31 15:00 | 2016-12-31 16:00 | 57.5 | 2016 | 5.42 | 2016-12-31
Spain | ESP | 2016-12-31 16:00 | 2016-12-31 17:00 | 62.47 | 2016 | 5.42 | 2016-12-31
Spain | ESP | 2016-12-31 17:00 | 2016-12-31 18:00 | 70.69 | 2016 | 5.42 | 2016-12-31
Spain | ESP | 2016-12-31 18:00 | 2016-12-31 19:00 | 71.02 | 2016 | 5.42 | 2016-12-31
Spain | ESP | 2016-12-31 19:00 | 2016-12-31 20:00 | 70.26 | 2016 | 5.42 | 2016-12-31
Spain | ESP | 2016-12-31 20:00 | 2016-12-31 21:00 | 69.99 | 2016 | 5.42 | 2016-12-31
Spain | ESP | 2016-12-31 21:00 | 2016-12-31 22:00 | 65.69 | 2016 | 5.42 | 2016-12-31
Spain | ESP | 2016-12-31 22:00 | 2016-12-31 23:00 | 61.77 | 2016 | 5.42 | 2016-12-31
Spain | ESP | 2016-12-31 23:00 | 2017-01-01 | 58.82 | 2016 | 5.42 | 2016-12-31
Spain | ESP | 2017-01-01 | 2017-01-01 01:00 | 58.23 | 2017 | 6.14 | 2017-01-31
Spain | ESP | 2017-01-01 01:00 | 2017-01-01 02:00 | 51.95 | 2017 | 6.14 | 2017-01-31
Spain | ESP | 2017-01-01 02:00 | 2017-01-01 03:00 | 47.27 | 2017 | 6.14 | 2017-01-31
Spain | ESP | 2017-01-01 03:00 | 2017-01-01 04:00 | 45.49 | 2017 | 6.14 | 2017-01-31
Spain | ESP | 2017-01-01 04:00 | 2017-01-01 05:00 | 44.5 | 2017 | 6.14 | 2017-01-31
Spain | ESP | 2017-01-01 05:00 | 2017-01-01 06:00 | 44.5 | 2017 | 6.14 | 2017-01-31
Spain | ESP | 2017-01-01 06:00 | 2017-01-01 07:00 | 44.72 | 2017 | 6.14 | 2017-01-31
Spain | ESP | 2017-01-01 07:00 | 2017-01-01 08:00 | 44.22 | 2017 | 6.14 | 2017-01-31
Spain | ESP | 2017-01-01 08:00 | 2017-01-01 09:00 | 45.13 | 2017 | 6.14 | 2017-01-31
Spain | ESP | 2017-01-01 09:00 | 2017-01-01 10:00 | 46.23 | 2017 | 6.14 | 2017-01-31
Spain | ESP | 2017-01-01 10:00 | 2017-01-01 11:00 | 47.91 | 2017 | 6.14 | 2017-01-31
Spain | ESP | 2017-01-01 11:00 | 2017-01-01 12:00 | 49.57 | 2017 | 6.14 | 2017-01-31
Spain | ESP | 2017-01-01 12:00 | 2017-01-01 13:00 | 48.69 | 2017 | 6.14 | 2017-01-31
Spain | ESP | 2017-01-01 13:00 | 2017-01-01 14:00 | 47.2 | 2017 | 6.14 | 2017-01-31
Spain | ESP | 2017-01-01 14:00 | 2017-01-01 15:00 | 46.51 | 2017 | 6.14 | 2017-01-31
Spain | ESP | 2017-01-01 15:00 | 2017-01-01 16:00 | 46.52 | 2017 | 6.14 | 2017-01-31
Spain | ESP | 2017-01-01 16:00 | 2017-01-01 17:00 | 51.59 | 2017 | 6.14 | 2017-01-31
Spain | ESP | 2017-01-01 17:00 | 2017-01-01 18:00 | 59.07 | 2017 | 6.14 | 2017-01-31
Spain | ESP | 2017-01-01 18:00 | 2017-01-01 19:00 | 62.1 | 2017 | 6.14 | 2017-01-31
Spain | ESP | 2017-01-01 19:00 | 2017-01-01 20:00 | 64.2 | 2017 | 6.14 | 2017-01-31
Spain | ESP | 2017-01-01 20:00 | 2017-01-01 21:00 | 60.69 | 2017 | 6.14 | 2017-01-31
Spain | ESP | 2017-01-01 21:00 | 2017-01-01 22:00 | 59.07 | 2017 | 6.14 | 2017-01-31
Spain | ESP | 2017-01-01 22:00 | 2017-01-01 23:00 | 52 | 2017 | 6.14 | 2017-01-31
Spain | ESP | 2017-01-01 23:00 | 2017-01-02 | 54.99 | 2017 | 6.14 | 2017-01-31
Spain | ESP | 2017-01-02 | 2017-01-02 01:00 | 50.18 | 2017 | 6.14 | 2017-01-31
Spain | ESP | 2017-01-02 01:00 | 2017-01-02 02:00 | 47.1 | 2017 | 6.14 | 2017-01-31
Spain | ESP | 2017-01-02 02:00 | 2017-01-02 03:00 | 45.78 | 2017 | 6.14 | 2017-01-31
Spain | ESP | 2017-01-02 03:00 | 2017-01-02 04:00 | 44.99 | 2017 | 6.14 | 2017-01-31
Spain | ESP | 2017-01-02 04:00 | 2017-01-02 05:00 | 46.9 | 2017 | 6.14 | 2017-01-31
Spain | ESP | 2017-01-02 05:00 | 2017-01-02 06:00 | 50.24 | 2017 | 6.14 | 2017-01-31
Spain | ESP | 2017-01-02 06:00 | 2017-01-02 07:00 | 59.07 | 2017 | 6.14 | 2017-01-31
Spain | ESP | 2017-01-02 07:00 | 2017-01-02 08:00 | 64.98 | 2017 | 6.14 | 2017-01-31
Spain | ESP | 2017-01-02 08:00 | 2017-01-02 09:00 | 65.02 | 2017 | 6.14 | 2017-01-31
Spain | ESP | 2017-01-02 09:00 | 2017-01-02 10:00 | 68.49 | 2017 | 6.14 | 2017-01-31
Spain | ESP | 2017-01-02 10:00 | 2017-01-02 11:00 | 65.99 | 2017 | 6.14 | 2017-01-31
Spain | ESP | 2017-01-02 11:00 | 2017-01-02 12:00 | 65.75 | 2017 | 6.14 | 2017-01-31
Spain | ESP | 2017-01-02 12:00 | 2017-01-02 13:00 | 64.98 | 2017 | 6.14 | 2017-01-31
Spain | ESP | 2017-01-02 13:00 | 2017-01-02 14:00 | 61.19 | 2017 | 6.14 | 2017-01-31
Spain | ESP | 2017-01-02 14:00 | 2017-01-02 15:00 | 59.71 | 2017 | 6.14 | 2017-01-31
Spain | ESP | 2017-01-02 15:00 | 2017-01-02 16:00 | 60.96 | 2017 | 6.14 | 2017-01-31
Spain | ESP | 2017-01-02 16:00 | 2017-01-02 17:00 | 69.19 | 2017 | 6.14 | 2017-01-31
Spain | ESP | 2017-01-02 17:00 | 2017-01-02 18:00 | 72.15 | 2017 | 6.14 | 2017-01-31
Spain | ESP | 2017-01-02 18:00 | 2017-01-02 19:00 | 73.2 | 2017 | 6.14 | 2017-01-31
Spain | ESP | 2017-01-02 19:00 | 2017-01-02 20:00 | 70.11 | 2017 | 6.14 | 2017-01-31
Spain | ESP | 2017-01-02 20:00 | 2017-01-02 21:00 | 64.98 | 2017 | 6.14 | 2017-01-31
Spain | ESP | 2017-01-02 21:00 | 2017-01-02 22:00 | 60.1 | 2017 | 6.14 | 2017-01-31
Spain | ESP | 2017-01-02 22:00 | 2017-01-02 23:00 | 58.78 | 2017 | 6.14 | 2017-01-31
Spain | ESP | 2017-01-02 23:00 | 2017-01-03 | 54.68 | 2017 | 6.14 | 2017-01-31
Spain | ESP | 2017-01-03 | 2017-01-03 01:00 | 52.74 | 2017 | 6.14 | 2017-01-31
Spain | ESP | 2017-01-03 01:00 | 2017-01-03 02:00 | 49.25 | 2017 | 6.14 | 2017-01-31
Spain | ESP | 2017-01-03 02:00 | 2017-01-03 03:00 | 45 | 2017 | 6.14 | 2017-01-31
Spain | ESP | 2017-01-03 03:00 | 2017-01-03 04:00 | 45.18 | 2017 | 6.14 | 2017-01-31
Spain | ESP | 2017-01-03 04:00 | 2017-01-03 05:00 | 49.25 | 2017 | 6.14 | 2017-01-31
Spain | ESP | 2017-01-03 05:00 | 2017-01-03 06:00 | 57.65 | 2017 | 6.14 | 2017-01-31
Spain | ESP | 2017-01-03 06:00 | 2017-01-03 07:00 | 70.51 | 2017 | 6.14 | 2017-01-31
Spain | ESP | 2017-01-03 07:00 | 2017-01-03 08:00 | 71.61 | 2017 | 6.14 | 2017-01-31
Spain | ESP | 2017-01-03 08:00 | 2017-01-03 09:00 | 72.69 | 2017 | 6.14 | 2017-01-31
Spain | ESP | 2017-01-03 09:00 | 2017-01-03 10:00 | 73.33 | 2017 | 6.14 | 2017-01-31
Spain | ESP | 2017-01-03 10:00 | 2017-01-03 11:00 | 73.31 | 2017 | 6.14 | 2017-01-31
Spain | ESP | 2017-01-03 11:00 | 2017-01-03 12:00 | 72.71 | 2017 | 6.14 | 2017-01-31
Spain | ESP | 2017-01-03 12:00 | 2017-01-03 13:00 | 71.69 | 2017 | 6.14 | 2017-01-31
Spain | ESP | 2017-01-03 13:00 | 2017-01-03 14:00 | 70.51 | 2017 | 6.14 | 2017-01-31
Spain | ESP | 2017-01-03 14:00 | 2017-01-03 15:00 | 69.94 | 2017 | 6.14 | 2017-01-31
Spain | ESP | 2017-01-03 15:00 | 2017-01-03 16:00 | 71.11 | 2017 | 6.14 | 2017-01-31
Spain | ESP | 2017-01-03 16:00 | 2017-01-03 17:00 | 72.76 | 2017 | 6.14 | 2017-01-31
Spain | ESP | 2017-01-03 17:00 | 2017-01-03 18:00 | 73.69 | 2017 | 6.14 | 2017-01-31
Spain | ESP | 2017-01-03 18:00 | 2017-01-03 19:00 | 74.29 | 2017 | 6.14 | 2017-01-31
Spain | ESP | 2017-01-03 19:00 | 2017-01-03 20:00 | 74.9 | 2017 | 6.14 | 2017-01-31
Spain | ESP | 2017-01-03 20:00 | 2017-01-03 21:00 | 71.59 | 2017 | 6.14 | 2017-01-31
Spain | ESP | 2017-01-03 21:00 | 2017-01-03 22:00 | 68.73 | 2017 | 6.14 | 2017-01-31
Spain | ESP | 2017-01-03 22:00 | 2017-01-03 23:00 | 67.42 | 2017 | 6.14 | 2017-01-31
Spain | ESP | 2017-01-03 23:00 | 2017-01-04 | 62.69 | 2017 | 6.14 | 2017-01-31
Spain | ESP | 2017-01-04 | 2017-01-04 01:00 | 56.04 | 2017 | 6.14 | 2017-01-31
Spain | ESP | 2017-01-04 01:00 | 2017-01-04 02:00 | 54.1 | 2017 | 6.14 | 2017-01-31
Spain | ESP | 2017-01-04 02:00 | 2017-01-04 03:00 | 52 | 2017 | 6.14 | 2017-01-31
Spain | ESP | 2017-01-04 03:00 | 2017-01-04 04:00 | 51.36 | 2017 | 6.14 | 2017-01-31
Spain | ESP | 2017-01-04 04:00 | 2017-01-04 05:00 | 53.02 | 2017 | 6.14 | 2017-01-31
Spain | ESP | 2017-01-04 05:00 | 2017-01-04 06:00 | 62.4 | 2017 | 6.14 | 2017-01-31
Spain | ESP | 2017-01-04 06:00 | 2017-01-04 07:00 | 72.32 | 2017 | 6.14 | 2017-01-31
Spain | ESP | 2017-01-04 07:00 | 2017-01-04 08:00 | 73.01 | 2017 | 6.14 | 2017-01-31
Spain | ESP | 2017-01-04 08:00 | 2017-01-04 09:00 | 73 | 2017 | 6.14 | 2017-01-31
Spain | ESP | 2017-01-04 09:00 | 2017-01-04 10:00 | 72.85 | 2017 | 6.14 | 2017-01-31
Spain | ESP | 2017-01-04 10:00 | 2017-01-04 11:00 | 72.51 | 2017 | 6.14 | 2017-01-31
Spain | ESP | 2017-01-04 11:00 | 2017-01-04 12:00 | 71.72 | 2017 | 6.14 | 2017-01-31
Spain | ESP | 2017-01-04 12:00 | 2017-01-04 13:00 | 71.59 | 2017 | 6.14 | 2017-01-31
Spain | ESP | 2017-01-04 13:00 | 2017-01-04 14:00 | 69 | 2017 | 6.14 | 2017-01-31
Spain | ESP | 2017-01-04 14:00 | 2017-01-04 15:00 | 67.13 | 2017 | 6.14 | 2017-01-31
Spain | ESP | 2017-01-04 15:00 | 2017-01-04 16:00 | 68.26 | 2017 | 6.14 | 2017-01-31
Spain | ESP | 2017-01-04 16:00 | 2017-01-04 17:00 | 72.15 | 2017 | 6.14 | 2017-01-31
Spain | ESP | 2017-01-04 17:00 | 2017-01-04 18:00 | 73.33 | 2017 | 6.14 | 2017-01-31
Spain | ESP | 2017-01-04 18:00 | 2017-01-04 19:00 | 73.69 | 2017 | 6.14 | 2017-01-31
Spain | ESP | 2017-01-04 19:00 | 2017-01-04 20:00 | 72.48 | 2017 | 6.14 | 2017-01-31
Spain | ESP | 2017-01-04 20:00 | 2017-01-04 21:00 | 69.34 | 2017 | 6.14 | 2017-01-31
Spain | ESP | 2017-01-04 21:00 | 2017-01-04 22:00 | 64.98 | 2017 | 6.14 | 2017-01-31
Spain | ESP | 2017-01-04 22:00 | 2017-01-04 23:00 | 61.95 | 2017 | 6.14 | 2017-01-31
Spain | ESP | 2017-01-04 23:00 | 2017-01-05 | 51.22 | 2017 | 6.14 | 2017-01-31
Spain | ESP | 2017-01-05 | 2017-01-05 01:00 | 48.41 | 2017 | 6.14 | 2017-01-31
Spain | ESP | 2017-01-05 01:00 | 2017-01-05 02:00 | 50 | 2017 | 6.14 | 2017-01-31
Spain | ESP | 2017-01-05 02:00 | 2017-01-05 03:00 | 47.46 | 2017 | 6.14 | 2017-01-31
Spain | ESP | 2017-01-05 03:00 | 2017-01-05 04:00 | 42.34 | 2017 | 6.14 | 2017-01-31
Spain | ESP | 2017-01-05 04:00 | 2017-01-05 05:00 | 45.18 | 2017 | 6.14 | 2017-01-31
Spain | ESP | 2017-01-05 05:00 | 2017-01-05 06:00 | 54.09 | 2017 | 6.14 | 2017-01-31
Spain | ESP | 2017-01-05 06:00 | 2017-01-05 07:00 | 66.21 | 2017 | 6.14 | 2017-01-31
Spain | ESP | 2017-01-05 07:00 | 2017-01-05 08:00 | 69.7 | 2017 | 6.14 | 2017-01-31
Spain | ESP | 2017-01-05 08:00 | 2017-01-05 09:00 | 72.6 | 2017 | 6.14 | 2017-01-31
Spain | ESP | 2017-01-05 09:00 | 2017-01-05 10:00 | 73.03 | 2017 | 6.14 | 2017-01-31
Spain | ESP | 2017-01-05 10:00 | 2017-01-05 11:00 | 72.6 | 2017 | 6.14 | 2017-01-31
Spain | ESP | 2017-01-05 11:00 | 2017-01-05 12:00 | 72.54 | 2017 | 6.14 | 2017-01-31
Spain | ESP | 2017-01-05 12:00 | 2017-01-05 13:00 | 71.51 | 2017 | 6.14 | 2017-01-31
Spain | ESP | 2017-01-05 13:00 | 2017-01-05 14:00 | 71.1 | 2017 | 6.14 | 2017-01-31
Spain | ESP | 2017-01-05 14:00 | 2017-01-05 15:00 | 70.51 | 2017 | 6.14 | 2017-01-31
Spain | ESP | 2017-01-05 15:00 | 2017-01-05 16:00 | 69.7 | 2017 | 6.14 | 2017-01-31
Spain | ESP | 2017-01-05 16:00 | 2017-01-05 17:00 | 73.87 | 2017 | 6.14 | 2017-01-31
Spain | ESP | 2017-01-05 17:00 | 2017-01-05 18:00 | 75.15 | 2017 | 6.14 | 2017-01-31
Spain | ESP | 2017-01-05 18:00 | 2017-01-05 19:00 | 76.1 | 2017 | 6.14 | 2017-01-31
Spain | ESP | 2017-01-05 19:00 | 2017-01-05 20:00 | 73.69 | 2017 | 6.14 | 2017-01-31
Spain | ESP | 2017-01-05 20:00 | 2017-01-05 21:00 | 71.68 | 2017 | 6.14 | 2017-01-31
Spain | ESP | 2017-01-05 21:00 | 2017-01-05 22:00 | 66.76 | 2017 | 6.14 | 2017-01-31
Spain | ESP | 2017-01-05 22:00 | 2017-01-05 23:00 | 69.2 | 2017 | 6.14 | 2017-01-31
Spain | ESP | 2017-01-05 23:00 | 2017-01-06 | 59.58 | 2017 | 6.14 | 2017-01-31
Spain | ESP | 2017-01-06 | 2017-01-06 01:00 | 53.98 | 2017 | 6.14 | 2017-01-31
Spain | ESP | 2017-01-06 01:00 | 2017-01-06 02:00 | 52.11 | 2017 | 6.14 | 2017-01-31
Spain | ESP | 2017-01-06 02:00 | 2017-01-06 03:00 | 48.14 | 2017 | 6.14 | 2017-01-31
Spain | ESP | 2017-01-06 03:00 | 2017-01-06 04:00 | 46.74 | 2017 | 6.14 | 2017-01-31
Spain | ESP | 2017-01-06 04:00 | 2017-01-06 05:00 | 48.41 | 2017 | 6.14 | 2017-01-31
Spain | ESP | 2017-01-06 05:00 | 2017-01-06 06:00 | 53.29 | 2017 | 6.14 | 2017-01-31
Spain | ESP | 2017-01-06 06:00 | 2017-01-06 07:00 | 60.15 | 2017 | 6.14 | 2017-01-31
Spain | ESP | 2017-01-06 07:00 | 2017-01-06 08:00 | 63.2 | 2017 | 6.14 | 2017-01-31
Spain | ESP | 2017-01-06 08:00 | 2017-01-06 09:00 | 66.21 | 2017 | 6.14 | 2017-01-31
Spain | ESP | 2017-01-06 09:00 | 2017-01-06 10:00 | 70.55 | 2017 | 6.14 | 2017-01-31
Spain | ESP | 2017-01-06 10:00 | 2017-01-06 11:00 | 71 | 2017 | 6.14 | 2017-01-31
Spain | ESP | 2017-01-06 11:00 | 2017-01-06 12:00 | 71.51 | 2017 | 6.14 | 2017-01-31
Spain | ESP | 2017-01-06 12:00 | 2017-01-06 13:00 | 70.99 | 2017 | 6.14 | 2017-01-31
Spain | ESP | 2017-01-06 13:00 | 2017-01-06 14:00 | 68.53 | 2017 | 6.14 | 2017-01-31
Spain | ESP | 2017-01-06 14:00 | 2017-01-06 15:00 | 65.62 | 2017 | 6.14 | 2017-01-31
Spain | ESP | 2017-01-06 15:00 | 2017-01-06 16:00 | 66.21 | 2017 | 6.14 | 2017-01-31
Spain | ESP | 2017-01-06 16:00 | 2017-01-06 17:00 | 70.55 | 2017 | 6.14 | 2017-01-31
Spain | ESP | 2017-01-06 17:00 | 2017-01-06 18:00 | 73.87 | 2017 | 6.14 | 2017-01-31
Spain | ESP | 2017-01-06 18:00 | 2017-01-06 19:00 | 74.69 | 2017 | 6.14 | 2017-01-31
Spain | ESP | 2017-01-06 19:00 | 2017-01-06 20:00 | 75.1 | 2017 | 6.14 | 2017-01-31
Spain | ESP | 2017-01-06 20:00 | 2017-01-06 21:00 | 75.1 | 2017 | 6.14 | 2017-01-31
Spain | ESP | 2017-01-06 21:00 | 2017-01-06 22:00 | 73.87 | 2017 | 6.14 | 2017-01-31
Spain | ESP | 2017-01-06 22:00 | 2017-01-06 23:00 | 71.69 | 2017 | 6.14 | 2017-01-31
Spain | ESP | 2017-01-06 23:00 | 2017-01-07 | 66 | 2017 | 6.14 | 2017-01-31
Spain | ESP | 2017-01-07 | 2017-01-07 01:00 | 60 | 2017 | 6.14 | 2017-01-31
Spain | ESP | 2017-01-07 01:00 | 2017-01-07 02:00 | 55.95 | 2017 | 6.14 | 2017-01-31
Spain | ESP | 2017-01-07 02:00 | 2017-01-07 03:00 | 52 | 2017 | 6.14 | 2017-01-31
Spain | ESP | 2017-01-07 03:00 | 2017-01-07 04:00 | 50.78 | 2017 | 6.14 | 2017-01-31
Spain | ESP | 2017-01-07 04:00 | 2017-01-07 05:00 | 50.74 | 2017 | 6.14 | 2017-01-31
Spain | ESP | 2017-01-07 05:00 | 2017-01-07 06:00 | 54.08 | 2017 | 6.14 | 2017-01-31
Spain | ESP | 2017-01-07 06:00 | 2017-01-07 07:00 | 56.28 | 2017 | 6.14 | 2017-01-31
Spain | ESP | 2017-01-07 07:00 | 2017-01-07 08:00 | 61.28 | 2017 | 6.14 | 2017-01-31
Spain | ESP | 2017-01-07 08:00 | 2017-01-07 09:00 | 67.2 | 2017 | 6.14 | 2017-01-31
Spain | ESP | 2017-01-07 09:00 | 2017-01-07 10:00 | 73.48 | 2017 | 6.14 | 2017-01-31
Spain | ESP | 2017-01-07 10:00 | 2017-01-07 11:00 | 70.69 | 2017 | 6.14 | 2017-01-31
Spain | ESP | 2017-01-07 11:00 | 2017-01-07 12:00 | 70.69 | 2017 | 6.14 | 2017-01-31
Spain | ESP | 2017-01-07 12:00 | 2017-01-07 13:00 | 70.1 | 2017 | 6.14 | 2017-01-31
Spain | ESP | 2017-01-07 13:00 | 2017-01-07 14:00 | 70 | 2017 | 6.14 | 2017-01-31
Spain | ESP | 2017-01-07 14:00 | 2017-01-07 15:00 | 64.88 | 2017 | 6.14 | 2017-01-31
Spain | ESP | 2017-01-07 15:00 | 2017-01-07 16:00 | 60.15 | 2017 | 6.14 | 2017-01-31
Spain | ESP | 2017-01-07 16:00 | 2017-01-07 17:00 | 69.99 | 2017 | 6.14 | 2017-01-31
Spain | ESP | 2017-01-07 17:00 | 2017-01-07 18:00 | 76.52 | 2017 | 6.14 | 2017-01-31
Spain | ESP | 2017-01-07 18:00 | 2017-01-07 19:00 | 78.28 | 2017 | 6.14 | 2017-01-31
Spain | ESP | 2017-01-07 19:00 | 2017-01-07 20:00 | 73.94 | 2017 | 6.14 | 2017-01-31
Spain | ESP | 2017-01-07 20:00 | 2017-01-07 21:00 | 73.48 | 2017 | 6.14 | 2017-01-31
Spain | ESP | 2017-01-07 21:00 | 2017-01-07 22:00 | 70.1 | 2017 | 6.14 | 2017-01-31
Spain | ESP | 2017-01-07 22:00 | 2017-01-07 23:00 | 66.09 | 2017 | 6.14 | 2017-01-31
Spain | ESP | 2017-01-07 23:00 | 2017-01-08 | 69.2 | 2017 | 6.14 | 2017-01-31
Spain | ESP | 2017-01-08 | 2017-01-08 01:00 | 61.07 | 2017 | 6.14 | 2017-01-31
Spain | ESP | 2017-01-08 01:00 | 2017-01-08 02:00 | 55.47 | 2017 | 6.14 | 2017-01-31
Spain | ESP | 2017-01-08 02:00 | 2017-01-08 03:00 | 50.22 | 2017 | 6.14 | 2017-01-31
Spain | ESP | 2017-01-08 03:00 | 2017-01-08 04:00 | 47.99 | 2017 | 6.14 | 2017-01-31
Spain | ESP | 2017-01-08 04:00 | 2017-01-08 05:00 | 48 | 2017 | 6.14 | 2017-01-31
Spain | ESP | 2017-01-08 05:00 | 2017-01-08 06:00 | 47.89 | 2017 | 6.14 | 2017-01-31
Spain | ESP | 2017-01-08 06:00 | 2017-01-08 07:00 | 50.13 | 2017 | 6.14 | 2017-01-31
Spain | ESP | 2017-01-08 07:00 | 2017-01-08 08:00 | 51.3 | 2017 | 6.14 | 2017-01-31
Spain | ESP | 2017-01-08 08:00 | 2017-01-08 09:00 | 54 | 2017 | 6.14 | 2017-01-31
Spain | ESP | 2017-01-08 09:00 | 2017-01-08 10:00 | 58.07 | 2017 | 6.14 | 2017-01-31
Spain | ESP | 2017-01-08 10:00 | 2017-01-08 11:00 | 61.28 | 2017 | 6.14 | 2017-01-31
Spain | ESP | 2017-01-08 11:00 | 2017-01-08 12:00 | 67.1 | 2017 | 6.14 | 2017-01-31
Spain | ESP | 2017-01-08 12:00 | 2017-01-08 13:00 | 64.6 | 2017 | 6.14 | 2017-01-31
Spain | ESP | 2017-01-08 13:00 | 2017-01-08 14:00 | 58.23 | 2017 | 6.14 | 2017-01-31
Spain | ESP | 2017-01-08 14:00 | 2017-01-08 15:00 | 53 | 2017 | 6.14 | 2017-01-31
Spain | ESP | 2017-01-08 15:00 | 2017-01-08 16:00 | 54.08 | 2017 | 6.14 | 2017-01-31
Spain | ESP | 2017-01-08 16:00 | 2017-01-08 17:00 | 60.95 | 2017 | 6.14 | 2017-01-31
Spain | ESP | 2017-01-08 17:00 | 2017-01-08 18:00 | 70.51 | 2017 | 6.14 | 2017-01-31
Spain | ESP | 2017-01-08 18:00 | 2017-01-08 19:00 | 75.52 | 2017 | 6.14 | 2017-01-31
Spain | ESP | 2017-01-08 19:00 | 2017-01-08 20:00 | 73.2 | 2017 | 6.14 | 2017-01-31
Spain | ESP | 2017-01-08 20:00 | 2017-01-08 21:00 | 70.69 | 2017 | 6.14 | 2017-01-31
Spain | ESP | 2017-01-08 21:00 | 2017-01-08 22:00 | 71.21 | 2017 | 6.14 | 2017-01-31
Spain | ESP | 2017-01-08 22:00 | 2017-01-08 23:00 | 65.88 | 2017 | 6.14 | 2017-01-31
Spain | ESP | 2017-01-08 23:00 | 2017-01-09 | 58 | 2017 | 6.14 | 2017-01-31
Spain | ESP | 2017-01-09 | 2017-01-09 01:00 | 52.9 | 2017 | 6.14 | 2017-01-31
Spain | ESP | 2017-01-09 01:00 | 2017-01-09 02:00 | 50.04 | 2017 | 6.14 | 2017-01-31
Spain | ESP | 2017-01-09 02:00 | 2017-01-09 03:00 | 47.79 | 2017 | 6.14 | 2017-01-31
Spain | ESP | 2017-01-09 03:00 | 2017-01-09 04:00 | 47.89 | 2017 | 6.14 | 2017-01-31
Spain | ESP | 2017-01-09 04:00 | 2017-01-09 05:00 | 52.24 | 2017 | 6.14 | 2017-01-31
Spain | ESP | 2017-01-09 05:00 | 2017-01-09 06:00 | 65.75 | 2017 | 6.14 | 2017-01-31
Spain | ESP | 2017-01-09 06:00 | 2017-01-09 07:00 | 78.01 | 2017 | 6.14 | 2017-01-31
Spain | ESP | 2017-01-09 07:00 | 2017-01-09 08:00 | 78.39 | 2017 | 6.14 | 2017-01-31
Spain | ESP | 2017-01-09 08:00 | 2017-01-09 09:00 | 79.31 | 2017 | 6.14 | 2017-01-31
Spain | ESP | 2017-01-09 09:00 | 2017-01-09 10:00 | 80 | 2017 | 6.14 | 2017-01-31
Spain | ESP | 2017-01-09 10:00 | 2017-01-09 11:00 | 80 | 2017 | 6.14 | 2017-01-31
Spain | ESP | 2017-01-09 11:00 | 2017-01-09 12:00 | 80 | 2017 | 6.14 | 2017-01-31
Spain | ESP | 2017-01-09 12:00 | 2017-01-09 13:00 | 79.89 | 2017 | 6.14 | 2017-01-31
Spain | ESP | 2017-01-09 13:00 | 2017-01-09 14:00 | 78.7 | 2017 | 6.14 | 2017-01-31
Spain | ESP | 2017-01-09 14:00 | 2017-01-09 15:00 | 77 | 2017 | 6.14 | 2017-01-31
Spain | ESP | 2017-01-09 15:00 | 2017-01-09 16:00 | 75.75 | 2017 | 6.14 | 2017-01-31
Spain | ESP | 2017-01-09 16:00 | 2017-01-09 17:00 | 77.51 | 2017 | 6.14 | 2017-01-31
Spain | ESP | 2017-01-09 17:00 | 2017-01-09 18:00 | 80.37 | 2017 | 6.14 | 2017-01-31
Spain | ESP | 2017-01-09 18:00 | 2017-01-09 19:00 | 80.1 | 2017 | 6.14 | 2017-01-31
Spain | ESP | 2017-01-09 19:00 | 2017-01-09 20:00 | 77.07 | 2017 | 6.14 | 2017-01-31
Spain | ESP | 2017-01-09 20:00 | 2017-01-09 21:00 | 74.11 | 2017 | 6.14 | 2017-01-31
Spain | ESP | 2017-01-09 21:00 | 2017-01-09 22:00 | 70.59 | 2017 | 6.14 | 2017-01-31
Spain | ESP | 2017-01-09 22:00 | 2017-01-09 23:00 | 65.82 | 2017 | 6.14 | 2017-01-31
Spain | ESP | 2017-01-09 23:00 | 2017-01-10 | 59.99 | 2017 | 6.14 | 2017-01-31
Spain | ESP | 2017-01-10 | 2017-01-10 01:00 | 55.8 | 2017 | 6.14 | 2017-01-31
Spain | ESP | 2017-01-10 01:00 | 2017-01-10 02:00 | 52.98 | 2017 | 6.14 | 2017-01-31
Spain | ESP | 2017-01-10 02:00 | 2017-01-10 03:00 | 50 | 2017 | 6.14 | 2017-01-31
Spain | ESP | 2017-01-10 03:00 | 2017-01-10 04:00 | 49.19 | 2017 | 6.14 | 2017-01-31
Spain | ESP | 2017-01-10 04:00 | 2017-01-10 05:00 | 52.07 | 2017 | 6.14 | 2017-01-31
Spain | ESP | 2017-01-10 05:00 | 2017-01-10 06:00 | 58.78 | 2017 | 6.14 | 2017-01-31
Spain | ESP | 2017-01-10 06:00 | 2017-01-10 07:00 | 70.51 | 2017 | 6.14 | 2017-01-31
Spain | ESP | 2017-01-10 07:00 | 2017-01-10 08:00 | 73.68 | 2017 | 6.14 | 2017-01-31
Spain | ESP | 2017-01-10 08:00 | 2017-01-10 09:00 | 74.69 | 2017 | 6.14 | 2017-01-31
Spain | ESP | 2017-01-10 09:00 | 2017-01-10 10:00 | 75.15 | 2017 | 6.14 | 2017-01-31
Spain | ESP | 2017-01-10 10:00 | 2017-01-10 11:00 | 73.64 | 2017 | 6.14 | 2017-01-31
Spain | ESP | 2017-01-10 11:00 | 2017-01-10 12:00 | 71.68 | 2017 | 6.14 | 2017-01-31
Spain | ESP | 2017-01-10 12:00 | 2017-01-10 13:00 | 70.69 | 2017 | 6.14 | 2017-01-31
Spain | ESP | 2017-01-10 13:00 | 2017-01-10 14:00 | 69.48 | 2017 | 6.14 | 2017-01-31
Spain | ESP | 2017-01-10 14:00 | 2017-01-10 15:00 | 66.07 | 2017 | 6.14 | 2017-01-31
Spain | ESP | 2017-01-10 15:00 | 2017-01-10 16:00 | 64.6 | 2017 | 6.14 | 2017-01-31
Spain | ESP | 2017-01-10 16:00 | 2017-01-10 17:00 | 67.59 | 2017 | 6.14 | 2017-01-31
Spain | ESP | 2017-01-10 17:00 | 2017-01-10 18:00 | 72.15 | 2017 | 6.14 | 2017-01-31
Spain | ESP | 2017-01-10 18:00 | 2017-01-10 19:00 | 73.87 | 2017 | 6.14 | 2017-01-31
Spain | ESP | 2017-01-10 19:00 | 2017-01-10 20:00 | 74.53 | 2017 | 6.14 | 2017-01-31
Spain | ESP | 2017-01-10 20:00 | 2017-01-10 21:00 | 70.49 | 2017 | 6.14 | 2017-01-31
Spain | ESP | 2017-01-10 21:00 | 2017-01-10 22:00 | 68.39 | 2017 | 6.14 | 2017-01-31
Spain | ESP | 2017-01-10 22:00 | 2017-01-10 23:00 | 60.15 | 2017 | 6.14 | 2017-01-31
Spain | ESP | 2017-01-10 23:00 | 2017-01-11 | 59.23 | 2017 | 6.14 | 2017-01-31
Spain | ESP | 2017-01-11 | 2017-01-11 01:00 | 55.4 | 2017 | 6.14 | 2017-01-31
Spain | ESP | 2017-01-11 01:00 | 2017-01-11 02:00 | 51.5 | 2017 | 6.14 | 2017-01-31
Spain | ESP | 2017-01-11 02:00 | 2017-01-11 03:00 | 51.2 | 2017 | 6.14 | 2017-01-31
Spain | ESP | 2017-01-11 03:00 | 2017-01-11 04:00 | 50.62 | 2017 | 6.14 | 2017-01-31
Spain | ESP | 2017-01-11 04:00 | 2017-01-11 05:00 | 52.83 | 2017 | 6.14 | 2017-01-31
Spain | ESP | 2017-01-11 05:00 | 2017-01-11 06:00 | 57.93 | 2017 | 6.14 | 2017-01-31
Spain | ESP | 2017-01-11 06:00 | 2017-01-11 07:00 | 71.36 | 2017 | 6.14 | 2017-01-31
Spain | ESP | 2017-01-11 07:00 | 2017-01-11 08:00 | 78.21 | 2017 | 6.14 | 2017-01-31
Spain | ESP | 2017-01-11 08:00 | 2017-01-11 09:00 | 79.44 | 2017 | 6.14 | 2017-01-31
Spain | ESP | 2017-01-11 09:00 | 2017-01-11 10:00 | 80.4 | 2017 | 6.14 | 2017-01-31
Spain | ESP | 2017-01-11 10:00 | 2017-01-11 11:00 | 80.4 | 2017 | 6.14 | 2017-01-31
Spain | ESP | 2017-01-11 11:00 | 2017-01-11 12:00 | 79.98 | 2017 | 6.14 | 2017-01-31
Spain | ESP | 2017-01-11 12:00 | 2017-01-11 13:00 | 79.56 | 2017 | 6.14 | 2017-01-31
Spain | ESP | 2017-01-11 13:00 | 2017-01-11 14:00 | 79.82 | 2017 | 6.14 | 2017-01-31
Spain | ESP | 2017-01-11 14:00 | 2017-01-11 15:00 | 78.87 | 2017 | 6.14 | 2017-01-31
Spain | ESP | 2017-01-11 15:00 | 2017-01-11 16:00 | 79.56 | 2017 | 6.14 | 2017-01-31
Spain | ESP | 2017-01-11 16:00 | 2017-01-11 17:00 | 83.65 | 2017 | 6.14 | 2017-01-31
Spain | ESP | 2017-01-11 17:00 | 2017-01-11 18:00 | 88 | 2017 | 6.14 | 2017-01-31
Spain | ESP | 2017-01-11 18:00 | 2017-01-11 19:00 | 88.44 | 2017 | 6.14 | 2017-01-31
Spain | ESP | 2017-01-11 19:00 | 2017-01-11 20:00 | 85 | 2017 | 6.14 | 2017-01-31
Spain | ESP | 2017-01-11 20:00 | 2017-01-11 21:00 | 80.64 | 2017 | 6.14 | 2017-01-31
Spain | ESP | 2017-01-11 21:00 | 2017-01-11 22:00 | 79.82 | 2017 | 6.14 | 2017-01-31
Spain | ESP | 2017-01-11 22:00 | 2017-01-11 23:00 | 77.51 | 2017 | 6.14 | 2017-01-31
Spain | ESP | 2017-01-11 23:00 | 2017-01-12 | 75 | 2017 | 6.14 | 2017-01-31
Spain | ESP | 2017-01-12 | 2017-01-12 01:00 | 65.25 | 2017 | 6.14 | 2017-01-31
Spain | ESP | 2017-01-12 01:00 | 2017-01-12 02:00 | 60.71 | 2017 | 6.14 | 2017-01-31
Spain | ESP | 2017-01-12 02:00 | 2017-01-12 03:00 | 57.43 | 2017 | 6.14 | 2017-01-31
Spain | ESP | 2017-01-12 03:00 | 2017-01-12 04:00 | 56.58 | 2017 | 6.14 | 2017-01-31
Spain | ESP | 2017-01-12 04:00 | 2017-01-12 05:00 | 60.01 | 2017 | 6.14 | 2017-01-31
Spain | ESP | 2017-01-12 05:00 | 2017-01-12 06:00 | 73.69 | 2017 | 6.14 | 2017-01-31
Spain | ESP | 2017-01-12 06:00 | 2017-01-12 07:00 | 82.87 | 2017 | 6.14 | 2017-01-31
Spain | ESP | 2017-01-12 07:00 | 2017-01-12 08:00 | 87 | 2017 | 6.14 | 2017-01-31
Spain | ESP | 2017-01-12 08:00 | 2017-01-12 09:00 | 88.01 | 2017 | 6.14 | 2017-01-31
Spain | ESP | 2017-01-12 09:00 | 2017-01-12 10:00 | 86.71 | 2017 | 6.14 | 2017-01-31
Spain | ESP | 2017-01-12 10:00 | 2017-01-12 11:00 | 86.4 | 2017 | 6.14 | 2017-01-31
Spain | ESP | 2017-01-12 11:00 | 2017-01-12 12:00 | 82.94 | 2017 | 6.14 | 2017-01-31
Spain | ESP | 2017-01-12 12:00 | 2017-01-12 13:00 | 81.19 | 2017 | 6.14 | 2017-01-31
Spain | ESP | 2017-01-12 13:00 | 2017-01-12 14:00 | 79.69 | 2017 | 6.14 | 2017-01-31
Spain | ESP | 2017-01-12 14:00 | 2017-01-12 15:00 | 76.98 | 2017 | 6.14 | 2017-01-31
Spain | ESP | 2017-01-12 15:00 | 2017-01-12 16:00 | 77.15 | 2017 | 6.14 | 2017-01-31
Spain | ESP | 2017-01-12 16:00 | 2017-01-12 17:00 | 79.97 | 2017 | 6.14 | 2017-01-31
Spain | ESP | 2017-01-12 17:00 | 2017-01-12 18:00 | 82.1 | 2017 | 6.14 | 2017-01-31
Spain | ESP | 2017-01-12 18:00 | 2017-01-12 19:00 | 81.28 | 2017 | 6.14 | 2017-01-31
Spain | ESP | 2017-01-12 19:00 | 2017-01-12 20:00 | 78.33 | 2017 | 6.14 | 2017-01-31
Spain | ESP | 2017-01-12 20:00 | 2017-01-12 21:00 | 74.03 | 2017 | 6.14 | 2017-01-31
Spain | ESP | 2017-01-12 21:00 | 2017-01-12 22:00 | 69.21 | 2017 | 6.14 | 2017-01-31
Spain | ESP | 2017-01-12 22:00 | 2017-01-12 23:00 | 64.28 | 2017 | 6.14 | 2017-01-31
Spain | ESP | 2017-01-12 23:00 | 2017-01-13 | 59.2 | 2017 | 6.14 | 2017-01-31
Spain | ESP | 2017-01-13 | 2017-01-13 01:00 | 53.2 | 2017 | 6.14 | 2017-01-31
Spain | ESP | 2017-01-13 01:00 | 2017-01-13 02:00 | 50.16 | 2017 | 6.14 | 2017-01-31
Spain | ESP | 2017-01-13 02:00 | 2017-01-13 03:00 | 46.34 | 2017 | 6.14 | 2017-01-31
Spain | ESP | 2017-01-13 03:00 | 2017-01-13 04:00 | 43.66 | 2017 | 6.14 | 2017-01-31
Spain | ESP | 2017-01-13 04:00 | 2017-01-13 05:00 | 48.52 | 2017 | 6.14 | 2017-01-31
Spain | ESP | 2017-01-13 05:00 | 2017-01-13 06:00 | 53.09 | 2017 | 6.14 | 2017-01-31
Spain | ESP | 2017-01-13 06:00 | 2017-01-13 07:00 | 59.2 | 2017 | 6.14 | 2017-01-31
Spain | ESP | 2017-01-13 07:00 | 2017-01-13 08:00 | 70.49 | 2017 | 6.14 | 2017-01-31
Spain | ESP | 2017-01-13 08:00 | 2017-01-13 09:00 | 77.09 | 2017 | 6.14 | 2017-01-31
Spain | ESP | 2017-01-13 09:00 | 2017-01-13 10:00 | 78.07 | 2017 | 6.14 | 2017-01-31
Spain | ESP | 2017-01-13 10:00 | 2017-01-13 11:00 | 75.51 | 2017 | 6.14 | 2017-01-31
Spain | ESP | 2017-01-13 11:00 | 2017-01-13 12:00 | 72.94 | 2017 | 6.14 | 2017-01-31
Spain | ESP | 2017-01-13 12:00 | 2017-01-13 13:00 | 70.69 | 2017 | 6.14 | 2017-01-31
Spain | ESP | 2017-01-13 13:00 | 2017-01-13 14:00 | 69.48 | 2017 | 6.14 | 2017-01-31
Spain | ESP | 2017-01-13 14:00 | 2017-01-13 15:00 | 69.07 | 2017 | 6.14 | 2017-01-31
Spain | ESP | 2017-01-13 15:00 | 2017-01-13 16:00 | 70.49 | 2017 | 6.14 | 2017-01-31
Spain | ESP | 2017-01-13 16:00 | 2017-01-13 17:00 | 75.48 | 2017 | 6.14 | 2017-01-31
Spain | ESP | 2017-01-13 17:00 | 2017-01-13 18:00 | 80.15 | 2017 | 6.14 | 2017-01-31
Spain | ESP | 2017-01-13 18:00 | 2017-01-13 19:00 | 85 | 2017 | 6.14 | 2017-01-31
Spain | ESP | 2017-01-13 19:00 | 2017-01-13 20:00 | 85 | 2017 | 6.14 | 2017-01-31
Spain | ESP | 2017-01-13 20:00 | 2017-01-13 21:00 | 81.19 | 2017 | 6.14 | 2017-01-31
Spain | ESP | 2017-01-13 21:00 | 2017-01-13 22:00 | 81.19 | 2017 | 6.14 | 2017-01-31
Spain | ESP | 2017-01-13 22:00 | 2017-01-13 23:00 | 80 | 2017 | 6.14 | 2017-01-31
Spain | ESP | 2017-01-13 23:00 | 2017-01-14 | 75 | 2017 | 6.14 | 2017-01-31
Spain | ESP | 2017-01-14 | 2017-01-14 01:00 | 65.13 | 2017 | 6.14 | 2017-01-31
Spain | ESP | 2017-01-14 01:00 | 2017-01-14 02:00 | 59.71 | 2017 | 6.14 | 2017-01-31
Spain | ESP | 2017-01-14 02:00 | 2017-01-14 03:00 | 55.25 | 2017 | 6.14 | 2017-01-31
Spain | ESP | 2017-01-14 03:00 | 2017-01-14 04:00 | 50.01 | 2017 | 6.14 | 2017-01-31
Spain | ESP | 2017-01-14 04:00 | 2017-01-14 05:00 | 52.93 | 2017 | 6.14 | 2017-01-31
Spain | ESP | 2017-01-14 05:00 | 2017-01-14 06:00 | 55.99 | 2017 | 6.14 | 2017-01-31
Spain | ESP | 2017-01-14 06:00 | 2017-01-14 07:00 | 58.03 | 2017 | 6.14 | 2017-01-31
Spain | ESP | 2017-01-14 07:00 | 2017-01-14 08:00 | 58.93 | 2017 | 6.14 | 2017-01-31
Spain | ESP | 2017-01-14 08:00 | 2017-01-14 09:00 | 69.17 | 2017 | 6.14 | 2017-01-31
Spain | ESP | 2017-01-14 09:00 | 2017-01-14 10:00 | 70.49 | 2017 | 6.14 | 2017-01-31
Spain | ESP | 2017-01-14 10:00 | 2017-01-14 11:00 | 69.19 | 2017 | 6.14 | 2017-01-31
Spain | ESP | 2017-01-14 11:00 | 2017-01-14 12:00 | 62.58 | 2017 | 6.14 | 2017-01-31
Spain | ESP | 2017-01-14 12:00 | 2017-01-14 13:00 | 61.23 | 2017 | 6.14 | 2017-01-31
Spain | ESP | 2017-01-14 13:00 | 2017-01-14 14:00 | 59.03 | 2017 | 6.14 | 2017-01-31
Spain | ESP | 2017-01-14 14:00 | 2017-01-14 15:00 | 58.03 | 2017 | 6.14 | 2017-01-31
Spain | ESP | 2017-01-14 15:00 | 2017-01-14 16:00 | 58.03 | 2017 | 6.14 | 2017-01-31
Spain | ESP | 2017-01-14 16:00 | 2017-01-14 17:00 | 63.15 | 2017 | 6.14 | 2017-01-31
Spain | ESP | 2017-01-14 17:00 | 2017-01-14 18:00 | 78.55 | 2017 | 6.14 | 2017-01-31
Spain | ESP | 2017-01-14 18:00 | 2017-01-14 19:00 | 81.79 | 2017 | 6.14 | 2017-01-31
Spain | ESP | 2017-01-14 19:00 | 2017-01-14 20:00 | 78 | 2017 | 6.14 | 2017-01-31
Spain | ESP | 2017-01-14 20:00 | 2017-01-14 21:00 | 76.51 | 2017 | 6.14 | 2017-01-31
Spain | ESP | 2017-01-14 21:00 | 2017-01-14 22:00 | 72.89 | 2017 | 6.14 | 2017-01-31
Spain | ESP | 2017-01-14 22:00 | 2017-01-14 23:00 | 70.31 | 2017 | 6.14 | 2017-01-31
Spain | ESP | 2017-01-14 23:00 | 2017-01-15 | 64.87 | 2017 | 6.14 | 2017-01-31
Spain | ESP | 2017-01-15 | 2017-01-15 01:00 | 58.65 | 2017 | 6.14 | 2017-01-31
Spain | ESP | 2017-01-15 01:00 | 2017-01-15 02:00 | 55.08 | 2017 | 6.14 | 2017-01-31
Spain | ESP | 2017-01-15 02:00 | 2017-01-15 03:00 | 51.59 | 2017 | 6.14 | 2017-01-31
Spain | ESP | 2017-01-15 03:00 | 2017-01-15 04:00 | 50 | 2017 | 6.14 | 2017-01-31
Spain | ESP | 2017-01-15 04:00 | 2017-01-15 05:00 | 50 | 2017 | 6.14 | 2017-01-31
Spain | ESP | 2017-01-15 05:00 | 2017-01-15 06:00 | 51 | 2017 | 6.14 | 2017-01-31
Spain | ESP | 2017-01-15 06:00 | 2017-01-15 07:00 | 52.19 | 2017 | 6.14 | 2017-01-31
Spain | ESP | 2017-01-15 07:00 | 2017-01-15 08:00 | 55.19 | 2017 | 6.14 | 2017-01-31
Spain | ESP | 2017-01-15 08:00 | 2017-01-15 09:00 | 57.73 | 2017 | 6.14 | 2017-01-31
Spain | ESP | 2017-01-15 09:00 | 2017-01-15 10:00 | 60.71 | 2017 | 6.14 | 2017-01-31
Spain | ESP | 2017-01-15 10:00 | 2017-01-15 11:00 | 62.08 | 2017 | 6.14 | 2017-01-31
Spain | ESP | 2017-01-15 11:00 | 2017-01-15 12:00 | 58.93 | 2017 | 6.14 | 2017-01-31
Spain | ESP | 2017-01-15 12:00 | 2017-01-15 13:00 | 61.12 | 2017 | 6.14 | 2017-01-31
Spain | ESP | 2017-01-15 13:00 | 2017-01-15 14:00 | 58.53 | 2017 | 6.14 | 2017-01-31
Spain | ESP | 2017-01-15 14:00 | 2017-01-15 15:00 | 57.51 | 2017 | 6.14 | 2017-01-31
Spain | ESP | 2017-01-15 15:00 | 2017-01-15 16:00 | 57.12 | 2017 | 6.14 | 2017-01-31
Spain | ESP | 2017-01-15 16:00 | 2017-01-15 17:00 | 60.1 | 2017 | 6.14 | 2017-01-31
Spain | ESP | 2017-01-15 17:00 | 2017-01-15 18:00 | 71.01 | 2017 | 6.14 | 2017-01-31
Spain | ESP | 2017-01-15 18:00 | 2017-01-15 19:00 | 80 | 2017 | 6.14 | 2017-01-31
Spain | ESP | 2017-01-15 19:00 | 2017-01-15 20:00 | 79.37 | 2017 | 6.14 | 2017-01-31
Spain | ESP | 2017-01-15 20:00 | 2017-01-15 21:00 | 76.55 | 2017 | 6.14 | 2017-01-31
Spain | ESP | 2017-01-15 21:00 | 2017-01-15 22:00 | 75.83 | 2017 | 6.14 | 2017-01-31
Spain | ESP | 2017-01-15 22:00 | 2017-01-15 23:00 | 69.48 | 2017 | 6.14 | 2017-01-31
Spain | ESP | 2017-01-15 23:00 | 2017-01-16 | 57.29 | 2017 | 6.14 | 2017-01-31
Spain | ESP | 2017-01-16 | 2017-01-16 01:00 | 51.38 | 2017 | 6.14 | 2017-01-31
Spain | ESP | 2017-01-16 01:00 | 2017-01-16 02:00 | 48.01 | 2017 | 6.14 | 2017-01-31
Spain | ESP | 2017-01-16 02:00 | 2017-01-16 03:00 | 41.89 | 2017 | 6.14 | 2017-01-31
Spain | ESP | 2017-01-16 03:00 | 2017-01-16 04:00 | 40.98 | 2017 | 6.14 | 2017-01-31
Spain | ESP | 2017-01-16 04:00 | 2017-01-16 05:00 | 48.98 | 2017 | 6.14 | 2017-01-31
Spain | ESP | 2017-01-16 05:00 | 2017-01-16 06:00 | 58.01 | 2017 | 6.14 | 2017-01-31
Spain | ESP | 2017-01-16 06:00 | 2017-01-16 07:00 | 67.44 | 2017 | 6.14 | 2017-01-31
Spain | ESP | 2017-01-16 07:00 | 2017-01-16 08:00 | 75.55 | 2017 | 6.14 | 2017-01-31
Spain | ESP | 2017-01-16 08:00 | 2017-01-16 09:00 | 78.33 | 2017 | 6.14 | 2017-01-31
Spain | ESP | 2017-01-16 09:00 | 2017-01-16 10:00 | 79.67 | 2017 | 6.14 | 2017-01-31
Spain | ESP | 2017-01-16 10:00 | 2017-01-16 11:00 | 78.87 | 2017 | 6.14 | 2017-01-31
Spain | ESP | 2017-01-16 11:00 | 2017-01-16 12:00 | 77.15 | 2017 | 6.14 | 2017-01-31
Spain | ESP | 2017-01-16 12:00 | 2017-01-16 13:00 | 76.5 | 2017 | 6.14 | 2017-01-31
Spain | ESP | 2017-01-16 13:00 | 2017-01-16 14:00 | 72.99 | 2017 | 6.14 | 2017-01-31
Spain | ESP | 2017-01-16 14:00 | 2017-01-16 15:00 | 70.49 | 2017 | 6.14 | 2017-01-31
Spain | ESP | 2017-01-16 15:00 | 2017-01-16 16:00 | 70.25 | 2017 | 6.14 | 2017-01-31
Spain | ESP | 2017-01-16 16:00 | 2017-01-16 17:00 | 74.69 | 2017 | 6.14 | 2017-01-31
Spain | ESP | 2017-01-16 17:00 | 2017-01-16 18:00 | 80.19 | 2017 | 6.14 | 2017-01-31
Spain | ESP | 2017-01-16 18:00 | 2017-01-16 19:00 | 83.69 | 2017 | 6.14 | 2017-01-31
Spain | ESP | 2017-01-16 19:00 | 2017-01-16 20:00 | 83.92 | 2017 | 6.14 | 2017-01-31
Spain | ESP | 2017-01-16 20:00 | 2017-01-16 21:00 | 80 | 2017 | 6.14 | 2017-01-31
Spain | ESP | 2017-01-16 21:00 | 2017-01-16 22:00 | 77.69 | 2017 | 6.14 | 2017-01-31
Spain | ESP | 2017-01-16 22:00 | 2017-01-16 23:00 | 69.48 | 2017 | 6.14 | 2017-01-31
Spain | ESP | 2017-01-16 23:00 | 2017-01-17 | 62.58 | 2017 | 6.14 | 2017-01-31
Spain | ESP | 2017-01-17 | 2017-01-17 01:00 | 58.23 | 2017 | 6.14 | 2017-01-31
Spain | ESP | 2017-01-17 01:00 | 2017-01-17 02:00 | 54.06 | 2017 | 6.14 | 2017-01-31
Spain | ESP | 2017-01-17 02:00 | 2017-01-17 03:00 | 51 | 2017 | 6.14 | 2017-01-31
Spain | ESP | 2017-01-17 03:00 | 2017-01-17 04:00 | 50.02 | 2017 | 6.14 | 2017-01-31
Spain | ESP | 2017-01-17 04:00 | 2017-01-17 05:00 | 52.17 | 2017 | 6.14 | 2017-01-31
Spain | ESP | 2017-01-17 05:00 | 2017-01-17 06:00 | 58.83 | 2017 | 6.14 | 2017-01-31
Spain | ESP | 2017-01-17 06:00 | 2017-01-17 07:00 | 71.1 | 2017 | 6.14 | 2017-01-31
Spain | ESP | 2017-01-17 07:00 | 2017-01-17 08:00 | 80.15 | 2017 | 6.14 | 2017-01-31
Spain | ESP | 2017-01-17 08:00 | 2017-01-17 09:00 | 83 | 2017 | 6.14 | 2017-01-31
Spain | ESP | 2017-01-17 09:00 | 2017-01-17 10:00 | 82.51 | 2017 | 6.14 | 2017-01-31
Spain | ESP | 2017-01-17 10:00 | 2017-01-17 11:00 | 80.69 | 2017 | 6.14 | 2017-01-31
Spain | ESP | 2017-01-17 11:00 | 2017-01-17 12:00 | 79.11 | 2017 | 6.14 | 2017-01-31
Spain | ESP | 2017-01-17 12:00 | 2017-01-17 13:00 | 78.33 | 2017 | 6.14 | 2017-01-31
Spain | ESP | 2017-01-17 13:00 | 2017-01-17 14:00 | 75.55 | 2017 | 6.14 | 2017-01-31
Spain | ESP | 2017-01-17 14:00 | 2017-01-17 15:00 | 74.71 | 2017 | 6.14 | 2017-01-31
Spain | ESP | 2017-01-17 15:00 | 2017-01-17 16:00 | 74.71 | 2017 | 6.14 | 2017-01-31
Spain | ESP | 2017-01-17 16:00 | 2017-01-17 17:00 | 78.29 | 2017 | 6.14 | 2017-01-31
Spain | ESP | 2017-01-17 17:00 | 2017-01-17 18:00 | 82.51 | 2017 | 6.14 | 2017-01-31
Spain | ESP | 2017-01-17 18:00 | 2017-01-17 19:00 | 85.01 | 2017 | 6.14 | 2017-01-31
Spain | ESP | 2017-01-17 19:00 | 2017-01-17 20:00 | 85.71 | 2017 | 6.14 | 2017-01-31
Spain | ESP | 2017-01-17 20:00 | 2017-01-17 21:00 | 85 | 2017 | 6.14 | 2017-01-31
Spain | ESP | 2017-01-17 21:00 | 2017-01-17 22:00 | 80 | 2017 | 6.14 | 2017-01-31
Spain | ESP | 2017-01-17 22:00 | 2017-01-17 23:00 | 74.08 | 2017 | 6.14 | 2017-01-31
Spain | ESP | 2017-01-17 23:00 | 2017-01-18 | 67.88 | 2017 | 6.14 | 2017-01-31
Spain | ESP | 2017-01-18 | 2017-01-18 01:00 | 62.58 | 2017 | 6.14 | 2017-01-31
Spain | ESP | 2017-01-18 01:00 | 2017-01-18 02:00 | 59.94 | 2017 | 6.14 | 2017-01-31
Spain | ESP | 2017-01-18 02:00 | 2017-01-18 03:00 | 58.96 | 2017 | 6.14 | 2017-01-31
Spain | ESP | 2017-01-18 03:00 | 2017-01-18 04:00 | 57.29 | 2017 | 6.14 | 2017-01-31
Spain | ESP | 2017-01-18 04:00 | 2017-01-18 05:00 | 59.83 | 2017 | 6.14 | 2017-01-31
Spain | ESP | 2017-01-18 05:00 | 2017-01-18 06:00 | 63.1 | 2017 | 6.14 | 2017-01-31
Spain | ESP | 2017-01-18 06:00 | 2017-01-18 07:00 | 78.87 | 2017 | 6.14 | 2017-01-31
Spain | ESP | 2017-01-18 07:00 | 2017-01-18 08:00 | 88.2 | 2017 | 6.14 | 2017-01-31
Spain | ESP | 2017-01-18 08:00 | 2017-01-18 09:00 | 86.12 | 2017 | 6.14 | 2017-01-31
Spain | ESP | 2017-01-18 09:00 | 2017-01-18 10:00 | 86.63 | 2017 | 6.14 | 2017-01-31
Spain | ESP | 2017-01-18 10:00 | 2017-01-18 11:00 | 85 | 2017 | 6.14 | 2017-01-31
Spain | ESP | 2017-01-18 11:00 | 2017-01-18 12:00 | 84 | 2017 | 6.14 | 2017-01-31
Spain | ESP | 2017-01-18 12:00 | 2017-01-18 13:00 | 84.1 | 2017 | 6.14 | 2017-01-31
Spain | ESP | 2017-01-18 13:00 | 2017-01-18 14:00 | 81.17 | 2017 | 6.14 | 2017-01-31
Spain | ESP | 2017-01-18 14:00 | 2017-01-18 15:00 | 81 | 2017 | 6.14 | 2017-01-31
Spain | ESP | 2017-01-18 15:00 | 2017-01-18 16:00 | 81.51 | 2017 | 6.14 | 2017-01-31
Spain | ESP | 2017-01-18 16:00 | 2017-01-18 17:00 | 85.01 | 2017 | 6.14 | 2017-01-31
Spain | ESP | 2017-01-18 17:00 | 2017-01-18 18:00 | 90 | 2017 | 6.14 | 2017-01-31
Spain | ESP | 2017-01-18 18:00 | 2017-01-18 19:00 | 92.01 | 2017 | 6.14 | 2017-01-31
Spain | ESP | 2017-01-18 19:00 | 2017-01-18 20:00 | 92.6 | 2017 | 6.14 | 2017-01-31
Spain | ESP | 2017-01-18 20:00 | 2017-01-18 21:00 | 92.01 | 2017 | 6.14 | 2017-01-31
Spain | ESP | 2017-01-18 21:00 | 2017-01-18 22:00 | 89.22 | 2017 | 6.14 | 2017-01-31
Spain | ESP | 2017-01-18 22:00 | 2017-01-18 23:00 | 85 | 2017 | 6.14 | 2017-01-31
Spain | ESP | 2017-01-18 23:00 | 2017-01-19 | 80.27 | 2017 | 6.14 | 2017-01-31
Spain | ESP | 2017-01-19 | 2017-01-19 01:00 | 71.1 | 2017 | 6.14 | 2017-01-31
Spain | ESP | 2017-01-19 01:00 | 2017-01-19 02:00 | 68.1 | 2017 | 6.14 | 2017-01-31
Spain | ESP | 2017-01-19 02:00 | 2017-01-19 03:00 | 67.6 | 2017 | 6.14 | 2017-01-31
Spain | ESP | 2017-01-19 03:00 | 2017-01-19 04:00 | 67.35 | 2017 | 6.14 | 2017-01-31
Spain | ESP | 2017-01-19 04:00 | 2017-01-19 05:00 | 68.1 | 2017 | 6.14 | 2017-01-31
Spain | ESP | 2017-01-19 05:00 | 2017-01-19 06:00 | 75.03 | 2017 | 6.14 | 2017-01-31
Spain | ESP | 2017-01-19 06:00 | 2017-01-19 07:00 | 90 | 2017 | 6.14 | 2017-01-31
Spain | ESP | 2017-01-19 07:00 | 2017-01-19 08:00 | 94 | 2017 | 6.14 | 2017-01-31
Spain | ESP | 2017-01-19 08:00 | 2017-01-19 09:00 | 95 | 2017 | 6.14 | 2017-01-31
Spain | ESP | 2017-01-19 09:00 | 2017-01-19 10:00 | 94 | 2017 | 6.14 | 2017-01-31
Spain | ESP | 2017-01-19 10:00 | 2017-01-19 11:00 | 93.88 | 2017 | 6.14 | 2017-01-31
Spain | ESP | 2017-01-19 11:00 | 2017-01-19 12:00 | 93 | 2017 | 6.14 | 2017-01-31
Spain | ESP | 2017-01-19 12:00 | 2017-01-19 13:00 | 92.73 | 2017 | 6.14 | 2017-01-31
Spain | ESP | 2017-01-19 13:00 | 2017-01-19 14:00 | 94.01 | 2017 | 6.14 | 2017-01-31
Spain | ESP | 2017-01-19 14:00 | 2017-01-19 15:00 | 92 | 2017 | 6.14 | 2017-01-31
Spain | ESP | 2017-01-19 15:00 | 2017-01-19 16:00 | 91.03 | 2017 | 6.14 | 2017-01-31
Spain | ESP | 2017-01-19 16:00 | 2017-01-19 17:00 | 92 | 2017 | 6.14 | 2017-01-31
Spain | ESP | 2017-01-19 17:00 | 2017-01-19 18:00 | 94.22 | 2017 | 6.14 | 2017-01-31
Spain | ESP | 2017-01-19 18:00 | 2017-01-19 19:00 | 95.11 | 2017 | 6.14 | 2017-01-31
Spain | ESP | 2017-01-19 19:00 | 2017-01-19 20:00 | 94 | 2017 | 6.14 | 2017-01-31
Spain | ESP | 2017-01-19 20:00 | 2017-01-19 21:00 | 89.19 | 2017 | 6.14 | 2017-01-31
Spain | ESP | 2017-01-19 21:00 | 2017-01-19 22:00 | 85.46 | 2017 | 6.14 | 2017-01-31
Spain | ESP | 2017-01-19 22:00 | 2017-01-19 23:00 | 81.75 | 2017 | 6.14 | 2017-01-31
Spain | ESP | 2017-01-19 23:00 | 2017-01-20 | 79.56 | 2017 | 6.14 | 2017-01-31
Spain | ESP | 2017-01-20 | 2017-01-20 01:00 | 70 | 2017 | 6.14 | 2017-01-31
Spain | ESP | 2017-01-20 01:00 | 2017-01-20 02:00 | 67.47 | 2017 | 6.14 | 2017-01-31
Spain | ESP | 2017-01-20 02:00 | 2017-01-20 03:00 | 67.1 | 2017 | 6.14 | 2017-01-31
Spain | ESP | 2017-01-20 03:00 | 2017-01-20 04:00 | 67.1 | 2017 | 6.14 | 2017-01-31
Spain | ESP | 2017-01-20 04:00 | 2017-01-20 05:00 | 67.88 | 2017 | 6.14 | 2017-01-31
Spain | ESP | 2017-01-20 05:00 | 2017-01-20 06:00 | 75.51 | 2017 | 6.14 | 2017-01-31
Spain | ESP | 2017-01-20 06:00 | 2017-01-20 07:00 | 90 | 2017 | 6.14 | 2017-01-31
Spain | ESP | 2017-01-20 07:00 | 2017-01-20 08:00 | 94.69 | 2017 | 6.14 | 2017-01-31
Spain | ESP | 2017-01-20 08:00 | 2017-01-20 09:00 | 97.5 | 2017 | 6.14 | 2017-01-31
Spain | ESP | 2017-01-20 09:00 | 2017-01-20 10:00 | 97.47 | 2017 | 6.14 | 2017-01-31
Spain | ESP | 2017-01-20 10:00 | 2017-01-20 11:00 | 97.31 | 2017 | 6.14 | 2017-01-31
Spain | ESP | 2017-01-20 11:00 | 2017-01-20 12:00 | 95.09 | 2017 | 6.14 | 2017-01-31
Spain | ESP | 2017-01-20 12:00 | 2017-01-20 13:00 | 94.7 | 2017 | 6.14 | 2017-01-31
Spain | ESP | 2017-01-20 13:00 | 2017-01-20 14:00 | 93.69 | 2017 | 6.14 | 2017-01-31
Spain | ESP | 2017-01-20 14:00 | 2017-01-20 15:00 | 92.84 | 2017 | 6.14 | 2017-01-31
Spain | ESP | 2017-01-20 15:00 | 2017-01-20 16:00 | 91.19 | 2017 | 6.14 | 2017-01-31
Spain | ESP | 2017-01-20 16:00 | 2017-01-20 17:00 | 96.69 | 2017 | 6.14 | 2017-01-31
Spain | ESP | 2017-01-20 17:00 | 2017-01-20 18:00 | 97.19 | 2017 | 6.14 | 2017-01-31
Spain | ESP | 2017-01-20 18:00 | 2017-01-20 19:00 | 98.69 | 2017 | 6.14 | 2017-01-31
Spain | ESP | 2017-01-20 19:00 | 2017-01-20 20:00 | 98.52 | 2017 | 6.14 | 2017-01-31
Spain | ESP | 2017-01-20 20:00 | 2017-01-20 21:00 | 95.03 | 2017 | 6.14 | 2017-01-31
Spain | ESP | 2017-01-20 21:00 | 2017-01-20 22:00 | 94.7 | 2017 | 6.14 | 2017-01-31
Spain | ESP | 2017-01-20 22:00 | 2017-01-20 23:00 | 92.03 | 2017 | 6.14 | 2017-01-31
Spain | ESP | 2017-01-20 23:00 | 2017-01-21 | 87.6 | 2017 | 6.14 | 2017-01-31
Spain | ESP | 2017-01-21 | 2017-01-21 01:00 | 78.58 | 2017 | 6.14 | 2017-01-31
Spain | ESP | 2017-01-21 01:00 | 2017-01-21 02:00 | 72.58 | 2017 | 6.14 | 2017-01-31
Spain | ESP | 2017-01-21 02:00 | 2017-01-21 03:00 | 70.5 | 2017 | 6.14 | 2017-01-31
Spain | ESP | 2017-01-21 03:00 | 2017-01-21 04:00 | 69.11 | 2017 | 6.14 | 2017-01-31
Spain | ESP | 2017-01-21 04:00 | 2017-01-21 05:00 | 69.7 | 2017 | 6.14 | 2017-01-31
Spain | ESP | 2017-01-21 05:00 | 2017-01-21 06:00 | 70 | 2017 | 6.14 | 2017-01-31
Spain | ESP | 2017-01-21 06:00 | 2017-01-21 07:00 | 70.49 | 2017 | 6.14 | 2017-01-31
Spain | ESP | 2017-01-21 07:00 | 2017-01-21 08:00 | 75.6 | 2017 | 6.14 | 2017-01-31
Spain | ESP | 2017-01-21 08:00 | 2017-01-21 09:00 | 84 | 2017 | 6.14 | 2017-01-31
Spain | ESP | 2017-01-21 09:00 | 2017-01-21 10:00 | 83.04 | 2017 | 6.14 | 2017-01-31
Spain | ESP | 2017-01-21 10:00 | 2017-01-21 11:00 | 79.56 | 2017 | 6.14 | 2017-01-31
Spain | ESP | 2017-01-21 11:00 | 2017-01-21 12:00 | 78.07 | 2017 | 6.14 | 2017-01-31
Spain | ESP | 2017-01-21 12:00 | 2017-01-21 13:00 | 78.33 | 2017 | 6.14 | 2017-01-31
Spain | ESP | 2017-01-21 13:00 | 2017-01-21 14:00 | 77.51 | 2017 | 6.14 | 2017-01-31
Spain | ESP | 2017-01-21 14:00 | 2017-01-21 15:00 | 74.99 | 2017 | 6.14 | 2017-01-31
Spain | ESP | 2017-01-21 15:00 | 2017-01-21 16:00 | 69.48 | 2017 | 6.14 | 2017-01-31
Spain | ESP | 2017-01-21 16:00 | 2017-01-21 17:00 | 74.2 | 2017 | 6.14 | 2017-01-31
Spain | ESP | 2017-01-21 17:00 | 2017-01-21 18:00 | 90.43 | 2017 | 6.14 | 2017-01-31
Spain | ESP | 2017-01-21 18:00 | 2017-01-21 19:00 | 92.1 | 2017 | 6.14 | 2017-01-31
Spain | ESP | 2017-01-21 19:00 | 2017-01-21 20:00 | 90 | 2017 | 6.14 | 2017-01-31
Spain | ESP | 2017-01-21 20:00 | 2017-01-21 21:00 | 90.6 | 2017 | 6.14 | 2017-01-31
Spain | ESP | 2017-01-21 21:00 | 2017-01-21 22:00 | 86.75 | 2017 | 6.14 | 2017-01-31
Spain | ESP | 2017-01-21 22:00 | 2017-01-21 23:00 | 83.08 | 2017 | 6.14 | 2017-01-31
Spain | ESP | 2017-01-21 23:00 | 2017-01-22 | 79.28 | 2017 | 6.14 | 2017-01-31
Spain | ESP | 2017-01-22 | 2017-01-22 01:00 | 72.1 | 2017 | 6.14 | 2017-01-31
Spain | ESP | 2017-01-22 01:00 | 2017-01-22 02:00 | 66.44 | 2017 | 6.14 | 2017-01-31
Spain | ESP | 2017-01-22 02:00 | 2017-01-22 03:00 | 63.16 | 2017 | 6.14 | 2017-01-31
Spain | ESP | 2017-01-22 03:00 | 2017-01-22 04:00 | 60.29 | 2017 | 6.14 | 2017-01-31
Spain | ESP | 2017-01-22 04:00 | 2017-01-22 05:00 | 60.1 | 2017 | 6.14 | 2017-01-31
Spain | ESP | 2017-01-22 05:00 | 2017-01-22 06:00 | 60.71 | 2017 | 6.14 | 2017-01-31
Spain | ESP | 2017-01-22 06:00 | 2017-01-22 07:00 | 61.23 | 2017 | 6.14 | 2017-01-31
Spain | ESP | 2017-01-22 07:00 | 2017-01-22 08:00 | 65.1 | 2017 | 6.14 | 2017-01-31
Spain | ESP | 2017-01-22 08:00 | 2017-01-22 09:00 | 69.02 | 2017 | 6.14 | 2017-01-31
Spain | ESP | 2017-01-22 09:00 | 2017-01-22 10:00 | 72.69 | 2017 | 6.14 | 2017-01-31
Spain | ESP | 2017-01-22 10:00 | 2017-01-22 11:00 | 75 | 2017 | 6.14 | 2017-01-31
Spain | ESP | 2017-01-22 11:00 | 2017-01-22 12:00 | 75.19 | 2017 | 6.14 | 2017-01-31
Spain | ESP | 2017-01-22 12:00 | 2017-01-22 13:00 | 69.48 | 2017 | 6.14 | 2017-01-31
Spain | ESP | 2017-01-22 13:00 | 2017-01-22 14:00 | 66.34 | 2017 | 6.14 | 2017-01-31
Spain | ESP | 2017-01-22 14:00 | 2017-01-22 15:00 | 63.95 | 2017 | 6.14 | 2017-01-31
Spain | ESP | 2017-01-22 15:00 | 2017-01-22 16:00 | 62.52 | 2017 | 6.14 | 2017-01-31
Spain | ESP | 2017-01-22 16:00 | 2017-01-22 17:00 | 67.33 | 2017 | 6.14 | 2017-01-31
Spain | ESP | 2017-01-22 17:00 | 2017-01-22 18:00 | 85.38 | 2017 | 6.14 | 2017-01-31
Spain | ESP | 2017-01-22 18:00 | 2017-01-22 19:00 | 92.12 | 2017 | 6.14 | 2017-01-31
Spain | ESP | 2017-01-22 19:00 | 2017-01-22 20:00 | 92 | 2017 | 6.14 | 2017-01-31
Spain | ESP | 2017-01-22 20:00 | 2017-01-22 21:00 | 86.35 | 2017 | 6.14 | 2017-01-31
Spain | ESP | 2017-01-22 21:00 | 2017-01-22 22:00 | 85.1 | 2017 | 6.14 | 2017-01-31
Spain | ESP | 2017-01-22 22:00 | 2017-01-22 23:00 | 78.87 | 2017 | 6.14 | 2017-01-31
Spain | ESP | 2017-01-22 23:00 | 2017-01-23 | 68.84 | 2017 | 6.14 | 2017-01-31
Spain | ESP | 2017-01-23 | 2017-01-23 01:00 | 65.31 | 2017 | 6.14 | 2017-01-31
Spain | ESP | 2017-01-23 01:00 | 2017-01-23 02:00 | 61.88 | 2017 | 6.14 | 2017-01-31
Spain | ESP | 2017-01-23 02:00 | 2017-01-23 03:00 | 60.4 | 2017 | 6.14 | 2017-01-31
Spain | ESP | 2017-01-23 03:00 | 2017-01-23 04:00 | 60.29 | 2017 | 6.14 | 2017-01-31
Spain | ESP | 2017-01-23 04:00 | 2017-01-23 05:00 | 63 | 2017 | 6.14 | 2017-01-31
Spain | ESP | 2017-01-23 05:00 | 2017-01-23 06:00 | 79.11 | 2017 | 6.14 | 2017-01-31
Spain | ESP | 2017-01-23 06:00 | 2017-01-23 07:00 | 95.01 | 2017 | 6.14 | 2017-01-31
Spain | ESP | 2017-01-23 07:00 | 2017-01-23 08:00 | 93.69 | 2017 | 6.14 | 2017-01-31
Spain | ESP | 2017-01-23 08:00 | 2017-01-23 09:00 | 95.1 | 2017 | 6.14 | 2017-01-31
Spain | ESP | 2017-01-23 09:00 | 2017-01-23 10:00 | 95.1 | 2017 | 6.14 | 2017-01-31
Spain | ESP | 2017-01-23 10:00 | 2017-01-23 11:00 | 93.21 | 2017 | 6.14 | 2017-01-31
Spain | ESP | 2017-01-23 11:00 | 2017-01-23 12:00 | 91.69 | 2017 | 6.14 | 2017-01-31
Spain | ESP | 2017-01-23 12:00 | 2017-01-23 13:00 | 92 | 2017 | 6.14 | 2017-01-31
Spain | ESP | 2017-01-23 13:00 | 2017-01-23 14:00 | 88.93 | 2017 | 6.14 | 2017-01-31
Spain | ESP | 2017-01-23 14:00 | 2017-01-23 15:00 | 85.1 | 2017 | 6.14 | 2017-01-31
Spain | ESP | 2017-01-23 15:00 | 2017-01-23 16:00 | 84.37 | 2017 | 6.14 | 2017-01-31
Spain | ESP | 2017-01-23 16:00 | 2017-01-23 17:00 | 88.74 | 2017 | 6.14 | 2017-01-31
Spain | ESP | 2017-01-23 17:00 | 2017-01-23 18:00 | 93.51 | 2017 | 6.14 | 2017-01-31
Spain | ESP | 2017-01-23 18:00 | 2017-01-23 19:00 | 97 | 2017 | 6.14 | 2017-01-31
Spain | ESP | 2017-01-23 19:00 | 2017-01-23 20:00 | 97.67 | 2017 | 6.14 | 2017-01-31
Spain | ESP | 2017-01-23 20:00 | 2017-01-23 21:00 | 90.76 | 2017 | 6.14 | 2017-01-31
Spain | ESP | 2017-01-23 21:00 | 2017-01-23 22:00 | 86.2 | 2017 | 6.14 | 2017-01-31
Spain | ESP | 2017-01-23 22:00 | 2017-01-23 23:00 | 85.5 | 2017 | 6.14 | 2017-01-31
Spain | ESP | 2017-01-23 23:00 | 2017-01-24 | 86.83 | 2017 | 6.14 | 2017-01-31
Spain | ESP | 2017-01-24 | 2017-01-24 01:00 | 77.51 | 2017 | 6.14 | 2017-01-31
Spain | ESP | 2017-01-24 01:00 | 2017-01-24 02:00 | 70.1 | 2017 | 6.14 | 2017-01-31
Spain | ESP | 2017-01-24 02:00 | 2017-01-24 03:00 | 69.69 | 2017 | 6.14 | 2017-01-31
Spain | ESP | 2017-01-24 03:00 | 2017-01-24 04:00 | 69.09 | 2017 | 6.14 | 2017-01-31
Spain | ESP | 2017-01-24 04:00 | 2017-01-24 05:00 | 70 | 2017 | 6.14 | 2017-01-31
Spain | ESP | 2017-01-24 05:00 | 2017-01-24 06:00 | 78.87 | 2017 | 6.14 | 2017-01-31
Spain | ESP | 2017-01-24 06:00 | 2017-01-24 07:00 | 95.01 | 2017 | 6.14 | 2017-01-31
Spain | ESP | 2017-01-24 07:00 | 2017-01-24 08:00 | 95.01 | 2017 | 6.14 | 2017-01-31
Spain | ESP | 2017-01-24 08:00 | 2017-01-24 09:00 | 95.69 | 2017 | 6.14 | 2017-01-31
Spain | ESP | 2017-01-24 09:00 | 2017-01-24 10:00 | 95.69 | 2017 | 6.14 | 2017-01-31
Spain | ESP | 2017-01-24 10:00 | 2017-01-24 11:00 | 95.01 | 2017 | 6.14 | 2017-01-31
Spain | ESP | 2017-01-24 11:00 | 2017-01-24 12:00 | 93.6 | 2017 | 6.14 | 2017-01-31
Spain | ESP | 2017-01-24 12:00 | 2017-01-24 13:00 | 93.69 | 2017 | 6.14 | 2017-01-31
Spain | ESP | 2017-01-24 13:00 | 2017-01-24 14:00 | 89.01 | 2017 | 6.14 | 2017-01-31
Spain | ESP | 2017-01-24 14:00 | 2017-01-24 15:00 | 85.1 | 2017 | 6.14 | 2017-01-31
Spain | ESP | 2017-01-24 15:00 | 2017-01-24 16:00 | 84.08 | 2017 | 6.14 | 2017-01-31
Spain | ESP | 2017-01-24 16:00 | 2017-01-24 17:00 | 90.69 | 2017 | 6.14 | 2017-01-31
Spain | ESP | 2017-01-24 17:00 | 2017-01-24 18:00 | 96.5 | 2017 | 6.14 | 2017-01-31
Spain | ESP | 2017-01-24 18:00 | 2017-01-24 19:00 | 98.61 | 2017 | 6.14 | 2017-01-31
Spain | ESP | 2017-01-24 19:00 | 2017-01-24 20:00 | 99.1 | 2017 | 6.14 | 2017-01-31
Spain | ESP | 2017-01-24 20:00 | 2017-01-24 21:00 | 96.3 | 2017 | 6.14 | 2017-01-31
Spain | ESP | 2017-01-24 21:00 | 2017-01-24 22:00 | 93.71 | 2017 | 6.14 | 2017-01-31
Spain | ESP | 2017-01-24 22:00 | 2017-01-24 23:00 | 90.74 | 2017 | 6.14 | 2017-01-31
Spain | ESP | 2017-01-24 23:00 | 2017-01-25 | 97.7 | 2017 | 6.14 | 2017-01-31
Spain | ESP | 2017-01-25 | 2017-01-25 01:00 | 85.03 | 2017 | 6.14 | 2017-01-31
Spain | ESP | 2017-01-25 01:00 | 2017-01-25 02:00 | 79.11 | 2017 | 6.14 | 2017-01-31
Spain | ESP | 2017-01-25 02:00 | 2017-01-25 03:00 | 76.8 | 2017 | 6.14 | 2017-01-31
Spain | ESP | 2017-01-25 03:00 | 2017-01-25 04:00 | 75.18 | 2017 | 6.14 | 2017-01-31
Spain | ESP | 2017-01-25 04:00 | 2017-01-25 05:00 | 76.1 | 2017 | 6.14 | 2017-01-31
Spain | ESP | 2017-01-25 05:00 | 2017-01-25 06:00 | 80.1 | 2017 | 6.14 | 2017-01-31
Spain | ESP | 2017-01-25 06:00 | 2017-01-25 07:00 | 94 | 2017 | 6.14 | 2017-01-31
Spain | ESP | 2017-01-25 07:00 | 2017-01-25 08:00 | 98.01 | 2017 | 6.14 | 2017-01-31
Spain | ESP | 2017-01-25 08:00 | 2017-01-25 09:00 | 98.61 | 2017 | 6.14 | 2017-01-31
Spain | ESP | 2017-01-25 09:00 | 2017-01-25 10:00 | 98.61 | 2017 | 6.14 | 2017-01-31
Spain | ESP | 2017-01-25 10:00 | 2017-01-25 11:00 | 97.35 | 2017 | 6.14 | 2017-01-31
Spain | ESP | 2017-01-25 11:00 | 2017-01-25 12:00 | 96.5 | 2017 | 6.14 | 2017-01-31
Spain | ESP | 2017-01-25 12:00 | 2017-01-25 13:00 | 96 | 2017 | 6.14 | 2017-01-31
Spain | ESP | 2017-01-25 13:00 | 2017-01-25 14:00 | 89.23 | 2017 | 6.14 | 2017-01-31
Spain | ESP | 2017-01-25 14:00 | 2017-01-25 15:00 | 88 | 2017 | 6.14 | 2017-01-31
Spain | ESP | 2017-01-25 15:00 | 2017-01-25 16:00 | 86.75 | 2017 | 6.14 | 2017-01-31
Spain | ESP | 2017-01-25 16:00 | 2017-01-25 17:00 | 93.21 | 2017 | 6.14 | 2017-01-31
Spain | ESP | 2017-01-25 17:00 | 2017-01-25 18:00 | 99.18 | 2017 | 6.14 | 2017-01-31
Spain | ESP | 2017-01-25 18:00 | 2017-01-25 19:00 | 101.7 | 2017 | 6.14 | 2017-01-31
Spain | ESP | 2017-01-25 19:00 | 2017-01-25 20:00 | 101.99 | 2017 | 6.14 | 2017-01-31
Spain | ESP | 2017-01-25 20:00 | 2017-01-25 21:00 | 100.67 | 2017 | 6.14 | 2017-01-31
Spain | ESP | 2017-01-25 21:00 | 2017-01-25 22:00 | 99.18 | 2017 | 6.14 | 2017-01-31
Spain | ESP | 2017-01-25 22:00 | 2017-01-25 23:00 | 96.19 | 2017 | 6.14 | 2017-01-31
Spain | ESP | 2017-01-25 23:00 | 2017-01-26 | 92.44 | 2017 | 6.14 | 2017-01-31
Spain | ESP | 2017-01-26 | 2017-01-26 01:00 | 90 | 2017 | 6.14 | 2017-01-31
Spain | ESP | 2017-01-26 01:00 | 2017-01-26 02:00 | 81.69 | 2017 | 6.14 | 2017-01-31
Spain | ESP | 2017-01-26 02:00 | 2017-01-26 03:00 | 78.98 | 2017 | 6.14 | 2017-01-31
Spain | ESP | 2017-01-26 03:00 | 2017-01-26 04:00 | 77.5 | 2017 | 6.14 | 2017-01-31
Spain | ESP | 2017-01-26 04:00 | 2017-01-26 05:00 | 78 | 2017 | 6.14 | 2017-01-31
Spain | ESP | 2017-01-26 05:00 | 2017-01-26 06:00 | 79.49 | 2017 | 6.14 | 2017-01-31
Spain | ESP | 2017-01-26 06:00 | 2017-01-26 07:00 | 89.49 | 2017 | 6.14 | 2017-01-31
Spain | ESP | 2017-01-26 07:00 | 2017-01-26 08:00 | 97.2 | 2017 | 6.14 | 2017-01-31
Spain | ESP | 2017-01-26 08:00 | 2017-01-26 09:00 | 97.2 | 2017 | 6.14 | 2017-01-31
Spain | ESP | 2017-01-26 09:00 | 2017-01-26 10:00 | 94.1 | 2017 | 6.14 | 2017-01-31
Spain | ESP | 2017-01-26 10:00 | 2017-01-26 11:00 | 90.2 | 2017 | 6.14 | 2017-01-31
Spain | ESP | 2017-01-26 11:00 | 2017-01-26 12:00 | 89.23 | 2017 | 6.14 | 2017-01-31
Spain | ESP | 2017-01-26 12:00 | 2017-01-26 13:00 | 88.8 | 2017 | 6.14 | 2017-01-31
Spain | ESP | 2017-01-26 13:00 | 2017-01-26 14:00 | 86.33 | 2017 | 6.14 | 2017-01-31
Spain | ESP | 2017-01-26 14:00 | 2017-01-26 15:00 | 84.98 | 2017 | 6.14 | 2017-01-31
Spain | ESP | 2017-01-26 15:00 | 2017-01-26 16:00 | 84.98 | 2017 | 6.14 | 2017-01-31
Spain | ESP | 2017-01-26 16:00 | 2017-01-26 17:00 | 88.1 | 2017 | 6.14 | 2017-01-31
Spain | ESP | 2017-01-26 17:00 | 2017-01-26 18:00 | 91.19 | 2017 | 6.14 | 2017-01-31
Spain | ESP | 2017-01-26 18:00 | 2017-01-26 19:00 | 93.89 | 2017 | 6.14 | 2017-01-31
Spain | ESP | 2017-01-26 19:00 | 2017-01-26 20:00 | 95.05 | 2017 | 6.14 | 2017-01-31
Spain | ESP | 2017-01-26 20:00 | 2017-01-26 21:00 | 90.2 | 2017 | 6.14 | 2017-01-31
Spain | ESP | 2017-01-26 21:00 | 2017-01-26 22:00 | 88.1 | 2017 | 6.14 | 2017-01-31
Spain | ESP | 2017-01-26 22:00 | 2017-01-26 23:00 | 81.98 | 2017 | 6.14 | 2017-01-31
Spain | ESP | 2017-01-26 23:00 | 2017-01-27 | 69.49 | 2017 | 6.14 | 2017-01-31
Spain | ESP | 2017-01-27 | 2017-01-27 01:00 | 64.95 | 2017 | 6.14 | 2017-01-31
Spain | ESP | 2017-01-27 01:00 | 2017-01-27 02:00 | 63.2 | 2017 | 6.14 | 2017-01-31
Spain | ESP | 2017-01-27 02:00 | 2017-01-27 03:00 | 60.71 | 2017 | 6.14 | 2017-01-31
Spain | ESP | 2017-01-27 03:00 | 2017-01-27 04:00 | 60.49 | 2017 | 6.14 | 2017-01-31
Spain | ESP | 2017-01-27 04:00 | 2017-01-27 05:00 | 62.95 | 2017 | 6.14 | 2017-01-31
Spain | ESP | 2017-01-27 05:00 | 2017-01-27 06:00 | 64.5 | 2017 | 6.14 | 2017-01-31
Spain | ESP | 2017-01-27 06:00 | 2017-01-27 07:00 | 79.11 | 2017 | 6.14 | 2017-01-31
Spain | ESP | 2017-01-27 07:00 | 2017-01-27 08:00 | 87 | 2017 | 6.14 | 2017-01-31
Spain | ESP | 2017-01-27 08:00 | 2017-01-27 09:00 | 91.25 | 2017 | 6.14 | 2017-01-31
Spain | ESP | 2017-01-27 09:00 | 2017-01-27 10:00 | 90 | 2017 | 6.14 | 2017-01-31
Spain | ESP | 2017-01-27 10:00 | 2017-01-27 11:00 | 89.4 | 2017 | 6.14 | 2017-01-31
Spain | ESP | 2017-01-27 11:00 | 2017-01-27 12:00 | 82.87 | 2017 | 6.14 | 2017-01-31
Spain | ESP | 2017-01-27 12:00 | 2017-01-27 13:00 | 79.56 | 2017 | 6.14 | 2017-01-31
Spain | ESP | 2017-01-27 13:00 | 2017-01-27 14:00 | 77.28 | 2017 | 6.14 | 2017-01-31
Spain | ESP | 2017-01-27 14:00 | 2017-01-27 15:00 | 75.51 | 2017 | 6.14 | 2017-01-31
Spain | ESP | 2017-01-27 15:00 | 2017-01-27 16:00 | 76.08 | 2017 | 6.14 | 2017-01-31
Spain | ESP | 2017-01-27 16:00 | 2017-01-27 17:00 | 78.55 | 2017 | 6.14 | 2017-01-31
Spain | ESP | 2017-01-27 17:00 | 2017-01-27 18:00 | 84.44 | 2017 | 6.14 | 2017-01-31
Spain | ESP | 2017-01-27 18:00 | 2017-01-27 19:00 | 84.49 | 2017 | 6.14 | 2017-01-31
Spain | ESP | 2017-01-27 19:00 | 2017-01-27 20:00 | 79.56 | 2017 | 6.14 | 2017-01-31
Spain | ESP | 2017-01-27 20:00 | 2017-01-27 21:00 | 76.77 | 2017 | 6.14 | 2017-01-31
Spain | ESP | 2017-01-27 21:00 | 2017-01-27 22:00 | 73.78 | 2017 | 6.14 | 2017-01-31
Spain | ESP | 2017-01-27 22:00 | 2017-01-27 23:00 | 70.3 | 2017 | 6.14 | 2017-01-31
Spain | ESP | 2017-01-27 23:00 | 2017-01-28 | 60.49 | 2017 | 6.14 | 2017-01-31
Spain | ESP | 2017-01-28 | 2017-01-28 01:00 | 57.36 | 2017 | 6.14 | 2017-01-31
Spain | ESP | 2017-01-28 01:00 | 2017-01-28 02:00 | 54 | 2017 | 6.14 | 2017-01-31
Spain | ESP | 2017-01-28 02:00 | 2017-01-28 03:00 | 41.62 | 2017 | 6.14 | 2017-01-31
Spain | ESP | 2017-01-28 03:00 | 2017-01-28 04:00 | 40.8 | 2017 | 6.14 | 2017-01-31
Spain | ESP | 2017-01-28 04:00 | 2017-01-28 05:00 | 40.8 | 2017 | 6.14 | 2017-01-31
Spain | ESP | 2017-01-28 05:00 | 2017-01-28 06:00 | 45.13 | 2017 | 6.14 | 2017-01-31
Spain | ESP | 2017-01-28 06:00 | 2017-01-28 07:00 | 49.94 | 2017 | 6.14 | 2017-01-31
Spain | ESP | 2017-01-28 07:00 | 2017-01-28 08:00 | 54.1 | 2017 | 6.14 | 2017-01-31
Spain | ESP | 2017-01-28 08:00 | 2017-01-28 09:00 | 64.08 | 2017 | 6.14 | 2017-01-31
Spain | ESP | 2017-01-28 09:00 | 2017-01-28 10:00 | 69.88 | 2017 | 6.14 | 2017-01-31
Spain | ESP | 2017-01-28 10:00 | 2017-01-28 11:00 | 65.92 | 2017 | 6.14 | 2017-01-31
Spain | ESP | 2017-01-28 11:00 | 2017-01-28 12:00 | 65 | 2017 | 6.14 | 2017-01-31
Spain | ESP | 2017-01-28 12:00 | 2017-01-28 13:00 | 60.98 | 2017 | 6.14 | 2017-01-31
Spain | ESP | 2017-01-28 13:00 | 2017-01-28 14:00 | 60.4 | 2017 | 6.14 | 2017-01-31
Spain | ESP | 2017-01-28 14:00 | 2017-01-28 15:00 | 57.87 | 2017 | 6.14 | 2017-01-31
Spain | ESP | 2017-01-28 15:00 | 2017-01-28 16:00 | 58.69 | 2017 | 6.14 | 2017-01-31
Spain | ESP | 2017-01-28 16:00 | 2017-01-28 17:00 | 61.49 | 2017 | 6.14 | 2017-01-31
Spain | ESP | 2017-01-28 17:00 | 2017-01-28 18:00 | 78.36 | 2017 | 6.14 | 2017-01-31
Spain | ESP | 2017-01-28 18:00 | 2017-01-28 19:00 | 80 | 2017 | 6.14 | 2017-01-31
Spain | ESP | 2017-01-28 19:00 | 2017-01-28 20:00 | 79.56 | 2017 | 6.14 | 2017-01-31
Spain | ESP | 2017-01-28 20:00 | 2017-01-28 21:00 | 79.56 | 2017 | 6.14 | 2017-01-31
Spain | ESP | 2017-01-28 21:00 | 2017-01-28 22:00 | 77.69 | 2017 | 6.14 | 2017-01-31
Spain | ESP | 2017-01-28 22:00 | 2017-01-28 23:00 | 70.25 | 2017 | 6.14 | 2017-01-31
Spain | ESP | 2017-01-28 23:00 | 2017-01-29 | 60.71 | 2017 | 6.14 | 2017-01-31
Spain | ESP | 2017-01-29 | 2017-01-29 01:00 | 59.79 | 2017 | 6.14 | 2017-01-31
Spain | ESP | 2017-01-29 01:00 | 2017-01-29 02:00 | 52.72 | 2017 | 6.14 | 2017-01-31
Spain | ESP | 2017-01-29 02:00 | 2017-01-29 03:00 | 47.51 | 2017 | 6.14 | 2017-01-31
Spain | ESP | 2017-01-29 03:00 | 2017-01-29 04:00 | 44 | 2017 | 6.14 | 2017-01-31
Spain | ESP | 2017-01-29 04:00 | 2017-01-29 05:00 | 43.84 | 2017 | 6.14 | 2017-01-31
Spain | ESP | 2017-01-29 05:00 | 2017-01-29 06:00 | 46.16 | 2017 | 6.14 | 2017-01-31
Spain | ESP | 2017-01-29 06:00 | 2017-01-29 07:00 | 49.08 | 2017 | 6.14 | 2017-01-31
Spain | ESP | 2017-01-29 07:00 | 2017-01-29 08:00 | 53.38 | 2017 | 6.14 | 2017-01-31
Spain | ESP | 2017-01-29 08:00 | 2017-01-29 09:00 | 60.71 | 2017 | 6.14 | 2017-01-31
Spain | ESP | 2017-01-29 09:00 | 2017-01-29 10:00 | 66 | 2017 | 6.14 | 2017-01-31
Spain | ESP | 2017-01-29 10:00 | 2017-01-29 11:00 | 66.03 | 2017 | 6.14 | 2017-01-31
Spain | ESP | 2017-01-29 11:00 | 2017-01-29 12:00 | 68 | 2017 | 6.14 | 2017-01-31
Spain | ESP | 2017-01-29 12:00 | 2017-01-29 13:00 | 66.03 | 2017 | 6.14 | 2017-01-31
Spain | ESP | 2017-01-29 13:00 | 2017-01-29 14:00 | 63.15 | 2017 | 6.14 | 2017-01-31
Spain | ESP | 2017-01-29 14:00 | 2017-01-29 15:00 | 60.49 | 2017 | 6.14 | 2017-01-31
Spain | ESP | 2017-01-29 15:00 | 2017-01-29 16:00 | 60.3 | 2017 | 6.14 | 2017-01-31
Spain | ESP | 2017-01-29 16:00 | 2017-01-29 17:00 | 61.49 | 2017 | 6.14 | 2017-01-31
Spain | ESP | 2017-01-29 17:00 | 2017-01-29 18:00 | 75.96 | 2017 | 6.14 | 2017-01-31
Spain | ESP | 2017-01-29 18:00 | 2017-01-29 19:00 | 79.49 | 2017 | 6.14 | 2017-01-31
Spain | ESP | 2017-01-29 19:00 | 2017-01-29 20:00 | 80.04 | 2017 | 6.14 | 2017-01-31
Spain | ESP | 2017-01-29 20:00 | 2017-01-29 21:00 | 80.04 | 2017 | 6.14 | 2017-01-31
Spain | ESP | 2017-01-29 21:00 | 2017-01-29 22:00 | 79.01 | 2017 | 6.14 | 2017-01-31
Spain | ESP | 2017-01-29 22:00 | 2017-01-29 23:00 | 71.15 | 2017 | 6.14 | 2017-01-31
Spain | ESP | 2017-01-29 23:00 | 2017-01-30 | 59.79 | 2017 | 6.14 | 2017-01-31
Spain | ESP | 2017-01-30 | 2017-01-30 01:00 | 53.6 | 2017 | 6.14 | 2017-01-31
Spain | ESP | 2017-01-30 01:00 | 2017-01-30 02:00 | 47.1 | 2017 | 6.14 | 2017-01-31
Spain | ESP | 2017-01-30 02:00 | 2017-01-30 03:00 | 44.9 | 2017 | 6.14 | 2017-01-31
Spain | ESP | 2017-01-30 03:00 | 2017-01-30 04:00 | 44.68 | 2017 | 6.14 | 2017-01-31
Spain | ESP | 2017-01-30 04:00 | 2017-01-30 05:00 | 47.72 | 2017 | 6.14 | 2017-01-31
Spain | ESP | 2017-01-30 05:00 | 2017-01-30 06:00 | 54.77 | 2017 | 6.14 | 2017-01-31
Spain | ESP | 2017-01-30 06:00 | 2017-01-30 07:00 | 77.15 | 2017 | 6.14 | 2017-01-31
Spain | ESP | 2017-01-30 07:00 | 2017-01-30 08:00 | 79.1 | 2017 | 6.14 | 2017-01-31
Spain | ESP | 2017-01-30 08:00 | 2017-01-30 09:00 | 79.49 | 2017 | 6.14 | 2017-01-31
Spain | ESP | 2017-01-30 09:00 | 2017-01-30 10:00 | 79.49 | 2017 | 6.14 | 2017-01-31
Spain | ESP | 2017-01-30 10:00 | 2017-01-30 11:00 | 79.1 | 2017 | 6.14 | 2017-01-31
Spain | ESP | 2017-01-30 11:00 | 2017-01-30 12:00 | 78.98 | 2017 | 6.14 | 2017-01-31
Spain | ESP | 2017-01-30 12:00 | 2017-01-30 13:00 | 78.44 | 2017 | 6.14 | 2017-01-31
Spain | ESP | 2017-01-30 13:00 | 2017-01-30 14:00 | 77 | 2017 | 6.14 | 2017-01-31
Spain | ESP | 2017-01-30 14:00 | 2017-01-30 15:00 | 76 | 2017 | 6.14 | 2017-01-31
Spain | ESP | 2017-01-30 15:00 | 2017-01-30 16:00 | 75.51 | 2017 | 6.14 | 2017-01-31
Spain | ESP | 2017-01-30 16:00 | 2017-01-30 17:00 | 78.53 | 2017 | 6.14 | 2017-01-31
Spain | ESP | 2017-01-30 17:00 | 2017-01-30 18:00 | 83.69 | 2017 | 6.14 | 2017-01-31
Spain | ESP | 2017-01-30 18:00 | 2017-01-30 19:00 | 87.08 | 2017 | 6.14 | 2017-01-31
Spain | ESP | 2017-01-30 19:00 | 2017-01-30 20:00 | 84.95 | 2017 | 6.14 | 2017-01-31
Spain | ESP | 2017-01-30 20:00 | 2017-01-30 21:00 | 80.55 | 2017 | 6.14 | 2017-01-31
Spain | ESP | 2017-01-30 21:00 | 2017-01-30 22:00 | 77.69 | 2017 | 6.14 | 2017-01-31
Spain | ESP | 2017-01-30 22:00 | 2017-01-30 23:00 | 74.19 | 2017 | 6.14 | 2017-01-31
Spain | ESP | 2017-01-30 23:00 | 2017-01-31 | 61.23 | 2017 | 6.14 | 2017-01-31
Spain | ESP | 2017-01-31 | 2017-01-31 01:00 | 55 | 2017 | 6.14 | 2017-01-31
Spain | ESP | 2017-01-31 01:00 | 2017-01-31 02:00 | 53.3 | 2017 | 6.14 | 2017-01-31
Spain | ESP | 2017-01-31 02:00 | 2017-01-31 03:00 | 52 | 2017 | 6.14 | 2017-01-31
Spain | ESP | 2017-01-31 03:00 | 2017-01-31 04:00 | 50.18 | 2017 | 6.14 | 2017-01-31
Spain | ESP | 2017-01-31 04:00 | 2017-01-31 05:00 | 54 | 2017 | 6.14 | 2017-01-31
Spain | ESP | 2017-01-31 05:00 | 2017-01-31 06:00 | 61.23 | 2017 | 6.14 | 2017-01-31
Spain | ESP | 2017-01-31 06:00 | 2017-01-31 07:00 | 77.15 | 2017 | 6.14 | 2017-01-31
Spain | ESP | 2017-01-31 07:00 | 2017-01-31 08:00 | 78.98 | 2017 | 6.14 | 2017-01-31
Spain | ESP | 2017-01-31 08:00 | 2017-01-31 09:00 | 79.49 | 2017 | 6.14 | 2017-01-31
Spain | ESP | 2017-01-31 09:00 | 2017-01-31 10:00 | 79.99 | 2017 | 6.14 | 2017-01-31
Spain | ESP | 2017-01-31 10:00 | 2017-01-31 11:00 | 79.49 | 2017 | 6.14 | 2017-01-31
Spain | ESP | 2017-01-31 11:00 | 2017-01-31 12:00 | 79.49 | 2017 | 6.14 | 2017-01-31
Spain | ESP | 2017-01-31 12:00 | 2017-01-31 13:00 | 79.89 | 2017 | 6.14 | 2017-01-31
Spain | ESP | 2017-01-31 13:00 | 2017-01-31 14:00 | 79.49 | 2017 | 6.14 | 2017-01-31
Spain | ESP | 2017-01-31 14:00 | 2017-01-31 15:00 | 79.94 | 2017 | 6.14 | 2017-01-31
Spain | ESP | 2017-01-31 15:00 | 2017-01-31 16:00 | 79.99 | 2017 | 6.14 | 2017-01-31
Spain | ESP | 2017-01-31 16:00 | 2017-01-31 17:00 | 80.39 | 2017 | 6.14 | 2017-01-31
Spain | ESP | 2017-01-31 17:00 | 2017-01-31 18:00 | 87.01 | 2017 | 6.14 | 2017-01-31
Spain | ESP | 2017-01-31 18:00 | 2017-01-31 19:00 | 90 | 2017 | 6.14 | 2017-01-31
Spain | ESP | 2017-01-31 19:00 | 2017-01-31 20:00 | 83.69 | 2017 | 6.14 | 2017-01-31
Spain | ESP | 2017-01-31 20:00 | 2017-01-31 21:00 | 80.69 | 2017 | 6.14 | 2017-01-31
Spain | ESP | 2017-01-31 21:00 | 2017-01-31 22:00 | 79.1 | 2017 | 6.14 | 2017-01-31
Spain | ESP | 2017-01-31 22:00 | 2017-01-31 23:00 | 76.64 | 2017 | 6.14 | 2017-01-31
Spain | ESP | 2017-01-31 23:00 | 2017-02-01 | 70.25 | 2017 | 6.14 | 2017-01-31
Spain | ESP | 2017-02-01 | 2017-02-01 01:00 | 60.71 | 2017 | 6.05 | 2017-02-28
Spain | ESP | 2017-02-01 01:00 | 2017-02-01 02:00 | 59.75 | 2017 | 6.05 | 2017-02-28
Spain | ESP | 2017-02-01 02:00 | 2017-02-01 03:00 | 54.25 | 2017 | 6.05 | 2017-02-28
Spain | ESP | 2017-02-01 03:00 | 2017-02-01 04:00 | 53.9 | 2017 | 6.05 | 2017-02-28
Spain | ESP | 2017-02-01 04:00 | 2017-02-01 05:00 | 55 | 2017 | 6.05 | 2017-02-28
Spain | ESP | 2017-02-01 05:00 | 2017-02-01 06:00 | 63.16 | 2017 | 6.05 | 2017-02-28
Spain | ESP | 2017-02-01 06:00 | 2017-02-01 07:00 | 76.51 | 2017 | 6.05 | 2017-02-28
Spain | ESP | 2017-02-01 07:00 | 2017-02-01 08:00 | 78.64 | 2017 | 6.05 | 2017-02-28
Spain | ESP | 2017-02-01 08:00 | 2017-02-01 09:00 | 79.11 | 2017 | 6.05 | 2017-02-28
Spain | ESP | 2017-02-01 09:00 | 2017-02-01 10:00 | 79.11 | 2017 | 6.05 | 2017-02-28
Spain | ESP | 2017-02-01 10:00 | 2017-02-01 11:00 | 78.44 | 2017 | 6.05 | 2017-02-28
Spain | ESP | 2017-02-01 11:00 | 2017-02-01 12:00 | 76.64 | 2017 | 6.05 | 2017-02-28
Spain | ESP | 2017-02-01 12:00 | 2017-02-01 13:00 | 75.47 | 2017 | 6.05 | 2017-02-28
Spain | ESP | 2017-02-01 13:00 | 2017-02-01 14:00 | 72.61 | 2017 | 6.05 | 2017-02-28
Spain | ESP | 2017-02-01 14:00 | 2017-02-01 15:00 | 69.06 | 2017 | 6.05 | 2017-02-28
Spain | ESP | 2017-02-01 15:00 | 2017-02-01 16:00 | 66 | 2017 | 6.05 | 2017-02-28
Spain | ESP | 2017-02-01 16:00 | 2017-02-01 17:00 | 70.31 | 2017 | 6.05 | 2017-02-28
Spain | ESP | 2017-02-01 17:00 | 2017-02-01 18:00 | 76.1 | 2017 | 6.05 | 2017-02-28
Spain | ESP | 2017-02-01 18:00 | 2017-02-01 19:00 | 77.2 | 2017 | 6.05 | 2017-02-28
Spain | ESP | 2017-02-01 19:00 | 2017-02-01 20:00 | 75.11 | 2017 | 6.05 | 2017-02-28
Spain | ESP | 2017-02-01 20:00 | 2017-02-01 21:00 | 72.9 | 2017 | 6.05 | 2017-02-28
Spain | ESP | 2017-02-01 21:00 | 2017-02-01 22:00 | 62.85 | 2017 | 6.05 | 2017-02-28
Spain | ESP | 2017-02-01 22:00 | 2017-02-01 23:00 | 55.1 | 2017 | 6.05 | 2017-02-28
Spain | ESP | 2017-02-01 23:00 | 2017-02-02 | 41.11 | 2017 | 6.05 | 2017-02-28
Spain | ESP | 2017-02-02 | 2017-02-02 01:00 | 38.74 | 2017 | 6.05 | 2017-02-28
Spain | ESP | 2017-02-02 01:00 | 2017-02-02 02:00 | 36.94 | 2017 | 6.05 | 2017-02-28
Spain | ESP | 2017-02-02 02:00 | 2017-02-02 03:00 | 32.3 | 2017 | 6.05 | 2017-02-28
Spain | ESP | 2017-02-02 03:00 | 2017-02-02 04:00 | 31.05 | 2017 | 6.05 | 2017-02-28
Spain | ESP | 2017-02-02 04:00 | 2017-02-02 05:00 | 32.66 | 2017 | 6.05 | 2017-02-28
Spain | ESP | 2017-02-02 05:00 | 2017-02-02 06:00 | 39.91 | 2017 | 6.05 | 2017-02-28
Spain | ESP | 2017-02-02 06:00 | 2017-02-02 07:00 | 55.58 | 2017 | 6.05 | 2017-02-28
Spain | ESP | 2017-02-02 07:00 | 2017-02-02 08:00 | 57.19 | 2017 | 6.05 | 2017-02-28
Spain | ESP | 2017-02-02 08:00 | 2017-02-02 09:00 | 59.1 | 2017 | 6.05 | 2017-02-28
Spain | ESP | 2017-02-02 09:00 | 2017-02-02 10:00 | 58.69 | 2017 | 6.05 | 2017-02-28
Spain | ESP | 2017-02-02 10:00 | 2017-02-02 11:00 | 57.66 | 2017 | 6.05 | 2017-02-28
Spain | ESP | 2017-02-02 11:00 | 2017-02-02 12:00 | 57.66 | 2017 | 6.05 | 2017-02-28
Spain | ESP | 2017-02-02 12:00 | 2017-02-02 13:00 | 54.44 | 2017 | 6.05 | 2017-02-28
Spain | ESP | 2017-02-02 13:00 | 2017-02-02 14:00 | 50.9 | 2017 | 6.05 | 2017-02-28
Spain | ESP | 2017-02-02 14:00 | 2017-02-02 15:00 | 47.1 | 2017 | 6.05 | 2017-02-28
Spain | ESP | 2017-02-02 15:00 | 2017-02-02 16:00 | 45.98 | 2017 | 6.05 | 2017-02-28
Spain | ESP | 2017-02-02 16:00 | 2017-02-02 17:00 | 48.8 | 2017 | 6.05 | 2017-02-28
Spain | ESP | 2017-02-02 17:00 | 2017-02-02 18:00 | 56.11 | 2017 | 6.05 | 2017-02-28
Spain | ESP | 2017-02-02 18:00 | 2017-02-02 19:00 | 60.79 | 2017 | 6.05 | 2017-02-28
Spain | ESP | 2017-02-02 19:00 | 2017-02-02 20:00 | 61.23 | 2017 | 6.05 | 2017-02-28
Spain | ESP | 2017-02-02 20:00 | 2017-02-02 21:00 | 60.71 | 2017 | 6.05 | 2017-02-28
Spain | ESP | 2017-02-02 21:00 | 2017-02-02 22:00 | 49.61 | 2017 | 6.05 | 2017-02-28
Spain | ESP | 2017-02-02 22:00 | 2017-02-02 23:00 | 42.12 | 2017 | 6.05 | 2017-02-28
Spain | ESP | 2017-02-02 23:00 | 2017-02-03 | 39.87 | 2017 | 6.05 | 2017-02-28
Spain | ESP | 2017-02-03 | 2017-02-03 01:00 | 34.92 | 2017 | 6.05 | 2017-02-28
Spain | ESP | 2017-02-03 01:00 | 2017-02-03 02:00 | 34.26 | 2017 | 6.05 | 2017-02-28
Spain | ESP | 2017-02-03 02:00 | 2017-02-03 03:00 | 32.55 | 2017 | 6.05 | 2017-02-28
Spain | ESP | 2017-02-03 03:00 | 2017-02-03 04:00 | 32.49 | 2017 | 6.05 | 2017-02-28
Spain | ESP | 2017-02-03 04:00 | 2017-02-03 05:00 | 34.58 | 2017 | 6.05 | 2017-02-28
Spain | ESP | 2017-02-03 05:00 | 2017-02-03 06:00 | 40 | 2017 | 6.05 | 2017-02-28
Spain | ESP | 2017-02-03 06:00 | 2017-02-03 07:00 | 54.62 | 2017 | 6.05 | 2017-02-28
Spain | ESP | 2017-02-03 07:00 | 2017-02-03 08:00 | 60 | 2017 | 6.05 | 2017-02-28
Spain | ESP | 2017-02-03 08:00 | 2017-02-03 09:00 | 58 | 2017 | 6.05 | 2017-02-28
Spain | ESP | 2017-02-03 09:00 | 2017-02-03 10:00 | 56.67 | 2017 | 6.05 | 2017-02-28
Spain | ESP | 2017-02-03 10:00 | 2017-02-03 11:00 | 55.97 | 2017 | 6.05 | 2017-02-28
Spain | ESP | 2017-02-03 11:00 | 2017-02-03 12:00 | 54.37 | 2017 | 6.05 | 2017-02-28
Spain | ESP | 2017-02-03 12:00 | 2017-02-03 13:00 | 53.67 | 2017 | 6.05 | 2017-02-28
Spain | ESP | 2017-02-03 13:00 | 2017-02-03 14:00 | 51.96 | 2017 | 6.05 | 2017-02-28
Spain | ESP | 2017-02-03 14:00 | 2017-02-03 15:00 | 48.47 | 2017 | 6.05 | 2017-02-28
Spain | ESP | 2017-02-03 15:00 | 2017-02-03 16:00 | 47.47 | 2017 | 6.05 | 2017-02-28
Spain | ESP | 2017-02-03 16:00 | 2017-02-03 17:00 | 52.01 | 2017 | 6.05 | 2017-02-28
Spain | ESP | 2017-02-03 17:00 | 2017-02-03 18:00 | 55.79 | 2017 | 6.05 | 2017-02-28
Spain | ESP | 2017-02-03 18:00 | 2017-02-03 19:00 | 58.29 | 2017 | 6.05 | 2017-02-28
Spain | ESP | 2017-02-03 19:00 | 2017-02-03 20:00 | 53.69 | 2017 | 6.05 | 2017-02-28
Spain | ESP | 2017-02-03 20:00 | 2017-02-03 21:00 | 52.62 | 2017 | 6.05 | 2017-02-28
Spain | ESP | 2017-02-03 21:00 | 2017-02-03 22:00 | 44.25 | 2017 | 6.05 | 2017-02-28
Spain | ESP | 2017-02-03 22:00 | 2017-02-03 23:00 | 39.85 | 2017 | 6.05 | 2017-02-28
Spain | ESP | 2017-02-03 23:00 | 2017-02-04 | 38.11 | 2017 | 6.05 | 2017-02-28
Spain | ESP | 2017-02-04 | 2017-02-04 01:00 | 34.96 | 2017 | 6.05 | 2017-02-28
Spain | ESP | 2017-02-04 01:00 | 2017-02-04 02:00 | 34.01 | 2017 | 6.05 | 2017-02-28
Spain | ESP | 2017-02-04 02:00 | 2017-02-04 03:00 | 31.93 | 2017 | 6.05 | 2017-02-28
Spain | ESP | 2017-02-04 03:00 | 2017-02-04 04:00 | 31.89 | 2017 | 6.05 | 2017-02-28
Spain | ESP | 2017-02-04 04:00 | 2017-02-04 05:00 | 32.09 | 2017 | 6.05 | 2017-02-28
Spain | ESP | 2017-02-04 05:00 | 2017-02-04 06:00 | 33.82 | 2017 | 6.05 | 2017-02-28
Spain | ESP | 2017-02-04 06:00 | 2017-02-04 07:00 | 37.04 | 2017 | 6.05 | 2017-02-28
Spain | ESP | 2017-02-04 07:00 | 2017-02-04 08:00 | 40.63 | 2017 | 6.05 | 2017-02-28
Spain | ESP | 2017-02-04 08:00 | 2017-02-04 09:00 | 49.58 | 2017 | 6.05 | 2017-02-28
Spain | ESP | 2017-02-04 09:00 | 2017-02-04 10:00 | 51.97 | 2017 | 6.05 | 2017-02-28
Spain | ESP | 2017-02-04 10:00 | 2017-02-04 11:00 | 50 | 2017 | 6.05 | 2017-02-28
Spain | ESP | 2017-02-04 11:00 | 2017-02-04 12:00 | 50 | 2017 | 6.05 | 2017-02-28
Spain | ESP | 2017-02-04 12:00 | 2017-02-04 13:00 | 49.12 | 2017 | 6.05 | 2017-02-28
Spain | ESP | 2017-02-04 13:00 | 2017-02-04 14:00 | 47.22 | 2017 | 6.05 | 2017-02-28
Spain | ESP | 2017-02-04 14:00 | 2017-02-04 15:00 | 45.22 | 2017 | 6.05 | 2017-02-28
Spain | ESP | 2017-02-04 15:00 | 2017-02-04 16:00 | 44.22 | 2017 | 6.05 | 2017-02-28
Spain | ESP | 2017-02-04 16:00 | 2017-02-04 17:00 | 45.11 | 2017 | 6.05 | 2017-02-28
Spain | ESP | 2017-02-04 17:00 | 2017-02-04 18:00 | 52.62 | 2017 | 6.05 | 2017-02-28
Spain | ESP | 2017-02-04 18:00 | 2017-02-04 19:00 | 61.23 | 2017 | 6.05 | 2017-02-28
Spain | ESP | 2017-02-04 19:00 | 2017-02-04 20:00 | 55.49 | 2017 | 6.05 | 2017-02-28
Spain | ESP | 2017-02-04 20:00 | 2017-02-04 21:00 | 50 | 2017 | 6.05 | 2017-02-28
Spain | ESP | 2017-02-04 21:00 | 2017-02-04 22:00 | 50 | 2017 | 6.05 | 2017-02-28
Spain | ESP | 2017-02-04 22:00 | 2017-02-04 23:00 | 45.7 | 2017 | 6.05 | 2017-02-28
Spain | ESP | 2017-02-04 23:00 | 2017-02-05 | 35.11 | 2017 | 6.05 | 2017-02-28
Spain | ESP | 2017-02-05 | 2017-02-05 01:00 | 31.01 | 2017 | 6.05 | 2017-02-28
Spain | ESP | 2017-02-05 01:00 | 2017-02-05 02:00 | 21.1 | 2017 | 6.05 | 2017-02-28
Spain | ESP | 2017-02-05 02:00 | 2017-02-05 03:00 | 12.4 | 2017 | 6.05 | 2017-02-28
Spain | ESP | 2017-02-05 03:00 | 2017-02-05 04:00 | 8.86 | 2017 | 6.05 | 2017-02-28
Spain | ESP | 2017-02-05 04:00 | 2017-02-05 05:00 | 8 | 2017 | 6.05 | 2017-02-28
Spain | ESP | 2017-02-05 05:00 | 2017-02-05 06:00 | 8.86 | 2017 | 6.05 | 2017-02-28
Spain | ESP | 2017-02-05 06:00 | 2017-02-05 07:00 | 8.86 | 2017 | 6.05 | 2017-02-28
Spain | ESP | 2017-02-05 07:00 | 2017-02-05 08:00 | 10.1 | 2017 | 6.05 | 2017-02-28
Spain | ESP | 2017-02-05 08:00 | 2017-02-05 09:00 | 20.1 | 2017 | 6.05 | 2017-02-28
Spain | ESP | 2017-02-05 09:00 | 2017-02-05 10:00 | 30.01 | 2017 | 6.05 | 2017-02-28
Spain | ESP | 2017-02-05 10:00 | 2017-02-05 11:00 | 30.01 | 2017 | 6.05 | 2017-02-28
Spain | ESP | 2017-02-05 11:00 | 2017-02-05 12:00 | 30 | 2017 | 6.05 | 2017-02-28
Spain | ESP | 2017-02-05 12:00 | 2017-02-05 13:00 | 31 | 2017 | 6.05 | 2017-02-28
Spain | ESP | 2017-02-05 13:00 | 2017-02-05 14:00 | 30 | 2017 | 6.05 | 2017-02-28
Spain | ESP | 2017-02-05 14:00 | 2017-02-05 15:00 | 22.1 | 2017 | 6.05 | 2017-02-28
Spain | ESP | 2017-02-05 15:00 | 2017-02-05 16:00 | 23.9 | 2017 | 6.05 | 2017-02-28
Spain | ESP | 2017-02-05 16:00 | 2017-02-05 17:00 | 31.53 | 2017 | 6.05 | 2017-02-28
Spain | ESP | 2017-02-05 17:00 | 2017-02-05 18:00 | 49.48 | 2017 | 6.05 | 2017-02-28
Spain | ESP | 2017-02-05 18:00 | 2017-02-05 19:00 | 60.07 | 2017 | 6.05 | 2017-02-28
Spain | ESP | 2017-02-05 19:00 | 2017-02-05 20:00 | 57.91 | 2017 | 6.05 | 2017-02-28
Spain | ESP | 2017-02-05 20:00 | 2017-02-05 21:00 | 53.94 | 2017 | 6.05 | 2017-02-28
Spain | ESP | 2017-02-05 21:00 | 2017-02-05 22:00 | 51 | 2017 | 6.05 | 2017-02-28
Spain | ESP | 2017-02-05 22:00 | 2017-02-05 23:00 | 48.89 | 2017 | 6.05 | 2017-02-28
Spain | ESP | 2017-02-05 23:00 | 2017-02-06 | 43.31 | 2017 | 6.05 | 2017-02-28
Spain | ESP | 2017-02-06 | 2017-02-06 01:00 | 37.01 | 2017 | 6.05 | 2017-02-28
Spain | ESP | 2017-02-06 01:00 | 2017-02-06 02:00 | 33.84 | 2017 | 6.05 | 2017-02-28
Spain | ESP | 2017-02-06 02:00 | 2017-02-06 03:00 | 31 | 2017 | 6.05 | 2017-02-28
Spain | ESP | 2017-02-06 03:00 | 2017-02-06 04:00 | 30.4 | 2017 | 6.05 | 2017-02-28
Spain | ESP | 2017-02-06 04:00 | 2017-02-06 05:00 | 33.76 | 2017 | 6.05 | 2017-02-28
Spain | ESP | 2017-02-06 05:00 | 2017-02-06 06:00 | 40.01 | 2017 | 6.05 | 2017-02-28
Spain | ESP | 2017-02-06 06:00 | 2017-02-06 07:00 | 50.24 | 2017 | 6.05 | 2017-02-28
Spain | ESP | 2017-02-06 07:00 | 2017-02-06 08:00 | 60.1 | 2017 | 6.05 | 2017-02-28
Spain | ESP | 2017-02-06 08:00 | 2017-02-06 09:00 | 60.71 | 2017 | 6.05 | 2017-02-28
Spain | ESP | 2017-02-06 09:00 | 2017-02-06 10:00 | 60.51 | 2017 | 6.05 | 2017-02-28
Spain | ESP | 2017-02-06 10:00 | 2017-02-06 11:00 | 58.28 | 2017 | 6.05 | 2017-02-28
Spain | ESP | 2017-02-06 11:00 | 2017-02-06 12:00 | 52.58 | 2017 | 6.05 | 2017-02-28
Spain | ESP | 2017-02-06 12:00 | 2017-02-06 13:00 | 50.24 | 2017 | 6.05 | 2017-02-28
Spain | ESP | 2017-02-06 13:00 | 2017-02-06 14:00 | 49.73 | 2017 | 6.05 | 2017-02-28
Spain | ESP | 2017-02-06 14:00 | 2017-02-06 15:00 | 48.89 | 2017 | 6.05 | 2017-02-28
Spain | ESP | 2017-02-06 15:00 | 2017-02-06 16:00 | 48.5 | 2017 | 6.05 | 2017-02-28
Spain | ESP | 2017-02-06 16:00 | 2017-02-06 17:00 | 49.73 | 2017 | 6.05 | 2017-02-28
Spain | ESP | 2017-02-06 17:00 | 2017-02-06 18:00 | 58.19 | 2017 | 6.05 | 2017-02-28
Spain | ESP | 2017-02-06 18:00 | 2017-02-06 19:00 | 62.25 | 2017 | 6.05 | 2017-02-28
Spain | ESP | 2017-02-06 19:00 | 2017-02-06 20:00 | 64.69 | 2017 | 6.05 | 2017-02-28
Spain | ESP | 2017-02-06 20:00 | 2017-02-06 21:00 | 60.69 | 2017 | 6.05 | 2017-02-28
Spain | ESP | 2017-02-06 21:00 | 2017-02-06 22:00 | 56.98 | 2017 | 6.05 | 2017-02-28
Spain | ESP | 2017-02-06 22:00 | 2017-02-06 23:00 | 50.24 | 2017 | 6.05 | 2017-02-28
Spain | ESP | 2017-02-06 23:00 | 2017-02-07 | 49.41 | 2017 | 6.05 | 2017-02-28
Spain | ESP | 2017-02-07 | 2017-02-07 01:00 | 44.33 | 2017 | 6.05 | 2017-02-28
Spain | ESP | 2017-02-07 01:00 | 2017-02-07 02:00 | 41.79 | 2017 | 6.05 | 2017-02-28
Spain | ESP | 2017-02-07 02:00 | 2017-02-07 03:00 | 40.22 | 2017 | 6.05 | 2017-02-28
Spain | ESP | 2017-02-07 03:00 | 2017-02-07 04:00 | 39.95 | 2017 | 6.05 | 2017-02-28
Spain | ESP | 2017-02-07 04:00 | 2017-02-07 05:00 | 43.44 | 2017 | 6.05 | 2017-02-28
Spain | ESP | 2017-02-07 05:00 | 2017-02-07 06:00 | 49.83 | 2017 | 6.05 | 2017-02-28
Spain | ESP | 2017-02-07 06:00 | 2017-02-07 07:00 | 64.5 | 2017 | 6.05 | 2017-02-28
Spain | ESP | 2017-02-07 07:00 | 2017-02-07 08:00 | 67.88 | 2017 | 6.05 | 2017-02-28
Spain | ESP | 2017-02-07 08:00 | 2017-02-07 09:00 | 69.01 | 2017 | 6.05 | 2017-02-28
Spain | ESP | 2017-02-07 09:00 | 2017-02-07 10:00 | 66.96 | 2017 | 6.05 | 2017-02-28
Spain | ESP | 2017-02-07 10:00 | 2017-02-07 11:00 | 65.04 | 2017 | 6.05 | 2017-02-28
Spain | ESP | 2017-02-07 11:00 | 2017-02-07 12:00 | 62.69 | 2017 | 6.05 | 2017-02-28
Spain | ESP | 2017-02-07 12:00 | 2017-02-07 13:00 | 60.69 | 2017 | 6.05 | 2017-02-28
Spain | ESP | 2017-02-07 13:00 | 2017-02-07 14:00 | 55 | 2017 | 6.05 | 2017-02-28
Spain | ESP | 2017-02-07 14:00 | 2017-02-07 15:00 | 49.83 | 2017 | 6.05 | 2017-02-28
Spain | ESP | 2017-02-07 15:00 | 2017-02-07 16:00 | 49.83 | 2017 | 6.05 | 2017-02-28
Spain | ESP | 2017-02-07 16:00 | 2017-02-07 17:00 | 50 | 2017 | 6.05 | 2017-02-28
Spain | ESP | 2017-02-07 17:00 | 2017-02-07 18:00 | 60.11 | 2017 | 6.05 | 2017-02-28
Spain | ESP | 2017-02-07 18:00 | 2017-02-07 19:00 | 63.19 | 2017 | 6.05 | 2017-02-28
Spain | ESP | 2017-02-07 19:00 | 2017-02-07 20:00 | 65.25 | 2017 | 6.05 | 2017-02-28
Spain | ESP | 2017-02-07 20:00 | 2017-02-07 21:00 | 62.28 | 2017 | 6.05 | 2017-02-28
Spain | ESP | 2017-02-07 21:00 | 2017-02-07 22:00 | 60 | 2017 | 6.05 | 2017-02-28
Spain | ESP | 2017-02-07 22:00 | 2017-02-07 23:00 | 49.83 | 2017 | 6.05 | 2017-02-28
Spain | ESP | 2017-02-07 23:00 | 2017-02-08 | 47.63 | 2017 | 6.05 | 2017-02-28
Spain | ESP | 2017-02-08 | 2017-02-08 01:00 | 42.34 | 2017 | 6.05 | 2017-02-28
Spain | ESP | 2017-02-08 01:00 | 2017-02-08 02:00 | 39.74 | 2017 | 6.05 | 2017-02-28
Spain | ESP | 2017-02-08 02:00 | 2017-02-08 03:00 | 36.7 | 2017 | 6.05 | 2017-02-28
Spain | ESP | 2017-02-08 03:00 | 2017-02-08 04:00 | 36.01 | 2017 | 6.05 | 2017-02-28
Spain | ESP | 2017-02-08 04:00 | 2017-02-08 05:00 | 38.93 | 2017 | 6.05 | 2017-02-28
Spain | ESP | 2017-02-08 05:00 | 2017-02-08 06:00 | 45.3 | 2017 | 6.05 | 2017-02-28
Spain | ESP | 2017-02-08 06:00 | 2017-02-08 07:00 | 55.1 | 2017 | 6.05 | 2017-02-28
Spain | ESP | 2017-02-08 07:00 | 2017-02-08 08:00 | 61.97 | 2017 | 6.05 | 2017-02-28
Spain | ESP | 2017-02-08 08:00 | 2017-02-08 09:00 | 62.57 | 2017 | 6.05 | 2017-02-28
Spain | ESP | 2017-02-08 09:00 | 2017-02-08 10:00 | 62.49 | 2017 | 6.05 | 2017-02-28
Spain | ESP | 2017-02-08 10:00 | 2017-02-08 11:00 | 60.38 | 2017 | 6.05 | 2017-02-28
Spain | ESP | 2017-02-08 11:00 | 2017-02-08 12:00 | 59.66 | 2017 | 6.05 | 2017-02-28
Spain | ESP | 2017-02-08 12:00 | 2017-02-08 13:00 | 59.66 | 2017 | 6.05 | 2017-02-28
Spain | ESP | 2017-02-08 13:00 | 2017-02-08 14:00 | 55 | 2017 | 6.05 | 2017-02-28
Spain | ESP | 2017-02-08 14:00 | 2017-02-08 15:00 | 53.62 | 2017 | 6.05 | 2017-02-28
Spain | ESP | 2017-02-08 15:00 | 2017-02-08 16:00 | 56.45 | 2017 | 6.05 | 2017-02-28
Spain | ESP | 2017-02-08 16:00 | 2017-02-08 17:00 | 60.69 | 2017 | 6.05 | 2017-02-28
Spain | ESP | 2017-02-08 17:00 | 2017-02-08 18:00 | 65 | 2017 | 6.05 | 2017-02-28
Spain | ESP | 2017-02-08 18:00 | 2017-02-08 19:00 | 71.62 | 2017 | 6.05 | 2017-02-28
Spain | ESP | 2017-02-08 19:00 | 2017-02-08 20:00 | 72.6 | 2017 | 6.05 | 2017-02-28
Spain | ESP | 2017-02-08 20:00 | 2017-02-08 21:00 | 65.5 | 2017 | 6.05 | 2017-02-28
Spain | ESP | 2017-02-08 21:00 | 2017-02-08 22:00 | 61.59 | 2017 | 6.05 | 2017-02-28
Spain | ESP | 2017-02-08 22:00 | 2017-02-08 23:00 | 59.69 | 2017 | 6.05 | 2017-02-28
Spain | ESP | 2017-02-08 23:00 | 2017-02-09 | 51.83 | 2017 | 6.05 | 2017-02-28
Spain | ESP | 2017-02-09 | 2017-02-09 01:00 | 49.04 | 2017 | 6.05 | 2017-02-28
Spain | ESP | 2017-02-09 01:00 | 2017-02-09 02:00 | 45.95 | 2017 | 6.05 | 2017-02-28
Spain | ESP | 2017-02-09 02:00 | 2017-02-09 03:00 | 43.75 | 2017 | 6.05 | 2017-02-28
Spain | ESP | 2017-02-09 03:00 | 2017-02-09 04:00 | 42.64 | 2017 | 6.05 | 2017-02-28
Spain | ESP | 2017-02-09 04:00 | 2017-02-09 05:00 | 47.2 | 2017 | 6.05 | 2017-02-28
Spain | ESP | 2017-02-09 05:00 | 2017-02-09 06:00 | 55.1 | 2017 | 6.05 | 2017-02-28
Spain | ESP | 2017-02-09 06:00 | 2017-02-09 07:00 | 65.3 | 2017 | 6.05 | 2017-02-28
Spain | ESP | 2017-02-09 07:00 | 2017-02-09 08:00 | 67.81 | 2017 | 6.05 | 2017-02-28
Spain | ESP | 2017-02-09 08:00 | 2017-02-09 09:00 | 68.56 | 2017 | 6.05 | 2017-02-28
Spain | ESP | 2017-02-09 09:00 | 2017-02-09 10:00 | 68 | 2017 | 6.05 | 2017-02-28
Spain | ESP | 2017-02-09 10:00 | 2017-02-09 11:00 | 67.88 | 2017 | 6.05 | 2017-02-28
Spain | ESP | 2017-02-09 11:00 | 2017-02-09 12:00 | 66.91 | 2017 | 6.05 | 2017-02-28
Spain | ESP | 2017-02-09 12:00 | 2017-02-09 13:00 | 65.64 | 2017 | 6.05 | 2017-02-28
Spain | ESP | 2017-02-09 13:00 | 2017-02-09 14:00 | 65 | 2017 | 6.05 | 2017-02-28
Spain | ESP | 2017-02-09 14:00 | 2017-02-09 15:00 | 64.89 | 2017 | 6.05 | 2017-02-28
Spain | ESP | 2017-02-09 15:00 | 2017-02-09 16:00 | 65.71 | 2017 | 6.05 | 2017-02-28
Spain | ESP | 2017-02-09 16:00 | 2017-02-09 17:00 | 66.51 | 2017 | 6.05 | 2017-02-28
Spain | ESP | 2017-02-09 17:00 | 2017-02-09 18:00 | 69.41 | 2017 | 6.05 | 2017-02-28
Spain | ESP | 2017-02-09 18:00 | 2017-02-09 19:00 | 75.01 | 2017 | 6.05 | 2017-02-28
Spain | ESP | 2017-02-09 19:00 | 2017-02-09 20:00 | 70.69 | 2017 | 6.05 | 2017-02-28
Spain | ESP | 2017-02-09 20:00 | 2017-02-09 21:00 | 64.98 | 2017 | 6.05 | 2017-02-28
Spain | ESP | 2017-02-09 21:00 | 2017-02-09 22:00 | 61.69 | 2017 | 6.05 | 2017-02-28
Spain | ESP | 2017-02-09 22:00 | 2017-02-09 23:00 | 57.07 | 2017 | 6.05 | 2017-02-28
Spain | ESP | 2017-02-09 23:00 | 2017-02-10 | 52.07 | 2017 | 6.05 | 2017-02-28
Spain | ESP | 2017-02-10 | 2017-02-10 01:00 | 49.8 | 2017 | 6.05 | 2017-02-28
Spain | ESP | 2017-02-10 01:00 | 2017-02-10 02:00 | 46.3 | 2017 | 6.05 | 2017-02-28
Spain | ESP | 2017-02-10 02:00 | 2017-02-10 03:00 | 45.6 | 2017 | 6.05 | 2017-02-28
Spain | ESP | 2017-02-10 03:00 | 2017-02-10 04:00 | 45.6 | 2017 | 6.05 | 2017-02-28
Spain | ESP | 2017-02-10 04:00 | 2017-02-10 05:00 | 46.87 | 2017 | 6.05 | 2017-02-28
Spain | ESP | 2017-02-10 05:00 | 2017-02-10 06:00 | 53.67 | 2017 | 6.05 | 2017-02-28
Spain | ESP | 2017-02-10 06:00 | 2017-02-10 07:00 | 67.96 | 2017 | 6.05 | 2017-02-28
Spain | ESP | 2017-02-10 07:00 | 2017-02-10 08:00 | 71.49 | 2017 | 6.05 | 2017-02-28
Spain | ESP | 2017-02-10 08:00 | 2017-02-10 09:00 | 75 | 2017 | 6.05 | 2017-02-28
Spain | ESP | 2017-02-10 09:00 | 2017-02-10 10:00 | 75.51 | 2017 | 6.05 | 2017-02-28
Spain | ESP | 2017-02-10 10:00 | 2017-02-10 11:00 | 73.01 | 2017 | 6.05 | 2017-02-28
Spain | ESP | 2017-02-10 11:00 | 2017-02-10 12:00 | 71.41 | 2017 | 6.05 | 2017-02-28
Spain | ESP | 2017-02-10 12:00 | 2017-02-10 13:00 | 70.6 | 2017 | 6.05 | 2017-02-28
Spain | ESP | 2017-02-10 13:00 | 2017-02-10 14:00 | 69.3 | 2017 | 6.05 | 2017-02-28
Spain | ESP | 2017-02-10 14:00 | 2017-02-10 15:00 | 68.69 | 2017 | 6.05 | 2017-02-28
Spain | ESP | 2017-02-10 15:00 | 2017-02-10 16:00 | 67.88 | 2017 | 6.05 | 2017-02-28
Spain | ESP | 2017-02-10 16:00 | 2017-02-10 17:00 | 70.56 | 2017 | 6.05 | 2017-02-28
Spain | ESP | 2017-02-10 17:00 | 2017-02-10 18:00 | 73.01 | 2017 | 6.05 | 2017-02-28
Spain | ESP | 2017-02-10 18:00 | 2017-02-10 19:00 | 77.52 | 2017 | 6.05 | 2017-02-28
Spain | ESP | 2017-02-10 19:00 | 2017-02-10 20:00 | 74 | 2017 | 6.05 | 2017-02-28
Spain | ESP | 2017-02-10 20:00 | 2017-02-10 21:00 | 67.47 | 2017 | 6.05 | 2017-02-28
Spain | ESP | 2017-02-10 21:00 | 2017-02-10 22:00 | 67.27 | 2017 | 6.05 | 2017-02-28
Spain | ESP | 2017-02-10 22:00 | 2017-02-10 23:00 | 66.69 | 2017 | 6.05 | 2017-02-28
Spain | ESP | 2017-02-10 23:00 | 2017-02-11 | 62.61 | 2017 | 6.05 | 2017-02-28
Spain | ESP | 2017-02-11 | 2017-02-11 01:00 | 53.71 | 2017 | 6.05 | 2017-02-28
Spain | ESP | 2017-02-11 01:00 | 2017-02-11 02:00 | 51.86 | 2017 | 6.05 | 2017-02-28
Spain | ESP | 2017-02-11 02:00 | 2017-02-11 03:00 | 49.83 | 2017 | 6.05 | 2017-02-28
Spain | ESP | 2017-02-11 03:00 | 2017-02-11 04:00 | 48.43 | 2017 | 6.05 | 2017-02-28
Spain | ESP | 2017-02-11 04:00 | 2017-02-11 05:00 | 44.86 | 2017 | 6.05 | 2017-02-28
Spain | ESP | 2017-02-11 05:00 | 2017-02-11 06:00 | 49.35 | 2017 | 6.05 | 2017-02-28
Spain | ESP | 2017-02-11 06:00 | 2017-02-11 07:00 | 48.73 | 2017 | 6.05 | 2017-02-28
Spain | ESP | 2017-02-11 07:00 | 2017-02-11 08:00 | 49.83 | 2017 | 6.05 | 2017-02-28
Spain | ESP | 2017-02-11 08:00 | 2017-02-11 09:00 | 60.71 | 2017 | 6.05 | 2017-02-28
Spain | ESP | 2017-02-11 09:00 | 2017-02-11 10:00 | 64.21 | 2017 | 6.05 | 2017-02-28
Spain | ESP | 2017-02-11 10:00 | 2017-02-11 11:00 | 61.82 | 2017 | 6.05 | 2017-02-28
Spain | ESP | 2017-02-11 11:00 | 2017-02-11 12:00 | 59.94 | 2017 | 6.05 | 2017-02-28
Spain | ESP | 2017-02-11 12:00 | 2017-02-11 13:00 | 53.89 | 2017 | 6.05 | 2017-02-28
Spain | ESP | 2017-02-11 13:00 | 2017-02-11 14:00 | 51.36 | 2017 | 6.05 | 2017-02-28
Spain | ESP | 2017-02-11 14:00 | 2017-02-11 15:00 | 49.99 | 2017 | 6.05 | 2017-02-28
Spain | ESP | 2017-02-11 15:00 | 2017-02-11 16:00 | 49.83 | 2017 | 6.05 | 2017-02-28
Spain | ESP | 2017-02-11 16:00 | 2017-02-11 17:00 | 49.83 | 2017 | 6.05 | 2017-02-28
Spain | ESP | 2017-02-11 17:00 | 2017-02-11 18:00 | 53.71 | 2017 | 6.05 | 2017-02-28
Spain | ESP | 2017-02-11 18:00 | 2017-02-11 19:00 | 64.36 | 2017 | 6.05 | 2017-02-28
Spain | ESP | 2017-02-11 19:00 | 2017-02-11 20:00 | 62.36 | 2017 | 6.05 | 2017-02-28
Spain | ESP | 2017-02-11 20:00 | 2017-02-11 21:00 | 53.71 | 2017 | 6.05 | 2017-02-28
Spain | ESP | 2017-02-11 21:00 | 2017-02-11 22:00 | 52.5 | 2017 | 6.05 | 2017-02-28
Spain | ESP | 2017-02-11 22:00 | 2017-02-11 23:00 | 49.83 | 2017 | 6.05 | 2017-02-28
Spain | ESP | 2017-02-11 23:00 | 2017-02-12 | 50.6 | 2017 | 6.05 | 2017-02-28
Spain | ESP | 2017-02-12 | 2017-02-12 01:00 | 45.66 | 2017 | 6.05 | 2017-02-28
Spain | ESP | 2017-02-12 01:00 | 2017-02-12 02:00 | 42.99 | 2017 | 6.05 | 2017-02-28
Spain | ESP | 2017-02-12 02:00 | 2017-02-12 03:00 | 42.07 | 2017 | 6.05 | 2017-02-28
Spain | ESP | 2017-02-12 03:00 | 2017-02-12 04:00 | 41.45 | 2017 | 6.05 | 2017-02-28
Spain | ESP | 2017-02-12 04:00 | 2017-02-12 05:00 | 40.76 | 2017 | 6.05 | 2017-02-28
Spain | ESP | 2017-02-12 05:00 | 2017-02-12 06:00 | 39.51 | 2017 | 6.05 | 2017-02-28
Spain | ESP | 2017-02-12 06:00 | 2017-02-12 07:00 | 39.33 | 2017 | 6.05 | 2017-02-28
Spain | ESP | 2017-02-12 07:00 | 2017-02-12 08:00 | 38.6 | 2017 | 6.05 | 2017-02-28
Spain | ESP | 2017-02-12 08:00 | 2017-02-12 09:00 | 42.07 | 2017 | 6.05 | 2017-02-28
Spain | ESP | 2017-02-12 09:00 | 2017-02-12 10:00 | 42.1 | 2017 | 6.05 | 2017-02-28
Spain | ESP | 2017-02-12 10:00 | 2017-02-12 11:00 | 45.1 | 2017 | 6.05 | 2017-02-28
Spain | ESP | 2017-02-12 11:00 | 2017-02-12 12:00 | 49.83 | 2017 | 6.05 | 2017-02-28
Spain | ESP | 2017-02-12 12:00 | 2017-02-12 13:00 | 46.05 | 2017 | 6.05 | 2017-02-28
Spain | ESP | 2017-02-12 13:00 | 2017-02-12 14:00 | 40.76 | 2017 | 6.05 | 2017-02-28
Spain | ESP | 2017-02-12 14:00 | 2017-02-12 15:00 | 35.58 | 2017 | 6.05 | 2017-02-28
Spain | ESP | 2017-02-12 15:00 | 2017-02-12 16:00 | 32.19 | 2017 | 6.05 | 2017-02-28
Spain | ESP | 2017-02-12 16:00 | 2017-02-12 17:00 | 36 | 2017 | 6.05 | 2017-02-28
Spain | ESP | 2017-02-12 17:00 | 2017-02-12 18:00 | 42.59 | 2017 | 6.05 | 2017-02-28
Spain | ESP | 2017-02-12 18:00 | 2017-02-12 19:00 | 49.83 | 2017 | 6.05 | 2017-02-28
Spain | ESP | 2017-02-12 19:00 | 2017-02-12 20:00 | 49.83 | 2017 | 6.05 | 2017-02-28
Spain | ESP | 2017-02-12 20:00 | 2017-02-12 21:00 | 49.83 | 2017 | 6.05 | 2017-02-28
Spain | ESP | 2017-02-12 21:00 | 2017-02-12 22:00 | 43.46 | 2017 | 6.05 | 2017-02-28
Spain | ESP | 2017-02-12 22:00 | 2017-02-12 23:00 | 40.62 | 2017 | 6.05 | 2017-02-28
Spain | ESP | 2017-02-12 23:00 | 2017-02-13 | 42.16 | 2017 | 6.05 | 2017-02-28
Spain | ESP | 2017-02-13 | 2017-02-13 01:00 | 39.58 | 2017 | 6.05 | 2017-02-28
Spain | ESP | 2017-02-13 01:00 | 2017-02-13 02:00 | 33.01 | 2017 | 6.05 | 2017-02-28
Spain | ESP | 2017-02-13 02:00 | 2017-02-13 03:00 | 29.85 | 2017 | 6.05 | 2017-02-28
Spain | ESP | 2017-02-13 03:00 | 2017-02-13 04:00 | 30.76 | 2017 | 6.05 | 2017-02-28
Spain | ESP | 2017-02-13 04:00 | 2017-02-13 05:00 | 33.01 | 2017 | 6.05 | 2017-02-28
Spain | ESP | 2017-02-13 05:00 | 2017-02-13 06:00 | 43.4 | 2017 | 6.05 | 2017-02-28
Spain | ESP | 2017-02-13 06:00 | 2017-02-13 07:00 | 56.98 | 2017 | 6.05 | 2017-02-28
Spain | ESP | 2017-02-13 07:00 | 2017-02-13 08:00 | 59.37 | 2017 | 6.05 | 2017-02-28
Spain | ESP | 2017-02-13 08:00 | 2017-02-13 09:00 | 59.96 | 2017 | 6.05 | 2017-02-28
Spain | ESP | 2017-02-13 09:00 | 2017-02-13 10:00 | 58.5 | 2017 | 6.05 | 2017-02-28
Spain | ESP | 2017-02-13 10:00 | 2017-02-13 11:00 | 57.38 | 2017 | 6.05 | 2017-02-28
Spain | ESP | 2017-02-13 11:00 | 2017-02-13 12:00 | 54.69 | 2017 | 6.05 | 2017-02-28
Spain | ESP | 2017-02-13 12:00 | 2017-02-13 13:00 | 52.57 | 2017 | 6.05 | 2017-02-28
Spain | ESP | 2017-02-13 13:00 | 2017-02-13 14:00 | 49.39 | 2017 | 6.05 | 2017-02-28
Spain | ESP | 2017-02-13 14:00 | 2017-02-13 15:00 | 49.83 | 2017 | 6.05 | 2017-02-28
Spain | ESP | 2017-02-13 15:00 | 2017-02-13 16:00 | 49.83 | 2017 | 6.05 | 2017-02-28
Spain | ESP | 2017-02-13 16:00 | 2017-02-13 17:00 | 53.95 | 2017 | 6.05 | 2017-02-28
Spain | ESP | 2017-02-13 17:00 | 2017-02-13 18:00 | 64.59 | 2017 | 6.05 | 2017-02-28
Spain | ESP | 2017-02-13 18:00 | 2017-02-13 19:00 | 68.23 | 2017 | 6.05 | 2017-02-28
Spain | ESP | 2017-02-13 19:00 | 2017-02-13 20:00 | 67.97 | 2017 | 6.05 | 2017-02-28
Spain | ESP | 2017-02-13 20:00 | 2017-02-13 21:00 | 67.15 | 2017 | 6.05 | 2017-02-28
Spain | ESP | 2017-02-13 21:00 | 2017-02-13 22:00 | 60.71 | 2017 | 6.05 | 2017-02-28
Spain | ESP | 2017-02-13 22:00 | 2017-02-13 23:00 | 50.55 | 2017 | 6.05 | 2017-02-28
Spain | ESP | 2017-02-13 23:00 | 2017-02-14 | 47.63 | 2017 | 6.05 | 2017-02-28
Spain | ESP | 2017-02-14 | 2017-02-14 01:00 | 42.11 | 2017 | 6.05 | 2017-02-28
Spain | ESP | 2017-02-14 01:00 | 2017-02-14 02:00 | 40.52 | 2017 | 6.05 | 2017-02-28
Spain | ESP | 2017-02-14 02:00 | 2017-02-14 03:00 | 39.55 | 2017 | 6.05 | 2017-02-28
Spain | ESP | 2017-02-14 03:00 | 2017-02-14 04:00 | 39.33 | 2017 | 6.05 | 2017-02-28
Spain | ESP | 2017-02-14 04:00 | 2017-02-14 05:00 | 41.63 | 2017 | 6.05 | 2017-02-28
Spain | ESP | 2017-02-14 05:00 | 2017-02-14 06:00 | 48.48 | 2017 | 6.05 | 2017-02-28
Spain | ESP | 2017-02-14 06:00 | 2017-02-14 07:00 | 63.91 | 2017 | 6.05 | 2017-02-28
Spain | ESP | 2017-02-14 07:00 | 2017-02-14 08:00 | 67.16 | 2017 | 6.05 | 2017-02-28
Spain | ESP | 2017-02-14 08:00 | 2017-02-14 09:00 | 65.43 | 2017 | 6.05 | 2017-02-28
Spain | ESP | 2017-02-14 09:00 | 2017-02-14 10:00 | 64.67 | 2017 | 6.05 | 2017-02-28
Spain | ESP | 2017-02-14 10:00 | 2017-02-14 11:00 | 62.5 | 2017 | 6.05 | 2017-02-28
Spain | ESP | 2017-02-14 11:00 | 2017-02-14 12:00 | 60.51 | 2017 | 6.05 | 2017-02-28
Spain | ESP | 2017-02-14 12:00 | 2017-02-14 13:00 | 57.25 | 2017 | 6.05 | 2017-02-28
Spain | ESP | 2017-02-14 13:00 | 2017-02-14 14:00 | 54.34 | 2017 | 6.05 | 2017-02-28
Spain | ESP | 2017-02-14 14:00 | 2017-02-14 15:00 | 55.1 | 2017 | 6.05 | 2017-02-28
Spain | ESP | 2017-02-14 15:00 | 2017-02-14 16:00 | 56.26 | 2017 | 6.05 | 2017-02-28
Spain | ESP | 2017-02-14 16:00 | 2017-02-14 17:00 | 61.03 | 2017 | 6.05 | 2017-02-28
Spain | ESP | 2017-02-14 17:00 | 2017-02-14 18:00 | 66.47 | 2017 | 6.05 | 2017-02-28
Spain | ESP | 2017-02-14 18:00 | 2017-02-14 19:00 | 67.89 | 2017 | 6.05 | 2017-02-28
Spain | ESP | 2017-02-14 19:00 | 2017-02-14 20:00 | 68.08 | 2017 | 6.05 | 2017-02-28
Spain | ESP | 2017-02-14 20:00 | 2017-02-14 21:00 | 67.63 | 2017 | 6.05 | 2017-02-28
Spain | ESP | 2017-02-14 21:00 | 2017-02-14 22:00 | 60.71 | 2017 | 6.05 | 2017-02-28
Spain | ESP | 2017-02-14 22:00 | 2017-02-14 23:00 | 49.83 | 2017 | 6.05 | 2017-02-28
Spain | ESP | 2017-02-14 23:00 | 2017-02-15 | 49.98 | 2017 | 6.05 | 2017-02-28
Spain | ESP | 2017-02-15 | 2017-02-15 01:00 | 45.1 | 2017 | 6.05 | 2017-02-28
Spain | ESP | 2017-02-15 01:00 | 2017-02-15 02:00 | 42.89 | 2017 | 6.05 | 2017-02-28
Spain | ESP | 2017-02-15 02:00 | 2017-02-15 03:00 | 42.49 | 2017 | 6.05 | 2017-02-28
Spain | ESP | 2017-02-15 03:00 | 2017-02-15 04:00 | 42.39 | 2017 | 6.05 | 2017-02-28
Spain | ESP | 2017-02-15 04:00 | 2017-02-15 05:00 | 42.89 | 2017 | 6.05 | 2017-02-28
Spain | ESP | 2017-02-15 05:00 | 2017-02-15 06:00 | 50 | 2017 | 6.05 | 2017-02-28
Spain | ESP | 2017-02-15 06:00 | 2017-02-15 07:00 | 61.48 | 2017 | 6.05 | 2017-02-28
Spain | ESP | 2017-02-15 07:00 | 2017-02-15 08:00 | 65.02 | 2017 | 6.05 | 2017-02-28
Spain | ESP | 2017-02-15 08:00 | 2017-02-15 09:00 | 65.05 | 2017 | 6.05 | 2017-02-28
Spain | ESP | 2017-02-15 09:00 | 2017-02-15 10:00 | 61.9 | 2017 | 6.05 | 2017-02-28
Spain | ESP | 2017-02-15 10:00 | 2017-02-15 11:00 | 59.9 | 2017 | 6.05 | 2017-02-28
Spain | ESP | 2017-02-15 11:00 | 2017-02-15 12:00 | 58.37 | 2017 | 6.05 | 2017-02-28
Spain | ESP | 2017-02-15 12:00 | 2017-02-15 13:00 | 59.62 | 2017 | 6.05 | 2017-02-28
Spain | ESP | 2017-02-15 13:00 | 2017-02-15 14:00 | 57.12 | 2017 | 6.05 | 2017-02-28
Spain | ESP | 2017-02-15 14:00 | 2017-02-15 15:00 | 57.9 | 2017 | 6.05 | 2017-02-28
Spain | ESP | 2017-02-15 15:00 | 2017-02-15 16:00 | 57.9 | 2017 | 6.05 | 2017-02-28
Spain | ESP | 2017-02-15 16:00 | 2017-02-15 17:00 | 59.15 | 2017 | 6.05 | 2017-02-28
Spain | ESP | 2017-02-15 17:00 | 2017-02-15 18:00 | 64.48 | 2017 | 6.05 | 2017-02-28
Spain | ESP | 2017-02-15 18:00 | 2017-02-15 19:00 | 67.12 | 2017 | 6.05 | 2017-02-28
Spain | ESP | 2017-02-15 19:00 | 2017-02-15 20:00 | 67.53 | 2017 | 6.05 | 2017-02-28
Spain | ESP | 2017-02-15 20:00 | 2017-02-15 21:00 | 66.08 | 2017 | 6.05 | 2017-02-28
Spain | ESP | 2017-02-15 21:00 | 2017-02-15 22:00 | 61.23 | 2017 | 6.05 | 2017-02-28
Spain | ESP | 2017-02-15 22:00 | 2017-02-15 23:00 | 52.3 | 2017 | 6.05 | 2017-02-28
Spain | ESP | 2017-02-15 23:00 | 2017-02-16 | 49.98 | 2017 | 6.05 | 2017-02-28
Spain | ESP | 2017-02-16 | 2017-02-16 01:00 | 43.89 | 2017 | 6.05 | 2017-02-28
Spain | ESP | 2017-02-16 01:00 | 2017-02-16 02:00 | 44.53 | 2017 | 6.05 | 2017-02-28
Spain | ESP | 2017-02-16 02:00 | 2017-02-16 03:00 | 41.73 | 2017 | 6.05 | 2017-02-28
Spain | ESP | 2017-02-16 03:00 | 2017-02-16 04:00 | 41.73 | 2017 | 6.05 | 2017-02-28
Spain | ESP | 2017-02-16 04:00 | 2017-02-16 05:00 | 43.49 | 2017 | 6.05 | 2017-02-28
Spain | ESP | 2017-02-16 05:00 | 2017-02-16 06:00 | 51.37 | 2017 | 6.05 | 2017-02-28
Spain | ESP | 2017-02-16 06:00 | 2017-02-16 07:00 | 61.87 | 2017 | 6.05 | 2017-02-28
Spain | ESP | 2017-02-16 07:00 | 2017-02-16 08:00 | 63.15 | 2017 | 6.05 | 2017-02-28
Spain | ESP | 2017-02-16 08:00 | 2017-02-16 09:00 | 63.63 | 2017 | 6.05 | 2017-02-28
Spain | ESP | 2017-02-16 09:00 | 2017-02-16 10:00 | 61.9 | 2017 | 6.05 | 2017-02-28
Spain | ESP | 2017-02-16 10:00 | 2017-02-16 11:00 | 59.8 | 2017 | 6.05 | 2017-02-28
Spain | ESP | 2017-02-16 11:00 | 2017-02-16 12:00 | 59.62 | 2017 | 6.05 | 2017-02-28
Spain | ESP | 2017-02-16 12:00 | 2017-02-16 13:00 | 59.9 | 2017 | 6.05 | 2017-02-28
Spain | ESP | 2017-02-16 13:00 | 2017-02-16 14:00 | 58.9 | 2017 | 6.05 | 2017-02-28
Spain | ESP | 2017-02-16 14:00 | 2017-02-16 15:00 | 58.42 | 2017 | 6.05 | 2017-02-28
Spain | ESP | 2017-02-16 15:00 | 2017-02-16 16:00 | 58.37 | 2017 | 6.05 | 2017-02-28
Spain | ESP | 2017-02-16 16:00 | 2017-02-16 17:00 | 59.51 | 2017 | 6.05 | 2017-02-28
Spain | ESP | 2017-02-16 17:00 | 2017-02-16 18:00 | 65.65 | 2017 | 6.05 | 2017-02-28
Spain | ESP | 2017-02-16 18:00 | 2017-02-16 19:00 | 69.62 | 2017 | 6.05 | 2017-02-28
Spain | ESP | 2017-02-16 19:00 | 2017-02-16 20:00 | 67.88 | 2017 | 6.05 | 2017-02-28
Spain | ESP | 2017-02-16 20:00 | 2017-02-16 21:00 | 66.77 | 2017 | 6.05 | 2017-02-28
Spain | ESP | 2017-02-16 21:00 | 2017-02-16 22:00 | 62.15 | 2017 | 6.05 | 2017-02-28
Spain | ESP | 2017-02-16 22:00 | 2017-02-16 23:00 | 60.07 | 2017 | 6.05 | 2017-02-28
Spain | ESP | 2017-02-16 23:00 | 2017-02-17 | 59.9 | 2017 | 6.05 | 2017-02-28
Spain | ESP | 2017-02-17 | 2017-02-17 01:00 | 50.55 | 2017 | 6.05 | 2017-02-28
Spain | ESP | 2017-02-17 01:00 | 2017-02-17 02:00 | 47.63 | 2017 | 6.05 | 2017-02-28
Spain | ESP | 2017-02-17 02:00 | 2017-02-17 03:00 | 45.29 | 2017 | 6.05 | 2017-02-28
Spain | ESP | 2017-02-17 03:00 | 2017-02-17 04:00 | 45.13 | 2017 | 6.05 | 2017-02-28
Spain | ESP | 2017-02-17 04:00 | 2017-02-17 05:00 | 48.55 | 2017 | 6.05 | 2017-02-28
Spain | ESP | 2017-02-17 05:00 | 2017-02-17 06:00 | 57.57 | 2017 | 6.05 | 2017-02-28
Spain | ESP | 2017-02-17 06:00 | 2017-02-17 07:00 | 62.58 | 2017 | 6.05 | 2017-02-28
Spain | ESP | 2017-02-17 07:00 | 2017-02-17 08:00 | 65 | 2017 | 6.05 | 2017-02-28
Spain | ESP | 2017-02-17 08:00 | 2017-02-17 09:00 | 65.94 | 2017 | 6.05 | 2017-02-28
Spain | ESP | 2017-02-17 09:00 | 2017-02-17 10:00 | 64.1 | 2017 | 6.05 | 2017-02-28
Spain | ESP | 2017-02-17 10:00 | 2017-02-17 11:00 | 63.26 | 2017 | 6.05 | 2017-02-28
Spain | ESP | 2017-02-17 11:00 | 2017-02-17 12:00 | 62.58 | 2017 | 6.05 | 2017-02-28
Spain | ESP | 2017-02-17 12:00 | 2017-02-17 13:00 | 62.15 | 2017 | 6.05 | 2017-02-28
Spain | ESP | 2017-02-17 13:00 | 2017-02-17 14:00 | 60.87 | 2017 | 6.05 | 2017-02-28
Spain | ESP | 2017-02-17 14:00 | 2017-02-17 15:00 | 60 | 2017 | 6.05 | 2017-02-28
Spain | ESP | 2017-02-17 15:00 | 2017-02-17 16:00 | 60 | 2017 | 6.05 | 2017-02-28
Spain | ESP | 2017-02-17 16:00 | 2017-02-17 17:00 | 60.87 | 2017 | 6.05 | 2017-02-28
Spain | ESP | 2017-02-17 17:00 | 2017-02-17 18:00 | 62.78 | 2017 | 6.05 | 2017-02-28
Spain | ESP | 2017-02-17 18:00 | 2017-02-17 19:00 | 66.5 | 2017 | 6.05 | 2017-02-28
Spain | ESP | 2017-02-17 19:00 | 2017-02-17 20:00 | 66.77 | 2017 | 6.05 | 2017-02-28
Spain | ESP | 2017-02-17 20:00 | 2017-02-17 21:00 | 65.72 | 2017 | 6.05 | 2017-02-28
Spain | ESP | 2017-02-17 21:00 | 2017-02-17 22:00 | 63.37 | 2017 | 6.05 | 2017-02-28
Spain | ESP | 2017-02-17 22:00 | 2017-02-17 23:00 | 62.3 | 2017 | 6.05 | 2017-02-28
Spain | ESP | 2017-02-17 23:00 | 2017-02-18 | 61.94 | 2017 | 6.05 | 2017-02-28
Spain | ESP | 2017-02-18 | 2017-02-18 01:00 | 59.62 | 2017 | 6.05 | 2017-02-28
Spain | ESP | 2017-02-18 01:00 | 2017-02-18 02:00 | 53.8 | 2017 | 6.05 | 2017-02-28
Spain | ESP | 2017-02-18 02:00 | 2017-02-18 03:00 | 46.1 | 2017 | 6.05 | 2017-02-28
Spain | ESP | 2017-02-18 03:00 | 2017-02-18 04:00 | 45 | 2017 | 6.05 | 2017-02-28
Spain | ESP | 2017-02-18 04:00 | 2017-02-18 05:00 | 44.64 | 2017 | 6.05 | 2017-02-28
Spain | ESP | 2017-02-18 05:00 | 2017-02-18 06:00 | 46.16 | 2017 | 6.05 | 2017-02-28
Spain | ESP | 2017-02-18 06:00 | 2017-02-18 07:00 | 52.52 | 2017 | 6.05 | 2017-02-28
Spain | ESP | 2017-02-18 07:00 | 2017-02-18 08:00 | 52.52 | 2017 | 6.05 | 2017-02-28
Spain | ESP | 2017-02-18 08:00 | 2017-02-18 09:00 | 56.73 | 2017 | 6.05 | 2017-02-28
Spain | ESP | 2017-02-18 09:00 | 2017-02-18 10:00 | 59.62 | 2017 | 6.05 | 2017-02-28
Spain | ESP | 2017-02-18 10:00 | 2017-02-18 11:00 | 58.37 | 2017 | 6.05 | 2017-02-28
Spain | ESP | 2017-02-18 11:00 | 2017-02-18 12:00 | 56.74 | 2017 | 6.05 | 2017-02-28
Spain | ESP | 2017-02-18 12:00 | 2017-02-18 13:00 | 57.9 | 2017 | 6.05 | 2017-02-28
Spain | ESP | 2017-02-18 13:00 | 2017-02-18 14:00 | 55.01 | 2017 | 6.05 | 2017-02-28
Spain | ESP | 2017-02-18 14:00 | 2017-02-18 15:00 | 50.57 | 2017 | 6.05 | 2017-02-28
Spain | ESP | 2017-02-18 15:00 | 2017-02-18 16:00 | 48.15 | 2017 | 6.05 | 2017-02-28
Spain | ESP | 2017-02-18 16:00 | 2017-02-18 17:00 | 48.67 | 2017 | 6.05 | 2017-02-28
Spain | ESP | 2017-02-18 17:00 | 2017-02-18 18:00 | 57.1 | 2017 | 6.05 | 2017-02-28
Spain | ESP | 2017-02-18 18:00 | 2017-02-18 19:00 | 60.71 | 2017 | 6.05 | 2017-02-28
Spain | ESP | 2017-02-18 19:00 | 2017-02-18 20:00 | 60.1 | 2017 | 6.05 | 2017-02-28
Spain | ESP | 2017-02-18 20:00 | 2017-02-18 21:00 | 59.04 | 2017 | 6.05 | 2017-02-28
Spain | ESP | 2017-02-18 21:00 | 2017-02-18 22:00 | 55.5 | 2017 | 6.05 | 2017-02-28
Spain | ESP | 2017-02-18 22:00 | 2017-02-18 23:00 | 52.41 | 2017 | 6.05 | 2017-02-28
Spain | ESP | 2017-02-18 23:00 | 2017-02-19 | 48.53 | 2017 | 6.05 | 2017-02-28
Spain | ESP | 2017-02-19 | 2017-02-19 01:00 | 48.18 | 2017 | 6.05 | 2017-02-28
Spain | ESP | 2017-02-19 01:00 | 2017-02-19 02:00 | 43.69 | 2017 | 6.05 | 2017-02-28
Spain | ESP | 2017-02-19 02:00 | 2017-02-19 03:00 | 40.2 | 2017 | 6.05 | 2017-02-28
Spain | ESP | 2017-02-19 03:00 | 2017-02-19 04:00 | 38.39 | 2017 | 6.05 | 2017-02-28
Spain | ESP | 2017-02-19 04:00 | 2017-02-19 05:00 | 39.6 | 2017 | 6.05 | 2017-02-28
Spain | ESP | 2017-02-19 05:00 | 2017-02-19 06:00 | 40.2 | 2017 | 6.05 | 2017-02-28
Spain | ESP | 2017-02-19 06:00 | 2017-02-19 07:00 | 42.15 | 2017 | 6.05 | 2017-02-28
Spain | ESP | 2017-02-19 07:00 | 2017-02-19 08:00 | 41.49 | 2017 | 6.05 | 2017-02-28
Spain | ESP | 2017-02-19 08:00 | 2017-02-19 09:00 | 42.69 | 2017 | 6.05 | 2017-02-28
Spain | ESP | 2017-02-19 09:00 | 2017-02-19 10:00 | 44.69 | 2017 | 6.05 | 2017-02-28
Spain | ESP | 2017-02-19 10:00 | 2017-02-19 11:00 | 42.69 | 2017 | 6.05 | 2017-02-28
Spain | ESP | 2017-02-19 11:00 | 2017-02-19 12:00 | 46.07 | 2017 | 6.05 | 2017-02-28
Spain | ESP | 2017-02-19 12:00 | 2017-02-19 13:00 | 42.99 | 2017 | 6.05 | 2017-02-28
Spain | ESP | 2017-02-19 13:00 | 2017-02-19 14:00 | 41.99 | 2017 | 6.05 | 2017-02-28
Spain | ESP | 2017-02-19 14:00 | 2017-02-19 15:00 | 40.18 | 2017 | 6.05 | 2017-02-28
Spain | ESP | 2017-02-19 15:00 | 2017-02-19 16:00 | 38.64 | 2017 | 6.05 | 2017-02-28
Spain | ESP | 2017-02-19 16:00 | 2017-02-19 17:00 | 41.37 | 2017 | 6.05 | 2017-02-28
Spain | ESP | 2017-02-19 17:00 | 2017-02-19 18:00 | 53.65 | 2017 | 6.05 | 2017-02-28
Spain | ESP | 2017-02-19 18:00 | 2017-02-19 19:00 | 60.71 | 2017 | 6.05 | 2017-02-28
Spain | ESP | 2017-02-19 19:00 | 2017-02-19 20:00 | 62.49 | 2017 | 6.05 | 2017-02-28
Spain | ESP | 2017-02-19 20:00 | 2017-02-19 21:00 | 60.19 | 2017 | 6.05 | 2017-02-28
Spain | ESP | 2017-02-19 21:00 | 2017-02-19 22:00 | 57 | 2017 | 6.05 | 2017-02-28
Spain | ESP | 2017-02-19 22:00 | 2017-02-19 23:00 | 51.69 | 2017 | 6.05 | 2017-02-28
Spain | ESP | 2017-02-19 23:00 | 2017-02-20 | 42.69 | 2017 | 6.05 | 2017-02-28
Spain | ESP | 2017-02-20 | 2017-02-20 01:00 | 40.2 | 2017 | 6.05 | 2017-02-28
Spain | ESP | 2017-02-20 01:00 | 2017-02-20 02:00 | 40.2 | 2017 | 6.05 | 2017-02-28
Spain | ESP | 2017-02-20 02:00 | 2017-02-20 03:00 | 37.87 | 2017 | 6.05 | 2017-02-28
Spain | ESP | 2017-02-20 03:00 | 2017-02-20 04:00 | 36.4 | 2017 | 6.05 | 2017-02-28
Spain | ESP | 2017-02-20 04:00 | 2017-02-20 05:00 | 39.19 | 2017 | 6.05 | 2017-02-28
Spain | ESP | 2017-02-20 05:00 | 2017-02-20 06:00 | 46.07 | 2017 | 6.05 | 2017-02-28
Spain | ESP | 2017-02-20 06:00 | 2017-02-20 07:00 | 61.64 | 2017 | 6.05 | 2017-02-28
Spain | ESP | 2017-02-20 07:00 | 2017-02-20 08:00 | 66.26 | 2017 | 6.05 | 2017-02-28
Spain | ESP | 2017-02-20 08:00 | 2017-02-20 09:00 | 64.93 | 2017 | 6.05 | 2017-02-28
Spain | ESP | 2017-02-20 09:00 | 2017-02-20 10:00 | 61.69 | 2017 | 6.05 | 2017-02-28
Spain | ESP | 2017-02-20 10:00 | 2017-02-20 11:00 | 59.69 | 2017 | 6.05 | 2017-02-28
Spain | ESP | 2017-02-20 11:00 | 2017-02-20 12:00 | 56.62 | 2017 | 6.05 | 2017-02-28
Spain | ESP | 2017-02-20 12:00 | 2017-02-20 13:00 | 54.98 | 2017 | 6.05 | 2017-02-28
Spain | ESP | 2017-02-20 13:00 | 2017-02-20 14:00 | 54.98 | 2017 | 6.05 | 2017-02-28
Spain | ESP | 2017-02-20 14:00 | 2017-02-20 15:00 | 51.69 | 2017 | 6.05 | 2017-02-28
Spain | ESP | 2017-02-20 15:00 | 2017-02-20 16:00 | 50.55 | 2017 | 6.05 | 2017-02-28
Spain | ESP | 2017-02-20 16:00 | 2017-02-20 17:00 | 52.47 | 2017 | 6.05 | 2017-02-28
Spain | ESP | 2017-02-20 17:00 | 2017-02-20 18:00 | 60.94 | 2017 | 6.05 | 2017-02-28
Spain | ESP | 2017-02-20 18:00 | 2017-02-20 19:00 | 64.95 | 2017 | 6.05 | 2017-02-28
Spain | ESP | 2017-02-20 19:00 | 2017-02-20 20:00 | 62.58 | 2017 | 6.05 | 2017-02-28
Spain | ESP | 2017-02-20 20:00 | 2017-02-20 21:00 | 58.11 | 2017 | 6.05 | 2017-02-28
Spain | ESP | 2017-02-20 21:00 | 2017-02-20 22:00 | 53 | 2017 | 6.05 | 2017-02-28
Spain | ESP | 2017-02-20 22:00 | 2017-02-20 23:00 | 48.16 | 2017 | 6.05 | 2017-02-28
Spain | ESP | 2017-02-20 23:00 | 2017-02-21 | 45.2 | 2017 | 6.05 | 2017-02-28
Spain | ESP | 2017-02-21 | 2017-02-21 01:00 | 42 | 2017 | 6.05 | 2017-02-28
Spain | ESP | 2017-02-21 01:00 | 2017-02-21 02:00 | 39.51 | 2017 | 6.05 | 2017-02-28
Spain | ESP | 2017-02-21 02:00 | 2017-02-21 03:00 | 36.4 | 2017 | 6.05 | 2017-02-28
Spain | ESP | 2017-02-21 03:00 | 2017-02-21 04:00 | 34.99 | 2017 | 6.05 | 2017-02-28
Spain | ESP | 2017-02-21 04:00 | 2017-02-21 05:00 | 36.46 | 2017 | 6.05 | 2017-02-28
Spain | ESP | 2017-02-21 05:00 | 2017-02-21 06:00 | 46.53 | 2017 | 6.05 | 2017-02-28
Spain | ESP | 2017-02-21 06:00 | 2017-02-21 07:00 | 57.9 | 2017 | 6.05 | 2017-02-28
Spain | ESP | 2017-02-21 07:00 | 2017-02-21 08:00 | 59.94 | 2017 | 6.05 | 2017-02-28
Spain | ESP | 2017-02-21 08:00 | 2017-02-21 09:00 | 59.73 | 2017 | 6.05 | 2017-02-28
Spain | ESP | 2017-02-21 09:00 | 2017-02-21 10:00 | 57.68 | 2017 | 6.05 | 2017-02-28
Spain | ESP | 2017-02-21 10:00 | 2017-02-21 11:00 | 58 | 2017 | 6.05 | 2017-02-28
Spain | ESP | 2017-02-21 11:00 | 2017-02-21 12:00 | 55.56 | 2017 | 6.05 | 2017-02-28
Spain | ESP | 2017-02-21 12:00 | 2017-02-21 13:00 | 54.59 | 2017 | 6.05 | 2017-02-28
Spain | ESP | 2017-02-21 13:00 | 2017-02-21 14:00 | 52.81 | 2017 | 6.05 | 2017-02-28
Spain | ESP | 2017-02-21 14:00 | 2017-02-21 15:00 | 51.29 | 2017 | 6.05 | 2017-02-28
Spain | ESP | 2017-02-21 15:00 | 2017-02-21 16:00 | 50.61 | 2017 | 6.05 | 2017-02-28
Spain | ESP | 2017-02-21 16:00 | 2017-02-21 17:00 | 51.16 | 2017 | 6.05 | 2017-02-28
Spain | ESP | 2017-02-21 17:00 | 2017-02-21 18:00 | 57.42 | 2017 | 6.05 | 2017-02-28
Spain | ESP | 2017-02-21 18:00 | 2017-02-21 19:00 | 61.23 | 2017 | 6.05 | 2017-02-28
Spain | ESP | 2017-02-21 19:00 | 2017-02-21 20:00 | 60.71 | 2017 | 6.05 | 2017-02-28
Spain | ESP | 2017-02-21 20:00 | 2017-02-21 21:00 | 59.36 | 2017 | 6.05 | 2017-02-28
Spain | ESP | 2017-02-21 21:00 | 2017-02-21 22:00 | 54.69 | 2017 | 6.05 | 2017-02-28
Spain | ESP | 2017-02-21 22:00 | 2017-02-21 23:00 | 49.98 | 2017 | 6.05 | 2017-02-28
Spain | ESP | 2017-02-21 23:00 | 2017-02-22 | 42.69 | 2017 | 6.05 | 2017-02-28
Spain | ESP | 2017-02-22 | 2017-02-22 01:00 | 41.19 | 2017 | 6.05 | 2017-02-28
Spain | ESP | 2017-02-22 01:00 | 2017-02-22 02:00 | 40.19 | 2017 | 6.05 | 2017-02-28
Spain | ESP | 2017-02-22 02:00 | 2017-02-22 03:00 | 39.64 | 2017 | 6.05 | 2017-02-28
Spain | ESP | 2017-02-22 03:00 | 2017-02-22 04:00 | 39.99 | 2017 | 6.05 | 2017-02-28
Spain | ESP | 2017-02-22 04:00 | 2017-02-22 05:00 | 41.19 | 2017 | 6.05 | 2017-02-28
Spain | ESP | 2017-02-22 05:00 | 2017-02-22 06:00 | 49.69 | 2017 | 6.05 | 2017-02-28
Spain | ESP | 2017-02-22 06:00 | 2017-02-22 07:00 | 56.86 | 2017 | 6.05 | 2017-02-28
Spain | ESP | 2017-02-22 07:00 | 2017-02-22 08:00 | 59.3 | 2017 | 6.05 | 2017-02-28
Spain | ESP | 2017-02-22 08:00 | 2017-02-22 09:00 | 59.01 | 2017 | 6.05 | 2017-02-28
Spain | ESP | 2017-02-22 09:00 | 2017-02-22 10:00 | 57.69 | 2017 | 6.05 | 2017-02-28
Spain | ESP | 2017-02-22 10:00 | 2017-02-22 11:00 | 54.14 | 2017 | 6.05 | 2017-02-28
Spain | ESP | 2017-02-22 11:00 | 2017-02-22 12:00 | 52.57 | 2017 | 6.05 | 2017-02-28
Spain | ESP | 2017-02-22 12:00 | 2017-02-22 13:00 | 52.57 | 2017 | 6.05 | 2017-02-28
Spain | ESP | 2017-02-22 13:00 | 2017-02-22 14:00 | 50.55 | 2017 | 6.05 | 2017-02-28
Spain | ESP | 2017-02-22 14:00 | 2017-02-22 15:00 | 50 | 2017 | 6.05 | 2017-02-28
Spain | ESP | 2017-02-22 15:00 | 2017-02-22 16:00 | 50 | 2017 | 6.05 | 2017-02-28
Spain | ESP | 2017-02-22 16:00 | 2017-02-22 17:00 | 53.49 | 2017 | 6.05 | 2017-02-28
Spain | ESP | 2017-02-22 17:00 | 2017-02-22 18:00 | 58.44 | 2017 | 6.05 | 2017-02-28
Spain | ESP | 2017-02-22 18:00 | 2017-02-22 19:00 | 62.58 | 2017 | 6.05 | 2017-02-28
Spain | ESP | 2017-02-22 19:00 | 2017-02-22 20:00 | 65.25 | 2017 | 6.05 | 2017-02-28
Spain | ESP | 2017-02-22 20:00 | 2017-02-22 21:00 | 63.15 | 2017 | 6.05 | 2017-02-28
Spain | ESP | 2017-02-22 21:00 | 2017-02-22 22:00 | 60 | 2017 | 6.05 | 2017-02-28
Spain | ESP | 2017-02-22 22:00 | 2017-02-22 23:00 | 56.86 | 2017 | 6.05 | 2017-02-28
Spain | ESP | 2017-02-22 23:00 | 2017-02-23 | 56.86 | 2017 | 6.05 | 2017-02-28
Spain | ESP | 2017-02-23 | 2017-02-23 01:00 | 51.91 | 2017 | 6.05 | 2017-02-28
Spain | ESP | 2017-02-23 01:00 | 2017-02-23 02:00 | 47.4 | 2017 | 6.05 | 2017-02-28
Spain | ESP | 2017-02-23 02:00 | 2017-02-23 03:00 | 45.29 | 2017 | 6.05 | 2017-02-28
Spain | ESP | 2017-02-23 03:00 | 2017-02-23 04:00 | 45.13 | 2017 | 6.05 | 2017-02-28
Spain | ESP | 2017-02-23 04:00 | 2017-02-23 05:00 | 48 | 2017 | 6.05 | 2017-02-28
Spain | ESP | 2017-02-23 05:00 | 2017-02-23 06:00 | 56.69 | 2017 | 6.05 | 2017-02-28
Spain | ESP | 2017-02-23 06:00 | 2017-02-23 07:00 | 58.01 | 2017 | 6.05 | 2017-02-28
Spain | ESP | 2017-02-23 07:00 | 2017-02-23 08:00 | 58.3 | 2017 | 6.05 | 2017-02-28
Spain | ESP | 2017-02-23 08:00 | 2017-02-23 09:00 | 58.96 | 2017 | 6.05 | 2017-02-28
Spain | ESP | 2017-02-23 09:00 | 2017-02-23 10:00 | 58.71 | 2017 | 6.05 | 2017-02-28
Spain | ESP | 2017-02-23 10:00 | 2017-02-23 11:00 | 58.56 | 2017 | 6.05 | 2017-02-28
Spain | ESP | 2017-02-23 11:00 | 2017-02-23 12:00 | 58.3 | 2017 | 6.05 | 2017-02-28
Spain | ESP | 2017-02-23 12:00 | 2017-02-23 13:00 | 58.15 | 2017 | 6.05 | 2017-02-28
Spain | ESP | 2017-02-23 13:00 | 2017-02-23 14:00 | 57.69 | 2017 | 6.05 | 2017-02-28
Spain | ESP | 2017-02-23 14:00 | 2017-02-23 15:00 | 56.69 | 2017 | 6.05 | 2017-02-28
Spain | ESP | 2017-02-23 15:00 | 2017-02-23 16:00 | 56.52 | 2017 | 6.05 | 2017-02-28
Spain | ESP | 2017-02-23 16:00 | 2017-02-23 17:00 | 56.69 | 2017 | 6.05 | 2017-02-28
Spain | ESP | 2017-02-23 17:00 | 2017-02-23 18:00 | 57.5 | 2017 | 6.05 | 2017-02-28
Spain | ESP | 2017-02-23 18:00 | 2017-02-23 19:00 | 59.19 | 2017 | 6.05 | 2017-02-28
Spain | ESP | 2017-02-23 19:00 | 2017-02-23 20:00 | 59.6 | 2017 | 6.05 | 2017-02-28
Spain | ESP | 2017-02-23 20:00 | 2017-02-23 21:00 | 58.01 | 2017 | 6.05 | 2017-02-28
Spain | ESP | 2017-02-23 21:00 | 2017-02-23 22:00 | 52.57 | 2017 | 6.05 | 2017-02-28
Spain | ESP | 2017-02-23 22:00 | 2017-02-23 23:00 | 49.11 | 2017 | 6.05 | 2017-02-28
Spain | ESP | 2017-02-23 23:00 | 2017-02-24 | 48.57 | 2017 | 6.05 | 2017-02-28
Spain | ESP | 2017-02-24 | 2017-02-24 01:00 | 44.64 | 2017 | 6.05 | 2017-02-28
Spain | ESP | 2017-02-24 01:00 | 2017-02-24 02:00 | 40.2 | 2017 | 6.05 | 2017-02-28
Spain | ESP | 2017-02-24 02:00 | 2017-02-24 03:00 | 38.99 | 2017 | 6.05 | 2017-02-28
Spain | ESP | 2017-02-24 03:00 | 2017-02-24 04:00 | 38.01 | 2017 | 6.05 | 2017-02-28
Spain | ESP | 2017-02-24 04:00 | 2017-02-24 05:00 | 39.59 | 2017 | 6.05 | 2017-02-28
Spain | ESP | 2017-02-24 05:00 | 2017-02-24 06:00 | 47.26 | 2017 | 6.05 | 2017-02-28
Spain | ESP | 2017-02-24 06:00 | 2017-02-24 07:00 | 54.71 | 2017 | 6.05 | 2017-02-28
Spain | ESP | 2017-02-24 07:00 | 2017-02-24 08:00 | 57.73 | 2017 | 6.05 | 2017-02-28
Spain | ESP | 2017-02-24 08:00 | 2017-02-24 09:00 | 58.57 | 2017 | 6.05 | 2017-02-28
Spain | ESP | 2017-02-24 09:00 | 2017-02-24 10:00 | 58.2 | 2017 | 6.05 | 2017-02-28
Spain | ESP | 2017-02-24 10:00 | 2017-02-24 11:00 | 57.94 | 2017 | 6.05 | 2017-02-28
Spain | ESP | 2017-02-24 11:00 | 2017-02-24 12:00 | 56.69 | 2017 | 6.05 | 2017-02-28
Spain | ESP | 2017-02-24 12:00 | 2017-02-24 13:00 | 54.43 | 2017 | 6.05 | 2017-02-28
Spain | ESP | 2017-02-24 13:00 | 2017-02-24 14:00 | 52.79 | 2017 | 6.05 | 2017-02-28
Spain | ESP | 2017-02-24 14:00 | 2017-02-24 15:00 | 51.21 | 2017 | 6.05 | 2017-02-28
Spain | ESP | 2017-02-24 15:00 | 2017-02-24 16:00 | 44.92 | 2017 | 6.05 | 2017-02-28
Spain | ESP | 2017-02-24 16:00 | 2017-02-24 17:00 | 50.1 | 2017 | 6.05 | 2017-02-28
Spain | ESP | 2017-02-24 17:00 | 2017-02-24 18:00 | 57.52 | 2017 | 6.05 | 2017-02-28
Spain | ESP | 2017-02-24 18:00 | 2017-02-24 19:00 | 58.19 | 2017 | 6.05 | 2017-02-28
Spain | ESP | 2017-02-24 19:00 | 2017-02-24 20:00 | 53.49 | 2017 | 6.05 | 2017-02-28
Spain | ESP | 2017-02-24 20:00 | 2017-02-24 21:00 | 50.82 | 2017 | 6.05 | 2017-02-28
Spain | ESP | 2017-02-24 21:00 | 2017-02-24 22:00 | 48.98 | 2017 | 6.05 | 2017-02-28
Spain | ESP | 2017-02-24 22:00 | 2017-02-24 23:00 | 48.41 | 2017 | 6.05 | 2017-02-28
Spain | ESP | 2017-02-24 23:00 | 2017-02-25 | 52.26 | 2017 | 6.05 | 2017-02-28
Spain | ESP | 2017-02-25 | 2017-02-25 01:00 | 48.69 | 2017 | 6.05 | 2017-02-28
Spain | ESP | 2017-02-25 01:00 | 2017-02-25 02:00 | 44.5 | 2017 | 6.05 | 2017-02-28
Spain | ESP | 2017-02-25 02:00 | 2017-02-25 03:00 | 43.4 | 2017 | 6.05 | 2017-02-28
Spain | ESP | 2017-02-25 03:00 | 2017-02-25 04:00 | 41.5 | 2017 | 6.05 | 2017-02-28
Spain | ESP | 2017-02-25 04:00 | 2017-02-25 05:00 | 42.2 | 2017 | 6.05 | 2017-02-28
Spain | ESP | 2017-02-25 05:00 | 2017-02-25 06:00 | 41.89 | 2017 | 6.05 | 2017-02-28
Spain | ESP | 2017-02-25 06:00 | 2017-02-25 07:00 | 45.26 | 2017 | 6.05 | 2017-02-28
Spain | ESP | 2017-02-25 07:00 | 2017-02-25 08:00 | 45.04 | 2017 | 6.05 | 2017-02-28
Spain | ESP | 2017-02-25 08:00 | 2017-02-25 09:00 | 53.71 | 2017 | 6.05 | 2017-02-28
Spain | ESP | 2017-02-25 09:00 | 2017-02-25 10:00 | 55.51 | 2017 | 6.05 | 2017-02-28
Spain | ESP | 2017-02-25 10:00 | 2017-02-25 11:00 | 53.74 | 2017 | 6.05 | 2017-02-28
Spain | ESP | 2017-02-25 11:00 | 2017-02-25 12:00 | 50.04 | 2017 | 6.05 | 2017-02-28
Spain | ESP | 2017-02-25 12:00 | 2017-02-25 13:00 | 51.16 | 2017 | 6.05 | 2017-02-28
Spain | ESP | 2017-02-25 13:00 | 2017-02-25 14:00 | 49.94 | 2017 | 6.05 | 2017-02-28
Spain | ESP | 2017-02-25 14:00 | 2017-02-25 15:00 | 49.02 | 2017 | 6.05 | 2017-02-28
Spain | ESP | 2017-02-25 15:00 | 2017-02-25 16:00 | 46.29 | 2017 | 6.05 | 2017-02-28
Spain | ESP | 2017-02-25 16:00 | 2017-02-25 17:00 | 47.63 | 2017 | 6.05 | 2017-02-28
Spain | ESP | 2017-02-25 17:00 | 2017-02-25 18:00 | 52.7 | 2017 | 6.05 | 2017-02-28
Spain | ESP | 2017-02-25 18:00 | 2017-02-25 19:00 | 57.69 | 2017 | 6.05 | 2017-02-28
Spain | ESP | 2017-02-25 19:00 | 2017-02-25 20:00 | 58.11 | 2017 | 6.05 | 2017-02-28
Spain | ESP | 2017-02-25 20:00 | 2017-02-25 21:00 | 58.19 | 2017 | 6.05 | 2017-02-28
Spain | ESP | 2017-02-25 21:00 | 2017-02-25 22:00 | 57.42 | 2017 | 6.05 | 2017-02-28
Spain | ESP | 2017-02-25 22:00 | 2017-02-25 23:00 | 56.69 | 2017 | 6.05 | 2017-02-28
Spain | ESP | 2017-02-25 23:00 | 2017-02-26 | 53.71 | 2017 | 6.05 | 2017-02-28
Spain | ESP | 2017-02-26 | 2017-02-26 01:00 | 50 | 2017 | 6.05 | 2017-02-28
Spain | ESP | 2017-02-26 01:00 | 2017-02-26 02:00 | 46.28 | 2017 | 6.05 | 2017-02-28
Spain | ESP | 2017-02-26 02:00 | 2017-02-26 03:00 | 43.6 | 2017 | 6.05 | 2017-02-28
Spain | ESP | 2017-02-26 03:00 | 2017-02-26 04:00 | 43.31 | 2017 | 6.05 | 2017-02-28
Spain | ESP | 2017-02-26 04:00 | 2017-02-26 05:00 | 43.31 | 2017 | 6.05 | 2017-02-28
Spain | ESP | 2017-02-26 05:00 | 2017-02-26 06:00 | 43.43 | 2017 | 6.05 | 2017-02-28
Spain | ESP | 2017-02-26 06:00 | 2017-02-26 07:00 | 41.69 | 2017 | 6.05 | 2017-02-28
Spain | ESP | 2017-02-26 07:00 | 2017-02-26 08:00 | 42.19 | 2017 | 6.05 | 2017-02-28
Spain | ESP | 2017-02-26 08:00 | 2017-02-26 09:00 | 45.45 | 2017 | 6.05 | 2017-02-28
Spain | ESP | 2017-02-26 09:00 | 2017-02-26 10:00 | 51.1 | 2017 | 6.05 | 2017-02-28
Spain | ESP | 2017-02-26 10:00 | 2017-02-26 11:00 | 50.23 | 2017 | 6.05 | 2017-02-28
Spain | ESP | 2017-02-26 11:00 | 2017-02-26 12:00 | 49.49 | 2017 | 6.05 | 2017-02-28
Spain | ESP | 2017-02-26 12:00 | 2017-02-26 13:00 | 49.68 | 2017 | 6.05 | 2017-02-28
Spain | ESP | 2017-02-26 13:00 | 2017-02-26 14:00 | 48.16 | 2017 | 6.05 | 2017-02-28
Spain | ESP | 2017-02-26 14:00 | 2017-02-26 15:00 | 43.45 | 2017 | 6.05 | 2017-02-28
Spain | ESP | 2017-02-26 15:00 | 2017-02-26 16:00 | 41.89 | 2017 | 6.05 | 2017-02-28
Spain | ESP | 2017-02-26 16:00 | 2017-02-26 17:00 | 43.45 | 2017 | 6.05 | 2017-02-28
Spain | ESP | 2017-02-26 17:00 | 2017-02-26 18:00 | 45.24 | 2017 | 6.05 | 2017-02-28
Spain | ESP | 2017-02-26 18:00 | 2017-02-26 19:00 | 54.26 | 2017 | 6.05 | 2017-02-28
Spain | ESP | 2017-02-26 19:00 | 2017-02-26 20:00 | 56.52 | 2017 | 6.05 | 2017-02-28
Spain | ESP | 2017-02-26 20:00 | 2017-02-26 21:00 | 56.77 | 2017 | 6.05 | 2017-02-28
Spain | ESP | 2017-02-26 21:00 | 2017-02-26 22:00 | 55.34 | 2017 | 6.05 | 2017-02-28
Spain | ESP | 2017-02-26 22:00 | 2017-02-26 23:00 | 48.69 | 2017 | 6.05 | 2017-02-28
Spain | ESP | 2017-02-26 23:00 | 2017-02-27 | 50.51 | 2017 | 6.05 | 2017-02-28
Spain | ESP | 2017-02-27 | 2017-02-27 01:00 | 40.39 | 2017 | 6.05 | 2017-02-28
Spain | ESP | 2017-02-27 01:00 | 2017-02-27 02:00 | 38.32 | 2017 | 6.05 | 2017-02-28
Spain | ESP | 2017-02-27 02:00 | 2017-02-27 03:00 | 37.25 | 2017 | 6.05 | 2017-02-28
Spain | ESP | 2017-02-27 03:00 | 2017-02-27 04:00 | 34.92 | 2017 | 6.05 | 2017-02-28
Spain | ESP | 2017-02-27 04:00 | 2017-02-27 05:00 | 35.09 | 2017 | 6.05 | 2017-02-28
Spain | ESP | 2017-02-27 05:00 | 2017-02-27 06:00 | 39.69 | 2017 | 6.05 | 2017-02-28
Spain | ESP | 2017-02-27 06:00 | 2017-02-27 07:00 | 50.21 | 2017 | 6.05 | 2017-02-28
Spain | ESP | 2017-02-27 07:00 | 2017-02-27 08:00 | 50.21 | 2017 | 6.05 | 2017-02-28
Spain | ESP | 2017-02-27 08:00 | 2017-02-27 09:00 | 52.69 | 2017 | 6.05 | 2017-02-28
Spain | ESP | 2017-02-27 09:00 | 2017-02-27 10:00 | 51.9 | 2017 | 6.05 | 2017-02-28
Spain | ESP | 2017-02-27 10:00 | 2017-02-27 11:00 | 49.92 | 2017 | 6.05 | 2017-02-28
Spain | ESP | 2017-02-27 11:00 | 2017-02-27 12:00 | 49.49 | 2017 | 6.05 | 2017-02-28
Spain | ESP | 2017-02-27 12:00 | 2017-02-27 13:00 | 45.47 | 2017 | 6.05 | 2017-02-28
Spain | ESP | 2017-02-27 13:00 | 2017-02-27 14:00 | 42.21 | 2017 | 6.05 | 2017-02-28
Spain | ESP | 2017-02-27 14:00 | 2017-02-27 15:00 | 39.22 | 2017 | 6.05 | 2017-02-28
Spain | ESP | 2017-02-27 15:00 | 2017-02-27 16:00 | 39.2 | 2017 | 6.05 | 2017-02-28
Spain | ESP | 2017-02-27 16:00 | 2017-02-27 17:00 | 40 | 2017 | 6.05 | 2017-02-28
Spain | ESP | 2017-02-27 17:00 | 2017-02-27 18:00 | 47.95 | 2017 | 6.05 | 2017-02-28
Spain | ESP | 2017-02-27 18:00 | 2017-02-27 19:00 | 53.1 | 2017 | 6.05 | 2017-02-28
Spain | ESP | 2017-02-27 19:00 | 2017-02-27 20:00 | 50.51 | 2017 | 6.05 | 2017-02-28
Spain | ESP | 2017-02-27 20:00 | 2017-02-27 21:00 | 45.39 | 2017 | 6.05 | 2017-02-28
Spain | ESP | 2017-02-27 21:00 | 2017-02-27 22:00 | 42.84 | 2017 | 6.05 | 2017-02-28
Spain | ESP | 2017-02-27 22:00 | 2017-02-27 23:00 | 39.22 | 2017 | 6.05 | 2017-02-28
Spain | ESP | 2017-02-27 23:00 | 2017-02-28 | 34.43 | 2017 | 6.05 | 2017-02-28
Spain | ESP | 2017-02-28 | 2017-02-28 01:00 | 32.3 | 2017 | 6.05 | 2017-02-28
Spain | ESP | 2017-02-28 01:00 | 2017-02-28 02:00 | 29.99 | 2017 | 6.05 | 2017-02-28
Spain | ESP | 2017-02-28 02:00 | 2017-02-28 03:00 | 22 | 2017 | 6.05 | 2017-02-28
Spain | ESP | 2017-02-28 03:00 | 2017-02-28 04:00 | 21.07 | 2017 | 6.05 | 2017-02-28
Spain | ESP | 2017-02-28 04:00 | 2017-02-28 05:00 | 26.07 | 2017 | 6.05 | 2017-02-28
Spain | ESP | 2017-02-28 05:00 | 2017-02-28 06:00 | 34.57 | 2017 | 6.05 | 2017-02-28
Spain | ESP | 2017-02-28 06:00 | 2017-02-28 07:00 | 41.43 | 2017 | 6.05 | 2017-02-28
Spain | ESP | 2017-02-28 07:00 | 2017-02-28 08:00 | 42.5 | 2017 | 6.05 | 2017-02-28
Spain | ESP | 2017-02-28 08:00 | 2017-02-28 09:00 | 45.07 | 2017 | 6.05 | 2017-02-28
Spain | ESP | 2017-02-28 09:00 | 2017-02-28 10:00 | 46.38 | 2017 | 6.05 | 2017-02-28
Spain | ESP | 2017-02-28 10:00 | 2017-02-28 11:00 | 42.18 | 2017 | 6.05 | 2017-02-28
Spain | ESP | 2017-02-28 11:00 | 2017-02-28 12:00 | 40 | 2017 | 6.05 | 2017-02-28
Spain | ESP | 2017-02-28 12:00 | 2017-02-28 13:00 | 39.8 | 2017 | 6.05 | 2017-02-28
Spain | ESP | 2017-02-28 13:00 | 2017-02-28 14:00 | 39.86 | 2017 | 6.05 | 2017-02-28
Spain | ESP | 2017-02-28 14:00 | 2017-02-28 15:00 | 39.17 | 2017 | 6.05 | 2017-02-28
Spain | ESP | 2017-02-28 15:00 | 2017-02-28 16:00 | 39.52 | 2017 | 6.05 | 2017-02-28
Spain | ESP | 2017-02-28 16:00 | 2017-02-28 17:00 | 40.13 | 2017 | 6.05 | 2017-02-28
Spain | ESP | 2017-02-28 17:00 | 2017-02-28 18:00 | 49.2 | 2017 | 6.05 | 2017-02-28
Spain | ESP | 2017-02-28 18:00 | 2017-02-28 19:00 | 53.12 | 2017 | 6.05 | 2017-02-28
Spain | ESP | 2017-02-28 19:00 | 2017-02-28 20:00 | 53.15 | 2017 | 6.05 | 2017-02-28
Spain | ESP | 2017-02-28 20:00 | 2017-02-28 21:00 | 53.15 | 2017 | 6.05 | 2017-02-28
Spain | ESP | 2017-02-28 21:00 | 2017-02-28 22:00 | 50.1 | 2017 | 6.05 | 2017-02-28
Spain | ESP | 2017-02-28 22:00 | 2017-02-28 23:00 | 47.02 | 2017 | 6.05 | 2017-02-28
Spain | ESP | 2017-02-28 23:00 | 2017-03-01 | 45.62 | 2017 | 6.05 | 2017-02-28
Spain | ESP | 2017-03-01 | 2017-03-01 01:00 | 40 | 2017 | 5 | 2017-03-31
Spain | ESP | 2017-03-01 01:00 | 2017-03-01 02:00 | 39.1 | 2017 | 5 | 2017-03-31
Spain | ESP | 2017-03-01 02:00 | 2017-03-01 03:00 | 38.6 | 2017 | 5 | 2017-03-31
Spain | ESP | 2017-03-01 03:00 | 2017-03-01 04:00 | 38.74 | 2017 | 5 | 2017-03-31
Spain | ESP | 2017-03-01 04:00 | 2017-03-01 05:00 | 40 | 2017 | 5 | 2017-03-31
Spain | ESP | 2017-03-01 05:00 | 2017-03-01 06:00 | 50 | 2017 | 5 | 2017-03-31
Spain | ESP | 2017-03-01 06:00 | 2017-03-01 07:00 | 52.16 | 2017 | 5 | 2017-03-31
Spain | ESP | 2017-03-01 07:00 | 2017-03-01 08:00 | 53.33 | 2017 | 5 | 2017-03-31
Spain | ESP | 2017-03-01 08:00 | 2017-03-01 09:00 | 54.04 | 2017 | 5 | 2017-03-31
Spain | ESP | 2017-03-01 09:00 | 2017-03-01 10:00 | 54.44 | 2017 | 5 | 2017-03-31
Spain | ESP | 2017-03-01 10:00 | 2017-03-01 11:00 | 53.12 | 2017 | 5 | 2017-03-31
Spain | ESP | 2017-03-01 11:00 | 2017-03-01 12:00 | 50.21 | 2017 | 5 | 2017-03-31
Spain | ESP | 2017-03-01 12:00 | 2017-03-01 13:00 | 50.1 | 2017 | 5 | 2017-03-31
Spain | ESP | 2017-03-01 13:00 | 2017-03-01 14:00 | 49.16 | 2017 | 5 | 2017-03-31
Spain | ESP | 2017-03-01 14:00 | 2017-03-01 15:00 | 46.96 | 2017 | 5 | 2017-03-31
Spain | ESP | 2017-03-01 15:00 | 2017-03-01 16:00 | 43.6 | 2017 | 5 | 2017-03-31
Spain | ESP | 2017-03-01 16:00 | 2017-03-01 17:00 | 46.82 | 2017 | 5 | 2017-03-31
Spain | ESP | 2017-03-01 17:00 | 2017-03-01 18:00 | 51.99 | 2017 | 5 | 2017-03-31
Spain | ESP | 2017-03-01 18:00 | 2017-03-01 19:00 | 55.4 | 2017 | 5 | 2017-03-31
Spain | ESP | 2017-03-01 19:00 | 2017-03-01 20:00 | 55.08 | 2017 | 5 | 2017-03-31
Spain | ESP | 2017-03-01 20:00 | 2017-03-01 21:00 | 54.85 | 2017 | 5 | 2017-03-31
Spain | ESP | 2017-03-01 21:00 | 2017-03-01 22:00 | 52.09 | 2017 | 5 | 2017-03-31
Spain | ESP | 2017-03-01 22:00 | 2017-03-01 23:00 | 50.51 | 2017 | 5 | 2017-03-31
Spain | ESP | 2017-03-01 23:00 | 2017-03-02 | 52.66 | 2017 | 5 | 2017-03-31
Spain | ESP | 2017-03-02 | 2017-03-02 01:00 | 50.01 | 2017 | 5 | 2017-03-31
Spain | ESP | 2017-03-02 01:00 | 2017-03-02 02:00 | 45.62 | 2017 | 5 | 2017-03-31
Spain | ESP | 2017-03-02 02:00 | 2017-03-02 03:00 | 43.31 | 2017 | 5 | 2017-03-31
Spain | ESP | 2017-03-02 03:00 | 2017-03-02 04:00 | 43.9 | 2017 | 5 | 2017-03-31
Spain | ESP | 2017-03-02 04:00 | 2017-03-02 05:00 | 50.01 | 2017 | 5 | 2017-03-31
Spain | ESP | 2017-03-02 05:00 | 2017-03-02 06:00 | 52.1 | 2017 | 5 | 2017-03-31
Spain | ESP | 2017-03-02 06:00 | 2017-03-02 07:00 | 53.33 | 2017 | 5 | 2017-03-31
Spain | ESP | 2017-03-02 07:00 | 2017-03-02 08:00 | 55.43 | 2017 | 5 | 2017-03-31
Spain | ESP | 2017-03-02 08:00 | 2017-03-02 09:00 | 55.69 | 2017 | 5 | 2017-03-31
Spain | ESP | 2017-03-02 09:00 | 2017-03-02 10:00 | 54.33 | 2017 | 5 | 2017-03-31
Spain | ESP | 2017-03-02 10:00 | 2017-03-02 11:00 | 52.81 | 2017 | 5 | 2017-03-31
Spain | ESP | 2017-03-02 11:00 | 2017-03-02 12:00 | 51.09 | 2017 | 5 | 2017-03-31
Spain | ESP | 2017-03-02 12:00 | 2017-03-02 13:00 | 50.21 | 2017 | 5 | 2017-03-31
Spain | ESP | 2017-03-02 13:00 | 2017-03-02 14:00 | 49.29 | 2017 | 5 | 2017-03-31
Spain | ESP | 2017-03-02 14:00 | 2017-03-02 15:00 | 48.16 | 2017 | 5 | 2017-03-31
Spain | ESP | 2017-03-02 15:00 | 2017-03-02 16:00 | 47.62 | 2017 | 5 | 2017-03-31
Spain | ESP | 2017-03-02 16:00 | 2017-03-02 17:00 | 51.32 | 2017 | 5 | 2017-03-31
Spain | ESP | 2017-03-02 17:00 | 2017-03-02 18:00 | 54.04 | 2017 | 5 | 2017-03-31
Spain | ESP | 2017-03-02 18:00 | 2017-03-02 19:00 | 57.57 | 2017 | 5 | 2017-03-31
Spain | ESP | 2017-03-02 19:00 | 2017-03-02 20:00 | 55.28 | 2017 | 5 | 2017-03-31
Spain | ESP | 2017-03-02 20:00 | 2017-03-02 21:00 | 53.01 | 2017 | 5 | 2017-03-31
Spain | ESP | 2017-03-02 21:00 | 2017-03-02 22:00 | 51.19 | 2017 | 5 | 2017-03-31
Spain | ESP | 2017-03-02 22:00 | 2017-03-02 23:00 | 47.86 | 2017 | 5 | 2017-03-31
Spain | ESP | 2017-03-02 23:00 | 2017-03-03 | 48.51 | 2017 | 5 | 2017-03-31
Spain | ESP | 2017-03-03 | 2017-03-03 01:00 | 42.1 | 2017 | 5 | 2017-03-31
Spain | ESP | 2017-03-03 01:00 | 2017-03-03 02:00 | 36.68 | 2017 | 5 | 2017-03-31
Spain | ESP | 2017-03-03 02:00 | 2017-03-03 03:00 | 34.4 | 2017 | 5 | 2017-03-31
Spain | ESP | 2017-03-03 03:00 | 2017-03-03 04:00 | 33.81 | 2017 | 5 | 2017-03-31
Spain | ESP | 2017-03-03 04:00 | 2017-03-03 05:00 | 34.09 | 2017 | 5 | 2017-03-31
Spain | ESP | 2017-03-03 05:00 | 2017-03-03 06:00 | 41.91 | 2017 | 5 | 2017-03-31
Spain | ESP | 2017-03-03 06:00 | 2017-03-03 07:00 | 48 | 2017 | 5 | 2017-03-31
Spain | ESP | 2017-03-03 07:00 | 2017-03-03 08:00 | 48 | 2017 | 5 | 2017-03-31
Spain | ESP | 2017-03-03 08:00 | 2017-03-03 09:00 | 48.3 | 2017 | 5 | 2017-03-31
Spain | ESP | 2017-03-03 09:00 | 2017-03-03 10:00 | 47.08 | 2017 | 5 | 2017-03-31
Spain | ESP | 2017-03-03 10:00 | 2017-03-03 11:00 | 43.47 | 2017 | 5 | 2017-03-31
Spain | ESP | 2017-03-03 11:00 | 2017-03-03 12:00 | 41.02 | 2017 | 5 | 2017-03-31
Spain | ESP | 2017-03-03 12:00 | 2017-03-03 13:00 | 39.83 | 2017 | 5 | 2017-03-31
Spain | ESP | 2017-03-03 13:00 | 2017-03-03 14:00 | 39.1 | 2017 | 5 | 2017-03-31
Spain | ESP | 2017-03-03 14:00 | 2017-03-03 15:00 | 37.3 | 2017 | 5 | 2017-03-31
Spain | ESP | 2017-03-03 15:00 | 2017-03-03 16:00 | 36.21 | 2017 | 5 | 2017-03-31
Spain | ESP | 2017-03-03 16:00 | 2017-03-03 17:00 | 38.15 | 2017 | 5 | 2017-03-31
Spain | ESP | 2017-03-03 17:00 | 2017-03-03 18:00 | 42.18 | 2017 | 5 | 2017-03-31
Spain | ESP | 2017-03-03 18:00 | 2017-03-03 19:00 | 44.95 | 2017 | 5 | 2017-03-31
Spain | ESP | 2017-03-03 19:00 | 2017-03-03 20:00 | 41.01 | 2017 | 5 | 2017-03-31
Spain | ESP | 2017-03-03 20:00 | 2017-03-03 21:00 | 39.1 | 2017 | 5 | 2017-03-31
Spain | ESP | 2017-03-03 21:00 | 2017-03-03 22:00 | 36.25 | 2017 | 5 | 2017-03-31
Spain | ESP | 2017-03-03 22:00 | 2017-03-03 23:00 | 34.56 | 2017 | 5 | 2017-03-31
Spain | ESP | 2017-03-03 23:00 | 2017-03-04 | 31.6 | 2017 | 5 | 2017-03-31
Spain | ESP | 2017-03-04 | 2017-03-04 01:00 | 30.25 | 2017 | 5 | 2017-03-31
Spain | ESP | 2017-03-04 01:00 | 2017-03-04 02:00 | 24.49 | 2017 | 5 | 2017-03-31
Spain | ESP | 2017-03-04 02:00 | 2017-03-04 03:00 | 23.99 | 2017 | 5 | 2017-03-31
Spain | ESP | 2017-03-04 03:00 | 2017-03-04 04:00 | 23.01 | 2017 | 5 | 2017-03-31
Spain | ESP | 2017-03-04 04:00 | 2017-03-04 05:00 | 23.99 | 2017 | 5 | 2017-03-31
Spain | ESP | 2017-03-04 05:00 | 2017-03-04 06:00 | 28.32 | 2017 | 5 | 2017-03-31
Spain | ESP | 2017-03-04 06:00 | 2017-03-04 07:00 | 30 | 2017 | 5 | 2017-03-31
Spain | ESP | 2017-03-04 07:00 | 2017-03-04 08:00 | 33.96 | 2017 | 5 | 2017-03-31
Spain | ESP | 2017-03-04 08:00 | 2017-03-04 09:00 | 39.34 | 2017 | 5 | 2017-03-31
Spain | ESP | 2017-03-04 09:00 | 2017-03-04 10:00 | 40 | 2017 | 5 | 2017-03-31
Spain | ESP | 2017-03-04 10:00 | 2017-03-04 11:00 | 40.1 | 2017 | 5 | 2017-03-31
Spain | ESP | 2017-03-04 11:00 | 2017-03-04 12:00 | 40.1 | 2017 | 5 | 2017-03-31
Spain | ESP | 2017-03-04 12:00 | 2017-03-04 13:00 | 41.69 | 2017 | 5 | 2017-03-31
Spain | ESP | 2017-03-04 13:00 | 2017-03-04 14:00 | 40 | 2017 | 5 | 2017-03-31
Spain | ESP | 2017-03-04 14:00 | 2017-03-04 15:00 | 39.1 | 2017 | 5 | 2017-03-31
Spain | ESP | 2017-03-04 15:00 | 2017-03-04 16:00 | 35.44 | 2017 | 5 | 2017-03-31
Spain | ESP | 2017-03-04 16:00 | 2017-03-04 17:00 | 40.44 | 2017 | 5 | 2017-03-31
Spain | ESP | 2017-03-04 17:00 | 2017-03-04 18:00 | 44.69 | 2017 | 5 | 2017-03-31
Spain | ESP | 2017-03-04 18:00 | 2017-03-04 19:00 | 47.25 | 2017 | 5 | 2017-03-31
Spain | ESP | 2017-03-04 19:00 | 2017-03-04 20:00 | 47.51 | 2017 | 5 | 2017-03-31
Spain | ESP | 2017-03-04 20:00 | 2017-03-04 21:00 | 46.44 | 2017 | 5 | 2017-03-31
Spain | ESP | 2017-03-04 21:00 | 2017-03-04 22:00 | 43.1 | 2017 | 5 | 2017-03-31
Spain | ESP | 2017-03-04 22:00 | 2017-03-04 23:00 | 39.55 | 2017 | 5 | 2017-03-31
Spain | ESP | 2017-03-04 23:00 | 2017-03-05 | 38.32 | 2017 | 5 | 2017-03-31
Spain | ESP | 2017-03-05 | 2017-03-05 01:00 | 30.5 | 2017 | 5 | 2017-03-31
Spain | ESP | 2017-03-05 01:00 | 2017-03-05 02:00 | 23.99 | 2017 | 5 | 2017-03-31
Spain | ESP | 2017-03-05 02:00 | 2017-03-05 03:00 | 16.29 | 2017 | 5 | 2017-03-31
Spain | ESP | 2017-03-05 03:00 | 2017-03-05 04:00 | 15.53 | 2017 | 5 | 2017-03-31
Spain | ESP | 2017-03-05 04:00 | 2017-03-05 05:00 | 12.4 | 2017 | 5 | 2017-03-31
Spain | ESP | 2017-03-05 05:00 | 2017-03-05 06:00 | 14.49 | 2017 | 5 | 2017-03-31
Spain | ESP | 2017-03-05 06:00 | 2017-03-05 07:00 | 20 | 2017 | 5 | 2017-03-31
Spain | ESP | 2017-03-05 07:00 | 2017-03-05 08:00 | 23.49 | 2017 | 5 | 2017-03-31
Spain | ESP | 2017-03-05 08:00 | 2017-03-05 09:00 | 28.01 | 2017 | 5 | 2017-03-31
Spain | ESP | 2017-03-05 09:00 | 2017-03-05 10:00 | 35.2 | 2017 | 5 | 2017-03-31
Spain | ESP | 2017-03-05 10:00 | 2017-03-05 11:00 | 38.68 | 2017 | 5 | 2017-03-31
Spain | ESP | 2017-03-05 11:00 | 2017-03-05 12:00 | 35.2 | 2017 | 5 | 2017-03-31
Spain | ESP | 2017-03-05 12:00 | 2017-03-05 13:00 | 31.6 | 2017 | 5 | 2017-03-31
Spain | ESP | 2017-03-05 13:00 | 2017-03-05 14:00 | 29.6 | 2017 | 5 | 2017-03-31
Spain | ESP | 2017-03-05 14:00 | 2017-03-05 15:00 | 24.99 | 2017 | 5 | 2017-03-31
Spain | ESP | 2017-03-05 15:00 | 2017-03-05 16:00 | 23.49 | 2017 | 5 | 2017-03-31
Spain | ESP | 2017-03-05 16:00 | 2017-03-05 17:00 | 27.06 | 2017 | 5 | 2017-03-31
Spain | ESP | 2017-03-05 17:00 | 2017-03-05 18:00 | 33.69 | 2017 | 5 | 2017-03-31
Spain | ESP | 2017-03-05 18:00 | 2017-03-05 19:00 | 37.95 | 2017 | 5 | 2017-03-31
Spain | ESP | 2017-03-05 19:00 | 2017-03-05 20:00 | 39.96 | 2017 | 5 | 2017-03-31
Spain | ESP | 2017-03-05 20:00 | 2017-03-05 21:00 | 40.19 | 2017 | 5 | 2017-03-31
Spain | ESP | 2017-03-05 21:00 | 2017-03-05 22:00 | 39.12 | 2017 | 5 | 2017-03-31
Spain | ESP | 2017-03-05 22:00 | 2017-03-05 23:00 | 31.67 | 2017 | 5 | 2017-03-31
Spain | ESP | 2017-03-05 23:00 | 2017-03-06 | 31.33 | 2017 | 5 | 2017-03-31
Spain | ESP | 2017-03-06 | 2017-03-06 01:00 | 29.04 | 2017 | 5 | 2017-03-31
Spain | ESP | 2017-03-06 01:00 | 2017-03-06 02:00 | 27.99 | 2017 | 5 | 2017-03-31
Spain | ESP | 2017-03-06 02:00 | 2017-03-06 03:00 | 25.35 | 2017 | 5 | 2017-03-31
Spain | ESP | 2017-03-06 03:00 | 2017-03-06 04:00 | 27.3 | 2017 | 5 | 2017-03-31
Spain | ESP | 2017-03-06 04:00 | 2017-03-06 05:00 | 29.07 | 2017 | 5 | 2017-03-31
Spain | ESP | 2017-03-06 05:00 | 2017-03-06 06:00 | 34.98 | 2017 | 5 | 2017-03-31
Spain | ESP | 2017-03-06 06:00 | 2017-03-06 07:00 | 42.4 | 2017 | 5 | 2017-03-31
Spain | ESP | 2017-03-06 07:00 | 2017-03-06 08:00 | 44.28 | 2017 | 5 | 2017-03-31
Spain | ESP | 2017-03-06 08:00 | 2017-03-06 09:00 | 47.03 | 2017 | 5 | 2017-03-31
Spain | ESP | 2017-03-06 09:00 | 2017-03-06 10:00 | 46.58 | 2017 | 5 | 2017-03-31
Spain | ESP | 2017-03-06 10:00 | 2017-03-06 11:00 | 46.36 | 2017 | 5 | 2017-03-31
Spain | ESP | 2017-03-06 11:00 | 2017-03-06 12:00 | 46.86 | 2017 | 5 | 2017-03-31
Spain | ESP | 2017-03-06 12:00 | 2017-03-06 13:00 | 46.7 | 2017 | 5 | 2017-03-31
Spain | ESP | 2017-03-06 13:00 | 2017-03-06 14:00 | 45.1 | 2017 | 5 | 2017-03-31
Spain | ESP | 2017-03-06 14:00 | 2017-03-06 15:00 | 43.2 | 2017 | 5 | 2017-03-31
Spain | ESP | 2017-03-06 15:00 | 2017-03-06 16:00 | 42.91 | 2017 | 5 | 2017-03-31
Spain | ESP | 2017-03-06 16:00 | 2017-03-06 17:00 | 46.15 | 2017 | 5 | 2017-03-31
Spain | ESP | 2017-03-06 17:00 | 2017-03-06 18:00 | 49.59 | 2017 | 5 | 2017-03-31
Spain | ESP | 2017-03-06 18:00 | 2017-03-06 19:00 | 55.1 | 2017 | 5 | 2017-03-31
Spain | ESP | 2017-03-06 19:00 | 2017-03-06 20:00 | 55.58 | 2017 | 5 | 2017-03-31
Spain | ESP | 2017-03-06 20:00 | 2017-03-06 21:00 | 54.01 | 2017 | 5 | 2017-03-31
Spain | ESP | 2017-03-06 21:00 | 2017-03-06 22:00 | 48.87 | 2017 | 5 | 2017-03-31
Spain | ESP | 2017-03-06 22:00 | 2017-03-06 23:00 | 46.1 | 2017 | 5 | 2017-03-31
Spain | ESP | 2017-03-06 23:00 | 2017-03-07 | 49.07 | 2017 | 5 | 2017-03-31
Spain | ESP | 2017-03-07 | 2017-03-07 01:00 | 40.61 | 2017 | 5 | 2017-03-31
Spain | ESP | 2017-03-07 01:00 | 2017-03-07 02:00 | 36.01 | 2017 | 5 | 2017-03-31
Spain | ESP | 2017-03-07 02:00 | 2017-03-07 03:00 | 35.92 | 2017 | 5 | 2017-03-31
Spain | ESP | 2017-03-07 03:00 | 2017-03-07 04:00 | 35.86 | 2017 | 5 | 2017-03-31
Spain | ESP | 2017-03-07 04:00 | 2017-03-07 05:00 | 35.92 | 2017 | 5 | 2017-03-31
Spain | ESP | 2017-03-07 05:00 | 2017-03-07 06:00 | 41.69 | 2017 | 5 | 2017-03-31
Spain | ESP | 2017-03-07 06:00 | 2017-03-07 07:00 | 50.19 | 2017 | 5 | 2017-03-31
Spain | ESP | 2017-03-07 07:00 | 2017-03-07 08:00 | 54.25 | 2017 | 5 | 2017-03-31
Spain | ESP | 2017-03-07 08:00 | 2017-03-07 09:00 | 54.1 | 2017 | 5 | 2017-03-31
Spain | ESP | 2017-03-07 09:00 | 2017-03-07 10:00 | 53.93 | 2017 | 5 | 2017-03-31
Spain | ESP | 2017-03-07 10:00 | 2017-03-07 11:00 | 51.98 | 2017 | 5 | 2017-03-31
Spain | ESP | 2017-03-07 11:00 | 2017-03-07 12:00 | 49.9 | 2017 | 5 | 2017-03-31
Spain | ESP | 2017-03-07 12:00 | 2017-03-07 13:00 | 49.07 | 2017 | 5 | 2017-03-31
Spain | ESP | 2017-03-07 13:00 | 2017-03-07 14:00 | 48.69 | 2017 | 5 | 2017-03-31
Spain | ESP | 2017-03-07 14:00 | 2017-03-07 15:00 | 47.75 | 2017 | 5 | 2017-03-31
Spain | ESP | 2017-03-07 15:00 | 2017-03-07 16:00 | 48 | 2017 | 5 | 2017-03-31
Spain | ESP | 2017-03-07 16:00 | 2017-03-07 17:00 | 50.31 | 2017 | 5 | 2017-03-31
Spain | ESP | 2017-03-07 17:00 | 2017-03-07 18:00 | 55 | 2017 | 5 | 2017-03-31
Spain | ESP | 2017-03-07 18:00 | 2017-03-07 19:00 | 61.05 | 2017 | 5 | 2017-03-31
Spain | ESP | 2017-03-07 19:00 | 2017-03-07 20:00 | 55.71 | 2017 | 5 | 2017-03-31
Spain | ESP | 2017-03-07 20:00 | 2017-03-07 21:00 | 55.46 | 2017 | 5 | 2017-03-31
Spain | ESP | 2017-03-07 21:00 | 2017-03-07 22:00 | 50.39 | 2017 | 5 | 2017-03-31
Spain | ESP | 2017-03-07 22:00 | 2017-03-07 23:00 | 50.23 | 2017 | 5 | 2017-03-31
Spain | ESP | 2017-03-07 23:00 | 2017-03-08 | 47.47 | 2017 | 5 | 2017-03-31
Spain | ESP | 2017-03-08 | 2017-03-08 01:00 | 43.69 | 2017 | 5 | 2017-03-31
Spain | ESP | 2017-03-08 01:00 | 2017-03-08 02:00 | 40.61 | 2017 | 5 | 2017-03-31
Spain | ESP | 2017-03-08 02:00 | 2017-03-08 03:00 | 40.61 | 2017 | 5 | 2017-03-31
Spain | ESP | 2017-03-08 03:00 | 2017-03-08 04:00 | 40.04 | 2017 | 5 | 2017-03-31
Spain | ESP | 2017-03-08 04:00 | 2017-03-08 05:00 | 43 | 2017 | 5 | 2017-03-31
Spain | ESP | 2017-03-08 05:00 | 2017-03-08 06:00 | 47.47 | 2017 | 5 | 2017-03-31
Spain | ESP | 2017-03-08 06:00 | 2017-03-08 07:00 | 50.02 | 2017 | 5 | 2017-03-31
Spain | ESP | 2017-03-08 07:00 | 2017-03-08 08:00 | 51.58 | 2017 | 5 | 2017-03-31
Spain | ESP | 2017-03-08 08:00 | 2017-03-08 09:00 | 52.34 | 2017 | 5 | 2017-03-31
Spain | ESP | 2017-03-08 09:00 | 2017-03-08 10:00 | 52.29 | 2017 | 5 | 2017-03-31
Spain | ESP | 2017-03-08 10:00 | 2017-03-08 11:00 | 51.58 | 2017 | 5 | 2017-03-31
Spain | ESP | 2017-03-08 11:00 | 2017-03-08 12:00 | 51.69 | 2017 | 5 | 2017-03-31
Spain | ESP | 2017-03-08 12:00 | 2017-03-08 13:00 | 50.5 | 2017 | 5 | 2017-03-31
Spain | ESP | 2017-03-08 13:00 | 2017-03-08 14:00 | 50 | 2017 | 5 | 2017-03-31
Spain | ESP | 2017-03-08 14:00 | 2017-03-08 15:00 | 49.69 | 2017 | 5 | 2017-03-31
Spain | ESP | 2017-03-08 15:00 | 2017-03-08 16:00 | 49.51 | 2017 | 5 | 2017-03-31
Spain | ESP | 2017-03-08 16:00 | 2017-03-08 17:00 | 50.23 | 2017 | 5 | 2017-03-31
Spain | ESP | 2017-03-08 17:00 | 2017-03-08 18:00 | 51.58 | 2017 | 5 | 2017-03-31
Spain | ESP | 2017-03-08 18:00 | 2017-03-08 19:00 | 55.98 | 2017 | 5 | 2017-03-31
Spain | ESP | 2017-03-08 19:00 | 2017-03-08 20:00 | 55.49 | 2017 | 5 | 2017-03-31
Spain | ESP | 2017-03-08 20:00 | 2017-03-08 21:00 | 55 | 2017 | 5 | 2017-03-31
Spain | ESP | 2017-03-08 21:00 | 2017-03-08 22:00 | 51.97 | 2017 | 5 | 2017-03-31
Spain | ESP | 2017-03-08 22:00 | 2017-03-08 23:00 | 51.09 | 2017 | 5 | 2017-03-31
Spain | ESP | 2017-03-08 23:00 | 2017-03-09 | 51.37 | 2017 | 5 | 2017-03-31
Spain | ESP | 2017-03-09 | 2017-03-09 01:00 | 48.56 | 2017 | 5 | 2017-03-31
Spain | ESP | 2017-03-09 01:00 | 2017-03-09 02:00 | 45.87 | 2017 | 5 | 2017-03-31
Spain | ESP | 2017-03-09 02:00 | 2017-03-09 03:00 | 45.68 | 2017 | 5 | 2017-03-31
Spain | ESP | 2017-03-09 03:00 | 2017-03-09 04:00 | 44.04 | 2017 | 5 | 2017-03-31
Spain | ESP | 2017-03-09 04:00 | 2017-03-09 05:00 | 46.51 | 2017 | 5 | 2017-03-31
Spain | ESP | 2017-03-09 05:00 | 2017-03-09 06:00 | 50.23 | 2017 | 5 | 2017-03-31
Spain | ESP | 2017-03-09 06:00 | 2017-03-09 07:00 | 51.69 | 2017 | 5 | 2017-03-31
Spain | ESP | 2017-03-09 07:00 | 2017-03-09 08:00 | 52.31 | 2017 | 5 | 2017-03-31
Spain | ESP | 2017-03-09 08:00 | 2017-03-09 09:00 | 51.96 | 2017 | 5 | 2017-03-31
Spain | ESP | 2017-03-09 09:00 | 2017-03-09 10:00 | 51 | 2017 | 5 | 2017-03-31
Spain | ESP | 2017-03-09 10:00 | 2017-03-09 11:00 | 49.07 | 2017 | 5 | 2017-03-31
Spain | ESP | 2017-03-09 11:00 | 2017-03-09 12:00 | 48.51 | 2017 | 5 | 2017-03-31
Spain | ESP | 2017-03-09 12:00 | 2017-03-09 13:00 | 48.33 | 2017 | 5 | 2017-03-31
Spain | ESP | 2017-03-09 13:00 | 2017-03-09 14:00 | 47.51 | 2017 | 5 | 2017-03-31
Spain | ESP | 2017-03-09 14:00 | 2017-03-09 15:00 | 47.51 | 2017 | 5 | 2017-03-31
Spain | ESP | 2017-03-09 15:00 | 2017-03-09 16:00 | 47.51 | 2017 | 5 | 2017-03-31
Spain | ESP | 2017-03-09 16:00 | 2017-03-09 17:00 | 47.62 | 2017 | 5 | 2017-03-31
Spain | ESP | 2017-03-09 17:00 | 2017-03-09 18:00 | 49.81 | 2017 | 5 | 2017-03-31
Spain | ESP | 2017-03-09 18:00 | 2017-03-09 19:00 | 53.49 | 2017 | 5 | 2017-03-31
Spain | ESP | 2017-03-09 19:00 | 2017-03-09 20:00 | 53.49 | 2017 | 5 | 2017-03-31
Spain | ESP | 2017-03-09 20:00 | 2017-03-09 21:00 | 53 | 2017 | 5 | 2017-03-31
Spain | ESP | 2017-03-09 21:00 | 2017-03-09 22:00 | 51.48 | 2017 | 5 | 2017-03-31
Spain | ESP | 2017-03-09 22:00 | 2017-03-09 23:00 | 50.54 | 2017 | 5 | 2017-03-31
Spain | ESP | 2017-03-09 23:00 | 2017-03-10 | 49.51 | 2017 | 5 | 2017-03-31
Spain | ESP | 2017-03-10 | 2017-03-10 01:00 | 47.89 | 2017 | 5 | 2017-03-31
Spain | ESP | 2017-03-10 01:00 | 2017-03-10 02:00 | 45.68 | 2017 | 5 | 2017-03-31
Spain | ESP | 2017-03-10 02:00 | 2017-03-10 03:00 | 43.07 | 2017 | 5 | 2017-03-31
Spain | ESP | 2017-03-10 03:00 | 2017-03-10 04:00 | 40.74 | 2017 | 5 | 2017-03-31
Spain | ESP | 2017-03-10 04:00 | 2017-03-10 05:00 | 43.52 | 2017 | 5 | 2017-03-31
Spain | ESP | 2017-03-10 05:00 | 2017-03-10 06:00 | 48.2 | 2017 | 5 | 2017-03-31
Spain | ESP | 2017-03-10 06:00 | 2017-03-10 07:00 | 49.69 | 2017 | 5 | 2017-03-31
Spain | ESP | 2017-03-10 07:00 | 2017-03-10 08:00 | 50.7 | 2017 | 5 | 2017-03-31
Spain | ESP | 2017-03-10 08:00 | 2017-03-10 09:00 | 50.23 | 2017 | 5 | 2017-03-31
Spain | ESP | 2017-03-10 09:00 | 2017-03-10 10:00 | 49.51 | 2017 | 5 | 2017-03-31
Spain | ESP | 2017-03-10 10:00 | 2017-03-10 11:00 | 49 | 2017 | 5 | 2017-03-31
Spain | ESP | 2017-03-10 11:00 | 2017-03-10 12:00 | 48.42 | 2017 | 5 | 2017-03-31
Spain | ESP | 2017-03-10 12:00 | 2017-03-10 13:00 | 48.2 | 2017 | 5 | 2017-03-31
Spain | ESP | 2017-03-10 13:00 | 2017-03-10 14:00 | 48.2 | 2017 | 5 | 2017-03-31
Spain | ESP | 2017-03-10 14:00 | 2017-03-10 15:00 | 47.51 | 2017 | 5 | 2017-03-31
Spain | ESP | 2017-03-10 15:00 | 2017-03-10 16:00 | 47.5 | 2017 | 5 | 2017-03-31
Spain | ESP | 2017-03-10 16:00 | 2017-03-10 17:00 | 48.25 | 2017 | 5 | 2017-03-31
Spain | ESP | 2017-03-10 17:00 | 2017-03-10 18:00 | 49.7 | 2017 | 5 | 2017-03-31
Spain | ESP | 2017-03-10 18:00 | 2017-03-10 19:00 | 53.56 | 2017 | 5 | 2017-03-31
Spain | ESP | 2017-03-10 19:00 | 2017-03-10 20:00 | 54.69 | 2017 | 5 | 2017-03-31
Spain | ESP | 2017-03-10 20:00 | 2017-03-10 21:00 | 53.01 | 2017 | 5 | 2017-03-31
Spain | ESP | 2017-03-10 21:00 | 2017-03-10 22:00 | 51.95 | 2017 | 5 | 2017-03-31
Spain | ESP | 2017-03-10 22:00 | 2017-03-10 23:00 | 50.7 | 2017 | 5 | 2017-03-31
Spain | ESP | 2017-03-10 23:00 | 2017-03-11 | 50.4 | 2017 | 5 | 2017-03-31
Spain | ESP | 2017-03-11 | 2017-03-11 01:00 | 49.39 | 2017 | 5 | 2017-03-31
Spain | ESP | 2017-03-11 01:00 | 2017-03-11 02:00 | 49.03 | 2017 | 5 | 2017-03-31
Spain | ESP | 2017-03-11 02:00 | 2017-03-11 03:00 | 48.34 | 2017 | 5 | 2017-03-31
Spain | ESP | 2017-03-11 03:00 | 2017-03-11 04:00 | 47.1 | 2017 | 5 | 2017-03-31
Spain | ESP | 2017-03-11 04:00 | 2017-03-11 05:00 | 46.8 | 2017 | 5 | 2017-03-31
Spain | ESP | 2017-03-11 05:00 | 2017-03-11 06:00 | 47.08 | 2017 | 5 | 2017-03-31
Spain | ESP | 2017-03-11 06:00 | 2017-03-11 07:00 | 46.8 | 2017 | 5 | 2017-03-31
Spain | ESP | 2017-03-11 07:00 | 2017-03-11 08:00 | 46.8 | 2017 | 5 | 2017-03-31
Spain | ESP | 2017-03-11 08:00 | 2017-03-11 09:00 | 47.49 | 2017 | 5 | 2017-03-31
Spain | ESP | 2017-03-11 09:00 | 2017-03-11 10:00 | 47.49 | 2017 | 5 | 2017-03-31
Spain | ESP | 2017-03-11 10:00 | 2017-03-11 11:00 | 47.47 | 2017 | 5 | 2017-03-31
Spain | ESP | 2017-03-11 11:00 | 2017-03-11 12:00 | 45 | 2017 | 5 | 2017-03-31
Spain | ESP | 2017-03-11 12:00 | 2017-03-11 13:00 | 44.47 | 2017 | 5 | 2017-03-31
Spain | ESP | 2017-03-11 13:00 | 2017-03-11 14:00 | 44.4 | 2017 | 5 | 2017-03-31
Spain | ESP | 2017-03-11 14:00 | 2017-03-11 15:00 | 39.34 | 2017 | 5 | 2017-03-31
Spain | ESP | 2017-03-11 15:00 | 2017-03-11 16:00 | 38.59 | 2017 | 5 | 2017-03-31
Spain | ESP | 2017-03-11 16:00 | 2017-03-11 17:00 | 38.59 | 2017 | 5 | 2017-03-31
Spain | ESP | 2017-03-11 17:00 | 2017-03-11 18:00 | 44 | 2017 | 5 | 2017-03-31
Spain | ESP | 2017-03-11 18:00 | 2017-03-11 19:00 | 47.47 | 2017 | 5 | 2017-03-31
Spain | ESP | 2017-03-11 19:00 | 2017-03-11 20:00 | 48.34 | 2017 | 5 | 2017-03-31
Spain | ESP | 2017-03-11 20:00 | 2017-03-11 21:00 | 47.51 | 2017 | 5 | 2017-03-31
Spain | ESP | 2017-03-11 21:00 | 2017-03-11 22:00 | 47.1 | 2017 | 5 | 2017-03-31
Spain | ESP | 2017-03-11 22:00 | 2017-03-11 23:00 | 45 | 2017 | 5 | 2017-03-31
Spain | ESP | 2017-03-11 23:00 | 2017-03-12 | 31.25 | 2017 | 5 | 2017-03-31
Spain | ESP | 2017-03-12 | 2017-03-12 01:00 | 26.06 | 2017 | 5 | 2017-03-31
Spain | ESP | 2017-03-12 01:00 | 2017-03-12 02:00 | 23.23 | 2017 | 5 | 2017-03-31
Spain | ESP | 2017-03-12 02:00 | 2017-03-12 03:00 | 18.07 | 2017 | 5 | 2017-03-31
Spain | ESP | 2017-03-12 03:00 | 2017-03-12 04:00 | 14.26 | 2017 | 5 | 2017-03-31
Spain | ESP | 2017-03-12 04:00 | 2017-03-12 05:00 | 15.47 | 2017 | 5 | 2017-03-31
Spain | ESP | 2017-03-12 05:00 | 2017-03-12 06:00 | 17.26 | 2017 | 5 | 2017-03-31
Spain | ESP | 2017-03-12 06:00 | 2017-03-12 07:00 | 15 | 2017 | 5 | 2017-03-31
Spain | ESP | 2017-03-12 07:00 | 2017-03-12 08:00 | 14.69 | 2017 | 5 | 2017-03-31
Spain | ESP | 2017-03-12 08:00 | 2017-03-12 09:00 | 18.82 | 2017 | 5 | 2017-03-31
Spain | ESP | 2017-03-12 09:00 | 2017-03-12 10:00 | 17.49 | 2017 | 5 | 2017-03-31
Spain | ESP | 2017-03-12 10:00 | 2017-03-12 11:00 | 18.43 | 2017 | 5 | 2017-03-31
Spain | ESP | 2017-03-12 11:00 | 2017-03-12 12:00 | 17.46 | 2017 | 5 | 2017-03-31
Spain | ESP | 2017-03-12 12:00 | 2017-03-12 13:00 | 15.22 | 2017 | 5 | 2017-03-31
Spain | ESP | 2017-03-12 13:00 | 2017-03-12 14:00 | 13.31 | 2017 | 5 | 2017-03-31
Spain | ESP | 2017-03-12 14:00 | 2017-03-12 15:00 | 12.29 | 2017 | 5 | 2017-03-31
Spain | ESP | 2017-03-12 15:00 | 2017-03-12 16:00 | 12 | 2017 | 5 | 2017-03-31
Spain | ESP | 2017-03-12 16:00 | 2017-03-12 17:00 | 12 | 2017 | 5 | 2017-03-31
Spain | ESP | 2017-03-12 17:00 | 2017-03-12 18:00 | 23.76 | 2017 | 5 | 2017-03-31
Spain | ESP | 2017-03-12 18:00 | 2017-03-12 19:00 | 37.1 | 2017 | 5 | 2017-03-31
Spain | ESP | 2017-03-12 19:00 | 2017-03-12 20:00 | 38.9 | 2017 | 5 | 2017-03-31
Spain | ESP | 2017-03-12 20:00 | 2017-03-12 21:00 | 32.96 | 2017 | 5 | 2017-03-31
Spain | ESP | 2017-03-12 21:00 | 2017-03-12 22:00 | 34.41 | 2017 | 5 | 2017-03-31
Spain | ESP | 2017-03-12 22:00 | 2017-03-12 23:00 | 32.04 | 2017 | 5 | 2017-03-31
Spain | ESP | 2017-03-12 23:00 | 2017-03-13 | 27.04 | 2017 | 5 | 2017-03-31
Spain | ESP | 2017-03-13 | 2017-03-13 01:00 | 14 | 2017 | 5 | 2017-03-31
Spain | ESP | 2017-03-13 01:00 | 2017-03-13 02:00 | 12.16 | 2017 | 5 | 2017-03-31
Spain | ESP | 2017-03-13 02:00 | 2017-03-13 03:00 | 12 | 2017 | 5 | 2017-03-31
Spain | ESP | 2017-03-13 03:00 | 2017-03-13 04:00 | 12 | 2017 | 5 | 2017-03-31
Spain | ESP | 2017-03-13 04:00 | 2017-03-13 05:00 | 15.89 | 2017 | 5 | 2017-03-31
Spain | ESP | 2017-03-13 05:00 | 2017-03-13 06:00 | 33.83 | 2017 | 5 | 2017-03-31
Spain | ESP | 2017-03-13 06:00 | 2017-03-13 07:00 | 41 | 2017 | 5 | 2017-03-31
Spain | ESP | 2017-03-13 07:00 | 2017-03-13 08:00 | 42.86 | 2017 | 5 | 2017-03-31
Spain | ESP | 2017-03-13 08:00 | 2017-03-13 09:00 | 40 | 2017 | 5 | 2017-03-31
Spain | ESP | 2017-03-13 09:00 | 2017-03-13 10:00 | 34.57 | 2017 | 5 | 2017-03-31
Spain | ESP | 2017-03-13 10:00 | 2017-03-13 11:00 | 32.89 | 2017 | 5 | 2017-03-31
Spain | ESP | 2017-03-13 11:00 | 2017-03-13 12:00 | 31.97 | 2017 | 5 | 2017-03-31
Spain | ESP | 2017-03-13 12:00 | 2017-03-13 13:00 | 32.2 | 2017 | 5 | 2017-03-31
Spain | ESP | 2017-03-13 13:00 | 2017-03-13 14:00 | 31.7 | 2017 | 5 | 2017-03-31
Spain | ESP | 2017-03-13 14:00 | 2017-03-13 15:00 | 32 | 2017 | 5 | 2017-03-31
Spain | ESP | 2017-03-13 15:00 | 2017-03-13 16:00 | 36.61 | 2017 | 5 | 2017-03-31
Spain | ESP | 2017-03-13 16:00 | 2017-03-13 17:00 | 41.82 | 2017 | 5 | 2017-03-31
Spain | ESP | 2017-03-13 17:00 | 2017-03-13 18:00 | 44 | 2017 | 5 | 2017-03-31
Spain | ESP | 2017-03-13 18:00 | 2017-03-13 19:00 | 47.51 | 2017 | 5 | 2017-03-31
Spain | ESP | 2017-03-13 19:00 | 2017-03-13 20:00 | 49.51 | 2017 | 5 | 2017-03-31
Spain | ESP | 2017-03-13 20:00 | 2017-03-13 21:00 | 44.94 | 2017 | 5 | 2017-03-31
Spain | ESP | 2017-03-13 21:00 | 2017-03-13 22:00 | 39.96 | 2017 | 5 | 2017-03-31
Spain | ESP | 2017-03-13 22:00 | 2017-03-13 23:00 | 33.55 | 2017 | 5 | 2017-03-31
Spain | ESP | 2017-03-13 23:00 | 2017-03-14 | 29.58 | 2017 | 5 | 2017-03-31
Spain | ESP | 2017-03-14 | 2017-03-14 01:00 | 28.61 | 2017 | 5 | 2017-03-31
Spain | ESP | 2017-03-14 01:00 | 2017-03-14 02:00 | 27.73 | 2017 | 5 | 2017-03-31
Spain | ESP | 2017-03-14 02:00 | 2017-03-14 03:00 | 27.75 | 2017 | 5 | 2017-03-31
Spain | ESP | 2017-03-14 03:00 | 2017-03-14 04:00 | 28.43 | 2017 | 5 | 2017-03-31
Spain | ESP | 2017-03-14 04:00 | 2017-03-14 05:00 | 29.49 | 2017 | 5 | 2017-03-31
Spain | ESP | 2017-03-14 05:00 | 2017-03-14 06:00 | 37.72 | 2017 | 5 | 2017-03-31
Spain | ESP | 2017-03-14 06:00 | 2017-03-14 07:00 | 44.92 | 2017 | 5 | 2017-03-31
Spain | ESP | 2017-03-14 07:00 | 2017-03-14 08:00 | 47.1 | 2017 | 5 | 2017-03-31
Spain | ESP | 2017-03-14 08:00 | 2017-03-14 09:00 | 45.82 | 2017 | 5 | 2017-03-31
Spain | ESP | 2017-03-14 09:00 | 2017-03-14 10:00 | 42.89 | 2017 | 5 | 2017-03-31
Spain | ESP | 2017-03-14 10:00 | 2017-03-14 11:00 | 39.18 | 2017 | 5 | 2017-03-31
Spain | ESP | 2017-03-14 11:00 | 2017-03-14 12:00 | 38.53 | 2017 | 5 | 2017-03-31
Spain | ESP | 2017-03-14 12:00 | 2017-03-14 13:00 | 37.89 | 2017 | 5 | 2017-03-31
Spain | ESP | 2017-03-14 13:00 | 2017-03-14 14:00 | 38.1 | 2017 | 5 | 2017-03-31
Spain | ESP | 2017-03-14 14:00 | 2017-03-14 15:00 | 37.53 | 2017 | 5 | 2017-03-31
Spain | ESP | 2017-03-14 15:00 | 2017-03-14 16:00 | 35 | 2017 | 5 | 2017-03-31
Spain | ESP | 2017-03-14 16:00 | 2017-03-14 17:00 | 41.35 | 2017 | 5 | 2017-03-31
Spain | ESP | 2017-03-14 17:00 | 2017-03-14 18:00 | 44.47 | 2017 | 5 | 2017-03-31
Spain | ESP | 2017-03-14 18:00 | 2017-03-14 19:00 | 49.51 | 2017 | 5 | 2017-03-31
Spain | ESP | 2017-03-14 19:00 | 2017-03-14 20:00 | 50.96 | 2017 | 5 | 2017-03-31
Spain | ESP | 2017-03-14 20:00 | 2017-03-14 21:00 | 43.46 | 2017 | 5 | 2017-03-31
Spain | ESP | 2017-03-14 21:00 | 2017-03-14 22:00 | 41 | 2017 | 5 | 2017-03-31
Spain | ESP | 2017-03-14 22:00 | 2017-03-14 23:00 | 40.01 | 2017 | 5 | 2017-03-31
Spain | ESP | 2017-03-14 23:00 | 2017-03-15 | 38.42 | 2017 | 5 | 2017-03-31
Spain | ESP | 2017-03-15 | 2017-03-15 01:00 | 32.14 | 2017 | 5 | 2017-03-31
Spain | ESP | 2017-03-15 01:00 | 2017-03-15 02:00 | 33.59 | 2017 | 5 | 2017-03-31
Spain | ESP | 2017-03-15 02:00 | 2017-03-15 03:00 | 29.68 | 2017 | 5 | 2017-03-31
Spain | ESP | 2017-03-15 03:00 | 2017-03-15 04:00 | 28.71 | 2017 | 5 | 2017-03-31
Spain | ESP | 2017-03-15 04:00 | 2017-03-15 05:00 | 33.44 | 2017 | 5 | 2017-03-31
Spain | ESP | 2017-03-15 05:00 | 2017-03-15 06:00 | 40.26 | 2017 | 5 | 2017-03-31
Spain | ESP | 2017-03-15 06:00 | 2017-03-15 07:00 | 48.9 | 2017 | 5 | 2017-03-31
Spain | ESP | 2017-03-15 07:00 | 2017-03-15 08:00 | 50.14 | 2017 | 5 | 2017-03-31
Spain | ESP | 2017-03-15 08:00 | 2017-03-15 09:00 | 48.97 | 2017 | 5 | 2017-03-31
Spain | ESP | 2017-03-15 09:00 | 2017-03-15 10:00 | 48.51 | 2017 | 5 | 2017-03-31
Spain | ESP | 2017-03-15 10:00 | 2017-03-15 11:00 | 47 | 2017 | 5 | 2017-03-31
Spain | ESP | 2017-03-15 11:00 | 2017-03-15 12:00 | 46.47 | 2017 | 5 | 2017-03-31
Spain | ESP | 2017-03-15 12:00 | 2017-03-15 13:00 | 46.45 | 2017 | 5 | 2017-03-31
Spain | ESP | 2017-03-15 13:00 | 2017-03-15 14:00 | 46.45 | 2017 | 5 | 2017-03-31
Spain | ESP | 2017-03-15 14:00 | 2017-03-15 15:00 | 46.25 | 2017 | 5 | 2017-03-31
Spain | ESP | 2017-03-15 15:00 | 2017-03-15 16:00 | 46.45 | 2017 | 5 | 2017-03-31
Spain | ESP | 2017-03-15 16:00 | 2017-03-15 17:00 | 46.47 | 2017 | 5 | 2017-03-31
Spain | ESP | 2017-03-15 17:00 | 2017-03-15 18:00 | 47.97 | 2017 | 5 | 2017-03-31
Spain | ESP | 2017-03-15 18:00 | 2017-03-15 19:00 | 52.09 | 2017 | 5 | 2017-03-31
Spain | ESP | 2017-03-15 19:00 | 2017-03-15 20:00 | 52.8 | 2017 | 5 | 2017-03-31
Spain | ESP | 2017-03-15 20:00 | 2017-03-15 21:00 | 50.84 | 2017 | 5 | 2017-03-31
Spain | ESP | 2017-03-15 21:00 | 2017-03-15 22:00 | 48.25 | 2017 | 5 | 2017-03-31
Spain | ESP | 2017-03-15 22:00 | 2017-03-15 23:00 | 46.47 | 2017 | 5 | 2017-03-31
Spain | ESP | 2017-03-15 23:00 | 2017-03-16 | 46.23 | 2017 | 5 | 2017-03-31
Spain | ESP | 2017-03-16 | 2017-03-16 01:00 | 37.79 | 2017 | 5 | 2017-03-31
Spain | ESP | 2017-03-16 01:00 | 2017-03-16 02:00 | 35.39 | 2017 | 5 | 2017-03-31
Spain | ESP | 2017-03-16 02:00 | 2017-03-16 03:00 | 35.14 | 2017 | 5 | 2017-03-31
Spain | ESP | 2017-03-16 03:00 | 2017-03-16 04:00 | 35.39 | 2017 | 5 | 2017-03-31
Spain | ESP | 2017-03-16 04:00 | 2017-03-16 05:00 | 36.6 | 2017 | 5 | 2017-03-31
Spain | ESP | 2017-03-16 05:00 | 2017-03-16 06:00 | 45.85 | 2017 | 5 | 2017-03-31
Spain | ESP | 2017-03-16 06:00 | 2017-03-16 07:00 | 47.2 | 2017 | 5 | 2017-03-31
Spain | ESP | 2017-03-16 07:00 | 2017-03-16 08:00 | 47.69 | 2017 | 5 | 2017-03-31
Spain | ESP | 2017-03-16 08:00 | 2017-03-16 09:00 | 48.21 | 2017 | 5 | 2017-03-31
Spain | ESP | 2017-03-16 09:00 | 2017-03-16 10:00 | 47.69 | 2017 | 5 | 2017-03-31
Spain | ESP | 2017-03-16 10:00 | 2017-03-16 11:00 | 46.86 | 2017 | 5 | 2017-03-31
Spain | ESP | 2017-03-16 11:00 | 2017-03-16 12:00 | 46.3 | 2017 | 5 | 2017-03-31
Spain | ESP | 2017-03-16 12:00 | 2017-03-16 13:00 | 46.23 | 2017 | 5 | 2017-03-31
Spain | ESP | 2017-03-16 13:00 | 2017-03-16 14:00 | 45.95 | 2017 | 5 | 2017-03-31
Spain | ESP | 2017-03-16 14:00 | 2017-03-16 15:00 | 45.95 | 2017 | 5 | 2017-03-31
Spain | ESP | 2017-03-16 15:00 | 2017-03-16 16:00 | 45.95 | 2017 | 5 | 2017-03-31
Spain | ESP | 2017-03-16 16:00 | 2017-03-16 17:00 | 46.23 | 2017 | 5 | 2017-03-31
Spain | ESP | 2017-03-16 17:00 | 2017-03-16 18:00 | 47.51 | 2017 | 5 | 2017-03-31
Spain | ESP | 2017-03-16 18:00 | 2017-03-16 19:00 | 50.1 | 2017 | 5 | 2017-03-31
Spain | ESP | 2017-03-16 19:00 | 2017-03-16 20:00 | 51.25 | 2017 | 5 | 2017-03-31
Spain | ESP | 2017-03-16 20:00 | 2017-03-16 21:00 | 51.25 | 2017 | 5 | 2017-03-31
Spain | ESP | 2017-03-16 21:00 | 2017-03-16 22:00 | 49.07 | 2017 | 5 | 2017-03-31
Spain | ESP | 2017-03-16 22:00 | 2017-03-16 23:00 | 48.21 | 2017 | 5 | 2017-03-31
Spain | ESP | 2017-03-16 23:00 | 2017-03-17 | 47.88 | 2017 | 5 | 2017-03-31
Spain | ESP | 2017-03-17 | 2017-03-17 01:00 | 45.76 | 2017 | 5 | 2017-03-31
Spain | ESP | 2017-03-17 01:00 | 2017-03-17 02:00 | 41.39 | 2017 | 5 | 2017-03-31
Spain | ESP | 2017-03-17 02:00 | 2017-03-17 03:00 | 40.35 | 2017 | 5 | 2017-03-31
Spain | ESP | 2017-03-17 03:00 | 2017-03-17 04:00 | 40.05 | 2017 | 5 | 2017-03-31
Spain | ESP | 2017-03-17 04:00 | 2017-03-17 05:00 | 41 | 2017 | 5 | 2017-03-31
Spain | ESP | 2017-03-17 05:00 | 2017-03-17 06:00 | 45.85 | 2017 | 5 | 2017-03-31
Spain | ESP | 2017-03-17 06:00 | 2017-03-17 07:00 | 47 | 2017 | 5 | 2017-03-31
Spain | ESP | 2017-03-17 07:00 | 2017-03-17 08:00 | 48.46 | 2017 | 5 | 2017-03-31
Spain | ESP | 2017-03-17 08:00 | 2017-03-17 09:00 | 50.53 | 2017 | 5 | 2017-03-31
Spain | ESP | 2017-03-17 09:00 | 2017-03-17 10:00 | 49.6 | 2017 | 5 | 2017-03-31
Spain | ESP | 2017-03-17 10:00 | 2017-03-17 11:00 | 48.87 | 2017 | 5 | 2017-03-31
Spain | ESP | 2017-03-17 11:00 | 2017-03-17 12:00 | 46.62 | 2017 | 5 | 2017-03-31
Spain | ESP | 2017-03-17 12:00 | 2017-03-17 13:00 | 47.08 | 2017 | 5 | 2017-03-31
Spain | ESP | 2017-03-17 13:00 | 2017-03-17 14:00 | 46.99 | 2017 | 5 | 2017-03-31
Spain | ESP | 2017-03-17 14:00 | 2017-03-17 15:00 | 46.4 | 2017 | 5 | 2017-03-31
Spain | ESP | 2017-03-17 15:00 | 2017-03-17 16:00 | 46.11 | 2017 | 5 | 2017-03-31
Spain | ESP | 2017-03-17 16:00 | 2017-03-17 17:00 | 46.7 | 2017 | 5 | 2017-03-31
Spain | ESP | 2017-03-17 17:00 | 2017-03-17 18:00 | 46.29 | 2017 | 5 | 2017-03-31
Spain | ESP | 2017-03-17 18:00 | 2017-03-17 19:00 | 48.99 | 2017 | 5 | 2017-03-31
Spain | ESP | 2017-03-17 19:00 | 2017-03-17 20:00 | 50 | 2017 | 5 | 2017-03-31
Spain | ESP | 2017-03-17 20:00 | 2017-03-17 21:00 | 49.17 | 2017 | 5 | 2017-03-31
Spain | ESP | 2017-03-17 21:00 | 2017-03-17 22:00 | 47.69 | 2017 | 5 | 2017-03-31
Spain | ESP | 2017-03-17 22:00 | 2017-03-17 23:00 | 46.29 | 2017 | 5 | 2017-03-31
Spain | ESP | 2017-03-17 23:00 | 2017-03-18 | 47.69 | 2017 | 5 | 2017-03-31
Spain | ESP | 2017-03-18 | 2017-03-18 01:00 | 45.85 | 2017 | 5 | 2017-03-31
Spain | ESP | 2017-03-18 01:00 | 2017-03-18 02:00 | 40.05 | 2017 | 5 | 2017-03-31
Spain | ESP | 2017-03-18 02:00 | 2017-03-18 03:00 | 41.63 | 2017 | 5 | 2017-03-31
Spain | ESP | 2017-03-18 03:00 | 2017-03-18 04:00 | 40.05 | 2017 | 5 | 2017-03-31
Spain | ESP | 2017-03-18 04:00 | 2017-03-18 05:00 | 40.05 | 2017 | 5 | 2017-03-31
Spain | ESP | 2017-03-18 05:00 | 2017-03-18 06:00 | 42.7 | 2017 | 5 | 2017-03-31
Spain | ESP | 2017-03-18 06:00 | 2017-03-18 07:00 | 44.32 | 2017 | 5 | 2017-03-31
Spain | ESP | 2017-03-18 07:00 | 2017-03-18 08:00 | 44.32 | 2017 | 5 | 2017-03-31
Spain | ESP | 2017-03-18 08:00 | 2017-03-18 09:00 | 44.6 | 2017 | 5 | 2017-03-31
Spain | ESP | 2017-03-18 09:00 | 2017-03-18 10:00 | 42.7 | 2017 | 5 | 2017-03-31
Spain | ESP | 2017-03-18 10:00 | 2017-03-18 11:00 | 43.3 | 2017 | 5 | 2017-03-31
Spain | ESP | 2017-03-18 11:00 | 2017-03-18 12:00 | 40.05 | 2017 | 5 | 2017-03-31
Spain | ESP | 2017-03-18 12:00 | 2017-03-18 13:00 | 41 | 2017 | 5 | 2017-03-31
Spain | ESP | 2017-03-18 13:00 | 2017-03-18 14:00 | 41 | 2017 | 5 | 2017-03-31
Spain | ESP | 2017-03-18 14:00 | 2017-03-18 15:00 | 38.9 | 2017 | 5 | 2017-03-31
Spain | ESP | 2017-03-18 15:00 | 2017-03-18 16:00 | 38.6 | 2017 | 5 | 2017-03-31
Spain | ESP | 2017-03-18 16:00 | 2017-03-18 17:00 | 39.6 | 2017 | 5 | 2017-03-31
Spain | ESP | 2017-03-18 17:00 | 2017-03-18 18:00 | 43.61 | 2017 | 5 | 2017-03-31
Spain | ESP | 2017-03-18 18:00 | 2017-03-18 19:00 | 47.69 | 2017 | 5 | 2017-03-31
Spain | ESP | 2017-03-18 19:00 | 2017-03-18 20:00 | 48.97 | 2017 | 5 | 2017-03-31
Spain | ESP | 2017-03-18 20:00 | 2017-03-18 21:00 | 48.69 | 2017 | 5 | 2017-03-31
Spain | ESP | 2017-03-18 21:00 | 2017-03-18 22:00 | 47.51 | 2017 | 5 | 2017-03-31
Spain | ESP | 2017-03-18 22:00 | 2017-03-18 23:00 | 47.69 | 2017 | 5 | 2017-03-31
Spain | ESP | 2017-03-18 23:00 | 2017-03-19 | 48.4 | 2017 | 5 | 2017-03-31
Spain | ESP | 2017-03-19 | 2017-03-19 01:00 | 47.1 | 2017 | 5 | 2017-03-31
Spain | ESP | 2017-03-19 01:00 | 2017-03-19 02:00 | 44.8 | 2017 | 5 | 2017-03-31
Spain | ESP | 2017-03-19 02:00 | 2017-03-19 03:00 | 41.63 | 2017 | 5 | 2017-03-31
Spain | ESP | 2017-03-19 03:00 | 2017-03-19 04:00 | 44.6 | 2017 | 5 | 2017-03-31
Spain | ESP | 2017-03-19 04:00 | 2017-03-19 05:00 | 45.85 | 2017 | 5 | 2017-03-31
Spain | ESP | 2017-03-19 05:00 | 2017-03-19 06:00 | 47.03 | 2017 | 5 | 2017-03-31
Spain | ESP | 2017-03-19 06:00 | 2017-03-19 07:00 | 45.85 | 2017 | 5 | 2017-03-31
Spain | ESP | 2017-03-19 07:00 | 2017-03-19 08:00 | 45.85 | 2017 | 5 | 2017-03-31
Spain | ESP | 2017-03-19 08:00 | 2017-03-19 09:00 | 45.85 | 2017 | 5 | 2017-03-31
Spain | ESP | 2017-03-19 09:00 | 2017-03-19 10:00 | 42.5 | 2017 | 5 | 2017-03-31
Spain | ESP | 2017-03-19 10:00 | 2017-03-19 11:00 | 42.87 | 2017 | 5 | 2017-03-31
Spain | ESP | 2017-03-19 11:00 | 2017-03-19 12:00 | 44 | 2017 | 5 | 2017-03-31
Spain | ESP | 2017-03-19 12:00 | 2017-03-19 13:00 | 44.6 | 2017 | 5 | 2017-03-31
Spain | ESP | 2017-03-19 13:00 | 2017-03-19 14:00 | 41.92 | 2017 | 5 | 2017-03-31
Spain | ESP | 2017-03-19 14:00 | 2017-03-19 15:00 | 37.89 | 2017 | 5 | 2017-03-31
Spain | ESP | 2017-03-19 15:00 | 2017-03-19 16:00 | 36.4 | 2017 | 5 | 2017-03-31
Spain | ESP | 2017-03-19 16:00 | 2017-03-19 17:00 | 36.6 | 2017 | 5 | 2017-03-31
Spain | ESP | 2017-03-19 17:00 | 2017-03-19 18:00 | 37.49 | 2017 | 5 | 2017-03-31
Spain | ESP | 2017-03-19 18:00 | 2017-03-19 19:00 | 47.52 | 2017 | 5 | 2017-03-31
Spain | ESP | 2017-03-19 19:00 | 2017-03-19 20:00 | 50.35 | 2017 | 5 | 2017-03-31
Spain | ESP | 2017-03-19 20:00 | 2017-03-19 21:00 | 50.85 | 2017 | 5 | 2017-03-31
Spain | ESP | 2017-03-19 21:00 | 2017-03-19 22:00 | 49.69 | 2017 | 5 | 2017-03-31
Spain | ESP | 2017-03-19 22:00 | 2017-03-19 23:00 | 48.23 | 2017 | 5 | 2017-03-31
Spain | ESP | 2017-03-19 23:00 | 2017-03-20 | 49.01 | 2017 | 5 | 2017-03-31
Spain | ESP | 2017-03-20 | 2017-03-20 01:00 | 47.08 | 2017 | 5 | 2017-03-31
Spain | ESP | 2017-03-20 01:00 | 2017-03-20 02:00 | 44.07 | 2017 | 5 | 2017-03-31
Spain | ESP | 2017-03-20 02:00 | 2017-03-20 03:00 | 45.89 | 2017 | 5 | 2017-03-31
Spain | ESP | 2017-03-20 03:00 | 2017-03-20 04:00 | 46.11 | 2017 | 5 | 2017-03-31
Spain | ESP | 2017-03-20 04:00 | 2017-03-20 05:00 | 48.19 | 2017 | 5 | 2017-03-31
Spain | ESP | 2017-03-20 05:00 | 2017-03-20 06:00 | 48.99 | 2017 | 5 | 2017-03-31
Spain | ESP | 2017-03-20 06:00 | 2017-03-20 07:00 | 50.35 | 2017 | 5 | 2017-03-31
Spain | ESP | 2017-03-20 07:00 | 2017-03-20 08:00 | 50.69 | 2017 | 5 | 2017-03-31
Spain | ESP | 2017-03-20 08:00 | 2017-03-20 09:00 | 51.13 | 2017 | 5 | 2017-03-31
Spain | ESP | 2017-03-20 09:00 | 2017-03-20 10:00 | 50.23 | 2017 | 5 | 2017-03-31
Spain | ESP | 2017-03-20 10:00 | 2017-03-20 11:00 | 49.01 | 2017 | 5 | 2017-03-31
Spain | ESP | 2017-03-20 11:00 | 2017-03-20 12:00 | 48.97 | 2017 | 5 | 2017-03-31
Spain | ESP | 2017-03-20 12:00 | 2017-03-20 13:00 | 48.19 | 2017 | 5 | 2017-03-31
Spain | ESP | 2017-03-20 13:00 | 2017-03-20 14:00 | 45.95 | 2017 | 5 | 2017-03-31
Spain | ESP | 2017-03-20 14:00 | 2017-03-20 15:00 | 45.01 | 2017 | 5 | 2017-03-31
Spain | ESP | 2017-03-20 15:00 | 2017-03-20 16:00 | 43 | 2017 | 5 | 2017-03-31
Spain | ESP | 2017-03-20 16:00 | 2017-03-20 17:00 | 42.51 | 2017 | 5 | 2017-03-31
Spain | ESP | 2017-03-20 17:00 | 2017-03-20 18:00 | 42.76 | 2017 | 5 | 2017-03-31
Spain | ESP | 2017-03-20 18:00 | 2017-03-20 19:00 | 47.02 | 2017 | 5 | 2017-03-31
Spain | ESP | 2017-03-20 19:00 | 2017-03-20 20:00 | 49 | 2017 | 5 | 2017-03-31
Spain | ESP | 2017-03-20 20:00 | 2017-03-20 21:00 | 48.97 | 2017 | 5 | 2017-03-31
Spain | ESP | 2017-03-20 21:00 | 2017-03-20 22:00 | 45.97 | 2017 | 5 | 2017-03-31
Spain | ESP | 2017-03-20 22:00 | 2017-03-20 23:00 | 44.59 | 2017 | 5 | 2017-03-31
Spain | ESP | 2017-03-20 23:00 | 2017-03-21 | 46.51 | 2017 | 5 | 2017-03-31
Spain | ESP | 2017-03-21 | 2017-03-21 01:00 | 37.99 | 2017 | 5 | 2017-03-31
Spain | ESP | 2017-03-21 01:00 | 2017-03-21 02:00 | 37.24 | 2017 | 5 | 2017-03-31
Spain | ESP | 2017-03-21 02:00 | 2017-03-21 03:00 | 36.89 | 2017 | 5 | 2017-03-31
Spain | ESP | 2017-03-21 03:00 | 2017-03-21 04:00 | 37.24 | 2017 | 5 | 2017-03-31
Spain | ESP | 2017-03-21 04:00 | 2017-03-21 05:00 | 37.99 | 2017 | 5 | 2017-03-31
Spain | ESP | 2017-03-21 05:00 | 2017-03-21 06:00 | 47.56 | 2017 | 5 | 2017-03-31
Spain | ESP | 2017-03-21 06:00 | 2017-03-21 07:00 | 48.65 | 2017 | 5 | 2017-03-31
Spain | ESP | 2017-03-21 07:00 | 2017-03-21 08:00 | 51.02 | 2017 | 5 | 2017-03-31
Spain | ESP | 2017-03-21 08:00 | 2017-03-21 09:00 | 52.15 | 2017 | 5 | 2017-03-31
Spain | ESP | 2017-03-21 09:00 | 2017-03-21 10:00 | 51.19 | 2017 | 5 | 2017-03-31
Spain | ESP | 2017-03-21 10:00 | 2017-03-21 11:00 | 50.19 | 2017 | 5 | 2017-03-31
Spain | ESP | 2017-03-21 11:00 | 2017-03-21 12:00 | 49.51 | 2017 | 5 | 2017-03-31
Spain | ESP | 2017-03-21 12:00 | 2017-03-21 13:00 | 48.49 | 2017 | 5 | 2017-03-31
Spain | ESP | 2017-03-21 13:00 | 2017-03-21 14:00 | 47.76 | 2017 | 5 | 2017-03-31
Spain | ESP | 2017-03-21 14:00 | 2017-03-21 15:00 | 44.02 | 2017 | 5 | 2017-03-31
Spain | ESP | 2017-03-21 15:00 | 2017-03-21 16:00 | 44.43 | 2017 | 5 | 2017-03-31
Spain | ESP | 2017-03-21 16:00 | 2017-03-21 17:00 | 47.49 | 2017 | 5 | 2017-03-31
Spain | ESP | 2017-03-21 17:00 | 2017-03-21 18:00 | 48 | 2017 | 5 | 2017-03-31
Spain | ESP | 2017-03-21 18:00 | 2017-03-21 19:00 | 49.69 | 2017 | 5 | 2017-03-31
Spain | ESP | 2017-03-21 19:00 | 2017-03-21 20:00 | 48.51 | 2017 | 5 | 2017-03-31
Spain | ESP | 2017-03-21 20:00 | 2017-03-21 21:00 | 48.49 | 2017 | 5 | 2017-03-31
Spain | ESP | 2017-03-21 21:00 | 2017-03-21 22:00 | 46.11 | 2017 | 5 | 2017-03-31
Spain | ESP | 2017-03-21 22:00 | 2017-03-21 23:00 | 41.57 | 2017 | 5 | 2017-03-31
Spain | ESP | 2017-03-21 23:00 | 2017-03-22 | 36 | 2017 | 5 | 2017-03-31
Spain | ESP | 2017-03-22 | 2017-03-22 01:00 | 30.51 | 2017 | 5 | 2017-03-31
Spain | ESP | 2017-03-22 01:00 | 2017-03-22 02:00 | 29.2 | 2017 | 5 | 2017-03-31
Spain | ESP | 2017-03-22 02:00 | 2017-03-22 03:00 | 29.05 | 2017 | 5 | 2017-03-31
Spain | ESP | 2017-03-22 03:00 | 2017-03-22 04:00 | 29.05 | 2017 | 5 | 2017-03-31
Spain | ESP | 2017-03-22 04:00 | 2017-03-22 05:00 | 30.41 | 2017 | 5 | 2017-03-31
Spain | ESP | 2017-03-22 05:00 | 2017-03-22 06:00 | 35.19 | 2017 | 5 | 2017-03-31
Spain | ESP | 2017-03-22 06:00 | 2017-03-22 07:00 | 40.19 | 2017 | 5 | 2017-03-31
Spain | ESP | 2017-03-22 07:00 | 2017-03-22 08:00 | 43.02 | 2017 | 5 | 2017-03-31
Spain | ESP | 2017-03-22 08:00 | 2017-03-22 09:00 | 41.74 | 2017 | 5 | 2017-03-31
Spain | ESP | 2017-03-22 09:00 | 2017-03-22 10:00 | 38.1 | 2017 | 5 | 2017-03-31
Spain | ESP | 2017-03-22 10:00 | 2017-03-22 11:00 | 36.69 | 2017 | 5 | 2017-03-31
Spain | ESP | 2017-03-22 11:00 | 2017-03-22 12:00 | 36.25 | 2017 | 5 | 2017-03-31
Spain | ESP | 2017-03-22 12:00 | 2017-03-22 13:00 | 35.95 | 2017 | 5 | 2017-03-31
Spain | ESP | 2017-03-22 13:00 | 2017-03-22 14:00 | 35.02 | 2017 | 5 | 2017-03-31
Spain | ESP | 2017-03-22 14:00 | 2017-03-22 15:00 | 36.35 | 2017 | 5 | 2017-03-31
Spain | ESP | 2017-03-22 15:00 | 2017-03-22 16:00 | 36.9 | 2017 | 5 | 2017-03-31
Spain | ESP | 2017-03-22 16:00 | 2017-03-22 17:00 | 39.6 | 2017 | 5 | 2017-03-31
Spain | ESP | 2017-03-22 17:00 | 2017-03-22 18:00 | 42.4 | 2017 | 5 | 2017-03-31
Spain | ESP | 2017-03-22 18:00 | 2017-03-22 19:00 | 48.42 | 2017 | 5 | 2017-03-31
Spain | ESP | 2017-03-22 19:00 | 2017-03-22 20:00 | 48.47 | 2017 | 5 | 2017-03-31
Spain | ESP | 2017-03-22 20:00 | 2017-03-22 21:00 | 47.69 | 2017 | 5 | 2017-03-31
Spain | ESP | 2017-03-22 21:00 | 2017-03-22 22:00 | 46.11 | 2017 | 5 | 2017-03-31
Spain | ESP | 2017-03-22 22:00 | 2017-03-22 23:00 | 41.56 | 2017 | 5 | 2017-03-31
Spain | ESP | 2017-03-22 23:00 | 2017-03-23 | 39.6 | 2017 | 5 | 2017-03-31
Spain | ESP | 2017-03-23 | 2017-03-23 01:00 | 34.97 | 2017 | 5 | 2017-03-31
Spain | ESP | 2017-03-23 01:00 | 2017-03-23 02:00 | 28.91 | 2017 | 5 | 2017-03-31
Spain | ESP | 2017-03-23 02:00 | 2017-03-23 03:00 | 28.65 | 2017 | 5 | 2017-03-31
Spain | ESP | 2017-03-23 03:00 | 2017-03-23 04:00 | 29.15 | 2017 | 5 | 2017-03-31
Spain | ESP | 2017-03-23 04:00 | 2017-03-23 05:00 | 34.97 | 2017 | 5 | 2017-03-31
Spain | ESP | 2017-03-23 05:00 | 2017-03-23 06:00 | 38 | 2017 | 5 | 2017-03-31
Spain | ESP | 2017-03-23 06:00 | 2017-03-23 07:00 | 47.51 | 2017 | 5 | 2017-03-31
Spain | ESP | 2017-03-23 07:00 | 2017-03-23 08:00 | 48.72 | 2017 | 5 | 2017-03-31
Spain | ESP | 2017-03-23 08:00 | 2017-03-23 09:00 | 48.85 | 2017 | 5 | 2017-03-31
Spain | ESP | 2017-03-23 09:00 | 2017-03-23 10:00 | 48.69 | 2017 | 5 | 2017-03-31
Spain | ESP | 2017-03-23 10:00 | 2017-03-23 11:00 | 48.49 | 2017 | 5 | 2017-03-31
Spain | ESP | 2017-03-23 11:00 | 2017-03-23 12:00 | 48.49 | 2017 | 5 | 2017-03-31
Spain | ESP | 2017-03-23 12:00 | 2017-03-23 13:00 | 48.69 | 2017 | 5 | 2017-03-31
Spain | ESP | 2017-03-23 13:00 | 2017-03-23 14:00 | 48.49 | 2017 | 5 | 2017-03-31
Spain | ESP | 2017-03-23 14:00 | 2017-03-23 15:00 | 48.49 | 2017 | 5 | 2017-03-31
Spain | ESP | 2017-03-23 15:00 | 2017-03-23 16:00 | 48.51 | 2017 | 5 | 2017-03-31
Spain | ESP | 2017-03-23 16:00 | 2017-03-23 17:00 | 48.69 | 2017 | 5 | 2017-03-31
Spain | ESP | 2017-03-23 17:00 | 2017-03-23 18:00 | 49.31 | 2017 | 5 | 2017-03-31
Spain | ESP | 2017-03-23 18:00 | 2017-03-23 19:00 | 52.14 | 2017 | 5 | 2017-03-31
Spain | ESP | 2017-03-23 19:00 | 2017-03-23 20:00 | 56.97 | 2017 | 5 | 2017-03-31
Spain | ESP | 2017-03-23 20:00 | 2017-03-23 21:00 | 55.85 | 2017 | 5 | 2017-03-31
Spain | ESP | 2017-03-23 21:00 | 2017-03-23 22:00 | 52.46 | 2017 | 5 | 2017-03-31
Spain | ESP | 2017-03-23 22:00 | 2017-03-23 23:00 | 50.73 | 2017 | 5 | 2017-03-31
Spain | ESP | 2017-03-23 23:00 | 2017-03-24 | 53.19 | 2017 | 5 | 2017-03-31
Spain | ESP | 2017-03-24 | 2017-03-24 01:00 | 52.15 | 2017 | 5 | 2017-03-31
Spain | ESP | 2017-03-24 01:00 | 2017-03-24 02:00 | 51.16 | 2017 | 5 | 2017-03-31
Spain | ESP | 2017-03-24 02:00 | 2017-03-24 03:00 | 51.09 | 2017 | 5 | 2017-03-31
Spain | ESP | 2017-03-24 03:00 | 2017-03-24 04:00 | 51.09 | 2017 | 5 | 2017-03-31
Spain | ESP | 2017-03-24 04:00 | 2017-03-24 05:00 | 52.13 | 2017 | 5 | 2017-03-31
Spain | ESP | 2017-03-24 05:00 | 2017-03-24 06:00 | 53.19 | 2017 | 5 | 2017-03-31
Spain | ESP | 2017-03-24 06:00 | 2017-03-24 07:00 | 54.44 | 2017 | 5 | 2017-03-31
Spain | ESP | 2017-03-24 07:00 | 2017-03-24 08:00 | 54.78 | 2017 | 5 | 2017-03-31
Spain | ESP | 2017-03-24 08:00 | 2017-03-24 09:00 | 55.31 | 2017 | 5 | 2017-03-31
Spain | ESP | 2017-03-24 09:00 | 2017-03-24 10:00 | 54.78 | 2017 | 5 | 2017-03-31
Spain | ESP | 2017-03-24 10:00 | 2017-03-24 11:00 | 54 | 2017 | 5 | 2017-03-31
Spain | ESP | 2017-03-24 11:00 | 2017-03-24 12:00 | 53.19 | 2017 | 5 | 2017-03-31
Spain | ESP | 2017-03-24 12:00 | 2017-03-24 13:00 | 52.69 | 2017 | 5 | 2017-03-31
Spain | ESP | 2017-03-24 13:00 | 2017-03-24 14:00 | 51.95 | 2017 | 5 | 2017-03-31
Spain | ESP | 2017-03-24 14:00 | 2017-03-24 15:00 | 50.95 | 2017 | 5 | 2017-03-31
Spain | ESP | 2017-03-24 15:00 | 2017-03-24 16:00 | 50.28 | 2017 | 5 | 2017-03-31
Spain | ESP | 2017-03-24 16:00 | 2017-03-24 17:00 | 50.23 | 2017 | 5 | 2017-03-31
Spain | ESP | 2017-03-24 17:00 | 2017-03-24 18:00 | 50.23 | 2017 | 5 | 2017-03-31
Spain | ESP | 2017-03-24 18:00 | 2017-03-24 19:00 | 51.5 | 2017 | 5 | 2017-03-31
Spain | ESP | 2017-03-24 19:00 | 2017-03-24 20:00 | 52.15 | 2017 | 5 | 2017-03-31
Spain | ESP | 2017-03-24 20:00 | 2017-03-24 21:00 | 50.9 | 2017 | 5 | 2017-03-31
Spain | ESP | 2017-03-24 21:00 | 2017-03-24 22:00 | 48.49 | 2017 | 5 | 2017-03-31
Spain | ESP | 2017-03-24 22:00 | 2017-03-24 23:00 | 48.12 | 2017 | 5 | 2017-03-31
Spain | ESP | 2017-03-24 23:00 | 2017-03-25 | 40 | 2017 | 5 | 2017-03-31
Spain | ESP | 2017-03-25 | 2017-03-25 01:00 | 35 | 2017 | 5 | 2017-03-31
Spain | ESP | 2017-03-25 01:00 | 2017-03-25 02:00 | 33 | 2017 | 5 | 2017-03-31
Spain | ESP | 2017-03-25 02:00 | 2017-03-25 03:00 | 32.4 | 2017 | 5 | 2017-03-31
Spain | ESP | 2017-03-25 03:00 | 2017-03-25 04:00 | 31.7 | 2017 | 5 | 2017-03-31
Spain | ESP | 2017-03-25 04:00 | 2017-03-25 05:00 | 31.44 | 2017 | 5 | 2017-03-31
Spain | ESP | 2017-03-25 05:00 | 2017-03-25 06:00 | 32.4 | 2017 | 5 | 2017-03-31
Spain | ESP | 2017-03-25 06:00 | 2017-03-25 07:00 | 33 | 2017 | 5 | 2017-03-31
Spain | ESP | 2017-03-25 07:00 | 2017-03-25 08:00 | 34.95 | 2017 | 5 | 2017-03-31
Spain | ESP | 2017-03-25 08:00 | 2017-03-25 09:00 | 37.1 | 2017 | 5 | 2017-03-31
Spain | ESP | 2017-03-25 09:00 | 2017-03-25 10:00 | 45 | 2017 | 5 | 2017-03-31
Spain | ESP | 2017-03-25 10:00 | 2017-03-25 11:00 | 44.01 | 2017 | 5 | 2017-03-31
Spain | ESP | 2017-03-25 11:00 | 2017-03-25 12:00 | 41.63 | 2017 | 5 | 2017-03-31
Spain | ESP | 2017-03-25 12:00 | 2017-03-25 13:00 | 44.01 | 2017 | 5 | 2017-03-31
Spain | ESP | 2017-03-25 13:00 | 2017-03-25 14:00 | 41.4 | 2017 | 5 | 2017-03-31
Spain | ESP | 2017-03-25 14:00 | 2017-03-25 15:00 | 37 | 2017 | 5 | 2017-03-31
Spain | ESP | 2017-03-25 15:00 | 2017-03-25 16:00 | 37.1 | 2017 | 5 | 2017-03-31
Spain | ESP | 2017-03-25 16:00 | 2017-03-25 17:00 | 37.1 | 2017 | 5 | 2017-03-31
Spain | ESP | 2017-03-25 17:00 | 2017-03-25 18:00 | 46.32 | 2017 | 5 | 2017-03-31
Spain | ESP | 2017-03-25 18:00 | 2017-03-25 19:00 | 49.51 | 2017 | 5 | 2017-03-31
Spain | ESP | 2017-03-25 19:00 | 2017-03-25 20:00 | 51.16 | 2017 | 5 | 2017-03-31
Spain | ESP | 2017-03-25 20:00 | 2017-03-25 21:00 | 50.73 | 2017 | 5 | 2017-03-31
Spain | ESP | 2017-03-25 21:00 | 2017-03-25 22:00 | 48.82 | 2017 | 5 | 2017-03-31
Spain | ESP | 2017-03-25 22:00 | 2017-03-25 23:00 | 48.47 | 2017 | 5 | 2017-03-31
Spain | ESP | 2017-03-25 23:00 | 2017-03-26 | 43.6 | 2017 | 5 | 2017-03-31
Spain | ESP | 2017-03-26 | 2017-03-26 01:00 | 36.1 | 2017 | 5 | 2017-03-31
Spain | ESP | 2017-03-26 01:00 | 2017-03-26 03:00 | 33.75 | 2017 | 5 | 2017-03-31
Spain | ESP | 2017-03-26 02:00 | 2017-03-26 04:00 | 33 | 2017 | 5 | 2017-03-31
Spain | ESP | 2017-03-26 03:00 | 2017-03-26 05:00 | 32.75 | 2017 | 5 | 2017-03-31
Spain | ESP | 2017-03-26 04:00 | 2017-03-26 06:00 | 33 | 2017 | 5 | 2017-03-31
Spain | ESP | 2017-03-26 05:00 | 2017-03-26 07:00 | 33 | 2017 | 5 | 2017-03-31
Spain | ESP | 2017-03-26 06:00 | 2017-03-26 08:00 | 33.5 | 2017 | 5 | 2017-03-31
Spain | ESP | 2017-03-26 07:00 | 2017-03-26 09:00 | 33.93 | 2017 | 5 | 2017-03-31
Spain | ESP | 2017-03-26 08:00 | 2017-03-26 10:00 | 35.33 | 2017 | 5 | 2017-03-31
Spain | ESP | 2017-03-26 09:00 | 2017-03-26 11:00 | 35.6 | 2017 | 5 | 2017-03-31
Spain | ESP | 2017-03-26 10:00 | 2017-03-26 12:00 | 35.39 | 2017 | 5 | 2017-03-31
Spain | ESP | 2017-03-26 11:00 | 2017-03-26 13:00 | 34.62 | 2017 | 5 | 2017-03-31
Spain | ESP | 2017-03-26 12:00 | 2017-03-26 14:00 | 34 | 2017 | 5 | 2017-03-31
Spain | ESP | 2017-03-26 13:00 | 2017-03-26 15:00 | 32.5 | 2017 | 5 | 2017-03-31
Spain | ESP | 2017-03-26 14:00 | 2017-03-26 16:00 | 29.49 | 2017 | 5 | 2017-03-31
Spain | ESP | 2017-03-26 15:00 | 2017-03-26 17:00 | 27.25 | 2017 | 5 | 2017-03-31
Spain | ESP | 2017-03-26 16:00 | 2017-03-26 18:00 | 31.07 | 2017 | 5 | 2017-03-31
Spain | ESP | 2017-03-26 17:00 | 2017-03-26 19:00 | 35.82 | 2017 | 5 | 2017-03-31
Spain | ESP | 2017-03-26 18:00 | 2017-03-26 20:00 | 40.07 | 2017 | 5 | 2017-03-31
Spain | ESP | 2017-03-26 19:00 | 2017-03-26 21:00 | 44.2 | 2017 | 5 | 2017-03-31
Spain | ESP | 2017-03-26 20:00 | 2017-03-26 22:00 | 42.6 | 2017 | 5 | 2017-03-31
Spain | ESP | 2017-03-26 21:00 | 2017-03-26 23:00 | 42.1 | 2017 | 5 | 2017-03-31
Spain | ESP | 2017-03-26 22:00 | 2017-03-27 | 35.93 | 2017 | 5 | 2017-03-31
Spain | ESP | 2017-03-26 23:00 | 2017-03-27 01:00 | 32.9 | 2017 | 5 | 2017-03-31
Spain | ESP | 2017-03-27 | 2017-03-27 02:00 | 31.9 | 2017 | 5 | 2017-03-31
Spain | ESP | 2017-03-27 01:00 | 2017-03-27 03:00 | 31.9 | 2017 | 5 | 2017-03-31
Spain | ESP | 2017-03-27 02:00 | 2017-03-27 04:00 | 32.2 | 2017 | 5 | 2017-03-31
Spain | ESP | 2017-03-27 03:00 | 2017-03-27 05:00 | 33.5 | 2017 | 5 | 2017-03-31
Spain | ESP | 2017-03-27 04:00 | 2017-03-27 06:00 | 39.31 | 2017 | 5 | 2017-03-31
Spain | ESP | 2017-03-27 05:00 | 2017-03-27 07:00 | 48 | 2017 | 5 | 2017-03-31
Spain | ESP | 2017-03-27 06:00 | 2017-03-27 08:00 | 49.62 | 2017 | 5 | 2017-03-31
Spain | ESP | 2017-03-27 07:00 | 2017-03-27 09:00 | 50.2 | 2017 | 5 | 2017-03-31
Spain | ESP | 2017-03-27 08:00 | 2017-03-27 10:00 | 49.62 | 2017 | 5 | 2017-03-31
Spain | ESP | 2017-03-27 09:00 | 2017-03-27 11:00 | 48.49 | 2017 | 5 | 2017-03-31
Spain | ESP | 2017-03-27 10:00 | 2017-03-27 12:00 | 48.48 | 2017 | 5 | 2017-03-31
Spain | ESP | 2017-03-27 11:00 | 2017-03-27 13:00 | 48.2 | 2017 | 5 | 2017-03-31
Spain | ESP | 2017-03-27 12:00 | 2017-03-27 14:00 | 48.01 | 2017 | 5 | 2017-03-31
Spain | ESP | 2017-03-27 13:00 | 2017-03-27 15:00 | 46.11 | 2017 | 5 | 2017-03-31
Spain | ESP | 2017-03-27 14:00 | 2017-03-27 16:00 | 44.97 | 2017 | 5 | 2017-03-31
Spain | ESP | 2017-03-27 15:00 | 2017-03-27 17:00 | 45.43 | 2017 | 5 | 2017-03-31
Spain | ESP | 2017-03-27 16:00 | 2017-03-27 18:00 | 47.23 | 2017 | 5 | 2017-03-31
Spain | ESP | 2017-03-27 17:00 | 2017-03-27 19:00 | 49.51 | 2017 | 5 | 2017-03-31
Spain | ESP | 2017-03-27 18:00 | 2017-03-27 20:00 | 55.21 | 2017 | 5 | 2017-03-31
Spain | ESP | 2017-03-27 19:00 | 2017-03-27 21:00 | 56.8 | 2017 | 5 | 2017-03-31
Spain | ESP | 2017-03-27 20:00 | 2017-03-27 22:00 | 52.19 | 2017 | 5 | 2017-03-31
Spain | ESP | 2017-03-27 21:00 | 2017-03-27 23:00 | 49.51 | 2017 | 5 | 2017-03-31
Spain | ESP | 2017-03-27 22:00 | 2017-03-28 | 49.31 | 2017 | 5 | 2017-03-31
Spain | ESP | 2017-03-27 23:00 | 2017-03-28 01:00 | 46.88 | 2017 | 5 | 2017-03-31
Spain | ESP | 2017-03-28 | 2017-03-28 02:00 | 43.79 | 2017 | 5 | 2017-03-31
Spain | ESP | 2017-03-28 01:00 | 2017-03-28 03:00 | 42.28 | 2017 | 5 | 2017-03-31
Spain | ESP | 2017-03-28 02:00 | 2017-03-28 04:00 | 42.5 | 2017 | 5 | 2017-03-31
Spain | ESP | 2017-03-28 03:00 | 2017-03-28 05:00 | 44.95 | 2017 | 5 | 2017-03-31
Spain | ESP | 2017-03-28 04:00 | 2017-03-28 06:00 | 48.47 | 2017 | 5 | 2017-03-31
Spain | ESP | 2017-03-28 05:00 | 2017-03-28 07:00 | 49.47 | 2017 | 5 | 2017-03-31
Spain | ESP | 2017-03-28 06:00 | 2017-03-28 08:00 | 50.51 | 2017 | 5 | 2017-03-31
Spain | ESP | 2017-03-28 07:00 | 2017-03-28 09:00 | 51.01 | 2017 | 5 | 2017-03-31
Spain | ESP | 2017-03-28 08:00 | 2017-03-28 10:00 | 50.49 | 2017 | 5 | 2017-03-31
Spain | ESP | 2017-03-28 09:00 | 2017-03-28 11:00 | 49.69 | 2017 | 5 | 2017-03-31
Spain | ESP | 2017-03-28 10:00 | 2017-03-28 12:00 | 49.56 | 2017 | 5 | 2017-03-31
Spain | ESP | 2017-03-28 11:00 | 2017-03-28 13:00 | 49.38 | 2017 | 5 | 2017-03-31
Spain | ESP | 2017-03-28 12:00 | 2017-03-28 14:00 | 48.49 | 2017 | 5 | 2017-03-31
Spain | ESP | 2017-03-28 13:00 | 2017-03-28 15:00 | 48.25 | 2017 | 5 | 2017-03-31
Spain | ESP | 2017-03-28 14:00 | 2017-03-28 16:00 | 47.9 | 2017 | 5 | 2017-03-31
Spain | ESP | 2017-03-28 15:00 | 2017-03-28 17:00 | 47.15 | 2017 | 5 | 2017-03-31
Spain | ESP | 2017-03-28 16:00 | 2017-03-28 18:00 | 47.12 | 2017 | 5 | 2017-03-31
Spain | ESP | 2017-03-28 17:00 | 2017-03-28 19:00 | 49.5 | 2017 | 5 | 2017-03-31
Spain | ESP | 2017-03-28 18:00 | 2017-03-28 20:00 | 52.15 | 2017 | 5 | 2017-03-31
Spain | ESP | 2017-03-28 19:00 | 2017-03-28 21:00 | 52.69 | 2017 | 5 | 2017-03-31
Spain | ESP | 2017-03-28 20:00 | 2017-03-28 22:00 | 50.37 | 2017 | 5 | 2017-03-31
Spain | ESP | 2017-03-28 21:00 | 2017-03-28 23:00 | 50.31 | 2017 | 5 | 2017-03-31
Spain | ESP | 2017-03-28 22:00 | 2017-03-29 | 50.63 | 2017 | 5 | 2017-03-31
Spain | ESP | 2017-03-28 23:00 | 2017-03-29 01:00 | 49 | 2017 | 5 | 2017-03-31
Spain | ESP | 2017-03-29 | 2017-03-29 02:00 | 46.88 | 2017 | 5 | 2017-03-31
Spain | ESP | 2017-03-29 01:00 | 2017-03-29 03:00 | 45.07 | 2017 | 5 | 2017-03-31
Spain | ESP | 2017-03-29 02:00 | 2017-03-29 04:00 | 44.95 | 2017 | 5 | 2017-03-31
Spain | ESP | 2017-03-29 03:00 | 2017-03-29 05:00 | 45.62 | 2017 | 5 | 2017-03-31
Spain | ESP | 2017-03-29 04:00 | 2017-03-29 06:00 | 48.49 | 2017 | 5 | 2017-03-31
Spain | ESP | 2017-03-29 05:00 | 2017-03-29 07:00 | 50 | 2017 | 5 | 2017-03-31
Spain | ESP | 2017-03-29 06:00 | 2017-03-29 08:00 | 50.69 | 2017 | 5 | 2017-03-31
Spain | ESP | 2017-03-29 07:00 | 2017-03-29 09:00 | 51.02 | 2017 | 5 | 2017-03-31
Spain | ESP | 2017-03-29 08:00 | 2017-03-29 10:00 | 49.89 | 2017 | 5 | 2017-03-31
Spain | ESP | 2017-03-29 09:00 | 2017-03-29 11:00 | 48.47 | 2017 | 5 | 2017-03-31
Spain | ESP | 2017-03-29 10:00 | 2017-03-29 12:00 | 48.49 | 2017 | 5 | 2017-03-31
Spain | ESP | 2017-03-29 11:00 | 2017-03-29 13:00 | 48.44 | 2017 | 5 | 2017-03-31
Spain | ESP | 2017-03-29 12:00 | 2017-03-29 14:00 | 47.12 | 2017 | 5 | 2017-03-31
Spain | ESP | 2017-03-29 13:00 | 2017-03-29 15:00 | 46.62 | 2017 | 5 | 2017-03-31
Spain | ESP | 2017-03-29 14:00 | 2017-03-29 16:00 | 45.52 | 2017 | 5 | 2017-03-31
Spain | ESP | 2017-03-29 15:00 | 2017-03-29 17:00 | 46 | 2017 | 5 | 2017-03-31
Spain | ESP | 2017-03-29 16:00 | 2017-03-29 18:00 | 47 | 2017 | 5 | 2017-03-31
Spain | ESP | 2017-03-29 17:00 | 2017-03-29 19:00 | 49.09 | 2017 | 5 | 2017-03-31
Spain | ESP | 2017-03-29 18:00 | 2017-03-29 20:00 | 53.01 | 2017 | 5 | 2017-03-31
Spain | ESP | 2017-03-29 19:00 | 2017-03-29 21:00 | 53.39 | 2017 | 5 | 2017-03-31
Spain | ESP | 2017-03-29 20:00 | 2017-03-29 22:00 | 50.53 | 2017 | 5 | 2017-03-31
Spain | ESP | 2017-03-29 21:00 | 2017-03-29 23:00 | 49.69 | 2017 | 5 | 2017-03-31
Spain | ESP | 2017-03-29 22:00 | 2017-03-30 | 49.69 | 2017 | 5 | 2017-03-31
Spain | ESP | 2017-03-29 23:00 | 2017-03-30 01:00 | 48.01 | 2017 | 5 | 2017-03-31
Spain | ESP | 2017-03-30 | 2017-03-30 02:00 | 45.52 | 2017 | 5 | 2017-03-31
Spain | ESP | 2017-03-30 01:00 | 2017-03-30 03:00 | 45.58 | 2017 | 5 | 2017-03-31
Spain | ESP | 2017-03-30 02:00 | 2017-03-30 04:00 | 44.1 | 2017 | 5 | 2017-03-31
Spain | ESP | 2017-03-30 03:00 | 2017-03-30 05:00 | 46.47 | 2017 | 5 | 2017-03-31
Spain | ESP | 2017-03-30 04:00 | 2017-03-30 06:00 | 48.13 | 2017 | 5 | 2017-03-31
Spain | ESP | 2017-03-30 05:00 | 2017-03-30 07:00 | 49.69 | 2017 | 5 | 2017-03-31
Spain | ESP | 2017-03-30 06:00 | 2017-03-30 08:00 | 50.96 | 2017 | 5 | 2017-03-31
Spain | ESP | 2017-03-30 07:00 | 2017-03-30 09:00 | 51.53 | 2017 | 5 | 2017-03-31
Spain | ESP | 2017-03-30 08:00 | 2017-03-30 10:00 | 50.69 | 2017 | 5 | 2017-03-31
Spain | ESP | 2017-03-30 09:00 | 2017-03-30 11:00 | 47 | 2017 | 5 | 2017-03-31
Spain | ESP | 2017-03-30 10:00 | 2017-03-30 12:00 | 46.5 | 2017 | 5 | 2017-03-31
Spain | ESP | 2017-03-30 11:00 | 2017-03-30 13:00 | 44.01 | 2017 | 5 | 2017-03-31
Spain | ESP | 2017-03-30 12:00 | 2017-03-30 14:00 | 42.45 | 2017 | 5 | 2017-03-31
Spain | ESP | 2017-03-30 13:00 | 2017-03-30 15:00 | 39.6 | 2017 | 5 | 2017-03-31
Spain | ESP | 2017-03-30 14:00 | 2017-03-30 16:00 | 38.6 | 2017 | 5 | 2017-03-31
Spain | ESP | 2017-03-30 15:00 | 2017-03-30 17:00 | 36.72 | 2017 | 5 | 2017-03-31
Spain | ESP | 2017-03-30 16:00 | 2017-03-30 18:00 | 39.06 | 2017 | 5 | 2017-03-31
Spain | ESP | 2017-03-30 17:00 | 2017-03-30 19:00 | 41.5 | 2017 | 5 | 2017-03-31
Spain | ESP | 2017-03-30 18:00 | 2017-03-30 20:00 | 46.5 | 2017 | 5 | 2017-03-31
Spain | ESP | 2017-03-30 19:00 | 2017-03-30 21:00 | 48.26 | 2017 | 5 | 2017-03-31
Spain | ESP | 2017-03-30 20:00 | 2017-03-30 22:00 | 46.49 | 2017 | 5 | 2017-03-31
Spain | ESP | 2017-03-30 21:00 | 2017-03-30 23:00 | 44.01 | 2017 | 5 | 2017-03-31
Spain | ESP | 2017-03-30 22:00 | 2017-03-31 | 43.19 | 2017 | 5 | 2017-03-31
Spain | ESP | 2017-03-30 23:00 | 2017-03-31 01:00 | 40.09 | 2017 | 5 | 2017-03-31
Spain | ESP | 2017-03-31 | 2017-03-31 02:00 | 39.18 | 2017 | 5 | 2017-03-31
Spain | ESP | 2017-03-31 01:00 | 2017-03-31 03:00 | 39.23 | 2017 | 5 | 2017-03-31
Spain | ESP | 2017-03-31 02:00 | 2017-03-31 04:00 | 40 | 2017 | 5 | 2017-03-31
Spain | ESP | 2017-03-31 03:00 | 2017-03-31 05:00 | 43.09 | 2017 | 5 | 2017-03-31
Spain | ESP | 2017-03-31 04:00 | 2017-03-31 06:00 | 46.56 | 2017 | 5 | 2017-03-31
Spain | ESP | 2017-03-31 05:00 | 2017-03-31 07:00 | 49.69 | 2017 | 5 | 2017-03-31
Spain | ESP | 2017-03-31 06:00 | 2017-03-31 08:00 | 50.96 | 2017 | 5 | 2017-03-31
Spain | ESP | 2017-03-31 07:00 | 2017-03-31 09:00 | 52.07 | 2017 | 5 | 2017-03-31
Spain | ESP | 2017-03-31 08:00 | 2017-03-31 10:00 | 51 | 2017 | 5 | 2017-03-31
Spain | ESP | 2017-03-31 09:00 | 2017-03-31 11:00 | 48.38 | 2017 | 5 | 2017-03-31
Spain | ESP | 2017-03-31 10:00 | 2017-03-31 12:00 | 45.32 | 2017 | 5 | 2017-03-31
Spain | ESP | 2017-03-31 11:00 | 2017-03-31 13:00 | 43.09 | 2017 | 5 | 2017-03-31
Spain | ESP | 2017-03-31 12:00 | 2017-03-31 14:00 | 38.87 | 2017 | 5 | 2017-03-31
Spain | ESP | 2017-03-31 13:00 | 2017-03-31 15:00 | 31.2 | 2017 | 5 | 2017-03-31
Spain | ESP | 2017-03-31 14:00 | 2017-03-31 16:00 | 28.66 | 2017 | 5 | 2017-03-31
Spain | ESP | 2017-03-31 15:00 | 2017-03-31 17:00 | 30.43 | 2017 | 5 | 2017-03-31
Spain | ESP | 2017-03-31 16:00 | 2017-03-31 18:00 | 34.67 | 2017 | 5 | 2017-03-31
Spain | ESP | 2017-03-31 17:00 | 2017-03-31 19:00 | 38.98 | 2017 | 5 | 2017-03-31
Spain | ESP | 2017-03-31 18:00 | 2017-03-31 20:00 | 43.19 | 2017 | 5 | 2017-03-31
Spain | ESP | 2017-03-31 19:00 | 2017-03-31 21:00 | 46.11 | 2017 | 5 | 2017-03-31
Spain | ESP | 2017-03-31 20:00 | 2017-03-31 22:00 | 43.19 | 2017 | 5 | 2017-03-31
Spain | ESP | 2017-03-31 21:00 | 2017-03-31 23:00 | 39.41 | 2017 | 5 | 2017-03-31
Spain | ESP | 2017-03-31 22:00 | 2017-04-01 | 34.49 | 2017 | 5 | 2017-03-31
Spain | ESP | 2017-03-31 23:00 | 2017-04-01 01:00 | 29.87 | 2017 | 5 | 2017-03-31
Spain | ESP | 2017-04-01 | 2017-04-01 02:00 | 28.97 | 2017 | 5.01 | 2017-04-30
Spain | ESP | 2017-04-01 01:00 | 2017-04-01 03:00 | 26.9 | 2017 | 5.01 | 2017-04-30
Spain | ESP | 2017-04-01 02:00 | 2017-04-01 04:00 | 27 | 2017 | 5.01 | 2017-04-30
Spain | ESP | 2017-04-01 03:00 | 2017-04-01 05:00 | 27.98 | 2017 | 5.01 | 2017-04-30
Spain | ESP | 2017-04-01 04:00 | 2017-04-01 06:00 | 29.87 | 2017 | 5.01 | 2017-04-30
Spain | ESP | 2017-04-01 05:00 | 2017-04-01 07:00 | 32.09 | 2017 | 5.01 | 2017-04-30
Spain | ESP | 2017-04-01 06:00 | 2017-04-01 08:00 | 34.42 | 2017 | 5.01 | 2017-04-30
Spain | ESP | 2017-04-01 07:00 | 2017-04-01 09:00 | 35.1 | 2017 | 5.01 | 2017-04-30
Spain | ESP | 2017-04-01 08:00 | 2017-04-01 10:00 | 32.85 | 2017 | 5.01 | 2017-04-30
Spain | ESP | 2017-04-01 09:00 | 2017-04-01 11:00 | 31.93 | 2017 | 5.01 | 2017-04-30
Spain | ESP | 2017-04-01 10:00 | 2017-04-01 12:00 | 31.6 | 2017 | 5.01 | 2017-04-30
Spain | ESP | 2017-04-01 11:00 | 2017-04-01 13:00 | 29.41 | 2017 | 5.01 | 2017-04-30
Spain | ESP | 2017-04-01 12:00 | 2017-04-01 14:00 | 26.62 | 2017 | 5.01 | 2017-04-30
Spain | ESP | 2017-04-01 13:00 | 2017-04-01 15:00 | 25.3 | 2017 | 5.01 | 2017-04-30
Spain | ESP | 2017-04-01 14:00 | 2017-04-01 16:00 | 24.83 | 2017 | 5.01 | 2017-04-30
Spain | ESP | 2017-04-01 15:00 | 2017-04-01 17:00 | 26.75 | 2017 | 5.01 | 2017-04-30
Spain | ESP | 2017-04-01 16:00 | 2017-04-01 18:00 | 32.83 | 2017 | 5.01 | 2017-04-30
Spain | ESP | 2017-04-01 17:00 | 2017-04-01 19:00 | 38.49 | 2017 | 5.01 | 2017-04-30
Spain | ESP | 2017-04-01 18:00 | 2017-04-01 20:00 | 39.6 | 2017 | 5.01 | 2017-04-30
Spain | ESP | 2017-04-01 19:00 | 2017-04-01 21:00 | 40.73 | 2017 | 5.01 | 2017-04-30
Spain | ESP | 2017-04-01 20:00 | 2017-04-01 22:00 | 39 | 2017 | 5.01 | 2017-04-30
Spain | ESP | 2017-04-01 21:00 | 2017-04-01 23:00 | 38 | 2017 | 5.01 | 2017-04-30
Spain | ESP | 2017-04-01 22:00 | 2017-04-02 | 41 | 2017 | 5.01 | 2017-04-30
Spain | ESP | 2017-04-01 23:00 | 2017-04-02 01:00 | 37.97 | 2017 | 5.01 | 2017-04-30
Spain | ESP | 2017-04-02 | 2017-04-02 02:00 | 31.59 | 2017 | 5.01 | 2017-04-30
Spain | ESP | 2017-04-02 01:00 | 2017-04-02 03:00 | 31 | 2017 | 5.01 | 2017-04-30
Spain | ESP | 2017-04-02 02:00 | 2017-04-02 04:00 | 30 | 2017 | 5.01 | 2017-04-30
Spain | ESP | 2017-04-02 03:00 | 2017-04-02 05:00 | 29.84 | 2017 | 5.01 | 2017-04-30
Spain | ESP | 2017-04-02 04:00 | 2017-04-02 06:00 | 29.84 | 2017 | 5.01 | 2017-04-30
Spain | ESP | 2017-04-02 05:00 | 2017-04-02 07:00 | 30.7 | 2017 | 5.01 | 2017-04-30
Spain | ESP | 2017-04-02 06:00 | 2017-04-02 08:00 | 31.59 | 2017 | 5.01 | 2017-04-30
Spain | ESP | 2017-04-02 07:00 | 2017-04-02 09:00 | 37 | 2017 | 5.01 | 2017-04-30
Spain | ESP | 2017-04-02 08:00 | 2017-04-02 10:00 | 36.8 | 2017 | 5.01 | 2017-04-30
Spain | ESP | 2017-04-02 09:00 | 2017-04-02 11:00 | 33.77 | 2017 | 5.01 | 2017-04-30
Spain | ESP | 2017-04-02 10:00 | 2017-04-02 12:00 | 29.84 | 2017 | 5.01 | 2017-04-30
Spain | ESP | 2017-04-02 11:00 | 2017-04-02 13:00 | 29.33 | 2017 | 5.01 | 2017-04-30
Spain | ESP | 2017-04-02 12:00 | 2017-04-02 14:00 | 29.33 | 2017 | 5.01 | 2017-04-30
Spain | ESP | 2017-04-02 13:00 | 2017-04-02 15:00 | 24.68 | 2017 | 5.01 | 2017-04-30
Spain | ESP | 2017-04-02 14:00 | 2017-04-02 16:00 | 23.31 | 2017 | 5.01 | 2017-04-30
Spain | ESP | 2017-04-02 15:00 | 2017-04-02 17:00 | 26 | 2017 | 5.01 | 2017-04-30
Spain | ESP | 2017-04-02 16:00 | 2017-04-02 18:00 | 29.6 | 2017 | 5.01 | 2017-04-30
Spain | ESP | 2017-04-02 17:00 | 2017-04-02 19:00 | 39.1 | 2017 | 5.01 | 2017-04-30
Spain | ESP | 2017-04-02 18:00 | 2017-04-02 20:00 | 42.22 | 2017 | 5.01 | 2017-04-30
Spain | ESP | 2017-04-02 19:00 | 2017-04-02 21:00 | 50.51 | 2017 | 5.01 | 2017-04-30
Spain | ESP | 2017-04-02 20:00 | 2017-04-02 22:00 | 45.5 | 2017 | 5.01 | 2017-04-30
Spain | ESP | 2017-04-02 21:00 | 2017-04-02 23:00 | 41.2 | 2017 | 5.01 | 2017-04-30
Spain | ESP | 2017-04-02 22:00 | 2017-04-03 | 48.76 | 2017 | 5.01 | 2017-04-30
Spain | ESP | 2017-04-02 23:00 | 2017-04-03 01:00 | 43.02 | 2017 | 5.01 | 2017-04-30
Spain | ESP | 2017-04-03 | 2017-04-03 02:00 | 36.85 | 2017 | 5.01 | 2017-04-30
Spain | ESP | 2017-04-03 01:00 | 2017-04-03 03:00 | 36.01 | 2017 | 5.01 | 2017-04-30
Spain | ESP | 2017-04-03 02:00 | 2017-04-03 04:00 | 36.01 | 2017 | 5.01 | 2017-04-30
Spain | ESP | 2017-04-03 03:00 | 2017-04-03 05:00 | 41.63 | 2017 | 5.01 | 2017-04-30
Spain | ESP | 2017-04-03 04:00 | 2017-04-03 06:00 | 47.12 | 2017 | 5.01 | 2017-04-30
Spain | ESP | 2017-04-03 05:00 | 2017-04-03 07:00 | 50.7 | 2017 | 5.01 | 2017-04-30
Spain | ESP | 2017-04-03 06:00 | 2017-04-03 08:00 | 54.02 | 2017 | 5.01 | 2017-04-30
Spain | ESP | 2017-04-03 07:00 | 2017-04-03 09:00 | 53.9 | 2017 | 5.01 | 2017-04-30
Spain | ESP | 2017-04-03 08:00 | 2017-04-03 10:00 | 52.15 | 2017 | 5.01 | 2017-04-30
Spain | ESP | 2017-04-03 09:00 | 2017-04-03 11:00 | 51.1 | 2017 | 5.01 | 2017-04-30
Spain | ESP | 2017-04-03 10:00 | 2017-04-03 12:00 | 51.76 | 2017 | 5.01 | 2017-04-30
Spain | ESP | 2017-04-03 11:00 | 2017-04-03 13:00 | 51.2 | 2017 | 5.01 | 2017-04-30
Spain | ESP | 2017-04-03 12:00 | 2017-04-03 14:00 | 50.7 | 2017 | 5.01 | 2017-04-30
Spain | ESP | 2017-04-03 13:00 | 2017-04-03 15:00 | 51.01 | 2017 | 5.01 | 2017-04-30
Spain | ESP | 2017-04-03 14:00 | 2017-04-03 16:00 | 50.96 | 2017 | 5.01 | 2017-04-30
Spain | ESP | 2017-04-03 15:00 | 2017-04-03 17:00 | 50.96 | 2017 | 5.01 | 2017-04-30
Spain | ESP | 2017-04-03 16:00 | 2017-04-03 18:00 | 50.51 | 2017 | 5.01 | 2017-04-30
Spain | ESP | 2017-04-03 17:00 | 2017-04-03 19:00 | 50.07 | 2017 | 5.01 | 2017-04-30
Spain | ESP | 2017-04-03 18:00 | 2017-04-03 20:00 | 51.23 | 2017 | 5.01 | 2017-04-30
Spain | ESP | 2017-04-03 19:00 | 2017-04-03 21:00 | 53.96 | 2017 | 5.01 | 2017-04-30
Spain | ESP | 2017-04-03 20:00 | 2017-04-03 22:00 | 51.1 | 2017 | 5.01 | 2017-04-30
Spain | ESP | 2017-04-03 21:00 | 2017-04-03 23:00 | 49.41 | 2017 | 5.01 | 2017-04-30
Spain | ESP | 2017-04-03 22:00 | 2017-04-04 | 50.05 | 2017 | 5.01 | 2017-04-30
Spain | ESP | 2017-04-03 23:00 | 2017-04-04 01:00 | 47.7 | 2017 | 5.01 | 2017-04-30
Spain | ESP | 2017-04-04 | 2017-04-04 02:00 | 44.99 | 2017 | 5.01 | 2017-04-30
Spain | ESP | 2017-04-04 01:00 | 2017-04-04 03:00 | 40 | 2017 | 5.01 | 2017-04-30
Spain | ESP | 2017-04-04 02:00 | 2017-04-04 04:00 | 37.1 | 2017 | 5.01 | 2017-04-30
Spain | ESP | 2017-04-04 03:00 | 2017-04-04 05:00 | 37.1 | 2017 | 5.01 | 2017-04-30
Spain | ESP | 2017-04-04 04:00 | 2017-04-04 06:00 | 41.22 | 2017 | 5.01 | 2017-04-30
Spain | ESP | 2017-04-04 05:00 | 2017-04-04 07:00 | 51.01 | 2017 | 5.01 | 2017-04-30
Spain | ESP | 2017-04-04 06:00 | 2017-04-04 08:00 | 52.39 | 2017 | 5.01 | 2017-04-30
Spain | ESP | 2017-04-04 07:00 | 2017-04-04 09:00 | 50.94 | 2017 | 5.01 | 2017-04-30
Spain | ESP | 2017-04-04 08:00 | 2017-04-04 10:00 | 49.96 | 2017 | 5.01 | 2017-04-30
Spain | ESP | 2017-04-04 09:00 | 2017-04-04 11:00 | 46.6 | 2017 | 5.01 | 2017-04-30
Spain | ESP | 2017-04-04 10:00 | 2017-04-04 12:00 | 46.29 | 2017 | 5.01 | 2017-04-30
Spain | ESP | 2017-04-04 11:00 | 2017-04-04 13:00 | 46.11 | 2017 | 5.01 | 2017-04-30
Spain | ESP | 2017-04-04 12:00 | 2017-04-04 14:00 | 43.03 | 2017 | 5.01 | 2017-04-30
Spain | ESP | 2017-04-04 13:00 | 2017-04-04 15:00 | 42.68 | 2017 | 5.01 | 2017-04-30
Spain | ESP | 2017-04-04 14:00 | 2017-04-04 16:00 | 42.1 | 2017 | 5.01 | 2017-04-30
Spain | ESP | 2017-04-04 15:00 | 2017-04-04 17:00 | 41.41 | 2017 | 5.01 | 2017-04-30
Spain | ESP | 2017-04-04 16:00 | 2017-04-04 18:00 | 41.59 | 2017 | 5.01 | 2017-04-30
Spain | ESP | 2017-04-04 17:00 | 2017-04-04 19:00 | 45.26 | 2017 | 5.01 | 2017-04-30
Spain | ESP | 2017-04-04 18:00 | 2017-04-04 20:00 | 49.51 | 2017 | 5.01 | 2017-04-30
Spain | ESP | 2017-04-04 19:00 | 2017-04-04 21:00 | 50.05 | 2017 | 5.01 | 2017-04-30
Spain | ESP | 2017-04-04 20:00 | 2017-04-04 22:00 | 42.68 | 2017 | 5.01 | 2017-04-30
Spain | ESP | 2017-04-04 21:00 | 2017-04-04 23:00 | 40.44 | 2017 | 5.01 | 2017-04-30
Spain | ESP | 2017-04-04 22:00 | 2017-04-05 | 37 | 2017 | 5.01 | 2017-04-30
Spain | ESP | 2017-04-04 23:00 | 2017-04-05 01:00 | 31.71 | 2017 | 5.01 | 2017-04-30
Spain | ESP | 2017-04-05 | 2017-04-05 02:00 | 30.26 | 2017 | 5.01 | 2017-04-30
Spain | ESP | 2017-04-05 01:00 | 2017-04-05 03:00 | 29.87 | 2017 | 5.01 | 2017-04-30
Spain | ESP | 2017-04-05 02:00 | 2017-04-05 04:00 | 30.26 | 2017 | 5.01 | 2017-04-30
Spain | ESP | 2017-04-05 03:00 | 2017-04-05 05:00 | 31.41 | 2017 | 5.01 | 2017-04-30
Spain | ESP | 2017-04-05 04:00 | 2017-04-05 06:00 | 37.1 | 2017 | 5.01 | 2017-04-30
Spain | ESP | 2017-04-05 05:00 | 2017-04-05 07:00 | 44.2 | 2017 | 5.01 | 2017-04-30
Spain | ESP | 2017-04-05 06:00 | 2017-04-05 08:00 | 48.1 | 2017 | 5.01 | 2017-04-30
Spain | ESP | 2017-04-05 07:00 | 2017-04-05 09:00 | 45.5 | 2017 | 5.01 | 2017-04-30
Spain | ESP | 2017-04-05 08:00 | 2017-04-05 10:00 | 42.19 | 2017 | 5.01 | 2017-04-30
Spain | ESP | 2017-04-05 09:00 | 2017-04-05 11:00 | 40.99 | 2017 | 5.01 | 2017-04-30
Spain | ESP | 2017-04-05 10:00 | 2017-04-05 12:00 | 41 | 2017 | 5.01 | 2017-04-30
Spain | ESP | 2017-04-05 11:00 | 2017-04-05 13:00 | 40.99 | 2017 | 5.01 | 2017-04-30
Spain | ESP | 2017-04-05 12:00 | 2017-04-05 14:00 | 38.6 | 2017 | 5.01 | 2017-04-30
Spain | ESP | 2017-04-05 13:00 | 2017-04-05 15:00 | 37.1 | 2017 | 5.01 | 2017-04-30
Spain | ESP | 2017-04-05 14:00 | 2017-04-05 16:00 | 37 | 2017 | 5.01 | 2017-04-30
Spain | ESP | 2017-04-05 15:00 | 2017-04-05 17:00 | 36.5 | 2017 | 5.01 | 2017-04-30
Spain | ESP | 2017-04-05 16:00 | 2017-04-05 18:00 | 36.4 | 2017 | 5.01 | 2017-04-30
Spain | ESP | 2017-04-05 17:00 | 2017-04-05 19:00 | 37.1 | 2017 | 5.01 | 2017-04-30
Spain | ESP | 2017-04-05 18:00 | 2017-04-05 20:00 | 42.85 | 2017 | 5.01 | 2017-04-30
Spain | ESP | 2017-04-05 19:00 | 2017-04-05 21:00 | 47.03 | 2017 | 5.01 | 2017-04-30
Spain | ESP | 2017-04-05 20:00 | 2017-04-05 22:00 | 42.19 | 2017 | 5.01 | 2017-04-30
Spain | ESP | 2017-04-05 21:00 | 2017-04-05 23:00 | 37.41 | 2017 | 5.01 | 2017-04-30
Spain | ESP | 2017-04-05 22:00 | 2017-04-06 | 33.81 | 2017 | 5.01 | 2017-04-30
Spain | ESP | 2017-04-05 23:00 | 2017-04-06 01:00 | 30.59 | 2017 | 5.01 | 2017-04-30
Spain | ESP | 2017-04-06 | 2017-04-06 02:00 | 30.26 | 2017 | 5.01 | 2017-04-30
Spain | ESP | 2017-04-06 01:00 | 2017-04-06 03:00 | 29.27 | 2017 | 5.01 | 2017-04-30
Spain | ESP | 2017-04-06 02:00 | 2017-04-06 04:00 | 29.07 | 2017 | 5.01 | 2017-04-30
Spain | ESP | 2017-04-06 03:00 | 2017-04-06 05:00 | 30.34 | 2017 | 5.01 | 2017-04-30
Spain | ESP | 2017-04-06 04:00 | 2017-04-06 06:00 | 37 | 2017 | 5.01 | 2017-04-30
Spain | ESP | 2017-04-06 05:00 | 2017-04-06 07:00 | 44.22 | 2017 | 5.01 | 2017-04-30
Spain | ESP | 2017-04-06 06:00 | 2017-04-06 08:00 | 45.5 | 2017 | 5.01 | 2017-04-30
Spain | ESP | 2017-04-06 07:00 | 2017-04-06 09:00 | 42.71 | 2017 | 5.01 | 2017-04-30
Spain | ESP | 2017-04-06 08:00 | 2017-04-06 10:00 | 40.97 | 2017 | 5.01 | 2017-04-30
Spain | ESP | 2017-04-06 09:00 | 2017-04-06 11:00 | 39.1 | 2017 | 5.01 | 2017-04-30
Spain | ESP | 2017-04-06 10:00 | 2017-04-06 12:00 | 39.68 | 2017 | 5.01 | 2017-04-30
Spain | ESP | 2017-04-06 11:00 | 2017-04-06 13:00 | 37.38 | 2017 | 5.01 | 2017-04-30
Spain | ESP | 2017-04-06 12:00 | 2017-04-06 14:00 | 36.56 | 2017 | 5.01 | 2017-04-30
Spain | ESP | 2017-04-06 13:00 | 2017-04-06 15:00 | 36.47 | 2017 | 5.01 | 2017-04-30
Spain | ESP | 2017-04-06 14:00 | 2017-04-06 16:00 | 36.47 | 2017 | 5.01 | 2017-04-30
Spain | ESP | 2017-04-06 15:00 | 2017-04-06 17:00 | 36.45 | 2017 | 5.01 | 2017-04-30
Spain | ESP | 2017-04-06 16:00 | 2017-04-06 18:00 | 38.05 | 2017 | 5.01 | 2017-04-30
Spain | ESP | 2017-04-06 17:00 | 2017-04-06 19:00 | 40.99 | 2017 | 5.01 | 2017-04-30
Spain | ESP | 2017-04-06 18:00 | 2017-04-06 20:00 | 44.34 | 2017 | 5.01 | 2017-04-30
Spain | ESP | 2017-04-06 19:00 | 2017-04-06 21:00 | 48.52 | 2017 | 5.01 | 2017-04-30
Spain | ESP | 2017-04-06 20:00 | 2017-04-06 22:00 | 45.34 | 2017 | 5.01 | 2017-04-30
Spain | ESP | 2017-04-06 21:00 | 2017-04-06 23:00 | 37.89 | 2017 | 5.01 | 2017-04-30
Spain | ESP | 2017-04-06 22:00 | 2017-04-07 | 35.19 | 2017 | 5.01 | 2017-04-30
Spain | ESP | 2017-04-06 23:00 | 2017-04-07 01:00 | 32.6 | 2017 | 5.01 | 2017-04-30
Spain | ESP | 2017-04-07 | 2017-04-07 02:00 | 31.57 | 2017 | 5.01 | 2017-04-30
Spain | ESP | 2017-04-07 01:00 | 2017-04-07 03:00 | 32.01 | 2017 | 5.01 | 2017-04-30
Spain | ESP | 2017-04-07 02:00 | 2017-04-07 04:00 | 33.1 | 2017 | 5.01 | 2017-04-30
Spain | ESP | 2017-04-07 03:00 | 2017-04-07 05:00 | 34.6 | 2017 | 5.01 | 2017-04-30
Spain | ESP | 2017-04-07 04:00 | 2017-04-07 06:00 | 40.82 | 2017 | 5.01 | 2017-04-30
Spain | ESP | 2017-04-07 05:00 | 2017-04-07 07:00 | 48.69 | 2017 | 5.01 | 2017-04-30
Spain | ESP | 2017-04-07 06:00 | 2017-04-07 08:00 | 52.07 | 2017 | 5.01 | 2017-04-30
Spain | ESP | 2017-04-07 07:00 | 2017-04-07 09:00 | 51.23 | 2017 | 5.01 | 2017-04-30
Spain | ESP | 2017-04-07 08:00 | 2017-04-07 10:00 | 50 | 2017 | 5.01 | 2017-04-30
Spain | ESP | 2017-04-07 09:00 | 2017-04-07 11:00 | 49 | 2017 | 5.01 | 2017-04-30
Spain | ESP | 2017-04-07 10:00 | 2017-04-07 12:00 | 49.03 | 2017 | 5.01 | 2017-04-30
Spain | ESP | 2017-04-07 11:00 | 2017-04-07 13:00 | 49.5 | 2017 | 5.01 | 2017-04-30
Spain | ESP | 2017-04-07 12:00 | 2017-04-07 14:00 | 48.69 | 2017 | 5.01 | 2017-04-30
Spain | ESP | 2017-04-07 13:00 | 2017-04-07 15:00 | 48.5 | 2017 | 5.01 | 2017-04-30
Spain | ESP | 2017-04-07 14:00 | 2017-04-07 16:00 | 48.13 | 2017 | 5.01 | 2017-04-30
Spain | ESP | 2017-04-07 15:00 | 2017-04-07 17:00 | 48.13 | 2017 | 5.01 | 2017-04-30
Spain | ESP | 2017-04-07 16:00 | 2017-04-07 18:00 | 47.69 | 2017 | 5.01 | 2017-04-30
Spain | ESP | 2017-04-07 17:00 | 2017-04-07 19:00 | 49.01 | 2017 | 5.01 | 2017-04-30
Spain | ESP | 2017-04-07 18:00 | 2017-04-07 20:00 | 51.09 | 2017 | 5.01 | 2017-04-30
Spain | ESP | 2017-04-07 19:00 | 2017-04-07 21:00 | 53.53 | 2017 | 5.01 | 2017-04-30
Spain | ESP | 2017-04-07 20:00 | 2017-04-07 22:00 | 51.23 | 2017 | 5.01 | 2017-04-30
Spain | ESP | 2017-04-07 21:00 | 2017-04-07 23:00 | 49.51 | 2017 | 5.01 | 2017-04-30
Spain | ESP | 2017-04-07 22:00 | 2017-04-08 | 51.09 | 2017 | 5.01 | 2017-04-30
Spain | ESP | 2017-04-07 23:00 | 2017-04-08 01:00 | 49.69 | 2017 | 5.01 | 2017-04-30
Spain | ESP | 2017-04-08 | 2017-04-08 02:00 | 48.69 | 2017 | 5.01 | 2017-04-30
Spain | ESP | 2017-04-08 01:00 | 2017-04-08 03:00 | 47.12 | 2017 | 5.01 | 2017-04-30
Spain | ESP | 2017-04-08 02:00 | 2017-04-08 04:00 | 45.87 | 2017 | 5.01 | 2017-04-30
Spain | ESP | 2017-04-08 03:00 | 2017-04-08 05:00 | 45.51 | 2017 | 5.01 | 2017-04-30
Spain | ESP | 2017-04-08 04:00 | 2017-04-08 06:00 | 46.02 | 2017 | 5.01 | 2017-04-30
Spain | ESP | 2017-04-08 05:00 | 2017-04-08 07:00 | 48.34 | 2017 | 5.01 | 2017-04-30
Spain | ESP | 2017-04-08 06:00 | 2017-04-08 08:00 | 49.51 | 2017 | 5.01 | 2017-04-30
Spain | ESP | 2017-04-08 07:00 | 2017-04-08 09:00 | 50.12 | 2017 | 5.01 | 2017-04-30
Spain | ESP | 2017-04-08 08:00 | 2017-04-08 10:00 | 49.69 | 2017 | 5.01 | 2017-04-30
Spain | ESP | 2017-04-08 09:00 | 2017-04-08 11:00 | 48.69 | 2017 | 5.01 | 2017-04-30
Spain | ESP | 2017-04-08 10:00 | 2017-04-08 12:00 | 48.01 | 2017 | 5.01 | 2017-04-30
Spain | ESP | 2017-04-08 11:00 | 2017-04-08 13:00 | 48.01 | 2017 | 5.01 | 2017-04-30
Spain | ESP | 2017-04-08 12:00 | 2017-04-08 14:00 | 47.01 | 2017 | 5.01 | 2017-04-30
Spain | ESP | 2017-04-08 13:00 | 2017-04-08 15:00 | 43.99 | 2017 | 5.01 | 2017-04-30
Spain | ESP | 2017-04-08 14:00 | 2017-04-08 16:00 | 43.88 | 2017 | 5.01 | 2017-04-30
Spain | ESP | 2017-04-08 15:00 | 2017-04-08 17:00 | 43.5 | 2017 | 5.01 | 2017-04-30
Spain | ESP | 2017-04-08 16:00 | 2017-04-08 18:00 | 43.97 | 2017 | 5.01 | 2017-04-30
Spain | ESP | 2017-04-08 17:00 | 2017-04-08 19:00 | 47.83 | 2017 | 5.01 | 2017-04-30
Spain | ESP | 2017-04-08 18:00 | 2017-04-08 20:00 | 49.87 | 2017 | 5.01 | 2017-04-30
Spain | ESP | 2017-04-08 19:00 | 2017-04-08 21:00 | 53.12 | 2017 | 5.01 | 2017-04-30
Spain | ESP | 2017-04-08 20:00 | 2017-04-08 22:00 | 51.01 | 2017 | 5.01 | 2017-04-30
Spain | ESP | 2017-04-08 21:00 | 2017-04-08 23:00 | 50.07 | 2017 | 5.01 | 2017-04-30
Spain | ESP | 2017-04-08 22:00 | 2017-04-09 | 51 | 2017 | 5.01 | 2017-04-30
Spain | ESP | 2017-04-08 23:00 | 2017-04-09 01:00 | 49.69 | 2017 | 5.01 | 2017-04-30
Spain | ESP | 2017-04-09 | 2017-04-09 02:00 | 46.02 | 2017 | 5.01 | 2017-04-30
Spain | ESP | 2017-04-09 01:00 | 2017-04-09 03:00 | 43.97 | 2017 | 5.01 | 2017-04-30
Spain | ESP | 2017-04-09 02:00 | 2017-04-09 04:00 | 42.85 | 2017 | 5.01 | 2017-04-30
Spain | ESP | 2017-04-09 03:00 | 2017-04-09 05:00 | 42.15 | 2017 | 5.01 | 2017-04-30
Spain | ESP | 2017-04-09 04:00 | 2017-04-09 06:00 | 43.97 | 2017 | 5.01 | 2017-04-30
Spain | ESP | 2017-04-09 05:00 | 2017-04-09 07:00 | 43.97 | 2017 | 5.01 | 2017-04-30
Spain | ESP | 2017-04-09 06:00 | 2017-04-09 08:00 | 43.95 | 2017 | 5.01 | 2017-04-30
Spain | ESP | 2017-04-09 07:00 | 2017-04-09 09:00 | 44.82 | 2017 | 5.01 | 2017-04-30
Spain | ESP | 2017-04-09 08:00 | 2017-04-09 10:00 | 43.97 | 2017 | 5.01 | 2017-04-30
Spain | ESP | 2017-04-09 09:00 | 2017-04-09 11:00 | 42.64 | 2017 | 5.01 | 2017-04-30
Spain | ESP | 2017-04-09 10:00 | 2017-04-09 12:00 | 39.5 | 2017 | 5.01 | 2017-04-30
Spain | ESP | 2017-04-09 11:00 | 2017-04-09 13:00 | 39.3 | 2017 | 5.01 | 2017-04-30
Spain | ESP | 2017-04-09 12:00 | 2017-04-09 14:00 | 37.75 | 2017 | 5.01 | 2017-04-30
Spain | ESP | 2017-04-09 13:00 | 2017-04-09 15:00 | 34.93 | 2017 | 5.01 | 2017-04-30
Spain | ESP | 2017-04-09 14:00 | 2017-04-09 16:00 | 34.01 | 2017 | 5.01 | 2017-04-30
Spain | ESP | 2017-04-09 15:00 | 2017-04-09 17:00 | 34.72 | 2017 | 5.01 | 2017-04-30
Spain | ESP | 2017-04-09 16:00 | 2017-04-09 18:00 | 35.51 | 2017 | 5.01 | 2017-04-30
Spain | ESP | 2017-04-09 17:00 | 2017-04-09 19:00 | 39.71 | 2017 | 5.01 | 2017-04-30
Spain | ESP | 2017-04-09 18:00 | 2017-04-09 20:00 | 49.03 | 2017 | 5.01 | 2017-04-30
Spain | ESP | 2017-04-09 19:00 | 2017-04-09 21:00 | 52.2 | 2017 | 5.01 | 2017-04-30
Spain | ESP | 2017-04-09 20:00 | 2017-04-09 22:00 | 51.02 | 2017 | 5.01 | 2017-04-30
Spain | ESP | 2017-04-09 21:00 | 2017-04-09 23:00 | 47.83 | 2017 | 5.01 | 2017-04-30
Spain | ESP | 2017-04-09 22:00 | 2017-04-10 | 39.71 | 2017 | 5.01 | 2017-04-30
Spain | ESP | 2017-04-09 23:00 | 2017-04-10 01:00 | 37.86 | 2017 | 5.01 | 2017-04-30
Spain | ESP | 2017-04-10 | 2017-04-10 02:00 | 36.8 | 2017 | 5.01 | 2017-04-30
Spain | ESP | 2017-04-10 01:00 | 2017-04-10 03:00 | 37.35 | 2017 | 5.01 | 2017-04-30
Spain | ESP | 2017-04-10 02:00 | 2017-04-10 04:00 | 37.35 | 2017 | 5.01 | 2017-04-30
Spain | ESP | 2017-04-10 03:00 | 2017-04-10 05:00 | 38.92 | 2017 | 5.01 | 2017-04-30
Spain | ESP | 2017-04-10 04:00 | 2017-04-10 06:00 | 43.99 | 2017 | 5.01 | 2017-04-30
Spain | ESP | 2017-04-10 05:00 | 2017-04-10 07:00 | 49.91 | 2017 | 5.01 | 2017-04-30
Spain | ESP | 2017-04-10 06:00 | 2017-04-10 08:00 | 51.24 | 2017 | 5.01 | 2017-04-30
Spain | ESP | 2017-04-10 07:00 | 2017-04-10 09:00 | 51.85 | 2017 | 5.01 | 2017-04-30
Spain | ESP | 2017-04-10 08:00 | 2017-04-10 10:00 | 51.03 | 2017 | 5.01 | 2017-04-30
Spain | ESP | 2017-04-10 09:00 | 2017-04-10 11:00 | 50.68 | 2017 | 5.01 | 2017-04-30
Spain | ESP | 2017-04-10 10:00 | 2017-04-10 12:00 | 50.69 | 2017 | 5.01 | 2017-04-30
Spain | ESP | 2017-04-10 11:00 | 2017-04-10 13:00 | 50.5 | 2017 | 5.01 | 2017-04-30
Spain | ESP | 2017-04-10 12:00 | 2017-04-10 14:00 | 49.91 | 2017 | 5.01 | 2017-04-30
Spain | ESP | 2017-04-10 13:00 | 2017-04-10 15:00 | 49.51 | 2017 | 5.01 | 2017-04-30
Spain | ESP | 2017-04-10 14:00 | 2017-04-10 16:00 | 49.5 | 2017 | 5.01 | 2017-04-30
Spain | ESP | 2017-04-10 15:00 | 2017-04-10 17:00 | 49.69 | 2017 | 5.01 | 2017-04-30
Spain | ESP | 2017-04-10 16:00 | 2017-04-10 18:00 | 48.87 | 2017 | 5.01 | 2017-04-30
Spain | ESP | 2017-04-10 17:00 | 2017-04-10 19:00 | 49.69 | 2017 | 5.01 | 2017-04-30
Spain | ESP | 2017-04-10 18:00 | 2017-04-10 20:00 | 52.02 | 2017 | 5.01 | 2017-04-30
Spain | ESP | 2017-04-10 19:00 | 2017-04-10 21:00 | 53.77 | 2017 | 5.01 | 2017-04-30
Spain | ESP | 2017-04-10 20:00 | 2017-04-10 22:00 | 51.09 | 2017 | 5.01 | 2017-04-30
Spain | ESP | 2017-04-10 21:00 | 2017-04-10 23:00 | 48.5 | 2017 | 5.01 | 2017-04-30
Spain | ESP | 2017-04-10 22:00 | 2017-04-11 | 47.54 | 2017 | 5.01 | 2017-04-30
Spain | ESP | 2017-04-10 23:00 | 2017-04-11 01:00 | 43.95 | 2017 | 5.01 | 2017-04-30
Spain | ESP | 2017-04-11 | 2017-04-11 02:00 | 40 | 2017 | 5.01 | 2017-04-30
Spain | ESP | 2017-04-11 01:00 | 2017-04-11 03:00 | 39.71 | 2017 | 5.01 | 2017-04-30
Spain | ESP | 2017-04-11 02:00 | 2017-04-11 04:00 | 39.71 | 2017 | 5.01 | 2017-04-30
Spain | ESP | 2017-04-11 03:00 | 2017-04-11 05:00 | 40 | 2017 | 5.01 | 2017-04-30
Spain | ESP | 2017-04-11 04:00 | 2017-04-11 06:00 | 45.62 | 2017 | 5.01 | 2017-04-30
Spain | ESP | 2017-04-11 05:00 | 2017-04-11 07:00 | 50.84 | 2017 | 5.01 | 2017-04-30
Spain | ESP | 2017-04-11 06:00 | 2017-04-11 08:00 | 52.07 | 2017 | 5.01 | 2017-04-30
Spain | ESP | 2017-04-11 07:00 | 2017-04-11 09:00 | 52.69 | 2017 | 5.01 | 2017-04-30
Spain | ESP | 2017-04-11 08:00 | 2017-04-11 10:00 | 51.52 | 2017 | 5.01 | 2017-04-30
Spain | ESP | 2017-04-11 09:00 | 2017-04-11 11:00 | 51 | 2017 | 5.01 | 2017-04-30
Spain | ESP | 2017-04-11 10:00 | 2017-04-11 12:00 | 51 | 2017 | 5.01 | 2017-04-30
Spain | ESP | 2017-04-11 11:00 | 2017-04-11 13:00 | 50.68 | 2017 | 5.01 | 2017-04-30
Spain | ESP | 2017-04-11 12:00 | 2017-04-11 14:00 | 49.45 | 2017 | 5.01 | 2017-04-30
Spain | ESP | 2017-04-11 13:00 | 2017-04-11 15:00 | 48.69 | 2017 | 5.01 | 2017-04-30
Spain | ESP | 2017-04-11 14:00 | 2017-04-11 16:00 | 48.32 | 2017 | 5.01 | 2017-04-30
Spain | ESP | 2017-04-11 15:00 | 2017-04-11 17:00 | 47.9 | 2017 | 5.01 | 2017-04-30
Spain | ESP | 2017-04-11 16:00 | 2017-04-11 18:00 | 47.07 | 2017 | 5.01 | 2017-04-30
Spain | ESP | 2017-04-11 17:00 | 2017-04-11 19:00 | 48.37 | 2017 | 5.01 | 2017-04-30
Spain | ESP | 2017-04-11 18:00 | 2017-04-11 20:00 | 51 | 2017 | 5.01 | 2017-04-30
Spain | ESP | 2017-04-11 19:00 | 2017-04-11 21:00 | 52.85 | 2017 | 5.01 | 2017-04-30
Spain | ESP | 2017-04-11 20:00 | 2017-04-11 22:00 | 51 | 2017 | 5.01 | 2017-04-30
Spain | ESP | 2017-04-11 21:00 | 2017-04-11 23:00 | 48.69 | 2017 | 5.01 | 2017-04-30
Spain | ESP | 2017-04-11 22:00 | 2017-04-12 | 51.53 | 2017 | 5.01 | 2017-04-30
Spain | ESP | 2017-04-11 23:00 | 2017-04-12 01:00 | 49.99 | 2017 | 5.01 | 2017-04-30
Spain | ESP | 2017-04-12 | 2017-04-12 02:00 | 46.62 | 2017 | 5.01 | 2017-04-30
Spain | ESP | 2017-04-12 01:00 | 2017-04-12 03:00 | 45.61 | 2017 | 5.01 | 2017-04-30
Spain | ESP | 2017-04-12 02:00 | 2017-04-12 04:00 | 46.21 | 2017 | 5.01 | 2017-04-30
Spain | ESP | 2017-04-12 03:00 | 2017-04-12 05:00 | 50.84 | 2017 | 5.01 | 2017-04-30
Spain | ESP | 2017-04-12 04:00 | 2017-04-12 06:00 | 53.69 | 2017 | 5.01 | 2017-04-30
Spain | ESP | 2017-04-12 05:00 | 2017-04-12 07:00 | 54.46 | 2017 | 5.01 | 2017-04-30
Spain | ESP | 2017-04-12 06:00 | 2017-04-12 08:00 | 55.58 | 2017 | 5.01 | 2017-04-30
Spain | ESP | 2017-04-12 07:00 | 2017-04-12 09:00 | 55.56 | 2017 | 5.01 | 2017-04-30
Spain | ESP | 2017-04-12 08:00 | 2017-04-12 10:00 | 54.69 | 2017 | 5.01 | 2017-04-30
Spain | ESP | 2017-04-12 09:00 | 2017-04-12 11:00 | 54.02 | 2017 | 5.01 | 2017-04-30
Spain | ESP | 2017-04-12 10:00 | 2017-04-12 12:00 | 54 | 2017 | 5.01 | 2017-04-30
Spain | ESP | 2017-04-12 11:00 | 2017-04-12 13:00 | 53.69 | 2017 | 5.01 | 2017-04-30
Spain | ESP | 2017-04-12 12:00 | 2017-04-12 14:00 | 51.54 | 2017 | 5.01 | 2017-04-30
Spain | ESP | 2017-04-12 13:00 | 2017-04-12 15:00 | 51.04 | 2017 | 5.01 | 2017-04-30
Spain | ESP | 2017-04-12 14:00 | 2017-04-12 16:00 | 50.69 | 2017 | 5.01 | 2017-04-30
Spain | ESP | 2017-04-12 15:00 | 2017-04-12 17:00 | 50.02 | 2017 | 5.01 | 2017-04-30
Spain | ESP | 2017-04-12 16:00 | 2017-04-12 18:00 | 49.54 | 2017 | 5.01 | 2017-04-30
Spain | ESP | 2017-04-12 17:00 | 2017-04-12 19:00 | 49.65 | 2017 | 5.01 | 2017-04-30
Spain | ESP | 2017-04-12 18:00 | 2017-04-12 20:00 | 53.69 | 2017 | 5.01 | 2017-04-30
Spain | ESP | 2017-04-12 19:00 | 2017-04-12 21:00 | 55 | 2017 | 5.01 | 2017-04-30
Spain | ESP | 2017-04-12 20:00 | 2017-04-12 22:00 | 54.5 | 2017 | 5.01 | 2017-04-30
Spain | ESP | 2017-04-12 21:00 | 2017-04-12 23:00 | 52.42 | 2017 | 5.01 | 2017-04-30
Spain | ESP | 2017-04-12 22:00 | 2017-04-13 | 52.19 | 2017 | 5.01 | 2017-04-30
Spain | ESP | 2017-04-12 23:00 | 2017-04-13 01:00 | 50.84 | 2017 | 5.01 | 2017-04-30
Spain | ESP | 2017-04-13 | 2017-04-13 02:00 | 49 | 2017 | 5.01 | 2017-04-30
Spain | ESP | 2017-04-13 01:00 | 2017-04-13 03:00 | 46 | 2017 | 5.01 | 2017-04-30
Spain | ESP | 2017-04-13 02:00 | 2017-04-13 04:00 | 45.3 | 2017 | 5.01 | 2017-04-30
Spain | ESP | 2017-04-13 03:00 | 2017-04-13 05:00 | 45.65 | 2017 | 5.01 | 2017-04-30
Spain | ESP | 2017-04-13 04:00 | 2017-04-13 06:00 | 49 | 2017 | 5.01 | 2017-04-30
Spain | ESP | 2017-04-13 05:00 | 2017-04-13 07:00 | 52.19 | 2017 | 5.01 | 2017-04-30
Spain | ESP | 2017-04-13 06:00 | 2017-04-13 08:00 | 53.69 | 2017 | 5.01 | 2017-04-30
Spain | ESP | 2017-04-13 07:00 | 2017-04-13 09:00 | 54.15 | 2017 | 5.01 | 2017-04-30
Spain | ESP | 2017-04-13 08:00 | 2017-04-13 10:00 | 53.23 | 2017 | 5.01 | 2017-04-30
Spain | ESP | 2017-04-13 09:00 | 2017-04-13 11:00 | 51.54 | 2017 | 5.01 | 2017-04-30
Spain | ESP | 2017-04-13 10:00 | 2017-04-13 12:00 | 51.23 | 2017 | 5.01 | 2017-04-30
Spain | ESP | 2017-04-13 11:00 | 2017-04-13 13:00 | 50.69 | 2017 | 5.01 | 2017-04-30
Spain | ESP | 2017-04-13 12:00 | 2017-04-13 14:00 | 45.3 | 2017 | 5.01 | 2017-04-30
Spain | ESP | 2017-04-13 13:00 | 2017-04-13 15:00 | 40.29 | 2017 | 5.01 | 2017-04-30
Spain | ESP | 2017-04-13 14:00 | 2017-04-13 16:00 | 39.74 | 2017 | 5.01 | 2017-04-30
Spain | ESP | 2017-04-13 15:00 | 2017-04-13 17:00 | 39.31 | 2017 | 5.01 | 2017-04-30
Spain | ESP | 2017-04-13 16:00 | 2017-04-13 18:00 | 39.69 | 2017 | 5.01 | 2017-04-30
Spain | ESP | 2017-04-13 17:00 | 2017-04-13 19:00 | 40 | 2017 | 5.01 | 2017-04-30
Spain | ESP | 2017-04-13 18:00 | 2017-04-13 20:00 | 50.69 | 2017 | 5.01 | 2017-04-30
Spain | ESP | 2017-04-13 19:00 | 2017-04-13 21:00 | 53.96 | 2017 | 5.01 | 2017-04-30
Spain | ESP | 2017-04-13 20:00 | 2017-04-13 22:00 | 53 | 2017 | 5.01 | 2017-04-30
Spain | ESP | 2017-04-13 21:00 | 2017-04-13 23:00 | 49.54 | 2017 | 5.01 | 2017-04-30
Spain | ESP | 2017-04-13 22:00 | 2017-04-14 | 52.44 | 2017 | 5.01 | 2017-04-30
Spain | ESP | 2017-04-13 23:00 | 2017-04-14 01:00 | 51.69 | 2017 | 5.01 | 2017-04-30
Spain | ESP | 2017-04-14 | 2017-04-14 02:00 | 50.7 | 2017 | 5.01 | 2017-04-30
Spain | ESP | 2017-04-14 01:00 | 2017-04-14 03:00 | 50.69 | 2017 | 5.01 | 2017-04-30
Spain | ESP | 2017-04-14 02:00 | 2017-04-14 04:00 | 49 | 2017 | 5.01 | 2017-04-30
Spain | ESP | 2017-04-14 03:00 | 2017-04-14 05:00 | 49 | 2017 | 5.01 | 2017-04-30
Spain | ESP | 2017-04-14 04:00 | 2017-04-14 06:00 | 48.85 | 2017 | 5.01 | 2017-04-30
Spain | ESP | 2017-04-14 05:00 | 2017-04-14 07:00 | 43.4 | 2017 | 5.01 | 2017-04-30
Spain | ESP | 2017-04-14 06:00 | 2017-04-14 08:00 | 40.49 | 2017 | 5.01 | 2017-04-30
Spain | ESP | 2017-04-14 07:00 | 2017-04-14 09:00 | 46.16 | 2017 | 5.01 | 2017-04-30
Spain | ESP | 2017-04-14 08:00 | 2017-04-14 10:00 | 46.2 | 2017 | 5.01 | 2017-04-30
Spain | ESP | 2017-04-14 09:00 | 2017-04-14 11:00 | 46.18 | 2017 | 5.01 | 2017-04-30
Spain | ESP | 2017-04-14 10:00 | 2017-04-14 12:00 | 45.83 | 2017 | 5.01 | 2017-04-30
Spain | ESP | 2017-04-14 11:00 | 2017-04-14 13:00 | 45.69 | 2017 | 5.01 | 2017-04-30
Spain | ESP | 2017-04-14 12:00 | 2017-04-14 14:00 | 40.69 | 2017 | 5.01 | 2017-04-30
Spain | ESP | 2017-04-14 13:00 | 2017-04-14 15:00 | 38.74 | 2017 | 5.01 | 2017-04-30
Spain | ESP | 2017-04-14 14:00 | 2017-04-14 16:00 | 36.1 | 2017 | 5.01 | 2017-04-30
Spain | ESP | 2017-04-14 15:00 | 2017-04-14 17:00 | 35.72 | 2017 | 5.01 | 2017-04-30
Spain | ESP | 2017-04-14 16:00 | 2017-04-14 18:00 | 36.9 | 2017 | 5.01 | 2017-04-30
Spain | ESP | 2017-04-14 17:00 | 2017-04-14 19:00 | 38.74 | 2017 | 5.01 | 2017-04-30
Spain | ESP | 2017-04-14 18:00 | 2017-04-14 20:00 | 45.9 | 2017 | 5.01 | 2017-04-30
Spain | ESP | 2017-04-14 19:00 | 2017-04-14 21:00 | 51.53 | 2017 | 5.01 | 2017-04-30
Spain | ESP | 2017-04-14 20:00 | 2017-04-14 22:00 | 50.27 | 2017 | 5.01 | 2017-04-30
Spain | ESP | 2017-04-14 21:00 | 2017-04-14 23:00 | 46.18 | 2017 | 5.01 | 2017-04-30
Spain | ESP | 2017-04-14 22:00 | 2017-04-15 | 50.84 | 2017 | 5.01 | 2017-04-30
Spain | ESP | 2017-04-14 23:00 | 2017-04-15 01:00 | 43.4 | 2017 | 5.01 | 2017-04-30
Spain | ESP | 2017-04-15 | 2017-04-15 02:00 | 39.24 | 2017 | 5.01 | 2017-04-30
Spain | ESP | 2017-04-15 01:00 | 2017-04-15 03:00 | 37.74 | 2017 | 5.01 | 2017-04-30
Spain | ESP | 2017-04-15 02:00 | 2017-04-15 04:00 | 35.99 | 2017 | 5.01 | 2017-04-30
Spain | ESP | 2017-04-15 03:00 | 2017-04-15 05:00 | 36 | 2017 | 5.01 | 2017-04-30
Spain | ESP | 2017-04-15 04:00 | 2017-04-15 06:00 | 38.74 | 2017 | 5.01 | 2017-04-30
Spain | ESP | 2017-04-15 05:00 | 2017-04-15 07:00 | 40.46 | 2017 | 5.01 | 2017-04-30
Spain | ESP | 2017-04-15 06:00 | 2017-04-15 08:00 | 40.49 | 2017 | 5.01 | 2017-04-30
Spain | ESP | 2017-04-15 07:00 | 2017-04-15 09:00 | 46.2 | 2017 | 5.01 | 2017-04-30
Spain | ESP | 2017-04-15 08:00 | 2017-04-15 10:00 | 46.2 | 2017 | 5.01 | 2017-04-30
Spain | ESP | 2017-04-15 09:00 | 2017-04-15 11:00 | 45.3 | 2017 | 5.01 | 2017-04-30
Spain | ESP | 2017-04-15 10:00 | 2017-04-15 12:00 | 44.01 | 2017 | 5.01 | 2017-04-30
Spain | ESP | 2017-04-15 11:00 | 2017-04-15 13:00 | 45.3 | 2017 | 5.01 | 2017-04-30
Spain | ESP | 2017-04-15 12:00 | 2017-04-15 14:00 | 44.01 | 2017 | 5.01 | 2017-04-30
Spain | ESP | 2017-04-15 13:00 | 2017-04-15 15:00 | 40.49 | 2017 | 5.01 | 2017-04-30
Spain | ESP | 2017-04-15 14:00 | 2017-04-15 16:00 | 36.58 | 2017 | 5.01 | 2017-04-30
Spain | ESP | 2017-04-15 15:00 | 2017-04-15 17:00 | 35.72 | 2017 | 5.01 | 2017-04-30
Spain | ESP | 2017-04-15 16:00 | 2017-04-15 18:00 | 36 | 2017 | 5.01 | 2017-04-30
Spain | ESP | 2017-04-15 17:00 | 2017-04-15 19:00 | 39.24 | 2017 | 5.01 | 2017-04-30
Spain | ESP | 2017-04-15 18:00 | 2017-04-15 20:00 | 44.91 | 2017 | 5.01 | 2017-04-30
Spain | ESP | 2017-04-15 19:00 | 2017-04-15 21:00 | 50.9 | 2017 | 5.01 | 2017-04-30
Spain | ESP | 2017-04-15 20:00 | 2017-04-15 22:00 | 46.7 | 2017 | 5.01 | 2017-04-30
Spain | ESP | 2017-04-15 21:00 | 2017-04-15 23:00 | 46.07 | 2017 | 5.01 | 2017-04-30
Spain | ESP | 2017-04-15 22:00 | 2017-04-16 | 46.95 | 2017 | 5.01 | 2017-04-30
Spain | ESP | 2017-04-15 23:00 | 2017-04-16 01:00 | 38.59 | 2017 | 5.01 | 2017-04-30
Spain | ESP | 2017-04-16 | 2017-04-16 02:00 | 35.51 | 2017 | 5.01 | 2017-04-30
Spain | ESP | 2017-04-16 01:00 | 2017-04-16 03:00 | 33.99 | 2017 | 5.01 | 2017-04-30
Spain | ESP | 2017-04-16 02:00 | 2017-04-16 04:00 | 33.1 | 2017 | 5.01 | 2017-04-30
Spain | ESP | 2017-04-16 03:00 | 2017-04-16 05:00 | 32.62 | 2017 | 5.01 | 2017-04-30
Spain | ESP | 2017-04-16 04:00 | 2017-04-16 06:00 | 32.62 | 2017 | 5.01 | 2017-04-30
Spain | ESP | 2017-04-16 05:00 | 2017-04-16 07:00 | 32.12 | 2017 | 5.01 | 2017-04-30
Spain | ESP | 2017-04-16 06:00 | 2017-04-16 08:00 | 33.32 | 2017 | 5.01 | 2017-04-30
Spain | ESP | 2017-04-16 07:00 | 2017-04-16 09:00 | 37.84 | 2017 | 5.01 | 2017-04-30
Spain | ESP | 2017-04-16 08:00 | 2017-04-16 10:00 | 40 | 2017 | 5.01 | 2017-04-30
Spain | ESP | 2017-04-16 09:00 | 2017-04-16 11:00 | 40 | 2017 | 5.01 | 2017-04-30
Spain | ESP | 2017-04-16 10:00 | 2017-04-16 12:00 | 40 | 2017 | 5.01 | 2017-04-30
Spain | ESP | 2017-04-16 11:00 | 2017-04-16 13:00 | 40.49 | 2017 | 5.01 | 2017-04-30
Spain | ESP | 2017-04-16 12:00 | 2017-04-16 14:00 | 40.49 | 2017 | 5.01 | 2017-04-30
Spain | ESP | 2017-04-16 13:00 | 2017-04-16 15:00 | 39.6 | 2017 | 5.01 | 2017-04-30
Spain | ESP | 2017-04-16 14:00 | 2017-04-16 16:00 | 38.9 | 2017 | 5.01 | 2017-04-30
Spain | ESP | 2017-04-16 15:00 | 2017-04-16 17:00 | 39.24 | 2017 | 5.01 | 2017-04-30
Spain | ESP | 2017-04-16 16:00 | 2017-04-16 18:00 | 38.9 | 2017 | 5.01 | 2017-04-30
Spain | ESP | 2017-04-16 17:00 | 2017-04-16 19:00 | 40.49 | 2017 | 5.01 | 2017-04-30
Spain | ESP | 2017-04-16 18:00 | 2017-04-16 20:00 | 50.69 | 2017 | 5.01 | 2017-04-30
Spain | ESP | 2017-04-16 19:00 | 2017-04-16 21:00 | 53.12 | 2017 | 5.01 | 2017-04-30
Spain | ESP | 2017-04-16 20:00 | 2017-04-16 22:00 | 52.2 | 2017 | 5.01 | 2017-04-30
Spain | ESP | 2017-04-16 21:00 | 2017-04-16 23:00 | 51.04 | 2017 | 5.01 | 2017-04-30
Spain | ESP | 2017-04-16 22:00 | 2017-04-17 | 48.69 | 2017 | 5.01 | 2017-04-30
Spain | ESP | 2017-04-16 23:00 | 2017-04-17 01:00 | 40.69 | 2017 | 5.01 | 2017-04-30
Spain | ESP | 2017-04-17 | 2017-04-17 02:00 | 40.49 | 2017 | 5.01 | 2017-04-30
Spain | ESP | 2017-04-17 01:00 | 2017-04-17 03:00 | 40.69 | 2017 | 5.01 | 2017-04-30
Spain | ESP | 2017-04-17 02:00 | 2017-04-17 04:00 | 43.9 | 2017 | 5.01 | 2017-04-30
Spain | ESP | 2017-04-17 03:00 | 2017-04-17 05:00 | 48.69 | 2017 | 5.01 | 2017-04-30
Spain | ESP | 2017-04-17 04:00 | 2017-04-17 06:00 | 50.69 | 2017 | 5.01 | 2017-04-30
Spain | ESP | 2017-04-17 05:00 | 2017-04-17 07:00 | 53.18 | 2017 | 5.01 | 2017-04-30
Spain | ESP | 2017-04-17 06:00 | 2017-04-17 08:00 | 53.12 | 2017 | 5.01 | 2017-04-30
Spain | ESP | 2017-04-17 07:00 | 2017-04-17 09:00 | 53.96 | 2017 | 5.01 | 2017-04-30
Spain | ESP | 2017-04-17 08:00 | 2017-04-17 10:00 | 52.15 | 2017 | 5.01 | 2017-04-30
Spain | ESP | 2017-04-17 09:00 | 2017-04-17 11:00 | 51.43 | 2017 | 5.01 | 2017-04-30
Spain | ESP | 2017-04-17 10:00 | 2017-04-17 12:00 | 51.04 | 2017 | 5.01 | 2017-04-30
Spain | ESP | 2017-04-17 11:00 | 2017-04-17 13:00 | 51.43 | 2017 | 5.01 | 2017-04-30
Spain | ESP | 2017-04-17 12:00 | 2017-04-17 14:00 | 51.04 | 2017 | 5.01 | 2017-04-30
Spain | ESP | 2017-04-17 13:00 | 2017-04-17 15:00 | 49.91 | 2017 | 5.01 | 2017-04-30
Spain | ESP | 2017-04-17 14:00 | 2017-04-17 16:00 | 48.69 | 2017 | 5.01 | 2017-04-30
Spain | ESP | 2017-04-17 15:00 | 2017-04-17 17:00 | 47.89 | 2017 | 5.01 | 2017-04-30
Spain | ESP | 2017-04-17 16:00 | 2017-04-17 18:00 | 43.64 | 2017 | 5.01 | 2017-04-30
Spain | ESP | 2017-04-17 17:00 | 2017-04-17 19:00 | 40.9 | 2017 | 5.01 | 2017-04-30
Spain | ESP | 2017-04-17 18:00 | 2017-04-17 20:00 | 49.12 | 2017 | 5.01 | 2017-04-30
Spain | ESP | 2017-04-17 19:00 | 2017-04-17 21:00 | 51.04 | 2017 | 5.01 | 2017-04-30
Spain | ESP | 2017-04-17 20:00 | 2017-04-17 22:00 | 48 | 2017 | 5.01 | 2017-04-30
Spain | ESP | 2017-04-17 21:00 | 2017-04-17 23:00 | 41.28 | 2017 | 5.01 | 2017-04-30
Spain | ESP | 2017-04-17 22:00 | 2017-04-18 | 40.69 | 2017 | 5.01 | 2017-04-30
Spain | ESP | 2017-04-17 23:00 | 2017-04-18 01:00 | 39.31 | 2017 | 5.01 | 2017-04-30
Spain | ESP | 2017-04-18 | 2017-04-18 02:00 | 36.54 | 2017 | 5.01 | 2017-04-30
Spain | ESP | 2017-04-18 01:00 | 2017-04-18 03:00 | 36.19 | 2017 | 5.01 | 2017-04-30
Spain | ESP | 2017-04-18 02:00 | 2017-04-18 04:00 | 35.89 | 2017 | 5.01 | 2017-04-30
Spain | ESP | 2017-04-18 03:00 | 2017-04-18 05:00 | 35.94 | 2017 | 5.01 | 2017-04-30
Spain | ESP | 2017-04-18 04:00 | 2017-04-18 06:00 | 40.49 | 2017 | 5.01 | 2017-04-30
Spain | ESP | 2017-04-18 05:00 | 2017-04-18 07:00 | 49.54 | 2017 | 5.01 | 2017-04-30
Spain | ESP | 2017-04-18 06:00 | 2017-04-18 08:00 | 50.2 | 2017 | 5.01 | 2017-04-30
Spain | ESP | 2017-04-18 07:00 | 2017-04-18 09:00 | 51.04 | 2017 | 5.01 | 2017-04-30
Spain | ESP | 2017-04-18 08:00 | 2017-04-18 10:00 | 50.37 | 2017 | 5.01 | 2017-04-30
Spain | ESP | 2017-04-18 09:00 | 2017-04-18 11:00 | 49.12 | 2017 | 5.01 | 2017-04-30
Spain | ESP | 2017-04-18 10:00 | 2017-04-18 12:00 | 48.69 | 2017 | 5.01 | 2017-04-30
Spain | ESP | 2017-04-18 11:00 | 2017-04-18 13:00 | 47.89 | 2017 | 5.01 | 2017-04-30
Spain | ESP | 2017-04-18 12:00 | 2017-04-18 14:00 | 46.18 | 2017 | 5.01 | 2017-04-30
Spain | ESP | 2017-04-18 13:00 | 2017-04-18 15:00 | 40.69 | 2017 | 5.01 | 2017-04-30
Spain | ESP | 2017-04-18 14:00 | 2017-04-18 16:00 | 40.49 | 2017 | 5.01 | 2017-04-30
Spain | ESP | 2017-04-18 15:00 | 2017-04-18 17:00 | 40.49 | 2017 | 5.01 | 2017-04-30
Spain | ESP | 2017-04-18 16:00 | 2017-04-18 18:00 | 40 | 2017 | 5.01 | 2017-04-30
Spain | ESP | 2017-04-18 17:00 | 2017-04-18 19:00 | 40.49 | 2017 | 5.01 | 2017-04-30
Spain | ESP | 2017-04-18 18:00 | 2017-04-18 20:00 | 46.18 | 2017 | 5.01 | 2017-04-30
Spain | ESP | 2017-04-18 19:00 | 2017-04-18 21:00 | 49.54 | 2017 | 5.01 | 2017-04-30
Spain | ESP | 2017-04-18 20:00 | 2017-04-18 22:00 | 40.49 | 2017 | 5.01 | 2017-04-30
Spain | ESP | 2017-04-18 21:00 | 2017-04-18 23:00 | 37.95 | 2017 | 5.01 | 2017-04-30
Spain | ESP | 2017-04-18 22:00 | 2017-04-19 | 36.89 | 2017 | 5.01 | 2017-04-30
Spain | ESP | 2017-04-18 23:00 | 2017-04-19 01:00 | 33.44 | 2017 | 5.01 | 2017-04-30
Spain | ESP | 2017-04-19 | 2017-04-19 02:00 | 31.2 | 2017 | 5.01 | 2017-04-30
Spain | ESP | 2017-04-19 01:00 | 2017-04-19 03:00 | 30.25 | 2017 | 5.01 | 2017-04-30
Spain | ESP | 2017-04-19 02:00 | 2017-04-19 04:00 | 30.83 | 2017 | 5.01 | 2017-04-30
Spain | ESP | 2017-04-19 03:00 | 2017-04-19 05:00 | 31.81 | 2017 | 5.01 | 2017-04-30
Spain | ESP | 2017-04-19 04:00 | 2017-04-19 06:00 | 38.9 | 2017 | 5.01 | 2017-04-30
Spain | ESP | 2017-04-19 05:00 | 2017-04-19 07:00 | 46.88 | 2017 | 5.01 | 2017-04-30
Spain | ESP | 2017-04-19 06:00 | 2017-04-19 08:00 | 49.54 | 2017 | 5.01 | 2017-04-30
Spain | ESP | 2017-04-19 07:00 | 2017-04-19 09:00 | 48.02 | 2017 | 5.01 | 2017-04-30
Spain | ESP | 2017-04-19 08:00 | 2017-04-19 10:00 | 43.64 | 2017 | 5.01 | 2017-04-30
Spain | ESP | 2017-04-19 09:00 | 2017-04-19 11:00 | 40 | 2017 | 5.01 | 2017-04-30
Spain | ESP | 2017-04-19 10:00 | 2017-04-19 12:00 | 40.04 | 2017 | 5.01 | 2017-04-30
Spain | ESP | 2017-04-19 11:00 | 2017-04-19 13:00 | 40.49 | 2017 | 5.01 | 2017-04-30
Spain | ESP | 2017-04-19 12:00 | 2017-04-19 14:00 | 37.09 | 2017 | 5.01 | 2017-04-30
Spain | ESP | 2017-04-19 13:00 | 2017-04-19 15:00 | 36.73 | 2017 | 5.01 | 2017-04-30
Spain | ESP | 2017-04-19 14:00 | 2017-04-19 16:00 | 36.44 | 2017 | 5.01 | 2017-04-30
Spain | ESP | 2017-04-19 15:00 | 2017-04-19 17:00 | 36.89 | 2017 | 5.01 | 2017-04-30
Spain | ESP | 2017-04-19 16:00 | 2017-04-19 18:00 | 38.92 | 2017 | 5.01 | 2017-04-30
Spain | ESP | 2017-04-19 17:00 | 2017-04-19 19:00 | 41.19 | 2017 | 5.01 | 2017-04-30
Spain | ESP | 2017-04-19 18:00 | 2017-04-19 20:00 | 45.69 | 2017 | 5.01 | 2017-04-30
Spain | ESP | 2017-04-19 19:00 | 2017-04-19 21:00 | 48.67 | 2017 | 5.01 | 2017-04-30
Spain | ESP | 2017-04-19 20:00 | 2017-04-19 22:00 | 41.1 | 2017 | 5.01 | 2017-04-30
Spain | ESP | 2017-04-19 21:00 | 2017-04-19 23:00 | 37.09 | 2017 | 5.01 | 2017-04-30
Spain | ESP | 2017-04-19 22:00 | 2017-04-20 | 36.89 | 2017 | 5.01 | 2017-04-30
Spain | ESP | 2017-04-19 23:00 | 2017-04-20 01:00 | 35.11 | 2017 | 5.01 | 2017-04-30
Spain | ESP | 2017-04-20 | 2017-04-20 02:00 | 32.44 | 2017 | 5.01 | 2017-04-30
Spain | ESP | 2017-04-20 01:00 | 2017-04-20 03:00 | 31.89 | 2017 | 5.01 | 2017-04-30
Spain | ESP | 2017-04-20 02:00 | 2017-04-20 04:00 | 32.88 | 2017 | 5.01 | 2017-04-30
Spain | ESP | 2017-04-20 03:00 | 2017-04-20 05:00 | 35.05 | 2017 | 5.01 | 2017-04-30
Spain | ESP | 2017-04-20 04:00 | 2017-04-20 06:00 | 42.03 | 2017 | 5.01 | 2017-04-30
Spain | ESP | 2017-04-20 05:00 | 2017-04-20 07:00 | 48.41 | 2017 | 5.01 | 2017-04-30
Spain | ESP | 2017-04-20 06:00 | 2017-04-20 08:00 | 52 | 2017 | 5.01 | 2017-04-30
Spain | ESP | 2017-04-20 07:00 | 2017-04-20 09:00 | 48.69 | 2017 | 5.01 | 2017-04-30
Spain | ESP | 2017-04-20 08:00 | 2017-04-20 10:00 | 45.6 | 2017 | 5.01 | 2017-04-30
Spain | ESP | 2017-04-20 09:00 | 2017-04-20 11:00 | 42.57 | 2017 | 5.01 | 2017-04-30
Spain | ESP | 2017-04-20 10:00 | 2017-04-20 12:00 | 40.49 | 2017 | 5.01 | 2017-04-30
Spain | ESP | 2017-04-20 11:00 | 2017-04-20 13:00 | 38.6 | 2017 | 5.01 | 2017-04-30
Spain | ESP | 2017-04-20 12:00 | 2017-04-20 14:00 | 35.98 | 2017 | 5.01 | 2017-04-30
Spain | ESP | 2017-04-20 13:00 | 2017-04-20 15:00 | 35.44 | 2017 | 5.01 | 2017-04-30
Spain | ESP | 2017-04-20 14:00 | 2017-04-20 16:00 | 35.19 | 2017 | 5.01 | 2017-04-30
Spain | ESP | 2017-04-20 15:00 | 2017-04-20 17:00 | 36.89 | 2017 | 5.01 | 2017-04-30
Spain | ESP | 2017-04-20 16:00 | 2017-04-20 18:00 | 39.94 | 2017 | 5.01 | 2017-04-30
Spain | ESP | 2017-04-20 17:00 | 2017-04-20 19:00 | 45.01 | 2017 | 5.01 | 2017-04-30
Spain | ESP | 2017-04-20 18:00 | 2017-04-20 20:00 | 46.61 | 2017 | 5.01 | 2017-04-30
Spain | ESP | 2017-04-20 19:00 | 2017-04-20 21:00 | 47.19 | 2017 | 5.01 | 2017-04-30
Spain | ESP | 2017-04-20 20:00 | 2017-04-20 22:00 | 45 | 2017 | 5.01 | 2017-04-30
Spain | ESP | 2017-04-20 21:00 | 2017-04-20 23:00 | 41.17 | 2017 | 5.01 | 2017-04-30
Spain | ESP | 2017-04-20 22:00 | 2017-04-21 | 40.15 | 2017 | 5.01 | 2017-04-30
Spain | ESP | 2017-04-20 23:00 | 2017-04-21 01:00 | 37.09 | 2017 | 5.01 | 2017-04-30
Spain | ESP | 2017-04-21 | 2017-04-21 02:00 | 35.25 | 2017 | 5.01 | 2017-04-30
Spain | ESP | 2017-04-21 01:00 | 2017-04-21 03:00 | 35.37 | 2017 | 5.01 | 2017-04-30
Spain | ESP | 2017-04-21 02:00 | 2017-04-21 04:00 | 35.89 | 2017 | 5.01 | 2017-04-30
Spain | ESP | 2017-04-21 03:00 | 2017-04-21 05:00 | 37.09 | 2017 | 5.01 | 2017-04-30
Spain | ESP | 2017-04-21 04:00 | 2017-04-21 06:00 | 43.27 | 2017 | 5.01 | 2017-04-30
Spain | ESP | 2017-04-21 05:00 | 2017-04-21 07:00 | 51.04 | 2017 | 5.01 | 2017-04-30
Spain | ESP | 2017-04-21 06:00 | 2017-04-21 08:00 | 55 | 2017 | 5.01 | 2017-04-30
Spain | ESP | 2017-04-21 07:00 | 2017-04-21 09:00 | 52.76 | 2017 | 5.01 | 2017-04-30
Spain | ESP | 2017-04-21 08:00 | 2017-04-21 10:00 | 50.25 | 2017 | 5.01 | 2017-04-30
Spain | ESP | 2017-04-21 09:00 | 2017-04-21 11:00 | 47.89 | 2017 | 5.01 | 2017-04-30
Spain | ESP | 2017-04-21 10:00 | 2017-04-21 12:00 | 45.22 | 2017 | 5.01 | 2017-04-30
Spain | ESP | 2017-04-21 11:00 | 2017-04-21 13:00 | 42.81 | 2017 | 5.01 | 2017-04-30
Spain | ESP | 2017-04-21 12:00 | 2017-04-21 14:00 | 39.08 | 2017 | 5.01 | 2017-04-30
Spain | ESP | 2017-04-21 13:00 | 2017-04-21 15:00 | 38.58 | 2017 | 5.01 | 2017-04-30
Spain | ESP | 2017-04-21 14:00 | 2017-04-21 16:00 | 38.4 | 2017 | 5.01 | 2017-04-30
Spain | ESP | 2017-04-21 15:00 | 2017-04-21 17:00 | 39.19 | 2017 | 5.01 | 2017-04-30
Spain | ESP | 2017-04-21 16:00 | 2017-04-21 18:00 | 44.06 | 2017 | 5.01 | 2017-04-30
Spain | ESP | 2017-04-21 17:00 | 2017-04-21 19:00 | 48.79 | 2017 | 5.01 | 2017-04-30
Spain | ESP | 2017-04-21 18:00 | 2017-04-21 20:00 | 50.84 | 2017 | 5.01 | 2017-04-30
Spain | ESP | 2017-04-21 19:00 | 2017-04-21 21:00 | 52.15 | 2017 | 5.01 | 2017-04-30
Spain | ESP | 2017-04-21 20:00 | 2017-04-21 22:00 | 51.23 | 2017 | 5.01 | 2017-04-30
Spain | ESP | 2017-04-21 21:00 | 2017-04-21 23:00 | 48.79 | 2017 | 5.01 | 2017-04-30
Spain | ESP | 2017-04-21 22:00 | 2017-04-22 | 49.79 | 2017 | 5.01 | 2017-04-30
Spain | ESP | 2017-04-21 23:00 | 2017-04-22 01:00 | 45.74 | 2017 | 5.01 | 2017-04-30
Spain | ESP | 2017-04-22 | 2017-04-22 02:00 | 39.6 | 2017 | 5.01 | 2017-04-30
Spain | ESP | 2017-04-22 01:00 | 2017-04-22 03:00 | 38.6 | 2017 | 5.01 | 2017-04-30
Spain | ESP | 2017-04-22 02:00 | 2017-04-22 04:00 | 38.4 | 2017 | 5.01 | 2017-04-30
Spain | ESP | 2017-04-22 03:00 | 2017-04-22 05:00 | 38.05 | 2017 | 5.01 | 2017-04-30
Spain | ESP | 2017-04-22 04:00 | 2017-04-22 06:00 | 39.91 | 2017 | 5.01 | 2017-04-30
Spain | ESP | 2017-04-22 05:00 | 2017-04-22 07:00 | 39.31 | 2017 | 5.01 | 2017-04-30
Spain | ESP | 2017-04-22 06:00 | 2017-04-22 08:00 | 39.98 | 2017 | 5.01 | 2017-04-30
Spain | ESP | 2017-04-22 07:00 | 2017-04-22 09:00 | 49 | 2017 | 5.01 | 2017-04-30
Spain | ESP | 2017-04-22 08:00 | 2017-04-22 10:00 | 51.04 | 2017 | 5.01 | 2017-04-30
Spain | ESP | 2017-04-22 09:00 | 2017-04-22 11:00 | 50.84 | 2017 | 5.01 | 2017-04-30
Spain | ESP | 2017-04-22 10:00 | 2017-04-22 12:00 | 50.12 | 2017 | 5.01 | 2017-04-30
Spain | ESP | 2017-04-22 11:00 | 2017-04-22 13:00 | 50.84 | 2017 | 5.01 | 2017-04-30
Spain | ESP | 2017-04-22 12:00 | 2017-04-22 14:00 | 49.54 | 2017 | 5.01 | 2017-04-30
Spain | ESP | 2017-04-22 13:00 | 2017-04-22 15:00 | 47.69 | 2017 | 5.01 | 2017-04-30
Spain | ESP | 2017-04-22 14:00 | 2017-04-22 16:00 | 40.9 | 2017 | 5.01 | 2017-04-30
Spain | ESP | 2017-04-22 15:00 | 2017-04-22 17:00 | 40.98 | 2017 | 5.01 | 2017-04-30
Spain | ESP | 2017-04-22 16:00 | 2017-04-22 18:00 | 46.38 | 2017 | 5.01 | 2017-04-30
Spain | ESP | 2017-04-22 17:00 | 2017-04-22 19:00 | 49.79 | 2017 | 5.01 | 2017-04-30
Spain | ESP | 2017-04-22 18:00 | 2017-04-22 20:00 | 51.54 | 2017 | 5.01 | 2017-04-30
Spain | ESP | 2017-04-22 19:00 | 2017-04-22 21:00 | 54.86 | 2017 | 5.01 | 2017-04-30
Spain | ESP | 2017-04-22 20:00 | 2017-04-22 22:00 | 54.46 | 2017 | 5.01 | 2017-04-30
Spain | ESP | 2017-04-22 21:00 | 2017-04-22 23:00 | 52.15 | 2017 | 5.01 | 2017-04-30
Spain | ESP | 2017-04-22 22:00 | 2017-04-23 | 51.04 | 2017 | 5.01 | 2017-04-30
Spain | ESP | 2017-04-22 23:00 | 2017-04-23 01:00 | 49.79 | 2017 | 5.01 | 2017-04-30
Spain | ESP | 2017-04-23 | 2017-04-23 02:00 | 49 | 2017 | 5.01 | 2017-04-30
Spain | ESP | 2017-04-23 01:00 | 2017-04-23 03:00 | 48.79 | 2017 | 5.01 | 2017-04-30
Spain | ESP | 2017-04-23 02:00 | 2017-04-23 04:00 | 48.79 | 2017 | 5.01 | 2017-04-30
Spain | ESP | 2017-04-23 03:00 | 2017-04-23 05:00 | 48.79 | 2017 | 5.01 | 2017-04-30
Spain | ESP | 2017-04-23 04:00 | 2017-04-23 06:00 | 49 | 2017 | 5.01 | 2017-04-30
Spain | ESP | 2017-04-23 05:00 | 2017-04-23 07:00 | 48.79 | 2017 | 5.01 | 2017-04-30
Spain | ESP | 2017-04-23 06:00 | 2017-04-23 08:00 | 48.79 | 2017 | 5.01 | 2017-04-30
Spain | ESP | 2017-04-23 07:00 | 2017-04-23 09:00 | 49.79 | 2017 | 5.01 | 2017-04-30
Spain | ESP | 2017-04-23 08:00 | 2017-04-23 10:00 | 49 | 2017 | 5.01 | 2017-04-30
Spain | ESP | 2017-04-23 09:00 | 2017-04-23 11:00 | 49.54 | 2017 | 5.01 | 2017-04-30
Spain | ESP | 2017-04-23 10:00 | 2017-04-23 12:00 | 48.79 | 2017 | 5.01 | 2017-04-30
Spain | ESP | 2017-04-23 11:00 | 2017-04-23 13:00 | 49 | 2017 | 5.01 | 2017-04-30
Spain | ESP | 2017-04-23 12:00 | 2017-04-23 14:00 | 48.38 | 2017 | 5.01 | 2017-04-30
Spain | ESP | 2017-04-23 13:00 | 2017-04-23 15:00 | 41.07 | 2017 | 5.01 | 2017-04-30
Spain | ESP | 2017-04-23 14:00 | 2017-04-23 16:00 | 39.29 | 2017 | 5.01 | 2017-04-30
Spain | ESP | 2017-04-23 15:00 | 2017-04-23 17:00 | 39.29 | 2017 | 5.01 | 2017-04-30
Spain | ESP | 2017-04-23 16:00 | 2017-04-23 18:00 | 39.83 | 2017 | 5.01 | 2017-04-30
Spain | ESP | 2017-04-23 17:00 | 2017-04-23 19:00 | 47.75 | 2017 | 5.01 | 2017-04-30
Spain | ESP | 2017-04-23 18:00 | 2017-04-23 20:00 | 51.54 | 2017 | 5.01 | 2017-04-30
Spain | ESP | 2017-04-23 19:00 | 2017-04-23 21:00 | 55.69 | 2017 | 5.01 | 2017-04-30
Spain | ESP | 2017-04-23 20:00 | 2017-04-23 22:00 | 54.46 | 2017 | 5.01 | 2017-04-30
Spain | ESP | 2017-04-23 21:00 | 2017-04-23 23:00 | 51.53 | 2017 | 5.01 | 2017-04-30
Spain | ESP | 2017-04-23 22:00 | 2017-04-24 | 51.53 | 2017 | 5.01 | 2017-04-30
Spain | ESP | 2017-04-23 23:00 | 2017-04-24 01:00 | 49 | 2017 | 5.01 | 2017-04-30
Spain | ESP | 2017-04-24 | 2017-04-24 02:00 | 47.5 | 2017 | 5.01 | 2017-04-30
Spain | ESP | 2017-04-24 01:00 | 2017-04-24 03:00 | 44.99 | 2017 | 5.01 | 2017-04-30
Spain | ESP | 2017-04-24 02:00 | 2017-04-24 04:00 | 44.99 | 2017 | 5.01 | 2017-04-30
Spain | ESP | 2017-04-24 03:00 | 2017-04-24 05:00 | 49.54 | 2017 | 5.01 | 2017-04-30
Spain | ESP | 2017-04-24 04:00 | 2017-04-24 06:00 | 52.15 | 2017 | 5.01 | 2017-04-30
Spain | ESP | 2017-04-24 05:00 | 2017-04-24 07:00 | 55.1 | 2017 | 5.01 | 2017-04-30
Spain | ESP | 2017-04-24 06:00 | 2017-04-24 08:00 | 57.8 | 2017 | 5.01 | 2017-04-30
Spain | ESP | 2017-04-24 07:00 | 2017-04-24 09:00 | 58.22 | 2017 | 5.01 | 2017-04-30
Spain | ESP | 2017-04-24 08:00 | 2017-04-24 10:00 | 58.22 | 2017 | 5.01 | 2017-04-30
Spain | ESP | 2017-04-24 09:00 | 2017-04-24 11:00 | 57.55 | 2017 | 5.01 | 2017-04-30
Spain | ESP | 2017-04-24 10:00 | 2017-04-24 12:00 | 57.06 | 2017 | 5.01 | 2017-04-30
Spain | ESP | 2017-04-24 11:00 | 2017-04-24 13:00 | 56.07 | 2017 | 5.01 | 2017-04-30
Spain | ESP | 2017-04-24 12:00 | 2017-04-24 14:00 | 54.86 | 2017 | 5.01 | 2017-04-30
Spain | ESP | 2017-04-24 13:00 | 2017-04-24 15:00 | 54.21 | 2017 | 5.01 | 2017-04-30
Spain | ESP | 2017-04-24 14:00 | 2017-04-24 16:00 | 53 | 2017 | 5.01 | 2017-04-30
Spain | ESP | 2017-04-24 15:00 | 2017-04-24 17:00 | 53.96 | 2017 | 5.01 | 2017-04-30
Spain | ESP | 2017-04-24 16:00 | 2017-04-24 18:00 | 52.96 | 2017 | 5.01 | 2017-04-30
Spain | ESP | 2017-04-24 17:00 | 2017-04-24 19:00 | 54.69 | 2017 | 5.01 | 2017-04-30
Spain | ESP | 2017-04-24 18:00 | 2017-04-24 20:00 | 56.55 | 2017 | 5.01 | 2017-04-30
Spain | ESP | 2017-04-24 19:00 | 2017-04-24 21:00 | 58.8 | 2017 | 5.01 | 2017-04-30
Spain | ESP | 2017-04-24 20:00 | 2017-04-24 22:00 | 55.8 | 2017 | 5.01 | 2017-04-30
Spain | ESP | 2017-04-24 21:00 | 2017-04-24 23:00 | 54.86 | 2017 | 5.01 | 2017-04-30
Spain | ESP | 2017-04-24 22:00 | 2017-04-25 | 54.54 | 2017 | 5.01 | 2017-04-30
Spain | ESP | 2017-04-24 23:00 | 2017-04-25 01:00 | 51.51 | 2017 | 5.01 | 2017-04-30
Spain | ESP | 2017-04-25 | 2017-04-25 02:00 | 49.54 | 2017 | 5.01 | 2017-04-30
Spain | ESP | 2017-04-25 01:00 | 2017-04-25 03:00 | 47.36 | 2017 | 5.01 | 2017-04-30
Spain | ESP | 2017-04-25 02:00 | 2017-04-25 04:00 | 45.47 | 2017 | 5.01 | 2017-04-30
Spain | ESP | 2017-04-25 03:00 | 2017-04-25 05:00 | 49 | 2017 | 5.01 | 2017-04-30
Spain | ESP | 2017-04-25 04:00 | 2017-04-25 06:00 | 51.23 | 2017 | 5.01 | 2017-04-30
Spain | ESP | 2017-04-25 05:00 | 2017-04-25 07:00 | 55.58 | 2017 | 5.01 | 2017-04-30
Spain | ESP | 2017-04-25 06:00 | 2017-04-25 08:00 | 57.78 | 2017 | 5.01 | 2017-04-30
Spain | ESP | 2017-04-25 07:00 | 2017-04-25 09:00 | 59.58 | 2017 | 5.01 | 2017-04-30
Spain | ESP | 2017-04-25 08:00 | 2017-04-25 10:00 | 57.25 | 2017 | 5.01 | 2017-04-30
Spain | ESP | 2017-04-25 09:00 | 2017-04-25 11:00 | 56.11 | 2017 | 5.01 | 2017-04-30
Spain | ESP | 2017-04-25 10:00 | 2017-04-25 12:00 | 55.58 | 2017 | 5.01 | 2017-04-30
Spain | ESP | 2017-04-25 11:00 | 2017-04-25 13:00 | 54.54 | 2017 | 5.01 | 2017-04-30
Spain | ESP | 2017-04-25 12:00 | 2017-04-25 14:00 | 51.04 | 2017 | 5.01 | 2017-04-30
Spain | ESP | 2017-04-25 13:00 | 2017-04-25 15:00 | 45.03 | 2017 | 5.01 | 2017-04-30
Spain | ESP | 2017-04-25 14:00 | 2017-04-25 16:00 | 41.72 | 2017 | 5.01 | 2017-04-30
Spain | ESP | 2017-04-25 15:00 | 2017-04-25 17:00 | 41.22 | 2017 | 5.01 | 2017-04-30
Spain | ESP | 2017-04-25 16:00 | 2017-04-25 18:00 | 40.72 | 2017 | 5.01 | 2017-04-30
Spain | ESP | 2017-04-25 17:00 | 2017-04-25 19:00 | 43.6 | 2017 | 5.01 | 2017-04-30
Spain | ESP | 2017-04-25 18:00 | 2017-04-25 20:00 | 49 | 2017 | 5.01 | 2017-04-30
Spain | ESP | 2017-04-25 19:00 | 2017-04-25 21:00 | 53.25 | 2017 | 5.01 | 2017-04-30
Spain | ESP | 2017-04-25 20:00 | 2017-04-25 22:00 | 51 | 2017 | 5.01 | 2017-04-30
Spain | ESP | 2017-04-25 21:00 | 2017-04-25 23:00 | 41.97 | 2017 | 5.01 | 2017-04-30
Spain | ESP | 2017-04-25 22:00 | 2017-04-26 | 43.69 | 2017 | 5.01 | 2017-04-30
Spain | ESP | 2017-04-25 23:00 | 2017-04-26 01:00 | 39.6 | 2017 | 5.01 | 2017-04-30
Spain | ESP | 2017-04-26 | 2017-04-26 02:00 | 38.46 | 2017 | 5.01 | 2017-04-30
Spain | ESP | 2017-04-26 01:00 | 2017-04-26 03:00 | 38.01 | 2017 | 5.01 | 2017-04-30
Spain | ESP | 2017-04-26 02:00 | 2017-04-26 04:00 | 38.01 | 2017 | 5.01 | 2017-04-30
Spain | ESP | 2017-04-26 03:00 | 2017-04-26 05:00 | 38.46 | 2017 | 5.01 | 2017-04-30
Spain | ESP | 2017-04-26 04:00 | 2017-04-26 06:00 | 42.8 | 2017 | 5.01 | 2017-04-30
Spain | ESP | 2017-04-26 05:00 | 2017-04-26 07:00 | 52 | 2017 | 5.01 | 2017-04-30
Spain | ESP | 2017-04-26 06:00 | 2017-04-26 08:00 | 55 | 2017 | 5.01 | 2017-04-30
Spain | ESP | 2017-04-26 07:00 | 2017-04-26 09:00 | 55 | 2017 | 5.01 | 2017-04-30
Spain | ESP | 2017-04-26 08:00 | 2017-04-26 10:00 | 54.43 | 2017 | 5.01 | 2017-04-30
Spain | ESP | 2017-04-26 09:00 | 2017-04-26 11:00 | 52.5 | 2017 | 5.01 | 2017-04-30
Spain | ESP | 2017-04-26 10:00 | 2017-04-26 12:00 | 52.5 | 2017 | 5.01 | 2017-04-30
Spain | ESP | 2017-04-26 11:00 | 2017-04-26 13:00 | 51.88 | 2017 | 5.01 | 2017-04-30
Spain | ESP | 2017-04-26 12:00 | 2017-04-26 14:00 | 49.54 | 2017 | 5.01 | 2017-04-30
Spain | ESP | 2017-04-26 13:00 | 2017-04-26 15:00 | 49.01 | 2017 | 5.01 | 2017-04-30
Spain | ESP | 2017-04-26 14:00 | 2017-04-26 16:00 | 49 | 2017 | 5.01 | 2017-04-30
Spain | ESP | 2017-04-26 15:00 | 2017-04-26 17:00 | 47.54 | 2017 | 5.01 | 2017-04-30
Spain | ESP | 2017-04-26 16:00 | 2017-04-26 18:00 | 44.86 | 2017 | 5.01 | 2017-04-30
Spain | ESP | 2017-04-26 17:00 | 2017-04-26 19:00 | 45.96 | 2017 | 5.01 | 2017-04-30
Spain | ESP | 2017-04-26 18:00 | 2017-04-26 20:00 | 49.54 | 2017 | 5.01 | 2017-04-30
Spain | ESP | 2017-04-26 19:00 | 2017-04-26 21:00 | 53 | 2017 | 5.01 | 2017-04-30
Spain | ESP | 2017-04-26 20:00 | 2017-04-26 22:00 | 50.63 | 2017 | 5.01 | 2017-04-30
Spain | ESP | 2017-04-26 21:00 | 2017-04-26 23:00 | 43.19 | 2017 | 5.01 | 2017-04-30
Spain | ESP | 2017-04-26 22:00 | 2017-04-27 | 38.46 | 2017 | 5.01 | 2017-04-30
Spain | ESP | 2017-04-26 23:00 | 2017-04-27 01:00 | 37.01 | 2017 | 5.01 | 2017-04-30
Spain | ESP | 2017-04-27 | 2017-04-27 02:00 | 36.5 | 2017 | 5.01 | 2017-04-30
Spain | ESP | 2017-04-27 01:00 | 2017-04-27 03:00 | 36.5 | 2017 | 5.01 | 2017-04-30
Spain | ESP | 2017-04-27 02:00 | 2017-04-27 04:00 | 36.5 | 2017 | 5.01 | 2017-04-30
Spain | ESP | 2017-04-27 03:00 | 2017-04-27 05:00 | 37.06 | 2017 | 5.01 | 2017-04-30
Spain | ESP | 2017-04-27 04:00 | 2017-04-27 06:00 | 41.31 | 2017 | 5.01 | 2017-04-30
Spain | ESP | 2017-04-27 05:00 | 2017-04-27 07:00 | 51.53 | 2017 | 5.01 | 2017-04-30
Spain | ESP | 2017-04-27 06:00 | 2017-04-27 08:00 | 55.34 | 2017 | 5.01 | 2017-04-30
Spain | ESP | 2017-04-27 07:00 | 2017-04-27 09:00 | 55 | 2017 | 5.01 | 2017-04-30
Spain | ESP | 2017-04-27 08:00 | 2017-04-27 10:00 | 52.22 | 2017 | 5.01 | 2017-04-30
Spain | ESP | 2017-04-27 09:00 | 2017-04-27 11:00 | 49.75 | 2017 | 5.01 | 2017-04-30
Spain | ESP | 2017-04-27 10:00 | 2017-04-27 12:00 | 47.3 | 2017 | 5.01 | 2017-04-30
Spain | ESP | 2017-04-27 11:00 | 2017-04-27 13:00 | 45.99 | 2017 | 5.01 | 2017-04-30
Spain | ESP | 2017-04-27 12:00 | 2017-04-27 14:00 | 42.55 | 2017 | 5.01 | 2017-04-30
Spain | ESP | 2017-04-27 13:00 | 2017-04-27 15:00 | 41.51 | 2017 | 5.01 | 2017-04-30
Spain | ESP | 2017-04-27 14:00 | 2017-04-27 16:00 | 41.51 | 2017 | 5.01 | 2017-04-30
Spain | ESP | 2017-04-27 15:00 | 2017-04-27 17:00 | 41.51 | 2017 | 5.01 | 2017-04-30
Spain | ESP | 2017-04-27 16:00 | 2017-04-27 18:00 | 45.04 | 2017 | 5.01 | 2017-04-30
Spain | ESP | 2017-04-27 17:00 | 2017-04-27 19:00 | 48.83 | 2017 | 5.01 | 2017-04-30
Spain | ESP | 2017-04-27 18:00 | 2017-04-27 20:00 | 49.54 | 2017 | 5.01 | 2017-04-30
Spain | ESP | 2017-04-27 19:00 | 2017-04-27 21:00 | 52.5 | 2017 | 5.01 | 2017-04-30
Spain | ESP | 2017-04-27 20:00 | 2017-04-27 22:00 | 50.09 | 2017 | 5.01 | 2017-04-30
Spain | ESP | 2017-04-27 21:00 | 2017-04-27 23:00 | 44.5 | 2017 | 5.01 | 2017-04-30
Spain | ESP | 2017-04-27 22:00 | 2017-04-28 | 39.81 | 2017 | 5.01 | 2017-04-30
Spain | ESP | 2017-04-27 23:00 | 2017-04-28 01:00 | 36.9 | 2017 | 5.01 | 2017-04-30
Spain | ESP | 2017-04-28 | 2017-04-28 02:00 | 35.3 | 2017 | 5.01 | 2017-04-30
Spain | ESP | 2017-04-28 01:00 | 2017-04-28 03:00 | 34.79 | 2017 | 5.01 | 2017-04-30
Spain | ESP | 2017-04-28 02:00 | 2017-04-28 04:00 | 34.51 | 2017 | 5.01 | 2017-04-30
Spain | ESP | 2017-04-28 03:00 | 2017-04-28 05:00 | 35.3 | 2017 | 5.01 | 2017-04-30
Spain | ESP | 2017-04-28 04:00 | 2017-04-28 06:00 | 41.31 | 2017 | 5.01 | 2017-04-30
Spain | ESP | 2017-04-28 05:00 | 2017-04-28 07:00 | 50.95 | 2017 | 5.01 | 2017-04-30
Spain | ESP | 2017-04-28 06:00 | 2017-04-28 08:00 | 53.89 | 2017 | 5.01 | 2017-04-30
Spain | ESP | 2017-04-28 07:00 | 2017-04-28 09:00 | 53.07 | 2017 | 5.01 | 2017-04-30
Spain | ESP | 2017-04-28 08:00 | 2017-04-28 10:00 | 52.7 | 2017 | 5.01 | 2017-04-30
Spain | ESP | 2017-04-28 09:00 | 2017-04-28 11:00 | 52.52 | 2017 | 5.01 | 2017-04-30
Spain | ESP | 2017-04-28 10:00 | 2017-04-28 12:00 | 53.77 | 2017 | 5.01 | 2017-04-30
Spain | ESP | 2017-04-28 11:00 | 2017-04-28 13:00 | 54 | 2017 | 5.01 | 2017-04-30
Spain | ESP | 2017-04-28 12:00 | 2017-04-28 14:00 | 53.34 | 2017 | 5.01 | 2017-04-30
Spain | ESP | 2017-04-28 13:00 | 2017-04-28 15:00 | 53.6 | 2017 | 5.01 | 2017-04-30
Spain | ESP | 2017-04-28 14:00 | 2017-04-28 16:00 | 53.34 | 2017 | 5.01 | 2017-04-30
Spain | ESP | 2017-04-28 15:00 | 2017-04-28 17:00 | 53.34 | 2017 | 5.01 | 2017-04-30
Spain | ESP | 2017-04-28 16:00 | 2017-04-28 18:00 | 52.87 | 2017 | 5.01 | 2017-04-30
Spain | ESP | 2017-04-28 17:00 | 2017-04-28 19:00 | 51.04 | 2017 | 5.01 | 2017-04-30
Spain | ESP | 2017-04-28 18:00 | 2017-04-28 20:00 | 51.54 | 2017 | 5.01 | 2017-04-30
Spain | ESP | 2017-04-28 19:00 | 2017-04-28 21:00 | 53.94 | 2017 | 5.01 | 2017-04-30
Spain | ESP | 2017-04-28 20:00 | 2017-04-28 22:00 | 51.53 | 2017 | 5.01 | 2017-04-30
Spain | ESP | 2017-04-28 21:00 | 2017-04-28 23:00 | 49 | 2017 | 5.01 | 2017-04-30
Spain | ESP | 2017-04-28 22:00 | 2017-04-29 | 47.84 | 2017 | 5.01 | 2017-04-30
Spain | ESP | 2017-04-28 23:00 | 2017-04-29 01:00 | 47.69 | 2017 | 5.01 | 2017-04-30
Spain | ESP | 2017-04-29 | 2017-04-29 02:00 | 46.84 | 2017 | 5.01 | 2017-04-30
Spain | ESP | 2017-04-29 01:00 | 2017-04-29 03:00 | 47.69 | 2017 | 5.01 | 2017-04-30
Spain | ESP | 2017-04-29 02:00 | 2017-04-29 04:00 | 46.84 | 2017 | 5.01 | 2017-04-30
Spain | ESP | 2017-04-29 03:00 | 2017-04-29 05:00 | 46.84 | 2017 | 5.01 | 2017-04-30
Spain | ESP | 2017-04-29 04:00 | 2017-04-29 06:00 | 46.69 | 2017 | 5.01 | 2017-04-30
Spain | ESP | 2017-04-29 05:00 | 2017-04-29 07:00 | 47.84 | 2017 | 5.01 | 2017-04-30
Spain | ESP | 2017-04-29 06:00 | 2017-04-29 08:00 | 49.54 | 2017 | 5.01 | 2017-04-30
Spain | ESP | 2017-04-29 07:00 | 2017-04-29 09:00 | 51.18 | 2017 | 5.01 | 2017-04-30
Spain | ESP | 2017-04-29 08:00 | 2017-04-29 10:00 | 51.75 | 2017 | 5.01 | 2017-04-30
Spain | ESP | 2017-04-29 09:00 | 2017-04-29 11:00 | 51.35 | 2017 | 5.01 | 2017-04-30
Spain | ESP | 2017-04-29 10:00 | 2017-04-29 12:00 | 51.04 | 2017 | 5.01 | 2017-04-30
Spain | ESP | 2017-04-29 11:00 | 2017-04-29 13:00 | 50 | 2017 | 5.01 | 2017-04-30
Spain | ESP | 2017-04-29 12:00 | 2017-04-29 14:00 | 46.84 | 2017 | 5.01 | 2017-04-30
Spain | ESP | 2017-04-29 13:00 | 2017-04-29 15:00 | 40.65 | 2017 | 5.01 | 2017-04-30
Spain | ESP | 2017-04-29 14:00 | 2017-04-29 16:00 | 38.67 | 2017 | 5.01 | 2017-04-30
Spain | ESP | 2017-04-29 15:00 | 2017-04-29 17:00 | 38.14 | 2017 | 5.01 | 2017-04-30
Spain | ESP | 2017-04-29 16:00 | 2017-04-29 18:00 | 38.64 | 2017 | 5.01 | 2017-04-30
Spain | ESP | 2017-04-29 17:00 | 2017-04-29 19:00 | 38.67 | 2017 | 5.01 | 2017-04-30
Spain | ESP | 2017-04-29 18:00 | 2017-04-29 20:00 | 41.28 | 2017 | 5.01 | 2017-04-30
Spain | ESP | 2017-04-29 19:00 | 2017-04-29 21:00 | 48 | 2017 | 5.01 | 2017-04-30
Spain | ESP | 2017-04-29 20:00 | 2017-04-29 22:00 | 45.6 | 2017 | 5.01 | 2017-04-30
Spain | ESP | 2017-04-29 21:00 | 2017-04-29 23:00 | 40.65 | 2017 | 5.01 | 2017-04-30
Spain | ESP | 2017-04-29 22:00 | 2017-04-30 | 35.37 | 2017 | 5.01 | 2017-04-30
Spain | ESP | 2017-04-29 23:00 | 2017-04-30 01:00 | 32.32 | 2017 | 5.01 | 2017-04-30
Spain | ESP | 2017-04-30 | 2017-04-30 02:00 | 24.06 | 2017 | 5.01 | 2017-04-30
Spain | ESP | 2017-04-30 01:00 | 2017-04-30 03:00 | 18 | 2017 | 5.01 | 2017-04-30
Spain | ESP | 2017-04-30 02:00 | 2017-04-30 04:00 | 15.7 | 2017 | 5.01 | 2017-04-30
Spain | ESP | 2017-04-30 03:00 | 2017-04-30 05:00 | 15.04 | 2017 | 5.01 | 2017-04-30
Spain | ESP | 2017-04-30 04:00 | 2017-04-30 06:00 | 13.9 | 2017 | 5.01 | 2017-04-30
Spain | ESP | 2017-04-30 05:00 | 2017-04-30 07:00 | 12.89 | 2017 | 5.01 | 2017-04-30
Spain | ESP | 2017-04-30 06:00 | 2017-04-30 08:00 | 14.98 | 2017 | 5.01 | 2017-04-30
Spain | ESP | 2017-04-30 07:00 | 2017-04-30 09:00 | 15.61 | 2017 | 5.01 | 2017-04-30
Spain | ESP | 2017-04-30 08:00 | 2017-04-30 10:00 | 12.12 | 2017 | 5.01 | 2017-04-30
Spain | ESP | 2017-04-30 09:00 | 2017-04-30 11:00 | 10 | 2017 | 5.01 | 2017-04-30
Spain | ESP | 2017-04-30 10:00 | 2017-04-30 12:00 | 10.29 | 2017 | 5.01 | 2017-04-30
Spain | ESP | 2017-04-30 11:00 | 2017-04-30 13:00 | 7.09 | 2017 | 5.01 | 2017-04-30
Spain | ESP | 2017-04-30 12:00 | 2017-04-30 14:00 | 5 | 2017 | 5.01 | 2017-04-30
Spain | ESP | 2017-04-30 13:00 | 2017-04-30 15:00 | 2.3 | 2017 | 5.01 | 2017-04-30
Spain | ESP | 2017-04-30 14:00 | 2017-04-30 16:00 | 2.3 | 2017 | 5.01 | 2017-04-30
Spain | ESP | 2017-04-30 15:00 | 2017-04-30 17:00 | 5.01 | 2017 | 5.01 | 2017-04-30
Spain | ESP | 2017-04-30 16:00 | 2017-04-30 18:00 | 8.7 | 2017 | 5.01 | 2017-04-30
Spain | ESP | 2017-04-30 17:00 | 2017-04-30 19:00 | 15.67 | 2017 | 5.01 | 2017-04-30
Spain | ESP | 2017-04-30 18:00 | 2017-04-30 20:00 | 21 | 2017 | 5.01 | 2017-04-30
Spain | ESP | 2017-04-30 19:00 | 2017-04-30 21:00 | 36.22 | 2017 | 5.01 | 2017-04-30
Spain | ESP | 2017-04-30 20:00 | 2017-04-30 22:00 | 36.31 | 2017 | 5.01 | 2017-04-30
Spain | ESP | 2017-04-30 21:00 | 2017-04-30 23:00 | 35.81 | 2017 | 5.01 | 2017-04-30
Spain | ESP | 2017-04-30 22:00 | 2017-05-01 | 34.5 | 2017 | 5.01 | 2017-04-30
Spain | ESP | 2017-04-30 23:00 | 2017-05-01 01:00 | 29.18 | 2017 | 5.01 | 2017-04-30
Spain | ESP | 2017-05-01 | 2017-05-01 02:00 | 25.43 | 2017 | 5.06 | 2017-05-31
Spain | ESP | 2017-05-01 01:00 | 2017-05-01 03:00 | 25.43 | 2017 | 5.06 | 2017-05-31
Spain | ESP | 2017-05-01 02:00 | 2017-05-01 04:00 | 28.86 | 2017 | 5.06 | 2017-05-31
Spain | ESP | 2017-05-01 03:00 | 2017-05-01 05:00 | 30.01 | 2017 | 5.06 | 2017-05-31
Spain | ESP | 2017-05-01 04:00 | 2017-05-01 06:00 | 34.01 | 2017 | 5.06 | 2017-05-31
Spain | ESP | 2017-05-01 05:00 | 2017-05-01 07:00 | 34.98 | 2017 | 5.06 | 2017-05-31
Spain | ESP | 2017-05-01 06:00 | 2017-05-01 08:00 | 36.45 | 2017 | 5.06 | 2017-05-31
Spain | ESP | 2017-05-01 07:00 | 2017-05-01 09:00 | 36.48 | 2017 | 5.06 | 2017-05-31
Spain | ESP | 2017-05-01 08:00 | 2017-05-01 10:00 | 36.49 | 2017 | 5.06 | 2017-05-31
Spain | ESP | 2017-05-01 09:00 | 2017-05-01 11:00 | 36.48 | 2017 | 5.06 | 2017-05-31
Spain | ESP | 2017-05-01 10:00 | 2017-05-01 12:00 | 40.01 | 2017 | 5.06 | 2017-05-31
Spain | ESP | 2017-05-01 11:00 | 2017-05-01 13:00 | 40.61 | 2017 | 5.06 | 2017-05-31
Spain | ESP | 2017-05-01 12:00 | 2017-05-01 14:00 | 39.9 | 2017 | 5.06 | 2017-05-31
Spain | ESP | 2017-05-01 13:00 | 2017-05-01 15:00 | 36.43 | 2017 | 5.06 | 2017-05-31
Spain | ESP | 2017-05-01 14:00 | 2017-05-01 16:00 | 34.01 | 2017 | 5.06 | 2017-05-31
Spain | ESP | 2017-05-01 15:00 | 2017-05-01 17:00 | 34.98 | 2017 | 5.06 | 2017-05-31
Spain | ESP | 2017-05-01 16:00 | 2017-05-01 18:00 | 36.45 | 2017 | 5.06 | 2017-05-31
Spain | ESP | 2017-05-01 17:00 | 2017-05-01 19:00 | 42 | 2017 | 5.06 | 2017-05-31
Spain | ESP | 2017-05-01 18:00 | 2017-05-01 20:00 | 49.54 | 2017 | 5.06 | 2017-05-31
Spain | ESP | 2017-05-01 19:00 | 2017-05-01 21:00 | 56.5 | 2017 | 5.06 | 2017-05-31
Spain | ESP | 2017-05-01 20:00 | 2017-05-01 22:00 | 57.01 | 2017 | 5.06 | 2017-05-31
Spain | ESP | 2017-05-01 21:00 | 2017-05-01 23:00 | 53.34 | 2017 | 5.06 | 2017-05-31
Spain | ESP | 2017-05-01 22:00 | 2017-05-02 | 52.15 | 2017 | 5.06 | 2017-05-31
Spain | ESP | 2017-05-01 23:00 | 2017-05-02 01:00 | 51.23 | 2017 | 5.06 | 2017-05-31
Spain | ESP | 2017-05-02 | 2017-05-02 02:00 | 50.84 | 2017 | 5.06 | 2017-05-31
Spain | ESP | 2017-05-02 01:00 | 2017-05-02 03:00 | 49.54 | 2017 | 5.06 | 2017-05-31
Spain | ESP | 2017-05-02 02:00 | 2017-05-02 04:00 | 48.72 | 2017 | 5.06 | 2017-05-31
Spain | ESP | 2017-05-02 03:00 | 2017-05-02 05:00 | 49.54 | 2017 | 5.06 | 2017-05-31
Spain | ESP | 2017-05-02 04:00 | 2017-05-02 06:00 | 51.23 | 2017 | 5.06 | 2017-05-31
Spain | ESP | 2017-05-02 05:00 | 2017-05-02 07:00 | 51.53 | 2017 | 5.06 | 2017-05-31
Spain | ESP | 2017-05-02 06:00 | 2017-05-02 08:00 | 53.09 | 2017 | 5.06 | 2017-05-31
Spain | ESP | 2017-05-02 07:00 | 2017-05-02 09:00 | 53.92 | 2017 | 5.06 | 2017-05-31
Spain | ESP | 2017-05-02 08:00 | 2017-05-02 10:00 | 52.9 | 2017 | 5.06 | 2017-05-31
Spain | ESP | 2017-05-02 09:00 | 2017-05-02 11:00 | 52.02 | 2017 | 5.06 | 2017-05-31
Spain | ESP | 2017-05-02 10:00 | 2017-05-02 12:00 | 52.02 | 2017 | 5.06 | 2017-05-31
Spain | ESP | 2017-05-02 11:00 | 2017-05-02 13:00 | 51.99 | 2017 | 5.06 | 2017-05-31
Spain | ESP | 2017-05-02 12:00 | 2017-05-02 14:00 | 51.37 | 2017 | 5.06 | 2017-05-31
Spain | ESP | 2017-05-02 13:00 | 2017-05-02 15:00 | 51.15 | 2017 | 5.06 | 2017-05-31
Spain | ESP | 2017-05-02 14:00 | 2017-05-02 16:00 | 51.12 | 2017 | 5.06 | 2017-05-31
Spain | ESP | 2017-05-02 15:00 | 2017-05-02 17:00 | 51.23 | 2017 | 5.06 | 2017-05-31
Spain | ESP | 2017-05-02 16:00 | 2017-05-02 18:00 | 51.17 | 2017 | 5.06 | 2017-05-31
Spain | ESP | 2017-05-02 17:00 | 2017-05-02 19:00 | 51.49 | 2017 | 5.06 | 2017-05-31
Spain | ESP | 2017-05-02 18:00 | 2017-05-02 20:00 | 53.16 | 2017 | 5.06 | 2017-05-31
Spain | ESP | 2017-05-02 19:00 | 2017-05-02 21:00 | 55.8 | 2017 | 5.06 | 2017-05-31
Spain | ESP | 2017-05-02 20:00 | 2017-05-02 22:00 | 53.09 | 2017 | 5.06 | 2017-05-31
Spain | ESP | 2017-05-02 21:00 | 2017-05-02 23:00 | 51.23 | 2017 | 5.06 | 2017-05-31
Spain | ESP | 2017-05-02 22:00 | 2017-05-03 | 50.49 | 2017 | 5.06 | 2017-05-31
Spain | ESP | 2017-05-02 23:00 | 2017-05-03 01:00 | 43.81 | 2017 | 5.06 | 2017-05-31
Spain | ESP | 2017-05-03 | 2017-05-03 02:00 | 40.73 | 2017 | 5.06 | 2017-05-31
Spain | ESP | 2017-05-03 01:00 | 2017-05-03 03:00 | 40.1 | 2017 | 5.06 | 2017-05-31
Spain | ESP | 2017-05-03 02:00 | 2017-05-03 04:00 | 39.6 | 2017 | 5.06 | 2017-05-31
Spain | ESP | 2017-05-03 03:00 | 2017-05-03 05:00 | 40.48 | 2017 | 5.06 | 2017-05-31
Spain | ESP | 2017-05-03 04:00 | 2017-05-03 06:00 | 47.53 | 2017 | 5.06 | 2017-05-31
Spain | ESP | 2017-05-03 05:00 | 2017-05-03 07:00 | 51.37 | 2017 | 5.06 | 2017-05-31
Spain | ESP | 2017-05-03 06:00 | 2017-05-03 08:00 | 55 | 2017 | 5.06 | 2017-05-31
Spain | ESP | 2017-05-03 07:00 | 2017-05-03 09:00 | 54.18 | 2017 | 5.06 | 2017-05-31
Spain | ESP | 2017-05-03 08:00 | 2017-05-03 10:00 | 52.51 | 2017 | 5.06 | 2017-05-31
Spain | ESP | 2017-05-03 09:00 | 2017-05-03 11:00 | 51.53 | 2017 | 5.06 | 2017-05-31
Spain | ESP | 2017-05-03 10:00 | 2017-05-03 12:00 | 51.12 | 2017 | 5.06 | 2017-05-31
Spain | ESP | 2017-05-03 11:00 | 2017-05-03 13:00 | 51.04 | 2017 | 5.06 | 2017-05-31
Spain | ESP | 2017-05-03 12:00 | 2017-05-03 14:00 | 50.75 | 2017 | 5.06 | 2017-05-31
Spain | ESP | 2017-05-03 13:00 | 2017-05-03 15:00 | 50.42 | 2017 | 5.06 | 2017-05-31
Spain | ESP | 2017-05-03 14:00 | 2017-05-03 16:00 | 50.75 | 2017 | 5.06 | 2017-05-31
Spain | ESP | 2017-05-03 15:00 | 2017-05-03 17:00 | 50.84 | 2017 | 5.06 | 2017-05-31
Spain | ESP | 2017-05-03 16:00 | 2017-05-03 18:00 | 51 | 2017 | 5.06 | 2017-05-31
Spain | ESP | 2017-05-03 17:00 | 2017-05-03 19:00 | 51.23 | 2017 | 5.06 | 2017-05-31
Spain | ESP | 2017-05-03 18:00 | 2017-05-03 20:00 | 52.22 | 2017 | 5.06 | 2017-05-31
Spain | ESP | 2017-05-03 19:00 | 2017-05-03 21:00 | 53.92 | 2017 | 5.06 | 2017-05-31
Spain | ESP | 2017-05-03 20:00 | 2017-05-03 22:00 | 51.53 | 2017 | 5.06 | 2017-05-31
Spain | ESP | 2017-05-03 21:00 | 2017-05-03 23:00 | 49.75 | 2017 | 5.06 | 2017-05-31
Spain | ESP | 2017-05-03 22:00 | 2017-05-04 | 48.64 | 2017 | 5.06 | 2017-05-31
Spain | ESP | 2017-05-03 23:00 | 2017-05-04 01:00 | 42.25 | 2017 | 5.06 | 2017-05-31
Spain | ESP | 2017-05-04 | 2017-05-04 02:00 | 40.94 | 2017 | 5.06 | 2017-05-31
Spain | ESP | 2017-05-04 01:00 | 2017-05-04 03:00 | 37.7 | 2017 | 5.06 | 2017-05-31
Spain | ESP | 2017-05-04 02:00 | 2017-05-04 04:00 | 37.64 | 2017 | 5.06 | 2017-05-31
Spain | ESP | 2017-05-04 03:00 | 2017-05-04 05:00 | 38.7 | 2017 | 5.06 | 2017-05-31
Spain | ESP | 2017-05-04 04:00 | 2017-05-04 06:00 | 43.61 | 2017 | 5.06 | 2017-05-31
Spain | ESP | 2017-05-04 05:00 | 2017-05-04 07:00 | 50.28 | 2017 | 5.06 | 2017-05-31
Spain | ESP | 2017-05-04 06:00 | 2017-05-04 08:00 | 53.34 | 2017 | 5.06 | 2017-05-31
Spain | ESP | 2017-05-04 07:00 | 2017-05-04 09:00 | 52.91 | 2017 | 5.06 | 2017-05-31
Spain | ESP | 2017-05-04 08:00 | 2017-05-04 10:00 | 51.54 | 2017 | 5.06 | 2017-05-31
Spain | ESP | 2017-05-04 09:00 | 2017-05-04 11:00 | 51.23 | 2017 | 5.06 | 2017-05-31
Spain | ESP | 2017-05-04 10:00 | 2017-05-04 12:00 | 51.42 | 2017 | 5.06 | 2017-05-31
Spain | ESP | 2017-05-04 11:00 | 2017-05-04 13:00 | 51.04 | 2017 | 5.06 | 2017-05-31
Spain | ESP | 2017-05-04 12:00 | 2017-05-04 14:00 | 50.08 | 2017 | 5.06 | 2017-05-31
Spain | ESP | 2017-05-04 13:00 | 2017-05-04 15:00 | 49.54 | 2017 | 5.06 | 2017-05-31
Spain | ESP | 2017-05-04 14:00 | 2017-05-04 16:00 | 49.54 | 2017 | 5.06 | 2017-05-31
Spain | ESP | 2017-05-04 15:00 | 2017-05-04 17:00 | 50.84 | 2017 | 5.06 | 2017-05-31
Spain | ESP | 2017-05-04 16:00 | 2017-05-04 18:00 | 51 | 2017 | 5.06 | 2017-05-31
Spain | ESP | 2017-05-04 17:00 | 2017-05-04 19:00 | 51.23 | 2017 | 5.06 | 2017-05-31
Spain | ESP | 2017-05-04 18:00 | 2017-05-04 20:00 | 52.08 | 2017 | 5.06 | 2017-05-31
Spain | ESP | 2017-05-04 19:00 | 2017-05-04 21:00 | 53.4 | 2017 | 5.06 | 2017-05-31
Spain | ESP | 2017-05-04 20:00 | 2017-05-04 22:00 | 52.08 | 2017 | 5.06 | 2017-05-31
Spain | ESP | 2017-05-04 21:00 | 2017-05-04 23:00 | 49.54 | 2017 | 5.06 | 2017-05-31
Spain | ESP | 2017-05-04 22:00 | 2017-05-05 | 45.4 | 2017 | 5.06 | 2017-05-31
Spain | ESP | 2017-05-04 23:00 | 2017-05-05 01:00 | 41.19 | 2017 | 5.06 | 2017-05-31
Spain | ESP | 2017-05-05 | 2017-05-05 02:00 | 38.14 | 2017 | 5.06 | 2017-05-31
Spain | ESP | 2017-05-05 01:00 | 2017-05-05 03:00 | 36.89 | 2017 | 5.06 | 2017-05-31
Spain | ESP | 2017-05-05 02:00 | 2017-05-05 04:00 | 36.45 | 2017 | 5.06 | 2017-05-31
Spain | ESP | 2017-05-05 03:00 | 2017-05-05 05:00 | 36.47 | 2017 | 5.06 | 2017-05-31
Spain | ESP | 2017-05-05 04:00 | 2017-05-05 06:00 | 41.06 | 2017 | 5.06 | 2017-05-31
Spain | ESP | 2017-05-05 05:00 | 2017-05-05 07:00 | 50.73 | 2017 | 5.06 | 2017-05-31
Spain | ESP | 2017-05-05 06:00 | 2017-05-05 08:00 | 52.07 | 2017 | 5.06 | 2017-05-31
Spain | ESP | 2017-05-05 07:00 | 2017-05-05 09:00 | 52.15 | 2017 | 5.06 | 2017-05-31
Spain | ESP | 2017-05-05 08:00 | 2017-05-05 10:00 | 52.07 | 2017 | 5.06 | 2017-05-31
Spain | ESP | 2017-05-05 09:00 | 2017-05-05 11:00 | 51.04 | 2017 | 5.06 | 2017-05-31
Spain | ESP | 2017-05-05 10:00 | 2017-05-05 12:00 | 49.54 | 2017 | 5.06 | 2017-05-31
Spain | ESP | 2017-05-05 11:00 | 2017-05-05 13:00 | 43.4 | 2017 | 5.06 | 2017-05-31
Spain | ESP | 2017-05-05 12:00 | 2017-05-05 14:00 | 38.17 | 2017 | 5.06 | 2017-05-31
Spain | ESP | 2017-05-05 13:00 | 2017-05-05 15:00 | 36.89 | 2017 | 5.06 | 2017-05-31
Spain | ESP | 2017-05-05 14:00 | 2017-05-05 16:00 | 36.45 | 2017 | 5.06 | 2017-05-31
Spain | ESP | 2017-05-05 15:00 | 2017-05-05 17:00 | 37.67 | 2017 | 5.06 | 2017-05-31
Spain | ESP | 2017-05-05 16:00 | 2017-05-05 18:00 | 40.33 | 2017 | 5.06 | 2017-05-31
Spain | ESP | 2017-05-05 17:00 | 2017-05-05 19:00 | 42.09 | 2017 | 5.06 | 2017-05-31
Spain | ESP | 2017-05-05 18:00 | 2017-05-05 20:00 | 41.19 | 2017 | 5.06 | 2017-05-31
Spain | ESP | 2017-05-05 19:00 | 2017-05-05 21:00 | 50.2 | 2017 | 5.06 | 2017-05-31
Spain | ESP | 2017-05-05 20:00 | 2017-05-05 22:00 | 47.53 | 2017 | 5.06 | 2017-05-31
Spain | ESP | 2017-05-05 21:00 | 2017-05-05 23:00 | 41.19 | 2017 | 5.06 | 2017-05-31
Spain | ESP | 2017-05-05 22:00 | 2017-05-06 | 37.68 | 2017 | 5.06 | 2017-05-31
Spain | ESP | 2017-05-05 23:00 | 2017-05-06 01:00 | 36.45 | 2017 | 5.06 | 2017-05-31
Spain | ESP | 2017-05-06 | 2017-05-06 02:00 | 35.46 | 2017 | 5.06 | 2017-05-31
Spain | ESP | 2017-05-06 01:00 | 2017-05-06 03:00 | 35.46 | 2017 | 5.06 | 2017-05-31
Spain | ESP | 2017-05-06 02:00 | 2017-05-06 04:00 | 34.73 | 2017 | 5.06 | 2017-05-31
Spain | ESP | 2017-05-06 03:00 | 2017-05-06 05:00 | 35.33 | 2017 | 5.06 | 2017-05-31
Spain | ESP | 2017-05-06 04:00 | 2017-05-06 06:00 | 35.83 | 2017 | 5.06 | 2017-05-31
Spain | ESP | 2017-05-06 05:00 | 2017-05-06 07:00 | 36.4 | 2017 | 5.06 | 2017-05-31
Spain | ESP | 2017-05-06 06:00 | 2017-05-06 08:00 | 36.47 | 2017 | 5.06 | 2017-05-31
Spain | ESP | 2017-05-06 07:00 | 2017-05-06 09:00 | 36.67 | 2017 | 5.06 | 2017-05-31
Spain | ESP | 2017-05-06 08:00 | 2017-05-06 10:00 | 36.68 | 2017 | 5.06 | 2017-05-31
Spain | ESP | 2017-05-06 09:00 | 2017-05-06 11:00 | 36.88 | 2017 | 5.06 | 2017-05-31
Spain | ESP | 2017-05-06 10:00 | 2017-05-06 12:00 | 37.68 | 2017 | 5.06 | 2017-05-31
Spain | ESP | 2017-05-06 11:00 | 2017-05-06 13:00 | 38.6 | 2017 | 5.06 | 2017-05-31
Spain | ESP | 2017-05-06 12:00 | 2017-05-06 14:00 | 41.5 | 2017 | 5.06 | 2017-05-31
Spain | ESP | 2017-05-06 13:00 | 2017-05-06 15:00 | 37.73 | 2017 | 5.06 | 2017-05-31
Spain | ESP | 2017-05-06 14:00 | 2017-05-06 16:00 | 37.56 | 2017 | 5.06 | 2017-05-31
Spain | ESP | 2017-05-06 15:00 | 2017-05-06 17:00 | 38.02 | 2017 | 5.06 | 2017-05-31
Spain | ESP | 2017-05-06 16:00 | 2017-05-06 18:00 | 47.51 | 2017 | 5.06 | 2017-05-31
Spain | ESP | 2017-05-06 17:00 | 2017-05-06 19:00 | 50.1 | 2017 | 5.06 | 2017-05-31
Spain | ESP | 2017-05-06 18:00 | 2017-05-06 20:00 | 54.24 | 2017 | 5.06 | 2017-05-31
Spain | ESP | 2017-05-06 19:00 | 2017-05-06 21:00 | 57.15 | 2017 | 5.06 | 2017-05-31
Spain | ESP | 2017-05-06 20:00 | 2017-05-06 22:00 | 56.63 | 2017 | 5.06 | 2017-05-31
Spain | ESP | 2017-05-06 21:00 | 2017-05-06 23:00 | 56 | 2017 | 5.06 | 2017-05-31
Spain | ESP | 2017-05-06 22:00 | 2017-05-07 | 54.24 | 2017 | 5.06 | 2017-05-31
Spain | ESP | 2017-05-06 23:00 | 2017-05-07 01:00 | 51.5 | 2017 | 5.06 | 2017-05-31
Spain | ESP | 2017-05-07 | 2017-05-07 02:00 | 49.69 | 2017 | 5.06 | 2017-05-31
Spain | ESP | 2017-05-07 01:00 | 2017-05-07 03:00 | 49.37 | 2017 | 5.06 | 2017-05-31
Spain | ESP | 2017-05-07 02:00 | 2017-05-07 04:00 | 49.12 | 2017 | 5.06 | 2017-05-31
Spain | ESP | 2017-05-07 03:00 | 2017-05-07 05:00 | 48.87 | 2017 | 5.06 | 2017-05-31
Spain | ESP | 2017-05-07 04:00 | 2017-05-07 06:00 | 49.12 | 2017 | 5.06 | 2017-05-31
Spain | ESP | 2017-05-07 05:00 | 2017-05-07 07:00 | 47.05 | 2017 | 5.06 | 2017-05-31
Spain | ESP | 2017-05-07 06:00 | 2017-05-07 08:00 | 43.97 | 2017 | 5.06 | 2017-05-31
Spain | ESP | 2017-05-07 07:00 | 2017-05-07 09:00 | 46.5 | 2017 | 5.06 | 2017-05-31
Spain | ESP | 2017-05-07 08:00 | 2017-05-07 10:00 | 46.3 | 2017 | 5.06 | 2017-05-31
Spain | ESP | 2017-05-07 09:00 | 2017-05-07 11:00 | 47 | 2017 | 5.06 | 2017-05-31
Spain | ESP | 2017-05-07 10:00 | 2017-05-07 12:00 | 44 | 2017 | 5.06 | 2017-05-31
Spain | ESP | 2017-05-07 11:00 | 2017-05-07 13:00 | 46 | 2017 | 5.06 | 2017-05-31
Spain | ESP | 2017-05-07 12:00 | 2017-05-07 14:00 | 43 | 2017 | 5.06 | 2017-05-31
Spain | ESP | 2017-05-07 13:00 | 2017-05-07 15:00 | 39.19 | 2017 | 5.06 | 2017-05-31
Spain | ESP | 2017-05-07 14:00 | 2017-05-07 16:00 | 38.29 | 2017 | 5.06 | 2017-05-31
Spain | ESP | 2017-05-07 15:00 | 2017-05-07 17:00 | 38.04 | 2017 | 5.06 | 2017-05-31
Spain | ESP | 2017-05-07 16:00 | 2017-05-07 18:00 | 37.94 | 2017 | 5.06 | 2017-05-31
Spain | ESP | 2017-05-07 17:00 | 2017-05-07 19:00 | 38.74 | 2017 | 5.06 | 2017-05-31
Spain | ESP | 2017-05-07 18:00 | 2017-05-07 20:00 | 42.97 | 2017 | 5.06 | 2017-05-31
Spain | ESP | 2017-05-07 19:00 | 2017-05-07 21:00 | 50.54 | 2017 | 5.06 | 2017-05-31
Spain | ESP | 2017-05-07 20:00 | 2017-05-07 22:00 | 50.54 | 2017 | 5.06 | 2017-05-31
Spain | ESP | 2017-05-07 21:00 | 2017-05-07 23:00 | 48.69 | 2017 | 5.06 | 2017-05-31
Spain | ESP | 2017-05-07 22:00 | 2017-05-08 | 48.72 | 2017 | 5.06 | 2017-05-31
Spain | ESP | 2017-05-07 23:00 | 2017-05-08 01:00 | 39.69 | 2017 | 5.06 | 2017-05-31
Spain | ESP | 2017-05-08 | 2017-05-08 02:00 | 38 | 2017 | 5.06 | 2017-05-31
Spain | ESP | 2017-05-08 01:00 | 2017-05-08 03:00 | 37.92 | 2017 | 5.06 | 2017-05-31
Spain | ESP | 2017-05-08 02:00 | 2017-05-08 04:00 | 37.92 | 2017 | 5.06 | 2017-05-31
Spain | ESP | 2017-05-08 03:00 | 2017-05-08 05:00 | 38.69 | 2017 | 5.06 | 2017-05-31
Spain | ESP | 2017-05-08 04:00 | 2017-05-08 06:00 | 43.34 | 2017 | 5.06 | 2017-05-31
Spain | ESP | 2017-05-08 05:00 | 2017-05-08 07:00 | 49.89 | 2017 | 5.06 | 2017-05-31
Spain | ESP | 2017-05-08 06:00 | 2017-05-08 08:00 | 51.22 | 2017 | 5.06 | 2017-05-31
Spain | ESP | 2017-05-08 07:00 | 2017-05-08 09:00 | 51.89 | 2017 | 5.06 | 2017-05-31
Spain | ESP | 2017-05-08 08:00 | 2017-05-08 10:00 | 51.89 | 2017 | 5.06 | 2017-05-31
Spain | ESP | 2017-05-08 09:00 | 2017-05-08 11:00 | 51.89 | 2017 | 5.06 | 2017-05-31
Spain | ESP | 2017-05-08 10:00 | 2017-05-08 12:00 | 52.15 | 2017 | 5.06 | 2017-05-31
Spain | ESP | 2017-05-08 11:00 | 2017-05-08 13:00 | 51.93 | 2017 | 5.06 | 2017-05-31
Spain | ESP | 2017-05-08 12:00 | 2017-05-08 14:00 | 51.8 | 2017 | 5.06 | 2017-05-31
Spain | ESP | 2017-05-08 13:00 | 2017-05-08 15:00 | 51.19 | 2017 | 5.06 | 2017-05-31
Spain | ESP | 2017-05-08 14:00 | 2017-05-08 16:00 | 51.04 | 2017 | 5.06 | 2017-05-31
Spain | ESP | 2017-05-08 15:00 | 2017-05-08 17:00 | 51.04 | 2017 | 5.06 | 2017-05-31
Spain | ESP | 2017-05-08 16:00 | 2017-05-08 18:00 | 50.09 | 2017 | 5.06 | 2017-05-31
Spain | ESP | 2017-05-08 17:00 | 2017-05-08 19:00 | 50.54 | 2017 | 5.06 | 2017-05-31
Spain | ESP | 2017-05-08 18:00 | 2017-05-08 20:00 | 52.71 | 2017 | 5.06 | 2017-05-31
Spain | ESP | 2017-05-08 19:00 | 2017-05-08 21:00 | 56.42 | 2017 | 5.06 | 2017-05-31
Spain | ESP | 2017-05-08 20:00 | 2017-05-08 22:00 | 54.53 | 2017 | 5.06 | 2017-05-31
Spain | ESP | 2017-05-08 21:00 | 2017-05-08 23:00 | 51.89 | 2017 | 5.06 | 2017-05-31
Spain | ESP | 2017-05-08 22:00 | 2017-05-09 | 51.69 | 2017 | 5.06 | 2017-05-31
Spain | ESP | 2017-05-08 23:00 | 2017-05-09 01:00 | 50.54 | 2017 | 5.06 | 2017-05-31
Spain | ESP | 2017-05-09 | 2017-05-09 02:00 | 48.72 | 2017 | 5.06 | 2017-05-31
Spain | ESP | 2017-05-09 01:00 | 2017-05-09 03:00 | 48.18 | 2017 | 5.06 | 2017-05-31
Spain | ESP | 2017-05-09 02:00 | 2017-05-09 04:00 | 48.72 | 2017 | 5.06 | 2017-05-31
Spain | ESP | 2017-05-09 03:00 | 2017-05-09 05:00 | 50.54 | 2017 | 5.06 | 2017-05-31
Spain | ESP | 2017-05-09 04:00 | 2017-05-09 06:00 | 52 | 2017 | 5.06 | 2017-05-31
Spain | ESP | 2017-05-09 05:00 | 2017-05-09 07:00 | 53.18 | 2017 | 5.06 | 2017-05-31
Spain | ESP | 2017-05-09 06:00 | 2017-05-09 08:00 | 54.99 | 2017 | 5.06 | 2017-05-31
Spain | ESP | 2017-05-09 07:00 | 2017-05-09 09:00 | 54.35 | 2017 | 5.06 | 2017-05-31
Spain | ESP | 2017-05-09 08:00 | 2017-05-09 10:00 | 54.02 | 2017 | 5.06 | 2017-05-31
Spain | ESP | 2017-05-09 09:00 | 2017-05-09 11:00 | 53.49 | 2017 | 5.06 | 2017-05-31
Spain | ESP | 2017-05-09 10:00 | 2017-05-09 12:00 | 53.41 | 2017 | 5.06 | 2017-05-31
Spain | ESP | 2017-05-09 11:00 | 2017-05-09 13:00 | 52.69 | 2017 | 5.06 | 2017-05-31
Spain | ESP | 2017-05-09 12:00 | 2017-05-09 14:00 | 51.6 | 2017 | 5.06 | 2017-05-31
Spain | ESP | 2017-05-09 13:00 | 2017-05-09 15:00 | 50.49 | 2017 | 5.06 | 2017-05-31
Spain | ESP | 2017-05-09 14:00 | 2017-05-09 16:00 | 48.18 | 2017 | 5.06 | 2017-05-31
Spain | ESP | 2017-05-09 15:00 | 2017-05-09 17:00 | 48.07 | 2017 | 5.06 | 2017-05-31
Spain | ESP | 2017-05-09 16:00 | 2017-05-09 18:00 | 46.7 | 2017 | 5.06 | 2017-05-31
Spain | ESP | 2017-05-09 17:00 | 2017-05-09 19:00 | 48.87 | 2017 | 5.06 | 2017-05-31
Spain | ESP | 2017-05-09 18:00 | 2017-05-09 20:00 | 51.83 | 2017 | 5.06 | 2017-05-31
Spain | ESP | 2017-05-09 19:00 | 2017-05-09 21:00 | 54.69 | 2017 | 5.06 | 2017-05-31
Spain | ESP | 2017-05-09 20:00 | 2017-05-09 22:00 | 53.49 | 2017 | 5.06 | 2017-05-31
Spain | ESP | 2017-05-09 21:00 | 2017-05-09 23:00 | 51.83 | 2017 | 5.06 | 2017-05-31
Spain | ESP | 2017-05-09 22:00 | 2017-05-10 | 51.57 | 2017 | 5.06 | 2017-05-31
Spain | ESP | 2017-05-09 23:00 | 2017-05-10 01:00 | 46.66 | 2017 | 5.06 | 2017-05-31
Spain | ESP | 2017-05-10 | 2017-05-10 02:00 | 41.99 | 2017 | 5.06 | 2017-05-31
Spain | ESP | 2017-05-10 01:00 | 2017-05-10 03:00 | 41.69 | 2017 | 5.06 | 2017-05-31
Spain | ESP | 2017-05-10 02:00 | 2017-05-10 04:00 | 41.19 | 2017 | 5.06 | 2017-05-31
Spain | ESP | 2017-05-10 03:00 | 2017-05-10 05:00 | 42.01 | 2017 | 5.06 | 2017-05-31
Spain | ESP | 2017-05-10 04:00 | 2017-05-10 06:00 | 49.92 | 2017 | 5.06 | 2017-05-31
Spain | ESP | 2017-05-10 05:00 | 2017-05-10 07:00 | 51.04 | 2017 | 5.06 | 2017-05-31
Spain | ESP | 2017-05-10 06:00 | 2017-05-10 08:00 | 53.69 | 2017 | 5.06 | 2017-05-31
Spain | ESP | 2017-05-10 07:00 | 2017-05-10 09:00 | 53.46 | 2017 | 5.06 | 2017-05-31
Spain | ESP | 2017-05-10 08:00 | 2017-05-10 10:00 | 52.98 | 2017 | 5.06 | 2017-05-31
Spain | ESP | 2017-05-10 09:00 | 2017-05-10 11:00 | 51.57 | 2017 | 5.06 | 2017-05-31
Spain | ESP | 2017-05-10 10:00 | 2017-05-10 12:00 | 50.54 | 2017 | 5.06 | 2017-05-31
Spain | ESP | 2017-05-10 11:00 | 2017-05-10 13:00 | 47.05 | 2017 | 5.06 | 2017-05-31
Spain | ESP | 2017-05-10 12:00 | 2017-05-10 14:00 | 41.69 | 2017 | 5.06 | 2017-05-31
Spain | ESP | 2017-05-10 13:00 | 2017-05-10 15:00 | 40.94 | 2017 | 5.06 | 2017-05-31
Spain | ESP | 2017-05-10 14:00 | 2017-05-10 16:00 | 40.65 | 2017 | 5.06 | 2017-05-31
Spain | ESP | 2017-05-10 15:00 | 2017-05-10 17:00 | 41.08 | 2017 | 5.06 | 2017-05-31
Spain | ESP | 2017-05-10 16:00 | 2017-05-10 18:00 | 44.01 | 2017 | 5.06 | 2017-05-31
Spain | ESP | 2017-05-10 17:00 | 2017-05-10 19:00 | 48.04 | 2017 | 5.06 | 2017-05-31
Spain | ESP | 2017-05-10 18:00 | 2017-05-10 20:00 | 50 | 2017 | 5.06 | 2017-05-31
Spain | ESP | 2017-05-10 19:00 | 2017-05-10 21:00 | 53.46 | 2017 | 5.06 | 2017-05-31
Spain | ESP | 2017-05-10 20:00 | 2017-05-10 22:00 | 51.57 | 2017 | 5.06 | 2017-05-31
Spain | ESP | 2017-05-10 21:00 | 2017-05-10 23:00 | 47.05 | 2017 | 5.06 | 2017-05-31
Spain | ESP | 2017-05-10 22:00 | 2017-05-11 | 40.69 | 2017 | 5.06 | 2017-05-31
Spain | ESP | 2017-05-10 23:00 | 2017-05-11 01:00 | 37.47 | 2017 | 5.06 | 2017-05-31
Spain | ESP | 2017-05-11 | 2017-05-11 02:00 | 36.05 | 2017 | 5.06 | 2017-05-31
Spain | ESP | 2017-05-11 01:00 | 2017-05-11 03:00 | 35.66 | 2017 | 5.06 | 2017-05-31
Spain | ESP | 2017-05-11 02:00 | 2017-05-11 04:00 | 33.92 | 2017 | 5.06 | 2017-05-31
Spain | ESP | 2017-05-11 03:00 | 2017-05-11 05:00 | 35.85 | 2017 | 5.06 | 2017-05-31
Spain | ESP | 2017-05-11 04:00 | 2017-05-11 06:00 | 37.45 | 2017 | 5.06 | 2017-05-31
Spain | ESP | 2017-05-11 05:00 | 2017-05-11 07:00 | 43.1 | 2017 | 5.06 | 2017-05-31
Spain | ESP | 2017-05-11 06:00 | 2017-05-11 08:00 | 44.49 | 2017 | 5.06 | 2017-05-31
Spain | ESP | 2017-05-11 07:00 | 2017-05-11 09:00 | 47 | 2017 | 5.06 | 2017-05-31
Spain | ESP | 2017-05-11 08:00 | 2017-05-11 10:00 | 44.68 | 2017 | 5.06 | 2017-05-31
Spain | ESP | 2017-05-11 09:00 | 2017-05-11 11:00 | 43.07 | 2017 | 5.06 | 2017-05-31
Spain | ESP | 2017-05-11 10:00 | 2017-05-11 12:00 | 39.43 | 2017 | 5.06 | 2017-05-31
Spain | ESP | 2017-05-11 11:00 | 2017-05-11 13:00 | 37.69 | 2017 | 5.06 | 2017-05-31
Spain | ESP | 2017-05-11 12:00 | 2017-05-11 14:00 | 36.59 | 2017 | 5.06 | 2017-05-31
Spain | ESP | 2017-05-11 13:00 | 2017-05-11 15:00 | 36.2 | 2017 | 5.06 | 2017-05-31
Spain | ESP | 2017-05-11 14:00 | 2017-05-11 16:00 | 36.2 | 2017 | 5.06 | 2017-05-31
Spain | ESP | 2017-05-11 15:00 | 2017-05-11 17:00 | 37.45 | 2017 | 5.06 | 2017-05-31
Spain | ESP | 2017-05-11 16:00 | 2017-05-11 18:00 | 38.95 | 2017 | 5.06 | 2017-05-31
Spain | ESP | 2017-05-11 17:00 | 2017-05-11 19:00 | 40.69 | 2017 | 5.06 | 2017-05-31
Spain | ESP | 2017-05-11 18:00 | 2017-05-11 20:00 | 47.1 | 2017 | 5.06 | 2017-05-31
Spain | ESP | 2017-05-11 19:00 | 2017-05-11 21:00 | 53.48 | 2017 | 5.06 | 2017-05-31
Spain | ESP | 2017-05-11 20:00 | 2017-05-11 22:00 | 52.19 | 2017 | 5.06 | 2017-05-31
Spain | ESP | 2017-05-11 21:00 | 2017-05-11 23:00 | 48.18 | 2017 | 5.06 | 2017-05-31
Spain | ESP | 2017-05-11 22:00 | 2017-05-12 | 38.44 | 2017 | 5.06 | 2017-05-31
Spain | ESP | 2017-05-11 23:00 | 2017-05-12 01:00 | 37.45 | 2017 | 5.06 | 2017-05-31
Spain | ESP | 2017-05-12 | 2017-05-12 02:00 | 37.01 | 2017 | 5.06 | 2017-05-31
Spain | ESP | 2017-05-12 01:00 | 2017-05-12 03:00 | 36.95 | 2017 | 5.06 | 2017-05-31
Spain | ESP | 2017-05-12 02:00 | 2017-05-12 04:00 | 36.76 | 2017 | 5.06 | 2017-05-31
Spain | ESP | 2017-05-12 03:00 | 2017-05-12 05:00 | 37.3 | 2017 | 5.06 | 2017-05-31
Spain | ESP | 2017-05-12 04:00 | 2017-05-12 06:00 | 38.19 | 2017 | 5.06 | 2017-05-31
Spain | ESP | 2017-05-12 05:00 | 2017-05-12 07:00 | 42.14 | 2017 | 5.06 | 2017-05-31
Spain | ESP | 2017-05-12 06:00 | 2017-05-12 08:00 | 48.18 | 2017 | 5.06 | 2017-05-31
Spain | ESP | 2017-05-12 07:00 | 2017-05-12 09:00 | 50.54 | 2017 | 5.06 | 2017-05-31
Spain | ESP | 2017-05-12 08:00 | 2017-05-12 10:00 | 48.18 | 2017 | 5.06 | 2017-05-31
Spain | ESP | 2017-05-12 09:00 | 2017-05-12 11:00 | 45.01 | 2017 | 5.06 | 2017-05-31
Spain | ESP | 2017-05-12 10:00 | 2017-05-12 12:00 | 47.32 | 2017 | 5.06 | 2017-05-31
Spain | ESP | 2017-05-12 11:00 | 2017-05-12 13:00 | 45.01 | 2017 | 5.06 | 2017-05-31
Spain | ESP | 2017-05-12 12:00 | 2017-05-12 14:00 | 40.69 | 2017 | 5.06 | 2017-05-31
Spain | ESP | 2017-05-12 13:00 | 2017-05-12 15:00 | 39.4 | 2017 | 5.06 | 2017-05-31
Spain | ESP | 2017-05-12 14:00 | 2017-05-12 16:00 | 38.44 | 2017 | 5.06 | 2017-05-31
Spain | ESP | 2017-05-12 15:00 | 2017-05-12 17:00 | 38.44 | 2017 | 5.06 | 2017-05-31
Spain | ESP | 2017-05-12 16:00 | 2017-05-12 18:00 | 40.65 | 2017 | 5.06 | 2017-05-31
Spain | ESP | 2017-05-12 17:00 | 2017-05-12 19:00 | 42 | 2017 | 5.06 | 2017-05-31
Spain | ESP | 2017-05-12 18:00 | 2017-05-12 20:00 | 48.18 | 2017 | 5.06 | 2017-05-31
Spain | ESP | 2017-05-12 19:00 | 2017-05-12 21:00 | 53.39 | 2017 | 5.06 | 2017-05-31
Spain | ESP | 2017-05-12 20:00 | 2017-05-12 22:00 | 52.69 | 2017 | 5.06 | 2017-05-31
Spain | ESP | 2017-05-12 21:00 | 2017-05-12 23:00 | 52.19 | 2017 | 5.06 | 2017-05-31
Spain | ESP | 2017-05-12 22:00 | 2017-05-13 | 49.24 | 2017 | 5.06 | 2017-05-31
Spain | ESP | 2017-05-12 23:00 | 2017-05-13 01:00 | 40.69 | 2017 | 5.06 | 2017-05-31
Spain | ESP | 2017-05-13 | 2017-05-13 02:00 | 39.69 | 2017 | 5.06 | 2017-05-31
Spain | ESP | 2017-05-13 01:00 | 2017-05-13 03:00 | 38 | 2017 | 5.06 | 2017-05-31
Spain | ESP | 2017-05-13 02:00 | 2017-05-13 04:00 | 37.87 | 2017 | 5.06 | 2017-05-31
Spain | ESP | 2017-05-13 03:00 | 2017-05-13 05:00 | 38 | 2017 | 5.06 | 2017-05-31
Spain | ESP | 2017-05-13 04:00 | 2017-05-13 06:00 | 38.13 | 2017 | 5.06 | 2017-05-31
Spain | ESP | 2017-05-13 05:00 | 2017-05-13 07:00 | 37.87 | 2017 | 5.06 | 2017-05-31
Spain | ESP | 2017-05-13 06:00 | 2017-05-13 08:00 | 38.95 | 2017 | 5.06 | 2017-05-31
Spain | ESP | 2017-05-13 07:00 | 2017-05-13 09:00 | 43.98 | 2017 | 5.06 | 2017-05-31
Spain | ESP | 2017-05-13 08:00 | 2017-05-13 10:00 | 48.99 | 2017 | 5.06 | 2017-05-31
Spain | ESP | 2017-05-13 09:00 | 2017-05-13 11:00 | 47.64 | 2017 | 5.06 | 2017-05-31
Spain | ESP | 2017-05-13 10:00 | 2017-05-13 12:00 | 42.69 | 2017 | 5.06 | 2017-05-31
Spain | ESP | 2017-05-13 11:00 | 2017-05-13 13:00 | 42 | 2017 | 5.06 | 2017-05-31
Spain | ESP | 2017-05-13 12:00 | 2017-05-13 14:00 | 39.69 | 2017 | 5.06 | 2017-05-31
Spain | ESP | 2017-05-13 13:00 | 2017-05-13 15:00 | 37.87 | 2017 | 5.06 | 2017-05-31
Spain | ESP | 2017-05-13 14:00 | 2017-05-13 16:00 | 37.47 | 2017 | 5.06 | 2017-05-31
Spain | ESP | 2017-05-13 15:00 | 2017-05-13 17:00 | 37.47 | 2017 | 5.06 | 2017-05-31
Spain | ESP | 2017-05-13 16:00 | 2017-05-13 18:00 | 37.68 | 2017 | 5.06 | 2017-05-31
Spain | ESP | 2017-05-13 17:00 | 2017-05-13 19:00 | 40 | 2017 | 5.06 | 2017-05-31
Spain | ESP | 2017-05-13 18:00 | 2017-05-13 20:00 | 48.99 | 2017 | 5.06 | 2017-05-31
Spain | ESP | 2017-05-13 19:00 | 2017-05-13 21:00 | 53.46 | 2017 | 5.06 | 2017-05-31
Spain | ESP | 2017-05-13 20:00 | 2017-05-13 22:00 | 53.25 | 2017 | 5.06 | 2017-05-31
Spain | ESP | 2017-05-13 21:00 | 2017-05-13 23:00 | 51.93 | 2017 | 5.06 | 2017-05-31
Spain | ESP | 2017-05-13 22:00 | 2017-05-14 | 48.62 | 2017 | 5.06 | 2017-05-31
Spain | ESP | 2017-05-13 23:00 | 2017-05-14 01:00 | 42.01 | 2017 | 5.06 | 2017-05-31
Spain | ESP | 2017-05-14 | 2017-05-14 02:00 | 40.69 | 2017 | 5.06 | 2017-05-31
Spain | ESP | 2017-05-14 01:00 | 2017-05-14 03:00 | 40.69 | 2017 | 5.06 | 2017-05-31
Spain | ESP | 2017-05-14 02:00 | 2017-05-14 04:00 | 40.69 | 2017 | 5.06 | 2017-05-31
Spain | ESP | 2017-05-14 03:00 | 2017-05-14 05:00 | 42 | 2017 | 5.06 | 2017-05-31
Spain | ESP | 2017-05-14 04:00 | 2017-05-14 06:00 | 43 | 2017 | 5.06 | 2017-05-31
Spain | ESP | 2017-05-14 05:00 | 2017-05-14 07:00 | 39.69 | 2017 | 5.06 | 2017-05-31
Spain | ESP | 2017-05-14 06:00 | 2017-05-14 08:00 | 39.69 | 2017 | 5.06 | 2017-05-31
Spain | ESP | 2017-05-14 07:00 | 2017-05-14 09:00 | 39.69 | 2017 | 5.06 | 2017-05-31
Spain | ESP | 2017-05-14 08:00 | 2017-05-14 10:00 | 40.69 | 2017 | 5.06 | 2017-05-31
Spain | ESP | 2017-05-14 09:00 | 2017-05-14 11:00 | 42.69 | 2017 | 5.06 | 2017-05-31
Spain | ESP | 2017-05-14 10:00 | 2017-05-14 12:00 | 45.01 | 2017 | 5.06 | 2017-05-31
Spain | ESP | 2017-05-14 11:00 | 2017-05-14 13:00 | 48.34 | 2017 | 5.06 | 2017-05-31
Spain | ESP | 2017-05-14 12:00 | 2017-05-14 14:00 | 48.99 | 2017 | 5.06 | 2017-05-31
Spain | ESP | 2017-05-14 13:00 | 2017-05-14 15:00 | 43.29 | 2017 | 5.06 | 2017-05-31
Spain | ESP | 2017-05-14 14:00 | 2017-05-14 16:00 | 40.51 | 2017 | 5.06 | 2017-05-31
Spain | ESP | 2017-05-14 15:00 | 2017-05-14 17:00 | 40.65 | 2017 | 5.06 | 2017-05-31
Spain | ESP | 2017-05-14 16:00 | 2017-05-14 18:00 | 39.97 | 2017 | 5.06 | 2017-05-31
Spain | ESP | 2017-05-14 17:00 | 2017-05-14 19:00 | 42.94 | 2017 | 5.06 | 2017-05-31
Spain | ESP | 2017-05-14 18:00 | 2017-05-14 20:00 | 48.69 | 2017 | 5.06 | 2017-05-31
Spain | ESP | 2017-05-14 19:00 | 2017-05-14 21:00 | 54.04 | 2017 | 5.06 | 2017-05-31
Spain | ESP | 2017-05-14 20:00 | 2017-05-14 22:00 | 54.93 | 2017 | 5.06 | 2017-05-31
Spain | ESP | 2017-05-14 21:00 | 2017-05-14 23:00 | 51.57 | 2017 | 5.06 | 2017-05-31
Spain | ESP | 2017-05-14 22:00 | 2017-05-15 | 50.69 | 2017 | 5.06 | 2017-05-31
Spain | ESP | 2017-05-14 23:00 | 2017-05-15 01:00 | 45.03 | 2017 | 5.06 | 2017-05-31
Spain | ESP | 2017-05-15 | 2017-05-15 02:00 | 43 | 2017 | 5.06 | 2017-05-31
Spain | ESP | 2017-05-15 01:00 | 2017-05-15 03:00 | 40.6 | 2017 | 5.06 | 2017-05-31
Spain | ESP | 2017-05-15 02:00 | 2017-05-15 04:00 | 40.14 | 2017 | 5.06 | 2017-05-31
Spain | ESP | 2017-05-15 03:00 | 2017-05-15 05:00 | 41.46 | 2017 | 5.06 | 2017-05-31
Spain | ESP | 2017-05-15 04:00 | 2017-05-15 06:00 | 46.6 | 2017 | 5.06 | 2017-05-31
Spain | ESP | 2017-05-15 05:00 | 2017-05-15 07:00 | 50.69 | 2017 | 5.06 | 2017-05-31
Spain | ESP | 2017-05-15 06:00 | 2017-05-15 08:00 | 51.44 | 2017 | 5.06 | 2017-05-31
Spain | ESP | 2017-05-15 07:00 | 2017-05-15 09:00 | 51.64 | 2017 | 5.06 | 2017-05-31
Spain | ESP | 2017-05-15 08:00 | 2017-05-15 10:00 | 51.19 | 2017 | 5.06 | 2017-05-31
Spain | ESP | 2017-05-15 09:00 | 2017-05-15 11:00 | 50.71 | 2017 | 5.06 | 2017-05-31
Spain | ESP | 2017-05-15 10:00 | 2017-05-15 12:00 | 50.94 | 2017 | 5.06 | 2017-05-31
Spain | ESP | 2017-05-15 11:00 | 2017-05-15 13:00 | 50.94 | 2017 | 5.06 | 2017-05-31
Spain | ESP | 2017-05-15 12:00 | 2017-05-15 14:00 | 50.69 | 2017 | 5.06 | 2017-05-31
Spain | ESP | 2017-05-15 13:00 | 2017-05-15 15:00 | 50.45 | 2017 | 5.06 | 2017-05-31
Spain | ESP | 2017-05-15 14:00 | 2017-05-15 16:00 | 50.45 | 2017 | 5.06 | 2017-05-31
Spain | ESP | 2017-05-15 15:00 | 2017-05-15 17:00 | 50.54 | 2017 | 5.06 | 2017-05-31
Spain | ESP | 2017-05-15 16:00 | 2017-05-15 18:00 | 50.45 | 2017 | 5.06 | 2017-05-31
Spain | ESP | 2017-05-15 17:00 | 2017-05-15 19:00 | 50.69 | 2017 | 5.06 | 2017-05-31
Spain | ESP | 2017-05-15 18:00 | 2017-05-15 20:00 | 51.57 | 2017 | 5.06 | 2017-05-31
Spain | ESP | 2017-05-15 19:00 | 2017-05-15 21:00 | 55.03 | 2017 | 5.06 | 2017-05-31
Spain | ESP | 2017-05-15 20:00 | 2017-05-15 22:00 | 52.87 | 2017 | 5.06 | 2017-05-31
Spain | ESP | 2017-05-15 21:00 | 2017-05-15 23:00 | 50.8 | 2017 | 5.06 | 2017-05-31
Spain | ESP | 2017-05-15 22:00 | 2017-05-16 | 52.69 | 2017 | 5.06 | 2017-05-31
Spain | ESP | 2017-05-15 23:00 | 2017-05-16 01:00 | 50.53 | 2017 | 5.06 | 2017-05-31
Spain | ESP | 2017-05-16 | 2017-05-16 02:00 | 48.22 | 2017 | 5.06 | 2017-05-31
Spain | ESP | 2017-05-16 01:00 | 2017-05-16 03:00 | 45 | 2017 | 5.06 | 2017-05-31
Spain | ESP | 2017-05-16 02:00 | 2017-05-16 04:00 | 44.69 | 2017 | 5.06 | 2017-05-31
Spain | ESP | 2017-05-16 03:00 | 2017-05-16 05:00 | 48.22 | 2017 | 5.06 | 2017-05-31
Spain | ESP | 2017-05-16 04:00 | 2017-05-16 06:00 | 52.19 | 2017 | 5.06 | 2017-05-31
Spain | ESP | 2017-05-16 05:00 | 2017-05-16 07:00 | 53.69 | 2017 | 5.06 | 2017-05-31
Spain | ESP | 2017-05-16 06:00 | 2017-05-16 08:00 | 54.53 | 2017 | 5.06 | 2017-05-31
Spain | ESP | 2017-05-16 07:00 | 2017-05-16 09:00 | 55 | 2017 | 5.06 | 2017-05-31
Spain | ESP | 2017-05-16 08:00 | 2017-05-16 10:00 | 54.53 | 2017 | 5.06 | 2017-05-31
Spain | ESP | 2017-05-16 09:00 | 2017-05-16 11:00 | 53.93 | 2017 | 5.06 | 2017-05-31
Spain | ESP | 2017-05-16 10:00 | 2017-05-16 12:00 | 54.04 | 2017 | 5.06 | 2017-05-31
Spain | ESP | 2017-05-16 11:00 | 2017-05-16 13:00 | 53.95 | 2017 | 5.06 | 2017-05-31
Spain | ESP | 2017-05-16 12:00 | 2017-05-16 14:00 | 52.69 | 2017 | 5.06 | 2017-05-31
Spain | ESP | 2017-05-16 13:00 | 2017-05-16 15:00 | 52.15 | 2017 | 5.06 | 2017-05-31
Spain | ESP | 2017-05-16 14:00 | 2017-05-16 16:00 | 52.19 | 2017 | 5.06 | 2017-05-31
Spain | ESP | 2017-05-16 15:00 | 2017-05-16 17:00 | 52.4 | 2017 | 5.06 | 2017-05-31
Spain | ESP | 2017-05-16 16:00 | 2017-05-16 18:00 | 52.1 | 2017 | 5.06 | 2017-05-31
Spain | ESP | 2017-05-16 17:00 | 2017-05-16 19:00 | 52.19 | 2017 | 5.06 | 2017-05-31
Spain | ESP | 2017-05-16 18:00 | 2017-05-16 20:00 | 53.93 | 2017 | 5.06 | 2017-05-31
Spain | ESP | 2017-05-16 19:00 | 2017-05-16 21:00 | 55.44 | 2017 | 5.06 | 2017-05-31
Spain | ESP | 2017-05-16 20:00 | 2017-05-16 22:00 | 52.69 | 2017 | 5.06 | 2017-05-31
Spain | ESP | 2017-05-16 21:00 | 2017-05-16 23:00 | 50.99 | 2017 | 5.06 | 2017-05-31
Spain | ESP | 2017-05-16 22:00 | 2017-05-17 | 50.54 | 2017 | 5.06 | 2017-05-31
Spain | ESP | 2017-05-16 23:00 | 2017-05-17 01:00 | 44.69 | 2017 | 5.06 | 2017-05-31
Spain | ESP | 2017-05-17 | 2017-05-17 02:00 | 42.01 | 2017 | 5.06 | 2017-05-31
Spain | ESP | 2017-05-17 01:00 | 2017-05-17 03:00 | 41.69 | 2017 | 5.06 | 2017-05-31
Spain | ESP | 2017-05-17 02:00 | 2017-05-17 04:00 | 41.69 | 2017 | 5.06 | 2017-05-31
Spain | ESP | 2017-05-17 03:00 | 2017-05-17 05:00 | 41.69 | 2017 | 5.06 | 2017-05-31
Spain | ESP | 2017-05-17 04:00 | 2017-05-17 06:00 | 45.69 | 2017 | 5.06 | 2017-05-31
Spain | ESP | 2017-05-17 05:00 | 2017-05-17 07:00 | 50.38 | 2017 | 5.06 | 2017-05-31
Spain | ESP | 2017-05-17 06:00 | 2017-05-17 08:00 | 52.19 | 2017 | 5.06 | 2017-05-31
Spain | ESP | 2017-05-17 07:00 | 2017-05-17 09:00 | 53.69 | 2017 | 5.06 | 2017-05-31
Spain | ESP | 2017-05-17 08:00 | 2017-05-17 10:00 | 52.52 | 2017 | 5.06 | 2017-05-31
Spain | ESP | 2017-05-17 09:00 | 2017-05-17 11:00 | 51.69 | 2017 | 5.06 | 2017-05-31
Spain | ESP | 2017-05-17 10:00 | 2017-05-17 12:00 | 52.15 | 2017 | 5.06 | 2017-05-31
Spain | ESP | 2017-05-17 11:00 | 2017-05-17 13:00 | 51.5 | 2017 | 5.06 | 2017-05-31
Spain | ESP | 2017-05-17 12:00 | 2017-05-17 14:00 | 49 | 2017 | 5.06 | 2017-05-31
Spain | ESP | 2017-05-17 13:00 | 2017-05-17 15:00 | 47.62 | 2017 | 5.06 | 2017-05-31
Spain | ESP | 2017-05-17 14:00 | 2017-05-17 16:00 | 45.53 | 2017 | 5.06 | 2017-05-31
Spain | ESP | 2017-05-17 15:00 | 2017-05-17 17:00 | 45.93 | 2017 | 5.06 | 2017-05-31
Spain | ESP | 2017-05-17 16:00 | 2017-05-17 18:00 | 44.91 | 2017 | 5.06 | 2017-05-31
Spain | ESP | 2017-05-17 17:00 | 2017-05-17 19:00 | 45.53 | 2017 | 5.06 | 2017-05-31
Spain | ESP | 2017-05-17 18:00 | 2017-05-17 20:00 | 50.19 | 2017 | 5.06 | 2017-05-31
Spain | ESP | 2017-05-17 19:00 | 2017-05-17 21:00 | 53.3 | 2017 | 5.06 | 2017-05-31
Spain | ESP | 2017-05-17 20:00 | 2017-05-17 22:00 | 49.01 | 2017 | 5.06 | 2017-05-31
Spain | ESP | 2017-05-17 21:00 | 2017-05-17 23:00 | 45.82 | 2017 | 5.06 | 2017-05-31
Spain | ESP | 2017-05-17 22:00 | 2017-05-18 | 49.33 | 2017 | 5.06 | 2017-05-31
Spain | ESP | 2017-05-17 23:00 | 2017-05-18 01:00 | 48 | 2017 | 5.06 | 2017-05-31
Spain | ESP | 2017-05-18 | 2017-05-18 02:00 | 47.05 | 2017 | 5.06 | 2017-05-31
Spain | ESP | 2017-05-18 01:00 | 2017-05-18 03:00 | 47 | 2017 | 5.06 | 2017-05-31
Spain | ESP | 2017-05-18 02:00 | 2017-05-18 04:00 | 44.44 | 2017 | 5.06 | 2017-05-31
Spain | ESP | 2017-05-18 03:00 | 2017-05-18 05:00 | 43.02 | 2017 | 5.06 | 2017-05-31
Spain | ESP | 2017-05-18 04:00 | 2017-05-18 06:00 | 46.4 | 2017 | 5.06 | 2017-05-31
Spain | ESP | 2017-05-18 05:00 | 2017-05-18 07:00 | 50.33 | 2017 | 5.06 | 2017-05-31
Spain | ESP | 2017-05-18 06:00 | 2017-05-18 08:00 | 51.33 | 2017 | 5.06 | 2017-05-31
Spain | ESP | 2017-05-18 07:00 | 2017-05-18 09:00 | 50.34 | 2017 | 5.06 | 2017-05-31
Spain | ESP | 2017-05-18 08:00 | 2017-05-18 10:00 | 48.3 | 2017 | 5.06 | 2017-05-31
Spain | ESP | 2017-05-18 09:00 | 2017-05-18 11:00 | 45.53 | 2017 | 5.06 | 2017-05-31
Spain | ESP | 2017-05-18 10:00 | 2017-05-18 12:00 | 44.62 | 2017 | 5.06 | 2017-05-31
Spain | ESP | 2017-05-18 11:00 | 2017-05-18 13:00 | 39.69 | 2017 | 5.06 | 2017-05-31
Spain | ESP | 2017-05-18 12:00 | 2017-05-18 14:00 | 37.49 | 2017 | 5.06 | 2017-05-31
Spain | ESP | 2017-05-18 13:00 | 2017-05-18 15:00 | 36.59 | 2017 | 5.06 | 2017-05-31
Spain | ESP | 2017-05-18 14:00 | 2017-05-18 16:00 | 36.17 | 2017 | 5.06 | 2017-05-31
Spain | ESP | 2017-05-18 15:00 | 2017-05-18 17:00 | 36.09 | 2017 | 5.06 | 2017-05-31
Spain | ESP | 2017-05-18 16:00 | 2017-05-18 18:00 | 37.43 | 2017 | 5.06 | 2017-05-31
Spain | ESP | 2017-05-18 17:00 | 2017-05-18 19:00 | 37.87 | 2017 | 5.06 | 2017-05-31
Spain | ESP | 2017-05-18 18:00 | 2017-05-18 20:00 | 38.69 | 2017 | 5.06 | 2017-05-31
Spain | ESP | 2017-05-18 19:00 | 2017-05-18 21:00 | 45.53 | 2017 | 5.06 | 2017-05-31
Spain | ESP | 2017-05-18 20:00 | 2017-05-18 22:00 | 44.01 | 2017 | 5.06 | 2017-05-31
Spain | ESP | 2017-05-18 21:00 | 2017-05-18 23:00 | 40.6 | 2017 | 5.06 | 2017-05-31
Spain | ESP | 2017-05-18 22:00 | 2017-05-19 | 40.02 | 2017 | 5.06 | 2017-05-31
Spain | ESP | 2017-05-18 23:00 | 2017-05-19 01:00 | 39.69 | 2017 | 5.06 | 2017-05-31
Spain | ESP | 2017-05-19 | 2017-05-19 02:00 | 39.58 | 2017 | 5.06 | 2017-05-31
Spain | ESP | 2017-05-19 01:00 | 2017-05-19 03:00 | 39.63 | 2017 | 5.06 | 2017-05-31
Spain | ESP | 2017-05-19 02:00 | 2017-05-19 04:00 | 39.69 | 2017 | 5.06 | 2017-05-31
Spain | ESP | 2017-05-19 03:00 | 2017-05-19 05:00 | 40.6 | 2017 | 5.06 | 2017-05-31
Spain | ESP | 2017-05-19 04:00 | 2017-05-19 06:00 | 46.6 | 2017 | 5.06 | 2017-05-31
Spain | ESP | 2017-05-19 05:00 | 2017-05-19 07:00 | 48.33 | 2017 | 5.06 | 2017-05-31
Spain | ESP | 2017-05-19 06:00 | 2017-05-19 08:00 | 50.54 | 2017 | 5.06 | 2017-05-31
Spain | ESP | 2017-05-19 07:00 | 2017-05-19 09:00 | 50.34 | 2017 | 5.06 | 2017-05-31
Spain | ESP | 2017-05-19 08:00 | 2017-05-19 10:00 | 49.33 | 2017 | 5.06 | 2017-05-31
Spain | ESP | 2017-05-19 09:00 | 2017-05-19 11:00 | 48.5 | 2017 | 5.06 | 2017-05-31
Spain | ESP | 2017-05-19 10:00 | 2017-05-19 12:00 | 49.48 | 2017 | 5.06 | 2017-05-31
Spain | ESP | 2017-05-19 11:00 | 2017-05-19 13:00 | 49.26 | 2017 | 5.06 | 2017-05-31
Spain | ESP | 2017-05-19 12:00 | 2017-05-19 14:00 | 46.6 | 2017 | 5.06 | 2017-05-31
Spain | ESP | 2017-05-19 13:00 | 2017-05-19 15:00 | 45.95 | 2017 | 5.06 | 2017-05-31
Spain | ESP | 2017-05-19 14:00 | 2017-05-19 16:00 | 45.95 | 2017 | 5.06 | 2017-05-31
Spain | ESP | 2017-05-19 15:00 | 2017-05-19 17:00 | 45.95 | 2017 | 5.06 | 2017-05-31
Spain | ESP | 2017-05-19 16:00 | 2017-05-19 18:00 | 45.97 | 2017 | 5.06 | 2017-05-31
Spain | ESP | 2017-05-19 17:00 | 2017-05-19 19:00 | 47 | 2017 | 5.06 | 2017-05-31
Spain | ESP | 2017-05-19 18:00 | 2017-05-19 20:00 | 50.34 | 2017 | 5.06 | 2017-05-31
Spain | ESP | 2017-05-19 19:00 | 2017-05-19 21:00 | 52.52 | 2017 | 5.06 | 2017-05-31
Spain | ESP | 2017-05-19 20:00 | 2017-05-19 22:00 | 50.59 | 2017 | 5.06 | 2017-05-31
Spain | ESP | 2017-05-19 21:00 | 2017-05-19 23:00 | 50.33 | 2017 | 5.06 | 2017-05-31
Spain | ESP | 2017-05-19 22:00 | 2017-05-20 | 49.33 | 2017 | 5.06 | 2017-05-31
Spain | ESP | 2017-05-19 23:00 | 2017-05-20 01:00 | 46.5 | 2017 | 5.06 | 2017-05-31
Spain | ESP | 2017-05-20 | 2017-05-20 02:00 | 43.66 | 2017 | 5.06 | 2017-05-31
Spain | ESP | 2017-05-20 01:00 | 2017-05-20 03:00 | 43.66 | 2017 | 5.06 | 2017-05-31
Spain | ESP | 2017-05-20 02:00 | 2017-05-20 04:00 | 43.66 | 2017 | 5.06 | 2017-05-31
Spain | ESP | 2017-05-20 03:00 | 2017-05-20 05:00 | 42.95 | 2017 | 5.06 | 2017-05-31
Spain | ESP | 2017-05-20 04:00 | 2017-05-20 06:00 | 42.95 | 2017 | 5.06 | 2017-05-31
Spain | ESP | 2017-05-20 05:00 | 2017-05-20 07:00 | 43.56 | 2017 | 5.06 | 2017-05-31
Spain | ESP | 2017-05-20 06:00 | 2017-05-20 08:00 | 44.47 | 2017 | 5.06 | 2017-05-31
Spain | ESP | 2017-05-20 07:00 | 2017-05-20 09:00 | 48.33 | 2017 | 5.06 | 2017-05-31
Spain | ESP | 2017-05-20 08:00 | 2017-05-20 10:00 | 49.99 | 2017 | 5.06 | 2017-05-31
Spain | ESP | 2017-05-20 09:00 | 2017-05-20 11:00 | 49.33 | 2017 | 5.06 | 2017-05-31
Spain | ESP | 2017-05-20 10:00 | 2017-05-20 12:00 | 49.63 | 2017 | 5.06 | 2017-05-31
Spain | ESP | 2017-05-20 11:00 | 2017-05-20 13:00 | 50.02 | 2017 | 5.06 | 2017-05-31
Spain | ESP | 2017-05-20 12:00 | 2017-05-20 14:00 | 49.63 | 2017 | 5.06 | 2017-05-31
Spain | ESP | 2017-05-20 13:00 | 2017-05-20 15:00 | 45.88 | 2017 | 5.06 | 2017-05-31
Spain | ESP | 2017-05-20 14:00 | 2017-05-20 16:00 | 44.06 | 2017 | 5.06 | 2017-05-31
Spain | ESP | 2017-05-20 15:00 | 2017-05-20 17:00 | 43.84 | 2017 | 5.06 | 2017-05-31
Spain | ESP | 2017-05-20 16:00 | 2017-05-20 18:00 | 44.38 | 2017 | 5.06 | 2017-05-31
Spain | ESP | 2017-05-20 17:00 | 2017-05-20 19:00 | 45.1 | 2017 | 5.06 | 2017-05-31
Spain | ESP | 2017-05-20 18:00 | 2017-05-20 20:00 | 46.01 | 2017 | 5.06 | 2017-05-31
Spain | ESP | 2017-05-20 19:00 | 2017-05-20 21:00 | 49.63 | 2017 | 5.06 | 2017-05-31
Spain | ESP | 2017-05-20 20:00 | 2017-05-20 22:00 | 45.1 | 2017 | 5.06 | 2017-05-31
Spain | ESP | 2017-05-20 21:00 | 2017-05-20 23:00 | 40.5 | 2017 | 5.06 | 2017-05-31
Spain | ESP | 2017-05-20 22:00 | 2017-05-21 | 39.19 | 2017 | 5.06 | 2017-05-31
Spain | ESP | 2017-05-20 23:00 | 2017-05-21 01:00 | 37.44 | 2017 | 5.06 | 2017-05-31
Spain | ESP | 2017-05-21 | 2017-05-21 02:00 | 36.1 | 2017 | 5.06 | 2017-05-31
Spain | ESP | 2017-05-21 01:00 | 2017-05-21 03:00 | 35.75 | 2017 | 5.06 | 2017-05-31
Spain | ESP | 2017-05-21 02:00 | 2017-05-21 04:00 | 34.98 | 2017 | 5.06 | 2017-05-31
Spain | ESP | 2017-05-21 03:00 | 2017-05-21 05:00 | 34.49 | 2017 | 5.06 | 2017-05-31
Spain | ESP | 2017-05-21 04:00 | 2017-05-21 06:00 | 34.21 | 2017 | 5.06 | 2017-05-31
Spain | ESP | 2017-05-21 05:00 | 2017-05-21 07:00 | 32 | 2017 | 5.06 | 2017-05-31
Spain | ESP | 2017-05-21 06:00 | 2017-05-21 08:00 | 35.5 | 2017 | 5.06 | 2017-05-31
Spain | ESP | 2017-05-21 07:00 | 2017-05-21 09:00 | 37.45 | 2017 | 5.06 | 2017-05-31
Spain | ESP | 2017-05-21 08:00 | 2017-05-21 10:00 | 39.69 | 2017 | 5.06 | 2017-05-31
Spain | ESP | 2017-05-21 09:00 | 2017-05-21 11:00 | 40.69 | 2017 | 5.06 | 2017-05-31
Spain | ESP | 2017-05-21 10:00 | 2017-05-21 12:00 | 40.69 | 2017 | 5.06 | 2017-05-31
Spain | ESP | 2017-05-21 11:00 | 2017-05-21 13:00 | 42.7 | 2017 | 5.06 | 2017-05-31
Spain | ESP | 2017-05-21 12:00 | 2017-05-21 14:00 | 43.01 | 2017 | 5.06 | 2017-05-31
Spain | ESP | 2017-05-21 13:00 | 2017-05-21 15:00 | 39.9 | 2017 | 5.06 | 2017-05-31
Spain | ESP | 2017-05-21 14:00 | 2017-05-21 16:00 | 39.19 | 2017 | 5.06 | 2017-05-31
Spain | ESP | 2017-05-21 15:00 | 2017-05-21 17:00 | 39.9 | 2017 | 5.06 | 2017-05-31
Spain | ESP | 2017-05-21 16:00 | 2017-05-21 18:00 | 39.7 | 2017 | 5.06 | 2017-05-31
Spain | ESP | 2017-05-21 17:00 | 2017-05-21 19:00 | 41.3 | 2017 | 5.06 | 2017-05-31
Spain | ESP | 2017-05-21 18:00 | 2017-05-21 20:00 | 47.69 | 2017 | 5.06 | 2017-05-31
Spain | ESP | 2017-05-21 19:00 | 2017-05-21 21:00 | 52.33 | 2017 | 5.06 | 2017-05-31
Spain | ESP | 2017-05-21 20:00 | 2017-05-21 22:00 | 52.69 | 2017 | 5.06 | 2017-05-31
Spain | ESP | 2017-05-21 21:00 | 2017-05-21 23:00 | 49.9 | 2017 | 5.06 | 2017-05-31
Spain | ESP | 2017-05-21 22:00 | 2017-05-22 | 44.65 | 2017 | 5.06 | 2017-05-31
Spain | ESP | 2017-05-21 23:00 | 2017-05-22 01:00 | 40.19 | 2017 | 5.06 | 2017-05-31
Spain | ESP | 2017-05-22 | 2017-05-22 02:00 | 39.36 | 2017 | 5.06 | 2017-05-31
Spain | ESP | 2017-05-22 01:00 | 2017-05-22 03:00 | 39.22 | 2017 | 5.06 | 2017-05-31
Spain | ESP | 2017-05-22 02:00 | 2017-05-22 04:00 | 39.36 | 2017 | 5.06 | 2017-05-31
Spain | ESP | 2017-05-22 03:00 | 2017-05-22 05:00 | 40.6 | 2017 | 5.06 | 2017-05-31
Spain | ESP | 2017-05-22 04:00 | 2017-05-22 06:00 | 48.82 | 2017 | 5.06 | 2017-05-31
Spain | ESP | 2017-05-22 05:00 | 2017-05-22 07:00 | 51.21 | 2017 | 5.06 | 2017-05-31
Spain | ESP | 2017-05-22 06:00 | 2017-05-22 08:00 | 54.04 | 2017 | 5.06 | 2017-05-31
Spain | ESP | 2017-05-22 07:00 | 2017-05-22 09:00 | 54.93 | 2017 | 5.06 | 2017-05-31
Spain | ESP | 2017-05-22 08:00 | 2017-05-22 10:00 | 54.93 | 2017 | 5.06 | 2017-05-31
Spain | ESP | 2017-05-22 09:00 | 2017-05-22 11:00 | 54.04 | 2017 | 5.06 | 2017-05-31
Spain | ESP | 2017-05-22 10:00 | 2017-05-22 12:00 | 54.1 | 2017 | 5.06 | 2017-05-31
Spain | ESP | 2017-05-22 11:00 | 2017-05-22 13:00 | 53.66 | 2017 | 5.06 | 2017-05-31
Spain | ESP | 2017-05-22 12:00 | 2017-05-22 14:00 | 52.46 | 2017 | 5.06 | 2017-05-31
Spain | ESP | 2017-05-22 13:00 | 2017-05-22 15:00 | 51.66 | 2017 | 5.06 | 2017-05-31
Spain | ESP | 2017-05-22 14:00 | 2017-05-22 16:00 | 51.04 | 2017 | 5.06 | 2017-05-31
Spain | ESP | 2017-05-22 15:00 | 2017-05-22 17:00 | 50.3 | 2017 | 5.06 | 2017-05-31
Spain | ESP | 2017-05-22 16:00 | 2017-05-22 18:00 | 48.25 | 2017 | 5.06 | 2017-05-31
Spain | ESP | 2017-05-22 17:00 | 2017-05-22 19:00 | 45.98 | 2017 | 5.06 | 2017-05-31
Spain | ESP | 2017-05-22 18:00 | 2017-05-22 20:00 | 50.03 | 2017 | 5.06 | 2017-05-31
Spain | ESP | 2017-05-22 19:00 | 2017-05-22 21:00 | 51.57 | 2017 | 5.06 | 2017-05-31
Spain | ESP | 2017-05-22 20:00 | 2017-05-22 22:00 | 50.03 | 2017 | 5.06 | 2017-05-31
Spain | ESP | 2017-05-22 21:00 | 2017-05-22 23:00 | 46.11 | 2017 | 5.06 | 2017-05-31
Spain | ESP | 2017-05-22 22:00 | 2017-05-23 | 46.56 | 2017 | 5.06 | 2017-05-31
Spain | ESP | 2017-05-22 23:00 | 2017-05-23 01:00 | 43.62 | 2017 | 5.06 | 2017-05-31
Spain | ESP | 2017-05-23 | 2017-05-23 02:00 | 40.2 | 2017 | 5.06 | 2017-05-31
Spain | ESP | 2017-05-23 01:00 | 2017-05-23 03:00 | 40.19 | 2017 | 5.06 | 2017-05-31
Spain | ESP | 2017-05-23 02:00 | 2017-05-23 04:00 | 40.14 | 2017 | 5.06 | 2017-05-31
Spain | ESP | 2017-05-23 03:00 | 2017-05-23 05:00 | 40.19 | 2017 | 5.06 | 2017-05-31
Spain | ESP | 2017-05-23 04:00 | 2017-05-23 06:00 | 44.02 | 2017 | 5.06 | 2017-05-31
Spain | ESP | 2017-05-23 05:00 | 2017-05-23 07:00 | 45.08 | 2017 | 5.06 | 2017-05-31
Spain | ESP | 2017-05-23 06:00 | 2017-05-23 08:00 | 50.12 | 2017 | 5.06 | 2017-05-31
Spain | ESP | 2017-05-23 07:00 | 2017-05-23 09:00 | 50.21 | 2017 | 5.06 | 2017-05-31
Spain | ESP | 2017-05-23 08:00 | 2017-05-23 10:00 | 50 | 2017 | 5.06 | 2017-05-31
Spain | ESP | 2017-05-23 09:00 | 2017-05-23 11:00 | 48.07 | 2017 | 5.06 | 2017-05-31
Spain | ESP | 2017-05-23 10:00 | 2017-05-23 12:00 | 48.38 | 2017 | 5.06 | 2017-05-31
Spain | ESP | 2017-05-23 11:00 | 2017-05-23 13:00 | 48.11 | 2017 | 5.06 | 2017-05-31
Spain | ESP | 2017-05-23 12:00 | 2017-05-23 14:00 | 47.39 | 2017 | 5.06 | 2017-05-31
Spain | ESP | 2017-05-23 13:00 | 2017-05-23 15:00 | 46.25 | 2017 | 5.06 | 2017-05-31
Spain | ESP | 2017-05-23 14:00 | 2017-05-23 16:00 | 46.84 | 2017 | 5.06 | 2017-05-31
Spain | ESP | 2017-05-23 15:00 | 2017-05-23 17:00 | 46.84 | 2017 | 5.06 | 2017-05-31
Spain | ESP | 2017-05-23 16:00 | 2017-05-23 18:00 | 45.76 | 2017 | 5.06 | 2017-05-31
Spain | ESP | 2017-05-23 17:00 | 2017-05-23 19:00 | 47.3 | 2017 | 5.06 | 2017-05-31
Spain | ESP | 2017-05-23 18:00 | 2017-05-23 20:00 | 50.21 | 2017 | 5.06 | 2017-05-31
Spain | ESP | 2017-05-23 19:00 | 2017-05-23 21:00 | 51.9 | 2017 | 5.06 | 2017-05-31
Spain | ESP | 2017-05-23 20:00 | 2017-05-23 22:00 | 50 | 2017 | 5.06 | 2017-05-31
Spain | ESP | 2017-05-23 21:00 | 2017-05-23 23:00 | 45.11 | 2017 | 5.06 | 2017-05-31
Spain | ESP | 2017-05-23 22:00 | 2017-05-24 | 43.55 | 2017 | 5.06 | 2017-05-31
Spain | ESP | 2017-05-23 23:00 | 2017-05-24 01:00 | 40.14 | 2017 | 5.06 | 2017-05-31
Spain | ESP | 2017-05-24 | 2017-05-24 02:00 | 39.2 | 2017 | 5.06 | 2017-05-31
Spain | ESP | 2017-05-24 01:00 | 2017-05-24 03:00 | 39.19 | 2017 | 5.06 | 2017-05-31
Spain | ESP | 2017-05-24 02:00 | 2017-05-24 04:00 | 39.2 | 2017 | 5.06 | 2017-05-31
Spain | ESP | 2017-05-24 03:00 | 2017-05-24 05:00 | 40.19 | 2017 | 5.06 | 2017-05-31
Spain | ESP | 2017-05-24 04:00 | 2017-05-24 06:00 | 43.64 | 2017 | 5.06 | 2017-05-31
Spain | ESP | 2017-05-24 05:00 | 2017-05-24 07:00 | 45.98 | 2017 | 5.06 | 2017-05-31
Spain | ESP | 2017-05-24 06:00 | 2017-05-24 08:00 | 50.17 | 2017 | 5.06 | 2017-05-31
Spain | ESP | 2017-05-24 07:00 | 2017-05-24 09:00 | 50.5 | 2017 | 5.06 | 2017-05-31
Spain | ESP | 2017-05-24 08:00 | 2017-05-24 10:00 | 50.5 | 2017 | 5.06 | 2017-05-31
Spain | ESP | 2017-05-24 09:00 | 2017-05-24 11:00 | 50.52 | 2017 | 5.06 | 2017-05-31
Spain | ESP | 2017-05-24 10:00 | 2017-05-24 12:00 | 50.54 | 2017 | 5.06 | 2017-05-31
Spain | ESP | 2017-05-24 11:00 | 2017-05-24 13:00 | 50.5 | 2017 | 5.06 | 2017-05-31
Spain | ESP | 2017-05-24 12:00 | 2017-05-24 14:00 | 50.38 | 2017 | 5.06 | 2017-05-31
Spain | ESP | 2017-05-24 13:00 | 2017-05-24 15:00 | 50.5 | 2017 | 5.06 | 2017-05-31
Spain | ESP | 2017-05-24 14:00 | 2017-05-24 16:00 | 50.54 | 2017 | 5.06 | 2017-05-31
Spain | ESP | 2017-05-24 15:00 | 2017-05-24 17:00 | 51.01 | 2017 | 5.06 | 2017-05-31
Spain | ESP | 2017-05-24 16:00 | 2017-05-24 18:00 | 51.26 | 2017 | 5.06 | 2017-05-31
Spain | ESP | 2017-05-24 17:00 | 2017-05-24 19:00 | 52.1 | 2017 | 5.06 | 2017-05-31
Spain | ESP | 2017-05-24 18:00 | 2017-05-24 20:00 | 52.54 | 2017 | 5.06 | 2017-05-31
Spain | ESP | 2017-05-24 19:00 | 2017-05-24 21:00 | 53.65 | 2017 | 5.06 | 2017-05-31
Spain | ESP | 2017-05-24 20:00 | 2017-05-24 22:00 | 52.21 | 2017 | 5.06 | 2017-05-31
Spain | ESP | 2017-05-24 21:00 | 2017-05-24 23:00 | 52.01 | 2017 | 5.06 | 2017-05-31
Spain | ESP | 2017-05-24 22:00 | 2017-05-25 | 52.19 | 2017 | 5.06 | 2017-05-31
Spain | ESP | 2017-05-24 23:00 | 2017-05-25 01:00 | 50.49 | 2017 | 5.06 | 2017-05-31
Spain | ESP | 2017-05-25 | 2017-05-25 02:00 | 47.57 | 2017 | 5.06 | 2017-05-31
Spain | ESP | 2017-05-25 01:00 | 2017-05-25 03:00 | 47.66 | 2017 | 5.06 | 2017-05-31
Spain | ESP | 2017-05-25 02:00 | 2017-05-25 04:00 | 49.06 | 2017 | 5.06 | 2017-05-31
Spain | ESP | 2017-05-25 03:00 | 2017-05-25 05:00 | 50.59 | 2017 | 5.06 | 2017-05-31
Spain | ESP | 2017-05-25 04:00 | 2017-05-25 06:00 | 53.79 | 2017 | 5.06 | 2017-05-31
Spain | ESP | 2017-05-25 05:00 | 2017-05-25 07:00 | 54.04 | 2017 | 5.06 | 2017-05-31
Spain | ESP | 2017-05-25 06:00 | 2017-05-25 08:00 | 54.89 | 2017 | 5.06 | 2017-05-31
Spain | ESP | 2017-05-25 07:00 | 2017-05-25 09:00 | 54.93 | 2017 | 5.06 | 2017-05-31
Spain | ESP | 2017-05-25 08:00 | 2017-05-25 10:00 | 54.69 | 2017 | 5.06 | 2017-05-31
Spain | ESP | 2017-05-25 09:00 | 2017-05-25 11:00 | 54.5 | 2017 | 5.06 | 2017-05-31
Spain | ESP | 2017-05-25 10:00 | 2017-05-25 12:00 | 54.69 | 2017 | 5.06 | 2017-05-31
Spain | ESP | 2017-05-25 11:00 | 2017-05-25 13:00 | 54.5 | 2017 | 5.06 | 2017-05-31
Spain | ESP | 2017-05-25 12:00 | 2017-05-25 14:00 | 54.04 | 2017 | 5.06 | 2017-05-31
Spain | ESP | 2017-05-25 13:00 | 2017-05-25 15:00 | 54.04 | 2017 | 5.06 | 2017-05-31
Spain | ESP | 2017-05-25 14:00 | 2017-05-25 16:00 | 54.04 | 2017 | 5.06 | 2017-05-31
Spain | ESP | 2017-05-25 15:00 | 2017-05-25 17:00 | 54.04 | 2017 | 5.06 | 2017-05-31
Spain | ESP | 2017-05-25 16:00 | 2017-05-25 18:00 | 52.7 | 2017 | 5.06 | 2017-05-31
Spain | ESP | 2017-05-25 17:00 | 2017-05-25 19:00 | 53.02 | 2017 | 5.06 | 2017-05-31
Spain | ESP | 2017-05-25 18:00 | 2017-05-25 20:00 | 53.66 | 2017 | 5.06 | 2017-05-31
Spain | ESP | 2017-05-25 19:00 | 2017-05-25 21:00 | 55.89 | 2017 | 5.06 | 2017-05-31
Spain | ESP | 2017-05-25 20:00 | 2017-05-25 22:00 | 54.89 | 2017 | 5.06 | 2017-05-31
Spain | ESP | 2017-05-25 21:00 | 2017-05-25 23:00 | 53.65 | 2017 | 5.06 | 2017-05-31
Spain | ESP | 2017-05-25 22:00 | 2017-05-26 | 54.93 | 2017 | 5.06 | 2017-05-31
Spain | ESP | 2017-05-25 23:00 | 2017-05-26 01:00 | 53.25 | 2017 | 5.06 | 2017-05-31
Spain | ESP | 2017-05-26 | 2017-05-26 02:00 | 51.53 | 2017 | 5.06 | 2017-05-31
Spain | ESP | 2017-05-26 01:00 | 2017-05-26 03:00 | 50.54 | 2017 | 5.06 | 2017-05-31
Spain | ESP | 2017-05-26 02:00 | 2017-05-26 04:00 | 49.39 | 2017 | 5.06 | 2017-05-31
Spain | ESP | 2017-05-26 03:00 | 2017-05-26 05:00 | 50.86 | 2017 | 5.06 | 2017-05-31
Spain | ESP | 2017-05-26 04:00 | 2017-05-26 06:00 | 54.04 | 2017 | 5.06 | 2017-05-31
Spain | ESP | 2017-05-26 05:00 | 2017-05-26 07:00 | 54 | 2017 | 5.06 | 2017-05-31
Spain | ESP | 2017-05-26 06:00 | 2017-05-26 08:00 | 55.23 | 2017 | 5.06 | 2017-05-31
Spain | ESP | 2017-05-26 07:00 | 2017-05-26 09:00 | 55.39 | 2017 | 5.06 | 2017-05-31
Spain | ESP | 2017-05-26 08:00 | 2017-05-26 10:00 | 54.9 | 2017 | 5.06 | 2017-05-31
Spain | ESP | 2017-05-26 09:00 | 2017-05-26 11:00 | 54.04 | 2017 | 5.06 | 2017-05-31
Spain | ESP | 2017-05-26 10:00 | 2017-05-26 12:00 | 54.53 | 2017 | 5.06 | 2017-05-31
Spain | ESP | 2017-05-26 11:00 | 2017-05-26 13:00 | 54.04 | 2017 | 5.06 | 2017-05-31
Spain | ESP | 2017-05-26 12:00 | 2017-05-26 14:00 | 51.65 | 2017 | 5.06 | 2017-05-31
Spain | ESP | 2017-05-26 13:00 | 2017-05-26 15:00 | 50.34 | 2017 | 5.06 | 2017-05-31
Spain | ESP | 2017-05-26 14:00 | 2017-05-26 16:00 | 50.15 | 2017 | 5.06 | 2017-05-31
Spain | ESP | 2017-05-26 15:00 | 2017-05-26 17:00 | 50.15 | 2017 | 5.06 | 2017-05-31
Spain | ESP | 2017-05-26 16:00 | 2017-05-26 18:00 | 50.15 | 2017 | 5.06 | 2017-05-31
Spain | ESP | 2017-05-26 17:00 | 2017-05-26 19:00 | 50.54 | 2017 | 5.06 | 2017-05-31
Spain | ESP | 2017-05-26 18:00 | 2017-05-26 20:00 | 51.47 | 2017 | 5.06 | 2017-05-31
Spain | ESP | 2017-05-26 19:00 | 2017-05-26 21:00 | 54 | 2017 | 5.06 | 2017-05-31
Spain | ESP | 2017-05-26 20:00 | 2017-05-26 22:00 | 52.71 | 2017 | 5.06 | 2017-05-31
Spain | ESP | 2017-05-26 21:00 | 2017-05-26 23:00 | 52.53 | 2017 | 5.06 | 2017-05-31
Spain | ESP | 2017-05-26 22:00 | 2017-05-27 | 54.9 | 2017 | 5.06 | 2017-05-31
Spain | ESP | 2017-05-26 23:00 | 2017-05-27 01:00 | 54.04 | 2017 | 5.06 | 2017-05-31
Spain | ESP | 2017-05-27 | 2017-05-27 02:00 | 53.25 | 2017 | 5.06 | 2017-05-31
Spain | ESP | 2017-05-27 01:00 | 2017-05-27 03:00 | 52.79 | 2017 | 5.06 | 2017-05-31
Spain | ESP | 2017-05-27 02:00 | 2017-05-27 04:00 | 52.02 | 2017 | 5.06 | 2017-05-31
Spain | ESP | 2017-05-27 03:00 | 2017-05-27 05:00 | 51.57 | 2017 | 5.06 | 2017-05-31
Spain | ESP | 2017-05-27 04:00 | 2017-05-27 06:00 | 50.31 | 2017 | 5.06 | 2017-05-31
Spain | ESP | 2017-05-27 05:00 | 2017-05-27 07:00 | 47.91 | 2017 | 5.06 | 2017-05-31
Spain | ESP | 2017-05-27 06:00 | 2017-05-27 08:00 | 47.9 | 2017 | 5.06 | 2017-05-31
Spain | ESP | 2017-05-27 07:00 | 2017-05-27 09:00 | 51.04 | 2017 | 5.06 | 2017-05-31
Spain | ESP | 2017-05-27 08:00 | 2017-05-27 10:00 | 50.5 | 2017 | 5.06 | 2017-05-31
Spain | ESP | 2017-05-27 09:00 | 2017-05-27 11:00 | 47.62 | 2017 | 5.06 | 2017-05-31
Spain | ESP | 2017-05-27 10:00 | 2017-05-27 12:00 | 44.59 | 2017 | 5.06 | 2017-05-31
Spain | ESP | 2017-05-27 11:00 | 2017-05-27 13:00 | 42.74 | 2017 | 5.06 | 2017-05-31
Spain | ESP | 2017-05-27 12:00 | 2017-05-27 14:00 | 41.32 | 2017 | 5.06 | 2017-05-31
Spain | ESP | 2017-05-27 13:00 | 2017-05-27 15:00 | 40.6 | 2017 | 5.06 | 2017-05-31
Spain | ESP | 2017-05-27 14:00 | 2017-05-27 16:00 | 38.58 | 2017 | 5.06 | 2017-05-31
Spain | ESP | 2017-05-27 15:00 | 2017-05-27 17:00 | 39.6 | 2017 | 5.06 | 2017-05-31
Spain | ESP | 2017-05-27 16:00 | 2017-05-27 18:00 | 41 | 2017 | 5.06 | 2017-05-31
Spain | ESP | 2017-05-27 17:00 | 2017-05-27 19:00 | 41.98 | 2017 | 5.06 | 2017-05-31
Spain | ESP | 2017-05-27 18:00 | 2017-05-27 20:00 | 46 | 2017 | 5.06 | 2017-05-31
Spain | ESP | 2017-05-27 19:00 | 2017-05-27 21:00 | 51.94 | 2017 | 5.06 | 2017-05-31
Spain | ESP | 2017-05-27 20:00 | 2017-05-27 22:00 | 51.83 | 2017 | 5.06 | 2017-05-31
Spain | ESP | 2017-05-27 21:00 | 2017-05-27 23:00 | 50.38 | 2017 | 5.06 | 2017-05-31
Spain | ESP | 2017-05-27 22:00 | 2017-05-28 | 50.54 | 2017 | 5.06 | 2017-05-31
Spain | ESP | 2017-05-27 23:00 | 2017-05-28 01:00 | 45.27 | 2017 | 5.06 | 2017-05-31
Spain | ESP | 2017-05-28 | 2017-05-28 02:00 | 42.41 | 2017 | 5.06 | 2017-05-31
Spain | ESP | 2017-05-28 01:00 | 2017-05-28 03:00 | 42.36 | 2017 | 5.06 | 2017-05-31
Spain | ESP | 2017-05-28 02:00 | 2017-05-28 04:00 | 42.16 | 2017 | 5.06 | 2017-05-31
Spain | ESP | 2017-05-28 03:00 | 2017-05-28 05:00 | 42.16 | 2017 | 5.06 | 2017-05-31
Spain | ESP | 2017-05-28 04:00 | 2017-05-28 06:00 | 42.1 | 2017 | 5.06 | 2017-05-31
Spain | ESP | 2017-05-28 05:00 | 2017-05-28 07:00 | 41.39 | 2017 | 5.06 | 2017-05-31
Spain | ESP | 2017-05-28 06:00 | 2017-05-28 08:00 | 42.16 | 2017 | 5.06 | 2017-05-31
Spain | ESP | 2017-05-28 07:00 | 2017-05-28 09:00 | 45.27 | 2017 | 5.06 | 2017-05-31
Spain | ESP | 2017-05-28 08:00 | 2017-05-28 10:00 | 47.9 | 2017 | 5.06 | 2017-05-31
Spain | ESP | 2017-05-28 09:00 | 2017-05-28 11:00 | 45 | 2017 | 5.06 | 2017-05-31
Spain | ESP | 2017-05-28 10:00 | 2017-05-28 12:00 | 42.41 | 2017 | 5.06 | 2017-05-31
Spain | ESP | 2017-05-28 11:00 | 2017-05-28 13:00 | 42.16 | 2017 | 5.06 | 2017-05-31
Spain | ESP | 2017-05-28 12:00 | 2017-05-28 14:00 | 42.16 | 2017 | 5.06 | 2017-05-31
Spain | ESP | 2017-05-28 13:00 | 2017-05-28 15:00 | 39.21 | 2017 | 5.06 | 2017-05-31
Spain | ESP | 2017-05-28 14:00 | 2017-05-28 16:00 | 38.1 | 2017 | 5.06 | 2017-05-31
Spain | ESP | 2017-05-28 15:00 | 2017-05-28 17:00 | 38.58 | 2017 | 5.06 | 2017-05-31
Spain | ESP | 2017-05-28 16:00 | 2017-05-28 18:00 | 39.21 | 2017 | 5.06 | 2017-05-31
Spain | ESP | 2017-05-28 17:00 | 2017-05-28 19:00 | 42.39 | 2017 | 5.06 | 2017-05-31
Spain | ESP | 2017-05-28 18:00 | 2017-05-28 20:00 | 50.54 | 2017 | 5.06 | 2017-05-31
Spain | ESP | 2017-05-28 19:00 | 2017-05-28 21:00 | 55.68 | 2017 | 5.06 | 2017-05-31
Spain | ESP | 2017-05-28 20:00 | 2017-05-28 22:00 | 56.9 | 2017 | 5.06 | 2017-05-31
Spain | ESP | 2017-05-28 21:00 | 2017-05-28 23:00 | 55.68 | 2017 | 5.06 | 2017-05-31
Spain | ESP | 2017-05-28 22:00 | 2017-05-29 | 52.17 | 2017 | 5.06 | 2017-05-31
Spain | ESP | 2017-05-28 23:00 | 2017-05-29 01:00 | 49.6 | 2017 | 5.06 | 2017-05-31
Spain | ESP | 2017-05-29 | 2017-05-29 02:00 | 46.95 | 2017 | 5.06 | 2017-05-31
Spain | ESP | 2017-05-29 01:00 | 2017-05-29 03:00 | 45.4 | 2017 | 5.06 | 2017-05-31
Spain | ESP | 2017-05-29 02:00 | 2017-05-29 04:00 | 45.27 | 2017 | 5.06 | 2017-05-31
Spain | ESP | 2017-05-29 03:00 | 2017-05-29 05:00 | 48.07 | 2017 | 5.06 | 2017-05-31
Spain | ESP | 2017-05-29 04:00 | 2017-05-29 06:00 | 52.06 | 2017 | 5.06 | 2017-05-31
Spain | ESP | 2017-05-29 05:00 | 2017-05-29 07:00 | 52.71 | 2017 | 5.06 | 2017-05-31
Spain | ESP | 2017-05-29 06:00 | 2017-05-29 08:00 | 54.09 | 2017 | 5.06 | 2017-05-31
Spain | ESP | 2017-05-29 07:00 | 2017-05-29 09:00 | 55.1 | 2017 | 5.06 | 2017-05-31
Spain | ESP | 2017-05-29 08:00 | 2017-05-29 10:00 | 55.39 | 2017 | 5.06 | 2017-05-31
Spain | ESP | 2017-05-29 09:00 | 2017-05-29 11:00 | 55.3 | 2017 | 5.06 | 2017-05-31
Spain | ESP | 2017-05-29 10:00 | 2017-05-29 12:00 | 55.69 | 2017 | 5.06 | 2017-05-31
Spain | ESP | 2017-05-29 11:00 | 2017-05-29 13:00 | 55.01 | 2017 | 5.06 | 2017-05-31
Spain | ESP | 2017-05-29 12:00 | 2017-05-29 14:00 | 54.09 | 2017 | 5.06 | 2017-05-31
Spain | ESP | 2017-05-29 13:00 | 2017-05-29 15:00 | 53.73 | 2017 | 5.06 | 2017-05-31
Spain | ESP | 2017-05-29 14:00 | 2017-05-29 16:00 | 53 | 2017 | 5.06 | 2017-05-31
Spain | ESP | 2017-05-29 15:00 | 2017-05-29 17:00 | 52.71 | 2017 | 5.06 | 2017-05-31
Spain | ESP | 2017-05-29 16:00 | 2017-05-29 18:00 | 52.16 | 2017 | 5.06 | 2017-05-31
Spain | ESP | 2017-05-29 17:00 | 2017-05-29 19:00 | 52.23 | 2017 | 5.06 | 2017-05-31
Spain | ESP | 2017-05-29 18:00 | 2017-05-29 20:00 | 53.9 | 2017 | 5.06 | 2017-05-31
Spain | ESP | 2017-05-29 19:00 | 2017-05-29 21:00 | 54.93 | 2017 | 5.06 | 2017-05-31
Spain | ESP | 2017-05-29 20:00 | 2017-05-29 22:00 | 54.04 | 2017 | 5.06 | 2017-05-31
Spain | ESP | 2017-05-29 21:00 | 2017-05-29 23:00 | 53.01 | 2017 | 5.06 | 2017-05-31
Spain | ESP | 2017-05-29 22:00 | 2017-05-30 | 54.09 | 2017 | 5.06 | 2017-05-31
Spain | ESP | 2017-05-29 23:00 | 2017-05-30 01:00 | 51.66 | 2017 | 5.06 | 2017-05-31
Spain | ESP | 2017-05-30 | 2017-05-30 02:00 | 50.54 | 2017 | 5.06 | 2017-05-31
Spain | ESP | 2017-05-30 01:00 | 2017-05-30 03:00 | 49.6 | 2017 | 5.06 | 2017-05-31
Spain | ESP | 2017-05-30 02:00 | 2017-05-30 04:00 | 49.51 | 2017 | 5.06 | 2017-05-31
Spain | ESP | 2017-05-30 03:00 | 2017-05-30 05:00 | 50.3 | 2017 | 5.06 | 2017-05-31
Spain | ESP | 2017-05-30 04:00 | 2017-05-30 06:00 | 52.73 | 2017 | 5.06 | 2017-05-31
Spain | ESP | 2017-05-30 05:00 | 2017-05-30 07:00 | 54.53 | 2017 | 5.06 | 2017-05-31
Spain | ESP | 2017-05-30 06:00 | 2017-05-30 08:00 | 54.93 | 2017 | 5.06 | 2017-05-31
Spain | ESP | 2017-05-30 07:00 | 2017-05-30 09:00 | 55.02 | 2017 | 5.06 | 2017-05-31
Spain | ESP | 2017-05-30 08:00 | 2017-05-30 10:00 | 54.09 | 2017 | 5.06 | 2017-05-31
Spain | ESP | 2017-05-30 09:00 | 2017-05-30 11:00 | 54.1 | 2017 | 5.06 | 2017-05-31
Spain | ESP | 2017-05-30 10:00 | 2017-05-30 12:00 | 55.02 | 2017 | 5.06 | 2017-05-31
Spain | ESP | 2017-05-30 11:00 | 2017-05-30 13:00 | 55.73 | 2017 | 5.06 | 2017-05-31
Spain | ESP | 2017-05-30 12:00 | 2017-05-30 14:00 | 54.93 | 2017 | 5.06 | 2017-05-31
Spain | ESP | 2017-05-30 13:00 | 2017-05-30 15:00 | 54.48 | 2017 | 5.06 | 2017-05-31
Spain | ESP | 2017-05-30 14:00 | 2017-05-30 16:00 | 54.09 | 2017 | 5.06 | 2017-05-31
Spain | ESP | 2017-05-30 15:00 | 2017-05-30 17:00 | 53.7 | 2017 | 5.06 | 2017-05-31
Spain | ESP | 2017-05-30 16:00 | 2017-05-30 18:00 | 52.04 | 2017 | 5.06 | 2017-05-31
Spain | ESP | 2017-05-30 17:00 | 2017-05-30 19:00 | 52.01 | 2017 | 5.06 | 2017-05-31
Spain | ESP | 2017-05-30 18:00 | 2017-05-30 20:00 | 52.53 | 2017 | 5.06 | 2017-05-31
Spain | ESP | 2017-05-30 19:00 | 2017-05-30 21:00 | 54.09 | 2017 | 5.06 | 2017-05-31
Spain | ESP | 2017-05-30 20:00 | 2017-05-30 22:00 | 52.07 | 2017 | 5.06 | 2017-05-31
Spain | ESP | 2017-05-30 21:00 | 2017-05-30 23:00 | 52.01 | 2017 | 5.06 | 2017-05-31
Spain | ESP | 2017-05-30 22:00 | 2017-05-31 | 54.04 | 2017 | 5.06 | 2017-05-31
Spain | ESP | 2017-05-30 23:00 | 2017-05-31 01:00 | 51.57 | 2017 | 5.06 | 2017-05-31
Spain | ESP | 2017-05-31 | 2017-05-31 02:00 | 49.46 | 2017 | 5.06 | 2017-05-31
Spain | ESP | 2017-05-31 01:00 | 2017-05-31 03:00 | 48.34 | 2017 | 5.06 | 2017-05-31
Spain | ESP | 2017-05-31 02:00 | 2017-05-31 04:00 | 47.91 | 2017 | 5.06 | 2017-05-31
Spain | ESP | 2017-05-31 03:00 | 2017-05-31 05:00 | 50 | 2017 | 5.06 | 2017-05-31
Spain | ESP | 2017-05-31 04:00 | 2017-05-31 06:00 | 54.12 | 2017 | 5.06 | 2017-05-31
Spain | ESP | 2017-05-31 05:00 | 2017-05-31 07:00 | 54.93 | 2017 | 5.06 | 2017-05-31
Spain | ESP | 2017-05-31 06:00 | 2017-05-31 08:00 | 55.39 | 2017 | 5.06 | 2017-05-31
Spain | ESP | 2017-05-31 07:00 | 2017-05-31 09:00 | 55 | 2017 | 5.06 | 2017-05-31
Spain | ESP | 2017-05-31 08:00 | 2017-05-31 10:00 | 54.48 | 2017 | 5.06 | 2017-05-31
Spain | ESP | 2017-05-31 09:00 | 2017-05-31 11:00 | 54.48 | 2017 | 5.06 | 2017-05-31
Spain | ESP | 2017-05-31 10:00 | 2017-05-31 12:00 | 55 | 2017 | 5.06 | 2017-05-31
Spain | ESP | 2017-05-31 11:00 | 2017-05-31 13:00 | 55.31 | 2017 | 5.06 | 2017-05-31
Spain | ESP | 2017-05-31 12:00 | 2017-05-31 14:00 | 54.93 | 2017 | 5.06 | 2017-05-31
Spain | ESP | 2017-05-31 13:00 | 2017-05-31 15:00 | 54.93 | 2017 | 5.06 | 2017-05-31
Spain | ESP | 2017-05-31 14:00 | 2017-05-31 16:00 | 54.5 | 2017 | 5.06 | 2017-05-31
Spain | ESP | 2017-05-31 15:00 | 2017-05-31 17:00 | 54.53 | 2017 | 5.06 | 2017-05-31
Spain | ESP | 2017-05-31 16:00 | 2017-05-31 18:00 | 54.48 | 2017 | 5.06 | 2017-05-31
Spain | ESP | 2017-05-31 17:00 | 2017-05-31 19:00 | 54.48 | 2017 | 5.06 | 2017-05-31
Spain | ESP | 2017-05-31 18:00 | 2017-05-31 20:00 | 55.02 | 2017 | 5.06 | 2017-05-31
Spain | ESP | 2017-05-31 19:00 | 2017-05-31 21:00 | 56.3 | 2017 | 5.06 | 2017-05-31
Spain | ESP | 2017-05-31 20:00 | 2017-05-31 22:00 | 54.8 | 2017 | 5.06 | 2017-05-31
Spain | ESP | 2017-05-31 21:00 | 2017-05-31 23:00 | 54.45 | 2017 | 5.06 | 2017-05-31
Spain | ESP | 2017-05-31 22:00 | 2017-06-01 | 56.12 | 2017 | 5.06 | 2017-05-31
Spain | ESP | 2017-05-31 23:00 | 2017-06-01 01:00 | 54.21 | 2017 | 5.06 | 2017-05-31
Spain | ESP | 2017-06-01 | 2017-06-01 02:00 | 52.25 | 2017 | 4.89 | 2017-06-30
Spain | ESP | 2017-06-01 01:00 | 2017-06-01 03:00 | 51.04 | 2017 | 4.89 | 2017-06-30
Spain | ESP | 2017-06-01 02:00 | 2017-06-01 04:00 | 51.57 | 2017 | 4.89 | 2017-06-30
Spain | ESP | 2017-06-01 03:00 | 2017-06-01 05:00 | 52.31 | 2017 | 4.89 | 2017-06-30
Spain | ESP | 2017-06-01 04:00 | 2017-06-01 06:00 | 54.93 | 2017 | 4.89 | 2017-06-30
Spain | ESP | 2017-06-01 05:00 | 2017-06-01 07:00 | 56.02 | 2017 | 4.89 | 2017-06-30
Spain | ESP | 2017-06-01 06:00 | 2017-06-01 08:00 | 56.08 | 2017 | 4.89 | 2017-06-30
Spain | ESP | 2017-06-01 07:00 | 2017-06-01 09:00 | 56.08 | 2017 | 4.89 | 2017-06-30
Spain | ESP | 2017-06-01 08:00 | 2017-06-01 10:00 | 56.08 | 2017 | 4.89 | 2017-06-30
Spain | ESP | 2017-06-01 09:00 | 2017-06-01 11:00 | 56.19 | 2017 | 4.89 | 2017-06-30
Spain | ESP | 2017-06-01 10:00 | 2017-06-01 12:00 | 57.15 | 2017 | 4.89 | 2017-06-30
Spain | ESP | 2017-06-01 11:00 | 2017-06-01 13:00 | 57.37 | 2017 | 4.89 | 2017-06-30
Spain | ESP | 2017-06-01 12:00 | 2017-06-01 14:00 | 56.57 | 2017 | 4.89 | 2017-06-30
Spain | ESP | 2017-06-01 13:00 | 2017-06-01 15:00 | 56.51 | 2017 | 4.89 | 2017-06-30
Spain | ESP | 2017-06-01 14:00 | 2017-06-01 16:00 | 56.19 | 2017 | 4.89 | 2017-06-30
Spain | ESP | 2017-06-01 15:00 | 2017-06-01 17:00 | 56.12 | 2017 | 4.89 | 2017-06-30
Spain | ESP | 2017-06-01 16:00 | 2017-06-01 18:00 | 55.5 | 2017 | 4.89 | 2017-06-30
Spain | ESP | 2017-06-01 17:00 | 2017-06-01 19:00 | 55.5 | 2017 | 4.89 | 2017-06-30
Spain | ESP | 2017-06-01 18:00 | 2017-06-01 20:00 | 56.08 | 2017 | 4.89 | 2017-06-30
Spain | ESP | 2017-06-01 19:00 | 2017-06-01 21:00 | 56.89 | 2017 | 4.89 | 2017-06-30
Spain | ESP | 2017-06-01 20:00 | 2017-06-01 22:00 | 55.5 | 2017 | 4.89 | 2017-06-30
Spain | ESP | 2017-06-01 21:00 | 2017-06-01 23:00 | 52.65 | 2017 | 4.89 | 2017-06-30
Spain | ESP | 2017-06-01 22:00 | 2017-06-02 | 54.04 | 2017 | 4.89 | 2017-06-30
Spain | ESP | 2017-06-01 23:00 | 2017-06-02 01:00 | 51.57 | 2017 | 4.89 | 2017-06-30
Spain | ESP | 2017-06-02 | 2017-06-02 02:00 | 50.37 | 2017 | 4.89 | 2017-06-30
Spain | ESP | 2017-06-02 01:00 | 2017-06-02 03:00 | 50.31 | 2017 | 4.89 | 2017-06-30
Spain | ESP | 2017-06-02 02:00 | 2017-06-02 04:00 | 50.54 | 2017 | 4.89 | 2017-06-30
Spain | ESP | 2017-06-02 03:00 | 2017-06-02 05:00 | 51.57 | 2017 | 4.89 | 2017-06-30
Spain | ESP | 2017-06-02 04:00 | 2017-06-02 06:00 | 54.53 | 2017 | 4.89 | 2017-06-30
Spain | ESP | 2017-06-02 05:00 | 2017-06-02 07:00 | 55.19 | 2017 | 4.89 | 2017-06-30
Spain | ESP | 2017-06-02 06:00 | 2017-06-02 08:00 | 56.08 | 2017 | 4.89 | 2017-06-30
Spain | ESP | 2017-06-02 07:00 | 2017-06-02 09:00 | 56.89 | 2017 | 4.89 | 2017-06-30
Spain | ESP | 2017-06-02 08:00 | 2017-06-02 10:00 | 56.37 | 2017 | 4.89 | 2017-06-30
Spain | ESP | 2017-06-02 09:00 | 2017-06-02 11:00 | 56.08 | 2017 | 4.89 | 2017-06-30
Spain | ESP | 2017-06-02 10:00 | 2017-06-02 12:00 | 56.2 | 2017 | 4.89 | 2017-06-30
Spain | ESP | 2017-06-02 11:00 | 2017-06-02 13:00 | 55.05 | 2017 | 4.89 | 2017-06-30
Spain | ESP | 2017-06-02 12:00 | 2017-06-02 14:00 | 54.08 | 2017 | 4.89 | 2017-06-30
Spain | ESP | 2017-06-02 13:00 | 2017-06-02 15:00 | 52.1 | 2017 | 4.89 | 2017-06-30
Spain | ESP | 2017-06-02 14:00 | 2017-06-02 16:00 | 51.04 | 2017 | 4.89 | 2017-06-30
Spain | ESP | 2017-06-02 15:00 | 2017-06-02 17:00 | 50.37 | 2017 | 4.89 | 2017-06-30
Spain | ESP | 2017-06-02 16:00 | 2017-06-02 18:00 | 50.54 | 2017 | 4.89 | 2017-06-30
Spain | ESP | 2017-06-02 17:00 | 2017-06-02 19:00 | 50.86 | 2017 | 4.89 | 2017-06-30
Spain | ESP | 2017-06-02 18:00 | 2017-06-02 20:00 | 51.04 | 2017 | 4.89 | 2017-06-30
Spain | ESP | 2017-06-02 19:00 | 2017-06-02 21:00 | 51.84 | 2017 | 4.89 | 2017-06-30
Spain | ESP | 2017-06-02 20:00 | 2017-06-02 22:00 | 50.54 | 2017 | 4.89 | 2017-06-30
Spain | ESP | 2017-06-02 21:00 | 2017-06-02 23:00 | 48.69 | 2017 | 4.89 | 2017-06-30
Spain | ESP | 2017-06-02 22:00 | 2017-06-03 | 50.69 | 2017 | 4.89 | 2017-06-30
Spain | ESP | 2017-06-02 23:00 | 2017-06-03 01:00 | 50.54 | 2017 | 4.89 | 2017-06-30
Spain | ESP | 2017-06-03 | 2017-06-03 02:00 | 50.12 | 2017 | 4.89 | 2017-06-30
Spain | ESP | 2017-06-03 01:00 | 2017-06-03 03:00 | 49 | 2017 | 4.89 | 2017-06-30
Spain | ESP | 2017-06-03 02:00 | 2017-06-03 04:00 | 47.81 | 2017 | 4.89 | 2017-06-30
Spain | ESP | 2017-06-03 03:00 | 2017-06-03 05:00 | 47.36 | 2017 | 4.89 | 2017-06-30
Spain | ESP | 2017-06-03 04:00 | 2017-06-03 06:00 | 45 | 2017 | 4.89 | 2017-06-30
Spain | ESP | 2017-06-03 05:00 | 2017-06-03 07:00 | 44.24 | 2017 | 4.89 | 2017-06-30
Spain | ESP | 2017-06-03 06:00 | 2017-06-03 08:00 | 46.95 | 2017 | 4.89 | 2017-06-30
Spain | ESP | 2017-06-03 07:00 | 2017-06-03 09:00 | 50.12 | 2017 | 4.89 | 2017-06-30
Spain | ESP | 2017-06-03 08:00 | 2017-06-03 10:00 | 51.83 | 2017 | 4.89 | 2017-06-30
Spain | ESP | 2017-06-03 09:00 | 2017-06-03 11:00 | 51.83 | 2017 | 4.89 | 2017-06-30
Spain | ESP | 2017-06-03 10:00 | 2017-06-03 12:00 | 52.93 | 2017 | 4.89 | 2017-06-30
Spain | ESP | 2017-06-03 11:00 | 2017-06-03 13:00 | 54 | 2017 | 4.89 | 2017-06-30
Spain | ESP | 2017-06-03 12:00 | 2017-06-03 14:00 | 53 | 2017 | 4.89 | 2017-06-30
Spain | ESP | 2017-06-03 13:00 | 2017-06-03 15:00 | 50.57 | 2017 | 4.89 | 2017-06-30
Spain | ESP | 2017-06-03 14:00 | 2017-06-03 16:00 | 47.01 | 2017 | 4.89 | 2017-06-30
Spain | ESP | 2017-06-03 15:00 | 2017-06-03 17:00 | 44.5 | 2017 | 4.89 | 2017-06-30
Spain | ESP | 2017-06-03 16:00 | 2017-06-03 18:00 | 44.19 | 2017 | 4.89 | 2017-06-30
Spain | ESP | 2017-06-03 17:00 | 2017-06-03 19:00 | 44.1 | 2017 | 4.89 | 2017-06-30
Spain | ESP | 2017-06-03 18:00 | 2017-06-03 20:00 | 45.9 | 2017 | 4.89 | 2017-06-30
Spain | ESP | 2017-06-03 19:00 | 2017-06-03 21:00 | 49.02 | 2017 | 4.89 | 2017-06-30
Spain | ESP | 2017-06-03 20:00 | 2017-06-03 22:00 | 48.15 | 2017 | 4.89 | 2017-06-30
Spain | ESP | 2017-06-03 21:00 | 2017-06-03 23:00 | 44.4 | 2017 | 4.89 | 2017-06-30
Spain | ESP | 2017-06-03 22:00 | 2017-06-04 | 42.25 | 2017 | 4.89 | 2017-06-30
Spain | ESP | 2017-06-03 23:00 | 2017-06-04 01:00 | 41.94 | 2017 | 4.89 | 2017-06-30
Spain | ESP | 2017-06-04 | 2017-06-04 02:00 | 40.36 | 2017 | 4.89 | 2017-06-30
Spain | ESP | 2017-06-04 01:00 | 2017-06-04 03:00 | 40.7 | 2017 | 4.89 | 2017-06-30
Spain | ESP | 2017-06-04 02:00 | 2017-06-04 04:00 | 41.25 | 2017 | 4.89 | 2017-06-30
Spain | ESP | 2017-06-04 03:00 | 2017-06-04 05:00 | 40.93 | 2017 | 4.89 | 2017-06-30
Spain | ESP | 2017-06-04 04:00 | 2017-06-04 06:00 | 41 | 2017 | 4.89 | 2017-06-30
Spain | ESP | 2017-06-04 05:00 | 2017-06-04 07:00 | 40.1 | 2017 | 4.89 | 2017-06-30
Spain | ESP | 2017-06-04 06:00 | 2017-06-04 08:00 | 42.01 | 2017 | 4.89 | 2017-06-30
Spain | ESP | 2017-06-04 07:00 | 2017-06-04 09:00 | 42.5 | 2017 | 4.89 | 2017-06-30
Spain | ESP | 2017-06-04 08:00 | 2017-06-04 10:00 | 44.54 | 2017 | 4.89 | 2017-06-30
Spain | ESP | 2017-06-04 09:00 | 2017-06-04 11:00 | 46.36 | 2017 | 4.89 | 2017-06-30
Spain | ESP | 2017-06-04 10:00 | 2017-06-04 12:00 | 47.51 | 2017 | 4.89 | 2017-06-30
Spain | ESP | 2017-06-04 11:00 | 2017-06-04 13:00 | 48 | 2017 | 4.89 | 2017-06-30
Spain | ESP | 2017-06-04 12:00 | 2017-06-04 14:00 | 45.68 | 2017 | 4.89 | 2017-06-30
Spain | ESP | 2017-06-04 13:00 | 2017-06-04 15:00 | 40.6 | 2017 | 4.89 | 2017-06-30
Spain | ESP | 2017-06-04 14:00 | 2017-06-04 16:00 | 37.99 | 2017 | 4.89 | 2017-06-30
Spain | ESP | 2017-06-04 15:00 | 2017-06-04 17:00 | 37.49 | 2017 | 4.89 | 2017-06-30
Spain | ESP | 2017-06-04 16:00 | 2017-06-04 18:00 | 37.47 | 2017 | 4.89 | 2017-06-30
Spain | ESP | 2017-06-04 17:00 | 2017-06-04 19:00 | 38.6 | 2017 | 4.89 | 2017-06-30
Spain | ESP | 2017-06-04 18:00 | 2017-06-04 20:00 | 42.21 | 2017 | 4.89 | 2017-06-30
Spain | ESP | 2017-06-04 19:00 | 2017-06-04 21:00 | 48.15 | 2017 | 4.89 | 2017-06-30
Spain | ESP | 2017-06-04 20:00 | 2017-06-04 22:00 | 51.88 | 2017 | 4.89 | 2017-06-30
Spain | ESP | 2017-06-04 21:00 | 2017-06-04 23:00 | 49.24 | 2017 | 4.89 | 2017-06-30
Spain | ESP | 2017-06-04 22:00 | 2017-06-05 | 41 | 2017 | 4.89 | 2017-06-30
Spain | ESP | 2017-06-04 23:00 | 2017-06-05 01:00 | 39.21 | 2017 | 4.89 | 2017-06-30
Spain | ESP | 2017-06-05 | 2017-06-05 02:00 | 38.2 | 2017 | 4.89 | 2017-06-30
Spain | ESP | 2017-06-05 01:00 | 2017-06-05 03:00 | 38.6 | 2017 | 4.89 | 2017-06-30
Spain | ESP | 2017-06-05 02:00 | 2017-06-05 04:00 | 38.6 | 2017 | 4.89 | 2017-06-30
Spain | ESP | 2017-06-05 03:00 | 2017-06-05 05:00 | 40 | 2017 | 4.89 | 2017-06-30
Spain | ESP | 2017-06-05 04:00 | 2017-06-05 06:00 | 47.01 | 2017 | 4.89 | 2017-06-30
Spain | ESP | 2017-06-05 05:00 | 2017-06-05 07:00 | 51.29 | 2017 | 4.89 | 2017-06-30
Spain | ESP | 2017-06-05 06:00 | 2017-06-05 08:00 | 51.37 | 2017 | 4.89 | 2017-06-30
Spain | ESP | 2017-06-05 07:00 | 2017-06-05 09:00 | 51.08 | 2017 | 4.89 | 2017-06-30
Spain | ESP | 2017-06-05 08:00 | 2017-06-05 10:00 | 50.12 | 2017 | 4.89 | 2017-06-30
Spain | ESP | 2017-06-05 09:00 | 2017-06-05 11:00 | 51.04 | 2017 | 4.89 | 2017-06-30
Spain | ESP | 2017-06-05 10:00 | 2017-06-05 12:00 | 52.04 | 2017 | 4.89 | 2017-06-30
Spain | ESP | 2017-06-05 11:00 | 2017-06-05 13:00 | 52.15 | 2017 | 4.89 | 2017-06-30
Spain | ESP | 2017-06-05 12:00 | 2017-06-05 14:00 | 51.8 | 2017 | 4.89 | 2017-06-30
Spain | ESP | 2017-06-05 13:00 | 2017-06-05 15:00 | 51.04 | 2017 | 4.89 | 2017-06-30
Spain | ESP | 2017-06-05 14:00 | 2017-06-05 16:00 | 50 | 2017 | 4.89 | 2017-06-30
Spain | ESP | 2017-06-05 15:00 | 2017-06-05 17:00 | 48.17 | 2017 | 4.89 | 2017-06-30
Spain | ESP | 2017-06-05 16:00 | 2017-06-05 18:00 | 46.65 | 2017 | 4.89 | 2017-06-30
Spain | ESP | 2017-06-05 17:00 | 2017-06-05 19:00 | 47.38 | 2017 | 4.89 | 2017-06-30
Spain | ESP | 2017-06-05 18:00 | 2017-06-05 20:00 | 48.78 | 2017 | 4.89 | 2017-06-30
Spain | ESP | 2017-06-05 19:00 | 2017-06-05 21:00 | 51.8 | 2017 | 4.89 | 2017-06-30
Spain | ESP | 2017-06-05 20:00 | 2017-06-05 22:00 | 51.01 | 2017 | 4.89 | 2017-06-30
Spain | ESP | 2017-06-05 21:00 | 2017-06-05 23:00 | 45.3 | 2017 | 4.89 | 2017-06-30
Spain | ESP | 2017-06-05 22:00 | 2017-06-06 | 39.8 | 2017 | 4.89 | 2017-06-30
Spain | ESP | 2017-06-05 23:00 | 2017-06-06 01:00 | 38.95 | 2017 | 4.89 | 2017-06-30
Spain | ESP | 2017-06-06 | 2017-06-06 02:00 | 38.95 | 2017 | 4.89 | 2017-06-30
Spain | ESP | 2017-06-06 01:00 | 2017-06-06 03:00 | 38.95 | 2017 | 4.89 | 2017-06-30
Spain | ESP | 2017-06-06 02:00 | 2017-06-06 04:00 | 39.21 | 2017 | 4.89 | 2017-06-30
Spain | ESP | 2017-06-06 03:00 | 2017-06-06 05:00 | 39.9 | 2017 | 4.89 | 2017-06-30
Spain | ESP | 2017-06-06 04:00 | 2017-06-06 06:00 | 41.25 | 2017 | 4.89 | 2017-06-30
Spain | ESP | 2017-06-06 05:00 | 2017-06-06 07:00 | 48.65 | 2017 | 4.89 | 2017-06-30
Spain | ESP | 2017-06-06 06:00 | 2017-06-06 08:00 | 49.55 | 2017 | 4.89 | 2017-06-30
Spain | ESP | 2017-06-06 07:00 | 2017-06-06 09:00 | 50 | 2017 | 4.89 | 2017-06-30
Spain | ESP | 2017-06-06 08:00 | 2017-06-06 10:00 | 49.6 | 2017 | 4.89 | 2017-06-30
Spain | ESP | 2017-06-06 09:00 | 2017-06-06 11:00 | 50.69 | 2017 | 4.89 | 2017-06-30
Spain | ESP | 2017-06-06 10:00 | 2017-06-06 12:00 | 51.12 | 2017 | 4.89 | 2017-06-30
Spain | ESP | 2017-06-06 11:00 | 2017-06-06 13:00 | 51.38 | 2017 | 4.89 | 2017-06-30
Spain | ESP | 2017-06-06 12:00 | 2017-06-06 14:00 | 51.06 | 2017 | 4.89 | 2017-06-30
Spain | ESP | 2017-06-06 13:00 | 2017-06-06 15:00 | 50.8 | 2017 | 4.89 | 2017-06-30
Spain | ESP | 2017-06-06 14:00 | 2017-06-06 16:00 | 50.54 | 2017 | 4.89 | 2017-06-30
Spain | ESP | 2017-06-06 15:00 | 2017-06-06 17:00 | 50.54 | 2017 | 4.89 | 2017-06-30
Spain | ESP | 2017-06-06 16:00 | 2017-06-06 18:00 | 50.12 | 2017 | 4.89 | 2017-06-30
Spain | ESP | 2017-06-06 17:00 | 2017-06-06 19:00 | 50 | 2017 | 4.89 | 2017-06-30
Spain | ESP | 2017-06-06 18:00 | 2017-06-06 20:00 | 50.8 | 2017 | 4.89 | 2017-06-30
Spain | ESP | 2017-06-06 19:00 | 2017-06-06 21:00 | 52.15 | 2017 | 4.89 | 2017-06-30
Spain | ESP | 2017-06-06 20:00 | 2017-06-06 22:00 | 51 | 2017 | 4.89 | 2017-06-30
Spain | ESP | 2017-06-06 21:00 | 2017-06-06 23:00 | 49.29 | 2017 | 4.89 | 2017-06-30
Spain | ESP | 2017-06-06 22:00 | 2017-06-07 | 48.15 | 2017 | 4.89 | 2017-06-30
Spain | ESP | 2017-06-06 23:00 | 2017-06-07 01:00 | 45.3 | 2017 | 4.89 | 2017-06-30
Spain | ESP | 2017-06-07 | 2017-06-07 02:00 | 44.24 | 2017 | 4.89 | 2017-06-30
Spain | ESP | 2017-06-07 01:00 | 2017-06-07 03:00 | 44 | 2017 | 4.89 | 2017-06-30
Spain | ESP | 2017-06-07 02:00 | 2017-06-07 04:00 | 43.93 | 2017 | 4.89 | 2017-06-30
Spain | ESP | 2017-06-07 03:00 | 2017-06-07 05:00 | 44.82 | 2017 | 4.89 | 2017-06-30
Spain | ESP | 2017-06-07 04:00 | 2017-06-07 06:00 | 45.73 | 2017 | 4.89 | 2017-06-30
Spain | ESP | 2017-06-07 05:00 | 2017-06-07 07:00 | 50.89 | 2017 | 4.89 | 2017-06-30
Spain | ESP | 2017-06-07 06:00 | 2017-06-07 08:00 | 52.9 | 2017 | 4.89 | 2017-06-30
Spain | ESP | 2017-06-07 07:00 | 2017-06-07 09:00 | 51.97 | 2017 | 4.89 | 2017-06-30
Spain | ESP | 2017-06-07 08:00 | 2017-06-07 10:00 | 51.28 | 2017 | 4.89 | 2017-06-30
Spain | ESP | 2017-06-07 09:00 | 2017-06-07 11:00 | 51.28 | 2017 | 4.89 | 2017-06-30
Spain | ESP | 2017-06-07 10:00 | 2017-06-07 12:00 | 51.97 | 2017 | 4.89 | 2017-06-30
Spain | ESP | 2017-06-07 11:00 | 2017-06-07 13:00 | 51.97 | 2017 | 4.89 | 2017-06-30
Spain | ESP | 2017-06-07 12:00 | 2017-06-07 14:00 | 51.97 | 2017 | 4.89 | 2017-06-30
Spain | ESP | 2017-06-07 13:00 | 2017-06-07 15:00 | 51.28 | 2017 | 4.89 | 2017-06-30
Spain | ESP | 2017-06-07 14:00 | 2017-06-07 16:00 | 51.28 | 2017 | 4.89 | 2017-06-30
Spain | ESP | 2017-06-07 15:00 | 2017-06-07 17:00 | 51.28 | 2017 | 4.89 | 2017-06-30
Spain | ESP | 2017-06-07 16:00 | 2017-06-07 18:00 | 51.12 | 2017 | 4.89 | 2017-06-30
Spain | ESP | 2017-06-07 17:00 | 2017-06-07 19:00 | 51.04 | 2017 | 4.89 | 2017-06-30
Spain | ESP | 2017-06-07 18:00 | 2017-06-07 20:00 | 51.28 | 2017 | 4.89 | 2017-06-30
Spain | ESP | 2017-06-07 19:00 | 2017-06-07 21:00 | 52.03 | 2017 | 4.89 | 2017-06-30
Spain | ESP | 2017-06-07 20:00 | 2017-06-07 22:00 | 51.28 | 2017 | 4.89 | 2017-06-30
Spain | ESP | 2017-06-07 21:00 | 2017-06-07 23:00 | 48 | 2017 | 4.89 | 2017-06-30
Spain | ESP | 2017-06-07 22:00 | 2017-06-08 | 50.52 | 2017 | 4.89 | 2017-06-30
Spain | ESP | 2017-06-07 23:00 | 2017-06-08 01:00 | 45.7 | 2017 | 4.89 | 2017-06-30
Spain | ESP | 2017-06-08 | 2017-06-08 02:00 | 44.01 | 2017 | 4.89 | 2017-06-30
Spain | ESP | 2017-06-08 01:00 | 2017-06-08 03:00 | 42.2 | 2017 | 4.89 | 2017-06-30
Spain | ESP | 2017-06-08 02:00 | 2017-06-08 04:00 | 41.24 | 2017 | 4.89 | 2017-06-30
Spain | ESP | 2017-06-08 03:00 | 2017-06-08 05:00 | 42.5 | 2017 | 4.89 | 2017-06-30
Spain | ESP | 2017-06-08 04:00 | 2017-06-08 06:00 | 45.7 | 2017 | 4.89 | 2017-06-30
Spain | ESP | 2017-06-08 05:00 | 2017-06-08 07:00 | 50.13 | 2017 | 4.89 | 2017-06-30
Spain | ESP | 2017-06-08 06:00 | 2017-06-08 08:00 | 51.28 | 2017 | 4.89 | 2017-06-30
Spain | ESP | 2017-06-08 07:00 | 2017-06-08 09:00 | 51.28 | 2017 | 4.89 | 2017-06-30
Spain | ESP | 2017-06-08 08:00 | 2017-06-08 10:00 | 50.99 | 2017 | 4.89 | 2017-06-30
Spain | ESP | 2017-06-08 09:00 | 2017-06-08 11:00 | 50.19 | 2017 | 4.89 | 2017-06-30
Spain | ESP | 2017-06-08 10:00 | 2017-06-08 12:00 | 50.86 | 2017 | 4.89 | 2017-06-30
Spain | ESP | 2017-06-08 11:00 | 2017-06-08 13:00 | 50.01 | 2017 | 4.89 | 2017-06-30
Spain | ESP | 2017-06-08 12:00 | 2017-06-08 14:00 | 48.26 | 2017 | 4.89 | 2017-06-30
Spain | ESP | 2017-06-08 13:00 | 2017-06-08 15:00 | 46.95 | 2017 | 4.89 | 2017-06-30
Spain | ESP | 2017-06-08 14:00 | 2017-06-08 16:00 | 47.01 | 2017 | 4.89 | 2017-06-30
Spain | ESP | 2017-06-08 15:00 | 2017-06-08 17:00 | 48.26 | 2017 | 4.89 | 2017-06-30
Spain | ESP | 2017-06-08 16:00 | 2017-06-08 18:00 | 48.26 | 2017 | 4.89 | 2017-06-30
Spain | ESP | 2017-06-08 17:00 | 2017-06-08 19:00 | 49.02 | 2017 | 4.89 | 2017-06-30
Spain | ESP | 2017-06-08 18:00 | 2017-06-08 20:00 | 50.99 | 2017 | 4.89 | 2017-06-30
Spain | ESP | 2017-06-08 19:00 | 2017-06-08 21:00 | 51.49 | 2017 | 4.89 | 2017-06-30
Spain | ESP | 2017-06-08 20:00 | 2017-06-08 22:00 | 51.04 | 2017 | 4.89 | 2017-06-30
Spain | ESP | 2017-06-08 21:00 | 2017-06-08 23:00 | 46.95 | 2017 | 4.89 | 2017-06-30
Spain | ESP | 2017-06-08 22:00 | 2017-06-09 | 46.65 | 2017 | 4.89 | 2017-06-30
Spain | ESP | 2017-06-08 23:00 | 2017-06-09 01:00 | 45.68 | 2017 | 4.89 | 2017-06-30
Spain | ESP | 2017-06-09 | 2017-06-09 02:00 | 45.36 | 2017 | 4.89 | 2017-06-30
Spain | ESP | 2017-06-09 01:00 | 2017-06-09 03:00 | 45.52 | 2017 | 4.89 | 2017-06-30
Spain | ESP | 2017-06-09 02:00 | 2017-06-09 04:00 | 45.7 | 2017 | 4.89 | 2017-06-30
Spain | ESP | 2017-06-09 03:00 | 2017-06-09 05:00 | 47.34 | 2017 | 4.89 | 2017-06-30
Spain | ESP | 2017-06-09 04:00 | 2017-06-09 06:00 | 49.37 | 2017 | 4.89 | 2017-06-30
Spain | ESP | 2017-06-09 05:00 | 2017-06-09 07:00 | 51.69 | 2017 | 4.89 | 2017-06-30
Spain | ESP | 2017-06-09 06:00 | 2017-06-09 08:00 | 54.04 | 2017 | 4.89 | 2017-06-30
Spain | ESP | 2017-06-09 07:00 | 2017-06-09 09:00 | 54.5 | 2017 | 4.89 | 2017-06-30
Spain | ESP | 2017-06-09 08:00 | 2017-06-09 10:00 | 54.04 | 2017 | 4.89 | 2017-06-30
Spain | ESP | 2017-06-09 09:00 | 2017-06-09 11:00 | 53.79 | 2017 | 4.89 | 2017-06-30
Spain | ESP | 2017-06-09 10:00 | 2017-06-09 12:00 | 54.05 | 2017 | 4.89 | 2017-06-30
Spain | ESP | 2017-06-09 11:00 | 2017-06-09 13:00 | 54.04 | 2017 | 4.89 | 2017-06-30
Spain | ESP | 2017-06-09 12:00 | 2017-06-09 14:00 | 53.5 | 2017 | 4.89 | 2017-06-30
Spain | ESP | 2017-06-09 13:00 | 2017-06-09 15:00 | 53.38 | 2017 | 4.89 | 2017-06-30
Spain | ESP | 2017-06-09 14:00 | 2017-06-09 16:00 | 52.8 | 2017 | 4.89 | 2017-06-30
Spain | ESP | 2017-06-09 15:00 | 2017-06-09 17:00 | 52.89 | 2017 | 4.89 | 2017-06-30
Spain | ESP | 2017-06-09 16:00 | 2017-06-09 18:00 | 52.69 | 2017 | 4.89 | 2017-06-30
Spain | ESP | 2017-06-09 17:00 | 2017-06-09 19:00 | 52.48 | 2017 | 4.89 | 2017-06-30
Spain | ESP | 2017-06-09 18:00 | 2017-06-09 20:00 | 52.8 | 2017 | 4.89 | 2017-06-30
Spain | ESP | 2017-06-09 19:00 | 2017-06-09 21:00 | 53.44 | 2017 | 4.89 | 2017-06-30
Spain | ESP | 2017-06-09 20:00 | 2017-06-09 22:00 | 52.21 | 2017 | 4.89 | 2017-06-30
Spain | ESP | 2017-06-09 21:00 | 2017-06-09 23:00 | 50.74 | 2017 | 4.89 | 2017-06-30
Spain | ESP | 2017-06-09 22:00 | 2017-06-10 | 52.99 | 2017 | 4.89 | 2017-06-30
Spain | ESP | 2017-06-09 23:00 | 2017-06-10 01:00 | 51.04 | 2017 | 4.89 | 2017-06-30
Spain | ESP | 2017-06-10 | 2017-06-10 02:00 | 50.5 | 2017 | 4.89 | 2017-06-30
Spain | ESP | 2017-06-10 01:00 | 2017-06-10 03:00 | 50.51 | 2017 | 4.89 | 2017-06-30
Spain | ESP | 2017-06-10 02:00 | 2017-06-10 04:00 | 50.5 | 2017 | 4.89 | 2017-06-30
Spain | ESP | 2017-06-10 03:00 | 2017-06-10 05:00 | 49.46 | 2017 | 4.89 | 2017-06-30
Spain | ESP | 2017-06-10 04:00 | 2017-06-10 06:00 | 47 | 2017 | 4.89 | 2017-06-30
Spain | ESP | 2017-06-10 05:00 | 2017-06-10 07:00 | 47 | 2017 | 4.89 | 2017-06-30
Spain | ESP | 2017-06-10 06:00 | 2017-06-10 08:00 | 47.62 | 2017 | 4.89 | 2017-06-30
Spain | ESP | 2017-06-10 07:00 | 2017-06-10 09:00 | 51.04 | 2017 | 4.89 | 2017-06-30
Spain | ESP | 2017-06-10 08:00 | 2017-06-10 10:00 | 52.15 | 2017 | 4.89 | 2017-06-30
Spain | ESP | 2017-06-10 09:00 | 2017-06-10 11:00 | 51.53 | 2017 | 4.89 | 2017-06-30
Spain | ESP | 2017-06-10 10:00 | 2017-06-10 12:00 | 50.86 | 2017 | 4.89 | 2017-06-30
Spain | ESP | 2017-06-10 11:00 | 2017-06-10 13:00 | 50.86 | 2017 | 4.89 | 2017-06-30
Spain | ESP | 2017-06-10 12:00 | 2017-06-10 14:00 | 49.87 | 2017 | 4.89 | 2017-06-30
Spain | ESP | 2017-06-10 13:00 | 2017-06-10 15:00 | 47.45 | 2017 | 4.89 | 2017-06-30
Spain | ESP | 2017-06-10 14:00 | 2017-06-10 16:00 | 44.24 | 2017 | 4.89 | 2017-06-30
Spain | ESP | 2017-06-10 15:00 | 2017-06-10 17:00 | 43.93 | 2017 | 4.89 | 2017-06-30
Spain | ESP | 2017-06-10 16:00 | 2017-06-10 18:00 | 45 | 2017 | 4.89 | 2017-06-30
Spain | ESP | 2017-06-10 17:00 | 2017-06-10 19:00 | 47.47 | 2017 | 4.89 | 2017-06-30
Spain | ESP | 2017-06-10 18:00 | 2017-06-10 20:00 | 50.54 | 2017 | 4.89 | 2017-06-30
Spain | ESP | 2017-06-10 19:00 | 2017-06-10 21:00 | 52.71 | 2017 | 4.89 | 2017-06-30
Spain | ESP | 2017-06-10 20:00 | 2017-06-10 22:00 | 51.1 | 2017 | 4.89 | 2017-06-30
Spain | ESP | 2017-06-10 21:00 | 2017-06-10 23:00 | 49.36 | 2017 | 4.89 | 2017-06-30
Spain | ESP | 2017-06-10 22:00 | 2017-06-11 | 47.28 | 2017 | 4.89 | 2017-06-30
Spain | ESP | 2017-06-10 23:00 | 2017-06-11 01:00 | 47.2 | 2017 | 4.89 | 2017-06-30
Spain | ESP | 2017-06-11 | 2017-06-11 02:00 | 44 | 2017 | 4.89 | 2017-06-30
Spain | ESP | 2017-06-11 01:00 | 2017-06-11 03:00 | 44.5 | 2017 | 4.89 | 2017-06-30
Spain | ESP | 2017-06-11 02:00 | 2017-06-11 04:00 | 44.77 | 2017 | 4.89 | 2017-06-30
Spain | ESP | 2017-06-11 03:00 | 2017-06-11 05:00 | 45.6 | 2017 | 4.89 | 2017-06-30
Spain | ESP | 2017-06-11 04:00 | 2017-06-11 06:00 | 42.32 | 2017 | 4.89 | 2017-06-30
Spain | ESP | 2017-06-11 05:00 | 2017-06-11 07:00 | 41.97 | 2017 | 4.89 | 2017-06-30
Spain | ESP | 2017-06-11 06:00 | 2017-06-11 08:00 | 45 | 2017 | 4.89 | 2017-06-30
Spain | ESP | 2017-06-11 07:00 | 2017-06-11 09:00 | 45.01 | 2017 | 4.89 | 2017-06-30
Spain | ESP | 2017-06-11 08:00 | 2017-06-11 10:00 | 46.55 | 2017 | 4.89 | 2017-06-30
Spain | ESP | 2017-06-11 09:00 | 2017-06-11 11:00 | 46.02 | 2017 | 4.89 | 2017-06-30
Spain | ESP | 2017-06-11 10:00 | 2017-06-11 12:00 | 46.02 | 2017 | 4.89 | 2017-06-30
Spain | ESP | 2017-06-11 11:00 | 2017-06-11 13:00 | 46.55 | 2017 | 4.89 | 2017-06-30
Spain | ESP | 2017-06-11 12:00 | 2017-06-11 14:00 | 46.02 | 2017 | 4.89 | 2017-06-30
Spain | ESP | 2017-06-11 13:00 | 2017-06-11 15:00 | 42.28 | 2017 | 4.89 | 2017-06-30
Spain | ESP | 2017-06-11 14:00 | 2017-06-11 16:00 | 41.89 | 2017 | 4.89 | 2017-06-30
Spain | ESP | 2017-06-11 15:00 | 2017-06-11 17:00 | 41.19 | 2017 | 4.89 | 2017-06-30
Spain | ESP | 2017-06-11 16:00 | 2017-06-11 18:00 | 41.19 | 2017 | 4.89 | 2017-06-30
Spain | ESP | 2017-06-11 17:00 | 2017-06-11 19:00 | 41.69 | 2017 | 4.89 | 2017-06-30
Spain | ESP | 2017-06-11 18:00 | 2017-06-11 20:00 | 41.99 | 2017 | 4.89 | 2017-06-30
Spain | ESP | 2017-06-11 19:00 | 2017-06-11 21:00 | 44.09 | 2017 | 4.89 | 2017-06-30
Spain | ESP | 2017-06-11 20:00 | 2017-06-11 22:00 | 46.24 | 2017 | 4.89 | 2017-06-30
Spain | ESP | 2017-06-11 21:00 | 2017-06-11 23:00 | 43.04 | 2017 | 4.89 | 2017-06-30
Spain | ESP | 2017-06-11 22:00 | 2017-06-12 | 41.59 | 2017 | 4.89 | 2017-06-30
Spain | ESP | 2017-06-11 23:00 | 2017-06-12 01:00 | 40.68 | 2017 | 4.89 | 2017-06-30
Spain | ESP | 2017-06-12 | 2017-06-12 02:00 | 40.54 | 2017 | 4.89 | 2017-06-30
Spain | ESP | 2017-06-12 01:00 | 2017-06-12 03:00 | 39.36 | 2017 | 4.89 | 2017-06-30
Spain | ESP | 2017-06-12 02:00 | 2017-06-12 04:00 | 40.54 | 2017 | 4.89 | 2017-06-30
Spain | ESP | 2017-06-12 03:00 | 2017-06-12 05:00 | 40.69 | 2017 | 4.89 | 2017-06-30
Spain | ESP | 2017-06-12 04:00 | 2017-06-12 06:00 | 41.91 | 2017 | 4.89 | 2017-06-30
Spain | ESP | 2017-06-12 05:00 | 2017-06-12 07:00 | 48.71 | 2017 | 4.89 | 2017-06-30
Spain | ESP | 2017-06-12 06:00 | 2017-06-12 08:00 | 51.51 | 2017 | 4.89 | 2017-06-30
Spain | ESP | 2017-06-12 07:00 | 2017-06-12 09:00 | 52.34 | 2017 | 4.89 | 2017-06-30
Spain | ESP | 2017-06-12 08:00 | 2017-06-12 10:00 | 52.99 | 2017 | 4.89 | 2017-06-30
Spain | ESP | 2017-06-12 09:00 | 2017-06-12 11:00 | 53.51 | 2017 | 4.89 | 2017-06-30
Spain | ESP | 2017-06-12 10:00 | 2017-06-12 12:00 | 54.03 | 2017 | 4.89 | 2017-06-30
Spain | ESP | 2017-06-12 11:00 | 2017-06-12 13:00 | 53.68 | 2017 | 4.89 | 2017-06-30
Spain | ESP | 2017-06-12 12:00 | 2017-06-12 14:00 | 52.99 | 2017 | 4.89 | 2017-06-30
Spain | ESP | 2017-06-12 13:00 | 2017-06-12 15:00 | 52.89 | 2017 | 4.89 | 2017-06-30
Spain | ESP | 2017-06-12 14:00 | 2017-06-12 16:00 | 52.99 | 2017 | 4.89 | 2017-06-30
Spain | ESP | 2017-06-12 15:00 | 2017-06-12 17:00 | 52.99 | 2017 | 4.89 | 2017-06-30
Spain | ESP | 2017-06-12 16:00 | 2017-06-12 18:00 | 52.48 | 2017 | 4.89 | 2017-06-30
Spain | ESP | 2017-06-12 17:00 | 2017-06-12 19:00 | 52.01 | 2017 | 4.89 | 2017-06-30
Spain | ESP | 2017-06-12 18:00 | 2017-06-12 20:00 | 52.89 | 2017 | 4.89 | 2017-06-30
Spain | ESP | 2017-06-12 19:00 | 2017-06-12 21:00 | 52.99 | 2017 | 4.89 | 2017-06-30
Spain | ESP | 2017-06-12 20:00 | 2017-06-12 22:00 | 51.04 | 2017 | 4.89 | 2017-06-30
Spain | ESP | 2017-06-12 21:00 | 2017-06-12 23:00 | 48.07 | 2017 | 4.89 | 2017-06-30
Spain | ESP | 2017-06-12 22:00 | 2017-06-13 | 47.13 | 2017 | 4.89 | 2017-06-30
Spain | ESP | 2017-06-12 23:00 | 2017-06-13 01:00 | 43.08 | 2017 | 4.89 | 2017-06-30
Spain | ESP | 2017-06-13 | 2017-06-13 02:00 | 42.01 | 2017 | 4.89 | 2017-06-30
Spain | ESP | 2017-06-13 01:00 | 2017-06-13 03:00 | 41.99 | 2017 | 4.89 | 2017-06-30
Spain | ESP | 2017-06-13 02:00 | 2017-06-13 04:00 | 42.19 | 2017 | 4.89 | 2017-06-30
Spain | ESP | 2017-06-13 03:00 | 2017-06-13 05:00 | 43.21 | 2017 | 4.89 | 2017-06-30
Spain | ESP | 2017-06-13 04:00 | 2017-06-13 06:00 | 46.01 | 2017 | 4.89 | 2017-06-30
Spain | ESP | 2017-06-13 05:00 | 2017-06-13 07:00 | 49.97 | 2017 | 4.89 | 2017-06-30
Spain | ESP | 2017-06-13 06:00 | 2017-06-13 08:00 | 52.71 | 2017 | 4.89 | 2017-06-30
Spain | ESP | 2017-06-13 07:00 | 2017-06-13 09:00 | 52.89 | 2017 | 4.89 | 2017-06-30
Spain | ESP | 2017-06-13 08:00 | 2017-06-13 10:00 | 53.03 | 2017 | 4.89 | 2017-06-30
Spain | ESP | 2017-06-13 09:00 | 2017-06-13 11:00 | 53.11 | 2017 | 4.89 | 2017-06-30
Spain | ESP | 2017-06-13 10:00 | 2017-06-13 12:00 | 53.99 | 2017 | 4.89 | 2017-06-30
Spain | ESP | 2017-06-13 11:00 | 2017-06-13 13:00 | 53.99 | 2017 | 4.89 | 2017-06-30
Spain | ESP | 2017-06-13 12:00 | 2017-06-13 14:00 | 53.69 | 2017 | 4.89 | 2017-06-30
Spain | ESP | 2017-06-13 13:00 | 2017-06-13 15:00 | 53.11 | 2017 | 4.89 | 2017-06-30
Spain | ESP | 2017-06-13 14:00 | 2017-06-13 16:00 | 53.54 | 2017 | 4.89 | 2017-06-30
Spain | ESP | 2017-06-13 15:00 | 2017-06-13 17:00 | 53.9 | 2017 | 4.89 | 2017-06-30
Spain | ESP | 2017-06-13 16:00 | 2017-06-13 18:00 | 53.6 | 2017 | 4.89 | 2017-06-30
Spain | ESP | 2017-06-13 17:00 | 2017-06-13 19:00 | 53.25 | 2017 | 4.89 | 2017-06-30
Spain | ESP | 2017-06-13 18:00 | 2017-06-13 20:00 | 54 | 2017 | 4.89 | 2017-06-30
Spain | ESP | 2017-06-13 19:00 | 2017-06-13 21:00 | 54.61 | 2017 | 4.89 | 2017-06-30
Spain | ESP | 2017-06-13 20:00 | 2017-06-13 22:00 | 54.49 | 2017 | 4.89 | 2017-06-30
Spain | ESP | 2017-06-13 21:00 | 2017-06-13 23:00 | 53.11 | 2017 | 4.89 | 2017-06-30
Spain | ESP | 2017-06-13 22:00 | 2017-06-14 | 53.1 | 2017 | 4.89 | 2017-06-30
Spain | ESP | 2017-06-13 23:00 | 2017-06-14 01:00 | 51.12 | 2017 | 4.89 | 2017-06-30
Spain | ESP | 2017-06-14 | 2017-06-14 02:00 | 49.97 | 2017 | 4.89 | 2017-06-30
Spain | ESP | 2017-06-14 01:00 | 2017-06-14 03:00 | 50.04 | 2017 | 4.89 | 2017-06-30
Spain | ESP | 2017-06-14 02:00 | 2017-06-14 04:00 | 50.51 | 2017 | 4.89 | 2017-06-30
Spain | ESP | 2017-06-14 03:00 | 2017-06-14 05:00 | 51.09 | 2017 | 4.89 | 2017-06-30
Spain | ESP | 2017-06-14 04:00 | 2017-06-14 06:00 | 53 | 2017 | 4.89 | 2017-06-30
Spain | ESP | 2017-06-14 05:00 | 2017-06-14 07:00 | 54.71 | 2017 | 4.89 | 2017-06-30
Spain | ESP | 2017-06-14 06:00 | 2017-06-14 08:00 | 55.45 | 2017 | 4.89 | 2017-06-30
Spain | ESP | 2017-06-14 07:00 | 2017-06-14 09:00 | 55.89 | 2017 | 4.89 | 2017-06-30
Spain | ESP | 2017-06-14 08:00 | 2017-06-14 10:00 | 55.89 | 2017 | 4.89 | 2017-06-30
Spain | ESP | 2017-06-14 09:00 | 2017-06-14 11:00 | 55.89 | 2017 | 4.89 | 2017-06-30
Spain | ESP | 2017-06-14 10:00 | 2017-06-14 12:00 | 56.29 | 2017 | 4.89 | 2017-06-30
Spain | ESP | 2017-06-14 11:00 | 2017-06-14 13:00 | 56 | 2017 | 4.89 | 2017-06-30
Spain | ESP | 2017-06-14 12:00 | 2017-06-14 14:00 | 55.3 | 2017 | 4.89 | 2017-06-30
Spain | ESP | 2017-06-14 13:00 | 2017-06-14 15:00 | 54.97 | 2017 | 4.89 | 2017-06-30
Spain | ESP | 2017-06-14 14:00 | 2017-06-14 16:00 | 54.93 | 2017 | 4.89 | 2017-06-30
Spain | ESP | 2017-06-14 15:00 | 2017-06-14 17:00 | 54.54 | 2017 | 4.89 | 2017-06-30
Spain | ESP | 2017-06-14 16:00 | 2017-06-14 18:00 | 54.5 | 2017 | 4.89 | 2017-06-30
Spain | ESP | 2017-06-14 17:00 | 2017-06-14 19:00 | 54.04 | 2017 | 4.89 | 2017-06-30
Spain | ESP | 2017-06-14 18:00 | 2017-06-14 20:00 | 53.69 | 2017 | 4.89 | 2017-06-30
Spain | ESP | 2017-06-14 19:00 | 2017-06-14 21:00 | 54.53 | 2017 | 4.89 | 2017-06-30
Spain | ESP | 2017-06-14 20:00 | 2017-06-14 22:00 | 53.1 | 2017 | 4.89 | 2017-06-30
Spain | ESP | 2017-06-14 21:00 | 2017-06-14 23:00 | 52.32 | 2017 | 4.89 | 2017-06-30
Spain | ESP | 2017-06-14 22:00 | 2017-06-15 | 54.97 | 2017 | 4.89 | 2017-06-30
Spain | ESP | 2017-06-14 23:00 | 2017-06-15 01:00 | 52.89 | 2017 | 4.89 | 2017-06-30
Spain | ESP | 2017-06-15 | 2017-06-15 02:00 | 51.57 | 2017 | 4.89 | 2017-06-30
Spain | ESP | 2017-06-15 01:00 | 2017-06-15 03:00 | 51.04 | 2017 | 4.89 | 2017-06-30
Spain | ESP | 2017-06-15 02:00 | 2017-06-15 04:00 | 51.04 | 2017 | 4.89 | 2017-06-30
Spain | ESP | 2017-06-15 03:00 | 2017-06-15 05:00 | 51.57 | 2017 | 4.89 | 2017-06-30
Spain | ESP | 2017-06-15 04:00 | 2017-06-15 06:00 | 51.57 | 2017 | 4.89 | 2017-06-30
Spain | ESP | 2017-06-15 05:00 | 2017-06-15 07:00 | 53.52 | 2017 | 4.89 | 2017-06-30
Spain | ESP | 2017-06-15 06:00 | 2017-06-15 08:00 | 54.71 | 2017 | 4.89 | 2017-06-30
Spain | ESP | 2017-06-15 07:00 | 2017-06-15 09:00 | 55.7 | 2017 | 4.89 | 2017-06-30
Spain | ESP | 2017-06-15 08:00 | 2017-06-15 10:00 | 55.23 | 2017 | 4.89 | 2017-06-30
Spain | ESP | 2017-06-15 09:00 | 2017-06-15 11:00 | 56.08 | 2017 | 4.89 | 2017-06-30
Spain | ESP | 2017-06-15 10:00 | 2017-06-15 12:00 | 57.5 | 2017 | 4.89 | 2017-06-30
Spain | ESP | 2017-06-15 11:00 | 2017-06-15 13:00 | 57.47 | 2017 | 4.89 | 2017-06-30
Spain | ESP | 2017-06-15 12:00 | 2017-06-15 14:00 | 55.55 | 2017 | 4.89 | 2017-06-30
Spain | ESP | 2017-06-15 13:00 | 2017-06-15 15:00 | 54.53 | 2017 | 4.89 | 2017-06-30
Spain | ESP | 2017-06-15 14:00 | 2017-06-15 16:00 | 54.04 | 2017 | 4.89 | 2017-06-30
Spain | ESP | 2017-06-15 15:00 | 2017-06-15 17:00 | 53.62 | 2017 | 4.89 | 2017-06-30
Spain | ESP | 2017-06-15 16:00 | 2017-06-15 18:00 | 53.1 | 2017 | 4.89 | 2017-06-30
Spain | ESP | 2017-06-15 17:00 | 2017-06-15 19:00 | 52.5 | 2017 | 4.89 | 2017-06-30
Spain | ESP | 2017-06-15 18:00 | 2017-06-15 20:00 | 52.69 | 2017 | 4.89 | 2017-06-30
Spain | ESP | 2017-06-15 19:00 | 2017-06-15 21:00 | 53 | 2017 | 4.89 | 2017-06-30
Spain | ESP | 2017-06-15 20:00 | 2017-06-15 22:00 | 53 | 2017 | 4.89 | 2017-06-30
Spain | ESP | 2017-06-15 21:00 | 2017-06-15 23:00 | 52.14 | 2017 | 4.89 | 2017-06-30
Spain | ESP | 2017-06-15 22:00 | 2017-06-16 | 51.17 | 2017 | 4.89 | 2017-06-30
Spain | ESP | 2017-06-15 23:00 | 2017-06-16 01:00 | 48.99 | 2017 | 4.89 | 2017-06-30
Spain | ESP | 2017-06-16 | 2017-06-16 02:00 | 44.86 | 2017 | 4.89 | 2017-06-30
Spain | ESP | 2017-06-16 01:00 | 2017-06-16 03:00 | 43.18 | 2017 | 4.89 | 2017-06-30
Spain | ESP | 2017-06-16 02:00 | 2017-06-16 04:00 | 43.1 | 2017 | 4.89 | 2017-06-30
Spain | ESP | 2017-06-16 03:00 | 2017-06-16 05:00 | 43.1 | 2017 | 4.89 | 2017-06-30
Spain | ESP | 2017-06-16 04:00 | 2017-06-16 06:00 | 45 | 2017 | 4.89 | 2017-06-30
Spain | ESP | 2017-06-16 05:00 | 2017-06-16 07:00 | 50.51 | 2017 | 4.89 | 2017-06-30
Spain | ESP | 2017-06-16 06:00 | 2017-06-16 08:00 | 52.37 | 2017 | 4.89 | 2017-06-30
Spain | ESP | 2017-06-16 07:00 | 2017-06-16 09:00 | 54.53 | 2017 | 4.89 | 2017-06-30
Spain | ESP | 2017-06-16 08:00 | 2017-06-16 10:00 | 54.87 | 2017 | 4.89 | 2017-06-30
Spain | ESP | 2017-06-16 09:00 | 2017-06-16 11:00 | 54.93 | 2017 | 4.89 | 2017-06-30
Spain | ESP | 2017-06-16 10:00 | 2017-06-16 12:00 | 55.02 | 2017 | 4.89 | 2017-06-30
Spain | ESP | 2017-06-16 11:00 | 2017-06-16 13:00 | 55.3 | 2017 | 4.89 | 2017-06-30
Spain | ESP | 2017-06-16 12:00 | 2017-06-16 14:00 | 55 | 2017 | 4.89 | 2017-06-30
Spain | ESP | 2017-06-16 13:00 | 2017-06-16 15:00 | 54.04 | 2017 | 4.89 | 2017-06-30
Spain | ESP | 2017-06-16 14:00 | 2017-06-16 16:00 | 54.04 | 2017 | 4.89 | 2017-06-30
Spain | ESP | 2017-06-16 15:00 | 2017-06-16 17:00 | 53.51 | 2017 | 4.89 | 2017-06-30
Spain | ESP | 2017-06-16 16:00 | 2017-06-16 18:00 | 53.1 | 2017 | 4.89 | 2017-06-30
Spain | ESP | 2017-06-16 17:00 | 2017-06-16 19:00 | 52.37 | 2017 | 4.89 | 2017-06-30
Spain | ESP | 2017-06-16 18:00 | 2017-06-16 20:00 | 51.89 | 2017 | 4.89 | 2017-06-30
Spain | ESP | 2017-06-16 19:00 | 2017-06-16 21:00 | 52.15 | 2017 | 4.89 | 2017-06-30
Spain | ESP | 2017-06-16 20:00 | 2017-06-16 22:00 | 51.04 | 2017 | 4.89 | 2017-06-30
Spain | ESP | 2017-06-16 21:00 | 2017-06-16 23:00 | 50.51 | 2017 | 4.89 | 2017-06-30
Spain | ESP | 2017-06-16 22:00 | 2017-06-17 | 51.89 | 2017 | 4.89 | 2017-06-30
Spain | ESP | 2017-06-16 23:00 | 2017-06-17 01:00 | 47.14 | 2017 | 4.89 | 2017-06-30
Spain | ESP | 2017-06-17 | 2017-06-17 02:00 | 43.1 | 2017 | 4.89 | 2017-06-30
Spain | ESP | 2017-06-17 01:00 | 2017-06-17 03:00 | 43.01 | 2017 | 4.89 | 2017-06-30
Spain | ESP | 2017-06-17 02:00 | 2017-06-17 04:00 | 43 | 2017 | 4.89 | 2017-06-30
Spain | ESP | 2017-06-17 03:00 | 2017-06-17 05:00 | 42.95 | 2017 | 4.89 | 2017-06-30
Spain | ESP | 2017-06-17 04:00 | 2017-06-17 06:00 | 42.95 | 2017 | 4.89 | 2017-06-30
Spain | ESP | 2017-06-17 05:00 | 2017-06-17 07:00 | 42.95 | 2017 | 4.89 | 2017-06-30
Spain | ESP | 2017-06-17 06:00 | 2017-06-17 08:00 | 46.52 | 2017 | 4.89 | 2017-06-30
Spain | ESP | 2017-06-17 07:00 | 2017-06-17 09:00 | 51.04 | 2017 | 4.89 | 2017-06-30
Spain | ESP | 2017-06-17 08:00 | 2017-06-17 10:00 | 53.62 | 2017 | 4.89 | 2017-06-30
Spain | ESP | 2017-06-17 09:00 | 2017-06-17 11:00 | 54.52 | 2017 | 4.89 | 2017-06-30
Spain | ESP | 2017-06-17 10:00 | 2017-06-17 12:00 | 55.55 | 2017 | 4.89 | 2017-06-30
Spain | ESP | 2017-06-17 11:00 | 2017-06-17 13:00 | 55.83 | 2017 | 4.89 | 2017-06-30
Spain | ESP | 2017-06-17 12:00 | 2017-06-17 14:00 | 55.81 | 2017 | 4.89 | 2017-06-30
Spain | ESP | 2017-06-17 13:00 | 2017-06-17 15:00 | 53.62 | 2017 | 4.89 | 2017-06-30
Spain | ESP | 2017-06-17 14:00 | 2017-06-17 16:00 | 52.15 | 2017 | 4.89 | 2017-06-30
Spain | ESP | 2017-06-17 15:00 | 2017-06-17 17:00 | 51.57 | 2017 | 4.89 | 2017-06-30
Spain | ESP | 2017-06-17 16:00 | 2017-06-17 18:00 | 51.89 | 2017 | 4.89 | 2017-06-30
Spain | ESP | 2017-06-17 17:00 | 2017-06-17 19:00 | 52.37 | 2017 | 4.89 | 2017-06-30
Spain | ESP | 2017-06-17 18:00 | 2017-06-17 20:00 | 53.4 | 2017 | 4.89 | 2017-06-30
Spain | ESP | 2017-06-17 19:00 | 2017-06-17 21:00 | 54.87 | 2017 | 4.89 | 2017-06-30
Spain | ESP | 2017-06-17 20:00 | 2017-06-17 22:00 | 54.04 | 2017 | 4.89 | 2017-06-30
Spain | ESP | 2017-06-17 21:00 | 2017-06-17 23:00 | 51.57 | 2017 | 4.89 | 2017-06-30
Spain | ESP | 2017-06-17 22:00 | 2017-06-18 | 51.87 | 2017 | 4.89 | 2017-06-30
Spain | ESP | 2017-06-17 23:00 | 2017-06-18 01:00 | 48.01 | 2017 | 4.89 | 2017-06-30
Spain | ESP | 2017-06-18 | 2017-06-18 02:00 | 43.99 | 2017 | 4.89 | 2017-06-30
Spain | ESP | 2017-06-18 01:00 | 2017-06-18 03:00 | 43.79 | 2017 | 4.89 | 2017-06-30
Spain | ESP | 2017-06-18 02:00 | 2017-06-18 04:00 | 43.99 | 2017 | 4.89 | 2017-06-30
Spain | ESP | 2017-06-18 03:00 | 2017-06-18 05:00 | 43.99 | 2017 | 4.89 | 2017-06-30
Spain | ESP | 2017-06-18 04:00 | 2017-06-18 06:00 | 43.74 | 2017 | 4.89 | 2017-06-30
Spain | ESP | 2017-06-18 05:00 | 2017-06-18 07:00 | 43.54 | 2017 | 4.89 | 2017-06-30
Spain | ESP | 2017-06-18 06:00 | 2017-06-18 08:00 | 43.99 | 2017 | 4.89 | 2017-06-30
Spain | ESP | 2017-06-18 07:00 | 2017-06-18 09:00 | 45.77 | 2017 | 4.89 | 2017-06-30
Spain | ESP | 2017-06-18 08:00 | 2017-06-18 10:00 | 49.21 | 2017 | 4.89 | 2017-06-30
Spain | ESP | 2017-06-18 09:00 | 2017-06-18 11:00 | 51.57 | 2017 | 4.89 | 2017-06-30
Spain | ESP | 2017-06-18 10:00 | 2017-06-18 12:00 | 51.87 | 2017 | 4.89 | 2017-06-30
Spain | ESP | 2017-06-18 11:00 | 2017-06-18 13:00 | 53.17 | 2017 | 4.89 | 2017-06-30
Spain | ESP | 2017-06-18 12:00 | 2017-06-18 14:00 | 53.9 | 2017 | 4.89 | 2017-06-30
Spain | ESP | 2017-06-18 13:00 | 2017-06-18 15:00 | 53.1 | 2017 | 4.89 | 2017-06-30
Spain | ESP | 2017-06-18 14:00 | 2017-06-18 16:00 | 52.81 | 2017 | 4.89 | 2017-06-30
Spain | ESP | 2017-06-18 15:00 | 2017-06-18 17:00 | 52.71 | 2017 | 4.89 | 2017-06-30
Spain | ESP | 2017-06-18 16:00 | 2017-06-18 18:00 | 54.35 | 2017 | 4.89 | 2017-06-30
Spain | ESP | 2017-06-18 17:00 | 2017-06-18 19:00 | 54.37 | 2017 | 4.89 | 2017-06-30
Spain | ESP | 2017-06-18 18:00 | 2017-06-18 20:00 | 55.87 | 2017 | 4.89 | 2017-06-30
Spain | ESP | 2017-06-18 19:00 | 2017-06-18 21:00 | 57.6 | 2017 | 4.89 | 2017-06-30
Spain | ESP | 2017-06-18 20:00 | 2017-06-18 22:00 | 59.05 | 2017 | 4.89 | 2017-06-30
Spain | ESP | 2017-06-18 21:00 | 2017-06-18 23:00 | 56.4 | 2017 | 4.89 | 2017-06-30
Spain | ESP | 2017-06-18 22:00 | 2017-06-19 | 54.04 | 2017 | 4.89 | 2017-06-30
Spain | ESP | 2017-06-18 23:00 | 2017-06-19 01:00 | 46.05 | 2017 | 4.89 | 2017-06-30
Spain | ESP | 2017-06-19 | 2017-06-19 02:00 | 43.98 | 2017 | 4.89 | 2017-06-30
Spain | ESP | 2017-06-19 01:00 | 2017-06-19 03:00 | 42.77 | 2017 | 4.89 | 2017-06-30
Spain | ESP | 2017-06-19 02:00 | 2017-06-19 04:00 | 42.4 | 2017 | 4.89 | 2017-06-30
Spain | ESP | 2017-06-19 03:00 | 2017-06-19 05:00 | 43.19 | 2017 | 4.89 | 2017-06-30
Spain | ESP | 2017-06-19 04:00 | 2017-06-19 06:00 | 45.95 | 2017 | 4.89 | 2017-06-30
Spain | ESP | 2017-06-19 05:00 | 2017-06-19 07:00 | 52.28 | 2017 | 4.89 | 2017-06-30
Spain | ESP | 2017-06-19 06:00 | 2017-06-19 08:00 | 54.9 | 2017 | 4.89 | 2017-06-30
Spain | ESP | 2017-06-19 07:00 | 2017-06-19 09:00 | 55.81 | 2017 | 4.89 | 2017-06-30
Spain | ESP | 2017-06-19 08:00 | 2017-06-19 10:00 | 54.83 | 2017 | 4.89 | 2017-06-30
Spain | ESP | 2017-06-19 09:00 | 2017-06-19 11:00 | 54.87 | 2017 | 4.89 | 2017-06-30
Spain | ESP | 2017-06-19 10:00 | 2017-06-19 12:00 | 56.08 | 2017 | 4.89 | 2017-06-30
Spain | ESP | 2017-06-19 11:00 | 2017-06-19 13:00 | 56.69 | 2017 | 4.89 | 2017-06-30
Spain | ESP | 2017-06-19 12:00 | 2017-06-19 14:00 | 56.75 | 2017 | 4.89 | 2017-06-30
Spain | ESP | 2017-06-19 13:00 | 2017-06-19 15:00 | 56.9 | 2017 | 4.89 | 2017-06-30
Spain | ESP | 2017-06-19 14:00 | 2017-06-19 16:00 | 57.19 | 2017 | 4.89 | 2017-06-30
Spain | ESP | 2017-06-19 15:00 | 2017-06-19 17:00 | 58.03 | 2017 | 4.89 | 2017-06-30
Spain | ESP | 2017-06-19 16:00 | 2017-06-19 18:00 | 57.59 | 2017 | 4.89 | 2017-06-30
Spain | ESP | 2017-06-19 17:00 | 2017-06-19 19:00 | 57.07 | 2017 | 4.89 | 2017-06-30
Spain | ESP | 2017-06-19 18:00 | 2017-06-19 20:00 | 57.19 | 2017 | 4.89 | 2017-06-30
Spain | ESP | 2017-06-19 19:00 | 2017-06-19 21:00 | 57.5 | 2017 | 4.89 | 2017-06-30
Spain | ESP | 2017-06-19 20:00 | 2017-06-19 22:00 | 56.69 | 2017 | 4.89 | 2017-06-30
Spain | ESP | 2017-06-19 21:00 | 2017-06-19 23:00 | 54.04 | 2017 | 4.89 | 2017-06-30
Spain | ESP | 2017-06-19 22:00 | 2017-06-20 | 56.75 | 2017 | 4.89 | 2017-06-30
Spain | ESP | 2017-06-19 23:00 | 2017-06-20 01:00 | 51.04 | 2017 | 4.89 | 2017-06-30
Spain | ESP | 2017-06-20 | 2017-06-20 02:00 | 48.69 | 2017 | 4.89 | 2017-06-30
Spain | ESP | 2017-06-20 01:00 | 2017-06-20 03:00 | 48.69 | 2017 | 4.89 | 2017-06-30
Spain | ESP | 2017-06-20 02:00 | 2017-06-20 04:00 | 47.97 | 2017 | 4.89 | 2017-06-30
Spain | ESP | 2017-06-20 03:00 | 2017-06-20 05:00 | 47.61 | 2017 | 4.89 | 2017-06-30
Spain | ESP | 2017-06-20 04:00 | 2017-06-20 06:00 | 48.69 | 2017 | 4.89 | 2017-06-30
Spain | ESP | 2017-06-20 05:00 | 2017-06-20 07:00 | 52.15 | 2017 | 4.89 | 2017-06-30
Spain | ESP | 2017-06-20 06:00 | 2017-06-20 08:00 | 54.89 | 2017 | 4.89 | 2017-06-30
Spain | ESP | 2017-06-20 07:00 | 2017-06-20 09:00 | 54.83 | 2017 | 4.89 | 2017-06-30
Spain | ESP | 2017-06-20 08:00 | 2017-06-20 10:00 | 54.85 | 2017 | 4.89 | 2017-06-30
Spain | ESP | 2017-06-20 09:00 | 2017-06-20 11:00 | 54.83 | 2017 | 4.89 | 2017-06-30
Spain | ESP | 2017-06-20 10:00 | 2017-06-20 12:00 | 56.75 | 2017 | 4.89 | 2017-06-30
Spain | ESP | 2017-06-20 11:00 | 2017-06-20 13:00 | 57.01 | 2017 | 4.89 | 2017-06-30
Spain | ESP | 2017-06-20 12:00 | 2017-06-20 14:00 | 56.93 | 2017 | 4.89 | 2017-06-30
Spain | ESP | 2017-06-20 13:00 | 2017-06-20 15:00 | 56.75 | 2017 | 4.89 | 2017-06-30
Spain | ESP | 2017-06-20 14:00 | 2017-06-20 16:00 | 56.75 | 2017 | 4.89 | 2017-06-30
Spain | ESP | 2017-06-20 15:00 | 2017-06-20 17:00 | 56.93 | 2017 | 4.89 | 2017-06-30
Spain | ESP | 2017-06-20 16:00 | 2017-06-20 18:00 | 56.75 | 2017 | 4.89 | 2017-06-30
Spain | ESP | 2017-06-20 17:00 | 2017-06-20 19:00 | 56 | 2017 | 4.89 | 2017-06-30
Spain | ESP | 2017-06-20 18:00 | 2017-06-20 20:00 | 56.69 | 2017 | 4.89 | 2017-06-30
Spain | ESP | 2017-06-20 19:00 | 2017-06-20 21:00 | 58.03 | 2017 | 4.89 | 2017-06-30
Spain | ESP | 2017-06-20 20:00 | 2017-06-20 22:00 | 57.59 | 2017 | 4.89 | 2017-06-30
Spain | ESP | 2017-06-20 21:00 | 2017-06-20 23:00 | 53.89 | 2017 | 4.89 | 2017-06-30
Spain | ESP | 2017-06-20 22:00 | 2017-06-21 | 59.84 | 2017 | 4.89 | 2017-06-30
Spain | ESP | 2017-06-20 23:00 | 2017-06-21 01:00 | 54.21 | 2017 | 4.89 | 2017-06-30
Spain | ESP | 2017-06-21 | 2017-06-21 02:00 | 51.57 | 2017 | 4.89 | 2017-06-30
Spain | ESP | 2017-06-21 01:00 | 2017-06-21 03:00 | 51.04 | 2017 | 4.89 | 2017-06-30
Spain | ESP | 2017-06-21 02:00 | 2017-06-21 04:00 | 50.97 | 2017 | 4.89 | 2017-06-30
Spain | ESP | 2017-06-21 03:00 | 2017-06-21 05:00 | 51.57 | 2017 | 4.89 | 2017-06-30
Spain | ESP | 2017-06-21 04:00 | 2017-06-21 06:00 | 54.04 | 2017 | 4.89 | 2017-06-30
Spain | ESP | 2017-06-21 05:00 | 2017-06-21 07:00 | 58.01 | 2017 | 4.89 | 2017-06-30
Spain | ESP | 2017-06-21 06:00 | 2017-06-21 08:00 | 58.62 | 2017 | 4.89 | 2017-06-30
Spain | ESP | 2017-06-21 07:00 | 2017-06-21 09:00 | 57.52 | 2017 | 4.89 | 2017-06-30
Spain | ESP | 2017-06-21 08:00 | 2017-06-21 10:00 | 57.35 | 2017 | 4.89 | 2017-06-30
Spain | ESP | 2017-06-21 09:00 | 2017-06-21 11:00 | 57.61 | 2017 | 4.89 | 2017-06-30
Spain | ESP | 2017-06-21 10:00 | 2017-06-21 12:00 | 58.99 | 2017 | 4.89 | 2017-06-30
Spain | ESP | 2017-06-21 11:00 | 2017-06-21 13:00 | 59 | 2017 | 4.89 | 2017-06-30
Spain | ESP | 2017-06-21 12:00 | 2017-06-21 14:00 | 58.99 | 2017 | 4.89 | 2017-06-30
Spain | ESP | 2017-06-21 13:00 | 2017-06-21 15:00 | 58.93 | 2017 | 4.89 | 2017-06-30
Spain | ESP | 2017-06-21 14:00 | 2017-06-21 16:00 | 59.03 | 2017 | 4.89 | 2017-06-30
Spain | ESP | 2017-06-21 15:00 | 2017-06-21 17:00 | 59.03 | 2017 | 4.89 | 2017-06-30
Spain | ESP | 2017-06-21 16:00 | 2017-06-21 18:00 | 58.62 | 2017 | 4.89 | 2017-06-30
Spain | ESP | 2017-06-21 17:00 | 2017-06-21 19:00 | 58 | 2017 | 4.89 | 2017-06-30
Spain | ESP | 2017-06-21 18:00 | 2017-06-21 20:00 | 58.43 | 2017 | 4.89 | 2017-06-30
Spain | ESP | 2017-06-21 19:00 | 2017-06-21 21:00 | 59.35 | 2017 | 4.89 | 2017-06-30
Spain | ESP | 2017-06-21 20:00 | 2017-06-21 22:00 | 58.62 | 2017 | 4.89 | 2017-06-30
Spain | ESP | 2017-06-21 21:00 | 2017-06-21 23:00 | 54.83 | 2017 | 4.89 | 2017-06-30
Spain | ESP | 2017-06-21 22:00 | 2017-06-22 | 59.99 | 2017 | 4.89 | 2017-06-30
Spain | ESP | 2017-06-21 23:00 | 2017-06-22 01:00 | 55.21 | 2017 | 4.89 | 2017-06-30
Spain | ESP | 2017-06-22 | 2017-06-22 02:00 | 51.57 | 2017 | 4.89 | 2017-06-30
Spain | ESP | 2017-06-22 01:00 | 2017-06-22 03:00 | 50.54 | 2017 | 4.89 | 2017-06-30
Spain | ESP | 2017-06-22 02:00 | 2017-06-22 04:00 | 50 | 2017 | 4.89 | 2017-06-30
Spain | ESP | 2017-06-22 03:00 | 2017-06-22 05:00 | 49.93 | 2017 | 4.89 | 2017-06-30
Spain | ESP | 2017-06-22 04:00 | 2017-06-22 06:00 | 50.54 | 2017 | 4.89 | 2017-06-30
Spain | ESP | 2017-06-22 05:00 | 2017-06-22 07:00 | 56.2 | 2017 | 4.89 | 2017-06-30
Spain | ESP | 2017-06-22 06:00 | 2017-06-22 08:00 | 58.62 | 2017 | 4.89 | 2017-06-30
Spain | ESP | 2017-06-22 07:00 | 2017-06-22 09:00 | 56.57 | 2017 | 4.89 | 2017-06-30
Spain | ESP | 2017-06-22 08:00 | 2017-06-22 10:00 | 56.75 | 2017 | 4.89 | 2017-06-30
Spain | ESP | 2017-06-22 09:00 | 2017-06-22 11:00 | 57 | 2017 | 4.89 | 2017-06-30
Spain | ESP | 2017-06-22 10:00 | 2017-06-22 12:00 | 59 | 2017 | 4.89 | 2017-06-30
Spain | ESP | 2017-06-22 11:00 | 2017-06-22 13:00 | 59.03 | 2017 | 4.89 | 2017-06-30
Spain | ESP | 2017-06-22 12:00 | 2017-06-22 14:00 | 59 | 2017 | 4.89 | 2017-06-30
Spain | ESP | 2017-06-22 13:00 | 2017-06-22 15:00 | 58.8 | 2017 | 4.89 | 2017-06-30
Spain | ESP | 2017-06-22 14:00 | 2017-06-22 16:00 | 58.62 | 2017 | 4.89 | 2017-06-30
Spain | ESP | 2017-06-22 15:00 | 2017-06-22 17:00 | 58.1 | 2017 | 4.89 | 2017-06-30
Spain | ESP | 2017-06-22 16:00 | 2017-06-22 18:00 | 56.93 | 2017 | 4.89 | 2017-06-30
Spain | ESP | 2017-06-22 17:00 | 2017-06-22 19:00 | 56.75 | 2017 | 4.89 | 2017-06-30
Spain | ESP | 2017-06-22 18:00 | 2017-06-22 20:00 | 56.93 | 2017 | 4.89 | 2017-06-30
Spain | ESP | 2017-06-22 19:00 | 2017-06-22 21:00 | 57.85 | 2017 | 4.89 | 2017-06-30
Spain | ESP | 2017-06-22 20:00 | 2017-06-22 22:00 | 56.88 | 2017 | 4.89 | 2017-06-30
Spain | ESP | 2017-06-22 21:00 | 2017-06-22 23:00 | 52.86 | 2017 | 4.89 | 2017-06-30
Spain | ESP | 2017-06-22 22:00 | 2017-06-23 | 54.52 | 2017 | 4.89 | 2017-06-30
Spain | ESP | 2017-06-22 23:00 | 2017-06-23 01:00 | 48.77 | 2017 | 4.89 | 2017-06-30
Spain | ESP | 2017-06-23 | 2017-06-23 02:00 | 45.8 | 2017 | 4.89 | 2017-06-30
Spain | ESP | 2017-06-23 01:00 | 2017-06-23 03:00 | 45.6 | 2017 | 4.89 | 2017-06-30
Spain | ESP | 2017-06-23 02:00 | 2017-06-23 04:00 | 45.8 | 2017 | 4.89 | 2017-06-30
Spain | ESP | 2017-06-23 03:00 | 2017-06-23 05:00 | 45.83 | 2017 | 4.89 | 2017-06-30
Spain | ESP | 2017-06-23 04:00 | 2017-06-23 06:00 | 47.28 | 2017 | 4.89 | 2017-06-30
Spain | ESP | 2017-06-23 05:00 | 2017-06-23 07:00 | 53.25 | 2017 | 4.89 | 2017-06-30
Spain | ESP | 2017-06-23 06:00 | 2017-06-23 08:00 | 58 | 2017 | 4.89 | 2017-06-30
Spain | ESP | 2017-06-23 07:00 | 2017-06-23 09:00 | 57.61 | 2017 | 4.89 | 2017-06-30
Spain | ESP | 2017-06-23 08:00 | 2017-06-23 10:00 | 58.01 | 2017 | 4.89 | 2017-06-30
Spain | ESP | 2017-06-23 09:00 | 2017-06-23 11:00 | 58.1 | 2017 | 4.89 | 2017-06-30
Spain | ESP | 2017-06-23 10:00 | 2017-06-23 12:00 | 59.2 | 2017 | 4.89 | 2017-06-30
Spain | ESP | 2017-06-23 11:00 | 2017-06-23 13:00 | 59.15 | 2017 | 4.89 | 2017-06-30
Spain | ESP | 2017-06-23 12:00 | 2017-06-23 14:00 | 58.03 | 2017 | 4.89 | 2017-06-30
Spain | ESP | 2017-06-23 13:00 | 2017-06-23 15:00 | 57.61 | 2017 | 4.89 | 2017-06-30
Spain | ESP | 2017-06-23 14:00 | 2017-06-23 16:00 | 56.75 | 2017 | 4.89 | 2017-06-30
Spain | ESP | 2017-06-23 15:00 | 2017-06-23 17:00 | 54.04 | 2017 | 4.89 | 2017-06-30
Spain | ESP | 2017-06-23 16:00 | 2017-06-23 18:00 | 52.38 | 2017 | 4.89 | 2017-06-30
Spain | ESP | 2017-06-23 17:00 | 2017-06-23 19:00 | 52.02 | 2017 | 4.89 | 2017-06-30
Spain | ESP | 2017-06-23 18:00 | 2017-06-23 20:00 | 51.57 | 2017 | 4.89 | 2017-06-30
Spain | ESP | 2017-06-23 19:00 | 2017-06-23 21:00 | 52.02 | 2017 | 4.89 | 2017-06-30
Spain | ESP | 2017-06-23 20:00 | 2017-06-23 22:00 | 50 | 2017 | 4.89 | 2017-06-30
Spain | ESP | 2017-06-23 21:00 | 2017-06-23 23:00 | 45.8 | 2017 | 4.89 | 2017-06-30
Spain | ESP | 2017-06-23 22:00 | 2017-06-24 | 56.75 | 2017 | 4.89 | 2017-06-30
Spain | ESP | 2017-06-23 23:00 | 2017-06-24 01:00 | 50.69 | 2017 | 4.89 | 2017-06-30
Spain | ESP | 2017-06-24 | 2017-06-24 02:00 | 46.15 | 2017 | 4.89 | 2017-06-30
Spain | ESP | 2017-06-24 01:00 | 2017-06-24 03:00 | 46.23 | 2017 | 4.89 | 2017-06-30
Spain | ESP | 2017-06-24 02:00 | 2017-06-24 04:00 | 45.95 | 2017 | 4.89 | 2017-06-30
Spain | ESP | 2017-06-24 03:00 | 2017-06-24 05:00 | 45.95 | 2017 | 4.89 | 2017-06-30
Spain | ESP | 2017-06-24 04:00 | 2017-06-24 06:00 | 45.6 | 2017 | 4.89 | 2017-06-30
Spain | ESP | 2017-06-24 05:00 | 2017-06-24 07:00 | 45.8 | 2017 | 4.89 | 2017-06-30
Spain | ESP | 2017-06-24 06:00 | 2017-06-24 08:00 | 49.99 | 2017 | 4.89 | 2017-06-30
Spain | ESP | 2017-06-24 07:00 | 2017-06-24 09:00 | 53.02 | 2017 | 4.89 | 2017-06-30
Spain | ESP | 2017-06-24 08:00 | 2017-06-24 10:00 | 57 | 2017 | 4.89 | 2017-06-30
Spain | ESP | 2017-06-24 09:00 | 2017-06-24 11:00 | 57.07 | 2017 | 4.89 | 2017-06-30
Spain | ESP | 2017-06-24 10:00 | 2017-06-24 12:00 | 57.85 | 2017 | 4.89 | 2017-06-30
Spain | ESP | 2017-06-24 11:00 | 2017-06-24 13:00 | 58 | 2017 | 4.89 | 2017-06-30
Spain | ESP | 2017-06-24 12:00 | 2017-06-24 14:00 | 57.04 | 2017 | 4.89 | 2017-06-30
Spain | ESP | 2017-06-24 13:00 | 2017-06-24 15:00 | 53 | 2017 | 4.89 | 2017-06-30
Spain | ESP | 2017-06-24 14:00 | 2017-06-24 16:00 | 51.97 | 2017 | 4.89 | 2017-06-30
Spain | ESP | 2017-06-24 15:00 | 2017-06-24 17:00 | 51.95 | 2017 | 4.89 | 2017-06-30
Spain | ESP | 2017-06-24 16:00 | 2017-06-24 18:00 | 51.77 | 2017 | 4.89 | 2017-06-30
Spain | ESP | 2017-06-24 17:00 | 2017-06-24 19:00 | 51.95 | 2017 | 4.89 | 2017-06-30
Spain | ESP | 2017-06-24 18:00 | 2017-06-24 20:00 | 51.95 | 2017 | 4.89 | 2017-06-30
Spain | ESP | 2017-06-24 19:00 | 2017-06-24 21:00 | 53 | 2017 | 4.89 | 2017-06-30
Spain | ESP | 2017-06-24 20:00 | 2017-06-24 22:00 | 55.62 | 2017 | 4.89 | 2017-06-30
Spain | ESP | 2017-06-24 21:00 | 2017-06-24 23:00 | 52.71 | 2017 | 4.89 | 2017-06-30
Spain | ESP | 2017-06-24 22:00 | 2017-06-25 | 52.11 | 2017 | 4.89 | 2017-06-30
Spain | ESP | 2017-06-24 23:00 | 2017-06-25 01:00 | 47.7 | 2017 | 4.89 | 2017-06-30
Spain | ESP | 2017-06-25 | 2017-06-25 02:00 | 44.7 | 2017 | 4.89 | 2017-06-30
Spain | ESP | 2017-06-25 01:00 | 2017-06-25 03:00 | 43.02 | 2017 | 4.89 | 2017-06-30
Spain | ESP | 2017-06-25 02:00 | 2017-06-25 04:00 | 42.61 | 2017 | 4.89 | 2017-06-30
Spain | ESP | 2017-06-25 03:00 | 2017-06-25 05:00 | 42.53 | 2017 | 4.89 | 2017-06-30
Spain | ESP | 2017-06-25 04:00 | 2017-06-25 06:00 | 42.43 | 2017 | 4.89 | 2017-06-30
Spain | ESP | 2017-06-25 05:00 | 2017-06-25 07:00 | 42.36 | 2017 | 4.89 | 2017-06-30
Spain | ESP | 2017-06-25 06:00 | 2017-06-25 08:00 | 42.38 | 2017 | 4.89 | 2017-06-30
Spain | ESP | 2017-06-25 07:00 | 2017-06-25 09:00 | 43.35 | 2017 | 4.89 | 2017-06-30
Spain | ESP | 2017-06-25 08:00 | 2017-06-25 10:00 | 44.95 | 2017 | 4.89 | 2017-06-30
Spain | ESP | 2017-06-25 09:00 | 2017-06-25 11:00 | 44.95 | 2017 | 4.89 | 2017-06-30
Spain | ESP | 2017-06-25 10:00 | 2017-06-25 12:00 | 45.4 | 2017 | 4.89 | 2017-06-30
Spain | ESP | 2017-06-25 11:00 | 2017-06-25 13:00 | 48.78 | 2017 | 4.89 | 2017-06-30
Spain | ESP | 2017-06-25 12:00 | 2017-06-25 14:00 | 48.78 | 2017 | 4.89 | 2017-06-30
Spain | ESP | 2017-06-25 13:00 | 2017-06-25 15:00 | 46.23 | 2017 | 4.89 | 2017-06-30
Spain | ESP | 2017-06-25 14:00 | 2017-06-25 16:00 | 45.15 | 2017 | 4.89 | 2017-06-30
Spain | ESP | 2017-06-25 15:00 | 2017-06-25 17:00 | 45.05 | 2017 | 4.89 | 2017-06-30
Spain | ESP | 2017-06-25 16:00 | 2017-06-25 18:00 | 50 | 2017 | 4.89 | 2017-06-30
Spain | ESP | 2017-06-25 17:00 | 2017-06-25 19:00 | 52.12 | 2017 | 4.89 | 2017-06-30
Spain | ESP | 2017-06-25 18:00 | 2017-06-25 20:00 | 54.52 | 2017 | 4.89 | 2017-06-30
Spain | ESP | 2017-06-25 19:00 | 2017-06-25 21:00 | 59.15 | 2017 | 4.89 | 2017-06-30
Spain | ESP | 2017-06-25 20:00 | 2017-06-25 22:00 | 60.15 | 2017 | 4.89 | 2017-06-30
Spain | ESP | 2017-06-25 21:00 | 2017-06-25 23:00 | 59.99 | 2017 | 4.89 | 2017-06-30
Spain | ESP | 2017-06-25 22:00 | 2017-06-26 | 56.96 | 2017 | 4.89 | 2017-06-30
Spain | ESP | 2017-06-25 23:00 | 2017-06-26 01:00 | 53 | 2017 | 4.89 | 2017-06-30
Spain | ESP | 2017-06-26 | 2017-06-26 02:00 | 51.04 | 2017 | 4.89 | 2017-06-30
Spain | ESP | 2017-06-26 01:00 | 2017-06-26 03:00 | 50.54 | 2017 | 4.89 | 2017-06-30
Spain | ESP | 2017-06-26 02:00 | 2017-06-26 04:00 | 50.53 | 2017 | 4.89 | 2017-06-30
Spain | ESP | 2017-06-26 03:00 | 2017-06-26 05:00 | 50.54 | 2017 | 4.89 | 2017-06-30
Spain | ESP | 2017-06-26 04:00 | 2017-06-26 06:00 | 53.02 | 2017 | 4.89 | 2017-06-30
Spain | ESP | 2017-06-26 05:00 | 2017-06-26 07:00 | 56.69 | 2017 | 4.89 | 2017-06-30
Spain | ESP | 2017-06-26 06:00 | 2017-06-26 08:00 | 56.93 | 2017 | 4.89 | 2017-06-30
Spain | ESP | 2017-06-26 07:00 | 2017-06-26 09:00 | 55.96 | 2017 | 4.89 | 2017-06-30
Spain | ESP | 2017-06-26 08:00 | 2017-06-26 10:00 | 55.77 | 2017 | 4.89 | 2017-06-30
Spain | ESP | 2017-06-26 09:00 | 2017-06-26 11:00 | 55.77 | 2017 | 4.89 | 2017-06-30
Spain | ESP | 2017-06-26 10:00 | 2017-06-26 12:00 | 55.89 | 2017 | 4.89 | 2017-06-30
Spain | ESP | 2017-06-26 11:00 | 2017-06-26 13:00 | 55.89 | 2017 | 4.89 | 2017-06-30
Spain | ESP | 2017-06-26 12:00 | 2017-06-26 14:00 | 55.65 | 2017 | 4.89 | 2017-06-30
Spain | ESP | 2017-06-26 13:00 | 2017-06-26 15:00 | 54.69 | 2017 | 4.89 | 2017-06-30
Spain | ESP | 2017-06-26 14:00 | 2017-06-26 16:00 | 54.52 | 2017 | 4.89 | 2017-06-30
Spain | ESP | 2017-06-26 15:00 | 2017-06-26 17:00 | 55.77 | 2017 | 4.89 | 2017-06-30
Spain | ESP | 2017-06-26 16:00 | 2017-06-26 18:00 | 54.96 | 2017 | 4.89 | 2017-06-30
Spain | ESP | 2017-06-26 17:00 | 2017-06-26 19:00 | 55.2 | 2017 | 4.89 | 2017-06-30
Spain | ESP | 2017-06-26 18:00 | 2017-06-26 20:00 | 55.77 | 2017 | 4.89 | 2017-06-30
Spain | ESP | 2017-06-26 19:00 | 2017-06-26 21:00 | 56.89 | 2017 | 4.89 | 2017-06-30
Spain | ESP | 2017-06-26 20:00 | 2017-06-26 22:00 | 56.34 | 2017 | 4.89 | 2017-06-30
Spain | ESP | 2017-06-26 21:00 | 2017-06-26 23:00 | 53 | 2017 | 4.89 | 2017-06-30
Spain | ESP | 2017-06-26 22:00 | 2017-06-27 | 57.77 | 2017 | 4.89 | 2017-06-30
Spain | ESP | 2017-06-26 23:00 | 2017-06-27 01:00 | 55.65 | 2017 | 4.89 | 2017-06-30
Spain | ESP | 2017-06-27 | 2017-06-27 02:00 | 53.02 | 2017 | 4.89 | 2017-06-30
Spain | ESP | 2017-06-27 01:00 | 2017-06-27 03:00 | 52.12 | 2017 | 4.89 | 2017-06-30
Spain | ESP | 2017-06-27 02:00 | 2017-06-27 04:00 | 51.04 | 2017 | 4.89 | 2017-06-30
Spain | ESP | 2017-06-27 03:00 | 2017-06-27 05:00 | 50.59 | 2017 | 4.89 | 2017-06-30
Spain | ESP | 2017-06-27 04:00 | 2017-06-27 06:00 | 52.32 | 2017 | 4.89 | 2017-06-30
Spain | ESP | 2017-06-27 05:00 | 2017-06-27 07:00 | 57.1 | 2017 | 4.89 | 2017-06-30
Spain | ESP | 2017-06-27 06:00 | 2017-06-27 08:00 | 58.57 | 2017 | 4.89 | 2017-06-30
Spain | ESP | 2017-06-27 07:00 | 2017-06-27 09:00 | 58.59 | 2017 | 4.89 | 2017-06-30
Spain | ESP | 2017-06-27 08:00 | 2017-06-27 10:00 | 56.93 | 2017 | 4.89 | 2017-06-30
Spain | ESP | 2017-06-27 09:00 | 2017-06-27 11:00 | 55.97 | 2017 | 4.89 | 2017-06-30
Spain | ESP | 2017-06-27 10:00 | 2017-06-27 12:00 | 54.96 | 2017 | 4.89 | 2017-06-30
Spain | ESP | 2017-06-27 11:00 | 2017-06-27 13:00 | 52.28 | 2017 | 4.89 | 2017-06-30
Spain | ESP | 2017-06-27 12:00 | 2017-06-27 14:00 | 50.53 | 2017 | 4.89 | 2017-06-30
Spain | ESP | 2017-06-27 13:00 | 2017-06-27 15:00 | 49 | 2017 | 4.89 | 2017-06-30
Spain | ESP | 2017-06-27 14:00 | 2017-06-27 16:00 | 46.28 | 2017 | 4.89 | 2017-06-30
Spain | ESP | 2017-06-27 15:00 | 2017-06-27 17:00 | 45.2 | 2017 | 4.89 | 2017-06-30
Spain | ESP | 2017-06-27 16:00 | 2017-06-27 18:00 | 44.95 | 2017 | 4.89 | 2017-06-30
Spain | ESP | 2017-06-27 17:00 | 2017-06-27 19:00 | 43.95 | 2017 | 4.89 | 2017-06-30
Spain | ESP | 2017-06-27 18:00 | 2017-06-27 20:00 | 44.95 | 2017 | 4.89 | 2017-06-30
Spain | ESP | 2017-06-27 19:00 | 2017-06-27 21:00 | 46.28 | 2017 | 4.89 | 2017-06-30
Spain | ESP | 2017-06-27 20:00 | 2017-06-27 22:00 | 49 | 2017 | 4.89 | 2017-06-30
Spain | ESP | 2017-06-27 21:00 | 2017-06-27 23:00 | 43.95 | 2017 | 4.89 | 2017-06-30
Spain | ESP | 2017-06-27 22:00 | 2017-06-28 | 46.1 | 2017 | 4.89 | 2017-06-30
Spain | ESP | 2017-06-27 23:00 | 2017-06-28 01:00 | 41.81 | 2017 | 4.89 | 2017-06-30
Spain | ESP | 2017-06-28 | 2017-06-28 02:00 | 41.36 | 2017 | 4.89 | 2017-06-30
Spain | ESP | 2017-06-28 01:00 | 2017-06-28 03:00 | 41.16 | 2017 | 4.89 | 2017-06-30
Spain | ESP | 2017-06-28 02:00 | 2017-06-28 04:00 | 40.96 | 2017 | 4.89 | 2017-06-30
Spain | ESP | 2017-06-28 03:00 | 2017-06-28 05:00 | 40.96 | 2017 | 4.89 | 2017-06-30
Spain | ESP | 2017-06-28 04:00 | 2017-06-28 06:00 | 41.61 | 2017 | 4.89 | 2017-06-30
Spain | ESP | 2017-06-28 05:00 | 2017-06-28 07:00 | 44.95 | 2017 | 4.89 | 2017-06-30
Spain | ESP | 2017-06-28 06:00 | 2017-06-28 08:00 | 50 | 2017 | 4.89 | 2017-06-30
Spain | ESP | 2017-06-28 07:00 | 2017-06-28 09:00 | 51.57 | 2017 | 4.89 | 2017-06-30
Spain | ESP | 2017-06-28 08:00 | 2017-06-28 10:00 | 42.63 | 2017 | 4.89 | 2017-06-30
Spain | ESP | 2017-06-28 09:00 | 2017-06-28 11:00 | 42.7 | 2017 | 4.89 | 2017-06-30
Spain | ESP | 2017-06-28 10:00 | 2017-06-28 12:00 | 42.26 | 2017 | 4.89 | 2017-06-30
Spain | ESP | 2017-06-28 11:00 | 2017-06-28 13:00 | 42.53 | 2017 | 4.89 | 2017-06-30
Spain | ESP | 2017-06-28 12:00 | 2017-06-28 14:00 | 41.96 | 2017 | 4.89 | 2017-06-30
Spain | ESP | 2017-06-28 13:00 | 2017-06-28 15:00 | 41.61 | 2017 | 4.89 | 2017-06-30
Spain | ESP | 2017-06-28 14:00 | 2017-06-28 16:00 | 41.36 | 2017 | 4.89 | 2017-06-30
Spain | ESP | 2017-06-28 15:00 | 2017-06-28 17:00 | 41.36 | 2017 | 4.89 | 2017-06-30
Spain | ESP | 2017-06-28 16:00 | 2017-06-28 18:00 | 41.16 | 2017 | 4.89 | 2017-06-30
Spain | ESP | 2017-06-28 17:00 | 2017-06-28 19:00 | 41.58 | 2017 | 4.89 | 2017-06-30
Spain | ESP | 2017-06-28 18:00 | 2017-06-28 20:00 | 42.26 | 2017 | 4.89 | 2017-06-30
Spain | ESP | 2017-06-28 19:00 | 2017-06-28 21:00 | 47.81 | 2017 | 4.89 | 2017-06-30
Spain | ESP | 2017-06-28 20:00 | 2017-06-28 22:00 | 53.25 | 2017 | 4.89 | 2017-06-30
Spain | ESP | 2017-06-28 21:00 | 2017-06-28 23:00 | 44.97 | 2017 | 4.89 | 2017-06-30
Spain | ESP | 2017-06-28 22:00 | 2017-06-29 | 42.53 | 2017 | 4.89 | 2017-06-30
Spain | ESP | 2017-06-28 23:00 | 2017-06-29 01:00 | 40.96 | 2017 | 4.89 | 2017-06-30
Spain | ESP | 2017-06-29 | 2017-06-29 02:00 | 40.6 | 2017 | 4.89 | 2017-06-30
Spain | ESP | 2017-06-29 01:00 | 2017-06-29 03:00 | 40.46 | 2017 | 4.89 | 2017-06-30
Spain | ESP | 2017-06-29 02:00 | 2017-06-29 04:00 | 40.37 | 2017 | 4.89 | 2017-06-30
Spain | ESP | 2017-06-29 03:00 | 2017-06-29 05:00 | 40.86 | 2017 | 4.89 | 2017-06-30
Spain | ESP | 2017-06-29 04:00 | 2017-06-29 06:00 | 41.81 | 2017 | 4.89 | 2017-06-30
Spain | ESP | 2017-06-29 05:00 | 2017-06-29 07:00 | 46.83 | 2017 | 4.89 | 2017-06-30
Spain | ESP | 2017-06-29 06:00 | 2017-06-29 08:00 | 50.65 | 2017 | 4.89 | 2017-06-30
Spain | ESP | 2017-06-29 07:00 | 2017-06-29 09:00 | 50.77 | 2017 | 4.89 | 2017-06-30
Spain | ESP | 2017-06-29 08:00 | 2017-06-29 10:00 | 49.26 | 2017 | 4.89 | 2017-06-30
Spain | ESP | 2017-06-29 09:00 | 2017-06-29 11:00 | 48.97 | 2017 | 4.89 | 2017-06-30
Spain | ESP | 2017-06-29 10:00 | 2017-06-29 12:00 | 49.96 | 2017 | 4.89 | 2017-06-30
Spain | ESP | 2017-06-29 11:00 | 2017-06-29 13:00 | 45.2 | 2017 | 4.89 | 2017-06-30
Spain | ESP | 2017-06-29 12:00 | 2017-06-29 14:00 | 41.96 | 2017 | 4.89 | 2017-06-30
Spain | ESP | 2017-06-29 13:00 | 2017-06-29 15:00 | 41.46 | 2017 | 4.89 | 2017-06-30
Spain | ESP | 2017-06-29 14:00 | 2017-06-29 16:00 | 40.96 | 2017 | 4.89 | 2017-06-30
Spain | ESP | 2017-06-29 15:00 | 2017-06-29 17:00 | 40.96 | 2017 | 4.89 | 2017-06-30
Spain | ESP | 2017-06-29 16:00 | 2017-06-29 18:00 | 40.86 | 2017 | 4.89 | 2017-06-30
Spain | ESP | 2017-06-29 17:00 | 2017-06-29 19:00 | 41.26 | 2017 | 4.89 | 2017-06-30
Spain | ESP | 2017-06-29 18:00 | 2017-06-29 20:00 | 42.29 | 2017 | 4.89 | 2017-06-30
Spain | ESP | 2017-06-29 19:00 | 2017-06-29 21:00 | 50.05 | 2017 | 4.89 | 2017-06-30
Spain | ESP | 2017-06-29 20:00 | 2017-06-29 22:00 | 52.15 | 2017 | 4.89 | 2017-06-30
Spain | ESP | 2017-06-29 21:00 | 2017-06-29 23:00 | 45.41 | 2017 | 4.89 | 2017-06-30
Spain | ESP | 2017-06-29 22:00 | 2017-06-30 | 44.7 | 2017 | 4.89 | 2017-06-30
Spain | ESP | 2017-06-29 23:00 | 2017-06-30 01:00 | 41.51 | 2017 | 4.89 | 2017-06-30
Spain | ESP | 2017-06-30 | 2017-06-30 02:00 | 40 | 2017 | 4.89 | 2017-06-30
Spain | ESP | 2017-06-30 01:00 | 2017-06-30 03:00 | 40.49 | 2017 | 4.89 | 2017-06-30
Spain | ESP | 2017-06-30 02:00 | 2017-06-30 04:00 | 40.42 | 2017 | 4.89 | 2017-06-30
Spain | ESP | 2017-06-30 03:00 | 2017-06-30 05:00 | 41.18 | 2017 | 4.89 | 2017-06-30
Spain | ESP | 2017-06-30 04:00 | 2017-06-30 06:00 | 42.03 | 2017 | 4.89 | 2017-06-30
Spain | ESP | 2017-06-30 05:00 | 2017-06-30 07:00 | 44.95 | 2017 | 4.89 | 2017-06-30
Spain | ESP | 2017-06-30 06:00 | 2017-06-30 08:00 | 49.89 | 2017 | 4.89 | 2017-06-30
Spain | ESP | 2017-06-30 07:00 | 2017-06-30 09:00 | 49.89 | 2017 | 4.89 | 2017-06-30
Spain | ESP | 2017-06-30 08:00 | 2017-06-30 10:00 | 49.89 | 2017 | 4.89 | 2017-06-30
Spain | ESP | 2017-06-30 09:00 | 2017-06-30 11:00 | 48.13 | 2017 | 4.89 | 2017-06-30
Spain | ESP | 2017-06-30 10:00 | 2017-06-30 12:00 | 49.96 | 2017 | 4.89 | 2017-06-30
Spain | ESP | 2017-06-30 11:00 | 2017-06-30 13:00 | 50.05 | 2017 | 4.89 | 2017-06-30
Spain | ESP | 2017-06-30 12:00 | 2017-06-30 14:00 | 48.22 | 2017 | 4.89 | 2017-06-30
Spain | ESP | 2017-06-30 13:00 | 2017-06-30 15:00 | 45.04 | 2017 | 4.89 | 2017-06-30
Spain | ESP | 2017-06-30 14:00 | 2017-06-30 16:00 | 44.08 | 2017 | 4.89 | 2017-06-30
Spain | ESP | 2017-06-30 15:00 | 2017-06-30 17:00 | 43.5 | 2017 | 4.89 | 2017-06-30
Spain | ESP | 2017-06-30 16:00 | 2017-06-30 18:00 | 42.2 | 2017 | 4.89 | 2017-06-30
Spain | ESP | 2017-06-30 17:00 | 2017-06-30 19:00 | 42.43 | 2017 | 4.89 | 2017-06-30
Spain | ESP | 2017-06-30 18:00 | 2017-06-30 20:00 | 43.55 | 2017 | 4.89 | 2017-06-30
Spain | ESP | 2017-06-30 19:00 | 2017-06-30 21:00 | 47.03 | 2017 | 4.89 | 2017-06-30
Spain | ESP | 2017-06-30 20:00 | 2017-06-30 22:00 | 48.15 | 2017 | 4.89 | 2017-06-30
Spain | ESP | 2017-06-30 21:00 | 2017-06-30 23:00 | 44.08 | 2017 | 4.89 | 2017-06-30
Spain | ESP | 2017-06-30 22:00 | 2017-07-01 | 50.05 | 2017 | 4.89 | 2017-06-30
Spain | ESP | 2017-06-30 23:00 | 2017-07-01 01:00 | 49.27 | 2017 | 4.89 | 2017-06-30
Spain | ESP | 2017-07-01 | 2017-07-01 02:00 | 44.9 | 2017 | 5 | 2017-07-31
Spain | ESP | 2017-07-01 01:00 | 2017-07-01 03:00 | 43.97 | 2017 | 5 | 2017-07-31
Spain | ESP | 2017-07-01 02:00 | 2017-07-01 04:00 | 42.73 | 2017 | 5 | 2017-07-31
Spain | ESP | 2017-07-01 03:00 | 2017-07-01 05:00 | 42.03 | 2017 | 5 | 2017-07-31
Spain | ESP | 2017-07-01 04:00 | 2017-07-01 06:00 | 42.03 | 2017 | 5 | 2017-07-31
Spain | ESP | 2017-07-01 05:00 | 2017-07-01 07:00 | 41.7 | 2017 | 5 | 2017-07-31
Spain | ESP | 2017-07-01 06:00 | 2017-07-01 08:00 | 42.84 | 2017 | 5 | 2017-07-31
Spain | ESP | 2017-07-01 07:00 | 2017-07-01 09:00 | 43.99 | 2017 | 5 | 2017-07-31
Spain | ESP | 2017-07-01 08:00 | 2017-07-01 10:00 | 43.97 | 2017 | 5 | 2017-07-31
Spain | ESP | 2017-07-01 09:00 | 2017-07-01 11:00 | 44.9 | 2017 | 5 | 2017-07-31
Spain | ESP | 2017-07-01 10:00 | 2017-07-01 12:00 | 46.01 | 2017 | 5 | 2017-07-31
Spain | ESP | 2017-07-01 11:00 | 2017-07-01 13:00 | 49.27 | 2017 | 5 | 2017-07-31
Spain | ESP | 2017-07-01 12:00 | 2017-07-01 14:00 | 47 | 2017 | 5 | 2017-07-31
Spain | ESP | 2017-07-01 13:00 | 2017-07-01 15:00 | 43.97 | 2017 | 5 | 2017-07-31
Spain | ESP | 2017-07-01 14:00 | 2017-07-01 16:00 | 42 | 2017 | 5 | 2017-07-31
Spain | ESP | 2017-07-01 15:00 | 2017-07-01 17:00 | 41.51 | 2017 | 5 | 2017-07-31
Spain | ESP | 2017-07-01 16:00 | 2017-07-01 18:00 | 41.51 | 2017 | 5 | 2017-07-31
Spain | ESP | 2017-07-01 17:00 | 2017-07-01 19:00 | 42.03 | 2017 | 5 | 2017-07-31
Spain | ESP | 2017-07-01 18:00 | 2017-07-01 20:00 | 43.99 | 2017 | 5 | 2017-07-31
Spain | ESP | 2017-07-01 19:00 | 2017-07-01 21:00 | 47.82 | 2017 | 5 | 2017-07-31
Spain | ESP | 2017-07-01 20:00 | 2017-07-01 22:00 | 49.03 | 2017 | 5 | 2017-07-31
Spain | ESP | 2017-07-01 21:00 | 2017-07-01 23:00 | 43.99 | 2017 | 5 | 2017-07-31
Spain | ESP | 2017-07-01 22:00 | 2017-07-02 | 48.69 | 2017 | 5 | 2017-07-31
Spain | ESP | 2017-07-01 23:00 | 2017-07-02 01:00 | 44 | 2017 | 5 | 2017-07-31
Spain | ESP | 2017-07-02 | 2017-07-02 02:00 | 41.51 | 2017 | 5 | 2017-07-31
Spain | ESP | 2017-07-02 01:00 | 2017-07-02 03:00 | 40.51 | 2017 | 5 | 2017-07-31
Spain | ESP | 2017-07-02 02:00 | 2017-07-02 04:00 | 38.97 | 2017 | 5 | 2017-07-31
Spain | ESP | 2017-07-02 03:00 | 2017-07-02 05:00 | 38.97 | 2017 | 5 | 2017-07-31
Spain | ESP | 2017-07-02 04:00 | 2017-07-02 06:00 | 38.97 | 2017 | 5 | 2017-07-31
Spain | ESP | 2017-07-02 05:00 | 2017-07-02 07:00 | 37.39 | 2017 | 5 | 2017-07-31
Spain | ESP | 2017-07-02 06:00 | 2017-07-02 08:00 | 37.39 | 2017 | 5 | 2017-07-31
Spain | ESP | 2017-07-02 07:00 | 2017-07-02 09:00 | 37.12 | 2017 | 5 | 2017-07-31
Spain | ESP | 2017-07-02 08:00 | 2017-07-02 10:00 | 38.05 | 2017 | 5 | 2017-07-31
Spain | ESP | 2017-07-02 09:00 | 2017-07-02 11:00 | 41.51 | 2017 | 5 | 2017-07-31
Spain | ESP | 2017-07-02 10:00 | 2017-07-02 12:00 | 43.97 | 2017 | 5 | 2017-07-31
Spain | ESP | 2017-07-02 11:00 | 2017-07-02 13:00 | 44.5 | 2017 | 5 | 2017-07-31
Spain | ESP | 2017-07-02 12:00 | 2017-07-02 14:00 | 44.5 | 2017 | 5 | 2017-07-31
Spain | ESP | 2017-07-02 13:00 | 2017-07-02 15:00 | 44 | 2017 | 5 | 2017-07-31
Spain | ESP | 2017-07-02 14:00 | 2017-07-02 16:00 | 43.97 | 2017 | 5 | 2017-07-31
Spain | ESP | 2017-07-02 15:00 | 2017-07-02 17:00 | 42.73 | 2017 | 5 | 2017-07-31
Spain | ESP | 2017-07-02 16:00 | 2017-07-02 18:00 | 42.73 | 2017 | 5 | 2017-07-31
Spain | ESP | 2017-07-02 17:00 | 2017-07-02 19:00 | 42.73 | 2017 | 5 | 2017-07-31
Spain | ESP | 2017-07-02 18:00 | 2017-07-02 20:00 | 45.07 | 2017 | 5 | 2017-07-31
Spain | ESP | 2017-07-02 19:00 | 2017-07-02 21:00 | 48.71 | 2017 | 5 | 2017-07-31
Spain | ESP | 2017-07-02 20:00 | 2017-07-02 22:00 | 49.3 | 2017 | 5 | 2017-07-31
Spain | ESP | 2017-07-02 21:00 | 2017-07-02 23:00 | 48.79 | 2017 | 5 | 2017-07-31
Spain | ESP | 2017-07-02 22:00 | 2017-07-03 | 49 | 2017 | 5 | 2017-07-31
Spain | ESP | 2017-07-02 23:00 | 2017-07-03 01:00 | 41.11 | 2017 | 5 | 2017-07-31
Spain | ESP | 2017-07-03 | 2017-07-03 02:00 | 38.83 | 2017 | 5 | 2017-07-31
Spain | ESP | 2017-07-03 01:00 | 2017-07-03 03:00 | 38.81 | 2017 | 5 | 2017-07-31
Spain | ESP | 2017-07-03 02:00 | 2017-07-03 04:00 | 37.53 | 2017 | 5 | 2017-07-31
Spain | ESP | 2017-07-03 03:00 | 2017-07-03 05:00 | 38.03 | 2017 | 5 | 2017-07-31
Spain | ESP | 2017-07-03 04:00 | 2017-07-03 06:00 | 40.15 | 2017 | 5 | 2017-07-31
Spain | ESP | 2017-07-03 05:00 | 2017-07-03 07:00 | 44.03 | 2017 | 5 | 2017-07-31
Spain | ESP | 2017-07-03 06:00 | 2017-07-03 08:00 | 46 | 2017 | 5 | 2017-07-31
Spain | ESP | 2017-07-03 07:00 | 2017-07-03 09:00 | 49.1 | 2017 | 5 | 2017-07-31
Spain | ESP | 2017-07-03 08:00 | 2017-07-03 10:00 | 49.3 | 2017 | 5 | 2017-07-31
Spain | ESP | 2017-07-03 09:00 | 2017-07-03 11:00 | 50.1 | 2017 | 5 | 2017-07-31
Spain | ESP | 2017-07-03 10:00 | 2017-07-03 12:00 | 52.66 | 2017 | 5 | 2017-07-31
Spain | ESP | 2017-07-03 11:00 | 2017-07-03 13:00 | 53.25 | 2017 | 5 | 2017-07-31
Spain | ESP | 2017-07-03 12:00 | 2017-07-03 14:00 | 52.66 | 2017 | 5 | 2017-07-31
Spain | ESP | 2017-07-03 13:00 | 2017-07-03 15:00 | 52.5 | 2017 | 5 | 2017-07-31
Spain | ESP | 2017-07-03 14:00 | 2017-07-03 16:00 | 52.89 | 2017 | 5 | 2017-07-31
Spain | ESP | 2017-07-03 15:00 | 2017-07-03 17:00 | 53.81 | 2017 | 5 | 2017-07-31
Spain | ESP | 2017-07-03 16:00 | 2017-07-03 18:00 | 52.15 | 2017 | 5 | 2017-07-31
Spain | ESP | 2017-07-03 17:00 | 2017-07-03 19:00 | 50 | 2017 | 5 | 2017-07-31
Spain | ESP | 2017-07-03 18:00 | 2017-07-03 20:00 | 50 | 2017 | 5 | 2017-07-31
Spain | ESP | 2017-07-03 19:00 | 2017-07-03 21:00 | 50.39 | 2017 | 5 | 2017-07-31
Spain | ESP | 2017-07-03 20:00 | 2017-07-03 22:00 | 49.3 | 2017 | 5 | 2017-07-31
Spain | ESP | 2017-07-03 21:00 | 2017-07-03 23:00 | 45 | 2017 | 5 | 2017-07-31
Spain | ESP | 2017-07-03 22:00 | 2017-07-04 | 50 | 2017 | 5 | 2017-07-31
Spain | ESP | 2017-07-03 23:00 | 2017-07-04 01:00 | 48.13 | 2017 | 5 | 2017-07-31
Spain | ESP | 2017-07-04 | 2017-07-04 02:00 | 45.03 | 2017 | 5 | 2017-07-31
Spain | ESP | 2017-07-04 01:00 | 2017-07-04 03:00 | 42.73 | 2017 | 5 | 2017-07-31
Spain | ESP | 2017-07-04 02:00 | 2017-07-04 04:00 | 42.5 | 2017 | 5 | 2017-07-31
Spain | ESP | 2017-07-04 03:00 | 2017-07-04 05:00 | 42.73 | 2017 | 5 | 2017-07-31
Spain | ESP | 2017-07-04 04:00 | 2017-07-04 06:00 | 48.56 | 2017 | 5 | 2017-07-31
Spain | ESP | 2017-07-04 05:00 | 2017-07-04 07:00 | 48.1 | 2017 | 5 | 2017-07-31
Spain | ESP | 2017-07-04 06:00 | 2017-07-04 08:00 | 50.05 | 2017 | 5 | 2017-07-31
Spain | ESP | 2017-07-04 07:00 | 2017-07-04 09:00 | 51.05 | 2017 | 5 | 2017-07-31
Spain | ESP | 2017-07-04 08:00 | 2017-07-04 10:00 | 51.05 | 2017 | 5 | 2017-07-31
Spain | ESP | 2017-07-04 09:00 | 2017-07-04 11:00 | 51.05 | 2017 | 5 | 2017-07-31
Spain | ESP | 2017-07-04 10:00 | 2017-07-04 12:00 | 52.1 | 2017 | 5 | 2017-07-31
Spain | ESP | 2017-07-04 11:00 | 2017-07-04 13:00 | 51.65 | 2017 | 5 | 2017-07-31
Spain | ESP | 2017-07-04 12:00 | 2017-07-04 14:00 | 50.9 | 2017 | 5 | 2017-07-31
Spain | ESP | 2017-07-04 13:00 | 2017-07-04 15:00 | 51.05 | 2017 | 5 | 2017-07-31
Spain | ESP | 2017-07-04 14:00 | 2017-07-04 16:00 | 51.05 | 2017 | 5 | 2017-07-31
Spain | ESP | 2017-07-04 15:00 | 2017-07-04 17:00 | 51.05 | 2017 | 5 | 2017-07-31
Spain | ESP | 2017-07-04 16:00 | 2017-07-04 18:00 | 50.05 | 2017 | 5 | 2017-07-31
Spain | ESP | 2017-07-04 17:00 | 2017-07-04 19:00 | 50.05 | 2017 | 5 | 2017-07-31
Spain | ESP | 2017-07-04 18:00 | 2017-07-04 20:00 | 50.1 | 2017 | 5 | 2017-07-31
Spain | ESP | 2017-07-04 19:00 | 2017-07-04 21:00 | 51.11 | 2017 | 5 | 2017-07-31
Spain | ESP | 2017-07-04 20:00 | 2017-07-04 22:00 | 50.9 | 2017 | 5 | 2017-07-31
Spain | ESP | 2017-07-04 21:00 | 2017-07-04 23:00 | 46.08 | 2017 | 5 | 2017-07-31
Spain | ESP | 2017-07-04 22:00 | 2017-07-05 | 46.31 | 2017 | 5 | 2017-07-31
Spain | ESP | 2017-07-04 23:00 | 2017-07-05 01:00 | 42.38 | 2017 | 5 | 2017-07-31
Spain | ESP | 2017-07-05 | 2017-07-05 02:00 | 41.09 | 2017 | 5 | 2017-07-31
Spain | ESP | 2017-07-05 01:00 | 2017-07-05 03:00 | 41.75 | 2017 | 5 | 2017-07-31
Spain | ESP | 2017-07-05 02:00 | 2017-07-05 04:00 | 42.38 | 2017 | 5 | 2017-07-31
Spain | ESP | 2017-07-05 03:00 | 2017-07-05 05:00 | 45.77 | 2017 | 5 | 2017-07-31
Spain | ESP | 2017-07-05 04:00 | 2017-07-05 06:00 | 49.39 | 2017 | 5 | 2017-07-31
Spain | ESP | 2017-07-05 05:00 | 2017-07-05 07:00 | 50.01 | 2017 | 5 | 2017-07-31
Spain | ESP | 2017-07-05 06:00 | 2017-07-05 08:00 | 50.9 | 2017 | 5 | 2017-07-31
Spain | ESP | 2017-07-05 07:00 | 2017-07-05 09:00 | 52.1 | 2017 | 5 | 2017-07-31
Spain | ESP | 2017-07-05 08:00 | 2017-07-05 10:00 | 52.1 | 2017 | 5 | 2017-07-31
Spain | ESP | 2017-07-05 09:00 | 2017-07-05 11:00 | 51.94 | 2017 | 5 | 2017-07-31
Spain | ESP | 2017-07-05 10:00 | 2017-07-05 12:00 | 50.9 | 2017 | 5 | 2017-07-31
Spain | ESP | 2017-07-05 11:00 | 2017-07-05 13:00 | 50.1 | 2017 | 5 | 2017-07-31
Spain | ESP | 2017-07-05 12:00 | 2017-07-05 14:00 | 51.22 | 2017 | 5 | 2017-07-31
Spain | ESP | 2017-07-05 13:00 | 2017-07-05 15:00 | 48.83 | 2017 | 5 | 2017-07-31
Spain | ESP | 2017-07-05 14:00 | 2017-07-05 16:00 | 48.21 | 2017 | 5 | 2017-07-31
Spain | ESP | 2017-07-05 15:00 | 2017-07-05 17:00 | 48.8 | 2017 | 5 | 2017-07-31
Spain | ESP | 2017-07-05 16:00 | 2017-07-05 18:00 | 48.21 | 2017 | 5 | 2017-07-31
Spain | ESP | 2017-07-05 17:00 | 2017-07-05 19:00 | 48.91 | 2017 | 5 | 2017-07-31
Spain | ESP | 2017-07-05 18:00 | 2017-07-05 20:00 | 50.07 | 2017 | 5 | 2017-07-31
Spain | ESP | 2017-07-05 19:00 | 2017-07-05 21:00 | 53.1 | 2017 | 5 | 2017-07-31
Spain | ESP | 2017-07-05 20:00 | 2017-07-05 22:00 | 53.1 | 2017 | 5 | 2017-07-31
Spain | ESP | 2017-07-05 21:00 | 2017-07-05 23:00 | 50.1 | 2017 | 5 | 2017-07-31
Spain | ESP | 2017-07-05 22:00 | 2017-07-06 | 53.25 | 2017 | 5 | 2017-07-31
Spain | ESP | 2017-07-05 23:00 | 2017-07-06 01:00 | 50.81 | 2017 | 5 | 2017-07-31
Spain | ESP | 2017-07-06 | 2017-07-06 02:00 | 49.27 | 2017 | 5 | 2017-07-31
Spain | ESP | 2017-07-06 01:00 | 2017-07-06 03:00 | 48.21 | 2017 | 5 | 2017-07-31
Spain | ESP | 2017-07-06 02:00 | 2017-07-06 04:00 | 48.83 | 2017 | 5 | 2017-07-31
Spain | ESP | 2017-07-06 03:00 | 2017-07-06 05:00 | 49.39 | 2017 | 5 | 2017-07-31
Spain | ESP | 2017-07-06 04:00 | 2017-07-06 06:00 | 50.5 | 2017 | 5 | 2017-07-31
Spain | ESP | 2017-07-06 05:00 | 2017-07-06 07:00 | 52.15 | 2017 | 5 | 2017-07-31
Spain | ESP | 2017-07-06 06:00 | 2017-07-06 08:00 | 53.25 | 2017 | 5 | 2017-07-31
Spain | ESP | 2017-07-06 07:00 | 2017-07-06 09:00 | 53.99 | 2017 | 5 | 2017-07-31
Spain | ESP | 2017-07-06 08:00 | 2017-07-06 10:00 | 53.87 | 2017 | 5 | 2017-07-31
Spain | ESP | 2017-07-06 09:00 | 2017-07-06 11:00 | 53.99 | 2017 | 5 | 2017-07-31
Spain | ESP | 2017-07-06 10:00 | 2017-07-06 12:00 | 54.03 | 2017 | 5 | 2017-07-31
Spain | ESP | 2017-07-06 11:00 | 2017-07-06 13:00 | 53.8 | 2017 | 5 | 2017-07-31
Spain | ESP | 2017-07-06 12:00 | 2017-07-06 14:00 | 53.1 | 2017 | 5 | 2017-07-31
Spain | ESP | 2017-07-06 13:00 | 2017-07-06 15:00 | 52.77 | 2017 | 5 | 2017-07-31
Spain | ESP | 2017-07-06 14:00 | 2017-07-06 16:00 | 52.5 | 2017 | 5 | 2017-07-31
Spain | ESP | 2017-07-06 15:00 | 2017-07-06 17:00 | 52.71 | 2017 | 5 | 2017-07-31
Spain | ESP | 2017-07-06 16:00 | 2017-07-06 18:00 | 53.31 | 2017 | 5 | 2017-07-31
Spain | ESP | 2017-07-06 17:00 | 2017-07-06 19:00 | 53.71 | 2017 | 5 | 2017-07-31
Spain | ESP | 2017-07-06 18:00 | 2017-07-06 20:00 | 53.1 | 2017 | 5 | 2017-07-31
Spain | ESP | 2017-07-06 19:00 | 2017-07-06 21:00 | 53.25 | 2017 | 5 | 2017-07-31
Spain | ESP | 2017-07-06 20:00 | 2017-07-06 22:00 | 53.4 | 2017 | 5 | 2017-07-31
Spain | ESP | 2017-07-06 21:00 | 2017-07-06 23:00 | 50.9 | 2017 | 5 | 2017-07-31
Spain | ESP | 2017-07-06 22:00 | 2017-07-07 | 52.15 | 2017 | 5 | 2017-07-31
Spain | ESP | 2017-07-06 23:00 | 2017-07-07 01:00 | 49.89 | 2017 | 5 | 2017-07-31
Spain | ESP | 2017-07-07 | 2017-07-07 02:00 | 47.91 | 2017 | 5 | 2017-07-31
Spain | ESP | 2017-07-07 01:00 | 2017-07-07 03:00 | 46.91 | 2017 | 5 | 2017-07-31
Spain | ESP | 2017-07-07 02:00 | 2017-07-07 04:00 | 46.91 | 2017 | 5 | 2017-07-31
Spain | ESP | 2017-07-07 03:00 | 2017-07-07 05:00 | 47.49 | 2017 | 5 | 2017-07-31
Spain | ESP | 2017-07-07 04:00 | 2017-07-07 06:00 | 49.39 | 2017 | 5 | 2017-07-31
Spain | ESP | 2017-07-07 05:00 | 2017-07-07 07:00 | 51.01 | 2017 | 5 | 2017-07-31
Spain | ESP | 2017-07-07 06:00 | 2017-07-07 08:00 | 54.81 | 2017 | 5 | 2017-07-31
Spain | ESP | 2017-07-07 07:00 | 2017-07-07 09:00 | 54.31 | 2017 | 5 | 2017-07-31
Spain | ESP | 2017-07-07 08:00 | 2017-07-07 10:00 | 54.26 | 2017 | 5 | 2017-07-31
Spain | ESP | 2017-07-07 09:00 | 2017-07-07 11:00 | 54.26 | 2017 | 5 | 2017-07-31
Spain | ESP | 2017-07-07 10:00 | 2017-07-07 12:00 | 54.31 | 2017 | 5 | 2017-07-31
Spain | ESP | 2017-07-07 11:00 | 2017-07-07 13:00 | 54.01 | 2017 | 5 | 2017-07-31
Spain | ESP | 2017-07-07 12:00 | 2017-07-07 14:00 | 50.9 | 2017 | 5 | 2017-07-31
Spain | ESP | 2017-07-07 13:00 | 2017-07-07 15:00 | 48.69 | 2017 | 5 | 2017-07-31
Spain | ESP | 2017-07-07 14:00 | 2017-07-07 16:00 | 47.4 | 2017 | 5 | 2017-07-31
Spain | ESP | 2017-07-07 15:00 | 2017-07-07 17:00 | 46.76 | 2017 | 5 | 2017-07-31
Spain | ESP | 2017-07-07 16:00 | 2017-07-07 18:00 | 46.61 | 2017 | 5 | 2017-07-31
Spain | ESP | 2017-07-07 17:00 | 2017-07-07 19:00 | 47.07 | 2017 | 5 | 2017-07-31
Spain | ESP | 2017-07-07 18:00 | 2017-07-07 20:00 | 48.8 | 2017 | 5 | 2017-07-31
Spain | ESP | 2017-07-07 19:00 | 2017-07-07 21:00 | 49.93 | 2017 | 5 | 2017-07-31
Spain | ESP | 2017-07-07 20:00 | 2017-07-07 22:00 | 51.03 | 2017 | 5 | 2017-07-31
Spain | ESP | 2017-07-07 21:00 | 2017-07-07 23:00 | 50.05 | 2017 | 5 | 2017-07-31
Spain | ESP | 2017-07-07 22:00 | 2017-07-08 | 45 | 2017 | 5 | 2017-07-31
Spain | ESP | 2017-07-07 23:00 | 2017-07-08 01:00 | 45 | 2017 | 5 | 2017-07-31
Spain | ESP | 2017-07-08 | 2017-07-08 02:00 | 42.38 | 2017 | 5 | 2017-07-31
Spain | ESP | 2017-07-08 01:00 | 2017-07-08 03:00 | 42.38 | 2017 | 5 | 2017-07-31
Spain | ESP | 2017-07-08 02:00 | 2017-07-08 04:00 | 41.11 | 2017 | 5 | 2017-07-31
Spain | ESP | 2017-07-08 03:00 | 2017-07-08 05:00 | 41.04 | 2017 | 5 | 2017-07-31
Spain | ESP | 2017-07-08 04:00 | 2017-07-08 06:00 | 41 | 2017 | 5 | 2017-07-31
Spain | ESP | 2017-07-08 05:00 | 2017-07-08 07:00 | 40.3 | 2017 | 5 | 2017-07-31
Spain | ESP | 2017-07-08 06:00 | 2017-07-08 08:00 | 45.4 | 2017 | 5 | 2017-07-31
Spain | ESP | 2017-07-08 07:00 | 2017-07-08 09:00 | 52.15 | 2017 | 5 | 2017-07-31
Spain | ESP | 2017-07-08 08:00 | 2017-07-08 10:00 | 53.81 | 2017 | 5 | 2017-07-31
Spain | ESP | 2017-07-08 09:00 | 2017-07-08 11:00 | 53.89 | 2017 | 5 | 2017-07-31
Spain | ESP | 2017-07-08 10:00 | 2017-07-08 12:00 | 54.52 | 2017 | 5 | 2017-07-31
Spain | ESP | 2017-07-08 11:00 | 2017-07-08 13:00 | 54.81 | 2017 | 5 | 2017-07-31
Spain | ESP | 2017-07-08 12:00 | 2017-07-08 14:00 | 53.93 | 2017 | 5 | 2017-07-31
Spain | ESP | 2017-07-08 13:00 | 2017-07-08 15:00 | 50.1 | 2017 | 5 | 2017-07-31
Spain | ESP | 2017-07-08 14:00 | 2017-07-08 16:00 | 45.99 | 2017 | 5 | 2017-07-31
Spain | ESP | 2017-07-08 15:00 | 2017-07-08 17:00 | 45.5 | 2017 | 5 | 2017-07-31
Spain | ESP | 2017-07-08 16:00 | 2017-07-08 18:00 | 46.84 | 2017 | 5 | 2017-07-31
Spain | ESP | 2017-07-08 17:00 | 2017-07-08 19:00 | 48.01 | 2017 | 5 | 2017-07-31
Spain | ESP | 2017-07-08 18:00 | 2017-07-08 20:00 | 52.71 | 2017 | 5 | 2017-07-31
Spain | ESP | 2017-07-08 19:00 | 2017-07-08 21:00 | 54.81 | 2017 | 5 | 2017-07-31
Spain | ESP | 2017-07-08 20:00 | 2017-07-08 22:00 | 54.89 | 2017 | 5 | 2017-07-31
Spain | ESP | 2017-07-08 21:00 | 2017-07-08 23:00 | 53.02 | 2017 | 5 | 2017-07-31
Spain | ESP | 2017-07-08 22:00 | 2017-07-09 | 50 | 2017 | 5 | 2017-07-31
Spain | ESP | 2017-07-08 23:00 | 2017-07-09 01:00 | 47.27 | 2017 | 5 | 2017-07-31
Spain | ESP | 2017-07-09 | 2017-07-09 02:00 | 42.38 | 2017 | 5 | 2017-07-31
Spain | ESP | 2017-07-09 01:00 | 2017-07-09 03:00 | 42.38 | 2017 | 5 | 2017-07-31
Spain | ESP | 2017-07-09 02:00 | 2017-07-09 04:00 | 41.09 | 2017 | 5 | 2017-07-31
Spain | ESP | 2017-07-09 03:00 | 2017-07-09 05:00 | 41.08 | 2017 | 5 | 2017-07-31
Spain | ESP | 2017-07-09 04:00 | 2017-07-09 06:00 | 41.04 | 2017 | 5 | 2017-07-31
Spain | ESP | 2017-07-09 05:00 | 2017-07-09 07:00 | 41 | 2017 | 5 | 2017-07-31
Spain | ESP | 2017-07-09 06:00 | 2017-07-09 08:00 | 42.38 | 2017 | 5 | 2017-07-31
Spain | ESP | 2017-07-09 07:00 | 2017-07-09 09:00 | 44.92 | 2017 | 5 | 2017-07-31
Spain | ESP | 2017-07-09 08:00 | 2017-07-09 10:00 | 47 | 2017 | 5 | 2017-07-31
Spain | ESP | 2017-07-09 09:00 | 2017-07-09 11:00 | 48 | 2017 | 5 | 2017-07-31
Spain | ESP | 2017-07-09 10:00 | 2017-07-09 12:00 | 50 | 2017 | 5 | 2017-07-31
Spain | ESP | 2017-07-09 11:00 | 2017-07-09 13:00 | 52.09 | 2017 | 5 | 2017-07-31
Spain | ESP | 2017-07-09 12:00 | 2017-07-09 14:00 | 52 | 2017 | 5 | 2017-07-31
Spain | ESP | 2017-07-09 13:00 | 2017-07-09 15:00 | 45 | 2017 | 5 | 2017-07-31
Spain | ESP | 2017-07-09 14:00 | 2017-07-09 16:00 | 42.38 | 2017 | 5 | 2017-07-31
Spain | ESP | 2017-07-09 15:00 | 2017-07-09 17:00 | 41.04 | 2017 | 5 | 2017-07-31
Spain | ESP | 2017-07-09 16:00 | 2017-07-09 18:00 | 44.29 | 2017 | 5 | 2017-07-31
Spain | ESP | 2017-07-09 17:00 | 2017-07-09 19:00 | 45 | 2017 | 5 | 2017-07-31
Spain | ESP | 2017-07-09 18:00 | 2017-07-09 20:00 | 52.09 | 2017 | 5 | 2017-07-31
Spain | ESP | 2017-07-09 19:00 | 2017-07-09 21:00 | 57.04 | 2017 | 5 | 2017-07-31
Spain | ESP | 2017-07-09 20:00 | 2017-07-09 22:00 | 58.62 | 2017 | 5 | 2017-07-31
Spain | ESP | 2017-07-09 21:00 | 2017-07-09 23:00 | 54.52 | 2017 | 5 | 2017-07-31
Spain | ESP | 2017-07-09 22:00 | 2017-07-10 | 45.68 | 2017 | 5 | 2017-07-31
Spain | ESP | 2017-07-09 23:00 | 2017-07-10 01:00 | 41.01 | 2017 | 5 | 2017-07-31
Spain | ESP | 2017-07-10 | 2017-07-10 02:00 | 40 | 2017 | 5 | 2017-07-31
Spain | ESP | 2017-07-10 01:00 | 2017-07-10 03:00 | 39.21 | 2017 | 5 | 2017-07-31
Spain | ESP | 2017-07-10 02:00 | 2017-07-10 04:00 | 39.9 | 2017 | 5 | 2017-07-31
Spain | ESP | 2017-07-10 03:00 | 2017-07-10 05:00 | 41 | 2017 | 5 | 2017-07-31
Spain | ESP | 2017-07-10 04:00 | 2017-07-10 06:00 | 42.38 | 2017 | 5 | 2017-07-31
Spain | ESP | 2017-07-10 05:00 | 2017-07-10 07:00 | 47.68 | 2017 | 5 | 2017-07-31
Spain | ESP | 2017-07-10 06:00 | 2017-07-10 08:00 | 53 | 2017 | 5 | 2017-07-31
Spain | ESP | 2017-07-10 07:00 | 2017-07-10 09:00 | 54.89 | 2017 | 5 | 2017-07-31
Spain | ESP | 2017-07-10 08:00 | 2017-07-10 10:00 | 54.89 | 2017 | 5 | 2017-07-31
Spain | ESP | 2017-07-10 09:00 | 2017-07-10 11:00 | 54.81 | 2017 | 5 | 2017-07-31
Spain | ESP | 2017-07-10 10:00 | 2017-07-10 12:00 | 54.89 | 2017 | 5 | 2017-07-31
Spain | ESP | 2017-07-10 11:00 | 2017-07-10 13:00 | 54.89 | 2017 | 5 | 2017-07-31
Spain | ESP | 2017-07-10 12:00 | 2017-07-10 14:00 | 54.3 | 2017 | 5 | 2017-07-31
Spain | ESP | 2017-07-10 13:00 | 2017-07-10 15:00 | 53.1 | 2017 | 5 | 2017-07-31
Spain | ESP | 2017-07-10 14:00 | 2017-07-10 16:00 | 53.1 | 2017 | 5 | 2017-07-31
Spain | ESP | 2017-07-10 15:00 | 2017-07-10 17:00 | 52.8 | 2017 | 5 | 2017-07-31
Spain | ESP | 2017-07-10 16:00 | 2017-07-10 18:00 | 50.41 | 2017 | 5 | 2017-07-31
Spain | ESP | 2017-07-10 17:00 | 2017-07-10 19:00 | 47.21 | 2017 | 5 | 2017-07-31
Spain | ESP | 2017-07-10 18:00 | 2017-07-10 20:00 | 48.69 | 2017 | 5 | 2017-07-31
Spain | ESP | 2017-07-10 19:00 | 2017-07-10 21:00 | 51.03 | 2017 | 5 | 2017-07-31
Spain | ESP | 2017-07-10 20:00 | 2017-07-10 22:00 | 49.62 | 2017 | 5 | 2017-07-31
Spain | ESP | 2017-07-10 21:00 | 2017-07-10 23:00 | 47.59 | 2017 | 5 | 2017-07-31
Spain | ESP | 2017-07-10 22:00 | 2017-07-11 | 47.75 | 2017 | 5 | 2017-07-31
Spain | ESP | 2017-07-10 23:00 | 2017-07-11 01:00 | 44.43 | 2017 | 5 | 2017-07-31
Spain | ESP | 2017-07-11 | 2017-07-11 02:00 | 41.39 | 2017 | 5 | 2017-07-31
Spain | ESP | 2017-07-11 01:00 | 2017-07-11 03:00 | 42.38 | 2017 | 5 | 2017-07-31
Spain | ESP | 2017-07-11 02:00 | 2017-07-11 04:00 | 42.38 | 2017 | 5 | 2017-07-31
Spain | ESP | 2017-07-11 03:00 | 2017-07-11 05:00 | 42.38 | 2017 | 5 | 2017-07-31
Spain | ESP | 2017-07-11 04:00 | 2017-07-11 06:00 | 44.95 | 2017 | 5 | 2017-07-31
Spain | ESP | 2017-07-11 05:00 | 2017-07-11 07:00 | 48.73 | 2017 | 5 | 2017-07-31
Spain | ESP | 2017-07-11 06:00 | 2017-07-11 08:00 | 53.25 | 2017 | 5 | 2017-07-31
Spain | ESP | 2017-07-11 07:00 | 2017-07-11 09:00 | 53.7 | 2017 | 5 | 2017-07-31
Spain | ESP | 2017-07-11 08:00 | 2017-07-11 10:00 | 54.67 | 2017 | 5 | 2017-07-31
Spain | ESP | 2017-07-11 09:00 | 2017-07-11 11:00 | 54.03 | 2017 | 5 | 2017-07-31
Spain | ESP | 2017-07-11 10:00 | 2017-07-11 12:00 | 54.81 | 2017 | 5 | 2017-07-31
Spain | ESP | 2017-07-11 11:00 | 2017-07-11 13:00 | 54.81 | 2017 | 5 | 2017-07-31
Spain | ESP | 2017-07-11 12:00 | 2017-07-11 14:00 | 52.98 | 2017 | 5 | 2017-07-31
Spain | ESP | 2017-07-11 13:00 | 2017-07-11 15:00 | 51.5 | 2017 | 5 | 2017-07-31
Spain | ESP | 2017-07-11 14:00 | 2017-07-11 16:00 | 52.15 | 2017 | 5 | 2017-07-31
Spain | ESP | 2017-07-11 15:00 | 2017-07-11 17:00 | 52.71 | 2017 | 5 | 2017-07-31
Spain | ESP | 2017-07-11 16:00 | 2017-07-11 18:00 | 52.2 | 2017 | 5 | 2017-07-31
Spain | ESP | 2017-07-11 17:00 | 2017-07-11 19:00 | 51.3 | 2017 | 5 | 2017-07-31
Spain | ESP | 2017-07-11 18:00 | 2017-07-11 20:00 | 52.15 | 2017 | 5 | 2017-07-31
Spain | ESP | 2017-07-11 19:00 | 2017-07-11 21:00 | 54.67 | 2017 | 5 | 2017-07-31
Spain | ESP | 2017-07-11 20:00 | 2017-07-11 22:00 | 54.09 | 2017 | 5 | 2017-07-31
Spain | ESP | 2017-07-11 21:00 | 2017-07-11 23:00 | 52 | 2017 | 5 | 2017-07-31
Spain | ESP | 2017-07-11 22:00 | 2017-07-12 | 50.9 | 2017 | 5 | 2017-07-31
Spain | ESP | 2017-07-11 23:00 | 2017-07-12 01:00 | 47.21 | 2017 | 5 | 2017-07-31
Spain | ESP | 2017-07-12 | 2017-07-12 02:00 | 45.25 | 2017 | 5 | 2017-07-31
Spain | ESP | 2017-07-12 01:00 | 2017-07-12 03:00 | 43.5 | 2017 | 5 | 2017-07-31
Spain | ESP | 2017-07-12 02:00 | 2017-07-12 04:00 | 43.21 | 2017 | 5 | 2017-07-31
Spain | ESP | 2017-07-12 03:00 | 2017-07-12 05:00 | 44.97 | 2017 | 5 | 2017-07-31
Spain | ESP | 2017-07-12 04:00 | 2017-07-12 06:00 | 46.55 | 2017 | 5 | 2017-07-31
Spain | ESP | 2017-07-12 05:00 | 2017-07-12 07:00 | 50 | 2017 | 5 | 2017-07-31
Spain | ESP | 2017-07-12 06:00 | 2017-07-12 08:00 | 51.79 | 2017 | 5 | 2017-07-31
Spain | ESP | 2017-07-12 07:00 | 2017-07-12 09:00 | 53.12 | 2017 | 5 | 2017-07-31
Spain | ESP | 2017-07-12 08:00 | 2017-07-12 10:00 | 53.34 | 2017 | 5 | 2017-07-31
Spain | ESP | 2017-07-12 09:00 | 2017-07-12 11:00 | 53.25 | 2017 | 5 | 2017-07-31
Spain | ESP | 2017-07-12 10:00 | 2017-07-12 12:00 | 53.89 | 2017 | 5 | 2017-07-31
Spain | ESP | 2017-07-12 11:00 | 2017-07-12 13:00 | 53.89 | 2017 | 5 | 2017-07-31
Spain | ESP | 2017-07-12 12:00 | 2017-07-12 14:00 | 52.5 | 2017 | 5 | 2017-07-31
Spain | ESP | 2017-07-12 13:00 | 2017-07-12 15:00 | 51.73 | 2017 | 5 | 2017-07-31
Spain | ESP | 2017-07-12 14:00 | 2017-07-12 16:00 | 50.88 | 2017 | 5 | 2017-07-31
Spain | ESP | 2017-07-12 15:00 | 2017-07-12 17:00 | 51.66 | 2017 | 5 | 2017-07-31
Spain | ESP | 2017-07-12 16:00 | 2017-07-12 18:00 | 50.41 | 2017 | 5 | 2017-07-31
Spain | ESP | 2017-07-12 17:00 | 2017-07-12 19:00 | 49.57 | 2017 | 5 | 2017-07-31
Spain | ESP | 2017-07-12 18:00 | 2017-07-12 20:00 | 51.74 | 2017 | 5 | 2017-07-31
Spain | ESP | 2017-07-12 19:00 | 2017-07-12 21:00 | 52.15 | 2017 | 5 | 2017-07-31
Spain | ESP | 2017-07-12 20:00 | 2017-07-12 22:00 | 51.79 | 2017 | 5 | 2017-07-31
Spain | ESP | 2017-07-12 21:00 | 2017-07-12 23:00 | 49.57 | 2017 | 5 | 2017-07-31
Spain | ESP | 2017-07-12 22:00 | 2017-07-13 | 54.95 | 2017 | 5 | 2017-07-31
Spain | ESP | 2017-07-12 23:00 | 2017-07-13 01:00 | 53.46 | 2017 | 5 | 2017-07-31
Spain | ESP | 2017-07-13 | 2017-07-13 02:00 | 52.38 | 2017 | 5 | 2017-07-31
Spain | ESP | 2017-07-13 01:00 | 2017-07-13 03:00 | 50.41 | 2017 | 5 | 2017-07-31
Spain | ESP | 2017-07-13 02:00 | 2017-07-13 04:00 | 50 | 2017 | 5 | 2017-07-31
Spain | ESP | 2017-07-13 03:00 | 2017-07-13 05:00 | 51.03 | 2017 | 5 | 2017-07-31
Spain | ESP | 2017-07-13 04:00 | 2017-07-13 06:00 | 53.12 | 2017 | 5 | 2017-07-31
Spain | ESP | 2017-07-13 05:00 | 2017-07-13 07:00 | 53.78 | 2017 | 5 | 2017-07-31
Spain | ESP | 2017-07-13 06:00 | 2017-07-13 08:00 | 53.82 | 2017 | 5 | 2017-07-31
Spain | ESP | 2017-07-13 07:00 | 2017-07-13 09:00 | 54.89 | 2017 | 5 | 2017-07-31
Spain | ESP | 2017-07-13 08:00 | 2017-07-13 10:00 | 54.9 | 2017 | 5 | 2017-07-31
Spain | ESP | 2017-07-13 09:00 | 2017-07-13 11:00 | 54.89 | 2017 | 5 | 2017-07-31
Spain | ESP | 2017-07-13 10:00 | 2017-07-13 12:00 | 55.08 | 2017 | 5 | 2017-07-31
Spain | ESP | 2017-07-13 11:00 | 2017-07-13 13:00 | 54.95 | 2017 | 5 | 2017-07-31
Spain | ESP | 2017-07-13 12:00 | 2017-07-13 14:00 | 54.51 | 2017 | 5 | 2017-07-31
Spain | ESP | 2017-07-13 13:00 | 2017-07-13 15:00 | 53.41 | 2017 | 5 | 2017-07-31
Spain | ESP | 2017-07-13 14:00 | 2017-07-13 16:00 | 53 | 2017 | 5 | 2017-07-31
Spain | ESP | 2017-07-13 15:00 | 2017-07-13 17:00 | 52.44 | 2017 | 5 | 2017-07-31
Spain | ESP | 2017-07-13 16:00 | 2017-07-13 18:00 | 51.79 | 2017 | 5 | 2017-07-31
Spain | ESP | 2017-07-13 17:00 | 2017-07-13 19:00 | 51.36 | 2017 | 5 | 2017-07-31
Spain | ESP | 2017-07-13 18:00 | 2017-07-13 20:00 | 51.88 | 2017 | 5 | 2017-07-31
Spain | ESP | 2017-07-13 19:00 | 2017-07-13 21:00 | 53.78 | 2017 | 5 | 2017-07-31
Spain | ESP | 2017-07-13 20:00 | 2017-07-13 22:00 | 53.39 | 2017 | 5 | 2017-07-31
Spain | ESP | 2017-07-13 21:00 | 2017-07-13 23:00 | 51.41 | 2017 | 5 | 2017-07-31
Spain | ESP | 2017-07-13 22:00 | 2017-07-14 | 53.36 | 2017 | 5 | 2017-07-31
Spain | ESP | 2017-07-13 23:00 | 2017-07-14 01:00 | 47.91 | 2017 | 5 | 2017-07-31
Spain | ESP | 2017-07-14 | 2017-07-14 02:00 | 43.41 | 2017 | 5 | 2017-07-31
Spain | ESP | 2017-07-14 01:00 | 2017-07-14 03:00 | 41.1 | 2017 | 5 | 2017-07-31
Spain | ESP | 2017-07-14 02:00 | 2017-07-14 04:00 | 41.1 | 2017 | 5 | 2017-07-31
Spain | ESP | 2017-07-14 03:00 | 2017-07-14 05:00 | 41.1 | 2017 | 5 | 2017-07-31
Spain | ESP | 2017-07-14 04:00 | 2017-07-14 06:00 | 42.38 | 2017 | 5 | 2017-07-31
Spain | ESP | 2017-07-14 05:00 | 2017-07-14 07:00 | 47.91 | 2017 | 5 | 2017-07-31
Spain | ESP | 2017-07-14 06:00 | 2017-07-14 08:00 | 51.73 | 2017 | 5 | 2017-07-31
Spain | ESP | 2017-07-14 07:00 | 2017-07-14 09:00 | 53.25 | 2017 | 5 | 2017-07-31
Spain | ESP | 2017-07-14 08:00 | 2017-07-14 10:00 | 53.12 | 2017 | 5 | 2017-07-31
Spain | ESP | 2017-07-14 09:00 | 2017-07-14 11:00 | 53.25 | 2017 | 5 | 2017-07-31
Spain | ESP | 2017-07-14 10:00 | 2017-07-14 12:00 | 54.01 | 2017 | 5 | 2017-07-31
Spain | ESP | 2017-07-14 11:00 | 2017-07-14 13:00 | 54.22 | 2017 | 5 | 2017-07-31
Spain | ESP | 2017-07-14 12:00 | 2017-07-14 14:00 | 53.46 | 2017 | 5 | 2017-07-31
Spain | ESP | 2017-07-14 13:00 | 2017-07-14 15:00 | 53.12 | 2017 | 5 | 2017-07-31
Spain | ESP | 2017-07-14 14:00 | 2017-07-14 16:00 | 52.44 | 2017 | 5 | 2017-07-31
Spain | ESP | 2017-07-14 15:00 | 2017-07-14 17:00 | 51.73 | 2017 | 5 | 2017-07-31
Spain | ESP | 2017-07-14 16:00 | 2017-07-14 18:00 | 49.57 | 2017 | 5 | 2017-07-31
Spain | ESP | 2017-07-14 17:00 | 2017-07-14 19:00 | 49.53 | 2017 | 5 | 2017-07-31
Spain | ESP | 2017-07-14 18:00 | 2017-07-14 20:00 | 49.57 | 2017 | 5 | 2017-07-31
Spain | ESP | 2017-07-14 19:00 | 2017-07-14 21:00 | 49.8 | 2017 | 5 | 2017-07-31
Spain | ESP | 2017-07-14 20:00 | 2017-07-14 22:00 | 48.21 | 2017 | 5 | 2017-07-31
Spain | ESP | 2017-07-14 21:00 | 2017-07-14 23:00 | 45.68 | 2017 | 5 | 2017-07-31
Spain | ESP | 2017-07-14 22:00 | 2017-07-15 | 47.05 | 2017 | 5 | 2017-07-31
Spain | ESP | 2017-07-14 23:00 | 2017-07-15 01:00 | 45.04 | 2017 | 5 | 2017-07-31
Spain | ESP | 2017-07-15 | 2017-07-15 02:00 | 41.75 | 2017 | 5 | 2017-07-31
Spain | ESP | 2017-07-15 01:00 | 2017-07-15 03:00 | 41.4 | 2017 | 5 | 2017-07-31
Spain | ESP | 2017-07-15 02:00 | 2017-07-15 04:00 | 41.09 | 2017 | 5 | 2017-07-31
Spain | ESP | 2017-07-15 03:00 | 2017-07-15 05:00 | 40.93 | 2017 | 5 | 2017-07-31
Spain | ESP | 2017-07-15 04:00 | 2017-07-15 06:00 | 40.93 | 2017 | 5 | 2017-07-31
Spain | ESP | 2017-07-15 05:00 | 2017-07-15 07:00 | 40.77 | 2017 | 5 | 2017-07-31
Spain | ESP | 2017-07-15 06:00 | 2017-07-15 08:00 | 41.9 | 2017 | 5 | 2017-07-31
Spain | ESP | 2017-07-15 07:00 | 2017-07-15 09:00 | 45 | 2017 | 5 | 2017-07-31
Spain | ESP | 2017-07-15 08:00 | 2017-07-15 10:00 | 47.07 | 2017 | 5 | 2017-07-31
Spain | ESP | 2017-07-15 09:00 | 2017-07-15 11:00 | 48.23 | 2017 | 5 | 2017-07-31
Spain | ESP | 2017-07-15 10:00 | 2017-07-15 12:00 | 50 | 2017 | 5 | 2017-07-31
Spain | ESP | 2017-07-15 11:00 | 2017-07-15 13:00 | 52.11 | 2017 | 5 | 2017-07-31
Spain | ESP | 2017-07-15 12:00 | 2017-07-15 14:00 | 52.71 | 2017 | 5 | 2017-07-31
Spain | ESP | 2017-07-15 13:00 | 2017-07-15 15:00 | 52.11 | 2017 | 5 | 2017-07-31
Spain | ESP | 2017-07-15 14:00 | 2017-07-15 16:00 | 50 | 2017 | 5 | 2017-07-31
Spain | ESP | 2017-07-15 15:00 | 2017-07-15 17:00 | 48.79 | 2017 | 5 | 2017-07-31
Spain | ESP | 2017-07-15 16:00 | 2017-07-15 18:00 | 50 | 2017 | 5 | 2017-07-31
Spain | ESP | 2017-07-15 17:00 | 2017-07-15 19:00 | 49.57 | 2017 | 5 | 2017-07-31
Spain | ESP | 2017-07-15 18:00 | 2017-07-15 20:00 | 52 | 2017 | 5 | 2017-07-31
Spain | ESP | 2017-07-15 19:00 | 2017-07-15 21:00 | 53.21 | 2017 | 5 | 2017-07-31
Spain | ESP | 2017-07-15 20:00 | 2017-07-15 22:00 | 53.21 | 2017 | 5 | 2017-07-31
Spain | ESP | 2017-07-15 21:00 | 2017-07-15 23:00 | 48.63 | 2017 | 5 | 2017-07-31
Spain | ESP | 2017-07-15 22:00 | 2017-07-16 | 48.12 | 2017 | 5 | 2017-07-31
Spain | ESP | 2017-07-15 23:00 | 2017-07-16 01:00 | 43.32 | 2017 | 5 | 2017-07-31
Spain | ESP | 2017-07-16 | 2017-07-16 02:00 | 41.9 | 2017 | 5 | 2017-07-31
Spain | ESP | 2017-07-16 01:00 | 2017-07-16 03:00 | 41.75 | 2017 | 5 | 2017-07-31
Spain | ESP | 2017-07-16 02:00 | 2017-07-16 04:00 | 41.4 | 2017 | 5 | 2017-07-31
Spain | ESP | 2017-07-16 03:00 | 2017-07-16 05:00 | 41.4 | 2017 | 5 | 2017-07-31
Spain | ESP | 2017-07-16 04:00 | 2017-07-16 06:00 | 41 | 2017 | 5 | 2017-07-31
Spain | ESP | 2017-07-16 05:00 | 2017-07-16 07:00 | 40.77 | 2017 | 5 | 2017-07-31
Spain | ESP | 2017-07-16 06:00 | 2017-07-16 08:00 | 41.4 | 2017 | 5 | 2017-07-31
Spain | ESP | 2017-07-16 07:00 | 2017-07-16 09:00 | 41.49 | 2017 | 5 | 2017-07-31
Spain | ESP | 2017-07-16 08:00 | 2017-07-16 10:00 | 41.9 | 2017 | 5 | 2017-07-31
Spain | ESP | 2017-07-16 09:00 | 2017-07-16 11:00 | 45.01 | 2017 | 5 | 2017-07-31
Spain | ESP | 2017-07-16 10:00 | 2017-07-16 12:00 | 47.15 | 2017 | 5 | 2017-07-31
Spain | ESP | 2017-07-16 11:00 | 2017-07-16 13:00 | 50 | 2017 | 5 | 2017-07-31
Spain | ESP | 2017-07-16 12:00 | 2017-07-16 14:00 | 51.63 | 2017 | 5 | 2017-07-31
Spain | ESP | 2017-07-16 13:00 | 2017-07-16 15:00 | 50 | 2017 | 5 | 2017-07-31
Spain | ESP | 2017-07-16 14:00 | 2017-07-16 16:00 | 48.18 | 2017 | 5 | 2017-07-31
Spain | ESP | 2017-07-16 15:00 | 2017-07-16 17:00 | 47.15 | 2017 | 5 | 2017-07-31
Spain | ESP | 2017-07-16 16:00 | 2017-07-16 18:00 | 51.03 | 2017 | 5 | 2017-07-31
Spain | ESP | 2017-07-16 17:00 | 2017-07-16 19:00 | 52.71 | 2017 | 5 | 2017-07-31
Spain | ESP | 2017-07-16 18:00 | 2017-07-16 20:00 | 54.08 | 2017 | 5 | 2017-07-31
Spain | ESP | 2017-07-16 19:00 | 2017-07-16 21:00 | 55.46 | 2017 | 5 | 2017-07-31
Spain | ESP | 2017-07-16 20:00 | 2017-07-16 22:00 | 57 | 2017 | 5 | 2017-07-31
Spain | ESP | 2017-07-16 21:00 | 2017-07-16 23:00 | 55.01 | 2017 | 5 | 2017-07-31
Spain | ESP | 2017-07-16 22:00 | 2017-07-17 | 49.04 | 2017 | 5 | 2017-07-31
Spain | ESP | 2017-07-16 23:00 | 2017-07-17 01:00 | 42.02 | 2017 | 5 | 2017-07-31
Spain | ESP | 2017-07-17 | 2017-07-17 02:00 | 41.49 | 2017 | 5 | 2017-07-31
Spain | ESP | 2017-07-17 01:00 | 2017-07-17 03:00 | 40.93 | 2017 | 5 | 2017-07-31
Spain | ESP | 2017-07-17 02:00 | 2017-07-17 04:00 | 40.77 | 2017 | 5 | 2017-07-31
Spain | ESP | 2017-07-17 03:00 | 2017-07-17 05:00 | 40.93 | 2017 | 5 | 2017-07-31
Spain | ESP | 2017-07-17 04:00 | 2017-07-17 06:00 | 41.75 | 2017 | 5 | 2017-07-31
Spain | ESP | 2017-07-17 05:00 | 2017-07-17 07:00 | 45.68 | 2017 | 5 | 2017-07-31
Spain | ESP | 2017-07-17 06:00 | 2017-07-17 08:00 | 48.18 | 2017 | 5 | 2017-07-31
Spain | ESP | 2017-07-17 07:00 | 2017-07-17 09:00 | 50.71 | 2017 | 5 | 2017-07-31
Spain | ESP | 2017-07-17 08:00 | 2017-07-17 10:00 | 52.56 | 2017 | 5 | 2017-07-31
Spain | ESP | 2017-07-17 09:00 | 2017-07-17 11:00 | 52.01 | 2017 | 5 | 2017-07-31
Spain | ESP | 2017-07-17 10:00 | 2017-07-17 12:00 | 53.25 | 2017 | 5 | 2017-07-31
Spain | ESP | 2017-07-17 11:00 | 2017-07-17 13:00 | 53.36 | 2017 | 5 | 2017-07-31
Spain | ESP | 2017-07-17 12:00 | 2017-07-17 14:00 | 53.36 | 2017 | 5 | 2017-07-31
Spain | ESP | 2017-07-17 13:00 | 2017-07-17 15:00 | 53.25 | 2017 | 5 | 2017-07-31
Spain | ESP | 2017-07-17 14:00 | 2017-07-17 16:00 | 53.46 | 2017 | 5 | 2017-07-31
Spain | ESP | 2017-07-17 15:00 | 2017-07-17 17:00 | 53.56 | 2017 | 5 | 2017-07-31
Spain | ESP | 2017-07-17 16:00 | 2017-07-17 18:00 | 52.71 | 2017 | 5 | 2017-07-31
Spain | ESP | 2017-07-17 17:00 | 2017-07-17 19:00 | 52.56 | 2017 | 5 | 2017-07-31
Spain | ESP | 2017-07-17 18:00 | 2017-07-17 20:00 | 53.1 | 2017 | 5 | 2017-07-31
Spain | ESP | 2017-07-17 19:00 | 2017-07-17 21:00 | 53.69 | 2017 | 5 | 2017-07-31
Spain | ESP | 2017-07-17 20:00 | 2017-07-17 22:00 | 53.46 | 2017 | 5 | 2017-07-31
Spain | ESP | 2017-07-17 21:00 | 2017-07-17 23:00 | 50 | 2017 | 5 | 2017-07-31
Spain | ESP | 2017-07-17 22:00 | 2017-07-18 | 51.51 | 2017 | 5 | 2017-07-31
Spain | ESP | 2017-07-17 23:00 | 2017-07-18 01:00 | 45.01 | 2017 | 5 | 2017-07-31
Spain | ESP | 2017-07-18 | 2017-07-18 02:00 | 42.73 | 2017 | 5 | 2017-07-31
Spain | ESP | 2017-07-18 01:00 | 2017-07-18 03:00 | 41.89 | 2017 | 5 | 2017-07-31
Spain | ESP | 2017-07-18 02:00 | 2017-07-18 04:00 | 41.49 | 2017 | 5 | 2017-07-31
Spain | ESP | 2017-07-18 03:00 | 2017-07-18 05:00 | 41.49 | 2017 | 5 | 2017-07-31
Spain | ESP | 2017-07-18 04:00 | 2017-07-18 06:00 | 42.92 | 2017 | 5 | 2017-07-31
Spain | ESP | 2017-07-18 05:00 | 2017-07-18 07:00 | 48.21 | 2017 | 5 | 2017-07-31
Spain | ESP | 2017-07-18 06:00 | 2017-07-18 08:00 | 53.25 | 2017 | 5 | 2017-07-31
Spain | ESP | 2017-07-18 07:00 | 2017-07-18 09:00 | 53.69 | 2017 | 5 | 2017-07-31
Spain | ESP | 2017-07-18 08:00 | 2017-07-18 10:00 | 53 | 2017 | 5 | 2017-07-31
Spain | ESP | 2017-07-18 09:00 | 2017-07-18 11:00 | 52.5 | 2017 | 5 | 2017-07-31
Spain | ESP | 2017-07-18 10:00 | 2017-07-18 12:00 | 52.71 | 2017 | 5 | 2017-07-31
Spain | ESP | 2017-07-18 11:00 | 2017-07-18 13:00 | 52.3 | 2017 | 5 | 2017-07-31
Spain | ESP | 2017-07-18 12:00 | 2017-07-18 14:00 | 50.37 | 2017 | 5 | 2017-07-31
Spain | ESP | 2017-07-18 13:00 | 2017-07-18 15:00 | 49.64 | 2017 | 5 | 2017-07-31
Spain | ESP | 2017-07-18 14:00 | 2017-07-18 16:00 | 50.01 | 2017 | 5 | 2017-07-31
Spain | ESP | 2017-07-18 15:00 | 2017-07-18 17:00 | 50.33 | 2017 | 5 | 2017-07-31
Spain | ESP | 2017-07-18 16:00 | 2017-07-18 18:00 | 50 | 2017 | 5 | 2017-07-31
Spain | ESP | 2017-07-18 17:00 | 2017-07-18 19:00 | 50.51 | 2017 | 5 | 2017-07-31
Spain | ESP | 2017-07-18 18:00 | 2017-07-18 20:00 | 51.61 | 2017 | 5 | 2017-07-31
Spain | ESP | 2017-07-18 19:00 | 2017-07-18 21:00 | 53.03 | 2017 | 5 | 2017-07-31
Spain | ESP | 2017-07-18 20:00 | 2017-07-18 22:00 | 53.36 | 2017 | 5 | 2017-07-31
Spain | ESP | 2017-07-18 21:00 | 2017-07-18 23:00 | 51.61 | 2017 | 5 | 2017-07-31
Spain | ESP | 2017-07-18 22:00 | 2017-07-19 | 52.89 | 2017 | 5 | 2017-07-31
Spain | ESP | 2017-07-18 23:00 | 2017-07-19 01:00 | 48.21 | 2017 | 5 | 2017-07-31
Spain | ESP | 2017-07-19 | 2017-07-19 02:00 | 44.99 | 2017 | 5 | 2017-07-31
Spain | ESP | 2017-07-19 01:00 | 2017-07-19 03:00 | 43.21 | 2017 | 5 | 2017-07-31
Spain | ESP | 2017-07-19 02:00 | 2017-07-19 04:00 | 42.8 | 2017 | 5 | 2017-07-31
Spain | ESP | 2017-07-19 03:00 | 2017-07-19 05:00 | 42.8 | 2017 | 5 | 2017-07-31
Spain | ESP | 2017-07-19 04:00 | 2017-07-19 06:00 | 43.09 | 2017 | 5 | 2017-07-31
Spain | ESP | 2017-07-19 05:00 | 2017-07-19 07:00 | 48.77 | 2017 | 5 | 2017-07-31
Spain | ESP | 2017-07-19 06:00 | 2017-07-19 08:00 | 50.5 | 2017 | 5 | 2017-07-31
Spain | ESP | 2017-07-19 07:00 | 2017-07-19 09:00 | 52.36 | 2017 | 5 | 2017-07-31
Spain | ESP | 2017-07-19 08:00 | 2017-07-19 10:00 | 52.01 | 2017 | 5 | 2017-07-31
Spain | ESP | 2017-07-19 09:00 | 2017-07-19 11:00 | 51.03 | 2017 | 5 | 2017-07-31
Spain | ESP | 2017-07-19 10:00 | 2017-07-19 12:00 | 52.15 | 2017 | 5 | 2017-07-31
Spain | ESP | 2017-07-19 11:00 | 2017-07-19 13:00 | 52.01 | 2017 | 5 | 2017-07-31
Spain | ESP | 2017-07-19 12:00 | 2017-07-19 14:00 | 50.71 | 2017 | 5 | 2017-07-31
Spain | ESP | 2017-07-19 13:00 | 2017-07-19 15:00 | 50.33 | 2017 | 5 | 2017-07-31
Spain | ESP | 2017-07-19 14:00 | 2017-07-19 16:00 | 50.5 | 2017 | 5 | 2017-07-31
Spain | ESP | 2017-07-19 15:00 | 2017-07-19 17:00 | 50.5 | 2017 | 5 | 2017-07-31
Spain | ESP | 2017-07-19 16:00 | 2017-07-19 18:00 | 49.39 | 2017 | 5 | 2017-07-31
Spain | ESP | 2017-07-19 17:00 | 2017-07-19 19:00 | 48.91 | 2017 | 5 | 2017-07-31
Spain | ESP | 2017-07-19 18:00 | 2017-07-19 20:00 | 50.05 | 2017 | 5 | 2017-07-31
Spain | ESP | 2017-07-19 19:00 | 2017-07-19 21:00 | 52.01 | 2017 | 5 | 2017-07-31
Spain | ESP | 2017-07-19 20:00 | 2017-07-19 22:00 | 51.7 | 2017 | 5 | 2017-07-31
Spain | ESP | 2017-07-19 21:00 | 2017-07-19 23:00 | 49.98 | 2017 | 5 | 2017-07-31
Spain | ESP | 2017-07-19 22:00 | 2017-07-20 | 49.58 | 2017 | 5 | 2017-07-31
Spain | ESP | 2017-07-19 23:00 | 2017-07-20 01:00 | 45.06 | 2017 | 5 | 2017-07-31
Spain | ESP | 2017-07-20 | 2017-07-20 02:00 | 42.73 | 2017 | 5 | 2017-07-31
Spain | ESP | 2017-07-20 01:00 | 2017-07-20 03:00 | 42.02 | 2017 | 5 | 2017-07-31
Spain | ESP | 2017-07-20 02:00 | 2017-07-20 04:00 | 41.89 | 2017 | 5 | 2017-07-31
Spain | ESP | 2017-07-20 03:00 | 2017-07-20 05:00 | 42.14 | 2017 | 5 | 2017-07-31
Spain | ESP | 2017-07-20 04:00 | 2017-07-20 06:00 | 45.64 | 2017 | 5 | 2017-07-31
Spain | ESP | 2017-07-20 05:00 | 2017-07-20 07:00 | 50.33 | 2017 | 5 | 2017-07-31
Spain | ESP | 2017-07-20 06:00 | 2017-07-20 08:00 | 52.01 | 2017 | 5 | 2017-07-31
Spain | ESP | 2017-07-20 07:00 | 2017-07-20 09:00 | 51.6 | 2017 | 5 | 2017-07-31
Spain | ESP | 2017-07-20 08:00 | 2017-07-20 10:00 | 51.5 | 2017 | 5 | 2017-07-31
Spain | ESP | 2017-07-20 09:00 | 2017-07-20 11:00 | 51.56 | 2017 | 5 | 2017-07-31
Spain | ESP | 2017-07-20 10:00 | 2017-07-20 12:00 | 52.11 | 2017 | 5 | 2017-07-31
Spain | ESP | 2017-07-20 11:00 | 2017-07-20 13:00 | 52.69 | 2017 | 5 | 2017-07-31
Spain | ESP | 2017-07-20 12:00 | 2017-07-20 14:00 | 52.56 | 2017 | 5 | 2017-07-31
Spain | ESP | 2017-07-20 13:00 | 2017-07-20 15:00 | 52.15 | 2017 | 5 | 2017-07-31
Spain | ESP | 2017-07-20 14:00 | 2017-07-20 16:00 | 52.01 | 2017 | 5 | 2017-07-31
Spain | ESP | 2017-07-20 15:00 | 2017-07-20 17:00 | 51.5 | 2017 | 5 | 2017-07-31
Spain | ESP | 2017-07-20 16:00 | 2017-07-20 18:00 | 49.99 | 2017 | 5 | 2017-07-31
Spain | ESP | 2017-07-20 17:00 | 2017-07-20 19:00 | 48.21 | 2017 | 5 | 2017-07-31
Spain | ESP | 2017-07-20 18:00 | 2017-07-20 20:00 | 47.91 | 2017 | 5 | 2017-07-31
Spain | ESP | 2017-07-20 19:00 | 2017-07-20 21:00 | 48.91 | 2017 | 5 | 2017-07-31
Spain | ESP | 2017-07-20 20:00 | 2017-07-20 22:00 | 48.91 | 2017 | 5 | 2017-07-31
Spain | ESP | 2017-07-20 21:00 | 2017-07-20 23:00 | 47.91 | 2017 | 5 | 2017-07-31
Spain | ESP | 2017-07-20 22:00 | 2017-07-21 | 47 | 2017 | 5 | 2017-07-31
Spain | ESP | 2017-07-20 23:00 | 2017-07-21 01:00 | 40.7 | 2017 | 5 | 2017-07-31
Spain | ESP | 2017-07-21 | 2017-07-21 02:00 | 40.54 | 2017 | 5 | 2017-07-31
Spain | ESP | 2017-07-21 01:00 | 2017-07-21 03:00 | 40.7 | 2017 | 5 | 2017-07-31
Spain | ESP | 2017-07-21 02:00 | 2017-07-21 04:00 | 40.7 | 2017 | 5 | 2017-07-31
Spain | ESP | 2017-07-21 03:00 | 2017-07-21 05:00 | 41.21 | 2017 | 5 | 2017-07-31
Spain | ESP | 2017-07-21 04:00 | 2017-07-21 06:00 | 45.04 | 2017 | 5 | 2017-07-31
Spain | ESP | 2017-07-21 05:00 | 2017-07-21 07:00 | 52.03 | 2017 | 5 | 2017-07-31
Spain | ESP | 2017-07-21 06:00 | 2017-07-21 08:00 | 57 | 2017 | 5 | 2017-07-31
Spain | ESP | 2017-07-21 07:00 | 2017-07-21 09:00 | 55.34 | 2017 | 5 | 2017-07-31
Spain | ESP | 2017-07-21 08:00 | 2017-07-21 10:00 | 53 | 2017 | 5 | 2017-07-31
Spain | ESP | 2017-07-21 09:00 | 2017-07-21 11:00 | 53 | 2017 | 5 | 2017-07-31
Spain | ESP | 2017-07-21 10:00 | 2017-07-21 12:00 | 53.25 | 2017 | 5 | 2017-07-31
Spain | ESP | 2017-07-21 11:00 | 2017-07-21 13:00 | 53.06 | 2017 | 5 | 2017-07-31
Spain | ESP | 2017-07-21 12:00 | 2017-07-21 14:00 | 52.1 | 2017 | 5 | 2017-07-31
Spain | ESP | 2017-07-21 13:00 | 2017-07-21 15:00 | 51.5 | 2017 | 5 | 2017-07-31
Spain | ESP | 2017-07-21 14:00 | 2017-07-21 16:00 | 51.5 | 2017 | 5 | 2017-07-31
Spain | ESP | 2017-07-21 15:00 | 2017-07-21 17:00 | 50.1 | 2017 | 5 | 2017-07-31
Spain | ESP | 2017-07-21 16:00 | 2017-07-21 18:00 | 48.21 | 2017 | 5 | 2017-07-31
Spain | ESP | 2017-07-21 17:00 | 2017-07-21 19:00 | 47.07 | 2017 | 5 | 2017-07-31
Spain | ESP | 2017-07-21 18:00 | 2017-07-21 20:00 | 48.04 | 2017 | 5 | 2017-07-31
Spain | ESP | 2017-07-21 19:00 | 2017-07-21 21:00 | 49.64 | 2017 | 5 | 2017-07-31
Spain | ESP | 2017-07-21 20:00 | 2017-07-21 22:00 | 49.07 | 2017 | 5 | 2017-07-31
Spain | ESP | 2017-07-21 21:00 | 2017-07-21 23:00 | 45.97 | 2017 | 5 | 2017-07-31
Spain | ESP | 2017-07-21 22:00 | 2017-07-22 | 55 | 2017 | 5 | 2017-07-31
Spain | ESP | 2017-07-21 23:00 | 2017-07-22 01:00 | 50 | 2017 | 5 | 2017-07-31
Spain | ESP | 2017-07-22 | 2017-07-22 02:00 | 49 | 2017 | 5 | 2017-07-31
Spain | ESP | 2017-07-22 01:00 | 2017-07-22 03:00 | 49.34 | 2017 | 5 | 2017-07-31
Spain | ESP | 2017-07-22 02:00 | 2017-07-22 04:00 | 48.6 | 2017 | 5 | 2017-07-31
Spain | ESP | 2017-07-22 03:00 | 2017-07-22 05:00 | 48.6 | 2017 | 5 | 2017-07-31
Spain | ESP | 2017-07-22 04:00 | 2017-07-22 06:00 | 47.38 | 2017 | 5 | 2017-07-31
Spain | ESP | 2017-07-22 05:00 | 2017-07-22 07:00 | 47.18 | 2017 | 5 | 2017-07-31
Spain | ESP | 2017-07-22 06:00 | 2017-07-22 08:00 | 47.91 | 2017 | 5 | 2017-07-31
Spain | ESP | 2017-07-22 07:00 | 2017-07-22 09:00 | 49.44 | 2017 | 5 | 2017-07-31
Spain | ESP | 2017-07-22 08:00 | 2017-07-22 10:00 | 50.11 | 2017 | 5 | 2017-07-31
Spain | ESP | 2017-07-22 09:00 | 2017-07-22 11:00 | 50.19 | 2017 | 5 | 2017-07-31
Spain | ESP | 2017-07-22 10:00 | 2017-07-22 12:00 | 50.19 | 2017 | 5 | 2017-07-31
Spain | ESP | 2017-07-22 11:00 | 2017-07-22 13:00 | 50.11 | 2017 | 5 | 2017-07-31
Spain | ESP | 2017-07-22 12:00 | 2017-07-22 14:00 | 49.49 | 2017 | 5 | 2017-07-31
Spain | ESP | 2017-07-22 13:00 | 2017-07-22 15:00 | 47.91 | 2017 | 5 | 2017-07-31
Spain | ESP | 2017-07-22 14:00 | 2017-07-22 16:00 | 45.59 | 2017 | 5 | 2017-07-31
Spain | ESP | 2017-07-22 15:00 | 2017-07-22 17:00 | 45 | 2017 | 5 | 2017-07-31
Spain | ESP | 2017-07-22 16:00 | 2017-07-22 18:00 | 45.2 | 2017 | 5 | 2017-07-31
Spain | ESP | 2017-07-22 17:00 | 2017-07-22 19:00 | 46.36 | 2017 | 5 | 2017-07-31
Spain | ESP | 2017-07-22 18:00 | 2017-07-22 20:00 | 49.46 | 2017 | 5 | 2017-07-31
Spain | ESP | 2017-07-22 19:00 | 2017-07-22 21:00 | 50.44 | 2017 | 5 | 2017-07-31
Spain | ESP | 2017-07-22 20:00 | 2017-07-22 22:00 | 50.1 | 2017 | 5 | 2017-07-31
Spain | ESP | 2017-07-22 21:00 | 2017-07-22 23:00 | 47.17 | 2017 | 5 | 2017-07-31
Spain | ESP | 2017-07-22 22:00 | 2017-07-23 | 48.13 | 2017 | 5 | 2017-07-31
Spain | ESP | 2017-07-22 23:00 | 2017-07-23 01:00 | 45.96 | 2017 | 5 | 2017-07-31
Spain | ESP | 2017-07-23 | 2017-07-23 02:00 | 43.9 | 2017 | 5 | 2017-07-31
Spain | ESP | 2017-07-23 01:00 | 2017-07-23 03:00 | 45 | 2017 | 5 | 2017-07-31
Spain | ESP | 2017-07-23 02:00 | 2017-07-23 04:00 | 45 | 2017 | 5 | 2017-07-31
Spain | ESP | 2017-07-23 03:00 | 2017-07-23 05:00 | 44.01 | 2017 | 5 | 2017-07-31
Spain | ESP | 2017-07-23 04:00 | 2017-07-23 06:00 | 44.01 | 2017 | 5 | 2017-07-31
Spain | ESP | 2017-07-23 05:00 | 2017-07-23 07:00 | 42.72 | 2017 | 5 | 2017-07-31
Spain | ESP | 2017-07-23 06:00 | 2017-07-23 08:00 | 43.4 | 2017 | 5 | 2017-07-31
Spain | ESP | 2017-07-23 07:00 | 2017-07-23 09:00 | 47.14 | 2017 | 5 | 2017-07-31
Spain | ESP | 2017-07-23 08:00 | 2017-07-23 10:00 | 49.73 | 2017 | 5 | 2017-07-31
Spain | ESP | 2017-07-23 09:00 | 2017-07-23 11:00 | 50.11 | 2017 | 5 | 2017-07-31
Spain | ESP | 2017-07-23 10:00 | 2017-07-23 12:00 | 50.41 | 2017 | 5 | 2017-07-31
Spain | ESP | 2017-07-23 11:00 | 2017-07-23 13:00 | 51.1 | 2017 | 5 | 2017-07-31
Spain | ESP | 2017-07-23 12:00 | 2017-07-23 14:00 | 50.41 | 2017 | 5 | 2017-07-31
Spain | ESP | 2017-07-23 13:00 | 2017-07-23 15:00 | 48.72 | 2017 | 5 | 2017-07-31
Spain | ESP | 2017-07-23 14:00 | 2017-07-23 16:00 | 44.95 | 2017 | 5 | 2017-07-31
Spain | ESP | 2017-07-23 15:00 | 2017-07-23 17:00 | 42.57 | 2017 | 5 | 2017-07-31
Spain | ESP | 2017-07-23 16:00 | 2017-07-23 18:00 | 40.93 | 2017 | 5 | 2017-07-31
Spain | ESP | 2017-07-23 17:00 | 2017-07-23 19:00 | 42.72 | 2017 | 5 | 2017-07-31
Spain | ESP | 2017-07-23 18:00 | 2017-07-23 20:00 | 45.84 | 2017 | 5 | 2017-07-31
Spain | ESP | 2017-07-23 19:00 | 2017-07-23 21:00 | 51.1 | 2017 | 5 | 2017-07-31
Spain | ESP | 2017-07-23 20:00 | 2017-07-23 22:00 | 52.5 | 2017 | 5 | 2017-07-31
Spain | ESP | 2017-07-23 21:00 | 2017-07-23 23:00 | 51.5 | 2017 | 5 | 2017-07-31
Spain | ESP | 2017-07-23 22:00 | 2017-07-24 | 50.19 | 2017 | 5 | 2017-07-31
Spain | ESP | 2017-07-23 23:00 | 2017-07-24 01:00 | 46 | 2017 | 5 | 2017-07-31
Spain | ESP | 2017-07-24 | 2017-07-24 02:00 | 42.72 | 2017 | 5 | 2017-07-31
Spain | ESP | 2017-07-24 01:00 | 2017-07-24 03:00 | 40.93 | 2017 | 5 | 2017-07-31
Spain | ESP | 2017-07-24 02:00 | 2017-07-24 04:00 | 40.3 | 2017 | 5 | 2017-07-31
Spain | ESP | 2017-07-24 03:00 | 2017-07-24 05:00 | 40.54 | 2017 | 5 | 2017-07-31
Spain | ESP | 2017-07-24 04:00 | 2017-07-24 06:00 | 45 | 2017 | 5 | 2017-07-31
Spain | ESP | 2017-07-24 05:00 | 2017-07-24 07:00 | 50.1 | 2017 | 5 | 2017-07-31
Spain | ESP | 2017-07-24 06:00 | 2017-07-24 08:00 | 51.1 | 2017 | 5 | 2017-07-31
Spain | ESP | 2017-07-24 07:00 | 2017-07-24 09:00 | 51.5 | 2017 | 5 | 2017-07-31
Spain | ESP | 2017-07-24 08:00 | 2017-07-24 10:00 | 51.37 | 2017 | 5 | 2017-07-31
Spain | ESP | 2017-07-24 09:00 | 2017-07-24 11:00 | 51.37 | 2017 | 5 | 2017-07-31
Spain | ESP | 2017-07-24 10:00 | 2017-07-24 12:00 | 51.6 | 2017 | 5 | 2017-07-31
Spain | ESP | 2017-07-24 11:00 | 2017-07-24 13:00 | 51.75 | 2017 | 5 | 2017-07-31
Spain | ESP | 2017-07-24 12:00 | 2017-07-24 14:00 | 51.5 | 2017 | 5 | 2017-07-31
Spain | ESP | 2017-07-24 13:00 | 2017-07-24 15:00 | 50.78 | 2017 | 5 | 2017-07-31
Spain | ESP | 2017-07-24 14:00 | 2017-07-24 16:00 | 50.41 | 2017 | 5 | 2017-07-31
Spain | ESP | 2017-07-24 15:00 | 2017-07-24 17:00 | 49.12 | 2017 | 5 | 2017-07-31
Spain | ESP | 2017-07-24 16:00 | 2017-07-24 18:00 | 45 | 2017 | 5 | 2017-07-31
Spain | ESP | 2017-07-24 17:00 | 2017-07-24 19:00 | 45 | 2017 | 5 | 2017-07-31
Spain | ESP | 2017-07-24 18:00 | 2017-07-24 20:00 | 45.97 | 2017 | 5 | 2017-07-31
Spain | ESP | 2017-07-24 19:00 | 2017-07-24 21:00 | 49.54 | 2017 | 5 | 2017-07-31
Spain | ESP | 2017-07-24 20:00 | 2017-07-24 22:00 | 49.68 | 2017 | 5 | 2017-07-31
Spain | ESP | 2017-07-24 21:00 | 2017-07-24 23:00 | 42.72 | 2017 | 5 | 2017-07-31
Spain | ESP | 2017-07-24 22:00 | 2017-07-25 | 39.78 | 2017 | 5 | 2017-07-31
Spain | ESP | 2017-07-24 23:00 | 2017-07-25 01:00 | 38.95 | 2017 | 5 | 2017-07-31
Spain | ESP | 2017-07-25 | 2017-07-25 02:00 | 38.6 | 2017 | 5 | 2017-07-31
Spain | ESP | 2017-07-25 01:00 | 2017-07-25 03:00 | 38.6 | 2017 | 5 | 2017-07-31
Spain | ESP | 2017-07-25 02:00 | 2017-07-25 04:00 | 38.6 | 2017 | 5 | 2017-07-31
Spain | ESP | 2017-07-25 03:00 | 2017-07-25 05:00 | 38.6 | 2017 | 5 | 2017-07-31
Spain | ESP | 2017-07-25 04:00 | 2017-07-25 06:00 | 39.07 | 2017 | 5 | 2017-07-31
Spain | ESP | 2017-07-25 05:00 | 2017-07-25 07:00 | 44.53 | 2017 | 5 | 2017-07-31
Spain | ESP | 2017-07-25 06:00 | 2017-07-25 08:00 | 48.06 | 2017 | 5 | 2017-07-31
Spain | ESP | 2017-07-25 07:00 | 2017-07-25 09:00 | 51 | 2017 | 5 | 2017-07-31
Spain | ESP | 2017-07-25 08:00 | 2017-07-25 10:00 | 51.1 | 2017 | 5 | 2017-07-31
Spain | ESP | 2017-07-25 09:00 | 2017-07-25 11:00 | 51.07 | 2017 | 5 | 2017-07-31
Spain | ESP | 2017-07-25 10:00 | 2017-07-25 12:00 | 51.66 | 2017 | 5 | 2017-07-31
Spain | ESP | 2017-07-25 11:00 | 2017-07-25 13:00 | 52.1 | 2017 | 5 | 2017-07-31
Spain | ESP | 2017-07-25 12:00 | 2017-07-25 14:00 | 51.5 | 2017 | 5 | 2017-07-31
Spain | ESP | 2017-07-25 13:00 | 2017-07-25 15:00 | 51.1 | 2017 | 5 | 2017-07-31
Spain | ESP | 2017-07-25 14:00 | 2017-07-25 16:00 | 51.1 | 2017 | 5 | 2017-07-31
Spain | ESP | 2017-07-25 15:00 | 2017-07-25 17:00 | 51.07 | 2017 | 5 | 2017-07-31
Spain | ESP | 2017-07-25 16:00 | 2017-07-25 18:00 | 50.09 | 2017 | 5 | 2017-07-31
Spain | ESP | 2017-07-25 17:00 | 2017-07-25 19:00 | 49.02 | 2017 | 5 | 2017-07-31
Spain | ESP | 2017-07-25 18:00 | 2017-07-25 20:00 | 51.06 | 2017 | 5 | 2017-07-31
Spain | ESP | 2017-07-25 19:00 | 2017-07-25 21:00 | 52 | 2017 | 5 | 2017-07-31
Spain | ESP | 2017-07-25 20:00 | 2017-07-25 22:00 | 52.32 | 2017 | 5 | 2017-07-31
Spain | ESP | 2017-07-25 21:00 | 2017-07-25 23:00 | 46.15 | 2017 | 5 | 2017-07-31
Spain | ESP | 2017-07-25 22:00 | 2017-07-26 | 50.1 | 2017 | 5 | 2017-07-31
Spain | ESP | 2017-07-25 23:00 | 2017-07-26 01:00 | 48.43 | 2017 | 5 | 2017-07-31
Spain | ESP | 2017-07-26 | 2017-07-26 02:00 | 45 | 2017 | 5 | 2017-07-31
Spain | ESP | 2017-07-26 01:00 | 2017-07-26 03:00 | 44.53 | 2017 | 5 | 2017-07-31
Spain | ESP | 2017-07-26 02:00 | 2017-07-26 04:00 | 44.98 | 2017 | 5 | 2017-07-31
Spain | ESP | 2017-07-26 03:00 | 2017-07-26 05:00 | 46.75 | 2017 | 5 | 2017-07-31
Spain | ESP | 2017-07-26 04:00 | 2017-07-26 06:00 | 50.95 | 2017 | 5 | 2017-07-31
Spain | ESP | 2017-07-26 05:00 | 2017-07-26 07:00 | 51.07 | 2017 | 5 | 2017-07-31
Spain | ESP | 2017-07-26 06:00 | 2017-07-26 08:00 | 51.5 | 2017 | 5 | 2017-07-31
Spain | ESP | 2017-07-26 07:00 | 2017-07-26 09:00 | 52 | 2017 | 5 | 2017-07-31
Spain | ESP | 2017-07-26 08:00 | 2017-07-26 10:00 | 51.87 | 2017 | 5 | 2017-07-31
Spain | ESP | 2017-07-26 09:00 | 2017-07-26 11:00 | 51.82 | 2017 | 5 | 2017-07-31
Spain | ESP | 2017-07-26 10:00 | 2017-07-26 12:00 | 52.37 | 2017 | 5 | 2017-07-31
Spain | ESP | 2017-07-26 11:00 | 2017-07-26 13:00 | 52.39 | 2017 | 5 | 2017-07-31
Spain | ESP | 2017-07-26 12:00 | 2017-07-26 14:00 | 52.11 | 2017 | 5 | 2017-07-31
Spain | ESP | 2017-07-26 13:00 | 2017-07-26 15:00 | 51.78 | 2017 | 5 | 2017-07-31
Spain | ESP | 2017-07-26 14:00 | 2017-07-26 16:00 | 51.85 | 2017 | 5 | 2017-07-31
Spain | ESP | 2017-07-26 15:00 | 2017-07-26 17:00 | 51.5 | 2017 | 5 | 2017-07-31
Spain | ESP | 2017-07-26 16:00 | 2017-07-26 18:00 | 51.07 | 2017 | 5 | 2017-07-31
Spain | ESP | 2017-07-26 17:00 | 2017-07-26 19:00 | 51.07 | 2017 | 5 | 2017-07-31
Spain | ESP | 2017-07-26 18:00 | 2017-07-26 20:00 | 51.5 | 2017 | 5 | 2017-07-31
Spain | ESP | 2017-07-26 19:00 | 2017-07-26 21:00 | 52.32 | 2017 | 5 | 2017-07-31
Spain | ESP | 2017-07-26 20:00 | 2017-07-26 22:00 | 52.11 | 2017 | 5 | 2017-07-31
Spain | ESP | 2017-07-26 21:00 | 2017-07-26 23:00 | 51.5 | 2017 | 5 | 2017-07-31
Spain | ESP | 2017-07-26 22:00 | 2017-07-27 | 58 | 2017 | 5 | 2017-07-31
Spain | ESP | 2017-07-26 23:00 | 2017-07-27 01:00 | 55.43 | 2017 | 5 | 2017-07-31
Spain | ESP | 2017-07-27 | 2017-07-27 02:00 | 54.05 | 2017 | 5 | 2017-07-31
Spain | ESP | 2017-07-27 01:00 | 2017-07-27 03:00 | 53.78 | 2017 | 5 | 2017-07-31
Spain | ESP | 2017-07-27 02:00 | 2017-07-27 04:00 | 52.57 | 2017 | 5 | 2017-07-31
Spain | ESP | 2017-07-27 03:00 | 2017-07-27 05:00 | 53 | 2017 | 5 | 2017-07-31
Spain | ESP | 2017-07-27 04:00 | 2017-07-27 06:00 | 54.1 | 2017 | 5 | 2017-07-31
Spain | ESP | 2017-07-27 05:00 | 2017-07-27 07:00 | 54.1 | 2017 | 5 | 2017-07-31
Spain | ESP | 2017-07-27 06:00 | 2017-07-27 08:00 | 54.69 | 2017 | 5 | 2017-07-31
Spain | ESP | 2017-07-27 07:00 | 2017-07-27 09:00 | 55.57 | 2017 | 5 | 2017-07-31
Spain | ESP | 2017-07-27 08:00 | 2017-07-27 10:00 | 55 | 2017 | 5 | 2017-07-31
Spain | ESP | 2017-07-27 09:00 | 2017-07-27 11:00 | 54.95 | 2017 | 5 | 2017-07-31
Spain | ESP | 2017-07-27 10:00 | 2017-07-27 12:00 | 54.96 | 2017 | 5 | 2017-07-31
Spain | ESP | 2017-07-27 11:00 | 2017-07-27 13:00 | 54.86 | 2017 | 5 | 2017-07-31
Spain | ESP | 2017-07-27 12:00 | 2017-07-27 14:00 | 54.05 | 2017 | 5 | 2017-07-31
Spain | ESP | 2017-07-27 13:00 | 2017-07-27 15:00 | 53.8 | 2017 | 5 | 2017-07-31
Spain | ESP | 2017-07-27 14:00 | 2017-07-27 16:00 | 53.27 | 2017 | 5 | 2017-07-31
Spain | ESP | 2017-07-27 15:00 | 2017-07-27 17:00 | 52.8 | 2017 | 5 | 2017-07-31
Spain | ESP | 2017-07-27 16:00 | 2017-07-27 18:00 | 51.97 | 2017 | 5 | 2017-07-31
Spain | ESP | 2017-07-27 17:00 | 2017-07-27 19:00 | 51.5 | 2017 | 5 | 2017-07-31
Spain | ESP | 2017-07-27 18:00 | 2017-07-27 20:00 | 52.05 | 2017 | 5 | 2017-07-31
Spain | ESP | 2017-07-27 19:00 | 2017-07-27 21:00 | 53.19 | 2017 | 5 | 2017-07-31
Spain | ESP | 2017-07-27 20:00 | 2017-07-27 22:00 | 52.61 | 2017 | 5 | 2017-07-31
Spain | ESP | 2017-07-27 21:00 | 2017-07-27 23:00 | 51.35 | 2017 | 5 | 2017-07-31
Spain | ESP | 2017-07-27 22:00 | 2017-07-28 | 48.5 | 2017 | 5 | 2017-07-31
Spain | ESP | 2017-07-27 23:00 | 2017-07-28 01:00 | 45.16 | 2017 | 5 | 2017-07-31
Spain | ESP | 2017-07-28 | 2017-07-28 02:00 | 44.53 | 2017 | 5 | 2017-07-31
Spain | ESP | 2017-07-28 01:00 | 2017-07-28 03:00 | 45 | 2017 | 5 | 2017-07-31
Spain | ESP | 2017-07-28 02:00 | 2017-07-28 04:00 | 45.04 | 2017 | 5 | 2017-07-31
Spain | ESP | 2017-07-28 03:00 | 2017-07-28 05:00 | 45.02 | 2017 | 5 | 2017-07-31
Spain | ESP | 2017-07-28 04:00 | 2017-07-28 06:00 | 47.2 | 2017 | 5 | 2017-07-31
Spain | ESP | 2017-07-28 05:00 | 2017-07-28 07:00 | 50.49 | 2017 | 5 | 2017-07-31
Spain | ESP | 2017-07-28 06:00 | 2017-07-28 08:00 | 52.99 | 2017 | 5 | 2017-07-31
Spain | ESP | 2017-07-28 07:00 | 2017-07-28 09:00 | 54.91 | 2017 | 5 | 2017-07-31
Spain | ESP | 2017-07-28 08:00 | 2017-07-28 10:00 | 54.98 | 2017 | 5 | 2017-07-31
Spain | ESP | 2017-07-28 09:00 | 2017-07-28 11:00 | 54.98 | 2017 | 5 | 2017-07-31
Spain | ESP | 2017-07-28 10:00 | 2017-07-28 12:00 | 55.19 | 2017 | 5 | 2017-07-31
Spain | ESP | 2017-07-28 11:00 | 2017-07-28 13:00 | 55.3 | 2017 | 5 | 2017-07-31
Spain | ESP | 2017-07-28 12:00 | 2017-07-28 14:00 | 54.69 | 2017 | 5 | 2017-07-31
Spain | ESP | 2017-07-28 13:00 | 2017-07-28 15:00 | 54.1 | 2017 | 5 | 2017-07-31
Spain | ESP | 2017-07-28 14:00 | 2017-07-28 16:00 | 52.61 | 2017 | 5 | 2017-07-31
Spain | ESP | 2017-07-28 15:00 | 2017-07-28 17:00 | 51.69 | 2017 | 5 | 2017-07-31
Spain | ESP | 2017-07-28 16:00 | 2017-07-28 18:00 | 50.49 | 2017 | 5 | 2017-07-31
Spain | ESP | 2017-07-28 17:00 | 2017-07-28 19:00 | 51 | 2017 | 5 | 2017-07-31
Spain | ESP | 2017-07-28 18:00 | 2017-07-28 20:00 | 51.43 | 2017 | 5 | 2017-07-31
Spain | ESP | 2017-07-28 19:00 | 2017-07-28 21:00 | 51.97 | 2017 | 5 | 2017-07-31
Spain | ESP | 2017-07-28 20:00 | 2017-07-28 22:00 | 51.69 | 2017 | 5 | 2017-07-31
Spain | ESP | 2017-07-28 21:00 | 2017-07-28 23:00 | 48.75 | 2017 | 5 | 2017-07-31
Spain | ESP | 2017-07-28 22:00 | 2017-07-29 | 54.92 | 2017 | 5 | 2017-07-31
Spain | ESP | 2017-07-28 23:00 | 2017-07-29 01:00 | 50 | 2017 | 5 | 2017-07-31
Spain | ESP | 2017-07-29 | 2017-07-29 02:00 | 45.96 | 2017 | 5 | 2017-07-31
Spain | ESP | 2017-07-29 01:00 | 2017-07-29 03:00 | 46.36 | 2017 | 5 | 2017-07-31
Spain | ESP | 2017-07-29 02:00 | 2017-07-29 04:00 | 46.01 | 2017 | 5 | 2017-07-31
Spain | ESP | 2017-07-29 03:00 | 2017-07-29 05:00 | 45.73 | 2017 | 5 | 2017-07-31
Spain | ESP | 2017-07-29 04:00 | 2017-07-29 06:00 | 45.03 | 2017 | 5 | 2017-07-31
Spain | ESP | 2017-07-29 05:00 | 2017-07-29 07:00 | 45.73 | 2017 | 5 | 2017-07-31
Spain | ESP | 2017-07-29 06:00 | 2017-07-29 08:00 | 51.62 | 2017 | 5 | 2017-07-31
Spain | ESP | 2017-07-29 07:00 | 2017-07-29 09:00 | 53.9 | 2017 | 5 | 2017-07-31
Spain | ESP | 2017-07-29 08:00 | 2017-07-29 10:00 | 53.55 | 2017 | 5 | 2017-07-31
Spain | ESP | 2017-07-29 09:00 | 2017-07-29 11:00 | 53.8 | 2017 | 5 | 2017-07-31
Spain | ESP | 2017-07-29 10:00 | 2017-07-29 12:00 | 52.59 | 2017 | 5 | 2017-07-31
Spain | ESP | 2017-07-29 11:00 | 2017-07-29 13:00 | 53.27 | 2017 | 5 | 2017-07-31
Spain | ESP | 2017-07-29 12:00 | 2017-07-29 14:00 | 51.61 | 2017 | 5 | 2017-07-31
Spain | ESP | 2017-07-29 13:00 | 2017-07-29 15:00 | 48.13 | 2017 | 5 | 2017-07-31
Spain | ESP | 2017-07-29 14:00 | 2017-07-29 16:00 | 44.1 | 2017 | 5 | 2017-07-31
Spain | ESP | 2017-07-29 15:00 | 2017-07-29 17:00 | 43.05 | 2017 | 5 | 2017-07-31
Spain | ESP | 2017-07-29 16:00 | 2017-07-29 18:00 | 43.4 | 2017 | 5 | 2017-07-31
Spain | ESP | 2017-07-29 17:00 | 2017-07-29 19:00 | 45.06 | 2017 | 5 | 2017-07-31
Spain | ESP | 2017-07-29 18:00 | 2017-07-29 20:00 | 48 | 2017 | 5 | 2017-07-31
Spain | ESP | 2017-07-29 19:00 | 2017-07-29 21:00 | 50.64 | 2017 | 5 | 2017-07-31
Spain | ESP | 2017-07-29 20:00 | 2017-07-29 22:00 | 53.8 | 2017 | 5 | 2017-07-31
Spain | ESP | 2017-07-29 21:00 | 2017-07-29 23:00 | 51.07 | 2017 | 5 | 2017-07-31
Spain | ESP | 2017-07-29 22:00 | 2017-07-30 | 51.1 | 2017 | 5 | 2017-07-31
Spain | ESP | 2017-07-29 23:00 | 2017-07-30 01:00 | 48.22 | 2017 | 5 | 2017-07-31
Spain | ESP | 2017-07-30 | 2017-07-30 02:00 | 45.76 | 2017 | 5 | 2017-07-31
Spain | ESP | 2017-07-30 01:00 | 2017-07-30 03:00 | 45 | 2017 | 5 | 2017-07-31
Spain | ESP | 2017-07-30 02:00 | 2017-07-30 04:00 | 44.96 | 2017 | 5 | 2017-07-31
Spain | ESP | 2017-07-30 03:00 | 2017-07-30 05:00 | 43.4 | 2017 | 5 | 2017-07-31
Spain | ESP | 2017-07-30 04:00 | 2017-07-30 06:00 | 43.16 | 2017 | 5 | 2017-07-31
Spain | ESP | 2017-07-30 05:00 | 2017-07-30 07:00 | 41.58 | 2017 | 5 | 2017-07-31
Spain | ESP | 2017-07-30 06:00 | 2017-07-30 08:00 | 41.72 | 2017 | 5 | 2017-07-31
Spain | ESP | 2017-07-30 07:00 | 2017-07-30 09:00 | 41.72 | 2017 | 5 | 2017-07-31
Spain | ESP | 2017-07-30 08:00 | 2017-07-30 10:00 | 41.72 | 2017 | 5 | 2017-07-31
Spain | ESP | 2017-07-30 09:00 | 2017-07-30 11:00 | 43.16 | 2017 | 5 | 2017-07-31
Spain | ESP | 2017-07-30 10:00 | 2017-07-30 12:00 | 43.4 | 2017 | 5 | 2017-07-31
Spain | ESP | 2017-07-30 11:00 | 2017-07-30 13:00 | 43.4 | 2017 | 5 | 2017-07-31
Spain | ESP | 2017-07-30 12:00 | 2017-07-30 14:00 | 41.72 | 2017 | 5 | 2017-07-31
Spain | ESP | 2017-07-30 13:00 | 2017-07-30 15:00 | 40.7 | 2017 | 5 | 2017-07-31
Spain | ESP | 2017-07-30 14:00 | 2017-07-30 16:00 | 40.28 | 2017 | 5 | 2017-07-31
Spain | ESP | 2017-07-30 15:00 | 2017-07-30 17:00 | 40.26 | 2017 | 5 | 2017-07-31
Spain | ESP | 2017-07-30 16:00 | 2017-07-30 18:00 | 41.14 | 2017 | 5 | 2017-07-31
Spain | ESP | 2017-07-30 17:00 | 2017-07-30 19:00 | 41.58 | 2017 | 5 | 2017-07-31
Spain | ESP | 2017-07-30 18:00 | 2017-07-30 20:00 | 45.4 | 2017 | 5 | 2017-07-31
Spain | ESP | 2017-07-30 19:00 | 2017-07-30 21:00 | 53.55 | 2017 | 5 | 2017-07-31
Spain | ESP | 2017-07-30 20:00 | 2017-07-30 22:00 | 56.35 | 2017 | 5 | 2017-07-31
Spain | ESP | 2017-07-30 21:00 | 2017-07-30 23:00 | 55.19 | 2017 | 5 | 2017-07-31
Spain | ESP | 2017-07-30 22:00 | 2017-07-31 | 47.41 | 2017 | 5 | 2017-07-31
Spain | ESP | 2017-07-30 23:00 | 2017-07-31 01:00 | 41.49 | 2017 | 5 | 2017-07-31
Spain | ESP | 2017-07-31 | 2017-07-31 02:00 | 40.3 | 2017 | 5 | 2017-07-31
Spain | ESP | 2017-07-31 01:00 | 2017-07-31 03:00 | 40.3 | 2017 | 5 | 2017-07-31
Spain | ESP | 2017-07-31 02:00 | 2017-07-31 04:00 | 40.3 | 2017 | 5 | 2017-07-31
Spain | ESP | 2017-07-31 03:00 | 2017-07-31 05:00 | 40.3 | 2017 | 5 | 2017-07-31
Spain | ESP | 2017-07-31 04:00 | 2017-07-31 06:00 | 41.8 | 2017 | 5 | 2017-07-31
Spain | ESP | 2017-07-31 05:00 | 2017-07-31 07:00 | 48.4 | 2017 | 5 | 2017-07-31
Spain | ESP | 2017-07-31 06:00 | 2017-07-31 08:00 | 50.2 | 2017 | 5 | 2017-07-31
Spain | ESP | 2017-07-31 07:00 | 2017-07-31 09:00 | 53 | 2017 | 5 | 2017-07-31
Spain | ESP | 2017-07-31 08:00 | 2017-07-31 10:00 | 53.27 | 2017 | 5 | 2017-07-31
Spain | ESP | 2017-07-31 09:00 | 2017-07-31 11:00 | 53.4 | 2017 | 5 | 2017-07-31
Spain | ESP | 2017-07-31 10:00 | 2017-07-31 12:00 | 54.58 | 2017 | 5 | 2017-07-31
Spain | ESP | 2017-07-31 11:00 | 2017-07-31 13:00 | 54.19 | 2017 | 5 | 2017-07-31
Spain | ESP | 2017-07-31 12:00 | 2017-07-31 14:00 | 52.59 | 2017 | 5 | 2017-07-31
Spain | ESP | 2017-07-31 13:00 | 2017-07-31 15:00 | 51.26 | 2017 | 5 | 2017-07-31
Spain | ESP | 2017-07-31 14:00 | 2017-07-31 16:00 | 50.71 | 2017 | 5 | 2017-07-31
Spain | ESP | 2017-07-31 15:00 | 2017-07-31 17:00 | 50 | 2017 | 5 | 2017-07-31
Spain | ESP | 2017-07-31 16:00 | 2017-07-31 18:00 | 47.26 | 2017 | 5 | 2017-07-31
Spain | ESP | 2017-07-31 17:00 | 2017-07-31 19:00 | 45.97 | 2017 | 5 | 2017-07-31
Spain | ESP | 2017-07-31 18:00 | 2017-07-31 20:00 | 48 | 2017 | 5 | 2017-07-31
Spain | ESP | 2017-07-31 19:00 | 2017-07-31 21:00 | 50.1 | 2017 | 5 | 2017-07-31
Spain | ESP | 2017-07-31 20:00 | 2017-07-31 22:00 | 50.44 | 2017 | 5 | 2017-07-31
Spain | ESP | 2017-07-31 21:00 | 2017-07-31 23:00 | 46.95 | 2017 | 5 | 2017-07-31
Spain | ESP | 2017-07-31 22:00 | 2017-08-01 | 50.81 | 2017 | 5 | 2017-07-31
Spain | ESP | 2017-07-31 23:00 | 2017-08-01 01:00 | 47 | 2017 | 5 | 2017-07-31
Spain | ESP | 2017-08-01 | 2017-08-01 02:00 | 44.01 | 2017 | 5.48 | 2017-08-31
Spain | ESP | 2017-08-01 01:00 | 2017-08-01 03:00 | 43.4 | 2017 | 5.48 | 2017-08-31
Spain | ESP | 2017-08-01 02:00 | 2017-08-01 04:00 | 43.4 | 2017 | 5.48 | 2017-08-31
Spain | ESP | 2017-08-01 03:00 | 2017-08-01 05:00 | 44.98 | 2017 | 5.48 | 2017-08-31
Spain | ESP | 2017-08-01 04:00 | 2017-08-01 06:00 | 47.73 | 2017 | 5.48 | 2017-08-31
Spain | ESP | 2017-08-01 05:00 | 2017-08-01 07:00 | 48.29 | 2017 | 5.48 | 2017-08-31
Spain | ESP | 2017-08-01 06:00 | 2017-08-01 08:00 | 50.42 | 2017 | 5.48 | 2017-08-31
Spain | ESP | 2017-08-01 07:00 | 2017-08-01 09:00 | 54.09 | 2017 | 5.48 | 2017-08-31
Spain | ESP | 2017-08-01 08:00 | 2017-08-01 10:00 | 54.75 | 2017 | 5.48 | 2017-08-31
Spain | ESP | 2017-08-01 09:00 | 2017-08-01 11:00 | 54.69 | 2017 | 5.48 | 2017-08-31
Spain | ESP | 2017-08-01 10:00 | 2017-08-01 12:00 | 55.44 | 2017 | 5.48 | 2017-08-31
Spain | ESP | 2017-08-01 11:00 | 2017-08-01 13:00 | 55.44 | 2017 | 5.48 | 2017-08-31
Spain | ESP | 2017-08-01 12:00 | 2017-08-01 14:00 | 54.75 | 2017 | 5.48 | 2017-08-31
Spain | ESP | 2017-08-01 13:00 | 2017-08-01 15:00 | 53.8 | 2017 | 5.48 | 2017-08-31
Spain | ESP | 2017-08-01 14:00 | 2017-08-01 16:00 | 53 | 2017 | 5.48 | 2017-08-31
Spain | ESP | 2017-08-01 15:00 | 2017-08-01 17:00 | 52.49 | 2017 | 5.48 | 2017-08-31
Spain | ESP | 2017-08-01 16:00 | 2017-08-01 18:00 | 51.06 | 2017 | 5.48 | 2017-08-31
Spain | ESP | 2017-08-01 17:00 | 2017-08-01 19:00 | 50 | 2017 | 5.48 | 2017-08-31
Spain | ESP | 2017-08-01 18:00 | 2017-08-01 20:00 | 50.1 | 2017 | 5.48 | 2017-08-31
Spain | ESP | 2017-08-01 19:00 | 2017-08-01 21:00 | 51.76 | 2017 | 5.48 | 2017-08-31
Spain | ESP | 2017-08-01 20:00 | 2017-08-01 22:00 | 51.21 | 2017 | 5.48 | 2017-08-31
Spain | ESP | 2017-08-01 21:00 | 2017-08-01 23:00 | 50 | 2017 | 5.48 | 2017-08-31
Spain | ESP | 2017-08-01 22:00 | 2017-08-02 | 52.5 | 2017 | 5.48 | 2017-08-31
Spain | ESP | 2017-08-01 23:00 | 2017-08-02 01:00 | 51.1 | 2017 | 5.48 | 2017-08-31
Spain | ESP | 2017-08-02 | 2017-08-02 02:00 | 49.71 | 2017 | 5.48 | 2017-08-31
Spain | ESP | 2017-08-02 01:00 | 2017-08-02 03:00 | 48.02 | 2017 | 5.48 | 2017-08-31
Spain | ESP | 2017-08-02 02:00 | 2017-08-02 04:00 | 46.25 | 2017 | 5.48 | 2017-08-31
Spain | ESP | 2017-08-02 03:00 | 2017-08-02 05:00 | 48.02 | 2017 | 5.48 | 2017-08-31
Spain | ESP | 2017-08-02 04:00 | 2017-08-02 06:00 | 50.42 | 2017 | 5.48 | 2017-08-31
Spain | ESP | 2017-08-02 05:00 | 2017-08-02 07:00 | 50.9 | 2017 | 5.48 | 2017-08-31
Spain | ESP | 2017-08-02 06:00 | 2017-08-02 08:00 | 52.7 | 2017 | 5.48 | 2017-08-31
Spain | ESP | 2017-08-02 07:00 | 2017-08-02 09:00 | 53.27 | 2017 | 5.48 | 2017-08-31
Spain | ESP | 2017-08-02 08:00 | 2017-08-02 10:00 | 52.99 | 2017 | 5.48 | 2017-08-31
Spain | ESP | 2017-08-02 09:00 | 2017-08-02 11:00 | 52.7 | 2017 | 5.48 | 2017-08-31
Spain | ESP | 2017-08-02 10:00 | 2017-08-02 12:00 | 53.84 | 2017 | 5.48 | 2017-08-31
Spain | ESP | 2017-08-02 11:00 | 2017-08-02 13:00 | 53.16 | 2017 | 5.48 | 2017-08-31
Spain | ESP | 2017-08-02 12:00 | 2017-08-02 14:00 | 51.93 | 2017 | 5.48 | 2017-08-31
Spain | ESP | 2017-08-02 13:00 | 2017-08-02 15:00 | 51.76 | 2017 | 5.48 | 2017-08-31
Spain | ESP | 2017-08-02 14:00 | 2017-08-02 16:00 | 51.76 | 2017 | 5.48 | 2017-08-31
Spain | ESP | 2017-08-02 15:00 | 2017-08-02 17:00 | 51.61 | 2017 | 5.48 | 2017-08-31
Spain | ESP | 2017-08-02 16:00 | 2017-08-02 18:00 | 51.61 | 2017 | 5.48 | 2017-08-31
Spain | ESP | 2017-08-02 17:00 | 2017-08-02 19:00 | 50.5 | 2017 | 5.48 | 2017-08-31
Spain | ESP | 2017-08-02 18:00 | 2017-08-02 20:00 | 51.61 | 2017 | 5.48 | 2017-08-31
Spain | ESP | 2017-08-02 19:00 | 2017-08-02 21:00 | 53.53 | 2017 | 5.48 | 2017-08-31
Spain | ESP | 2017-08-02 20:00 | 2017-08-02 22:00 | 51.76 | 2017 | 5.48 | 2017-08-31
Spain | ESP | 2017-08-02 21:00 | 2017-08-02 23:00 | 49.75 | 2017 | 5.48 | 2017-08-31
Spain | ESP | 2017-08-02 22:00 | 2017-08-03 | 53.03 | 2017 | 5.48 | 2017-08-31
Spain | ESP | 2017-08-02 23:00 | 2017-08-03 01:00 | 49.49 | 2017 | 5.48 | 2017-08-31
Spain | ESP | 2017-08-03 | 2017-08-03 02:00 | 46.53 | 2017 | 5.48 | 2017-08-31
Spain | ESP | 2017-08-03 01:00 | 2017-08-03 03:00 | 43.75 | 2017 | 5.48 | 2017-08-31
Spain | ESP | 2017-08-03 02:00 | 2017-08-03 04:00 | 43.16 | 2017 | 5.48 | 2017-08-31
Spain | ESP | 2017-08-03 03:00 | 2017-08-03 05:00 | 45.27 | 2017 | 5.48 | 2017-08-31
Spain | ESP | 2017-08-03 04:00 | 2017-08-03 06:00 | 47.77 | 2017 | 5.48 | 2017-08-31
Spain | ESP | 2017-08-03 05:00 | 2017-08-03 07:00 | 50.17 | 2017 | 5.48 | 2017-08-31
Spain | ESP | 2017-08-03 06:00 | 2017-08-03 08:00 | 52.69 | 2017 | 5.48 | 2017-08-31
Spain | ESP | 2017-08-03 07:00 | 2017-08-03 09:00 | 53.85 | 2017 | 5.48 | 2017-08-31
Spain | ESP | 2017-08-03 08:00 | 2017-08-03 10:00 | 53.85 | 2017 | 5.48 | 2017-08-31
Spain | ESP | 2017-08-03 09:00 | 2017-08-03 11:00 | 53.8 | 2017 | 5.48 | 2017-08-31
Spain | ESP | 2017-08-03 10:00 | 2017-08-03 12:00 | 54.52 | 2017 | 5.48 | 2017-08-31
Spain | ESP | 2017-08-03 11:00 | 2017-08-03 13:00 | 54.75 | 2017 | 5.48 | 2017-08-31
Spain | ESP | 2017-08-03 12:00 | 2017-08-03 14:00 | 54.64 | 2017 | 5.48 | 2017-08-31
Spain | ESP | 2017-08-03 13:00 | 2017-08-03 15:00 | 53.85 | 2017 | 5.48 | 2017-08-31
Spain | ESP | 2017-08-03 14:00 | 2017-08-03 16:00 | 53.95 | 2017 | 5.48 | 2017-08-31
Spain | ESP | 2017-08-03 15:00 | 2017-08-03 17:00 | 53.81 | 2017 | 5.48 | 2017-08-31
Spain | ESP | 2017-08-03 16:00 | 2017-08-03 18:00 | 52.89 | 2017 | 5.48 | 2017-08-31
Spain | ESP | 2017-08-03 17:00 | 2017-08-03 19:00 | 51.76 | 2017 | 5.48 | 2017-08-31
Spain | ESP | 2017-08-03 18:00 | 2017-08-03 20:00 | 52.72 | 2017 | 5.48 | 2017-08-31
Spain | ESP | 2017-08-03 19:00 | 2017-08-03 21:00 | 53.81 | 2017 | 5.48 | 2017-08-31
Spain | ESP | 2017-08-03 20:00 | 2017-08-03 22:00 | 53 | 2017 | 5.48 | 2017-08-31
Spain | ESP | 2017-08-03 21:00 | 2017-08-03 23:00 | 51.06 | 2017 | 5.48 | 2017-08-31
Spain | ESP | 2017-08-03 22:00 | 2017-08-04 | 50.42 | 2017 | 5.48 | 2017-08-31
Spain | ESP | 2017-08-03 23:00 | 2017-08-04 01:00 | 48.27 | 2017 | 5.48 | 2017-08-31
Spain | ESP | 2017-08-04 | 2017-08-04 02:00 | 45.68 | 2017 | 5.48 | 2017-08-31
Spain | ESP | 2017-08-04 01:00 | 2017-08-04 03:00 | 43.95 | 2017 | 5.48 | 2017-08-31
Spain | ESP | 2017-08-04 02:00 | 2017-08-04 04:00 | 43.16 | 2017 | 5.48 | 2017-08-31
Spain | ESP | 2017-08-04 03:00 | 2017-08-04 05:00 | 43.4 | 2017 | 5.48 | 2017-08-31
Spain | ESP | 2017-08-04 04:00 | 2017-08-04 06:00 | 46.89 | 2017 | 5.48 | 2017-08-31
Spain | ESP | 2017-08-04 05:00 | 2017-08-04 07:00 | 49.06 | 2017 | 5.48 | 2017-08-31
Spain | ESP | 2017-08-04 06:00 | 2017-08-04 08:00 | 50.07 | 2017 | 5.48 | 2017-08-31
Spain | ESP | 2017-08-04 07:00 | 2017-08-04 09:00 | 52.89 | 2017 | 5.48 | 2017-08-31
Spain | ESP | 2017-08-04 08:00 | 2017-08-04 10:00 | 52.9 | 2017 | 5.48 | 2017-08-31
Spain | ESP | 2017-08-04 09:00 | 2017-08-04 11:00 | 53.69 | 2017 | 5.48 | 2017-08-31
Spain | ESP | 2017-08-04 10:00 | 2017-08-04 12:00 | 54.28 | 2017 | 5.48 | 2017-08-31
Spain | ESP | 2017-08-04 11:00 | 2017-08-04 13:00 | 54.87 | 2017 | 5.48 | 2017-08-31
Spain | ESP | 2017-08-04 12:00 | 2017-08-04 14:00 | 54.69 | 2017 | 5.48 | 2017-08-31
Spain | ESP | 2017-08-04 13:00 | 2017-08-04 15:00 | 53.85 | 2017 | 5.48 | 2017-08-31
Spain | ESP | 2017-08-04 14:00 | 2017-08-04 16:00 | 53.8 | 2017 | 5.48 | 2017-08-31
Spain | ESP | 2017-08-04 15:00 | 2017-08-04 17:00 | 53.12 | 2017 | 5.48 | 2017-08-31
Spain | ESP | 2017-08-04 16:00 | 2017-08-04 18:00 | 52.2 | 2017 | 5.48 | 2017-08-31
Spain | ESP | 2017-08-04 17:00 | 2017-08-04 19:00 | 50.74 | 2017 | 5.48 | 2017-08-31
Spain | ESP | 2017-08-04 18:00 | 2017-08-04 20:00 | 51 | 2017 | 5.48 | 2017-08-31
Spain | ESP | 2017-08-04 19:00 | 2017-08-04 21:00 | 52.89 | 2017 | 5.48 | 2017-08-31
Spain | ESP | 2017-08-04 20:00 | 2017-08-04 22:00 | 51.1 | 2017 | 5.48 | 2017-08-31
Spain | ESP | 2017-08-04 21:00 | 2017-08-04 23:00 | 46.53 | 2017 | 5.48 | 2017-08-31
Spain | ESP | 2017-08-04 22:00 | 2017-08-05 | 51.61 | 2017 | 5.48 | 2017-08-31
Spain | ESP | 2017-08-04 23:00 | 2017-08-05 01:00 | 50 | 2017 | 5.48 | 2017-08-31
Spain | ESP | 2017-08-05 | 2017-08-05 02:00 | 52.5 | 2017 | 5.48 | 2017-08-31
Spain | ESP | 2017-08-05 01:00 | 2017-08-05 03:00 | 52.21 | 2017 | 5.48 | 2017-08-31
Spain | ESP | 2017-08-05 02:00 | 2017-08-05 04:00 | 49.98 | 2017 | 5.48 | 2017-08-31
Spain | ESP | 2017-08-05 03:00 | 2017-08-05 05:00 | 46.93 | 2017 | 5.48 | 2017-08-31
Spain | ESP | 2017-08-05 04:00 | 2017-08-05 06:00 | 45.4 | 2017 | 5.48 | 2017-08-31
Spain | ESP | 2017-08-05 05:00 | 2017-08-05 07:00 | 44.6 | 2017 | 5.48 | 2017-08-31
Spain | ESP | 2017-08-05 06:00 | 2017-08-05 08:00 | 43.16 | 2017 | 5.48 | 2017-08-31
Spain | ESP | 2017-08-05 07:00 | 2017-08-05 09:00 | 45.74 | 2017 | 5.48 | 2017-08-31
Spain | ESP | 2017-08-05 08:00 | 2017-08-05 10:00 | 45.53 | 2017 | 5.48 | 2017-08-31
Spain | ESP | 2017-08-05 09:00 | 2017-08-05 11:00 | 46.96 | 2017 | 5.48 | 2017-08-31
Spain | ESP | 2017-08-05 10:00 | 2017-08-05 12:00 | 48.65 | 2017 | 5.48 | 2017-08-31
Spain | ESP | 2017-08-05 11:00 | 2017-08-05 13:00 | 50.1 | 2017 | 5.48 | 2017-08-31
Spain | ESP | 2017-08-05 12:00 | 2017-08-05 14:00 | 51.5 | 2017 | 5.48 | 2017-08-31
Spain | ESP | 2017-08-05 13:00 | 2017-08-05 15:00 | 47.3 | 2017 | 5.48 | 2017-08-31
Spain | ESP | 2017-08-05 14:00 | 2017-08-05 16:00 | 43.3 | 2017 | 5.48 | 2017-08-31
Spain | ESP | 2017-08-05 15:00 | 2017-08-05 17:00 | 41.85 | 2017 | 5.48 | 2017-08-31
Spain | ESP | 2017-08-05 16:00 | 2017-08-05 18:00 | 41.85 | 2017 | 5.48 | 2017-08-31
Spain | ESP | 2017-08-05 17:00 | 2017-08-05 19:00 | 41.55 | 2017 | 5.48 | 2017-08-31
Spain | ESP | 2017-08-05 18:00 | 2017-08-05 20:00 | 42.05 | 2017 | 5.48 | 2017-08-31
Spain | ESP | 2017-08-05 19:00 | 2017-08-05 21:00 | 46.08 | 2017 | 5.48 | 2017-08-31
Spain | ESP | 2017-08-05 20:00 | 2017-08-05 22:00 | 45.7 | 2017 | 5.48 | 2017-08-31
Spain | ESP | 2017-08-05 21:00 | 2017-08-05 23:00 | 42.15 | 2017 | 5.48 | 2017-08-31
Spain | ESP | 2017-08-05 22:00 | 2017-08-06 | 41.96 | 2017 | 5.48 | 2017-08-31
Spain | ESP | 2017-08-05 23:00 | 2017-08-06 01:00 | 38.7 | 2017 | 5.48 | 2017-08-31
Spain | ESP | 2017-08-06 | 2017-08-06 02:00 | 35.99 | 2017 | 5.48 | 2017-08-31
Spain | ESP | 2017-08-06 01:00 | 2017-08-06 03:00 | 32.92 | 2017 | 5.48 | 2017-08-31
Spain | ESP | 2017-08-06 02:00 | 2017-08-06 04:00 | 30 | 2017 | 5.48 | 2017-08-31
Spain | ESP | 2017-08-06 03:00 | 2017-08-06 05:00 | 28.5 | 2017 | 5.48 | 2017-08-31
Spain | ESP | 2017-08-06 04:00 | 2017-08-06 06:00 | 28.5 | 2017 | 5.48 | 2017-08-31
Spain | ESP | 2017-08-06 05:00 | 2017-08-06 07:00 | 28 | 2017 | 5.48 | 2017-08-31
Spain | ESP | 2017-08-06 06:00 | 2017-08-06 08:00 | 29.77 | 2017 | 5.48 | 2017-08-31
Spain | ESP | 2017-08-06 07:00 | 2017-08-06 09:00 | 32.29 | 2017 | 5.48 | 2017-08-31
Spain | ESP | 2017-08-06 08:00 | 2017-08-06 10:00 | 33.58 | 2017 | 5.48 | 2017-08-31
Spain | ESP | 2017-08-06 09:00 | 2017-08-06 11:00 | 35.99 | 2017 | 5.48 | 2017-08-31
Spain | ESP | 2017-08-06 10:00 | 2017-08-06 12:00 | 38.8 | 2017 | 5.48 | 2017-08-31
Spain | ESP | 2017-08-06 11:00 | 2017-08-06 13:00 | 43.6 | 2017 | 5.48 | 2017-08-31
Spain | ESP | 2017-08-06 12:00 | 2017-08-06 14:00 | 50.86 | 2017 | 5.48 | 2017-08-31
Spain | ESP | 2017-08-06 13:00 | 2017-08-06 15:00 | 51.53 | 2017 | 5.48 | 2017-08-31
Spain | ESP | 2017-08-06 14:00 | 2017-08-06 16:00 | 50 | 2017 | 5.48 | 2017-08-31
Spain | ESP | 2017-08-06 15:00 | 2017-08-06 17:00 | 49 | 2017 | 5.48 | 2017-08-31
Spain | ESP | 2017-08-06 16:00 | 2017-08-06 18:00 | 46.89 | 2017 | 5.48 | 2017-08-31
Spain | ESP | 2017-08-06 17:00 | 2017-08-06 19:00 | 47 | 2017 | 5.48 | 2017-08-31
Spain | ESP | 2017-08-06 18:00 | 2017-08-06 20:00 | 51.53 | 2017 | 5.48 | 2017-08-31
Spain | ESP | 2017-08-06 19:00 | 2017-08-06 21:00 | 54.69 | 2017 | 5.48 | 2017-08-31
Spain | ESP | 2017-08-06 20:00 | 2017-08-06 22:00 | 56.05 | 2017 | 5.48 | 2017-08-31
Spain | ESP | 2017-08-06 21:00 | 2017-08-06 23:00 | 54.64 | 2017 | 5.48 | 2017-08-31
Spain | ESP | 2017-08-06 22:00 | 2017-08-07 | 51.61 | 2017 | 5.48 | 2017-08-31
Spain | ESP | 2017-08-06 23:00 | 2017-08-07 01:00 | 44.02 | 2017 | 5.48 | 2017-08-31
Spain | ESP | 2017-08-07 | 2017-08-07 02:00 | 41 | 2017 | 5.48 | 2017-08-31
Spain | ESP | 2017-08-07 01:00 | 2017-08-07 03:00 | 40.7 | 2017 | 5.48 | 2017-08-31
Spain | ESP | 2017-08-07 02:00 | 2017-08-07 04:00 | 40.7 | 2017 | 5.48 | 2017-08-31
Spain | ESP | 2017-08-07 03:00 | 2017-08-07 05:00 | 41 | 2017 | 5.48 | 2017-08-31
Spain | ESP | 2017-08-07 04:00 | 2017-08-07 06:00 | 44.25 | 2017 | 5.48 | 2017-08-31
Spain | ESP | 2017-08-07 05:00 | 2017-08-07 07:00 | 50.77 | 2017 | 5.48 | 2017-08-31
Spain | ESP | 2017-08-07 06:00 | 2017-08-07 08:00 | 52.8 | 2017 | 5.48 | 2017-08-31
Spain | ESP | 2017-08-07 07:00 | 2017-08-07 09:00 | 53.6 | 2017 | 5.48 | 2017-08-31
Spain | ESP | 2017-08-07 08:00 | 2017-08-07 10:00 | 53.2 | 2017 | 5.48 | 2017-08-31
Spain | ESP | 2017-08-07 09:00 | 2017-08-07 11:00 | 53.8 | 2017 | 5.48 | 2017-08-31
Spain | ESP | 2017-08-07 10:00 | 2017-08-07 12:00 | 53.85 | 2017 | 5.48 | 2017-08-31
Spain | ESP | 2017-08-07 11:00 | 2017-08-07 13:00 | 53.06 | 2017 | 5.48 | 2017-08-31
Spain | ESP | 2017-08-07 12:00 | 2017-08-07 14:00 | 51.38 | 2017 | 5.48 | 2017-08-31
Spain | ESP | 2017-08-07 13:00 | 2017-08-07 15:00 | 49.8 | 2017 | 5.48 | 2017-08-31
Spain | ESP | 2017-08-07 14:00 | 2017-08-07 16:00 | 48.29 | 2017 | 5.48 | 2017-08-31
Spain | ESP | 2017-08-07 15:00 | 2017-08-07 17:00 | 45.97 | 2017 | 5.48 | 2017-08-31
Spain | ESP | 2017-08-07 16:00 | 2017-08-07 18:00 | 44.08 | 2017 | 5.48 | 2017-08-31
Spain | ESP | 2017-08-07 17:00 | 2017-08-07 19:00 | 45.11 | 2017 | 5.48 | 2017-08-31
Spain | ESP | 2017-08-07 18:00 | 2017-08-07 20:00 | 44.9 | 2017 | 5.48 | 2017-08-31
Spain | ESP | 2017-08-07 19:00 | 2017-08-07 21:00 | 50.77 | 2017 | 5.48 | 2017-08-31
Spain | ESP | 2017-08-07 20:00 | 2017-08-07 22:00 | 49 | 2017 | 5.48 | 2017-08-31
Spain | ESP | 2017-08-07 21:00 | 2017-08-07 23:00 | 44.05 | 2017 | 5.48 | 2017-08-31
Spain | ESP | 2017-08-07 22:00 | 2017-08-08 | 44.01 | 2017 | 5.48 | 2017-08-31
Spain | ESP | 2017-08-07 23:00 | 2017-08-08 01:00 | 40.56 | 2017 | 5.48 | 2017-08-31
Spain | ESP | 2017-08-08 | 2017-08-08 02:00 | 39.42 | 2017 | 5.48 | 2017-08-31
Spain | ESP | 2017-08-08 01:00 | 2017-08-08 03:00 | 39.42 | 2017 | 5.48 | 2017-08-31
Spain | ESP | 2017-08-08 02:00 | 2017-08-08 04:00 | 39.42 | 2017 | 5.48 | 2017-08-31
Spain | ESP | 2017-08-08 03:00 | 2017-08-08 05:00 | 39.61 | 2017 | 5.48 | 2017-08-31
Spain | ESP | 2017-08-08 04:00 | 2017-08-08 06:00 | 40.56 | 2017 | 5.48 | 2017-08-31
Spain | ESP | 2017-08-08 05:00 | 2017-08-08 07:00 | 41.01 | 2017 | 5.48 | 2017-08-31
Spain | ESP | 2017-08-08 06:00 | 2017-08-08 08:00 | 44.01 | 2017 | 5.48 | 2017-08-31
Spain | ESP | 2017-08-08 07:00 | 2017-08-08 09:00 | 47.7 | 2017 | 5.48 | 2017-08-31
Spain | ESP | 2017-08-08 08:00 | 2017-08-08 10:00 | 45.88 | 2017 | 5.48 | 2017-08-31
Spain | ESP | 2017-08-08 09:00 | 2017-08-08 11:00 | 47.16 | 2017 | 5.48 | 2017-08-31
Spain | ESP | 2017-08-08 10:00 | 2017-08-08 12:00 | 49.7 | 2017 | 5.48 | 2017-08-31
Spain | ESP | 2017-08-08 11:00 | 2017-08-08 13:00 | 50.5 | 2017 | 5.48 | 2017-08-31
Spain | ESP | 2017-08-08 12:00 | 2017-08-08 14:00 | 50.1 | 2017 | 5.48 | 2017-08-31
Spain | ESP | 2017-08-08 13:00 | 2017-08-08 15:00 | 48.4 | 2017 | 5.48 | 2017-08-31
Spain | ESP | 2017-08-08 14:00 | 2017-08-08 16:00 | 50.68 | 2017 | 5.48 | 2017-08-31
Spain | ESP | 2017-08-08 15:00 | 2017-08-08 17:00 | 50.5 | 2017 | 5.48 | 2017-08-31
Spain | ESP | 2017-08-08 16:00 | 2017-08-08 18:00 | 50.68 | 2017 | 5.48 | 2017-08-31
Spain | ESP | 2017-08-08 17:00 | 2017-08-08 19:00 | 50.1 | 2017 | 5.48 | 2017-08-31
Spain | ESP | 2017-08-08 18:00 | 2017-08-08 20:00 | 50.95 | 2017 | 5.48 | 2017-08-31
Spain | ESP | 2017-08-08 19:00 | 2017-08-08 21:00 | 55.47 | 2017 | 5.48 | 2017-08-31
Spain | ESP | 2017-08-08 20:00 | 2017-08-08 22:00 | 51.89 | 2017 | 5.48 | 2017-08-31
Spain | ESP | 2017-08-08 21:00 | 2017-08-08 23:00 | 50.03 | 2017 | 5.48 | 2017-08-31
Spain | ESP | 2017-08-08 22:00 | 2017-08-09 | 49.6 | 2017 | 5.48 | 2017-08-31
Spain | ESP | 2017-08-08 23:00 | 2017-08-09 01:00 | 47.25 | 2017 | 5.48 | 2017-08-31
Spain | ESP | 2017-08-09 | 2017-08-09 02:00 | 43.4 | 2017 | 5.48 | 2017-08-31
Spain | ESP | 2017-08-09 01:00 | 2017-08-09 03:00 | 41.32 | 2017 | 5.48 | 2017-08-31
Spain | ESP | 2017-08-09 02:00 | 2017-08-09 04:00 | 40.81 | 2017 | 5.48 | 2017-08-31
Spain | ESP | 2017-08-09 03:00 | 2017-08-09 05:00 | 40.81 | 2017 | 5.48 | 2017-08-31
Spain | ESP | 2017-08-09 04:00 | 2017-08-09 06:00 | 44.11 | 2017 | 5.48 | 2017-08-31
Spain | ESP | 2017-08-09 05:00 | 2017-08-09 07:00 | 47.77 | 2017 | 5.48 | 2017-08-31
Spain | ESP | 2017-08-09 06:00 | 2017-08-09 08:00 | 50.22 | 2017 | 5.48 | 2017-08-31
Spain | ESP | 2017-08-09 07:00 | 2017-08-09 09:00 | 51.47 | 2017 | 5.48 | 2017-08-31
Spain | ESP | 2017-08-09 08:00 | 2017-08-09 10:00 | 49.6 | 2017 | 5.48 | 2017-08-31
Spain | ESP | 2017-08-09 09:00 | 2017-08-09 11:00 | 49.6 | 2017 | 5.48 | 2017-08-31
Spain | ESP | 2017-08-09 10:00 | 2017-08-09 12:00 | 50.5 | 2017 | 5.48 | 2017-08-31
Spain | ESP | 2017-08-09 11:00 | 2017-08-09 13:00 | 50.25 | 2017 | 5.48 | 2017-08-31
Spain | ESP | 2017-08-09 12:00 | 2017-08-09 14:00 | 49.19 | 2017 | 5.48 | 2017-08-31
Spain | ESP | 2017-08-09 13:00 | 2017-08-09 15:00 | 46.53 | 2017 | 5.48 | 2017-08-31
Spain | ESP | 2017-08-09 14:00 | 2017-08-09 16:00 | 45.4 | 2017 | 5.48 | 2017-08-31
Spain | ESP | 2017-08-09 15:00 | 2017-08-09 17:00 | 43.16 | 2017 | 5.48 | 2017-08-31
Spain | ESP | 2017-08-09 16:00 | 2017-08-09 18:00 | 40.81 | 2017 | 5.48 | 2017-08-31
Spain | ESP | 2017-08-09 17:00 | 2017-08-09 19:00 | 40.61 | 2017 | 5.48 | 2017-08-31
Spain | ESP | 2017-08-09 18:00 | 2017-08-09 20:00 | 41.91 | 2017 | 5.48 | 2017-08-31
Spain | ESP | 2017-08-09 19:00 | 2017-08-09 21:00 | 47.31 | 2017 | 5.48 | 2017-08-31
Spain | ESP | 2017-08-09 20:00 | 2017-08-09 22:00 | 44.99 | 2017 | 5.48 | 2017-08-31
Spain | ESP | 2017-08-09 21:00 | 2017-08-09 23:00 | 40.4 | 2017 | 5.48 | 2017-08-31
Spain | ESP | 2017-08-09 22:00 | 2017-08-10 | 38.55 | 2017 | 5.48 | 2017-08-31
Spain | ESP | 2017-08-09 23:00 | 2017-08-10 01:00 | 36.68 | 2017 | 5.48 | 2017-08-31
Spain | ESP | 2017-08-10 | 2017-08-10 02:00 | 34.1 | 2017 | 5.48 | 2017-08-31
Spain | ESP | 2017-08-10 01:00 | 2017-08-10 03:00 | 34.5 | 2017 | 5.48 | 2017-08-31
Spain | ESP | 2017-08-10 02:00 | 2017-08-10 04:00 | 35.1 | 2017 | 5.48 | 2017-08-31
Spain | ESP | 2017-08-10 03:00 | 2017-08-10 05:00 | 36.68 | 2017 | 5.48 | 2017-08-31
Spain | ESP | 2017-08-10 04:00 | 2017-08-10 06:00 | 39.19 | 2017 | 5.48 | 2017-08-31
Spain | ESP | 2017-08-10 05:00 | 2017-08-10 07:00 | 41.96 | 2017 | 5.48 | 2017-08-31
Spain | ESP | 2017-08-10 06:00 | 2017-08-10 08:00 | 44.95 | 2017 | 5.48 | 2017-08-31
Spain | ESP | 2017-08-10 07:00 | 2017-08-10 09:00 | 46.9 | 2017 | 5.48 | 2017-08-31
Spain | ESP | 2017-08-10 08:00 | 2017-08-10 10:00 | 44.93 | 2017 | 5.48 | 2017-08-31
Spain | ESP | 2017-08-10 09:00 | 2017-08-10 11:00 | 45.1 | 2017 | 5.48 | 2017-08-31
Spain | ESP | 2017-08-10 10:00 | 2017-08-10 12:00 | 47.21 | 2017 | 5.48 | 2017-08-31
Spain | ESP | 2017-08-10 11:00 | 2017-08-10 13:00 | 47.8 | 2017 | 5.48 | 2017-08-31
Spain | ESP | 2017-08-10 12:00 | 2017-08-10 14:00 | 47.97 | 2017 | 5.48 | 2017-08-31
Spain | ESP | 2017-08-10 13:00 | 2017-08-10 15:00 | 47.97 | 2017 | 5.48 | 2017-08-31
Spain | ESP | 2017-08-10 14:00 | 2017-08-10 16:00 | 48.5 | 2017 | 5.48 | 2017-08-31
Spain | ESP | 2017-08-10 15:00 | 2017-08-10 17:00 | 48.69 | 2017 | 5.48 | 2017-08-31
Spain | ESP | 2017-08-10 16:00 | 2017-08-10 18:00 | 48.27 | 2017 | 5.48 | 2017-08-31
Spain | ESP | 2017-08-10 17:00 | 2017-08-10 19:00 | 47.96 | 2017 | 5.48 | 2017-08-31
Spain | ESP | 2017-08-10 18:00 | 2017-08-10 20:00 | 48.23 | 2017 | 5.48 | 2017-08-31
Spain | ESP | 2017-08-10 19:00 | 2017-08-10 21:00 | 50.19 | 2017 | 5.48 | 2017-08-31
Spain | ESP | 2017-08-10 20:00 | 2017-08-10 22:00 | 49 | 2017 | 5.48 | 2017-08-31
Spain | ESP | 2017-08-10 21:00 | 2017-08-10 23:00 | 47.44 | 2017 | 5.48 | 2017-08-31
Spain | ESP | 2017-08-10 22:00 | 2017-08-11 | 37.86 | 2017 | 5.48 | 2017-08-31
Spain | ESP | 2017-08-10 23:00 | 2017-08-11 01:00 | 35 | 2017 | 5.48 | 2017-08-31
Spain | ESP | 2017-08-11 | 2017-08-11 02:00 | 32.89 | 2017 | 5.48 | 2017-08-31
Spain | ESP | 2017-08-11 01:00 | 2017-08-11 03:00 | 32.5 | 2017 | 5.48 | 2017-08-31
Spain | ESP | 2017-08-11 02:00 | 2017-08-11 04:00 | 32.6 | 2017 | 5.48 | 2017-08-31
Spain | ESP | 2017-08-11 03:00 | 2017-08-11 05:00 | 33.19 | 2017 | 5.48 | 2017-08-31
Spain | ESP | 2017-08-11 04:00 | 2017-08-11 06:00 | 37.86 | 2017 | 5.48 | 2017-08-31
Spain | ESP | 2017-08-11 05:00 | 2017-08-11 07:00 | 39.57 | 2017 | 5.48 | 2017-08-31
Spain | ESP | 2017-08-11 06:00 | 2017-08-11 08:00 | 43.26 | 2017 | 5.48 | 2017-08-31
Spain | ESP | 2017-08-11 07:00 | 2017-08-11 09:00 | 45.2 | 2017 | 5.48 | 2017-08-31
Spain | ESP | 2017-08-11 08:00 | 2017-08-11 10:00 | 45.17 | 2017 | 5.48 | 2017-08-31
Spain | ESP | 2017-08-11 09:00 | 2017-08-11 11:00 | 46.21 | 2017 | 5.48 | 2017-08-31
Spain | ESP | 2017-08-11 10:00 | 2017-08-11 12:00 | 46.96 | 2017 | 5.48 | 2017-08-31
Spain | ESP | 2017-08-11 11:00 | 2017-08-11 13:00 | 47.5 | 2017 | 5.48 | 2017-08-31
Spain | ESP | 2017-08-11 12:00 | 2017-08-11 14:00 | 48.05 | 2017 | 5.48 | 2017-08-31
Spain | ESP | 2017-08-11 13:00 | 2017-08-11 15:00 | 47.8 | 2017 | 5.48 | 2017-08-31
Spain | ESP | 2017-08-11 14:00 | 2017-08-11 16:00 | 48.4 | 2017 | 5.48 | 2017-08-31
Spain | ESP | 2017-08-11 15:00 | 2017-08-11 17:00 | 48.89 | 2017 | 5.48 | 2017-08-31
Spain | ESP | 2017-08-11 16:00 | 2017-08-11 18:00 | 47.39 | 2017 | 5.48 | 2017-08-31
Spain | ESP | 2017-08-11 17:00 | 2017-08-11 19:00 | 47.25 | 2017 | 5.48 | 2017-08-31
Spain | ESP | 2017-08-11 18:00 | 2017-08-11 20:00 | 48.19 | 2017 | 5.48 | 2017-08-31
Spain | ESP | 2017-08-11 19:00 | 2017-08-11 21:00 | 48.89 | 2017 | 5.48 | 2017-08-31
Spain | ESP | 2017-08-11 20:00 | 2017-08-11 22:00 | 47.27 | 2017 | 5.48 | 2017-08-31
Spain | ESP | 2017-08-11 21:00 | 2017-08-11 23:00 | 45.4 | 2017 | 5.48 | 2017-08-31
Spain | ESP | 2017-08-11 22:00 | 2017-08-12 | 45.3 | 2017 | 5.48 | 2017-08-31
Spain | ESP | 2017-08-11 23:00 | 2017-08-12 01:00 | 45 | 2017 | 5.48 | 2017-08-31
Spain | ESP | 2017-08-12 | 2017-08-12 02:00 | 39.52 | 2017 | 5.48 | 2017-08-31
Spain | ESP | 2017-08-12 01:00 | 2017-08-12 03:00 | 36 | 2017 | 5.48 | 2017-08-31
Spain | ESP | 2017-08-12 02:00 | 2017-08-12 04:00 | 34.5 | 2017 | 5.48 | 2017-08-31
Spain | ESP | 2017-08-12 03:00 | 2017-08-12 05:00 | 34.5 | 2017 | 5.48 | 2017-08-31
Spain | ESP | 2017-08-12 04:00 | 2017-08-12 06:00 | 36.3 | 2017 | 5.48 | 2017-08-31
Spain | ESP | 2017-08-12 05:00 | 2017-08-12 07:00 | 36 | 2017 | 5.48 | 2017-08-31
Spain | ESP | 2017-08-12 06:00 | 2017-08-12 08:00 | 39 | 2017 | 5.48 | 2017-08-31
Spain | ESP | 2017-08-12 07:00 | 2017-08-12 09:00 | 43.8 | 2017 | 5.48 | 2017-08-31
Spain | ESP | 2017-08-12 08:00 | 2017-08-12 10:00 | 43.87 | 2017 | 5.48 | 2017-08-31
Spain | ESP | 2017-08-12 09:00 | 2017-08-12 11:00 | 46.46 | 2017 | 5.48 | 2017-08-31
Spain | ESP | 2017-08-12 10:00 | 2017-08-12 12:00 | 46.46 | 2017 | 5.48 | 2017-08-31
Spain | ESP | 2017-08-12 11:00 | 2017-08-12 13:00 | 46.5 | 2017 | 5.48 | 2017-08-31
Spain | ESP | 2017-08-12 12:00 | 2017-08-12 14:00 | 46.85 | 2017 | 5.48 | 2017-08-31
Spain | ESP | 2017-08-12 13:00 | 2017-08-12 15:00 | 46.51 | 2017 | 5.48 | 2017-08-31
Spain | ESP | 2017-08-12 14:00 | 2017-08-12 16:00 | 46.76 | 2017 | 5.48 | 2017-08-31
Spain | ESP | 2017-08-12 15:00 | 2017-08-12 17:00 | 46.76 | 2017 | 5.48 | 2017-08-31
Spain | ESP | 2017-08-12 16:00 | 2017-08-12 18:00 | 47.5 | 2017 | 5.48 | 2017-08-31
Spain | ESP | 2017-08-12 17:00 | 2017-08-12 19:00 | 46.76 | 2017 | 5.48 | 2017-08-31
Spain | ESP | 2017-08-12 18:00 | 2017-08-12 20:00 | 46.96 | 2017 | 5.48 | 2017-08-31
Spain | ESP | 2017-08-12 19:00 | 2017-08-12 21:00 | 46.84 | 2017 | 5.48 | 2017-08-31
Spain | ESP | 2017-08-12 20:00 | 2017-08-12 22:00 | 45.4 | 2017 | 5.48 | 2017-08-31
Spain | ESP | 2017-08-12 21:00 | 2017-08-12 23:00 | 43.82 | 2017 | 5.48 | 2017-08-31
Spain | ESP | 2017-08-12 22:00 | 2017-08-13 | 46.46 | 2017 | 5.48 | 2017-08-31
Spain | ESP | 2017-08-12 23:00 | 2017-08-13 01:00 | 42.42 | 2017 | 5.48 | 2017-08-31
Spain | ESP | 2017-08-13 | 2017-08-13 02:00 | 39.4 | 2017 | 5.48 | 2017-08-31
Spain | ESP | 2017-08-13 01:00 | 2017-08-13 03:00 | 38.83 | 2017 | 5.48 | 2017-08-31
Spain | ESP | 2017-08-13 02:00 | 2017-08-13 04:00 | 36.4 | 2017 | 5.48 | 2017-08-31
Spain | ESP | 2017-08-13 03:00 | 2017-08-13 05:00 | 34.83 | 2017 | 5.48 | 2017-08-31
Spain | ESP | 2017-08-13 04:00 | 2017-08-13 06:00 | 35 | 2017 | 5.48 | 2017-08-31
Spain | ESP | 2017-08-13 05:00 | 2017-08-13 07:00 | 34.83 | 2017 | 5.48 | 2017-08-31
Spain | ESP | 2017-08-13 06:00 | 2017-08-13 08:00 | 35.66 | 2017 | 5.48 | 2017-08-31
Spain | ESP | 2017-08-13 07:00 | 2017-08-13 09:00 | 38.93 | 2017 | 5.48 | 2017-08-31
Spain | ESP | 2017-08-13 08:00 | 2017-08-13 10:00 | 43.4 | 2017 | 5.48 | 2017-08-31
Spain | ESP | 2017-08-13 09:00 | 2017-08-13 11:00 | 42.19 | 2017 | 5.48 | 2017-08-31
Spain | ESP | 2017-08-13 10:00 | 2017-08-13 12:00 | 45.15 | 2017 | 5.48 | 2017-08-31
Spain | ESP | 2017-08-13 11:00 | 2017-08-13 13:00 | 46.46 | 2017 | 5.48 | 2017-08-31
Spain | ESP | 2017-08-13 12:00 | 2017-08-13 14:00 | 46.46 | 2017 | 5.48 | 2017-08-31
Spain | ESP | 2017-08-13 13:00 | 2017-08-13 15:00 | 43.4 | 2017 | 5.48 | 2017-08-31
Spain | ESP | 2017-08-13 14:00 | 2017-08-13 16:00 | 40 | 2017 | 5.48 | 2017-08-31
Spain | ESP | 2017-08-13 15:00 | 2017-08-13 17:00 | 40 | 2017 | 5.48 | 2017-08-31
Spain | ESP | 2017-08-13 16:00 | 2017-08-13 18:00 | 42.01 | 2017 | 5.48 | 2017-08-31
Spain | ESP | 2017-08-13 17:00 | 2017-08-13 19:00 | 44.01 | 2017 | 5.48 | 2017-08-31
Spain | ESP | 2017-08-13 18:00 | 2017-08-13 20:00 | 46.46 | 2017 | 5.48 | 2017-08-31
Spain | ESP | 2017-08-13 19:00 | 2017-08-13 21:00 | 47.81 | 2017 | 5.48 | 2017-08-31
Spain | ESP | 2017-08-13 20:00 | 2017-08-13 22:00 | 48.1 | 2017 | 5.48 | 2017-08-31
Spain | ESP | 2017-08-13 21:00 | 2017-08-13 23:00 | 47.5 | 2017 | 5.48 | 2017-08-31
Spain | ESP | 2017-08-13 22:00 | 2017-08-14 | 45 | 2017 | 5.48 | 2017-08-31
Spain | ESP | 2017-08-13 23:00 | 2017-08-14 01:00 | 42.11 | 2017 | 5.48 | 2017-08-31
Spain | ESP | 2017-08-14 | 2017-08-14 02:00 | 37.51 | 2017 | 5.48 | 2017-08-31
Spain | ESP | 2017-08-14 01:00 | 2017-08-14 03:00 | 36.61 | 2017 | 5.48 | 2017-08-31
Spain | ESP | 2017-08-14 02:00 | 2017-08-14 04:00 | 37.01 | 2017 | 5.48 | 2017-08-31
Spain | ESP | 2017-08-14 03:00 | 2017-08-14 05:00 | 37.65 | 2017 | 5.48 | 2017-08-31
Spain | ESP | 2017-08-14 04:00 | 2017-08-14 06:00 | 43.1 | 2017 | 5.48 | 2017-08-31
Spain | ESP | 2017-08-14 05:00 | 2017-08-14 07:00 | 46.51 | 2017 | 5.48 | 2017-08-31
Spain | ESP | 2017-08-14 06:00 | 2017-08-14 08:00 | 46.96 | 2017 | 5.48 | 2017-08-31
Spain | ESP | 2017-08-14 07:00 | 2017-08-14 09:00 | 46.96 | 2017 | 5.48 | 2017-08-31
Spain | ESP | 2017-08-14 08:00 | 2017-08-14 10:00 | 46.51 | 2017 | 5.48 | 2017-08-31
Spain | ESP | 2017-08-14 09:00 | 2017-08-14 11:00 | 46.76 | 2017 | 5.48 | 2017-08-31
Spain | ESP | 2017-08-14 10:00 | 2017-08-14 12:00 | 46.51 | 2017 | 5.48 | 2017-08-31
Spain | ESP | 2017-08-14 11:00 | 2017-08-14 13:00 | 46.76 | 2017 | 5.48 | 2017-08-31
Spain | ESP | 2017-08-14 12:00 | 2017-08-14 14:00 | 45.39 | 2017 | 5.48 | 2017-08-31
Spain | ESP | 2017-08-14 13:00 | 2017-08-14 15:00 | 42.35 | 2017 | 5.48 | 2017-08-31
Spain | ESP | 2017-08-14 14:00 | 2017-08-14 16:00 | 42.31 | 2017 | 5.48 | 2017-08-31
Spain | ESP | 2017-08-14 15:00 | 2017-08-14 17:00 | 44.68 | 2017 | 5.48 | 2017-08-31
Spain | ESP | 2017-08-14 16:00 | 2017-08-14 18:00 | 45.79 | 2017 | 5.48 | 2017-08-31
Spain | ESP | 2017-08-14 17:00 | 2017-08-14 19:00 | 46.51 | 2017 | 5.48 | 2017-08-31
Spain | ESP | 2017-08-14 18:00 | 2017-08-14 20:00 | 46.96 | 2017 | 5.48 | 2017-08-31
Spain | ESP | 2017-08-14 19:00 | 2017-08-14 21:00 | 49 | 2017 | 5.48 | 2017-08-31
Spain | ESP | 2017-08-14 20:00 | 2017-08-14 22:00 | 47.25 | 2017 | 5.48 | 2017-08-31
Spain | ESP | 2017-08-14 21:00 | 2017-08-14 23:00 | 45.7 | 2017 | 5.48 | 2017-08-31
Spain | ESP | 2017-08-14 22:00 | 2017-08-15 | 45.51 | 2017 | 5.48 | 2017-08-31
Spain | ESP | 2017-08-14 23:00 | 2017-08-15 01:00 | 43.4 | 2017 | 5.48 | 2017-08-31
Spain | ESP | 2017-08-15 | 2017-08-15 02:00 | 41.98 | 2017 | 5.48 | 2017-08-31
Spain | ESP | 2017-08-15 01:00 | 2017-08-15 03:00 | 41.98 | 2017 | 5.48 | 2017-08-31
Spain | ESP | 2017-08-15 02:00 | 2017-08-15 04:00 | 40.1 | 2017 | 5.48 | 2017-08-31
Spain | ESP | 2017-08-15 03:00 | 2017-08-15 05:00 | 38.56 | 2017 | 5.48 | 2017-08-31
Spain | ESP | 2017-08-15 04:00 | 2017-08-15 06:00 | 41.6 | 2017 | 5.48 | 2017-08-31
Spain | ESP | 2017-08-15 05:00 | 2017-08-15 07:00 | 37.33 | 2017 | 5.48 | 2017-08-31
Spain | ESP | 2017-08-15 06:00 | 2017-08-15 08:00 | 37.33 | 2017 | 5.48 | 2017-08-31
Spain | ESP | 2017-08-15 07:00 | 2017-08-15 09:00 | 41 | 2017 | 5.48 | 2017-08-31
Spain | ESP | 2017-08-15 08:00 | 2017-08-15 10:00 | 40 | 2017 | 5.48 | 2017-08-31
Spain | ESP | 2017-08-15 09:00 | 2017-08-15 11:00 | 42 | 2017 | 5.48 | 2017-08-31
Spain | ESP | 2017-08-15 10:00 | 2017-08-15 12:00 | 43.9 | 2017 | 5.48 | 2017-08-31
Spain | ESP | 2017-08-15 11:00 | 2017-08-15 13:00 | 46.46 | 2017 | 5.48 | 2017-08-31
Spain | ESP | 2017-08-15 12:00 | 2017-08-15 14:00 | 46.46 | 2017 | 5.48 | 2017-08-31
Spain | ESP | 2017-08-15 13:00 | 2017-08-15 15:00 | 42.08 | 2017 | 5.48 | 2017-08-31
Spain | ESP | 2017-08-15 14:00 | 2017-08-15 16:00 | 38.47 | 2017 | 5.48 | 2017-08-31
Spain | ESP | 2017-08-15 15:00 | 2017-08-15 17:00 | 38.55 | 2017 | 5.48 | 2017-08-31
Spain | ESP | 2017-08-15 16:00 | 2017-08-15 18:00 | 42.79 | 2017 | 5.48 | 2017-08-31
Spain | ESP | 2017-08-15 17:00 | 2017-08-15 19:00 | 44.85 | 2017 | 5.48 | 2017-08-31
Spain | ESP | 2017-08-15 18:00 | 2017-08-15 20:00 | 46.76 | 2017 | 5.48 | 2017-08-31
Spain | ESP | 2017-08-15 19:00 | 2017-08-15 21:00 | 48.02 | 2017 | 5.48 | 2017-08-31
Spain | ESP | 2017-08-15 20:00 | 2017-08-15 22:00 | 47.81 | 2017 | 5.48 | 2017-08-31
Spain | ESP | 2017-08-15 21:00 | 2017-08-15 23:00 | 47.02 | 2017 | 5.48 | 2017-08-31
Spain | ESP | 2017-08-15 22:00 | 2017-08-16 | 50 | 2017 | 5.48 | 2017-08-31
Spain | ESP | 2017-08-15 23:00 | 2017-08-16 01:00 | 46.69 | 2017 | 5.48 | 2017-08-31
Spain | ESP | 2017-08-16 | 2017-08-16 02:00 | 40.6 | 2017 | 5.48 | 2017-08-31
Spain | ESP | 2017-08-16 01:00 | 2017-08-16 03:00 | 41.56 | 2017 | 5.48 | 2017-08-31
Spain | ESP | 2017-08-16 02:00 | 2017-08-16 04:00 | 40.1 | 2017 | 5.48 | 2017-08-31
Spain | ESP | 2017-08-16 03:00 | 2017-08-16 05:00 | 41.59 | 2017 | 5.48 | 2017-08-31
Spain | ESP | 2017-08-16 04:00 | 2017-08-16 06:00 | 45.4 | 2017 | 5.48 | 2017-08-31
Spain | ESP | 2017-08-16 05:00 | 2017-08-16 07:00 | 50.05 | 2017 | 5.48 | 2017-08-31
Spain | ESP | 2017-08-16 06:00 | 2017-08-16 08:00 | 50.59 | 2017 | 5.48 | 2017-08-31
Spain | ESP | 2017-08-16 07:00 | 2017-08-16 09:00 | 50.98 | 2017 | 5.48 | 2017-08-31
Spain | ESP | 2017-08-16 08:00 | 2017-08-16 10:00 | 50.9 | 2017 | 5.48 | 2017-08-31
Spain | ESP | 2017-08-16 09:00 | 2017-08-16 11:00 | 50.89 | 2017 | 5.48 | 2017-08-31
Spain | ESP | 2017-08-16 10:00 | 2017-08-16 12:00 | 51.39 | 2017 | 5.48 | 2017-08-31
Spain | ESP | 2017-08-16 11:00 | 2017-08-16 13:00 | 52 | 2017 | 5.48 | 2017-08-31
Spain | ESP | 2017-08-16 12:00 | 2017-08-16 14:00 | 51.69 | 2017 | 5.48 | 2017-08-31
Spain | ESP | 2017-08-16 13:00 | 2017-08-16 15:00 | 51.38 | 2017 | 5.48 | 2017-08-31
Spain | ESP | 2017-08-16 14:00 | 2017-08-16 16:00 | 50.89 | 2017 | 5.48 | 2017-08-31
Spain | ESP | 2017-08-16 15:00 | 2017-08-16 17:00 | 50.63 | 2017 | 5.48 | 2017-08-31
Spain | ESP | 2017-08-16 16:00 | 2017-08-16 18:00 | 49.63 | 2017 | 5.48 | 2017-08-31
Spain | ESP | 2017-08-16 17:00 | 2017-08-16 19:00 | 47.02 | 2017 | 5.48 | 2017-08-31
Spain | ESP | 2017-08-16 18:00 | 2017-08-16 20:00 | 49.3 | 2017 | 5.48 | 2017-08-31
Spain | ESP | 2017-08-16 19:00 | 2017-08-16 21:00 | 50.98 | 2017 | 5.48 | 2017-08-31
Spain | ESP | 2017-08-16 20:00 | 2017-08-16 22:00 | 49.31 | 2017 | 5.48 | 2017-08-31
Spain | ESP | 2017-08-16 21:00 | 2017-08-16 23:00 | 49 | 2017 | 5.48 | 2017-08-31
Spain | ESP | 2017-08-16 22:00 | 2017-08-17 | 49.98 | 2017 | 5.48 | 2017-08-31
Spain | ESP | 2017-08-16 23:00 | 2017-08-17 01:00 | 44.07 | 2017 | 5.48 | 2017-08-31
Spain | ESP | 2017-08-17 | 2017-08-17 02:00 | 39.64 | 2017 | 5.48 | 2017-08-31
Spain | ESP | 2017-08-17 01:00 | 2017-08-17 03:00 | 39.21 | 2017 | 5.48 | 2017-08-31
Spain | ESP | 2017-08-17 02:00 | 2017-08-17 04:00 | 39.21 | 2017 | 5.48 | 2017-08-31
Spain | ESP | 2017-08-17 03:00 | 2017-08-17 05:00 | 39.64 | 2017 | 5.48 | 2017-08-31
Spain | ESP | 2017-08-17 04:00 | 2017-08-17 06:00 | 43.69 | 2017 | 5.48 | 2017-08-31
Spain | ESP | 2017-08-17 05:00 | 2017-08-17 07:00 | 49.62 | 2017 | 5.48 | 2017-08-31
Spain | ESP | 2017-08-17 06:00 | 2017-08-17 08:00 | 50.07 | 2017 | 5.48 | 2017-08-31
Spain | ESP | 2017-08-17 07:00 | 2017-08-17 09:00 | 51.01 | 2017 | 5.48 | 2017-08-31
Spain | ESP | 2017-08-17 08:00 | 2017-08-17 10:00 | 50.95 | 2017 | 5.48 | 2017-08-31
Spain | ESP | 2017-08-17 09:00 | 2017-08-17 11:00 | 50.85 | 2017 | 5.48 | 2017-08-31
Spain | ESP | 2017-08-17 10:00 | 2017-08-17 12:00 | 51.01 | 2017 | 5.48 | 2017-08-31
Spain | ESP | 2017-08-17 11:00 | 2017-08-17 13:00 | 51.5 | 2017 | 5.48 | 2017-08-31
Spain | ESP | 2017-08-17 12:00 | 2017-08-17 14:00 | 50.97 | 2017 | 5.48 | 2017-08-31
Spain | ESP | 2017-08-17 13:00 | 2017-08-17 15:00 | 50.95 | 2017 | 5.48 | 2017-08-31
Spain | ESP | 2017-08-17 14:00 | 2017-08-17 16:00 | 50.51 | 2017 | 5.48 | 2017-08-31
Spain | ESP | 2017-08-17 15:00 | 2017-08-17 17:00 | 50.85 | 2017 | 5.48 | 2017-08-31
Spain | ESP | 2017-08-17 16:00 | 2017-08-17 18:00 | 50.55 | 2017 | 5.48 | 2017-08-31
Spain | ESP | 2017-08-17 17:00 | 2017-08-17 19:00 | 49.98 | 2017 | 5.48 | 2017-08-31
Spain | ESP | 2017-08-17 18:00 | 2017-08-17 20:00 | 50.25 | 2017 | 5.48 | 2017-08-31
Spain | ESP | 2017-08-17 19:00 | 2017-08-17 21:00 | 53.21 | 2017 | 5.48 | 2017-08-31
Spain | ESP | 2017-08-17 20:00 | 2017-08-17 22:00 | 51.9 | 2017 | 5.48 | 2017-08-31
Spain | ESP | 2017-08-17 21:00 | 2017-08-17 23:00 | 50.25 | 2017 | 5.48 | 2017-08-31
Spain | ESP | 2017-08-17 22:00 | 2017-08-18 | 50.7 | 2017 | 5.48 | 2017-08-31
Spain | ESP | 2017-08-17 23:00 | 2017-08-18 01:00 | 43.69 | 2017 | 5.48 | 2017-08-31
Spain | ESP | 2017-08-18 | 2017-08-18 02:00 | 39.19 | 2017 | 5.48 | 2017-08-31
Spain | ESP | 2017-08-18 01:00 | 2017-08-18 03:00 | 38.97 | 2017 | 5.48 | 2017-08-31
Spain | ESP | 2017-08-18 02:00 | 2017-08-18 04:00 | 38.81 | 2017 | 5.48 | 2017-08-31
Spain | ESP | 2017-08-18 03:00 | 2017-08-18 05:00 | 39.19 | 2017 | 5.48 | 2017-08-31
Spain | ESP | 2017-08-18 04:00 | 2017-08-18 06:00 | 43.4 | 2017 | 5.48 | 2017-08-31
Spain | ESP | 2017-08-18 05:00 | 2017-08-18 07:00 | 47.25 | 2017 | 5.48 | 2017-08-31
Spain | ESP | 2017-08-18 06:00 | 2017-08-18 08:00 | 50.5 | 2017 | 5.48 | 2017-08-31
Spain | ESP | 2017-08-18 07:00 | 2017-08-18 09:00 | 51.79 | 2017 | 5.48 | 2017-08-31
Spain | ESP | 2017-08-18 08:00 | 2017-08-18 10:00 | 51.49 | 2017 | 5.48 | 2017-08-31
Spain | ESP | 2017-08-18 09:00 | 2017-08-18 11:00 | 51.49 | 2017 | 5.48 | 2017-08-31
Spain | ESP | 2017-08-18 10:00 | 2017-08-18 12:00 | 51.9 | 2017 | 5.48 | 2017-08-31
Spain | ESP | 2017-08-18 11:00 | 2017-08-18 13:00 | 52.41 | 2017 | 5.48 | 2017-08-31
Spain | ESP | 2017-08-18 12:00 | 2017-08-18 14:00 | 51.49 | 2017 | 5.48 | 2017-08-31
Spain | ESP | 2017-08-18 13:00 | 2017-08-18 15:00 | 50.79 | 2017 | 5.48 | 2017-08-31
Spain | ESP | 2017-08-18 14:00 | 2017-08-18 16:00 | 50.1 | 2017 | 5.48 | 2017-08-31
Spain | ESP | 2017-08-18 15:00 | 2017-08-18 17:00 | 48.5 | 2017 | 5.48 | 2017-08-31
Spain | ESP | 2017-08-18 16:00 | 2017-08-18 18:00 | 46.22 | 2017 | 5.48 | 2017-08-31
Spain | ESP | 2017-08-18 17:00 | 2017-08-18 19:00 | 45.66 | 2017 | 5.48 | 2017-08-31
Spain | ESP | 2017-08-18 18:00 | 2017-08-18 20:00 | 45.92 | 2017 | 5.48 | 2017-08-31
Spain | ESP | 2017-08-18 19:00 | 2017-08-18 21:00 | 48.1 | 2017 | 5.48 | 2017-08-31
Spain | ESP | 2017-08-18 20:00 | 2017-08-18 22:00 | 45.92 | 2017 | 5.48 | 2017-08-31
Spain | ESP | 2017-08-18 21:00 | 2017-08-18 23:00 | 41.08 | 2017 | 5.48 | 2017-08-31
Spain | ESP | 2017-08-18 22:00 | 2017-08-19 | 50 | 2017 | 5.48 | 2017-08-31
Spain | ESP | 2017-08-18 23:00 | 2017-08-19 01:00 | 44.9 | 2017 | 5.48 | 2017-08-31
Spain | ESP | 2017-08-19 | 2017-08-19 02:00 | 40 | 2017 | 5.48 | 2017-08-31
Spain | ESP | 2017-08-19 01:00 | 2017-08-19 03:00 | 38.1 | 2017 | 5.48 | 2017-08-31
Spain | ESP | 2017-08-19 02:00 | 2017-08-19 04:00 | 37.22 | 2017 | 5.48 | 2017-08-31
Spain | ESP | 2017-08-19 03:00 | 2017-08-19 05:00 | 37.07 | 2017 | 5.48 | 2017-08-31
Spain | ESP | 2017-08-19 04:00 | 2017-08-19 06:00 | 37.07 | 2017 | 5.48 | 2017-08-31
Spain | ESP | 2017-08-19 05:00 | 2017-08-19 07:00 | 37.07 | 2017 | 5.48 | 2017-08-31
Spain | ESP | 2017-08-19 06:00 | 2017-08-19 08:00 | 38.07 | 2017 | 5.48 | 2017-08-31
Spain | ESP | 2017-08-19 07:00 | 2017-08-19 09:00 | 42.55 | 2017 | 5.48 | 2017-08-31
Spain | ESP | 2017-08-19 08:00 | 2017-08-19 10:00 | 44.5 | 2017 | 5.48 | 2017-08-31
Spain | ESP | 2017-08-19 09:00 | 2017-08-19 11:00 | 45.01 | 2017 | 5.48 | 2017-08-31
Spain | ESP | 2017-08-19 10:00 | 2017-08-19 12:00 | 45.66 | 2017 | 5.48 | 2017-08-31
Spain | ESP | 2017-08-19 11:00 | 2017-08-19 13:00 | 49.49 | 2017 | 5.48 | 2017-08-31
Spain | ESP | 2017-08-19 12:00 | 2017-08-19 14:00 | 50.1 | 2017 | 5.48 | 2017-08-31
Spain | ESP | 2017-08-19 13:00 | 2017-08-19 15:00 | 49.49 | 2017 | 5.48 | 2017-08-31
Spain | ESP | 2017-08-19 14:00 | 2017-08-19 16:00 | 48 | 2017 | 5.48 | 2017-08-31
Spain | ESP | 2017-08-19 15:00 | 2017-08-19 17:00 | 45.92 | 2017 | 5.48 | 2017-08-31
Spain | ESP | 2017-08-19 16:00 | 2017-08-19 18:00 | 44.5 | 2017 | 5.48 | 2017-08-31
Spain | ESP | 2017-08-19 17:00 | 2017-08-19 19:00 | 45 | 2017 | 5.48 | 2017-08-31
Spain | ESP | 2017-08-19 18:00 | 2017-08-19 20:00 | 44.9 | 2017 | 5.48 | 2017-08-31
Spain | ESP | 2017-08-19 19:00 | 2017-08-19 21:00 | 49.49 | 2017 | 5.48 | 2017-08-31
Spain | ESP | 2017-08-19 20:00 | 2017-08-19 22:00 | 45.92 | 2017 | 5.48 | 2017-08-31
Spain | ESP | 2017-08-19 21:00 | 2017-08-19 23:00 | 40 | 2017 | 5.48 | 2017-08-31
Spain | ESP | 2017-08-19 22:00 | 2017-08-20 | 39.41 | 2017 | 5.48 | 2017-08-31
Spain | ESP | 2017-08-19 23:00 | 2017-08-20 01:00 | 37.22 | 2017 | 5.48 | 2017-08-31
Spain | ESP | 2017-08-20 | 2017-08-20 02:00 | 36.92 | 2017 | 5.48 | 2017-08-31
Spain | ESP | 2017-08-20 01:00 | 2017-08-20 03:00 | 36.22 | 2017 | 5.48 | 2017-08-31
Spain | ESP | 2017-08-20 02:00 | 2017-08-20 04:00 | 35.91 | 2017 | 5.48 | 2017-08-31
Spain | ESP | 2017-08-20 03:00 | 2017-08-20 05:00 | 35.91 | 2017 | 5.48 | 2017-08-31
Spain | ESP | 2017-08-20 04:00 | 2017-08-20 06:00 | 35.88 | 2017 | 5.48 | 2017-08-31
Spain | ESP | 2017-08-20 05:00 | 2017-08-20 07:00 | 35.07 | 2017 | 5.48 | 2017-08-31
Spain | ESP | 2017-08-20 06:00 | 2017-08-20 08:00 | 35.44 | 2017 | 5.48 | 2017-08-31
Spain | ESP | 2017-08-20 07:00 | 2017-08-20 09:00 | 36.22 | 2017 | 5.48 | 2017-08-31
Spain | ESP | 2017-08-20 08:00 | 2017-08-20 10:00 | 37.07 | 2017 | 5.48 | 2017-08-31
Spain | ESP | 2017-08-20 09:00 | 2017-08-20 11:00 | 37.4 | 2017 | 5.48 | 2017-08-31
Spain | ESP | 2017-08-20 10:00 | 2017-08-20 12:00 | 41.15 | 2017 | 5.48 | 2017-08-31
Spain | ESP | 2017-08-20 11:00 | 2017-08-20 13:00 | 44.46 | 2017 | 5.48 | 2017-08-31
Spain | ESP | 2017-08-20 12:00 | 2017-08-20 14:00 | 44.7 | 2017 | 5.48 | 2017-08-31
Spain | ESP | 2017-08-20 13:00 | 2017-08-20 15:00 | 43.4 | 2017 | 5.48 | 2017-08-31
Spain | ESP | 2017-08-20 14:00 | 2017-08-20 16:00 | 42.01 | 2017 | 5.48 | 2017-08-31
Spain | ESP | 2017-08-20 15:00 | 2017-08-20 17:00 | 41 | 2017 | 5.48 | 2017-08-31
Spain | ESP | 2017-08-20 16:00 | 2017-08-20 18:00 | 40 | 2017 | 5.48 | 2017-08-31
Spain | ESP | 2017-08-20 17:00 | 2017-08-20 19:00 | 42.46 | 2017 | 5.48 | 2017-08-31
Spain | ESP | 2017-08-20 18:00 | 2017-08-20 20:00 | 49.01 | 2017 | 5.48 | 2017-08-31
Spain | ESP | 2017-08-20 19:00 | 2017-08-20 21:00 | 51.22 | 2017 | 5.48 | 2017-08-31
Spain | ESP | 2017-08-20 20:00 | 2017-08-20 22:00 | 51.21 | 2017 | 5.48 | 2017-08-31
Spain | ESP | 2017-08-20 21:00 | 2017-08-20 23:00 | 50.1 | 2017 | 5.48 | 2017-08-31
Spain | ESP | 2017-08-20 22:00 | 2017-08-21 | 47.9 | 2017 | 5.48 | 2017-08-31
Spain | ESP | 2017-08-20 23:00 | 2017-08-21 01:00 | 40.64 | 2017 | 5.48 | 2017-08-31
Spain | ESP | 2017-08-21 | 2017-08-21 02:00 | 38.9 | 2017 | 5.48 | 2017-08-31
Spain | ESP | 2017-08-21 01:00 | 2017-08-21 03:00 | 38.84 | 2017 | 5.48 | 2017-08-31
Spain | ESP | 2017-08-21 02:00 | 2017-08-21 04:00 | 38.84 | 2017 | 5.48 | 2017-08-31
Spain | ESP | 2017-08-21 03:00 | 2017-08-21 05:00 | 39.41 | 2017 | 5.48 | 2017-08-31
Spain | ESP | 2017-08-21 04:00 | 2017-08-21 06:00 | 42.81 | 2017 | 5.48 | 2017-08-31
Spain | ESP | 2017-08-21 05:00 | 2017-08-21 07:00 | 47.7 | 2017 | 5.48 | 2017-08-31
Spain | ESP | 2017-08-21 06:00 | 2017-08-21 08:00 | 49.29 | 2017 | 5.48 | 2017-08-31
Spain | ESP | 2017-08-21 07:00 | 2017-08-21 09:00 | 51.59 | 2017 | 5.48 | 2017-08-31
Spain | ESP | 2017-08-21 08:00 | 2017-08-21 10:00 | 51.69 | 2017 | 5.48 | 2017-08-31
Spain | ESP | 2017-08-21 09:00 | 2017-08-21 11:00 | 52 | 2017 | 5.48 | 2017-08-31
Spain | ESP | 2017-08-21 10:00 | 2017-08-21 12:00 | 53.11 | 2017 | 5.48 | 2017-08-31
Spain | ESP | 2017-08-21 11:00 | 2017-08-21 13:00 | 53.42 | 2017 | 5.48 | 2017-08-31
Spain | ESP | 2017-08-21 12:00 | 2017-08-21 14:00 | 53.35 | 2017 | 5.48 | 2017-08-31
Spain | ESP | 2017-08-21 13:00 | 2017-08-21 15:00 | 52.9 | 2017 | 5.48 | 2017-08-31
Spain | ESP | 2017-08-21 14:00 | 2017-08-21 16:00 | 52.23 | 2017 | 5.48 | 2017-08-31
Spain | ESP | 2017-08-21 15:00 | 2017-08-21 17:00 | 52.09 | 2017 | 5.48 | 2017-08-31
Spain | ESP | 2017-08-21 16:00 | 2017-08-21 18:00 | 51.68 | 2017 | 5.48 | 2017-08-31
Spain | ESP | 2017-08-21 17:00 | 2017-08-21 19:00 | 51.58 | 2017 | 5.48 | 2017-08-31
Spain | ESP | 2017-08-21 18:00 | 2017-08-21 20:00 | 52.01 | 2017 | 5.48 | 2017-08-31
Spain | ESP | 2017-08-21 19:00 | 2017-08-21 21:00 | 53.89 | 2017 | 5.48 | 2017-08-31
Spain | ESP | 2017-08-21 20:00 | 2017-08-21 22:00 | 52.9 | 2017 | 5.48 | 2017-08-31
Spain | ESP | 2017-08-21 21:00 | 2017-08-21 23:00 | 51.49 | 2017 | 5.48 | 2017-08-31
Spain | ESP | 2017-08-21 22:00 | 2017-08-22 | 51.09 | 2017 | 5.48 | 2017-08-31
Spain | ESP | 2017-08-21 23:00 | 2017-08-22 01:00 | 45.37 | 2017 | 5.48 | 2017-08-31
Spain | ESP | 2017-08-22 | 2017-08-22 02:00 | 43.48 | 2017 | 5.48 | 2017-08-31
Spain | ESP | 2017-08-22 01:00 | 2017-08-22 03:00 | 43.18 | 2017 | 5.48 | 2017-08-31
Spain | ESP | 2017-08-22 02:00 | 2017-08-22 04:00 | 43.18 | 2017 | 5.48 | 2017-08-31
Spain | ESP | 2017-08-22 03:00 | 2017-08-22 05:00 | 43.4 | 2017 | 5.48 | 2017-08-31
Spain | ESP | 2017-08-22 04:00 | 2017-08-22 06:00 | 45 | 2017 | 5.48 | 2017-08-31
Spain | ESP | 2017-08-22 05:00 | 2017-08-22 07:00 | 50.67 | 2017 | 5.48 | 2017-08-31
Spain | ESP | 2017-08-22 06:00 | 2017-08-22 08:00 | 51.69 | 2017 | 5.48 | 2017-08-31
Spain | ESP | 2017-08-22 07:00 | 2017-08-22 09:00 | 53.9 | 2017 | 5.48 | 2017-08-31
Spain | ESP | 2017-08-22 08:00 | 2017-08-22 10:00 | 53.11 | 2017 | 5.48 | 2017-08-31
Spain | ESP | 2017-08-22 09:00 | 2017-08-22 11:00 | 53.11 | 2017 | 5.48 | 2017-08-31
Spain | ESP | 2017-08-22 10:00 | 2017-08-22 12:00 | 54.55 | 2017 | 5.48 | 2017-08-31
Spain | ESP | 2017-08-22 11:00 | 2017-08-22 13:00 | 54.6 | 2017 | 5.48 | 2017-08-31
Spain | ESP | 2017-08-22 12:00 | 2017-08-22 14:00 | 54.49 | 2017 | 5.48 | 2017-08-31
Spain | ESP | 2017-08-22 13:00 | 2017-08-22 15:00 | 54 | 2017 | 5.48 | 2017-08-31
Spain | ESP | 2017-08-22 14:00 | 2017-08-22 16:00 | 53.89 | 2017 | 5.48 | 2017-08-31
Spain | ESP | 2017-08-22 15:00 | 2017-08-22 17:00 | 53.42 | 2017 | 5.48 | 2017-08-31
Spain | ESP | 2017-08-22 16:00 | 2017-08-22 18:00 | 53.2 | 2017 | 5.48 | 2017-08-31
Spain | ESP | 2017-08-22 17:00 | 2017-08-22 19:00 | 52.89 | 2017 | 5.48 | 2017-08-31
Spain | ESP | 2017-08-22 18:00 | 2017-08-22 20:00 | 53.11 | 2017 | 5.48 | 2017-08-31
Spain | ESP | 2017-08-22 19:00 | 2017-08-22 21:00 | 54.01 | 2017 | 5.48 | 2017-08-31
Spain | ESP | 2017-08-22 20:00 | 2017-08-22 22:00 | 52.58 | 2017 | 5.48 | 2017-08-31
Spain | ESP | 2017-08-22 21:00 | 2017-08-22 23:00 | 51.49 | 2017 | 5.48 | 2017-08-31
Spain | ESP | 2017-08-22 22:00 | 2017-08-23 | 50.05 | 2017 | 5.48 | 2017-08-31
Spain | ESP | 2017-08-22 23:00 | 2017-08-23 01:00 | 44.1 | 2017 | 5.48 | 2017-08-31
Spain | ESP | 2017-08-23 | 2017-08-23 02:00 | 43.25 | 2017 | 5.48 | 2017-08-31
Spain | ESP | 2017-08-23 01:00 | 2017-08-23 03:00 | 43.19 | 2017 | 5.48 | 2017-08-31
Spain | ESP | 2017-08-23 02:00 | 2017-08-23 04:00 | 43.4 | 2017 | 5.48 | 2017-08-31
Spain | ESP | 2017-08-23 03:00 | 2017-08-23 05:00 | 44.02 | 2017 | 5.48 | 2017-08-31
Spain | ESP | 2017-08-23 04:00 | 2017-08-23 06:00 | 47.11 | 2017 | 5.48 | 2017-08-31
Spain | ESP | 2017-08-23 05:00 | 2017-08-23 07:00 | 51.09 | 2017 | 5.48 | 2017-08-31
Spain | ESP | 2017-08-23 06:00 | 2017-08-23 08:00 | 51.49 | 2017 | 5.48 | 2017-08-31
Spain | ESP | 2017-08-23 07:00 | 2017-08-23 09:00 | 52.69 | 2017 | 5.48 | 2017-08-31
Spain | ESP | 2017-08-23 08:00 | 2017-08-23 10:00 | 52.75 | 2017 | 5.48 | 2017-08-31
Spain | ESP | 2017-08-23 09:00 | 2017-08-23 11:00 | 52.58 | 2017 | 5.48 | 2017-08-31
Spain | ESP | 2017-08-23 10:00 | 2017-08-23 12:00 | 52.84 | 2017 | 5.48 | 2017-08-31
Spain | ESP | 2017-08-23 11:00 | 2017-08-23 13:00 | 53.2 | 2017 | 5.48 | 2017-08-31
Spain | ESP | 2017-08-23 12:00 | 2017-08-23 14:00 | 52.75 | 2017 | 5.48 | 2017-08-31
Spain | ESP | 2017-08-23 13:00 | 2017-08-23 15:00 | 52.1 | 2017 | 5.48 | 2017-08-31
Spain | ESP | 2017-08-23 14:00 | 2017-08-23 16:00 | 52.1 | 2017 | 5.48 | 2017-08-31
Spain | ESP | 2017-08-23 15:00 | 2017-08-23 17:00 | 52.21 | 2017 | 5.48 | 2017-08-31
Spain | ESP | 2017-08-23 16:00 | 2017-08-23 18:00 | 51.98 | 2017 | 5.48 | 2017-08-31
Spain | ESP | 2017-08-23 17:00 | 2017-08-23 19:00 | 51.98 | 2017 | 5.48 | 2017-08-31
Spain | ESP | 2017-08-23 18:00 | 2017-08-23 20:00 | 52.69 | 2017 | 5.48 | 2017-08-31
Spain | ESP | 2017-08-23 19:00 | 2017-08-23 21:00 | 53.89 | 2017 | 5.48 | 2017-08-31
Spain | ESP | 2017-08-23 20:00 | 2017-08-23 22:00 | 52.1 | 2017 | 5.48 | 2017-08-31
Spain | ESP | 2017-08-23 21:00 | 2017-08-23 23:00 | 51.07 | 2017 | 5.48 | 2017-08-31
Spain | ESP | 2017-08-23 22:00 | 2017-08-24 | 50.19 | 2017 | 5.48 | 2017-08-31
Spain | ESP | 2017-08-23 23:00 | 2017-08-24 01:00 | 46.49 | 2017 | 5.48 | 2017-08-31
Spain | ESP | 2017-08-24 | 2017-08-24 02:00 | 44.08 | 2017 | 5.48 | 2017-08-31
Spain | ESP | 2017-08-24 01:00 | 2017-08-24 03:00 | 43.18 | 2017 | 5.48 | 2017-08-31
Spain | ESP | 2017-08-24 02:00 | 2017-08-24 04:00 | 42.98 | 2017 | 5.48 | 2017-08-31
Spain | ESP | 2017-08-24 03:00 | 2017-08-24 05:00 | 43.18 | 2017 | 5.48 | 2017-08-31
Spain | ESP | 2017-08-24 04:00 | 2017-08-24 06:00 | 44.89 | 2017 | 5.48 | 2017-08-31
Spain | ESP | 2017-08-24 05:00 | 2017-08-24 07:00 | 47.6 | 2017 | 5.48 | 2017-08-31
Spain | ESP | 2017-08-24 06:00 | 2017-08-24 08:00 | 51.07 | 2017 | 5.48 | 2017-08-31
Spain | ESP | 2017-08-24 07:00 | 2017-08-24 09:00 | 52 | 2017 | 5.48 | 2017-08-31
Spain | ESP | 2017-08-24 08:00 | 2017-08-24 10:00 | 51.97 | 2017 | 5.48 | 2017-08-31
Spain | ESP | 2017-08-24 09:00 | 2017-08-24 11:00 | 51.49 | 2017 | 5.48 | 2017-08-31
Spain | ESP | 2017-08-24 10:00 | 2017-08-24 12:00 | 51.75 | 2017 | 5.48 | 2017-08-31
Spain | ESP | 2017-08-24 11:00 | 2017-08-24 13:00 | 51.55 | 2017 | 5.48 | 2017-08-31
Spain | ESP | 2017-08-24 12:00 | 2017-08-24 14:00 | 51.44 | 2017 | 5.48 | 2017-08-31
Spain | ESP | 2017-08-24 13:00 | 2017-08-24 15:00 | 50.52 | 2017 | 5.48 | 2017-08-31
Spain | ESP | 2017-08-24 14:00 | 2017-08-24 16:00 | 50.44 | 2017 | 5.48 | 2017-08-31
Spain | ESP | 2017-08-24 15:00 | 2017-08-24 17:00 | 50.99 | 2017 | 5.48 | 2017-08-31
Spain | ESP | 2017-08-24 16:00 | 2017-08-24 18:00 | 50 | 2017 | 5.48 | 2017-08-31
Spain | ESP | 2017-08-24 17:00 | 2017-08-24 19:00 | 50.35 | 2017 | 5.48 | 2017-08-31
Spain | ESP | 2017-08-24 18:00 | 2017-08-24 20:00 | 51.49 | 2017 | 5.48 | 2017-08-31
Spain | ESP | 2017-08-24 19:00 | 2017-08-24 21:00 | 53.1 | 2017 | 5.48 | 2017-08-31
Spain | ESP | 2017-08-24 20:00 | 2017-08-24 22:00 | 53.01 | 2017 | 5.48 | 2017-08-31
Spain | ESP | 2017-08-24 21:00 | 2017-08-24 23:00 | 51.49 | 2017 | 5.48 | 2017-08-31
Spain | ESP | 2017-08-24 22:00 | 2017-08-25 | 52.25 | 2017 | 5.48 | 2017-08-31
Spain | ESP | 2017-08-24 23:00 | 2017-08-25 01:00 | 51.1 | 2017 | 5.48 | 2017-08-31
Spain | ESP | 2017-08-25 | 2017-08-25 02:00 | 49.4 | 2017 | 5.48 | 2017-08-31
Spain | ESP | 2017-08-25 01:00 | 2017-08-25 03:00 | 46.85 | 2017 | 5.48 | 2017-08-31
Spain | ESP | 2017-08-25 02:00 | 2017-08-25 04:00 | 46.29 | 2017 | 5.48 | 2017-08-31
Spain | ESP | 2017-08-25 03:00 | 2017-08-25 05:00 | 47 | 2017 | 5.48 | 2017-08-31
Spain | ESP | 2017-08-25 04:00 | 2017-08-25 06:00 | 50.39 | 2017 | 5.48 | 2017-08-31
Spain | ESP | 2017-08-25 05:00 | 2017-08-25 07:00 | 52.01 | 2017 | 5.48 | 2017-08-31
Spain | ESP | 2017-08-25 06:00 | 2017-08-25 08:00 | 52.07 | 2017 | 5.48 | 2017-08-31
Spain | ESP | 2017-08-25 07:00 | 2017-08-25 09:00 | 52.41 | 2017 | 5.48 | 2017-08-31
Spain | ESP | 2017-08-25 08:00 | 2017-08-25 10:00 | 52.66 | 2017 | 5.48 | 2017-08-31
Spain | ESP | 2017-08-25 09:00 | 2017-08-25 11:00 | 51.99 | 2017 | 5.48 | 2017-08-31
Spain | ESP | 2017-08-25 10:00 | 2017-08-25 12:00 | 52.02 | 2017 | 5.48 | 2017-08-31
Spain | ESP | 2017-08-25 11:00 | 2017-08-25 13:00 | 51.97 | 2017 | 5.48 | 2017-08-31
Spain | ESP | 2017-08-25 12:00 | 2017-08-25 14:00 | 51.69 | 2017 | 5.48 | 2017-08-31
Spain | ESP | 2017-08-25 13:00 | 2017-08-25 15:00 | 51.33 | 2017 | 5.48 | 2017-08-31
Spain | ESP | 2017-08-25 14:00 | 2017-08-25 16:00 | 51.09 | 2017 | 5.48 | 2017-08-31
Spain | ESP | 2017-08-25 15:00 | 2017-08-25 17:00 | 51.34 | 2017 | 5.48 | 2017-08-31
Spain | ESP | 2017-08-25 16:00 | 2017-08-25 18:00 | 51.69 | 2017 | 5.48 | 2017-08-31
Spain | ESP | 2017-08-25 17:00 | 2017-08-25 19:00 | 51.69 | 2017 | 5.48 | 2017-08-31
Spain | ESP | 2017-08-25 18:00 | 2017-08-25 20:00 | 51.99 | 2017 | 5.48 | 2017-08-31
Spain | ESP | 2017-08-25 19:00 | 2017-08-25 21:00 | 53.76 | 2017 | 5.48 | 2017-08-31
Spain | ESP | 2017-08-25 20:00 | 2017-08-25 22:00 | 52.84 | 2017 | 5.48 | 2017-08-31
Spain | ESP | 2017-08-25 21:00 | 2017-08-25 23:00 | 51.55 | 2017 | 5.48 | 2017-08-31
Spain | ESP | 2017-08-25 22:00 | 2017-08-26 | 52.89 | 2017 | 5.48 | 2017-08-31
Spain | ESP | 2017-08-25 23:00 | 2017-08-26 01:00 | 52 | 2017 | 5.48 | 2017-08-31
Spain | ESP | 2017-08-26 | 2017-08-26 02:00 | 51.49 | 2017 | 5.48 | 2017-08-31
Spain | ESP | 2017-08-26 01:00 | 2017-08-26 03:00 | 51.19 | 2017 | 5.48 | 2017-08-31
Spain | ESP | 2017-08-26 02:00 | 2017-08-26 04:00 | 50.48 | 2017 | 5.48 | 2017-08-31
Spain | ESP | 2017-08-26 03:00 | 2017-08-26 05:00 | 49.05 | 2017 | 5.48 | 2017-08-31
Spain | ESP | 2017-08-26 04:00 | 2017-08-26 06:00 | 47.76 | 2017 | 5.48 | 2017-08-31
Spain | ESP | 2017-08-26 05:00 | 2017-08-26 07:00 | 45.79 | 2017 | 5.48 | 2017-08-31
Spain | ESP | 2017-08-26 06:00 | 2017-08-26 08:00 | 44.89 | 2017 | 5.48 | 2017-08-31
Spain | ESP | 2017-08-26 07:00 | 2017-08-26 09:00 | 51.03 | 2017 | 5.48 | 2017-08-31
Spain | ESP | 2017-08-26 08:00 | 2017-08-26 10:00 | 50.96 | 2017 | 5.48 | 2017-08-31
Spain | ESP | 2017-08-26 09:00 | 2017-08-26 11:00 | 48.03 | 2017 | 5.48 | 2017-08-31
Spain | ESP | 2017-08-26 10:00 | 2017-08-26 12:00 | 49.42 | 2017 | 5.48 | 2017-08-31
Spain | ESP | 2017-08-26 11:00 | 2017-08-26 13:00 | 49.44 | 2017 | 5.48 | 2017-08-31
Spain | ESP | 2017-08-26 12:00 | 2017-08-26 14:00 | 49 | 2017 | 5.48 | 2017-08-31
Spain | ESP | 2017-08-26 13:00 | 2017-08-26 15:00 | 46.36 | 2017 | 5.48 | 2017-08-31
Spain | ESP | 2017-08-26 14:00 | 2017-08-26 16:00 | 45.11 | 2017 | 5.48 | 2017-08-31
Spain | ESP | 2017-08-26 15:00 | 2017-08-26 17:00 | 47.01 | 2017 | 5.48 | 2017-08-31
Spain | ESP | 2017-08-26 16:00 | 2017-08-26 18:00 | 49.44 | 2017 | 5.48 | 2017-08-31
Spain | ESP | 2017-08-26 17:00 | 2017-08-26 19:00 | 51.69 | 2017 | 5.48 | 2017-08-31
Spain | ESP | 2017-08-26 18:00 | 2017-08-26 20:00 | 52.25 | 2017 | 5.48 | 2017-08-31
Spain | ESP | 2017-08-26 19:00 | 2017-08-26 21:00 | 53.1 | 2017 | 5.48 | 2017-08-31
Spain | ESP | 2017-08-26 20:00 | 2017-08-26 22:00 | 53.01 | 2017 | 5.48 | 2017-08-31
Spain | ESP | 2017-08-26 21:00 | 2017-08-26 23:00 | 52.09 | 2017 | 5.48 | 2017-08-31
Spain | ESP | 2017-08-26 22:00 | 2017-08-27 | 50.51 | 2017 | 5.48 | 2017-08-31
Spain | ESP | 2017-08-26 23:00 | 2017-08-27 01:00 | 48.57 | 2017 | 5.48 | 2017-08-31
Spain | ESP | 2017-08-27 | 2017-08-27 02:00 | 50.4 | 2017 | 5.48 | 2017-08-31
Spain | ESP | 2017-08-27 01:00 | 2017-08-27 03:00 | 47.19 | 2017 | 5.48 | 2017-08-31
Spain | ESP | 2017-08-27 02:00 | 2017-08-27 04:00 | 44.5 | 2017 | 5.48 | 2017-08-31
Spain | ESP | 2017-08-27 03:00 | 2017-08-27 05:00 | 44.01 | 2017 | 5.48 | 2017-08-31
Spain | ESP | 2017-08-27 04:00 | 2017-08-27 06:00 | 43.4 | 2017 | 5.48 | 2017-08-31
Spain | ESP | 2017-08-27 05:00 | 2017-08-27 07:00 | 40.99 | 2017 | 5.48 | 2017-08-31
Spain | ESP | 2017-08-27 06:00 | 2017-08-27 08:00 | 40.99 | 2017 | 5.48 | 2017-08-31
Spain | ESP | 2017-08-27 07:00 | 2017-08-27 09:00 | 45.25 | 2017 | 5.48 | 2017-08-31
Spain | ESP | 2017-08-27 08:00 | 2017-08-27 10:00 | 49.82 | 2017 | 5.48 | 2017-08-31
Spain | ESP | 2017-08-27 09:00 | 2017-08-27 11:00 | 49.75 | 2017 | 5.48 | 2017-08-31
Spain | ESP | 2017-08-27 10:00 | 2017-08-27 12:00 | 49.19 | 2017 | 5.48 | 2017-08-31
Spain | ESP | 2017-08-27 11:00 | 2017-08-27 13:00 | 48.03 | 2017 | 5.48 | 2017-08-31
Spain | ESP | 2017-08-27 12:00 | 2017-08-27 14:00 | 50.2 | 2017 | 5.48 | 2017-08-31
Spain | ESP | 2017-08-27 13:00 | 2017-08-27 15:00 | 50 | 2017 | 5.48 | 2017-08-31
Spain | ESP | 2017-08-27 14:00 | 2017-08-27 16:00 | 50.4 | 2017 | 5.48 | 2017-08-31
Spain | ESP | 2017-08-27 15:00 | 2017-08-27 17:00 | 50.69 | 2017 | 5.48 | 2017-08-31
Spain | ESP | 2017-08-27 16:00 | 2017-08-27 18:00 | 46.01 | 2017 | 5.48 | 2017-08-31
Spain | ESP | 2017-08-27 17:00 | 2017-08-27 19:00 | 47.75 | 2017 | 5.48 | 2017-08-31
Spain | ESP | 2017-08-27 18:00 | 2017-08-27 20:00 | 51.46 | 2017 | 5.48 | 2017-08-31
Spain | ESP | 2017-08-27 19:00 | 2017-08-27 21:00 | 53.95 | 2017 | 5.48 | 2017-08-31
Spain | ESP | 2017-08-27 20:00 | 2017-08-27 22:00 | 54.77 | 2017 | 5.48 | 2017-08-31
Spain | ESP | 2017-08-27 21:00 | 2017-08-27 23:00 | 53.01 | 2017 | 5.48 | 2017-08-31
Spain | ESP | 2017-08-27 22:00 | 2017-08-28 | 54.15 | 2017 | 5.48 | 2017-08-31
Spain | ESP | 2017-08-27 23:00 | 2017-08-28 01:00 | 51.7 | 2017 | 5.48 | 2017-08-31
Spain | ESP | 2017-08-28 | 2017-08-28 02:00 | 46.47 | 2017 | 5.48 | 2017-08-31
Spain | ESP | 2017-08-28 01:00 | 2017-08-28 03:00 | 45.07 | 2017 | 5.48 | 2017-08-31
Spain | ESP | 2017-08-28 02:00 | 2017-08-28 04:00 | 44.25 | 2017 | 5.48 | 2017-08-31
Spain | ESP | 2017-08-28 03:00 | 2017-08-28 05:00 | 45 | 2017 | 5.48 | 2017-08-31
Spain | ESP | 2017-08-28 04:00 | 2017-08-28 06:00 | 50.94 | 2017 | 5.48 | 2017-08-31
Spain | ESP | 2017-08-28 05:00 | 2017-08-28 07:00 | 51.17 | 2017 | 5.48 | 2017-08-31
Spain | ESP | 2017-08-28 06:00 | 2017-08-28 08:00 | 50.69 | 2017 | 5.48 | 2017-08-31
Spain | ESP | 2017-08-28 07:00 | 2017-08-28 09:00 | 53.15 | 2017 | 5.48 | 2017-08-31
Spain | ESP | 2017-08-28 08:00 | 2017-08-28 10:00 | 53.49 | 2017 | 5.48 | 2017-08-31
Spain | ESP | 2017-08-28 09:00 | 2017-08-28 11:00 | 53.22 | 2017 | 5.48 | 2017-08-31
Spain | ESP | 2017-08-28 10:00 | 2017-08-28 12:00 | 53.96 | 2017 | 5.48 | 2017-08-31
Spain | ESP | 2017-08-28 11:00 | 2017-08-28 13:00 | 54.19 | 2017 | 5.48 | 2017-08-31
Spain | ESP | 2017-08-28 12:00 | 2017-08-28 14:00 | 54.19 | 2017 | 5.48 | 2017-08-31
Spain | ESP | 2017-08-28 13:00 | 2017-08-28 15:00 | 53.89 | 2017 | 5.48 | 2017-08-31
Spain | ESP | 2017-08-28 14:00 | 2017-08-28 16:00 | 53.89 | 2017 | 5.48 | 2017-08-31
Spain | ESP | 2017-08-28 15:00 | 2017-08-28 17:00 | 53.95 | 2017 | 5.48 | 2017-08-31
Spain | ESP | 2017-08-28 16:00 | 2017-08-28 18:00 | 53.8 | 2017 | 5.48 | 2017-08-31
Spain | ESP | 2017-08-28 17:00 | 2017-08-28 19:00 | 53.45 | 2017 | 5.48 | 2017-08-31
Spain | ESP | 2017-08-28 18:00 | 2017-08-28 20:00 | 53.49 | 2017 | 5.48 | 2017-08-31
Spain | ESP | 2017-08-28 19:00 | 2017-08-28 21:00 | 54.89 | 2017 | 5.48 | 2017-08-31
Spain | ESP | 2017-08-28 20:00 | 2017-08-28 22:00 | 53.89 | 2017 | 5.48 | 2017-08-31
Spain | ESP | 2017-08-28 21:00 | 2017-08-28 23:00 | 54.19 | 2017 | 5.48 | 2017-08-31
Spain | ESP | 2017-08-28 22:00 | 2017-08-29 | 54.43 | 2017 | 5.48 | 2017-08-31
Spain | ESP | 2017-08-28 23:00 | 2017-08-29 01:00 | 53.89 | 2017 | 5.48 | 2017-08-31
Spain | ESP | 2017-08-29 | 2017-08-29 02:00 | 53.4 | 2017 | 5.48 | 2017-08-31
Spain | ESP | 2017-08-29 01:00 | 2017-08-29 03:00 | 52.25 | 2017 | 5.48 | 2017-08-31
Spain | ESP | 2017-08-29 02:00 | 2017-08-29 04:00 | 51.5 | 2017 | 5.48 | 2017-08-31
Spain | ESP | 2017-08-29 03:00 | 2017-08-29 05:00 | 51.7 | 2017 | 5.48 | 2017-08-31
Spain | ESP | 2017-08-29 04:00 | 2017-08-29 06:00 | 53.4 | 2017 | 5.48 | 2017-08-31
Spain | ESP | 2017-08-29 05:00 | 2017-08-29 07:00 | 53.01 | 2017 | 5.48 | 2017-08-31
Spain | ESP | 2017-08-29 06:00 | 2017-08-29 08:00 | 54 | 2017 | 5.48 | 2017-08-31
Spain | ESP | 2017-08-29 07:00 | 2017-08-29 09:00 | 54.19 | 2017 | 5.48 | 2017-08-31
Spain | ESP | 2017-08-29 08:00 | 2017-08-29 10:00 | 54.08 | 2017 | 5.48 | 2017-08-31
Spain | ESP | 2017-08-29 09:00 | 2017-08-29 11:00 | 54.08 | 2017 | 5.48 | 2017-08-31
Spain | ESP | 2017-08-29 10:00 | 2017-08-29 12:00 | 53.9 | 2017 | 5.48 | 2017-08-31
Spain | ESP | 2017-08-29 11:00 | 2017-08-29 13:00 | 54.08 | 2017 | 5.48 | 2017-08-31
Spain | ESP | 2017-08-29 12:00 | 2017-08-29 14:00 | 53.87 | 2017 | 5.48 | 2017-08-31
Spain | ESP | 2017-08-29 13:00 | 2017-08-29 15:00 | 53.15 | 2017 | 5.48 | 2017-08-31
Spain | ESP | 2017-08-29 14:00 | 2017-08-29 16:00 | 52.7 | 2017 | 5.48 | 2017-08-31
Spain | ESP | 2017-08-29 15:00 | 2017-08-29 17:00 | 52.49 | 2017 | 5.48 | 2017-08-31
Spain | ESP | 2017-08-29 16:00 | 2017-08-29 18:00 | 52.47 | 2017 | 5.48 | 2017-08-31
Spain | ESP | 2017-08-29 17:00 | 2017-08-29 19:00 | 52.47 | 2017 | 5.48 | 2017-08-31
Spain | ESP | 2017-08-29 18:00 | 2017-08-29 20:00 | 52.69 | 2017 | 5.48 | 2017-08-31
Spain | ESP | 2017-08-29 19:00 | 2017-08-29 21:00 | 54.69 | 2017 | 5.48 | 2017-08-31
Spain | ESP | 2017-08-29 20:00 | 2017-08-29 22:00 | 53.96 | 2017 | 5.48 | 2017-08-31
Spain | ESP | 2017-08-29 21:00 | 2017-08-29 23:00 | 52.28 | 2017 | 5.48 | 2017-08-31
Spain | ESP | 2017-08-29 22:00 | 2017-08-30 | 52.56 | 2017 | 5.48 | 2017-08-31
Spain | ESP | 2017-08-29 23:00 | 2017-08-30 01:00 | 50.5 | 2017 | 5.48 | 2017-08-31
Spain | ESP | 2017-08-30 | 2017-08-30 02:00 | 49.99 | 2017 | 5.48 | 2017-08-31
Spain | ESP | 2017-08-30 01:00 | 2017-08-30 03:00 | 48.58 | 2017 | 5.48 | 2017-08-31
Spain | ESP | 2017-08-30 02:00 | 2017-08-30 04:00 | 47.07 | 2017 | 5.48 | 2017-08-31
Spain | ESP | 2017-08-30 03:00 | 2017-08-30 05:00 | 49.4 | 2017 | 5.48 | 2017-08-31
Spain | ESP | 2017-08-30 04:00 | 2017-08-30 06:00 | 51.22 | 2017 | 5.48 | 2017-08-31
Spain | ESP | 2017-08-30 05:00 | 2017-08-30 07:00 | 51.71 | 2017 | 5.48 | 2017-08-31
Spain | ESP | 2017-08-30 06:00 | 2017-08-30 08:00 | 53.01 | 2017 | 5.48 | 2017-08-31
Spain | ESP | 2017-08-30 07:00 | 2017-08-30 09:00 | 53.25 | 2017 | 5.48 | 2017-08-31
Spain | ESP | 2017-08-30 08:00 | 2017-08-30 10:00 | 53.24 | 2017 | 5.48 | 2017-08-31
Spain | ESP | 2017-08-30 09:00 | 2017-08-30 11:00 | 53.22 | 2017 | 5.48 | 2017-08-31
Spain | ESP | 2017-08-30 10:00 | 2017-08-30 12:00 | 53.89 | 2017 | 5.48 | 2017-08-31
Spain | ESP | 2017-08-30 11:00 | 2017-08-30 13:00 | 54.08 | 2017 | 5.48 | 2017-08-31
Spain | ESP | 2017-08-30 12:00 | 2017-08-30 14:00 | 54.19 | 2017 | 5.48 | 2017-08-31
Spain | ESP | 2017-08-30 13:00 | 2017-08-30 15:00 | 53.01 | 2017 | 5.48 | 2017-08-31
Spain | ESP | 2017-08-30 14:00 | 2017-08-30 16:00 | 52.69 | 2017 | 5.48 | 2017-08-31
Spain | ESP | 2017-08-30 15:00 | 2017-08-30 17:00 | 52.5 | 2017 | 5.48 | 2017-08-31
Spain | ESP | 2017-08-30 16:00 | 2017-08-30 18:00 | 52.19 | 2017 | 5.48 | 2017-08-31
Spain | ESP | 2017-08-30 17:00 | 2017-08-30 19:00 | 51.5 | 2017 | 5.48 | 2017-08-31
Spain | ESP | 2017-08-30 18:00 | 2017-08-30 20:00 | 51.77 | 2017 | 5.48 | 2017-08-31
Spain | ESP | 2017-08-30 19:00 | 2017-08-30 21:00 | 52.5 | 2017 | 5.48 | 2017-08-31
Spain | ESP | 2017-08-30 20:00 | 2017-08-30 22:00 | 50.88 | 2017 | 5.48 | 2017-08-31
Spain | ESP | 2017-08-30 21:00 | 2017-08-30 23:00 | 45.1 | 2017 | 5.48 | 2017-08-31
Spain | ESP | 2017-08-30 22:00 | 2017-08-31 | 44.15 | 2017 | 5.48 | 2017-08-31
Spain | ESP | 2017-08-30 23:00 | 2017-08-31 01:00 | 40.15 | 2017 | 5.48 | 2017-08-31
Spain | ESP | 2017-08-31 | 2017-08-31 02:00 | 39.82 | 2017 | 5.48 | 2017-08-31
Spain | ESP | 2017-08-31 01:00 | 2017-08-31 03:00 | 39.74 | 2017 | 5.48 | 2017-08-31
Spain | ESP | 2017-08-31 02:00 | 2017-08-31 04:00 | 39.49 | 2017 | 5.48 | 2017-08-31
Spain | ESP | 2017-08-31 03:00 | 2017-08-31 05:00 | 39.64 | 2017 | 5.48 | 2017-08-31
Spain | ESP | 2017-08-31 04:00 | 2017-08-31 06:00 | 40.45 | 2017 | 5.48 | 2017-08-31
Spain | ESP | 2017-08-31 05:00 | 2017-08-31 07:00 | 43.4 | 2017 | 5.48 | 2017-08-31
Spain | ESP | 2017-08-31 06:00 | 2017-08-31 08:00 | 45 | 2017 | 5.48 | 2017-08-31
Spain | ESP | 2017-08-31 07:00 | 2017-08-31 09:00 | 49.46 | 2017 | 5.48 | 2017-08-31
Spain | ESP | 2017-08-31 08:00 | 2017-08-31 10:00 | 47.57 | 2017 | 5.48 | 2017-08-31
Spain | ESP | 2017-08-31 09:00 | 2017-08-31 11:00 | 47.97 | 2017 | 5.48 | 2017-08-31
Spain | ESP | 2017-08-31 10:00 | 2017-08-31 12:00 | 51.58 | 2017 | 5.48 | 2017-08-31
Spain | ESP | 2017-08-31 11:00 | 2017-08-31 13:00 | 52.97 | 2017 | 5.48 | 2017-08-31
Spain | ESP | 2017-08-31 12:00 | 2017-08-31 14:00 | 52.69 | 2017 | 5.48 | 2017-08-31
Spain | ESP | 2017-08-31 13:00 | 2017-08-31 15:00 | 52.01 | 2017 | 5.48 | 2017-08-31
Spain | ESP | 2017-08-31 14:00 | 2017-08-31 16:00 | 52.25 | 2017 | 5.48 | 2017-08-31
Spain | ESP | 2017-08-31 15:00 | 2017-08-31 17:00 | 51.89 | 2017 | 5.48 | 2017-08-31
Spain | ESP | 2017-08-31 16:00 | 2017-08-31 18:00 | 51.45 | 2017 | 5.48 | 2017-08-31
Spain | ESP | 2017-08-31 17:00 | 2017-08-31 19:00 | 50.39 | 2017 | 5.48 | 2017-08-31
Spain | ESP | 2017-08-31 18:00 | 2017-08-31 20:00 | 51.66 | 2017 | 5.48 | 2017-08-31
Spain | ESP | 2017-08-31 19:00 | 2017-08-31 21:00 | 52.33 | 2017 | 5.48 | 2017-08-31
Spain | ESP | 2017-08-31 20:00 | 2017-08-31 22:00 | 49.1 | 2017 | 5.48 | 2017-08-31
Spain | ESP | 2017-08-31 21:00 | 2017-08-31 23:00 | 44.5 | 2017 | 5.48 | 2017-08-31
Spain | ESP | 2017-08-31 22:00 | 2017-09-01 | 47.25 | 2017 | 5.48 | 2017-08-31
Spain | ESP | 2017-08-31 23:00 | 2017-09-01 01:00 | 44.5 | 2017 | 5.48 | 2017-08-31
Spain | ESP | 2017-09-01 | 2017-09-01 02:00 | 41.3 | 2017 | 5.96 | 2017-09-30
Spain | ESP | 2017-09-01 01:00 | 2017-09-01 03:00 | 40.16 | 2017 | 5.96 | 2017-09-30
Spain | ESP | 2017-09-01 02:00 | 2017-09-01 04:00 | 39.74 | 2017 | 5.96 | 2017-09-30
Spain | ESP | 2017-09-01 03:00 | 2017-09-01 05:00 | 40.16 | 2017 | 5.96 | 2017-09-30
Spain | ESP | 2017-09-01 04:00 | 2017-09-01 06:00 | 44.5 | 2017 | 5.96 | 2017-09-30
Spain | ESP | 2017-09-01 05:00 | 2017-09-01 07:00 | 49.69 | 2017 | 5.96 | 2017-09-30
Spain | ESP | 2017-09-01 06:00 | 2017-09-01 08:00 | 51.73 | 2017 | 5.96 | 2017-09-30
Spain | ESP | 2017-09-01 07:00 | 2017-09-01 09:00 | 52.25 | 2017 | 5.96 | 2017-09-30
Spain | ESP | 2017-09-01 08:00 | 2017-09-01 10:00 | 51.48 | 2017 | 5.96 | 2017-09-30
Spain | ESP | 2017-09-01 09:00 | 2017-09-01 11:00 | 51.72 | 2017 | 5.96 | 2017-09-30
Spain | ESP | 2017-09-01 10:00 | 2017-09-01 12:00 | 52.49 | 2017 | 5.96 | 2017-09-30
Spain | ESP | 2017-09-01 11:00 | 2017-09-01 13:00 | 52.97 | 2017 | 5.96 | 2017-09-30
Spain | ESP | 2017-09-01 12:00 | 2017-09-01 14:00 | 51.48 | 2017 | 5.96 | 2017-09-30
Spain | ESP | 2017-09-01 13:00 | 2017-09-01 15:00 | 49.47 | 2017 | 5.96 | 2017-09-30
Spain | ESP | 2017-09-01 14:00 | 2017-09-01 16:00 | 47.4 | 2017 | 5.96 | 2017-09-30
Spain | ESP | 2017-09-01 15:00 | 2017-09-01 17:00 | 45.65 | 2017 | 5.96 | 2017-09-30
Spain | ESP | 2017-09-01 16:00 | 2017-09-01 18:00 | 44.5 | 2017 | 5.96 | 2017-09-30
Spain | ESP | 2017-09-01 17:00 | 2017-09-01 19:00 | 44.57 | 2017 | 5.96 | 2017-09-30
Spain | ESP | 2017-09-01 18:00 | 2017-09-01 20:00 | 49 | 2017 | 5.96 | 2017-09-30
Spain | ESP | 2017-09-01 19:00 | 2017-09-01 21:00 | 49.48 | 2017 | 5.96 | 2017-09-30
Spain | ESP | 2017-09-01 20:00 | 2017-09-01 22:00 | 43.15 | 2017 | 5.96 | 2017-09-30
Spain | ESP | 2017-09-01 21:00 | 2017-09-01 23:00 | 38.68 | 2017 | 5.96 | 2017-09-30
Spain | ESP | 2017-09-01 22:00 | 2017-09-02 | 38.49 | 2017 | 5.96 | 2017-09-30
Spain | ESP | 2017-09-01 23:00 | 2017-09-02 01:00 | 37.55 | 2017 | 5.96 | 2017-09-30
Spain | ESP | 2017-09-02 | 2017-09-02 02:00 | 36.75 | 2017 | 5.96 | 2017-09-30
Spain | ESP | 2017-09-02 01:00 | 2017-09-02 03:00 | 35.6 | 2017 | 5.96 | 2017-09-30
Spain | ESP | 2017-09-02 02:00 | 2017-09-02 04:00 | 35.29 | 2017 | 5.96 | 2017-09-30
Spain | ESP | 2017-09-02 03:00 | 2017-09-02 05:00 | 35.41 | 2017 | 5.96 | 2017-09-30
Spain | ESP | 2017-09-02 04:00 | 2017-09-02 06:00 | 36.55 | 2017 | 5.96 | 2017-09-30
Spain | ESP | 2017-09-02 05:00 | 2017-09-02 07:00 | 36.85 | 2017 | 5.96 | 2017-09-30
Spain | ESP | 2017-09-02 06:00 | 2017-09-02 08:00 | 37.09 | 2017 | 5.96 | 2017-09-30
Spain | ESP | 2017-09-02 07:00 | 2017-09-02 09:00 | 38.49 | 2017 | 5.96 | 2017-09-30
Spain | ESP | 2017-09-02 08:00 | 2017-09-02 10:00 | 38.49 | 2017 | 5.96 | 2017-09-30
Spain | ESP | 2017-09-02 09:00 | 2017-09-02 11:00 | 38.5 | 2017 | 5.96 | 2017-09-30
Spain | ESP | 2017-09-02 10:00 | 2017-09-02 12:00 | 41.48 | 2017 | 5.96 | 2017-09-30
Spain | ESP | 2017-09-02 11:00 | 2017-09-02 13:00 | 44.6 | 2017 | 5.96 | 2017-09-30
Spain | ESP | 2017-09-02 12:00 | 2017-09-02 14:00 | 45 | 2017 | 5.96 | 2017-09-30
Spain | ESP | 2017-09-02 13:00 | 2017-09-02 15:00 | 44.6 | 2017 | 5.96 | 2017-09-30
Spain | ESP | 2017-09-02 14:00 | 2017-09-02 16:00 | 45 | 2017 | 5.96 | 2017-09-30
Spain | ESP | 2017-09-02 15:00 | 2017-09-02 17:00 | 45.19 | 2017 | 5.96 | 2017-09-30
Spain | ESP | 2017-09-02 16:00 | 2017-09-02 18:00 | 49.45 | 2017 | 5.96 | 2017-09-30
Spain | ESP | 2017-09-02 17:00 | 2017-09-02 19:00 | 52.01 | 2017 | 5.96 | 2017-09-30
Spain | ESP | 2017-09-02 18:00 | 2017-09-02 20:00 | 52.98 | 2017 | 5.96 | 2017-09-30
Spain | ESP | 2017-09-02 19:00 | 2017-09-02 21:00 | 53.97 | 2017 | 5.96 | 2017-09-30
Spain | ESP | 2017-09-02 20:00 | 2017-09-02 22:00 | 53.31 | 2017 | 5.96 | 2017-09-30
Spain | ESP | 2017-09-02 21:00 | 2017-09-02 23:00 | 53.31 | 2017 | 5.96 | 2017-09-30
Spain | ESP | 2017-09-02 22:00 | 2017-09-03 | 52.19 | 2017 | 5.96 | 2017-09-30
Spain | ESP | 2017-09-02 23:00 | 2017-09-03 01:00 | 51.69 | 2017 | 5.96 | 2017-09-30
Spain | ESP | 2017-09-03 | 2017-09-03 02:00 | 50.67 | 2017 | 5.96 | 2017-09-30
Spain | ESP | 2017-09-03 01:00 | 2017-09-03 03:00 | 50.49 | 2017 | 5.96 | 2017-09-30
Spain | ESP | 2017-09-03 02:00 | 2017-09-03 04:00 | 50.4 | 2017 | 5.96 | 2017-09-30
Spain | ESP | 2017-09-03 03:00 | 2017-09-03 05:00 | 49.49 | 2017 | 5.96 | 2017-09-30
Spain | ESP | 2017-09-03 04:00 | 2017-09-03 06:00 | 47.19 | 2017 | 5.96 | 2017-09-30
Spain | ESP | 2017-09-03 05:00 | 2017-09-03 07:00 | 45 | 2017 | 5.96 | 2017-09-30
Spain | ESP | 2017-09-03 06:00 | 2017-09-03 08:00 | 45 | 2017 | 5.96 | 2017-09-30
Spain | ESP | 2017-09-03 07:00 | 2017-09-03 09:00 | 48.3 | 2017 | 5.96 | 2017-09-30
Spain | ESP | 2017-09-03 08:00 | 2017-09-03 10:00 | 48.5 | 2017 | 5.96 | 2017-09-30
Spain | ESP | 2017-09-03 09:00 | 2017-09-03 11:00 | 48.5 | 2017 | 5.96 | 2017-09-30
Spain | ESP | 2017-09-03 10:00 | 2017-09-03 12:00 | 47.22 | 2017 | 5.96 | 2017-09-30
Spain | ESP | 2017-09-03 11:00 | 2017-09-03 13:00 | 45.1 | 2017 | 5.96 | 2017-09-30
Spain | ESP | 2017-09-03 12:00 | 2017-09-03 14:00 | 44 | 2017 | 5.96 | 2017-09-30
Spain | ESP | 2017-09-03 13:00 | 2017-09-03 15:00 | 40 | 2017 | 5.96 | 2017-09-30
Spain | ESP | 2017-09-03 14:00 | 2017-09-03 16:00 | 38.55 | 2017 | 5.96 | 2017-09-30
Spain | ESP | 2017-09-03 15:00 | 2017-09-03 17:00 | 38.15 | 2017 | 5.96 | 2017-09-30
Spain | ESP | 2017-09-03 16:00 | 2017-09-03 18:00 | 38.15 | 2017 | 5.96 | 2017-09-30
Spain | ESP | 2017-09-03 17:00 | 2017-09-03 19:00 | 41.59 | 2017 | 5.96 | 2017-09-30
Spain | ESP | 2017-09-03 18:00 | 2017-09-03 20:00 | 48.31 | 2017 | 5.96 | 2017-09-30
Spain | ESP | 2017-09-03 19:00 | 2017-09-03 21:00 | 52.35 | 2017 | 5.96 | 2017-09-30
Spain | ESP | 2017-09-03 20:00 | 2017-09-03 22:00 | 53.5 | 2017 | 5.96 | 2017-09-30
Spain | ESP | 2017-09-03 21:00 | 2017-09-03 23:00 | 52.15 | 2017 | 5.96 | 2017-09-30
Spain | ESP | 2017-09-03 22:00 | 2017-09-04 | 49.19 | 2017 | 5.96 | 2017-09-30
Spain | ESP | 2017-09-03 23:00 | 2017-09-04 01:00 | 43.4 | 2017 | 5.96 | 2017-09-30
Spain | ESP | 2017-09-04 | 2017-09-04 02:00 | 39.1 | 2017 | 5.96 | 2017-09-30
Spain | ESP | 2017-09-04 01:00 | 2017-09-04 03:00 | 38.49 | 2017 | 5.96 | 2017-09-30
Spain | ESP | 2017-09-04 02:00 | 2017-09-04 04:00 | 38.35 | 2017 | 5.96 | 2017-09-30
Spain | ESP | 2017-09-04 03:00 | 2017-09-04 05:00 | 38.49 | 2017 | 5.96 | 2017-09-30
Spain | ESP | 2017-09-04 04:00 | 2017-09-04 06:00 | 42.66 | 2017 | 5.96 | 2017-09-30
Spain | ESP | 2017-09-04 05:00 | 2017-09-04 07:00 | 48.46 | 2017 | 5.96 | 2017-09-30
Spain | ESP | 2017-09-04 06:00 | 2017-09-04 08:00 | 49.59 | 2017 | 5.96 | 2017-09-30
Spain | ESP | 2017-09-04 07:00 | 2017-09-04 09:00 | 51.75 | 2017 | 5.96 | 2017-09-30
Spain | ESP | 2017-09-04 08:00 | 2017-09-04 10:00 | 52.52 | 2017 | 5.96 | 2017-09-30
Spain | ESP | 2017-09-04 09:00 | 2017-09-04 11:00 | 53.15 | 2017 | 5.96 | 2017-09-30
Spain | ESP | 2017-09-04 10:00 | 2017-09-04 12:00 | 53.69 | 2017 | 5.96 | 2017-09-30
Spain | ESP | 2017-09-04 11:00 | 2017-09-04 13:00 | 53.69 | 2017 | 5.96 | 2017-09-30
Spain | ESP | 2017-09-04 12:00 | 2017-09-04 14:00 | 53.19 | 2017 | 5.96 | 2017-09-30
Spain | ESP | 2017-09-04 13:00 | 2017-09-04 15:00 | 53.15 | 2017 | 5.96 | 2017-09-30
Spain | ESP | 2017-09-04 14:00 | 2017-09-04 16:00 | 52.69 | 2017 | 5.96 | 2017-09-30
Spain | ESP | 2017-09-04 15:00 | 2017-09-04 17:00 | 52.46 | 2017 | 5.96 | 2017-09-30
Spain | ESP | 2017-09-04 16:00 | 2017-09-04 18:00 | 51.59 | 2017 | 5.96 | 2017-09-30
Spain | ESP | 2017-09-04 17:00 | 2017-09-04 19:00 | 51.59 | 2017 | 5.96 | 2017-09-30
Spain | ESP | 2017-09-04 18:00 | 2017-09-04 20:00 | 53.69 | 2017 | 5.96 | 2017-09-30
Spain | ESP | 2017-09-04 19:00 | 2017-09-04 21:00 | 55.19 | 2017 | 5.96 | 2017-09-30
Spain | ESP | 2017-09-04 20:00 | 2017-09-04 22:00 | 53.59 | 2017 | 5.96 | 2017-09-30
Spain | ESP | 2017-09-04 21:00 | 2017-09-04 23:00 | 52.4 | 2017 | 5.96 | 2017-09-30
Spain | ESP | 2017-09-04 22:00 | 2017-09-05 | 52.35 | 2017 | 5.96 | 2017-09-30
Spain | ESP | 2017-09-04 23:00 | 2017-09-05 01:00 | 50.44 | 2017 | 5.96 | 2017-09-30
Spain | ESP | 2017-09-05 | 2017-09-05 02:00 | 50.44 | 2017 | 5.96 | 2017-09-30
Spain | ESP | 2017-09-05 01:00 | 2017-09-05 03:00 | 49.99 | 2017 | 5.96 | 2017-09-30
Spain | ESP | 2017-09-05 02:00 | 2017-09-05 04:00 | 49.35 | 2017 | 5.96 | 2017-09-30
Spain | ESP | 2017-09-05 03:00 | 2017-09-05 05:00 | 50.12 | 2017 | 5.96 | 2017-09-30
Spain | ESP | 2017-09-05 04:00 | 2017-09-05 06:00 | 51.56 | 2017 | 5.96 | 2017-09-30
Spain | ESP | 2017-09-05 05:00 | 2017-09-05 07:00 | 53.19 | 2017 | 5.96 | 2017-09-30
Spain | ESP | 2017-09-05 06:00 | 2017-09-05 08:00 | 53.19 | 2017 | 5.96 | 2017-09-30
Spain | ESP | 2017-09-05 07:00 | 2017-09-05 09:00 | 53.29 | 2017 | 5.96 | 2017-09-30
Spain | ESP | 2017-09-05 08:00 | 2017-09-05 10:00 | 53.19 | 2017 | 5.96 | 2017-09-30
Spain | ESP | 2017-09-05 09:00 | 2017-09-05 11:00 | 53.19 | 2017 | 5.96 | 2017-09-30
Spain | ESP | 2017-09-05 10:00 | 2017-09-05 12:00 | 53.19 | 2017 | 5.96 | 2017-09-30
Spain | ESP | 2017-09-05 11:00 | 2017-09-05 13:00 | 53.19 | 2017 | 5.96 | 2017-09-30
Spain | ESP | 2017-09-05 12:00 | 2017-09-05 14:00 | 53 | 2017 | 5.96 | 2017-09-30
Spain | ESP | 2017-09-05 13:00 | 2017-09-05 15:00 | 52 | 2017 | 5.96 | 2017-09-30
Spain | ESP | 2017-09-05 14:00 | 2017-09-05 16:00 | 51.5 | 2017 | 5.96 | 2017-09-30
Spain | ESP | 2017-09-05 15:00 | 2017-09-05 17:00 | 51.46 | 2017 | 5.96 | 2017-09-30
Spain | ESP | 2017-09-05 16:00 | 2017-09-05 18:00 | 50.34 | 2017 | 5.96 | 2017-09-30
Spain | ESP | 2017-09-05 17:00 | 2017-09-05 19:00 | 50.34 | 2017 | 5.96 | 2017-09-30
Spain | ESP | 2017-09-05 18:00 | 2017-09-05 20:00 | 52.35 | 2017 | 5.96 | 2017-09-30
Spain | ESP | 2017-09-05 19:00 | 2017-09-05 21:00 | 52.6 | 2017 | 5.96 | 2017-09-30
Spain | ESP | 2017-09-05 20:00 | 2017-09-05 22:00 | 46.65 | 2017 | 5.96 | 2017-09-30
Spain | ESP | 2017-09-05 21:00 | 2017-09-05 23:00 | 43.44 | 2017 | 5.96 | 2017-09-30
Spain | ESP | 2017-09-05 22:00 | 2017-09-06 | 46 | 2017 | 5.96 | 2017-09-30
Spain | ESP | 2017-09-05 23:00 | 2017-09-06 01:00 | 44.74 | 2017 | 5.96 | 2017-09-30
Spain | ESP | 2017-09-06 | 2017-09-06 02:00 | 41.29 | 2017 | 5.96 | 2017-09-30
Spain | ESP | 2017-09-06 01:00 | 2017-09-06 03:00 | 39.91 | 2017 | 5.96 | 2017-09-30
Spain | ESP | 2017-09-06 02:00 | 2017-09-06 04:00 | 38.55 | 2017 | 5.96 | 2017-09-30
Spain | ESP | 2017-09-06 03:00 | 2017-09-06 05:00 | 39.91 | 2017 | 5.96 | 2017-09-30
Spain | ESP | 2017-09-06 04:00 | 2017-09-06 06:00 | 44.2 | 2017 | 5.96 | 2017-09-30
Spain | ESP | 2017-09-06 05:00 | 2017-09-06 07:00 | 47.93 | 2017 | 5.96 | 2017-09-30
Spain | ESP | 2017-09-06 06:00 | 2017-09-06 08:00 | 50.91 | 2017 | 5.96 | 2017-09-30
Spain | ESP | 2017-09-06 07:00 | 2017-09-06 09:00 | 51.49 | 2017 | 5.96 | 2017-09-30
Spain | ESP | 2017-09-06 08:00 | 2017-09-06 10:00 | 51.09 | 2017 | 5.96 | 2017-09-30
Spain | ESP | 2017-09-06 09:00 | 2017-09-06 11:00 | 51.04 | 2017 | 5.96 | 2017-09-30
Spain | ESP | 2017-09-06 10:00 | 2017-09-06 12:00 | 51.57 | 2017 | 5.96 | 2017-09-30
Spain | ESP | 2017-09-06 11:00 | 2017-09-06 13:00 | 51.69 | 2017 | 5.96 | 2017-09-30
Spain | ESP | 2017-09-06 12:00 | 2017-09-06 14:00 | 51.5 | 2017 | 5.96 | 2017-09-30
Spain | ESP | 2017-09-06 13:00 | 2017-09-06 15:00 | 51.5 | 2017 | 5.96 | 2017-09-30
Spain | ESP | 2017-09-06 14:00 | 2017-09-06 16:00 | 51.46 | 2017 | 5.96 | 2017-09-30
Spain | ESP | 2017-09-06 15:00 | 2017-09-06 17:00 | 51.04 | 2017 | 5.96 | 2017-09-30
Spain | ESP | 2017-09-06 16:00 | 2017-09-06 18:00 | 49.9 | 2017 | 5.96 | 2017-09-30
Spain | ESP | 2017-09-06 17:00 | 2017-09-06 19:00 | 49.7 | 2017 | 5.96 | 2017-09-30
Spain | ESP | 2017-09-06 18:00 | 2017-09-06 20:00 | 51.46 | 2017 | 5.96 | 2017-09-30
Spain | ESP | 2017-09-06 19:00 | 2017-09-06 21:00 | 51.72 | 2017 | 5.96 | 2017-09-30
Spain | ESP | 2017-09-06 20:00 | 2017-09-06 22:00 | 47.23 | 2017 | 5.96 | 2017-09-30
Spain | ESP | 2017-09-06 21:00 | 2017-09-06 23:00 | 42.84 | 2017 | 5.96 | 2017-09-30
Spain | ESP | 2017-09-06 22:00 | 2017-09-07 | 42.66 | 2017 | 5.96 | 2017-09-30
Spain | ESP | 2017-09-06 23:00 | 2017-09-07 01:00 | 38.5 | 2017 | 5.96 | 2017-09-30
Spain | ESP | 2017-09-07 | 2017-09-07 02:00 | 37.09 | 2017 | 5.96 | 2017-09-30
Spain | ESP | 2017-09-07 01:00 | 2017-09-07 03:00 | 37.09 | 2017 | 5.96 | 2017-09-30
Spain | ESP | 2017-09-07 02:00 | 2017-09-07 04:00 | 37.51 | 2017 | 5.96 | 2017-09-30
Spain | ESP | 2017-09-07 03:00 | 2017-09-07 05:00 | 39.19 | 2017 | 5.96 | 2017-09-30
Spain | ESP | 2017-09-07 04:00 | 2017-09-07 06:00 | 44.66 | 2017 | 5.96 | 2017-09-30
Spain | ESP | 2017-09-07 05:00 | 2017-09-07 07:00 | 51 | 2017 | 5.96 | 2017-09-30
Spain | ESP | 2017-09-07 06:00 | 2017-09-07 08:00 | 51 | 2017 | 5.96 | 2017-09-30
Spain | ESP | 2017-09-07 07:00 | 2017-09-07 09:00 | 51.46 | 2017 | 5.96 | 2017-09-30
Spain | ESP | 2017-09-07 08:00 | 2017-09-07 10:00 | 51.19 | 2017 | 5.96 | 2017-09-30
Spain | ESP | 2017-09-07 09:00 | 2017-09-07 11:00 | 51.46 | 2017 | 5.96 | 2017-09-30
Spain | ESP | 2017-09-07 10:00 | 2017-09-07 12:00 | 52 | 2017 | 5.96 | 2017-09-30
Spain | ESP | 2017-09-07 11:00 | 2017-09-07 13:00 | 52.09 | 2017 | 5.96 | 2017-09-30
Spain | ESP | 2017-09-07 12:00 | 2017-09-07 14:00 | 51.69 | 2017 | 5.96 | 2017-09-30
Spain | ESP | 2017-09-07 13:00 | 2017-09-07 15:00 | 51.46 | 2017 | 5.96 | 2017-09-30
Spain | ESP | 2017-09-07 14:00 | 2017-09-07 16:00 | 51.69 | 2017 | 5.96 | 2017-09-30
Spain | ESP | 2017-09-07 15:00 | 2017-09-07 17:00 | 51.69 | 2017 | 5.96 | 2017-09-30
Spain | ESP | 2017-09-07 16:00 | 2017-09-07 18:00 | 50.79 | 2017 | 5.96 | 2017-09-30
Spain | ESP | 2017-09-07 17:00 | 2017-09-07 19:00 | 51.1 | 2017 | 5.96 | 2017-09-30
Spain | ESP | 2017-09-07 18:00 | 2017-09-07 20:00 | 52.5 | 2017 | 5.96 | 2017-09-30
Spain | ESP | 2017-09-07 19:00 | 2017-09-07 21:00 | 55.04 | 2017 | 5.96 | 2017-09-30
Spain | ESP | 2017-09-07 20:00 | 2017-09-07 22:00 | 51.94 | 2017 | 5.96 | 2017-09-30
Spain | ESP | 2017-09-07 21:00 | 2017-09-07 23:00 | 49.98 | 2017 | 5.96 | 2017-09-30
Spain | ESP | 2017-09-07 22:00 | 2017-09-08 | 50.79 | 2017 | 5.96 | 2017-09-30
Spain | ESP | 2017-09-07 23:00 | 2017-09-08 01:00 | 49.63 | 2017 | 5.96 | 2017-09-30
Spain | ESP | 2017-09-08 | 2017-09-08 02:00 | 47.51 | 2017 | 5.96 | 2017-09-30
Spain | ESP | 2017-09-08 01:00 | 2017-09-08 03:00 | 46.9 | 2017 | 5.96 | 2017-09-30
Spain | ESP | 2017-09-08 02:00 | 2017-09-08 04:00 | 46.73 | 2017 | 5.96 | 2017-09-30
Spain | ESP | 2017-09-08 03:00 | 2017-09-08 05:00 | 48.9 | 2017 | 5.96 | 2017-09-30
Spain | ESP | 2017-09-08 04:00 | 2017-09-08 06:00 | 50.9 | 2017 | 5.96 | 2017-09-30
Spain | ESP | 2017-09-08 05:00 | 2017-09-08 07:00 | 52.27 | 2017 | 5.96 | 2017-09-30
Spain | ESP | 2017-09-08 06:00 | 2017-09-08 08:00 | 52.5 | 2017 | 5.96 | 2017-09-30
Spain | ESP | 2017-09-08 07:00 | 2017-09-08 09:00 | 53.96 | 2017 | 5.96 | 2017-09-30
Spain | ESP | 2017-09-08 08:00 | 2017-09-08 10:00 | 53.29 | 2017 | 5.96 | 2017-09-30
Spain | ESP | 2017-09-08 09:00 | 2017-09-08 11:00 | 53.29 | 2017 | 5.96 | 2017-09-30
Spain | ESP | 2017-09-08 10:00 | 2017-09-08 12:00 | 53.01 | 2017 | 5.96 | 2017-09-30
Spain | ESP | 2017-09-08 11:00 | 2017-09-08 13:00 | 52.94 | 2017 | 5.96 | 2017-09-30
Spain | ESP | 2017-09-08 12:00 | 2017-09-08 14:00 | 52 | 2017 | 5.96 | 2017-09-30
Spain | ESP | 2017-09-08 13:00 | 2017-09-08 15:00 | 50.95 | 2017 | 5.96 | 2017-09-30
Spain | ESP | 2017-09-08 14:00 | 2017-09-08 16:00 | 50.57 | 2017 | 5.96 | 2017-09-30
Spain | ESP | 2017-09-08 15:00 | 2017-09-08 17:00 | 49.88 | 2017 | 5.96 | 2017-09-30
Spain | ESP | 2017-09-08 16:00 | 2017-09-08 18:00 | 49.6 | 2017 | 5.96 | 2017-09-30
Spain | ESP | 2017-09-08 17:00 | 2017-09-08 19:00 | 49.63 | 2017 | 5.96 | 2017-09-30
Spain | ESP | 2017-09-08 18:00 | 2017-09-08 20:00 | 51.68 | 2017 | 5.96 | 2017-09-30
Spain | ESP | 2017-09-08 19:00 | 2017-09-08 21:00 | 52.1 | 2017 | 5.96 | 2017-09-30
Spain | ESP | 2017-09-08 20:00 | 2017-09-08 22:00 | 50.34 | 2017 | 5.96 | 2017-09-30
Spain | ESP | 2017-09-08 21:00 | 2017-09-08 23:00 | 45.97 | 2017 | 5.96 | 2017-09-30
Spain | ESP | 2017-09-08 22:00 | 2017-09-09 | 47.25 | 2017 | 5.96 | 2017-09-30
Spain | ESP | 2017-09-08 23:00 | 2017-09-09 01:00 | 46.54 | 2017 | 5.96 | 2017-09-30
Spain | ESP | 2017-09-09 | 2017-09-09 02:00 | 42.7 | 2017 | 5.96 | 2017-09-30
Spain | ESP | 2017-09-09 01:00 | 2017-09-09 03:00 | 41.9 | 2017 | 5.96 | 2017-09-30
Spain | ESP | 2017-09-09 02:00 | 2017-09-09 04:00 | 38.45 | 2017 | 5.96 | 2017-09-30
Spain | ESP | 2017-09-09 03:00 | 2017-09-09 05:00 | 38.04 | 2017 | 5.96 | 2017-09-30
Spain | ESP | 2017-09-09 04:00 | 2017-09-09 06:00 | 37.2 | 2017 | 5.96 | 2017-09-30
Spain | ESP | 2017-09-09 05:00 | 2017-09-09 07:00 | 38 | 2017 | 5.96 | 2017-09-30
Spain | ESP | 2017-09-09 06:00 | 2017-09-09 08:00 | 38.2 | 2017 | 5.96 | 2017-09-30
Spain | ESP | 2017-09-09 07:00 | 2017-09-09 09:00 | 43.95 | 2017 | 5.96 | 2017-09-30
Spain | ESP | 2017-09-09 08:00 | 2017-09-09 10:00 | 46.3 | 2017 | 5.96 | 2017-09-30
Spain | ESP | 2017-09-09 09:00 | 2017-09-09 11:00 | 43.4 | 2017 | 5.96 | 2017-09-30
Spain | ESP | 2017-09-09 10:00 | 2017-09-09 12:00 | 42.01 | 2017 | 5.96 | 2017-09-30
Spain | ESP | 2017-09-09 11:00 | 2017-09-09 13:00 | 39.54 | 2017 | 5.96 | 2017-09-30
Spain | ESP | 2017-09-09 12:00 | 2017-09-09 14:00 | 37.45 | 2017 | 5.96 | 2017-09-30
Spain | ESP | 2017-09-09 13:00 | 2017-09-09 15:00 | 34.83 | 2017 | 5.96 | 2017-09-30
Spain | ESP | 2017-09-09 14:00 | 2017-09-09 16:00 | 33.59 | 2017 | 5.96 | 2017-09-30
Spain | ESP | 2017-09-09 15:00 | 2017-09-09 17:00 | 34.54 | 2017 | 5.96 | 2017-09-30
Spain | ESP | 2017-09-09 16:00 | 2017-09-09 18:00 | 35.55 | 2017 | 5.96 | 2017-09-30
Spain | ESP | 2017-09-09 17:00 | 2017-09-09 19:00 | 38.45 | 2017 | 5.96 | 2017-09-30
Spain | ESP | 2017-09-09 18:00 | 2017-09-09 20:00 | 41.53 | 2017 | 5.96 | 2017-09-30
Spain | ESP | 2017-09-09 19:00 | 2017-09-09 21:00 | 48.95 | 2017 | 5.96 | 2017-09-30
Spain | ESP | 2017-09-09 20:00 | 2017-09-09 22:00 | 42.9 | 2017 | 5.96 | 2017-09-30
Spain | ESP | 2017-09-09 21:00 | 2017-09-09 23:00 | 38.5 | 2017 | 5.96 | 2017-09-30
Spain | ESP | 2017-09-09 22:00 | 2017-09-10 | 36.36 | 2017 | 5.96 | 2017-09-30
Spain | ESP | 2017-09-09 23:00 | 2017-09-10 01:00 | 35.15 | 2017 | 5.96 | 2017-09-30
Spain | ESP | 2017-09-10 | 2017-09-10 02:00 | 34.05 | 2017 | 5.96 | 2017-09-30
Spain | ESP | 2017-09-10 01:00 | 2017-09-10 03:00 | 33.52 | 2017 | 5.96 | 2017-09-30
Spain | ESP | 2017-09-10 02:00 | 2017-09-10 04:00 | 33.25 | 2017 | 5.96 | 2017-09-30
Spain | ESP | 2017-09-10 03:00 | 2017-09-10 05:00 | 33.25 | 2017 | 5.96 | 2017-09-30
Spain | ESP | 2017-09-10 04:00 | 2017-09-10 06:00 | 33.57 | 2017 | 5.96 | 2017-09-30
Spain | ESP | 2017-09-10 05:00 | 2017-09-10 07:00 | 33.25 | 2017 | 5.96 | 2017-09-30
Spain | ESP | 2017-09-10 06:00 | 2017-09-10 08:00 | 33.25 | 2017 | 5.96 | 2017-09-30
Spain | ESP | 2017-09-10 07:00 | 2017-09-10 09:00 | 33.8 | 2017 | 5.96 | 2017-09-30
Spain | ESP | 2017-09-10 08:00 | 2017-09-10 10:00 | 33.6 | 2017 | 5.96 | 2017-09-30
Spain | ESP | 2017-09-10 09:00 | 2017-09-10 11:00 | 33.25 | 2017 | 5.96 | 2017-09-30
Spain | ESP | 2017-09-10 10:00 | 2017-09-10 12:00 | 34.05 | 2017 | 5.96 | 2017-09-30
Spain | ESP | 2017-09-10 11:00 | 2017-09-10 13:00 | 34.81 | 2017 | 5.96 | 2017-09-30
Spain | ESP | 2017-09-10 12:00 | 2017-09-10 14:00 | 35.15 | 2017 | 5.96 | 2017-09-30
Spain | ESP | 2017-09-10 13:00 | 2017-09-10 15:00 | 34.05 | 2017 | 5.96 | 2017-09-30
Spain | ESP | 2017-09-10 14:00 | 2017-09-10 16:00 | 33.25 | 2017 | 5.96 | 2017-09-30
Spain | ESP | 2017-09-10 15:00 | 2017-09-10 17:00 | 33.59 | 2017 | 5.96 | 2017-09-30
Spain | ESP | 2017-09-10 16:00 | 2017-09-10 18:00 | 35.15 | 2017 | 5.96 | 2017-09-30
Spain | ESP | 2017-09-10 17:00 | 2017-09-10 19:00 | 37.8 | 2017 | 5.96 | 2017-09-30
Spain | ESP | 2017-09-10 18:00 | 2017-09-10 20:00 | 50.1 | 2017 | 5.96 | 2017-09-30
Spain | ESP | 2017-09-10 19:00 | 2017-09-10 21:00 | 53.99 | 2017 | 5.96 | 2017-09-30
Spain | ESP | 2017-09-10 20:00 | 2017-09-10 22:00 | 53.82 | 2017 | 5.96 | 2017-09-30
Spain | ESP | 2017-09-10 21:00 | 2017-09-10 23:00 | 51.97 | 2017 | 5.96 | 2017-09-30
Spain | ESP | 2017-09-10 22:00 | 2017-09-11 | 52.01 | 2017 | 5.96 | 2017-09-30
Spain | ESP | 2017-09-10 23:00 | 2017-09-11 01:00 | 44.9 | 2017 | 5.96 | 2017-09-30
Spain | ESP | 2017-09-11 | 2017-09-11 02:00 | 36.85 | 2017 | 5.96 | 2017-09-30
Spain | ESP | 2017-09-11 01:00 | 2017-09-11 03:00 | 36 | 2017 | 5.96 | 2017-09-30
Spain | ESP | 2017-09-11 02:00 | 2017-09-11 04:00 | 35.15 | 2017 | 5.96 | 2017-09-30
Spain | ESP | 2017-09-11 03:00 | 2017-09-11 05:00 | 35.2 | 2017 | 5.96 | 2017-09-30
Spain | ESP | 2017-09-11 04:00 | 2017-09-11 06:00 | 40.5 | 2017 | 5.96 | 2017-09-30
Spain | ESP | 2017-09-11 05:00 | 2017-09-11 07:00 | 47.59 | 2017 | 5.96 | 2017-09-30
Spain | ESP | 2017-09-11 06:00 | 2017-09-11 08:00 | 48.01 | 2017 | 5.96 | 2017-09-30
Spain | ESP | 2017-09-11 07:00 | 2017-09-11 09:00 | 51.2 | 2017 | 5.96 | 2017-09-30
Spain | ESP | 2017-09-11 08:00 | 2017-09-11 10:00 | 49.65 | 2017 | 5.96 | 2017-09-30
Spain | ESP | 2017-09-11 09:00 | 2017-09-11 11:00 | 47.97 | 2017 | 5.96 | 2017-09-30
Spain | ESP | 2017-09-11 10:00 | 2017-09-11 12:00 | 49.55 | 2017 | 5.96 | 2017-09-30
Spain | ESP | 2017-09-11 11:00 | 2017-09-11 13:00 | 49.65 | 2017 | 5.96 | 2017-09-30
Spain | ESP | 2017-09-11 12:00 | 2017-09-11 14:00 | 47.68 | 2017 | 5.96 | 2017-09-30
Spain | ESP | 2017-09-11 13:00 | 2017-09-11 15:00 | 45 | 2017 | 5.96 | 2017-09-30
Spain | ESP | 2017-09-11 14:00 | 2017-09-11 16:00 | 43.94 | 2017 | 5.96 | 2017-09-30
Spain | ESP | 2017-09-11 15:00 | 2017-09-11 17:00 | 44.27 | 2017 | 5.96 | 2017-09-30
Spain | ESP | 2017-09-11 16:00 | 2017-09-11 18:00 | 44.95 | 2017 | 5.96 | 2017-09-30
Spain | ESP | 2017-09-11 17:00 | 2017-09-11 19:00 | 45.94 | 2017 | 5.96 | 2017-09-30
Spain | ESP | 2017-09-11 18:00 | 2017-09-11 20:00 | 51.45 | 2017 | 5.96 | 2017-09-30
Spain | ESP | 2017-09-11 19:00 | 2017-09-11 21:00 | 53.99 | 2017 | 5.96 | 2017-09-30
Spain | ESP | 2017-09-11 20:00 | 2017-09-11 22:00 | 51.47 | 2017 | 5.96 | 2017-09-30
Spain | ESP | 2017-09-11 21:00 | 2017-09-11 23:00 | 47.9 | 2017 | 5.96 | 2017-09-30
Spain | ESP | 2017-09-11 22:00 | 2017-09-12 | 48.9 | 2017 | 5.96 | 2017-09-30
Spain | ESP | 2017-09-11 23:00 | 2017-09-12 01:00 | 44.01 | 2017 | 5.96 | 2017-09-30
Spain | ESP | 2017-09-12 | 2017-09-12 02:00 | 42.66 | 2017 | 5.96 | 2017-09-30
Spain | ESP | 2017-09-12 01:00 | 2017-09-12 03:00 | 43.2 | 2017 | 5.96 | 2017-09-30
Spain | ESP | 2017-09-12 02:00 | 2017-09-12 04:00 | 42.82 | 2017 | 5.96 | 2017-09-30
Spain | ESP | 2017-09-12 03:00 | 2017-09-12 05:00 | 44.01 | 2017 | 5.96 | 2017-09-30
Spain | ESP | 2017-09-12 04:00 | 2017-09-12 06:00 | 49.69 | 2017 | 5.96 | 2017-09-30
Spain | ESP | 2017-09-12 05:00 | 2017-09-12 07:00 | 50 | 2017 | 5.96 | 2017-09-30
Spain | ESP | 2017-09-12 06:00 | 2017-09-12 08:00 | 50.11 | 2017 | 5.96 | 2017-09-30
Spain | ESP | 2017-09-12 07:00 | 2017-09-12 09:00 | 52.11 | 2017 | 5.96 | 2017-09-30
Spain | ESP | 2017-09-12 08:00 | 2017-09-12 10:00 | 51.2 | 2017 | 5.96 | 2017-09-30
Spain | ESP | 2017-09-12 09:00 | 2017-09-12 11:00 | 50.91 | 2017 | 5.96 | 2017-09-30
Spain | ESP | 2017-09-12 10:00 | 2017-09-12 12:00 | 52.24 | 2017 | 5.96 | 2017-09-30
Spain | ESP | 2017-09-12 11:00 | 2017-09-12 13:00 | 52.47 | 2017 | 5.96 | 2017-09-30
Spain | ESP | 2017-09-12 12:00 | 2017-09-12 14:00 | 51.2 | 2017 | 5.96 | 2017-09-30
Spain | ESP | 2017-09-12 13:00 | 2017-09-12 15:00 | 50.69 | 2017 | 5.96 | 2017-09-30
Spain | ESP | 2017-09-12 14:00 | 2017-09-12 16:00 | 50.07 | 2017 | 5.96 | 2017-09-30
Spain | ESP | 2017-09-12 15:00 | 2017-09-12 17:00 | 50.89 | 2017 | 5.96 | 2017-09-30
Spain | ESP | 2017-09-12 16:00 | 2017-09-12 18:00 | 50.9 | 2017 | 5.96 | 2017-09-30
Spain | ESP | 2017-09-12 17:00 | 2017-09-12 19:00 | 51.6 | 2017 | 5.96 | 2017-09-30
Spain | ESP | 2017-09-12 18:00 | 2017-09-12 20:00 | 53.6 | 2017 | 5.96 | 2017-09-30
Spain | ESP | 2017-09-12 19:00 | 2017-09-12 21:00 | 54.91 | 2017 | 5.96 | 2017-09-30
Spain | ESP | 2017-09-12 20:00 | 2017-09-12 22:00 | 53.81 | 2017 | 5.96 | 2017-09-30
Spain | ESP | 2017-09-12 21:00 | 2017-09-12 23:00 | 52.34 | 2017 | 5.96 | 2017-09-30
Spain | ESP | 2017-09-12 22:00 | 2017-09-13 | 52.01 | 2017 | 5.96 | 2017-09-30
Spain | ESP | 2017-09-12 23:00 | 2017-09-13 01:00 | 50.37 | 2017 | 5.96 | 2017-09-30
Spain | ESP | 2017-09-13 | 2017-09-13 02:00 | 49.5 | 2017 | 5.96 | 2017-09-30
Spain | ESP | 2017-09-13 01:00 | 2017-09-13 03:00 | 49.01 | 2017 | 5.96 | 2017-09-30
Spain | ESP | 2017-09-13 02:00 | 2017-09-13 04:00 | 47.33 | 2017 | 5.96 | 2017-09-30
Spain | ESP | 2017-09-13 03:00 | 2017-09-13 05:00 | 47.8 | 2017 | 5.96 | 2017-09-30
Spain | ESP | 2017-09-13 04:00 | 2017-09-13 06:00 | 50.65 | 2017 | 5.96 | 2017-09-30
Spain | ESP | 2017-09-13 05:00 | 2017-09-13 07:00 | 51.76 | 2017 | 5.96 | 2017-09-30
Spain | ESP | 2017-09-13 06:00 | 2017-09-13 08:00 | 52.01 | 2017 | 5.96 | 2017-09-30
Spain | ESP | 2017-09-13 07:00 | 2017-09-13 09:00 | 53.5 | 2017 | 5.96 | 2017-09-30
Spain | ESP | 2017-09-13 08:00 | 2017-09-13 10:00 | 52.51 | 2017 | 5.96 | 2017-09-30
Spain | ESP | 2017-09-13 09:00 | 2017-09-13 11:00 | 51.76 | 2017 | 5.96 | 2017-09-30
Spain | ESP | 2017-09-13 10:00 | 2017-09-13 12:00 | 52.01 | 2017 | 5.96 | 2017-09-30
Spain | ESP | 2017-09-13 11:00 | 2017-09-13 13:00 | 52 | 2017 | 5.96 | 2017-09-30
Spain | ESP | 2017-09-13 12:00 | 2017-09-13 14:00 | 50.65 | 2017 | 5.96 | 2017-09-30
Spain | ESP | 2017-09-13 13:00 | 2017-09-13 15:00 | 49.59 | 2017 | 5.96 | 2017-09-30
Spain | ESP | 2017-09-13 14:00 | 2017-09-13 16:00 | 47.64 | 2017 | 5.96 | 2017-09-30
Spain | ESP | 2017-09-13 15:00 | 2017-09-13 17:00 | 47.4 | 2017 | 5.96 | 2017-09-30
Spain | ESP | 2017-09-13 16:00 | 2017-09-13 18:00 | 47 | 2017 | 5.96 | 2017-09-30
Spain | ESP | 2017-09-13 17:00 | 2017-09-13 19:00 | 47 | 2017 | 5.96 | 2017-09-30
Spain | ESP | 2017-09-13 18:00 | 2017-09-13 20:00 | 52.41 | 2017 | 5.96 | 2017-09-30
Spain | ESP | 2017-09-13 19:00 | 2017-09-13 21:00 | 53.76 | 2017 | 5.96 | 2017-09-30
Spain | ESP | 2017-09-13 20:00 | 2017-09-13 22:00 | 49.88 | 2017 | 5.96 | 2017-09-30
Spain | ESP | 2017-09-13 21:00 | 2017-09-13 23:00 | 45.4 | 2017 | 5.96 | 2017-09-30
Spain | ESP | 2017-09-13 22:00 | 2017-09-14 | 47.35 | 2017 | 5.96 | 2017-09-30
Spain | ESP | 2017-09-13 23:00 | 2017-09-14 01:00 | 45 | 2017 | 5.96 | 2017-09-30
Spain | ESP | 2017-09-14 | 2017-09-14 02:00 | 43.98 | 2017 | 5.96 | 2017-09-30
Spain | ESP | 2017-09-14 01:00 | 2017-09-14 03:00 | 43.98 | 2017 | 5.96 | 2017-09-30
Spain | ESP | 2017-09-14 02:00 | 2017-09-14 04:00 | 43.4 | 2017 | 5.96 | 2017-09-30
Spain | ESP | 2017-09-14 03:00 | 2017-09-14 05:00 | 44.78 | 2017 | 5.96 | 2017-09-30
Spain | ESP | 2017-09-14 04:00 | 2017-09-14 06:00 | 47.98 | 2017 | 5.96 | 2017-09-30
Spain | ESP | 2017-09-14 05:00 | 2017-09-14 07:00 | 50.25 | 2017 | 5.96 | 2017-09-30
Spain | ESP | 2017-09-14 06:00 | 2017-09-14 08:00 | 50.57 | 2017 | 5.96 | 2017-09-30
Spain | ESP | 2017-09-14 07:00 | 2017-09-14 09:00 | 51.17 | 2017 | 5.96 | 2017-09-30
Spain | ESP | 2017-09-14 08:00 | 2017-09-14 10:00 | 50.57 | 2017 | 5.96 | 2017-09-30
Spain | ESP | 2017-09-14 09:00 | 2017-09-14 11:00 | 49.78 | 2017 | 5.96 | 2017-09-30
Spain | ESP | 2017-09-14 10:00 | 2017-09-14 12:00 | 49.73 | 2017 | 5.96 | 2017-09-30
Spain | ESP | 2017-09-14 11:00 | 2017-09-14 13:00 | 50.01 | 2017 | 5.96 | 2017-09-30
Spain | ESP | 2017-09-14 12:00 | 2017-09-14 14:00 | 48.09 | 2017 | 5.96 | 2017-09-30
Spain | ESP | 2017-09-14 13:00 | 2017-09-14 15:00 | 47 | 2017 | 5.96 | 2017-09-30
Spain | ESP | 2017-09-14 14:00 | 2017-09-14 16:00 | 46.57 | 2017 | 5.96 | 2017-09-30
Spain | ESP | 2017-09-14 15:00 | 2017-09-14 17:00 | 47.4 | 2017 | 5.96 | 2017-09-30
Spain | ESP | 2017-09-14 16:00 | 2017-09-14 18:00 | 46.6 | 2017 | 5.96 | 2017-09-30
Spain | ESP | 2017-09-14 17:00 | 2017-09-14 19:00 | 47.99 | 2017 | 5.96 | 2017-09-30
Spain | ESP | 2017-09-14 18:00 | 2017-09-14 20:00 | 50.64 | 2017 | 5.96 | 2017-09-30
Spain | ESP | 2017-09-14 19:00 | 2017-09-14 21:00 | 51.36 | 2017 | 5.96 | 2017-09-30
Spain | ESP | 2017-09-14 20:00 | 2017-09-14 22:00 | 47.64 | 2017 | 5.96 | 2017-09-30
Spain | ESP | 2017-09-14 21:00 | 2017-09-14 23:00 | 42.49 | 2017 | 5.96 | 2017-09-30
Spain | ESP | 2017-09-14 22:00 | 2017-09-15 | 39.93 | 2017 | 5.96 | 2017-09-30
Spain | ESP | 2017-09-14 23:00 | 2017-09-15 01:00 | 38.08 | 2017 | 5.96 | 2017-09-30
Spain | ESP | 2017-09-15 | 2017-09-15 02:00 | 38.03 | 2017 | 5.96 | 2017-09-30
Spain | ESP | 2017-09-15 01:00 | 2017-09-15 03:00 | 38.5 | 2017 | 5.96 | 2017-09-30
Spain | ESP | 2017-09-15 02:00 | 2017-09-15 04:00 | 38.5 | 2017 | 5.96 | 2017-09-30
Spain | ESP | 2017-09-15 03:00 | 2017-09-15 05:00 | 39.93 | 2017 | 5.96 | 2017-09-30
Spain | ESP | 2017-09-15 04:00 | 2017-09-15 06:00 | 44.88 | 2017 | 5.96 | 2017-09-30
Spain | ESP | 2017-09-15 05:00 | 2017-09-15 07:00 | 49.97 | 2017 | 5.96 | 2017-09-30
Spain | ESP | 2017-09-15 06:00 | 2017-09-15 08:00 | 50.65 | 2017 | 5.96 | 2017-09-30
Spain | ESP | 2017-09-15 07:00 | 2017-09-15 09:00 | 52.01 | 2017 | 5.96 | 2017-09-30
Spain | ESP | 2017-09-15 08:00 | 2017-09-15 10:00 | 51.4 | 2017 | 5.96 | 2017-09-30
Spain | ESP | 2017-09-15 09:00 | 2017-09-15 11:00 | 51.15 | 2017 | 5.96 | 2017-09-30
Spain | ESP | 2017-09-15 10:00 | 2017-09-15 12:00 | 51.61 | 2017 | 5.96 | 2017-09-30
Spain | ESP | 2017-09-15 11:00 | 2017-09-15 13:00 | 51.89 | 2017 | 5.96 | 2017-09-30
Spain | ESP | 2017-09-15 12:00 | 2017-09-15 14:00 | 50.51 | 2017 | 5.96 | 2017-09-30
Spain | ESP | 2017-09-15 13:00 | 2017-09-15 15:00 | 47.99 | 2017 | 5.96 | 2017-09-30
Spain | ESP | 2017-09-15 14:00 | 2017-09-15 16:00 | 45.45 | 2017 | 5.96 | 2017-09-30
Spain | ESP | 2017-09-15 15:00 | 2017-09-15 17:00 | 45.3 | 2017 | 5.96 | 2017-09-30
Spain | ESP | 2017-09-15 16:00 | 2017-09-15 18:00 | 45.47 | 2017 | 5.96 | 2017-09-30
Spain | ESP | 2017-09-15 17:00 | 2017-09-15 19:00 | 48 | 2017 | 5.96 | 2017-09-30
Spain | ESP | 2017-09-15 18:00 | 2017-09-15 20:00 | 50.4 | 2017 | 5.96 | 2017-09-30
Spain | ESP | 2017-09-15 19:00 | 2017-09-15 21:00 | 51.5 | 2017 | 5.96 | 2017-09-30
Spain | ESP | 2017-09-15 20:00 | 2017-09-15 22:00 | 47.23 | 2017 | 5.96 | 2017-09-30
Spain | ESP | 2017-09-15 21:00 | 2017-09-15 23:00 | 43 | 2017 | 5.96 | 2017-09-30
Spain | ESP | 2017-09-15 22:00 | 2017-09-16 | 48.83 | 2017 | 5.96 | 2017-09-30
Spain | ESP | 2017-09-15 23:00 | 2017-09-16 01:00 | 47.47 | 2017 | 5.96 | 2017-09-30
Spain | ESP | 2017-09-16 | 2017-09-16 02:00 | 47.4 | 2017 | 5.96 | 2017-09-30
Spain | ESP | 2017-09-16 01:00 | 2017-09-16 03:00 | 47.45 | 2017 | 5.96 | 2017-09-30
Spain | ESP | 2017-09-16 02:00 | 2017-09-16 04:00 | 46.66 | 2017 | 5.96 | 2017-09-30
Spain | ESP | 2017-09-16 03:00 | 2017-09-16 05:00 | 47.45 | 2017 | 5.96 | 2017-09-30
Spain | ESP | 2017-09-16 04:00 | 2017-09-16 06:00 | 47.47 | 2017 | 5.96 | 2017-09-30
Spain | ESP | 2017-09-16 05:00 | 2017-09-16 07:00 | 47.45 | 2017 | 5.96 | 2017-09-30
Spain | ESP | 2017-09-16 06:00 | 2017-09-16 08:00 | 47.45 | 2017 | 5.96 | 2017-09-30
Spain | ESP | 2017-09-16 07:00 | 2017-09-16 09:00 | 50.43 | 2017 | 5.96 | 2017-09-30
Spain | ESP | 2017-09-16 08:00 | 2017-09-16 10:00 | 50.75 | 2017 | 5.96 | 2017-09-30
Spain | ESP | 2017-09-16 09:00 | 2017-09-16 11:00 | 50.75 | 2017 | 5.96 | 2017-09-30
Spain | ESP | 2017-09-16 10:00 | 2017-09-16 12:00 | 51.2 | 2017 | 5.96 | 2017-09-30
Spain | ESP | 2017-09-16 11:00 | 2017-09-16 13:00 | 50.93 | 2017 | 5.96 | 2017-09-30
Spain | ESP | 2017-09-16 12:00 | 2017-09-16 14:00 | 49.98 | 2017 | 5.96 | 2017-09-30
Spain | ESP | 2017-09-16 13:00 | 2017-09-16 15:00 | 47.01 | 2017 | 5.96 | 2017-09-30
Spain | ESP | 2017-09-16 14:00 | 2017-09-16 16:00 | 43.4 | 2017 | 5.96 | 2017-09-30
Spain | ESP | 2017-09-16 15:00 | 2017-09-16 17:00 | 42.5 | 2017 | 5.96 | 2017-09-30
Spain | ESP | 2017-09-16 16:00 | 2017-09-16 18:00 | 44.64 | 2017 | 5.96 | 2017-09-30
Spain | ESP | 2017-09-16 17:00 | 2017-09-16 19:00 | 48.01 | 2017 | 5.96 | 2017-09-30
Spain | ESP | 2017-09-16 18:00 | 2017-09-16 20:00 | 51.89 | 2017 | 5.96 | 2017-09-30
Spain | ESP | 2017-09-16 19:00 | 2017-09-16 21:00 | 54.77 | 2017 | 5.96 | 2017-09-30
Spain | ESP | 2017-09-16 20:00 | 2017-09-16 22:00 | 51.97 | 2017 | 5.96 | 2017-09-30
Spain | ESP | 2017-09-16 21:00 | 2017-09-16 23:00 | 51.51 | 2017 | 5.96 | 2017-09-30
Spain | ESP | 2017-09-16 22:00 | 2017-09-17 | 50.8 | 2017 | 5.96 | 2017-09-30
Spain | ESP | 2017-09-16 23:00 | 2017-09-17 01:00 | 50.02 | 2017 | 5.96 | 2017-09-30
Spain | ESP | 2017-09-17 | 2017-09-17 02:00 | 49.3 | 2017 | 5.96 | 2017-09-30
Spain | ESP | 2017-09-17 01:00 | 2017-09-17 03:00 | 49.98 | 2017 | 5.96 | 2017-09-30
Spain | ESP | 2017-09-17 02:00 | 2017-09-17 04:00 | 49.98 | 2017 | 5.96 | 2017-09-30
Spain | ESP | 2017-09-17 03:00 | 2017-09-17 05:00 | 50.02 | 2017 | 5.96 | 2017-09-30
Spain | ESP | 2017-09-17 04:00 | 2017-09-17 06:00 | 49.98 | 2017 | 5.96 | 2017-09-30
Spain | ESP | 2017-09-17 05:00 | 2017-09-17 07:00 | 47.77 | 2017 | 5.96 | 2017-09-30
Spain | ESP | 2017-09-17 06:00 | 2017-09-17 08:00 | 47.63 | 2017 | 5.96 | 2017-09-30
Spain | ESP | 2017-09-17 07:00 | 2017-09-17 09:00 | 49.98 | 2017 | 5.96 | 2017-09-30
Spain | ESP | 2017-09-17 08:00 | 2017-09-17 10:00 | 49.51 | 2017 | 5.96 | 2017-09-30
Spain | ESP | 2017-09-17 09:00 | 2017-09-17 11:00 | 47.45 | 2017 | 5.96 | 2017-09-30
Spain | ESP | 2017-09-17 10:00 | 2017-09-17 12:00 | 47.47 | 2017 | 5.96 | 2017-09-30
Spain | ESP | 2017-09-17 11:00 | 2017-09-17 13:00 | 49.88 | 2017 | 5.96 | 2017-09-30
Spain | ESP | 2017-09-17 12:00 | 2017-09-17 14:00 | 47.91 | 2017 | 5.96 | 2017-09-30
Spain | ESP | 2017-09-17 13:00 | 2017-09-17 15:00 | 44.8 | 2017 | 5.96 | 2017-09-30
Spain | ESP | 2017-09-17 14:00 | 2017-09-17 16:00 | 42.4 | 2017 | 5.96 | 2017-09-30
Spain | ESP | 2017-09-17 15:00 | 2017-09-17 17:00 | 41.3 | 2017 | 5.96 | 2017-09-30
Spain | ESP | 2017-09-17 16:00 | 2017-09-17 18:00 | 41.9 | 2017 | 5.96 | 2017-09-30
Spain | ESP | 2017-09-17 17:00 | 2017-09-17 19:00 | 45.97 | 2017 | 5.96 | 2017-09-30
Spain | ESP | 2017-09-17 18:00 | 2017-09-17 20:00 | 50.88 | 2017 | 5.96 | 2017-09-30
Spain | ESP | 2017-09-17 19:00 | 2017-09-17 21:00 | 54.77 | 2017 | 5.96 | 2017-09-30
Spain | ESP | 2017-09-17 20:00 | 2017-09-17 22:00 | 52.71 | 2017 | 5.96 | 2017-09-30
Spain | ESP | 2017-09-17 21:00 | 2017-09-17 23:00 | 50.74 | 2017 | 5.96 | 2017-09-30
Spain | ESP | 2017-09-17 22:00 | 2017-09-18 | 43.6 | 2017 | 5.96 | 2017-09-30
Spain | ESP | 2017-09-17 23:00 | 2017-09-18 01:00 | 41.39 | 2017 | 5.96 | 2017-09-30
Spain | ESP | 2017-09-18 | 2017-09-18 02:00 | 40.6 | 2017 | 5.96 | 2017-09-30
Spain | ESP | 2017-09-18 01:00 | 2017-09-18 03:00 | 40 | 2017 | 5.96 | 2017-09-30
Spain | ESP | 2017-09-18 02:00 | 2017-09-18 04:00 | 40 | 2017 | 5.96 | 2017-09-30
Spain | ESP | 2017-09-18 03:00 | 2017-09-18 05:00 | 40.79 | 2017 | 5.96 | 2017-09-30
Spain | ESP | 2017-09-18 04:00 | 2017-09-18 06:00 | 43.89 | 2017 | 5.96 | 2017-09-30
Spain | ESP | 2017-09-18 05:00 | 2017-09-18 07:00 | 51.06 | 2017 | 5.96 | 2017-09-30
Spain | ESP | 2017-09-18 06:00 | 2017-09-18 08:00 | 53.23 | 2017 | 5.96 | 2017-09-30
Spain | ESP | 2017-09-18 07:00 | 2017-09-18 09:00 | 53.47 | 2017 | 5.96 | 2017-09-30
Spain | ESP | 2017-09-18 08:00 | 2017-09-18 10:00 | 51.59 | 2017 | 5.96 | 2017-09-30
Spain | ESP | 2017-09-18 09:00 | 2017-09-18 11:00 | 51.96 | 2017 | 5.96 | 2017-09-30
Spain | ESP | 2017-09-18 10:00 | 2017-09-18 12:00 | 51.29 | 2017 | 5.96 | 2017-09-30
Spain | ESP | 2017-09-18 11:00 | 2017-09-18 13:00 | 51.07 | 2017 | 5.96 | 2017-09-30
Spain | ESP | 2017-09-18 12:00 | 2017-09-18 14:00 | 49.98 | 2017 | 5.96 | 2017-09-30
Spain | ESP | 2017-09-18 13:00 | 2017-09-18 15:00 | 45.9 | 2017 | 5.96 | 2017-09-30
Spain | ESP | 2017-09-18 14:00 | 2017-09-18 16:00 | 43.92 | 2017 | 5.96 | 2017-09-30
Spain | ESP | 2017-09-18 15:00 | 2017-09-18 17:00 | 45.61 | 2017 | 5.96 | 2017-09-30
Spain | ESP | 2017-09-18 16:00 | 2017-09-18 18:00 | 49.41 | 2017 | 5.96 | 2017-09-30
Spain | ESP | 2017-09-18 17:00 | 2017-09-18 19:00 | 52.89 | 2017 | 5.96 | 2017-09-30
Spain | ESP | 2017-09-18 18:00 | 2017-09-18 20:00 | 54.01 | 2017 | 5.96 | 2017-09-30
Spain | ESP | 2017-09-18 19:00 | 2017-09-18 21:00 | 55.93 | 2017 | 5.96 | 2017-09-30
Spain | ESP | 2017-09-18 20:00 | 2017-09-18 22:00 | 51.89 | 2017 | 5.96 | 2017-09-30
Spain | ESP | 2017-09-18 21:00 | 2017-09-18 23:00 | 50.9 | 2017 | 5.96 | 2017-09-30
Spain | ESP | 2017-09-18 22:00 | 2017-09-19 | 53.07 | 2017 | 5.96 | 2017-09-30
Spain | ESP | 2017-09-18 23:00 | 2017-09-19 01:00 | 52.68 | 2017 | 5.96 | 2017-09-30
Spain | ESP | 2017-09-19 | 2017-09-19 02:00 | 51.79 | 2017 | 5.96 | 2017-09-30
Spain | ESP | 2017-09-19 01:00 | 2017-09-19 03:00 | 51.97 | 2017 | 5.96 | 2017-09-30
Spain | ESP | 2017-09-19 02:00 | 2017-09-19 04:00 | 51.68 | 2017 | 5.96 | 2017-09-30
Spain | ESP | 2017-09-19 03:00 | 2017-09-19 05:00 | 51.07 | 2017 | 5.96 | 2017-09-30
Spain | ESP | 2017-09-19 04:00 | 2017-09-19 06:00 | 52.52 | 2017 | 5.96 | 2017-09-30
Spain | ESP | 2017-09-19 05:00 | 2017-09-19 07:00 | 51.9 | 2017 | 5.96 | 2017-09-30
Spain | ESP | 2017-09-19 06:00 | 2017-09-19 08:00 | 53.76 | 2017 | 5.96 | 2017-09-30
Spain | ESP | 2017-09-19 07:00 | 2017-09-19 09:00 | 54.19 | 2017 | 5.96 | 2017-09-30
Spain | ESP | 2017-09-19 08:00 | 2017-09-19 10:00 | 52.69 | 2017 | 5.96 | 2017-09-30
Spain | ESP | 2017-09-19 09:00 | 2017-09-19 11:00 | 51.51 | 2017 | 5.96 | 2017-09-30
Spain | ESP | 2017-09-19 10:00 | 2017-09-19 12:00 | 51.62 | 2017 | 5.96 | 2017-09-30
Spain | ESP | 2017-09-19 11:00 | 2017-09-19 13:00 | 52.01 | 2017 | 5.96 | 2017-09-30
Spain | ESP | 2017-09-19 12:00 | 2017-09-19 14:00 | 50.22 | 2017 | 5.96 | 2017-09-30
Spain | ESP | 2017-09-19 13:00 | 2017-09-19 15:00 | 48.87 | 2017 | 5.96 | 2017-09-30
Spain | ESP | 2017-09-19 14:00 | 2017-09-19 16:00 | 48.59 | 2017 | 5.96 | 2017-09-30
Spain | ESP | 2017-09-19 15:00 | 2017-09-19 17:00 | 49.39 | 2017 | 5.96 | 2017-09-30
Spain | ESP | 2017-09-19 16:00 | 2017-09-19 18:00 | 50.8 | 2017 | 5.96 | 2017-09-30
Spain | ESP | 2017-09-19 17:00 | 2017-09-19 19:00 | 51.97 | 2017 | 5.96 | 2017-09-30
Spain | ESP | 2017-09-19 18:00 | 2017-09-19 20:00 | 55.12 | 2017 | 5.96 | 2017-09-30
Spain | ESP | 2017-09-19 19:00 | 2017-09-19 21:00 | 55.97 | 2017 | 5.96 | 2017-09-30
Spain | ESP | 2017-09-19 20:00 | 2017-09-19 22:00 | 52.69 | 2017 | 5.96 | 2017-09-30
Spain | ESP | 2017-09-19 21:00 | 2017-09-19 23:00 | 52.51 | 2017 | 5.96 | 2017-09-30
Spain | ESP | 2017-09-19 22:00 | 2017-09-20 | 54.94 | 2017 | 5.96 | 2017-09-30
Spain | ESP | 2017-09-19 23:00 | 2017-09-20 01:00 | 54.66 | 2017 | 5.96 | 2017-09-30
Spain | ESP | 2017-09-20 | 2017-09-20 02:00 | 54.54 | 2017 | 5.96 | 2017-09-30
Spain | ESP | 2017-09-20 01:00 | 2017-09-20 03:00 | 53.86 | 2017 | 5.96 | 2017-09-30
Spain | ESP | 2017-09-20 02:00 | 2017-09-20 04:00 | 53.86 | 2017 | 5.96 | 2017-09-30
Spain | ESP | 2017-09-20 03:00 | 2017-09-20 05:00 | 53.78 | 2017 | 5.96 | 2017-09-30
Spain | ESP | 2017-09-20 04:00 | 2017-09-20 06:00 | 53.86 | 2017 | 5.96 | 2017-09-30
Spain | ESP | 2017-09-20 05:00 | 2017-09-20 07:00 | 54.54 | 2017 | 5.96 | 2017-09-30
Spain | ESP | 2017-09-20 06:00 | 2017-09-20 08:00 | 54.96 | 2017 | 5.96 | 2017-09-30
Spain | ESP | 2017-09-20 07:00 | 2017-09-20 09:00 | 54.96 | 2017 | 5.96 | 2017-09-30
Spain | ESP | 2017-09-20 08:00 | 2017-09-20 10:00 | 54.66 | 2017 | 5.96 | 2017-09-30
Spain | ESP | 2017-09-20 09:00 | 2017-09-20 11:00 | 53.78 | 2017 | 5.96 | 2017-09-30
Spain | ESP | 2017-09-20 10:00 | 2017-09-20 12:00 | 54.54 | 2017 | 5.96 | 2017-09-30
Spain | ESP | 2017-09-20 11:00 | 2017-09-20 13:00 | 54.73 | 2017 | 5.96 | 2017-09-30
Spain | ESP | 2017-09-20 12:00 | 2017-09-20 14:00 | 52.51 | 2017 | 5.96 | 2017-09-30
Spain | ESP | 2017-09-20 13:00 | 2017-09-20 15:00 | 52 | 2017 | 5.96 | 2017-09-30
Spain | ESP | 2017-09-20 14:00 | 2017-09-20 16:00 | 51.98 | 2017 | 5.96 | 2017-09-30
Spain | ESP | 2017-09-20 15:00 | 2017-09-20 17:00 | 52.38 | 2017 | 5.96 | 2017-09-30
Spain | ESP | 2017-09-20 16:00 | 2017-09-20 18:00 | 51.98 | 2017 | 5.96 | 2017-09-30
Spain | ESP | 2017-09-20 17:00 | 2017-09-20 19:00 | 53 | 2017 | 5.96 | 2017-09-30
Spain | ESP | 2017-09-20 18:00 | 2017-09-20 20:00 | 55.76 | 2017 | 5.96 | 2017-09-30
Spain | ESP | 2017-09-20 19:00 | 2017-09-20 21:00 | 56.17 | 2017 | 5.96 | 2017-09-30
Spain | ESP | 2017-09-20 20:00 | 2017-09-20 22:00 | 53.26 | 2017 | 5.96 | 2017-09-30
Spain | ESP | 2017-09-20 21:00 | 2017-09-20 23:00 | 51.94 | 2017 | 5.96 | 2017-09-30
Spain | ESP | 2017-09-20 22:00 | 2017-09-21 | 55.83 | 2017 | 5.96 | 2017-09-30
Spain | ESP | 2017-09-20 23:00 | 2017-09-21 01:00 | 54.59 | 2017 | 5.96 | 2017-09-30
Spain | ESP | 2017-09-21 | 2017-09-21 02:00 | 53.78 | 2017 | 5.96 | 2017-09-30
Spain | ESP | 2017-09-21 01:00 | 2017-09-21 03:00 | 52.12 | 2017 | 5.96 | 2017-09-30
Spain | ESP | 2017-09-21 02:00 | 2017-09-21 04:00 | 51.31 | 2017 | 5.96 | 2017-09-30
Spain | ESP | 2017-09-21 03:00 | 2017-09-21 05:00 | 49.02 | 2017 | 5.96 | 2017-09-30
Spain | ESP | 2017-09-21 04:00 | 2017-09-21 06:00 | 48.56 | 2017 | 5.96 | 2017-09-30
Spain | ESP | 2017-09-21 05:00 | 2017-09-21 07:00 | 51.2 | 2017 | 5.96 | 2017-09-30
Spain | ESP | 2017-09-21 06:00 | 2017-09-21 08:00 | 52.95 | 2017 | 5.96 | 2017-09-30
Spain | ESP | 2017-09-21 07:00 | 2017-09-21 09:00 | 54.54 | 2017 | 5.96 | 2017-09-30
Spain | ESP | 2017-09-21 08:00 | 2017-09-21 10:00 | 54.36 | 2017 | 5.96 | 2017-09-30
Spain | ESP | 2017-09-21 09:00 | 2017-09-21 11:00 | 52.95 | 2017 | 5.96 | 2017-09-30
Spain | ESP | 2017-09-21 10:00 | 2017-09-21 12:00 | 54.42 | 2017 | 5.96 | 2017-09-30
Spain | ESP | 2017-09-21 11:00 | 2017-09-21 13:00 | 54.59 | 2017 | 5.96 | 2017-09-30
Spain | ESP | 2017-09-21 12:00 | 2017-09-21 14:00 | 53.01 | 2017 | 5.96 | 2017-09-30
Spain | ESP | 2017-09-21 13:00 | 2017-09-21 15:00 | 51.94 | 2017 | 5.96 | 2017-09-30
Spain | ESP | 2017-09-21 14:00 | 2017-09-21 16:00 | 51.62 | 2017 | 5.96 | 2017-09-30
Spain | ESP | 2017-09-21 15:00 | 2017-09-21 17:00 | 51.2 | 2017 | 5.96 | 2017-09-30
Spain | ESP | 2017-09-21 16:00 | 2017-09-21 18:00 | 49.51 | 2017 | 5.96 | 2017-09-30
Spain | ESP | 2017-09-21 17:00 | 2017-09-21 19:00 | 52.77 | 2017 | 5.96 | 2017-09-30
Spain | ESP | 2017-09-21 18:00 | 2017-09-21 20:00 | 52.93 | 2017 | 5.96 | 2017-09-30
Spain | ESP | 2017-09-21 19:00 | 2017-09-21 21:00 | 53.88 | 2017 | 5.96 | 2017-09-30
Spain | ESP | 2017-09-21 20:00 | 2017-09-21 22:00 | 48.18 | 2017 | 5.96 | 2017-09-30
Spain | ESP | 2017-09-21 21:00 | 2017-09-21 23:00 | 45.61 | 2017 | 5.96 | 2017-09-30
Spain | ESP | 2017-09-21 22:00 | 2017-09-22 | 46.8 | 2017 | 5.96 | 2017-09-30
Spain | ESP | 2017-09-21 23:00 | 2017-09-22 01:00 | 44.1 | 2017 | 5.96 | 2017-09-30
Spain | ESP | 2017-09-22 | 2017-09-22 02:00 | 42.88 | 2017 | 5.96 | 2017-09-30
Spain | ESP | 2017-09-22 01:00 | 2017-09-22 03:00 | 43.4 | 2017 | 5.96 | 2017-09-30
Spain | ESP | 2017-09-22 02:00 | 2017-09-22 04:00 | 43.4 | 2017 | 5.96 | 2017-09-30
Spain | ESP | 2017-09-22 03:00 | 2017-09-22 05:00 | 45.61 | 2017 | 5.96 | 2017-09-30
Spain | ESP | 2017-09-22 04:00 | 2017-09-22 06:00 | 48.76 | 2017 | 5.96 | 2017-09-30
Spain | ESP | 2017-09-22 05:00 | 2017-09-22 07:00 | 52.52 | 2017 | 5.96 | 2017-09-30
Spain | ESP | 2017-09-22 06:00 | 2017-09-22 08:00 | 52.52 | 2017 | 5.96 | 2017-09-30
Spain | ESP | 2017-09-22 07:00 | 2017-09-22 09:00 | 53.52 | 2017 | 5.96 | 2017-09-30
Spain | ESP | 2017-09-22 08:00 | 2017-09-22 10:00 | 53.46 | 2017 | 5.96 | 2017-09-30
Spain | ESP | 2017-09-22 09:00 | 2017-09-22 11:00 | 52.51 | 2017 | 5.96 | 2017-09-30
Spain | ESP | 2017-09-22 10:00 | 2017-09-22 12:00 | 52.67 | 2017 | 5.96 | 2017-09-30
Spain | ESP | 2017-09-22 11:00 | 2017-09-22 13:00 | 52.52 | 2017 | 5.96 | 2017-09-30
Spain | ESP | 2017-09-22 12:00 | 2017-09-22 14:00 | 52.5 | 2017 | 5.96 | 2017-09-30
Spain | ESP | 2017-09-22 13:00 | 2017-09-22 15:00 | 52.5 | 2017 | 5.96 | 2017-09-30
Spain | ESP | 2017-09-22 14:00 | 2017-09-22 16:00 | 52.38 | 2017 | 5.96 | 2017-09-30
Spain | ESP | 2017-09-22 15:00 | 2017-09-22 17:00 | 52.5 | 2017 | 5.96 | 2017-09-30
Spain | ESP | 2017-09-22 16:00 | 2017-09-22 18:00 | 51.62 | 2017 | 5.96 | 2017-09-30
Spain | ESP | 2017-09-22 17:00 | 2017-09-22 19:00 | 51.9 | 2017 | 5.96 | 2017-09-30
Spain | ESP | 2017-09-22 18:00 | 2017-09-22 20:00 | 53.79 | 2017 | 5.96 | 2017-09-30
Spain | ESP | 2017-09-22 19:00 | 2017-09-22 21:00 | 54.73 | 2017 | 5.96 | 2017-09-30
Spain | ESP | 2017-09-22 20:00 | 2017-09-22 22:00 | 52.2 | 2017 | 5.96 | 2017-09-30
Spain | ESP | 2017-09-22 21:00 | 2017-09-22 23:00 | 51.62 | 2017 | 5.96 | 2017-09-30
Spain | ESP | 2017-09-22 22:00 | 2017-09-23 | 52.12 | 2017 | 5.96 | 2017-09-30
Spain | ESP | 2017-09-22 23:00 | 2017-09-23 01:00 | 51.66 | 2017 | 5.96 | 2017-09-30
Spain | ESP | 2017-09-23 | 2017-09-23 02:00 | 51.21 | 2017 | 5.96 | 2017-09-30
Spain | ESP | 2017-09-23 01:00 | 2017-09-23 03:00 | 51.21 | 2017 | 5.96 | 2017-09-30
Spain | ESP | 2017-09-23 02:00 | 2017-09-23 04:00 | 50.37 | 2017 | 5.96 | 2017-09-30
Spain | ESP | 2017-09-23 03:00 | 2017-09-23 05:00 | 48.33 | 2017 | 5.96 | 2017-09-30
Spain | ESP | 2017-09-23 04:00 | 2017-09-23 06:00 | 49.7 | 2017 | 5.96 | 2017-09-30
Spain | ESP | 2017-09-23 05:00 | 2017-09-23 07:00 | 51.07 | 2017 | 5.96 | 2017-09-30
Spain | ESP | 2017-09-23 06:00 | 2017-09-23 08:00 | 51 | 2017 | 5.96 | 2017-09-30
Spain | ESP | 2017-09-23 07:00 | 2017-09-23 09:00 | 52.51 | 2017 | 5.96 | 2017-09-30
Spain | ESP | 2017-09-23 08:00 | 2017-09-23 10:00 | 51.66 | 2017 | 5.96 | 2017-09-30
Spain | ESP | 2017-09-23 09:00 | 2017-09-23 11:00 | 50.52 | 2017 | 5.96 | 2017-09-30
Spain | ESP | 2017-09-23 10:00 | 2017-09-23 12:00 | 50.31 | 2017 | 5.96 | 2017-09-30
Spain | ESP | 2017-09-23 11:00 | 2017-09-23 13:00 | 50.3 | 2017 | 5.96 | 2017-09-30
Spain | ESP | 2017-09-23 12:00 | 2017-09-23 14:00 | 49.71 | 2017 | 5.96 | 2017-09-30
Spain | ESP | 2017-09-23 13:00 | 2017-09-23 15:00 | 45 | 2017 | 5.96 | 2017-09-30
Spain | ESP | 2017-09-23 14:00 | 2017-09-23 16:00 | 44.72 | 2017 | 5.96 | 2017-09-30
Spain | ESP | 2017-09-23 15:00 | 2017-09-23 17:00 | 46.66 | 2017 | 5.96 | 2017-09-30
Spain | ESP | 2017-09-23 16:00 | 2017-09-23 18:00 | 47.86 | 2017 | 5.96 | 2017-09-30
Spain | ESP | 2017-09-23 17:00 | 2017-09-23 19:00 | 51.51 | 2017 | 5.96 | 2017-09-30
Spain | ESP | 2017-09-23 18:00 | 2017-09-23 20:00 | 55.93 | 2017 | 5.96 | 2017-09-30
Spain | ESP | 2017-09-23 19:00 | 2017-09-23 21:00 | 58.08 | 2017 | 5.96 | 2017-09-30
Spain | ESP | 2017-09-23 20:00 | 2017-09-23 22:00 | 54.73 | 2017 | 5.96 | 2017-09-30
Spain | ESP | 2017-09-23 21:00 | 2017-09-23 23:00 | 52.51 | 2017 | 5.96 | 2017-09-30
Spain | ESP | 2017-09-23 22:00 | 2017-09-24 | 52.12 | 2017 | 5.96 | 2017-09-30
Spain | ESP | 2017-09-23 23:00 | 2017-09-24 01:00 | 50.4 | 2017 | 5.96 | 2017-09-30
Spain | ESP | 2017-09-24 | 2017-09-24 02:00 | 49.61 | 2017 | 5.96 | 2017-09-30
Spain | ESP | 2017-09-24 01:00 | 2017-09-24 03:00 | 48.5 | 2017 | 5.96 | 2017-09-30
Spain | ESP | 2017-09-24 02:00 | 2017-09-24 04:00 | 46.74 | 2017 | 5.96 | 2017-09-30
Spain | ESP | 2017-09-24 03:00 | 2017-09-24 05:00 | 45.01 | 2017 | 5.96 | 2017-09-30
Spain | ESP | 2017-09-24 04:00 | 2017-09-24 06:00 | 45 | 2017 | 5.96 | 2017-09-30
Spain | ESP | 2017-09-24 05:00 | 2017-09-24 07:00 | 45.61 | 2017 | 5.96 | 2017-09-30
Spain | ESP | 2017-09-24 06:00 | 2017-09-24 08:00 | 45.77 | 2017 | 5.96 | 2017-09-30
Spain | ESP | 2017-09-24 07:00 | 2017-09-24 09:00 | 48.86 | 2017 | 5.96 | 2017-09-30
Spain | ESP | 2017-09-24 08:00 | 2017-09-24 10:00 | 48.78 | 2017 | 5.96 | 2017-09-30
Spain | ESP | 2017-09-24 09:00 | 2017-09-24 11:00 | 47.67 | 2017 | 5.96 | 2017-09-30
Spain | ESP | 2017-09-24 10:00 | 2017-09-24 12:00 | 47.84 | 2017 | 5.96 | 2017-09-30
Spain | ESP | 2017-09-24 11:00 | 2017-09-24 13:00 | 49.46 | 2017 | 5.96 | 2017-09-30
Spain | ESP | 2017-09-24 12:00 | 2017-09-24 14:00 | 49.29 | 2017 | 5.96 | 2017-09-30
Spain | ESP | 2017-09-24 13:00 | 2017-09-24 15:00 | 47.45 | 2017 | 5.96 | 2017-09-30
Spain | ESP | 2017-09-24 14:00 | 2017-09-24 16:00 | 45 | 2017 | 5.96 | 2017-09-30
Spain | ESP | 2017-09-24 15:00 | 2017-09-24 17:00 | 45.02 | 2017 | 5.96 | 2017-09-30
Spain | ESP | 2017-09-24 16:00 | 2017-09-24 18:00 | 45.02 | 2017 | 5.96 | 2017-09-30
Spain | ESP | 2017-09-24 17:00 | 2017-09-24 19:00 | 50.76 | 2017 | 5.96 | 2017-09-30
Spain | ESP | 2017-09-24 18:00 | 2017-09-24 20:00 | 55.62 | 2017 | 5.96 | 2017-09-30
Spain | ESP | 2017-09-24 19:00 | 2017-09-24 21:00 | 59.08 | 2017 | 5.96 | 2017-09-30
Spain | ESP | 2017-09-24 20:00 | 2017-09-24 22:00 | 57.28 | 2017 | 5.96 | 2017-09-30
Spain | ESP | 2017-09-24 21:00 | 2017-09-24 23:00 | 53.85 | 2017 | 5.96 | 2017-09-30
Spain | ESP | 2017-09-24 22:00 | 2017-09-25 | 52.4 | 2017 | 5.96 | 2017-09-30
Spain | ESP | 2017-09-24 23:00 | 2017-09-25 01:00 | 48.33 | 2017 | 5.96 | 2017-09-30
Spain | ESP | 2017-09-25 | 2017-09-25 02:00 | 45.48 | 2017 | 5.96 | 2017-09-30
Spain | ESP | 2017-09-25 01:00 | 2017-09-25 03:00 | 44.87 | 2017 | 5.96 | 2017-09-30
Spain | ESP | 2017-09-25 02:00 | 2017-09-25 04:00 | 44.72 | 2017 | 5.96 | 2017-09-30
Spain | ESP | 2017-09-25 03:00 | 2017-09-25 05:00 | 44.87 | 2017 | 5.96 | 2017-09-30
Spain | ESP | 2017-09-25 04:00 | 2017-09-25 06:00 | 48.76 | 2017 | 5.96 | 2017-09-30
Spain | ESP | 2017-09-25 05:00 | 2017-09-25 07:00 | 53.32 | 2017 | 5.96 | 2017-09-30
Spain | ESP | 2017-09-25 06:00 | 2017-09-25 08:00 | 54.39 | 2017 | 5.96 | 2017-09-30
Spain | ESP | 2017-09-25 07:00 | 2017-09-25 09:00 | 55.04 | 2017 | 5.96 | 2017-09-30
Spain | ESP | 2017-09-25 08:00 | 2017-09-25 10:00 | 53.4 | 2017 | 5.96 | 2017-09-30
Spain | ESP | 2017-09-25 09:00 | 2017-09-25 11:00 | 53 | 2017 | 5.96 | 2017-09-30
Spain | ESP | 2017-09-25 10:00 | 2017-09-25 12:00 | 55.04 | 2017 | 5.96 | 2017-09-30
Spain | ESP | 2017-09-25 11:00 | 2017-09-25 13:00 | 55.03 | 2017 | 5.96 | 2017-09-30
Spain | ESP | 2017-09-25 12:00 | 2017-09-25 14:00 | 52 | 2017 | 5.96 | 2017-09-30
Spain | ESP | 2017-09-25 13:00 | 2017-09-25 15:00 | 51.7 | 2017 | 5.96 | 2017-09-30
Spain | ESP | 2017-09-25 14:00 | 2017-09-25 16:00 | 51.64 | 2017 | 5.96 | 2017-09-30
Spain | ESP | 2017-09-25 15:00 | 2017-09-25 17:00 | 50.61 | 2017 | 5.96 | 2017-09-30
Spain | ESP | 2017-09-25 16:00 | 2017-09-25 18:00 | 49.81 | 2017 | 5.96 | 2017-09-30
Spain | ESP | 2017-09-25 17:00 | 2017-09-25 19:00 | 52 | 2017 | 5.96 | 2017-09-30
Spain | ESP | 2017-09-25 18:00 | 2017-09-25 20:00 | 57.5 | 2017 | 5.96 | 2017-09-30
Spain | ESP | 2017-09-25 19:00 | 2017-09-25 21:00 | 58.15 | 2017 | 5.96 | 2017-09-30
Spain | ESP | 2017-09-25 20:00 | 2017-09-25 22:00 | 55.07 | 2017 | 5.96 | 2017-09-30
Spain | ESP | 2017-09-25 21:00 | 2017-09-25 23:00 | 51.66 | 2017 | 5.96 | 2017-09-30
Spain | ESP | 2017-09-25 22:00 | 2017-09-26 | 48.74 | 2017 | 5.96 | 2017-09-30
Spain | ESP | 2017-09-25 23:00 | 2017-09-26 01:00 | 47.4 | 2017 | 5.96 | 2017-09-30
Spain | ESP | 2017-09-26 | 2017-09-26 02:00 | 45.52 | 2017 | 5.96 | 2017-09-30
Spain | ESP | 2017-09-26 01:00 | 2017-09-26 03:00 | 45.07 | 2017 | 5.96 | 2017-09-30
Spain | ESP | 2017-09-26 02:00 | 2017-09-26 04:00 | 45.36 | 2017 | 5.96 | 2017-09-30
Spain | ESP | 2017-09-26 03:00 | 2017-09-26 05:00 | 45.61 | 2017 | 5.96 | 2017-09-30
Spain | ESP | 2017-09-26 04:00 | 2017-09-26 06:00 | 47.64 | 2017 | 5.96 | 2017-09-30
Spain | ESP | 2017-09-26 05:00 | 2017-09-26 07:00 | 51.94 | 2017 | 5.96 | 2017-09-30
Spain | ESP | 2017-09-26 06:00 | 2017-09-26 08:00 | 55.2 | 2017 | 5.96 | 2017-09-30
Spain | ESP | 2017-09-26 07:00 | 2017-09-26 09:00 | 55.01 | 2017 | 5.96 | 2017-09-30
Spain | ESP | 2017-09-26 08:00 | 2017-09-26 10:00 | 54.85 | 2017 | 5.96 | 2017-09-30
Spain | ESP | 2017-09-26 09:00 | 2017-09-26 11:00 | 53.6 | 2017 | 5.96 | 2017-09-30
Spain | ESP | 2017-09-26 10:00 | 2017-09-26 12:00 | 54.85 | 2017 | 5.96 | 2017-09-30
Spain | ESP | 2017-09-26 11:00 | 2017-09-26 13:00 | 54.9 | 2017 | 5.96 | 2017-09-30
Spain | ESP | 2017-09-26 12:00 | 2017-09-26 14:00 | 53.6 | 2017 | 5.96 | 2017-09-30
Spain | ESP | 2017-09-26 13:00 | 2017-09-26 15:00 | 53.5 | 2017 | 5.96 | 2017-09-30
Spain | ESP | 2017-09-26 14:00 | 2017-09-26 16:00 | 53.5 | 2017 | 5.96 | 2017-09-30
Spain | ESP | 2017-09-26 15:00 | 2017-09-26 17:00 | 53.6 | 2017 | 5.96 | 2017-09-30
Spain | ESP | 2017-09-26 16:00 | 2017-09-26 18:00 | 53.1 | 2017 | 5.96 | 2017-09-30
Spain | ESP | 2017-09-26 17:00 | 2017-09-26 19:00 | 55.93 | 2017 | 5.96 | 2017-09-30
Spain | ESP | 2017-09-26 18:00 | 2017-09-26 20:00 | 58.42 | 2017 | 5.96 | 2017-09-30
Spain | ESP | 2017-09-26 19:00 | 2017-09-26 21:00 | 59.69 | 2017 | 5.96 | 2017-09-30
Spain | ESP | 2017-09-26 20:00 | 2017-09-26 22:00 | 54.9 | 2017 | 5.96 | 2017-09-30
Spain | ESP | 2017-09-26 21:00 | 2017-09-26 23:00 | 53.9 | 2017 | 5.96 | 2017-09-30
Spain | ESP | 2017-09-26 22:00 | 2017-09-27 | 56.65 | 2017 | 5.96 | 2017-09-30
Spain | ESP | 2017-09-26 23:00 | 2017-09-27 01:00 | 55.04 | 2017 | 5.96 | 2017-09-30
Spain | ESP | 2017-09-27 | 2017-09-27 02:00 | 53.5 | 2017 | 5.96 | 2017-09-30
Spain | ESP | 2017-09-27 01:00 | 2017-09-27 03:00 | 52.69 | 2017 | 5.96 | 2017-09-30
Spain | ESP | 2017-09-27 02:00 | 2017-09-27 04:00 | 51.07 | 2017 | 5.96 | 2017-09-30
Spain | ESP | 2017-09-27 03:00 | 2017-09-27 05:00 | 51.22 | 2017 | 5.96 | 2017-09-30
Spain | ESP | 2017-09-27 04:00 | 2017-09-27 06:00 | 53.5 | 2017 | 5.96 | 2017-09-30
Spain | ESP | 2017-09-27 05:00 | 2017-09-27 07:00 | 55.55 | 2017 | 5.96 | 2017-09-30
Spain | ESP | 2017-09-27 06:00 | 2017-09-27 08:00 | 57.91 | 2017 | 5.96 | 2017-09-30
Spain | ESP | 2017-09-27 07:00 | 2017-09-27 09:00 | 56.03 | 2017 | 5.96 | 2017-09-30
Spain | ESP | 2017-09-27 08:00 | 2017-09-27 10:00 | 55.3 | 2017 | 5.96 | 2017-09-30
Spain | ESP | 2017-09-27 09:00 | 2017-09-27 11:00 | 55.11 | 2017 | 5.96 | 2017-09-30
Spain | ESP | 2017-09-27 10:00 | 2017-09-27 12:00 | 55.93 | 2017 | 5.96 | 2017-09-30
Spain | ESP | 2017-09-27 11:00 | 2017-09-27 13:00 | 55.93 | 2017 | 5.96 | 2017-09-30
Spain | ESP | 2017-09-27 12:00 | 2017-09-27 14:00 | 54.86 | 2017 | 5.96 | 2017-09-30
Spain | ESP | 2017-09-27 13:00 | 2017-09-27 15:00 | 54.86 | 2017 | 5.96 | 2017-09-30
Spain | ESP | 2017-09-27 14:00 | 2017-09-27 16:00 | 54.5 | 2017 | 5.96 | 2017-09-30
Spain | ESP | 2017-09-27 15:00 | 2017-09-27 17:00 | 54.86 | 2017 | 5.96 | 2017-09-30
Spain | ESP | 2017-09-27 16:00 | 2017-09-27 18:00 | 54.15 | 2017 | 5.96 | 2017-09-30
Spain | ESP | 2017-09-27 17:00 | 2017-09-27 19:00 | 54.86 | 2017 | 5.96 | 2017-09-30
Spain | ESP | 2017-09-27 18:00 | 2017-09-27 20:00 | 59.11 | 2017 | 5.96 | 2017-09-30
Spain | ESP | 2017-09-27 19:00 | 2017-09-27 21:00 | 59.69 | 2017 | 5.96 | 2017-09-30
Spain | ESP | 2017-09-27 20:00 | 2017-09-27 22:00 | 53.5 | 2017 | 5.96 | 2017-09-30
Spain | ESP | 2017-09-27 21:00 | 2017-09-27 23:00 | 52.97 | 2017 | 5.96 | 2017-09-30
Spain | ESP | 2017-09-27 22:00 | 2017-09-28 | 57.41 | 2017 | 5.96 | 2017-09-30
Spain | ESP | 2017-09-27 23:00 | 2017-09-28 01:00 | 55.04 | 2017 | 5.96 | 2017-09-30
Spain | ESP | 2017-09-28 | 2017-09-28 02:00 | 53.09 | 2017 | 5.96 | 2017-09-30
Spain | ESP | 2017-09-28 01:00 | 2017-09-28 03:00 | 52.5 | 2017 | 5.96 | 2017-09-30
Spain | ESP | 2017-09-28 02:00 | 2017-09-28 04:00 | 50.99 | 2017 | 5.96 | 2017-09-30
Spain | ESP | 2017-09-28 03:00 | 2017-09-28 05:00 | 51 | 2017 | 5.96 | 2017-09-30
Spain | ESP | 2017-09-28 04:00 | 2017-09-28 06:00 | 53 | 2017 | 5.96 | 2017-09-30
Spain | ESP | 2017-09-28 05:00 | 2017-09-28 07:00 | 54.52 | 2017 | 5.96 | 2017-09-30
Spain | ESP | 2017-09-28 06:00 | 2017-09-28 08:00 | 56.19 | 2017 | 5.96 | 2017-09-30
Spain | ESP | 2017-09-28 07:00 | 2017-09-28 09:00 | 57.8 | 2017 | 5.96 | 2017-09-30
Spain | ESP | 2017-09-28 08:00 | 2017-09-28 10:00 | 56.03 | 2017 | 5.96 | 2017-09-30
Spain | ESP | 2017-09-28 09:00 | 2017-09-28 11:00 | 55.59 | 2017 | 5.96 | 2017-09-30
Spain | ESP | 2017-09-28 10:00 | 2017-09-28 12:00 | 54.86 | 2017 | 5.96 | 2017-09-30
Spain | ESP | 2017-09-28 11:00 | 2017-09-28 13:00 | 54.23 | 2017 | 5.96 | 2017-09-30
Spain | ESP | 2017-09-28 12:00 | 2017-09-28 14:00 | 53.51 | 2017 | 5.96 | 2017-09-30
Spain | ESP | 2017-09-28 13:00 | 2017-09-28 15:00 | 53.11 | 2017 | 5.96 | 2017-09-30
Spain | ESP | 2017-09-28 14:00 | 2017-09-28 16:00 | 52.99 | 2017 | 5.96 | 2017-09-30
Spain | ESP | 2017-09-28 15:00 | 2017-09-28 17:00 | 53.13 | 2017 | 5.96 | 2017-09-30
Spain | ESP | 2017-09-28 16:00 | 2017-09-28 18:00 | 52.5 | 2017 | 5.96 | 2017-09-30
Spain | ESP | 2017-09-28 17:00 | 2017-09-28 19:00 | 55.4 | 2017 | 5.96 | 2017-09-30
Spain | ESP | 2017-09-28 18:00 | 2017-09-28 20:00 | 57 | 2017 | 5.96 | 2017-09-30
Spain | ESP | 2017-09-28 19:00 | 2017-09-28 21:00 | 57.19 | 2017 | 5.96 | 2017-09-30
Spain | ESP | 2017-09-28 20:00 | 2017-09-28 22:00 | 52.94 | 2017 | 5.96 | 2017-09-30
Spain | ESP | 2017-09-28 21:00 | 2017-09-28 23:00 | 50.98 | 2017 | 5.96 | 2017-09-30
Spain | ESP | 2017-09-28 22:00 | 2017-09-29 | 55.93 | 2017 | 5.96 | 2017-09-30
Spain | ESP | 2017-09-28 23:00 | 2017-09-29 01:00 | 54.15 | 2017 | 5.96 | 2017-09-30
Spain | ESP | 2017-09-29 | 2017-09-29 02:00 | 53 | 2017 | 5.96 | 2017-09-30
Spain | ESP | 2017-09-29 01:00 | 2017-09-29 03:00 | 51.69 | 2017 | 5.96 | 2017-09-30
Spain | ESP | 2017-09-29 02:00 | 2017-09-29 04:00 | 51.69 | 2017 | 5.96 | 2017-09-30
Spain | ESP | 2017-09-29 03:00 | 2017-09-29 05:00 | 53 | 2017 | 5.96 | 2017-09-30
Spain | ESP | 2017-09-29 04:00 | 2017-09-29 06:00 | 52.17 | 2017 | 5.96 | 2017-09-30
Spain | ESP | 2017-09-29 05:00 | 2017-09-29 07:00 | 55.52 | 2017 | 5.96 | 2017-09-30
Spain | ESP | 2017-09-29 06:00 | 2017-09-29 08:00 | 56.58 | 2017 | 5.96 | 2017-09-30
Spain | ESP | 2017-09-29 07:00 | 2017-09-29 09:00 | 58.49 | 2017 | 5.96 | 2017-09-30
Spain | ESP | 2017-09-29 08:00 | 2017-09-29 10:00 | 58.02 | 2017 | 5.96 | 2017-09-30
Spain | ESP | 2017-09-29 09:00 | 2017-09-29 11:00 | 56.07 | 2017 | 5.96 | 2017-09-30
Spain | ESP | 2017-09-29 10:00 | 2017-09-29 12:00 | 56.03 | 2017 | 5.96 | 2017-09-30
Spain | ESP | 2017-09-29 11:00 | 2017-09-29 13:00 | 56.93 | 2017 | 5.96 | 2017-09-30
Spain | ESP | 2017-09-29 12:00 | 2017-09-29 14:00 | 54.86 | 2017 | 5.96 | 2017-09-30
Spain | ESP | 2017-09-29 13:00 | 2017-09-29 15:00 | 53.51 | 2017 | 5.96 | 2017-09-30
Spain | ESP | 2017-09-29 14:00 | 2017-09-29 16:00 | 52.98 | 2017 | 5.96 | 2017-09-30
Spain | ESP | 2017-09-29 15:00 | 2017-09-29 17:00 | 51.93 | 2017 | 5.96 | 2017-09-30
Spain | ESP | 2017-09-29 16:00 | 2017-09-29 18:00 | 50.5 | 2017 | 5.96 | 2017-09-30
Spain | ESP | 2017-09-29 17:00 | 2017-09-29 19:00 | 51.86 | 2017 | 5.96 | 2017-09-30
Spain | ESP | 2017-09-29 18:00 | 2017-09-29 20:00 | 54.69 | 2017 | 5.96 | 2017-09-30
Spain | ESP | 2017-09-29 19:00 | 2017-09-29 21:00 | 56.18 | 2017 | 5.96 | 2017-09-30
Spain | ESP | 2017-09-29 20:00 | 2017-09-29 22:00 | 51.07 | 2017 | 5.96 | 2017-09-30
Spain | ESP | 2017-09-29 21:00 | 2017-09-29 23:00 | 50.97 | 2017 | 5.96 | 2017-09-30
Spain | ESP | 2017-09-29 22:00 | 2017-09-30 | 54.54 | 2017 | 5.96 | 2017-09-30
Spain | ESP | 2017-09-29 23:00 | 2017-09-30 01:00 | 54.63 | 2017 | 5.96 | 2017-09-30
Spain | ESP | 2017-09-30 | 2017-09-30 02:00 | 54.15 | 2017 | 5.96 | 2017-09-30
Spain | ESP | 2017-09-30 01:00 | 2017-09-30 03:00 | 54.15 | 2017 | 5.96 | 2017-09-30
Spain | ESP | 2017-09-30 02:00 | 2017-09-30 04:00 | 53 | 2017 | 5.96 | 2017-09-30
Spain | ESP | 2017-09-30 03:00 | 2017-09-30 05:00 | 52.98 | 2017 | 5.96 | 2017-09-30
Spain | ESP | 2017-09-30 04:00 | 2017-09-30 06:00 | 51.79 | 2017 | 5.96 | 2017-09-30
Spain | ESP | 2017-09-30 05:00 | 2017-09-30 07:00 | 52.1 | 2017 | 5.96 | 2017-09-30
Spain | ESP | 2017-09-30 06:00 | 2017-09-30 08:00 | 51.44 | 2017 | 5.96 | 2017-09-30
Spain | ESP | 2017-09-30 07:00 | 2017-09-30 09:00 | 54.2 | 2017 | 5.96 | 2017-09-30
Spain | ESP | 2017-09-30 08:00 | 2017-09-30 10:00 | 55.14 | 2017 | 5.96 | 2017-09-30
Spain | ESP | 2017-09-30 09:00 | 2017-09-30 11:00 | 55.04 | 2017 | 5.96 | 2017-09-30
Spain | ESP | 2017-09-30 10:00 | 2017-09-30 12:00 | 55.04 | 2017 | 5.96 | 2017-09-30
Spain | ESP | 2017-09-30 11:00 | 2017-09-30 13:00 | 55.93 | 2017 | 5.96 | 2017-09-30
Spain | ESP | 2017-09-30 12:00 | 2017-09-30 14:00 | 54.52 | 2017 | 5.96 | 2017-09-30
Spain | ESP | 2017-09-30 13:00 | 2017-09-30 15:00 | 51.79 | 2017 | 5.96 | 2017-09-30
Spain | ESP | 2017-09-30 14:00 | 2017-09-30 16:00 | 50.01 | 2017 | 5.96 | 2017-09-30
Spain | ESP | 2017-09-30 15:00 | 2017-09-30 17:00 | 48.85 | 2017 | 5.96 | 2017-09-30
Spain | ESP | 2017-09-30 16:00 | 2017-09-30 18:00 | 48.85 | 2017 | 5.96 | 2017-09-30
Spain | ESP | 2017-09-30 17:00 | 2017-09-30 19:00 | 49.83 | 2017 | 5.96 | 2017-09-30
Spain | ESP | 2017-09-30 18:00 | 2017-09-30 20:00 | 54.54 | 2017 | 5.96 | 2017-09-30
Spain | ESP | 2017-09-30 19:00 | 2017-09-30 21:00 | 55.75 | 2017 | 5.96 | 2017-09-30
Spain | ESP | 2017-09-30 20:00 | 2017-09-30 22:00 | 49.46 | 2017 | 5.96 | 2017-09-30
Spain | ESP | 2017-09-30 21:00 | 2017-09-30 23:00 | 48.98 | 2017 | 5.96 | 2017-09-30
Spain | ESP | 2017-09-30 22:00 | 2017-10-01 | 50.82 | 2017 | 5.96 | 2017-09-30
Spain | ESP | 2017-09-30 23:00 | 2017-10-01 01:00 | 47.4 | 2017 | 5.96 | 2017-09-30
Spain | ESP | 2017-10-01 | 2017-10-01 02:00 | 44.68 | 2017 | 6.18 | 2017-10-31
Spain | ESP | 2017-10-01 01:00 | 2017-10-01 03:00 | 44.58 | 2017 | 6.18 | 2017-10-31
Spain | ESP | 2017-10-01 02:00 | 2017-10-01 04:00 | 44.53 | 2017 | 6.18 | 2017-10-31
Spain | ESP | 2017-10-01 03:00 | 2017-10-01 05:00 | 44.51 | 2017 | 6.18 | 2017-10-31
Spain | ESP | 2017-10-01 04:00 | 2017-10-01 06:00 | 44.53 | 2017 | 6.18 | 2017-10-31
Spain | ESP | 2017-10-01 05:00 | 2017-10-01 07:00 | 44.68 | 2017 | 6.18 | 2017-10-31
Spain | ESP | 2017-10-01 06:00 | 2017-10-01 08:00 | 44.68 | 2017 | 6.18 | 2017-10-31
Spain | ESP | 2017-10-01 07:00 | 2017-10-01 09:00 | 50.01 | 2017 | 6.18 | 2017-10-31
Spain | ESP | 2017-10-01 08:00 | 2017-10-01 10:00 | 53.32 | 2017 | 6.18 | 2017-10-31
Spain | ESP | 2017-10-01 09:00 | 2017-10-01 11:00 | 54.52 | 2017 | 6.18 | 2017-10-31
Spain | ESP | 2017-10-01 10:00 | 2017-10-01 12:00 | 54.15 | 2017 | 6.18 | 2017-10-31
Spain | ESP | 2017-10-01 11:00 | 2017-10-01 13:00 | 53.65 | 2017 | 6.18 | 2017-10-31
Spain | ESP | 2017-10-01 12:00 | 2017-10-01 14:00 | 51.97 | 2017 | 6.18 | 2017-10-31
Spain | ESP | 2017-10-01 13:00 | 2017-10-01 15:00 | 50.25 | 2017 | 6.18 | 2017-10-31
Spain | ESP | 2017-10-01 14:00 | 2017-10-01 16:00 | 48.85 | 2017 | 6.18 | 2017-10-31
Spain | ESP | 2017-10-01 15:00 | 2017-10-01 17:00 | 47 | 2017 | 6.18 | 2017-10-31
Spain | ESP | 2017-10-01 16:00 | 2017-10-01 18:00 | 46.13 | 2017 | 6.18 | 2017-10-31
Spain | ESP | 2017-10-01 17:00 | 2017-10-01 19:00 | 51.07 | 2017 | 6.18 | 2017-10-31
Spain | ESP | 2017-10-01 18:00 | 2017-10-01 20:00 | 59.09 | 2017 | 6.18 | 2017-10-31
Spain | ESP | 2017-10-01 19:00 | 2017-10-01 21:00 | 60.21 | 2017 | 6.18 | 2017-10-31
Spain | ESP | 2017-10-01 20:00 | 2017-10-01 22:00 | 58.08 | 2017 | 6.18 | 2017-10-31
Spain | ESP | 2017-10-01 21:00 | 2017-10-01 23:00 | 53.47 | 2017 | 6.18 | 2017-10-31
Spain | ESP | 2017-10-01 22:00 | 2017-10-02 | 50 | 2017 | 6.18 | 2017-10-31
Spain | ESP | 2017-10-01 23:00 | 2017-10-02 01:00 | 44.58 | 2017 | 6.18 | 2017-10-31
Spain | ESP | 2017-10-02 | 2017-10-02 02:00 | 44.58 | 2017 | 6.18 | 2017-10-31
Spain | ESP | 2017-10-02 01:00 | 2017-10-02 03:00 | 44.58 | 2017 | 6.18 | 2017-10-31
Spain | ESP | 2017-10-02 02:00 | 2017-10-02 04:00 | 44.58 | 2017 | 6.18 | 2017-10-31
Spain | ESP | 2017-10-02 03:00 | 2017-10-02 05:00 | 44.68 | 2017 | 6.18 | 2017-10-31
Spain | ESP | 2017-10-02 04:00 | 2017-10-02 06:00 | 49.48 | 2017 | 6.18 | 2017-10-31
Spain | ESP | 2017-10-02 05:00 | 2017-10-02 07:00 | 55.97 | 2017 | 6.18 | 2017-10-31
Spain | ESP | 2017-10-02 06:00 | 2017-10-02 08:00 | 57.76 | 2017 | 6.18 | 2017-10-31
Spain | ESP | 2017-10-02 07:00 | 2017-10-02 09:00 | 58.08 | 2017 | 6.18 | 2017-10-31
Spain | ESP | 2017-10-02 08:00 | 2017-10-02 10:00 | 57.5 | 2017 | 6.18 | 2017-10-31
Spain | ESP | 2017-10-02 09:00 | 2017-10-02 11:00 | 55.93 | 2017 | 6.18 | 2017-10-31
Spain | ESP | 2017-10-02 10:00 | 2017-10-02 12:00 | 58.54 | 2017 | 6.18 | 2017-10-31
Spain | ESP | 2017-10-02 11:00 | 2017-10-02 13:00 | 58.81 | 2017 | 6.18 | 2017-10-31
Spain | ESP | 2017-10-02 12:00 | 2017-10-02 14:00 | 58.08 | 2017 | 6.18 | 2017-10-31
Spain | ESP | 2017-10-02 13:00 | 2017-10-02 15:00 | 57.44 | 2017 | 6.18 | 2017-10-31
Spain | ESP | 2017-10-02 14:00 | 2017-10-02 16:00 | 56.19 | 2017 | 6.18 | 2017-10-31
Spain | ESP | 2017-10-02 15:00 | 2017-10-02 17:00 | 57.25 | 2017 | 6.18 | 2017-10-31
Spain | ESP | 2017-10-02 16:00 | 2017-10-02 18:00 | 56.76 | 2017 | 6.18 | 2017-10-31
Spain | ESP | 2017-10-02 17:00 | 2017-10-02 19:00 | 60.84 | 2017 | 6.18 | 2017-10-31
Spain | ESP | 2017-10-02 18:00 | 2017-10-02 20:00 | 64.03 | 2017 | 6.18 | 2017-10-31
Spain | ESP | 2017-10-02 19:00 | 2017-10-02 21:00 | 64.18 | 2017 | 6.18 | 2017-10-31
Spain | ESP | 2017-10-02 20:00 | 2017-10-02 22:00 | 59.69 | 2017 | 6.18 | 2017-10-31
Spain | ESP | 2017-10-02 21:00 | 2017-10-02 23:00 | 56.19 | 2017 | 6.18 | 2017-10-31
Spain | ESP | 2017-10-02 22:00 | 2017-10-03 | 58.08 | 2017 | 6.18 | 2017-10-31
Spain | ESP | 2017-10-02 23:00 | 2017-10-03 01:00 | 55.04 | 2017 | 6.18 | 2017-10-31
Spain | ESP | 2017-10-03 | 2017-10-03 02:00 | 53.45 | 2017 | 6.18 | 2017-10-31
Spain | ESP | 2017-10-03 01:00 | 2017-10-03 03:00 | 53.27 | 2017 | 6.18 | 2017-10-31
Spain | ESP | 2017-10-03 02:00 | 2017-10-03 04:00 | 53.17 | 2017 | 6.18 | 2017-10-31
Spain | ESP | 2017-10-03 03:00 | 2017-10-03 05:00 | 53.22 | 2017 | 6.18 | 2017-10-31
Spain | ESP | 2017-10-03 04:00 | 2017-10-03 06:00 | 55.93 | 2017 | 6.18 | 2017-10-31
Spain | ESP | 2017-10-03 05:00 | 2017-10-03 07:00 | 60.88 | 2017 | 6.18 | 2017-10-31
Spain | ESP | 2017-10-03 06:00 | 2017-10-03 08:00 | 60.88 | 2017 | 6.18 | 2017-10-31
Spain | ESP | 2017-10-03 07:00 | 2017-10-03 09:00 | 60.88 | 2017 | 6.18 | 2017-10-31
Spain | ESP | 2017-10-03 08:00 | 2017-10-03 10:00 | 58.44 | 2017 | 6.18 | 2017-10-31
Spain | ESP | 2017-10-03 09:00 | 2017-10-03 11:00 | 56.42 | 2017 | 6.18 | 2017-10-31
Spain | ESP | 2017-10-03 10:00 | 2017-10-03 12:00 | 58.08 | 2017 | 6.18 | 2017-10-31
Spain | ESP | 2017-10-03 11:00 | 2017-10-03 13:00 | 58.15 | 2017 | 6.18 | 2017-10-31
Spain | ESP | 2017-10-03 12:00 | 2017-10-03 14:00 | 56.9 | 2017 | 6.18 | 2017-10-31
Spain | ESP | 2017-10-03 13:00 | 2017-10-03 15:00 | 55.7 | 2017 | 6.18 | 2017-10-31
Spain | ESP | 2017-10-03 14:00 | 2017-10-03 16:00 | 54.49 | 2017 | 6.18 | 2017-10-31
Spain | ESP | 2017-10-03 15:00 | 2017-10-03 17:00 | 53.17 | 2017 | 6.18 | 2017-10-31
Spain | ESP | 2017-10-03 16:00 | 2017-10-03 18:00 | 53.63 | 2017 | 6.18 | 2017-10-31
Spain | ESP | 2017-10-03 17:00 | 2017-10-03 19:00 | 59.09 | 2017 | 6.18 | 2017-10-31
Spain | ESP | 2017-10-03 18:00 | 2017-10-03 20:00 | 60.88 | 2017 | 6.18 | 2017-10-31
Spain | ESP | 2017-10-03 19:00 | 2017-10-03 21:00 | 60.88 | 2017 | 6.18 | 2017-10-31
Spain | ESP | 2017-10-03 20:00 | 2017-10-03 22:00 | 57.01 | 2017 | 6.18 | 2017-10-31
Spain | ESP | 2017-10-03 21:00 | 2017-10-03 23:00 | 53 | 2017 | 6.18 | 2017-10-31
Spain | ESP | 2017-10-03 22:00 | 2017-10-04 | 56.15 | 2017 | 6.18 | 2017-10-31
Spain | ESP | 2017-10-03 23:00 | 2017-10-04 01:00 | 50.25 | 2017 | 6.18 | 2017-10-31
Spain | ESP | 2017-10-04 | 2017-10-04 02:00 | 49.92 | 2017 | 6.18 | 2017-10-31
Spain | ESP | 2017-10-04 01:00 | 2017-10-04 03:00 | 49.97 | 2017 | 6.18 | 2017-10-31
Spain | ESP | 2017-10-04 02:00 | 2017-10-04 04:00 | 50 | 2017 | 6.18 | 2017-10-31
Spain | ESP | 2017-10-04 03:00 | 2017-10-04 05:00 | 50.25 | 2017 | 6.18 | 2017-10-31
Spain | ESP | 2017-10-04 04:00 | 2017-10-04 06:00 | 57.93 | 2017 | 6.18 | 2017-10-31
Spain | ESP | 2017-10-04 05:00 | 2017-10-04 07:00 | 61.24 | 2017 | 6.18 | 2017-10-31
Spain | ESP | 2017-10-04 06:00 | 2017-10-04 08:00 | 60.93 | 2017 | 6.18 | 2017-10-31
Spain | ESP | 2017-10-04 07:00 | 2017-10-04 09:00 | 60.86 | 2017 | 6.18 | 2017-10-31
Spain | ESP | 2017-10-04 08:00 | 2017-10-04 10:00 | 59.35 | 2017 | 6.18 | 2017-10-31
Spain | ESP | 2017-10-04 09:00 | 2017-10-04 11:00 | 57.94 | 2017 | 6.18 | 2017-10-31
Spain | ESP | 2017-10-04 10:00 | 2017-10-04 12:00 | 58.03 | 2017 | 6.18 | 2017-10-31
Spain | ESP | 2017-10-04 11:00 | 2017-10-04 13:00 | 58.25 | 2017 | 6.18 | 2017-10-31
Spain | ESP | 2017-10-04 12:00 | 2017-10-04 14:00 | 57.93 | 2017 | 6.18 | 2017-10-31
Spain | ESP | 2017-10-04 13:00 | 2017-10-04 15:00 | 56.15 | 2017 | 6.18 | 2017-10-31
Spain | ESP | 2017-10-04 14:00 | 2017-10-04 16:00 | 55.96 | 2017 | 6.18 | 2017-10-31
Spain | ESP | 2017-10-04 15:00 | 2017-10-04 17:00 | 55.45 | 2017 | 6.18 | 2017-10-31
Spain | ESP | 2017-10-04 16:00 | 2017-10-04 18:00 | 58.5 | 2017 | 6.18 | 2017-10-31
Spain | ESP | 2017-10-04 17:00 | 2017-10-04 19:00 | 64.03 | 2017 | 6.18 | 2017-10-31
Spain | ESP | 2017-10-04 18:00 | 2017-10-04 20:00 | 66.06 | 2017 | 6.18 | 2017-10-31
Spain | ESP | 2017-10-04 19:00 | 2017-10-04 21:00 | 64.46 | 2017 | 6.18 | 2017-10-31
Spain | ESP | 2017-10-04 20:00 | 2017-10-04 22:00 | 62.75 | 2017 | 6.18 | 2017-10-31
Spain | ESP | 2017-10-04 21:00 | 2017-10-04 23:00 | 58.03 | 2017 | 6.18 | 2017-10-31
Spain | ESP | 2017-10-04 22:00 | 2017-10-05 | 60.15 | 2017 | 6.18 | 2017-10-31
Spain | ESP | 2017-10-04 23:00 | 2017-10-05 01:00 | 57.93 | 2017 | 6.18 | 2017-10-31
Spain | ESP | 2017-10-05 | 2017-10-05 02:00 | 53.27 | 2017 | 6.18 | 2017-10-31
Spain | ESP | 2017-10-05 01:00 | 2017-10-05 03:00 | 53.17 | 2017 | 6.18 | 2017-10-31
Spain | ESP | 2017-10-05 02:00 | 2017-10-05 04:00 | 53.22 | 2017 | 6.18 | 2017-10-31
Spain | ESP | 2017-10-05 03:00 | 2017-10-05 05:00 | 55.47 | 2017 | 6.18 | 2017-10-31
Spain | ESP | 2017-10-05 04:00 | 2017-10-05 06:00 | 60.08 | 2017 | 6.18 | 2017-10-31
Spain | ESP | 2017-10-05 05:00 | 2017-10-05 07:00 | 64.95 | 2017 | 6.18 | 2017-10-31
Spain | ESP | 2017-10-05 06:00 | 2017-10-05 08:00 | 64.95 | 2017 | 6.18 | 2017-10-31
Spain | ESP | 2017-10-05 07:00 | 2017-10-05 09:00 | 65 | 2017 | 6.18 | 2017-10-31
Spain | ESP | 2017-10-05 08:00 | 2017-10-05 10:00 | 60.52 | 2017 | 6.18 | 2017-10-31
Spain | ESP | 2017-10-05 09:00 | 2017-10-05 11:00 | 59.8 | 2017 | 6.18 | 2017-10-31
Spain | ESP | 2017-10-05 10:00 | 2017-10-05 12:00 | 60.15 | 2017 | 6.18 | 2017-10-31
Spain | ESP | 2017-10-05 11:00 | 2017-10-05 13:00 | 60.52 | 2017 | 6.18 | 2017-10-31
Spain | ESP | 2017-10-05 12:00 | 2017-10-05 14:00 | 58.34 | 2017 | 6.18 | 2017-10-31
Spain | ESP | 2017-10-05 13:00 | 2017-10-05 15:00 | 54.13 | 2017 | 6.18 | 2017-10-31
Spain | ESP | 2017-10-05 14:00 | 2017-10-05 16:00 | 52.45 | 2017 | 6.18 | 2017-10-31
Spain | ESP | 2017-10-05 15:00 | 2017-10-05 17:00 | 52.43 | 2017 | 6.18 | 2017-10-31
Spain | ESP | 2017-10-05 16:00 | 2017-10-05 18:00 | 55.03 | 2017 | 6.18 | 2017-10-31
Spain | ESP | 2017-10-05 17:00 | 2017-10-05 19:00 | 60.15 | 2017 | 6.18 | 2017-10-31
Spain | ESP | 2017-10-05 18:00 | 2017-10-05 20:00 | 62.07 | 2017 | 6.18 | 2017-10-31
Spain | ESP | 2017-10-05 19:00 | 2017-10-05 21:00 | 59.7 | 2017 | 6.18 | 2017-10-31
Spain | ESP | 2017-10-05 20:00 | 2017-10-05 22:00 | 54.5 | 2017 | 6.18 | 2017-10-31
Spain | ESP | 2017-10-05 21:00 | 2017-10-05 23:00 | 50.19 | 2017 | 6.18 | 2017-10-31
Spain | ESP | 2017-10-05 22:00 | 2017-10-06 | 49.84 | 2017 | 6.18 | 2017-10-31
Spain | ESP | 2017-10-05 23:00 | 2017-10-06 01:00 | 45 | 2017 | 6.18 | 2017-10-31
Spain | ESP | 2017-10-06 | 2017-10-06 02:00 | 43.89 | 2017 | 6.18 | 2017-10-31
Spain | ESP | 2017-10-06 01:00 | 2017-10-06 03:00 | 43.99 | 2017 | 6.18 | 2017-10-31
Spain | ESP | 2017-10-06 02:00 | 2017-10-06 04:00 | 43.89 | 2017 | 6.18 | 2017-10-31
Spain | ESP | 2017-10-06 03:00 | 2017-10-06 05:00 | 43.99 | 2017 | 6.18 | 2017-10-31
Spain | ESP | 2017-10-06 04:00 | 2017-10-06 06:00 | 48.84 | 2017 | 6.18 | 2017-10-31
Spain | ESP | 2017-10-06 05:00 | 2017-10-06 07:00 | 58.96 | 2017 | 6.18 | 2017-10-31
Spain | ESP | 2017-10-06 06:00 | 2017-10-06 08:00 | 61.3 | 2017 | 6.18 | 2017-10-31
Spain | ESP | 2017-10-06 07:00 | 2017-10-06 09:00 | 60.94 | 2017 | 6.18 | 2017-10-31
Spain | ESP | 2017-10-06 08:00 | 2017-10-06 10:00 | 59 | 2017 | 6.18 | 2017-10-31
Spain | ESP | 2017-10-06 09:00 | 2017-10-06 11:00 | 54.74 | 2017 | 6.18 | 2017-10-31
Spain | ESP | 2017-10-06 10:00 | 2017-10-06 12:00 | 51.03 | 2017 | 6.18 | 2017-10-31
Spain | ESP | 2017-10-06 11:00 | 2017-10-06 13:00 | 50.82 | 2017 | 6.18 | 2017-10-31
Spain | ESP | 2017-10-06 12:00 | 2017-10-06 14:00 | 49.68 | 2017 | 6.18 | 2017-10-31
Spain | ESP | 2017-10-06 13:00 | 2017-10-06 15:00 | 46.43 | 2017 | 6.18 | 2017-10-31
Spain | ESP | 2017-10-06 14:00 | 2017-10-06 16:00 | 46 | 2017 | 6.18 | 2017-10-31
Spain | ESP | 2017-10-06 15:00 | 2017-10-06 17:00 | 48.45 | 2017 | 6.18 | 2017-10-31
Spain | ESP | 2017-10-06 16:00 | 2017-10-06 18:00 | 50.73 | 2017 | 6.18 | 2017-10-31
Spain | ESP | 2017-10-06 17:00 | 2017-10-06 19:00 | 61.51 | 2017 | 6.18 | 2017-10-31
Spain | ESP | 2017-10-06 18:00 | 2017-10-06 20:00 | 62.17 | 2017 | 6.18 | 2017-10-31
Spain | ESP | 2017-10-06 19:00 | 2017-10-06 21:00 | 58.38 | 2017 | 6.18 | 2017-10-31
Spain | ESP | 2017-10-06 20:00 | 2017-10-06 22:00 | 51.53 | 2017 | 6.18 | 2017-10-31
Spain | ESP | 2017-10-06 21:00 | 2017-10-06 23:00 | 48.93 | 2017 | 6.18 | 2017-10-31
Spain | ESP | 2017-10-06 22:00 | 2017-10-07 | 52.29 | 2017 | 6.18 | 2017-10-31
Spain | ESP | 2017-10-06 23:00 | 2017-10-07 01:00 | 46.94 | 2017 | 6.18 | 2017-10-31
Spain | ESP | 2017-10-07 | 2017-10-07 02:00 | 45.78 | 2017 | 6.18 | 2017-10-31
Spain | ESP | 2017-10-07 01:00 | 2017-10-07 03:00 | 45.88 | 2017 | 6.18 | 2017-10-31
Spain | ESP | 2017-10-07 02:00 | 2017-10-07 04:00 | 45.88 | 2017 | 6.18 | 2017-10-31
Spain | ESP | 2017-10-07 03:00 | 2017-10-07 05:00 | 45.78 | 2017 | 6.18 | 2017-10-31
Spain | ESP | 2017-10-07 04:00 | 2017-10-07 06:00 | 45.88 | 2017 | 6.18 | 2017-10-31
Spain | ESP | 2017-10-07 05:00 | 2017-10-07 07:00 | 49.4 | 2017 | 6.18 | 2017-10-31
Spain | ESP | 2017-10-07 06:00 | 2017-10-07 08:00 | 48.77 | 2017 | 6.18 | 2017-10-31
Spain | ESP | 2017-10-07 07:00 | 2017-10-07 09:00 | 53.2 | 2017 | 6.18 | 2017-10-31
Spain | ESP | 2017-10-07 08:00 | 2017-10-07 10:00 | 55 | 2017 | 6.18 | 2017-10-31
Spain | ESP | 2017-10-07 09:00 | 2017-10-07 11:00 | 54.45 | 2017 | 6.18 | 2017-10-31
Spain | ESP | 2017-10-07 10:00 | 2017-10-07 12:00 | 54.51 | 2017 | 6.18 | 2017-10-31
Spain | ESP | 2017-10-07 11:00 | 2017-10-07 13:00 | 57.04 | 2017 | 6.18 | 2017-10-31
Spain | ESP | 2017-10-07 12:00 | 2017-10-07 14:00 | 56.15 | 2017 | 6.18 | 2017-10-31
Spain | ESP | 2017-10-07 13:00 | 2017-10-07 15:00 | 54.51 | 2017 | 6.18 | 2017-10-31
Spain | ESP | 2017-10-07 14:00 | 2017-10-07 16:00 | 53 | 2017 | 6.18 | 2017-10-31
Spain | ESP | 2017-10-07 15:00 | 2017-10-07 17:00 | 51.66 | 2017 | 6.18 | 2017-10-31
Spain | ESP | 2017-10-07 16:00 | 2017-10-07 18:00 | 54.51 | 2017 | 6.18 | 2017-10-31
Spain | ESP | 2017-10-07 17:00 | 2017-10-07 19:00 | 61.84 | 2017 | 6.18 | 2017-10-31
Spain | ESP | 2017-10-07 18:00 | 2017-10-07 20:00 | 63.84 | 2017 | 6.18 | 2017-10-31
Spain | ESP | 2017-10-07 19:00 | 2017-10-07 21:00 | 64.05 | 2017 | 6.18 | 2017-10-31
Spain | ESP | 2017-10-07 20:00 | 2017-10-07 22:00 | 60.08 | 2017 | 6.18 | 2017-10-31
Spain | ESP | 2017-10-07 21:00 | 2017-10-07 23:00 | 57.97 | 2017 | 6.18 | 2017-10-31
Spain | ESP | 2017-10-07 22:00 | 2017-10-08 | 57.51 | 2017 | 6.18 | 2017-10-31
Spain | ESP | 2017-10-07 23:00 | 2017-10-08 01:00 | 53 | 2017 | 6.18 | 2017-10-31
Spain | ESP | 2017-10-08 | 2017-10-08 02:00 | 49.51 | 2017 | 6.18 | 2017-10-31
Spain | ESP | 2017-10-08 01:00 | 2017-10-08 03:00 | 48.59 | 2017 | 6.18 | 2017-10-31
Spain | ESP | 2017-10-08 02:00 | 2017-10-08 04:00 | 48.06 | 2017 | 6.18 | 2017-10-31
Spain | ESP | 2017-10-08 03:00 | 2017-10-08 05:00 | 48.59 | 2017 | 6.18 | 2017-10-31
Spain | ESP | 2017-10-08 04:00 | 2017-10-08 06:00 | 49.48 | 2017 | 6.18 | 2017-10-31
Spain | ESP | 2017-10-08 05:00 | 2017-10-08 07:00 | 48.59 | 2017 | 6.18 | 2017-10-31
Spain | ESP | 2017-10-08 06:00 | 2017-10-08 08:00 | 48.59 | 2017 | 6.18 | 2017-10-31
Spain | ESP | 2017-10-08 07:00 | 2017-10-08 09:00 | 52.01 | 2017 | 6.18 | 2017-10-31
Spain | ESP | 2017-10-08 08:00 | 2017-10-08 10:00 | 56.87 | 2017 | 6.18 | 2017-10-31
Spain | ESP | 2017-10-08 09:00 | 2017-10-08 11:00 | 55.04 | 2017 | 6.18 | 2017-10-31
Spain | ESP | 2017-10-08 10:00 | 2017-10-08 12:00 | 56.86 | 2017 | 6.18 | 2017-10-31
Spain | ESP | 2017-10-08 11:00 | 2017-10-08 13:00 | 57.81 | 2017 | 6.18 | 2017-10-31
Spain | ESP | 2017-10-08 12:00 | 2017-10-08 14:00 | 58.47 | 2017 | 6.18 | 2017-10-31
Spain | ESP | 2017-10-08 13:00 | 2017-10-08 15:00 | 51.56 | 2017 | 6.18 | 2017-10-31
Spain | ESP | 2017-10-08 14:00 | 2017-10-08 16:00 | 48.59 | 2017 | 6.18 | 2017-10-31
Spain | ESP | 2017-10-08 15:00 | 2017-10-08 17:00 | 47.57 | 2017 | 6.18 | 2017-10-31
Spain | ESP | 2017-10-08 16:00 | 2017-10-08 18:00 | 49.2 | 2017 | 6.18 | 2017-10-31
Spain | ESP | 2017-10-08 17:00 | 2017-10-08 19:00 | 58.14 | 2017 | 6.18 | 2017-10-31
Spain | ESP | 2017-10-08 18:00 | 2017-10-08 20:00 | 63.76 | 2017 | 6.18 | 2017-10-31
Spain | ESP | 2017-10-08 19:00 | 2017-10-08 21:00 | 64.64 | 2017 | 6.18 | 2017-10-31
Spain | ESP | 2017-10-08 20:00 | 2017-10-08 22:00 | 62.46 | 2017 | 6.18 | 2017-10-31
Spain | ESP | 2017-10-08 21:00 | 2017-10-08 23:00 | 60.53 | 2017 | 6.18 | 2017-10-31
Spain | ESP | 2017-10-08 22:00 | 2017-10-09 | 59 | 2017 | 6.18 | 2017-10-31
Spain | ESP | 2017-10-08 23:00 | 2017-10-09 01:00 | 53.15 | 2017 | 6.18 | 2017-10-31
Spain | ESP | 2017-10-09 | 2017-10-09 02:00 | 51.66 | 2017 | 6.18 | 2017-10-31
Spain | ESP | 2017-10-09 01:00 | 2017-10-09 03:00 | 51.66 | 2017 | 6.18 | 2017-10-31
Spain | ESP | 2017-10-09 02:00 | 2017-10-09 04:00 | 52.45 | 2017 | 6.18 | 2017-10-31
Spain | ESP | 2017-10-09 03:00 | 2017-10-09 05:00 | 54.45 | 2017 | 6.18 | 2017-10-31
Spain | ESP | 2017-10-09 04:00 | 2017-10-09 06:00 | 60.43 | 2017 | 6.18 | 2017-10-31
Spain | ESP | 2017-10-09 05:00 | 2017-10-09 07:00 | 64.73 | 2017 | 6.18 | 2017-10-31
Spain | ESP | 2017-10-09 06:00 | 2017-10-09 08:00 | 64.05 | 2017 | 6.18 | 2017-10-31
Spain | ESP | 2017-10-09 07:00 | 2017-10-09 09:00 | 64.79 | 2017 | 6.18 | 2017-10-31
Spain | ESP | 2017-10-09 08:00 | 2017-10-09 10:00 | 64.12 | 2017 | 6.18 | 2017-10-31
Spain | ESP | 2017-10-09 09:00 | 2017-10-09 11:00 | 63.04 | 2017 | 6.18 | 2017-10-31
Spain | ESP | 2017-10-09 10:00 | 2017-10-09 12:00 | 60.58 | 2017 | 6.18 | 2017-10-31
Spain | ESP | 2017-10-09 11:00 | 2017-10-09 13:00 | 62.1 | 2017 | 6.18 | 2017-10-31
Spain | ESP | 2017-10-09 12:00 | 2017-10-09 14:00 | 61.6 | 2017 | 6.18 | 2017-10-31
Spain | ESP | 2017-10-09 13:00 | 2017-10-09 15:00 | 60.53 | 2017 | 6.18 | 2017-10-31
Spain | ESP | 2017-10-09 14:00 | 2017-10-09 16:00 | 60.1 | 2017 | 6.18 | 2017-10-31
Spain | ESP | 2017-10-09 15:00 | 2017-10-09 17:00 | 60.1 | 2017 | 6.18 | 2017-10-31
Spain | ESP | 2017-10-09 16:00 | 2017-10-09 18:00 | 63.86 | 2017 | 6.18 | 2017-10-31
Spain | ESP | 2017-10-09 17:00 | 2017-10-09 19:00 | 65.26 | 2017 | 6.18 | 2017-10-31
Spain | ESP | 2017-10-09 18:00 | 2017-10-09 20:00 | 67.91 | 2017 | 6.18 | 2017-10-31
Spain | ESP | 2017-10-09 19:00 | 2017-10-09 21:00 | 65.71 | 2017 | 6.18 | 2017-10-31
Spain | ESP | 2017-10-09 20:00 | 2017-10-09 22:00 | 63 | 2017 | 6.18 | 2017-10-31
Spain | ESP | 2017-10-09 21:00 | 2017-10-09 23:00 | 61.35 | 2017 | 6.18 | 2017-10-31
Spain | ESP | 2017-10-09 22:00 | 2017-10-10 | 67.6 | 2017 | 6.18 | 2017-10-31
Spain | ESP | 2017-10-09 23:00 | 2017-10-10 01:00 | 64.05 | 2017 | 6.18 | 2017-10-31
Spain | ESP | 2017-10-10 | 2017-10-10 02:00 | 62.65 | 2017 | 6.18 | 2017-10-31
Spain | ESP | 2017-10-10 01:00 | 2017-10-10 03:00 | 61.84 | 2017 | 6.18 | 2017-10-31
Spain | ESP | 2017-10-10 02:00 | 2017-10-10 04:00 | 60.53 | 2017 | 6.18 | 2017-10-31
Spain | ESP | 2017-10-10 03:00 | 2017-10-10 05:00 | 60.43 | 2017 | 6.18 | 2017-10-31
Spain | ESP | 2017-10-10 04:00 | 2017-10-10 06:00 | 64.05 | 2017 | 6.18 | 2017-10-31
Spain | ESP | 2017-10-10 05:00 | 2017-10-10 07:00 | 66.5 | 2017 | 6.18 | 2017-10-31
Spain | ESP | 2017-10-10 06:00 | 2017-10-10 08:00 | 67.6 | 2017 | 6.18 | 2017-10-31
Spain | ESP | 2017-10-10 07:00 | 2017-10-10 09:00 | 67.47 | 2017 | 6.18 | 2017-10-31
Spain | ESP | 2017-10-10 08:00 | 2017-10-10 10:00 | 67.09 | 2017 | 6.18 | 2017-10-31
Spain | ESP | 2017-10-10 09:00 | 2017-10-10 11:00 | 66.46 | 2017 | 6.18 | 2017-10-31
Spain | ESP | 2017-10-10 10:00 | 2017-10-10 12:00 | 64.72 | 2017 | 6.18 | 2017-10-31
Spain | ESP | 2017-10-10 11:00 | 2017-10-10 13:00 | 64.22 | 2017 | 6.18 | 2017-10-31
Spain | ESP | 2017-10-10 12:00 | 2017-10-10 14:00 | 63.65 | 2017 | 6.18 | 2017-10-31
Spain | ESP | 2017-10-10 13:00 | 2017-10-10 15:00 | 62.58 | 2017 | 6.18 | 2017-10-31
Spain | ESP | 2017-10-10 14:00 | 2017-10-10 16:00 | 61.5 | 2017 | 6.18 | 2017-10-31
Spain | ESP | 2017-10-10 15:00 | 2017-10-10 17:00 | 62.65 | 2017 | 6.18 | 2017-10-31
Spain | ESP | 2017-10-10 16:00 | 2017-10-10 18:00 | 65 | 2017 | 6.18 | 2017-10-31
Spain | ESP | 2017-10-10 17:00 | 2017-10-10 19:00 | 66.98 | 2017 | 6.18 | 2017-10-31
Spain | ESP | 2017-10-10 18:00 | 2017-10-10 20:00 | 70 | 2017 | 6.18 | 2017-10-31
Spain | ESP | 2017-10-10 19:00 | 2017-10-10 21:00 | 67.6 | 2017 | 6.18 | 2017-10-31
Spain | ESP | 2017-10-10 20:00 | 2017-10-10 22:00 | 64.22 | 2017 | 6.18 | 2017-10-31
Spain | ESP | 2017-10-10 21:00 | 2017-10-10 23:00 | 60.53 | 2017 | 6.18 | 2017-10-31
Spain | ESP | 2017-10-10 22:00 | 2017-10-11 | 67.12 | 2017 | 6.18 | 2017-10-31
Spain | ESP | 2017-10-10 23:00 | 2017-10-11 01:00 | 64.76 | 2017 | 6.18 | 2017-10-31
Spain | ESP | 2017-10-11 | 2017-10-11 02:00 | 61.84 | 2017 | 6.18 | 2017-10-31
Spain | ESP | 2017-10-11 01:00 | 2017-10-11 03:00 | 58.3 | 2017 | 6.18 | 2017-10-31
Spain | ESP | 2017-10-11 02:00 | 2017-10-11 04:00 | 57.04 | 2017 | 6.18 | 2017-10-31
Spain | ESP | 2017-10-11 03:00 | 2017-10-11 05:00 | 56.52 | 2017 | 6.18 | 2017-10-31
Spain | ESP | 2017-10-11 04:00 | 2017-10-11 06:00 | 60.53 | 2017 | 6.18 | 2017-10-31
Spain | ESP | 2017-10-11 05:00 | 2017-10-11 07:00 | 69.25 | 2017 | 6.18 | 2017-10-31
Spain | ESP | 2017-10-11 06:00 | 2017-10-11 08:00 | 69.1 | 2017 | 6.18 | 2017-10-31
Spain | ESP | 2017-10-11 07:00 | 2017-10-11 09:00 | 68.32 | 2017 | 6.18 | 2017-10-31
Spain | ESP | 2017-10-11 08:00 | 2017-10-11 10:00 | 66.87 | 2017 | 6.18 | 2017-10-31
Spain | ESP | 2017-10-11 09:00 | 2017-10-11 11:00 | 64.88 | 2017 | 6.18 | 2017-10-31
Spain | ESP | 2017-10-11 10:00 | 2017-10-11 12:00 | 63.22 | 2017 | 6.18 | 2017-10-31
Spain | ESP | 2017-10-11 11:00 | 2017-10-11 13:00 | 64.26 | 2017 | 6.18 | 2017-10-31
Spain | ESP | 2017-10-11 12:00 | 2017-10-11 14:00 | 61.84 | 2017 | 6.18 | 2017-10-31
Spain | ESP | 2017-10-11 13:00 | 2017-10-11 15:00 | 60.43 | 2017 | 6.18 | 2017-10-31
Spain | ESP | 2017-10-11 14:00 | 2017-10-11 16:00 | 60.43 | 2017 | 6.18 | 2017-10-31
Spain | ESP | 2017-10-11 15:00 | 2017-10-11 17:00 | 61.84 | 2017 | 6.18 | 2017-10-31
Spain | ESP | 2017-10-11 16:00 | 2017-10-11 18:00 | 65.74 | 2017 | 6.18 | 2017-10-31
Spain | ESP | 2017-10-11 17:00 | 2017-10-11 19:00 | 69 | 2017 | 6.18 | 2017-10-31
Spain | ESP | 2017-10-11 18:00 | 2017-10-11 20:00 | 70.09 | 2017 | 6.18 | 2017-10-31
Spain | ESP | 2017-10-11 19:00 | 2017-10-11 21:00 | 67.66 | 2017 | 6.18 | 2017-10-31
Spain | ESP | 2017-10-11 20:00 | 2017-10-11 22:00 | 62.62 | 2017 | 6.18 | 2017-10-31
Spain | ESP | 2017-10-11 21:00 | 2017-10-11 23:00 | 58.92 | 2017 | 6.18 | 2017-10-31
Spain | ESP | 2017-10-11 22:00 | 2017-10-12 | 64.05 | 2017 | 6.18 | 2017-10-31
Spain | ESP | 2017-10-11 23:00 | 2017-10-12 01:00 | 61.84 | 2017 | 6.18 | 2017-10-31
Spain | ESP | 2017-10-12 | 2017-10-12 02:00 | 56.12 | 2017 | 6.18 | 2017-10-31
Spain | ESP | 2017-10-12 01:00 | 2017-10-12 03:00 | 52.5 | 2017 | 6.18 | 2017-10-31
Spain | ESP | 2017-10-12 02:00 | 2017-10-12 04:00 | 50 | 2017 | 6.18 | 2017-10-31
Spain | ESP | 2017-10-12 03:00 | 2017-10-12 05:00 | 49.55 | 2017 | 6.18 | 2017-10-31
Spain | ESP | 2017-10-12 04:00 | 2017-10-12 06:00 | 54.54 | 2017 | 6.18 | 2017-10-31
Spain | ESP | 2017-10-12 05:00 | 2017-10-12 07:00 | 63.76 | 2017 | 6.18 | 2017-10-31
Spain | ESP | 2017-10-12 06:00 | 2017-10-12 08:00 | 62.65 | 2017 | 6.18 | 2017-10-31
Spain | ESP | 2017-10-12 07:00 | 2017-10-12 09:00 | 64.99 | 2017 | 6.18 | 2017-10-31
Spain | ESP | 2017-10-12 08:00 | 2017-10-12 10:00 | 64.05 | 2017 | 6.18 | 2017-10-31
Spain | ESP | 2017-10-12 09:00 | 2017-10-12 11:00 | 63 | 2017 | 6.18 | 2017-10-31
Spain | ESP | 2017-10-12 10:00 | 2017-10-12 12:00 | 59.14 | 2017 | 6.18 | 2017-10-31
Spain | ESP | 2017-10-12 11:00 | 2017-10-12 13:00 | 58 | 2017 | 6.18 | 2017-10-31
Spain | ESP | 2017-10-12 12:00 | 2017-10-12 14:00 | 57.29 | 2017 | 6.18 | 2017-10-31
Spain | ESP | 2017-10-12 13:00 | 2017-10-12 15:00 | 56.54 | 2017 | 6.18 | 2017-10-31
Spain | ESP | 2017-10-12 14:00 | 2017-10-12 16:00 | 55 | 2017 | 6.18 | 2017-10-31
Spain | ESP | 2017-10-12 15:00 | 2017-10-12 17:00 | 60.02 | 2017 | 6.18 | 2017-10-31
Spain | ESP | 2017-10-12 16:00 | 2017-10-12 18:00 | 64.05 | 2017 | 6.18 | 2017-10-31
Spain | ESP | 2017-10-12 17:00 | 2017-10-12 19:00 | 66.51 | 2017 | 6.18 | 2017-10-31
Spain | ESP | 2017-10-12 18:00 | 2017-10-12 20:00 | 69.02 | 2017 | 6.18 | 2017-10-31
Spain | ESP | 2017-10-12 19:00 | 2017-10-12 21:00 | 67.12 | 2017 | 6.18 | 2017-10-31
Spain | ESP | 2017-10-12 20:00 | 2017-10-12 22:00 | 63.14 | 2017 | 6.18 | 2017-10-31
Spain | ESP | 2017-10-12 21:00 | 2017-10-12 23:00 | 57.44 | 2017 | 6.18 | 2017-10-31
Spain | ESP | 2017-10-12 22:00 | 2017-10-13 | 62.65 | 2017 | 6.18 | 2017-10-31
Spain | ESP | 2017-10-12 23:00 | 2017-10-13 01:00 | 57.97 | 2017 | 6.18 | 2017-10-31
Spain | ESP | 2017-10-13 | 2017-10-13 02:00 | 54.04 | 2017 | 6.18 | 2017-10-31
Spain | ESP | 2017-10-13 01:00 | 2017-10-13 03:00 | 52.06 | 2017 | 6.18 | 2017-10-31
Spain | ESP | 2017-10-13 02:00 | 2017-10-13 04:00 | 51.61 | 2017 | 6.18 | 2017-10-31
Spain | ESP | 2017-10-13 03:00 | 2017-10-13 05:00 | 52.45 | 2017 | 6.18 | 2017-10-31
Spain | ESP | 2017-10-13 04:00 | 2017-10-13 06:00 | 59.27 | 2017 | 6.18 | 2017-10-31
Spain | ESP | 2017-10-13 05:00 | 2017-10-13 07:00 | 65.84 | 2017 | 6.18 | 2017-10-31
Spain | ESP | 2017-10-13 06:00 | 2017-10-13 08:00 | 67.19 | 2017 | 6.18 | 2017-10-31
Spain | ESP | 2017-10-13 07:00 | 2017-10-13 09:00 | 66.66 | 2017 | 6.18 | 2017-10-31
Spain | ESP | 2017-10-13 08:00 | 2017-10-13 10:00 | 65.66 | 2017 | 6.18 | 2017-10-31
Spain | ESP | 2017-10-13 09:00 | 2017-10-13 11:00 | 64.22 | 2017 | 6.18 | 2017-10-31
Spain | ESP | 2017-10-13 10:00 | 2017-10-13 12:00 | 63.14 | 2017 | 6.18 | 2017-10-31
Spain | ESP | 2017-10-13 11:00 | 2017-10-13 13:00 | 63.3 | 2017 | 6.18 | 2017-10-31
Spain | ESP | 2017-10-13 12:00 | 2017-10-13 14:00 | 62.65 | 2017 | 6.18 | 2017-10-31
Spain | ESP | 2017-10-13 13:00 | 2017-10-13 15:00 | 61.65 | 2017 | 6.18 | 2017-10-31
Spain | ESP | 2017-10-13 14:00 | 2017-10-13 16:00 | 60.69 | 2017 | 6.18 | 2017-10-31
Spain | ESP | 2017-10-13 15:00 | 2017-10-13 17:00 | 61.84 | 2017 | 6.18 | 2017-10-31
Spain | ESP | 2017-10-13 16:00 | 2017-10-13 18:00 | 62.58 | 2017 | 6.18 | 2017-10-31
Spain | ESP | 2017-10-13 17:00 | 2017-10-13 19:00 | 68.84 | 2017 | 6.18 | 2017-10-31
Spain | ESP | 2017-10-13 18:00 | 2017-10-13 20:00 | 68.69 | 2017 | 6.18 | 2017-10-31
Spain | ESP | 2017-10-13 19:00 | 2017-10-13 21:00 | 67.83 | 2017 | 6.18 | 2017-10-31
Spain | ESP | 2017-10-13 20:00 | 2017-10-13 22:00 | 63.55 | 2017 | 6.18 | 2017-10-31
Spain | ESP | 2017-10-13 21:00 | 2017-10-13 23:00 | 60.53 | 2017 | 6.18 | 2017-10-31
Spain | ESP | 2017-10-13 22:00 | 2017-10-14 | 64.46 | 2017 | 6.18 | 2017-10-31
Spain | ESP | 2017-10-13 23:00 | 2017-10-14 01:00 | 62.58 | 2017 | 6.18 | 2017-10-31
Spain | ESP | 2017-10-14 | 2017-10-14 02:00 | 60.43 | 2017 | 6.18 | 2017-10-31
Spain | ESP | 2017-10-14 01:00 | 2017-10-14 03:00 | 55.72 | 2017 | 6.18 | 2017-10-31
Spain | ESP | 2017-10-14 02:00 | 2017-10-14 04:00 | 54.12 | 2017 | 6.18 | 2017-10-31
Spain | ESP | 2017-10-14 03:00 | 2017-10-14 05:00 | 53.42 | 2017 | 6.18 | 2017-10-31
Spain | ESP | 2017-10-14 04:00 | 2017-10-14 06:00 | 54.12 | 2017 | 6.18 | 2017-10-31
Spain | ESP | 2017-10-14 05:00 | 2017-10-14 07:00 | 61.84 | 2017 | 6.18 | 2017-10-31
Spain | ESP | 2017-10-14 06:00 | 2017-10-14 08:00 | 61.84 | 2017 | 6.18 | 2017-10-31
Spain | ESP | 2017-10-14 07:00 | 2017-10-14 09:00 | 64.97 | 2017 | 6.18 | 2017-10-31
Spain | ESP | 2017-10-14 08:00 | 2017-10-14 10:00 | 65.26 | 2017 | 6.18 | 2017-10-31
Spain | ESP | 2017-10-14 09:00 | 2017-10-14 11:00 | 64.99 | 2017 | 6.18 | 2017-10-31
Spain | ESP | 2017-10-14 10:00 | 2017-10-14 12:00 | 63.76 | 2017 | 6.18 | 2017-10-31
Spain | ESP | 2017-10-14 11:00 | 2017-10-14 13:00 | 64.76 | 2017 | 6.18 | 2017-10-31
Spain | ESP | 2017-10-14 12:00 | 2017-10-14 14:00 | 62.58 | 2017 | 6.18 | 2017-10-31
Spain | ESP | 2017-10-14 13:00 | 2017-10-14 15:00 | 56.69 | 2017 | 6.18 | 2017-10-31
Spain | ESP | 2017-10-14 14:00 | 2017-10-14 16:00 | 53.79 | 2017 | 6.18 | 2017-10-31
Spain | ESP | 2017-10-14 15:00 | 2017-10-14 17:00 | 53.52 | 2017 | 6.18 | 2017-10-31
Spain | ESP | 2017-10-14 16:00 | 2017-10-14 18:00 | 57.67 | 2017 | 6.18 | 2017-10-31
Spain | ESP | 2017-10-14 17:00 | 2017-10-14 19:00 | 63.16 | 2017 | 6.18 | 2017-10-31
Spain | ESP | 2017-10-14 18:00 | 2017-10-14 20:00 | 67.16 | 2017 | 6.18 | 2017-10-31
Spain | ESP | 2017-10-14 19:00 | 2017-10-14 21:00 | 66.16 | 2017 | 6.18 | 2017-10-31
Spain | ESP | 2017-10-14 20:00 | 2017-10-14 22:00 | 58.07 | 2017 | 6.18 | 2017-10-31
Spain | ESP | 2017-10-14 21:00 | 2017-10-14 23:00 | 52.95 | 2017 | 6.18 | 2017-10-31
Spain | ESP | 2017-10-14 22:00 | 2017-10-15 | 60.43 | 2017 | 6.18 | 2017-10-31
Spain | ESP | 2017-10-14 23:00 | 2017-10-15 01:00 | 49.4 | 2017 | 6.18 | 2017-10-31
Spain | ESP | 2017-10-15 | 2017-10-15 02:00 | 48.72 | 2017 | 6.18 | 2017-10-31
Spain | ESP | 2017-10-15 01:00 | 2017-10-15 03:00 | 48.32 | 2017 | 6.18 | 2017-10-31
Spain | ESP | 2017-10-15 02:00 | 2017-10-15 04:00 | 47.65 | 2017 | 6.18 | 2017-10-31
Spain | ESP | 2017-10-15 03:00 | 2017-10-15 05:00 | 47.04 | 2017 | 6.18 | 2017-10-31
Spain | ESP | 2017-10-15 04:00 | 2017-10-15 06:00 | 47.14 | 2017 | 6.18 | 2017-10-31
Spain | ESP | 2017-10-15 05:00 | 2017-10-15 07:00 | 47.94 | 2017 | 6.18 | 2017-10-31
Spain | ESP | 2017-10-15 06:00 | 2017-10-15 08:00 | 48.05 | 2017 | 6.18 | 2017-10-31
Spain | ESP | 2017-10-15 07:00 | 2017-10-15 09:00 | 49.22 | 2017 | 6.18 | 2017-10-31
Spain | ESP | 2017-10-15 08:00 | 2017-10-15 10:00 | 57.12 | 2017 | 6.18 | 2017-10-31
Spain | ESP | 2017-10-15 09:00 | 2017-10-15 11:00 | 57.07 | 2017 | 6.18 | 2017-10-31
Spain | ESP | 2017-10-15 10:00 | 2017-10-15 12:00 | 52.4 | 2017 | 6.18 | 2017-10-31
Spain | ESP | 2017-10-15 11:00 | 2017-10-15 13:00 | 51.81 | 2017 | 6.18 | 2017-10-31
Spain | ESP | 2017-10-15 12:00 | 2017-10-15 14:00 | 49 | 2017 | 6.18 | 2017-10-31
Spain | ESP | 2017-10-15 13:00 | 2017-10-15 15:00 | 46.65 | 2017 | 6.18 | 2017-10-31
Spain | ESP | 2017-10-15 14:00 | 2017-10-15 16:00 | 45.04 | 2017 | 6.18 | 2017-10-31
Spain | ESP | 2017-10-15 15:00 | 2017-10-15 17:00 | 43.74 | 2017 | 6.18 | 2017-10-31
Spain | ESP | 2017-10-15 16:00 | 2017-10-15 18:00 | 45.05 | 2017 | 6.18 | 2017-10-31
Spain | ESP | 2017-10-15 17:00 | 2017-10-15 19:00 | 50 | 2017 | 6.18 | 2017-10-31
Spain | ESP | 2017-10-15 18:00 | 2017-10-15 20:00 | 60.53 | 2017 | 6.18 | 2017-10-31
Spain | ESP | 2017-10-15 19:00 | 2017-10-15 21:00 | 61.84 | 2017 | 6.18 | 2017-10-31
Spain | ESP | 2017-10-15 20:00 | 2017-10-15 22:00 | 50.55 | 2017 | 6.18 | 2017-10-31
Spain | ESP | 2017-10-15 21:00 | 2017-10-15 23:00 | 47.23 | 2017 | 6.18 | 2017-10-31
Spain | ESP | 2017-10-15 22:00 | 2017-10-16 | 38.09 | 2017 | 6.18 | 2017-10-31
Spain | ESP | 2017-10-15 23:00 | 2017-10-16 01:00 | 30 | 2017 | 6.18 | 2017-10-31
Spain | ESP | 2017-10-16 | 2017-10-16 02:00 | 24.47 | 2017 | 6.18 | 2017-10-31
Spain | ESP | 2017-10-16 01:00 | 2017-10-16 03:00 | 24.88 | 2017 | 6.18 | 2017-10-31
Spain | ESP | 2017-10-16 02:00 | 2017-10-16 04:00 | 23.85 | 2017 | 6.18 | 2017-10-31
Spain | ESP | 2017-10-16 03:00 | 2017-10-16 05:00 | 29.5 | 2017 | 6.18 | 2017-10-31
Spain | ESP | 2017-10-16 04:00 | 2017-10-16 06:00 | 42 | 2017 | 6.18 | 2017-10-31
Spain | ESP | 2017-10-16 05:00 | 2017-10-16 07:00 | 55.73 | 2017 | 6.18 | 2017-10-31
Spain | ESP | 2017-10-16 06:00 | 2017-10-16 08:00 | 64.05 | 2017 | 6.18 | 2017-10-31
Spain | ESP | 2017-10-16 07:00 | 2017-10-16 09:00 | 64.96 | 2017 | 6.18 | 2017-10-31
Spain | ESP | 2017-10-16 08:00 | 2017-10-16 10:00 | 64.05 | 2017 | 6.18 | 2017-10-31
Spain | ESP | 2017-10-16 09:00 | 2017-10-16 11:00 | 63.88 | 2017 | 6.18 | 2017-10-31
Spain | ESP | 2017-10-16 10:00 | 2017-10-16 12:00 | 64.05 | 2017 | 6.18 | 2017-10-31
Spain | ESP | 2017-10-16 11:00 | 2017-10-16 13:00 | 64.4 | 2017 | 6.18 | 2017-10-31
Spain | ESP | 2017-10-16 12:00 | 2017-10-16 14:00 | 64.05 | 2017 | 6.18 | 2017-10-31
Spain | ESP | 2017-10-16 13:00 | 2017-10-16 15:00 | 63.5 | 2017 | 6.18 | 2017-10-31
Spain | ESP | 2017-10-16 14:00 | 2017-10-16 16:00 | 62.65 | 2017 | 6.18 | 2017-10-31
Spain | ESP | 2017-10-16 15:00 | 2017-10-16 17:00 | 63.55 | 2017 | 6.18 | 2017-10-31
Spain | ESP | 2017-10-16 16:00 | 2017-10-16 18:00 | 64.05 | 2017 | 6.18 | 2017-10-31
Spain | ESP | 2017-10-16 17:00 | 2017-10-16 19:00 | 67 | 2017 | 6.18 | 2017-10-31
Spain | ESP | 2017-10-16 18:00 | 2017-10-16 20:00 | 68.71 | 2017 | 6.18 | 2017-10-31
Spain | ESP | 2017-10-16 19:00 | 2017-10-16 21:00 | 68.12 | 2017 | 6.18 | 2017-10-31
Spain | ESP | 2017-10-16 20:00 | 2017-10-16 22:00 | 64.43 | 2017 | 6.18 | 2017-10-31
Spain | ESP | 2017-10-16 21:00 | 2017-10-16 23:00 | 60.16 | 2017 | 6.18 | 2017-10-31
Spain | ESP | 2017-10-16 22:00 | 2017-10-17 | 48.8 | 2017 | 6.18 | 2017-10-31
Spain | ESP | 2017-10-16 23:00 | 2017-10-17 01:00 | 46.76 | 2017 | 6.18 | 2017-10-31
Spain | ESP | 2017-10-17 | 2017-10-17 02:00 | 46.73 | 2017 | 6.18 | 2017-10-31
Spain | ESP | 2017-10-17 01:00 | 2017-10-17 03:00 | 45.82 | 2017 | 6.18 | 2017-10-31
Spain | ESP | 2017-10-17 02:00 | 2017-10-17 04:00 | 45.49 | 2017 | 6.18 | 2017-10-31
Spain | ESP | 2017-10-17 03:00 | 2017-10-17 05:00 | 45.77 | 2017 | 6.18 | 2017-10-31
Spain | ESP | 2017-10-17 04:00 | 2017-10-17 06:00 | 53.47 | 2017 | 6.18 | 2017-10-31
Spain | ESP | 2017-10-17 05:00 | 2017-10-17 07:00 | 65.04 | 2017 | 6.18 | 2017-10-31
Spain | ESP | 2017-10-17 06:00 | 2017-10-17 08:00 | 67.48 | 2017 | 6.18 | 2017-10-31
Spain | ESP | 2017-10-17 07:00 | 2017-10-17 09:00 | 66 | 2017 | 6.18 | 2017-10-31
Spain | ESP | 2017-10-17 08:00 | 2017-10-17 10:00 | 65.04 | 2017 | 6.18 | 2017-10-31
Spain | ESP | 2017-10-17 09:00 | 2017-10-17 11:00 | 65.04 | 2017 | 6.18 | 2017-10-31
Spain | ESP | 2017-10-17 10:00 | 2017-10-17 12:00 | 63.98 | 2017 | 6.18 | 2017-10-31
Spain | ESP | 2017-10-17 11:00 | 2017-10-17 13:00 | 64.05 | 2017 | 6.18 | 2017-10-31
Spain | ESP | 2017-10-17 12:00 | 2017-10-17 14:00 | 63.22 | 2017 | 6.18 | 2017-10-31
Spain | ESP | 2017-10-17 13:00 | 2017-10-17 15:00 | 58.6 | 2017 | 6.18 | 2017-10-31
Spain | ESP | 2017-10-17 14:00 | 2017-10-17 16:00 | 59 | 2017 | 6.18 | 2017-10-31
Spain | ESP | 2017-10-17 15:00 | 2017-10-17 17:00 | 62 | 2017 | 6.18 | 2017-10-31
Spain | ESP | 2017-10-17 16:00 | 2017-10-17 18:00 | 65.04 | 2017 | 6.18 | 2017-10-31
Spain | ESP | 2017-10-17 17:00 | 2017-10-17 19:00 | 65.66 | 2017 | 6.18 | 2017-10-31
Spain | ESP | 2017-10-17 18:00 | 2017-10-17 20:00 | 68.71 | 2017 | 6.18 | 2017-10-31
Spain | ESP | 2017-10-17 19:00 | 2017-10-17 21:00 | 64.05 | 2017 | 6.18 | 2017-10-31
Spain | ESP | 2017-10-17 20:00 | 2017-10-17 22:00 | 55.13 | 2017 | 6.18 | 2017-10-31
Spain | ESP | 2017-10-17 21:00 | 2017-10-17 23:00 | 51.07 | 2017 | 6.18 | 2017-10-31
Spain | ESP | 2017-10-17 22:00 | 2017-10-18 | 46.31 | 2017 | 6.18 | 2017-10-31
Spain | ESP | 2017-10-17 23:00 | 2017-10-18 01:00 | 45.05 | 2017 | 6.18 | 2017-10-31
Spain | ESP | 2017-10-18 | 2017-10-18 02:00 | 45.49 | 2017 | 6.18 | 2017-10-31
Spain | ESP | 2017-10-18 01:00 | 2017-10-18 03:00 | 45.36 | 2017 | 6.18 | 2017-10-31
Spain | ESP | 2017-10-18 02:00 | 2017-10-18 04:00 | 45.33 | 2017 | 6.18 | 2017-10-31
Spain | ESP | 2017-10-18 03:00 | 2017-10-18 05:00 | 45.56 | 2017 | 6.18 | 2017-10-31
Spain | ESP | 2017-10-18 04:00 | 2017-10-18 06:00 | 49.87 | 2017 | 6.18 | 2017-10-31
Spain | ESP | 2017-10-18 05:00 | 2017-10-18 07:00 | 61.15 | 2017 | 6.18 | 2017-10-31
Spain | ESP | 2017-10-18 06:00 | 2017-10-18 08:00 | 64.32 | 2017 | 6.18 | 2017-10-31
Spain | ESP | 2017-10-18 07:00 | 2017-10-18 09:00 | 65.54 | 2017 | 6.18 | 2017-10-31
Spain | ESP | 2017-10-18 08:00 | 2017-10-18 10:00 | 65.04 | 2017 | 6.18 | 2017-10-31
Spain | ESP | 2017-10-18 09:00 | 2017-10-18 11:00 | 63.43 | 2017 | 6.18 | 2017-10-31
Spain | ESP | 2017-10-18 10:00 | 2017-10-18 12:00 | 61.84 | 2017 | 6.18 | 2017-10-31
Spain | ESP | 2017-10-18 11:00 | 2017-10-18 13:00 | 61.97 | 2017 | 6.18 | 2017-10-31
Spain | ESP | 2017-10-18 12:00 | 2017-10-18 14:00 | 61.99 | 2017 | 6.18 | 2017-10-31
Spain | ESP | 2017-10-18 13:00 | 2017-10-18 15:00 | 60.43 | 2017 | 6.18 | 2017-10-31
Spain | ESP | 2017-10-18 14:00 | 2017-10-18 16:00 | 62.65 | 2017 | 6.18 | 2017-10-31
Spain | ESP | 2017-10-18 15:00 | 2017-10-18 17:00 | 65.66 | 2017 | 6.18 | 2017-10-31
Spain | ESP | 2017-10-18 16:00 | 2017-10-18 18:00 | 67.66 | 2017 | 6.18 | 2017-10-31
Spain | ESP | 2017-10-18 17:00 | 2017-10-18 19:00 | 68.75 | 2017 | 6.18 | 2017-10-31
Spain | ESP | 2017-10-18 18:00 | 2017-10-18 20:00 | 67.03 | 2017 | 6.18 | 2017-10-31
Spain | ESP | 2017-10-18 19:00 | 2017-10-18 21:00 | 65.66 | 2017 | 6.18 | 2017-10-31
Spain | ESP | 2017-10-18 20:00 | 2017-10-18 22:00 | 61.84 | 2017 | 6.18 | 2017-10-31
Spain | ESP | 2017-10-18 21:00 | 2017-10-18 23:00 | 58.88 | 2017 | 6.18 | 2017-10-31
Spain | ESP | 2017-10-18 22:00 | 2017-10-19 | 62.58 | 2017 | 6.18 | 2017-10-31
Spain | ESP | 2017-10-18 23:00 | 2017-10-19 01:00 | 62.28 | 2017 | 6.18 | 2017-10-31
Spain | ESP | 2017-10-19 | 2017-10-19 02:00 | 60.19 | 2017 | 6.18 | 2017-10-31
Spain | ESP | 2017-10-19 01:00 | 2017-10-19 03:00 | 57.88 | 2017 | 6.18 | 2017-10-31
Spain | ESP | 2017-10-19 02:00 | 2017-10-19 04:00 | 56 | 2017 | 6.18 | 2017-10-31
Spain | ESP | 2017-10-19 03:00 | 2017-10-19 05:00 | 56 | 2017 | 6.18 | 2017-10-31
Spain | ESP | 2017-10-19 04:00 | 2017-10-19 06:00 | 61.84 | 2017 | 6.18 | 2017-10-31
Spain | ESP | 2017-10-19 05:00 | 2017-10-19 07:00 | 67.66 | 2017 | 6.18 | 2017-10-31
Spain | ESP | 2017-10-19 06:00 | 2017-10-19 08:00 | 68.54 | 2017 | 6.18 | 2017-10-31
Spain | ESP | 2017-10-19 07:00 | 2017-10-19 09:00 | 68.12 | 2017 | 6.18 | 2017-10-31
Spain | ESP | 2017-10-19 08:00 | 2017-10-19 10:00 | 67.01 | 2017 | 6.18 | 2017-10-31
Spain | ESP | 2017-10-19 09:00 | 2017-10-19 11:00 | 67.66 | 2017 | 6.18 | 2017-10-31
Spain | ESP | 2017-10-19 10:00 | 2017-10-19 12:00 | 62.58 | 2017 | 6.18 | 2017-10-31
Spain | ESP | 2017-10-19 11:00 | 2017-10-19 13:00 | 61.04 | 2017 | 6.18 | 2017-10-31
Spain | ESP | 2017-10-19 12:00 | 2017-10-19 14:00 | 59.92 | 2017 | 6.18 | 2017-10-31
Spain | ESP | 2017-10-19 13:00 | 2017-10-19 15:00 | 56.45 | 2017 | 6.18 | 2017-10-31
Spain | ESP | 2017-10-19 14:00 | 2017-10-19 16:00 | 54.03 | 2017 | 6.18 | 2017-10-31
Spain | ESP | 2017-10-19 15:00 | 2017-10-19 17:00 | 58.01 | 2017 | 6.18 | 2017-10-31
Spain | ESP | 2017-10-19 16:00 | 2017-10-19 18:00 | 61.84 | 2017 | 6.18 | 2017-10-31
Spain | ESP | 2017-10-19 17:00 | 2017-10-19 19:00 | 62.58 | 2017 | 6.18 | 2017-10-31
Spain | ESP | 2017-10-19 18:00 | 2017-10-19 20:00 | 68.12 | 2017 | 6.18 | 2017-10-31
Spain | ESP | 2017-10-19 19:00 | 2017-10-19 21:00 | 62.65 | 2017 | 6.18 | 2017-10-31
Spain | ESP | 2017-10-19 20:00 | 2017-10-19 22:00 | 58 | 2017 | 6.18 | 2017-10-31
Spain | ESP | 2017-10-19 21:00 | 2017-10-19 23:00 | 51.87 | 2017 | 6.18 | 2017-10-31
Spain | ESP | 2017-10-19 22:00 | 2017-10-20 | 48.65 | 2017 | 6.18 | 2017-10-31
Spain | ESP | 2017-10-19 23:00 | 2017-10-20 01:00 | 46.85 | 2017 | 6.18 | 2017-10-31
Spain | ESP | 2017-10-20 | 2017-10-20 02:00 | 46.74 | 2017 | 6.18 | 2017-10-31
Spain | ESP | 2017-10-20 01:00 | 2017-10-20 03:00 | 46.69 | 2017 | 6.18 | 2017-10-31
Spain | ESP | 2017-10-20 02:00 | 2017-10-20 04:00 | 46.69 | 2017 | 6.18 | 2017-10-31
Spain | ESP | 2017-10-20 03:00 | 2017-10-20 05:00 | 46.7 | 2017 | 6.18 | 2017-10-31
Spain | ESP | 2017-10-20 04:00 | 2017-10-20 06:00 | 48.65 | 2017 | 6.18 | 2017-10-31
Spain | ESP | 2017-10-20 05:00 | 2017-10-20 07:00 | 61.15 | 2017 | 6.18 | 2017-10-31
Spain | ESP | 2017-10-20 06:00 | 2017-10-20 08:00 | 62.69 | 2017 | 6.18 | 2017-10-31
Spain | ESP | 2017-10-20 07:00 | 2017-10-20 09:00 | 64.05 | 2017 | 6.18 | 2017-10-31
Spain | ESP | 2017-10-20 08:00 | 2017-10-20 10:00 | 63.94 | 2017 | 6.18 | 2017-10-31
Spain | ESP | 2017-10-20 09:00 | 2017-10-20 11:00 | 62.1 | 2017 | 6.18 | 2017-10-31
Spain | ESP | 2017-10-20 10:00 | 2017-10-20 12:00 | 60.39 | 2017 | 6.18 | 2017-10-31
Spain | ESP | 2017-10-20 11:00 | 2017-10-20 13:00 | 59 | 2017 | 6.18 | 2017-10-31
Spain | ESP | 2017-10-20 12:00 | 2017-10-20 14:00 | 56.98 | 2017 | 6.18 | 2017-10-31
Spain | ESP | 2017-10-20 13:00 | 2017-10-20 15:00 | 54.19 | 2017 | 6.18 | 2017-10-31
Spain | ESP | 2017-10-20 14:00 | 2017-10-20 16:00 | 53.26 | 2017 | 6.18 | 2017-10-31
Spain | ESP | 2017-10-20 15:00 | 2017-10-20 17:00 | 53.7 | 2017 | 6.18 | 2017-10-31
Spain | ESP | 2017-10-20 16:00 | 2017-10-20 18:00 | 60.53 | 2017 | 6.18 | 2017-10-31
Spain | ESP | 2017-10-20 17:00 | 2017-10-20 19:00 | 64.69 | 2017 | 6.18 | 2017-10-31
Spain | ESP | 2017-10-20 18:00 | 2017-10-20 20:00 | 64.5 | 2017 | 6.18 | 2017-10-31
Spain | ESP | 2017-10-20 19:00 | 2017-10-20 21:00 | 59.33 | 2017 | 6.18 | 2017-10-31
Spain | ESP | 2017-10-20 20:00 | 2017-10-20 22:00 | 53.69 | 2017 | 6.18 | 2017-10-31
Spain | ESP | 2017-10-20 21:00 | 2017-10-20 23:00 | 46.86 | 2017 | 6.18 | 2017-10-31
Spain | ESP | 2017-10-20 22:00 | 2017-10-21 | 50.35 | 2017 | 6.18 | 2017-10-31
Spain | ESP | 2017-10-20 23:00 | 2017-10-21 01:00 | 47.86 | 2017 | 6.18 | 2017-10-31
Spain | ESP | 2017-10-21 | 2017-10-21 02:00 | 47 | 2017 | 6.18 | 2017-10-31
Spain | ESP | 2017-10-21 01:00 | 2017-10-21 03:00 | 47.09 | 2017 | 6.18 | 2017-10-31
Spain | ESP | 2017-10-21 02:00 | 2017-10-21 04:00 | 47.08 | 2017 | 6.18 | 2017-10-31
Spain | ESP | 2017-10-21 03:00 | 2017-10-21 05:00 | 47.09 | 2017 | 6.18 | 2017-10-31
Spain | ESP | 2017-10-21 04:00 | 2017-10-21 06:00 | 47.1 | 2017 | 6.18 | 2017-10-31
Spain | ESP | 2017-10-21 05:00 | 2017-10-21 07:00 | 47.86 | 2017 | 6.18 | 2017-10-31
Spain | ESP | 2017-10-21 06:00 | 2017-10-21 08:00 | 50.16 | 2017 | 6.18 | 2017-10-31
Spain | ESP | 2017-10-21 07:00 | 2017-10-21 09:00 | 59.4 | 2017 | 6.18 | 2017-10-31
Spain | ESP | 2017-10-21 08:00 | 2017-10-21 10:00 | 61.68 | 2017 | 6.18 | 2017-10-31
Spain | ESP | 2017-10-21 09:00 | 2017-10-21 11:00 | 61.6 | 2017 | 6.18 | 2017-10-31
Spain | ESP | 2017-10-21 10:00 | 2017-10-21 12:00 | 61 | 2017 | 6.18 | 2017-10-31
Spain | ESP | 2017-10-21 11:00 | 2017-10-21 13:00 | 60.49 | 2017 | 6.18 | 2017-10-31
Spain | ESP | 2017-10-21 12:00 | 2017-10-21 14:00 | 54.9 | 2017 | 6.18 | 2017-10-31
Spain | ESP | 2017-10-21 13:00 | 2017-10-21 15:00 | 49 | 2017 | 6.18 | 2017-10-31
Spain | ESP | 2017-10-21 14:00 | 2017-10-21 16:00 | 47.09 | 2017 | 6.18 | 2017-10-31
Spain | ESP | 2017-10-21 15:00 | 2017-10-21 17:00 | 47.22 | 2017 | 6.18 | 2017-10-31
Spain | ESP | 2017-10-21 16:00 | 2017-10-21 18:00 | 50.01 | 2017 | 6.18 | 2017-10-31
Spain | ESP | 2017-10-21 17:00 | 2017-10-21 19:00 | 58.09 | 2017 | 6.18 | 2017-10-31
Spain | ESP | 2017-10-21 18:00 | 2017-10-21 20:00 | 62.65 | 2017 | 6.18 | 2017-10-31
Spain | ESP | 2017-10-21 19:00 | 2017-10-21 21:00 | 62.58 | 2017 | 6.18 | 2017-10-31
Spain | ESP | 2017-10-21 20:00 | 2017-10-21 22:00 | 57.07 | 2017 | 6.18 | 2017-10-31
Spain | ESP | 2017-10-21 21:00 | 2017-10-21 23:00 | 54.84 | 2017 | 6.18 | 2017-10-31
Spain | ESP | 2017-10-21 22:00 | 2017-10-22 | 49.8 | 2017 | 6.18 | 2017-10-31
Spain | ESP | 2017-10-21 23:00 | 2017-10-22 01:00 | 47.87 | 2017 | 6.18 | 2017-10-31
Spain | ESP | 2017-10-22 | 2017-10-22 02:00 | 47.67 | 2017 | 6.18 | 2017-10-31
Spain | ESP | 2017-10-22 01:00 | 2017-10-22 03:00 | 47.77 | 2017 | 6.18 | 2017-10-31
Spain | ESP | 2017-10-22 02:00 | 2017-10-22 04:00 | 47.59 | 2017 | 6.18 | 2017-10-31
Spain | ESP | 2017-10-22 03:00 | 2017-10-22 05:00 | 47.59 | 2017 | 6.18 | 2017-10-31
Spain | ESP | 2017-10-22 04:00 | 2017-10-22 06:00 | 47.59 | 2017 | 6.18 | 2017-10-31
Spain | ESP | 2017-10-22 05:00 | 2017-10-22 07:00 | 47.09 | 2017 | 6.18 | 2017-10-31
Spain | ESP | 2017-10-22 06:00 | 2017-10-22 08:00 | 47.59 | 2017 | 6.18 | 2017-10-31
Spain | ESP | 2017-10-22 07:00 | 2017-10-22 09:00 | 49.32 | 2017 | 6.18 | 2017-10-31
Spain | ESP | 2017-10-22 08:00 | 2017-10-22 10:00 | 56 | 2017 | 6.18 | 2017-10-31
Spain | ESP | 2017-10-22 09:00 | 2017-10-22 11:00 | 56 | 2017 | 6.18 | 2017-10-31
Spain | ESP | 2017-10-22 10:00 | 2017-10-22 12:00 | 56.15 | 2017 | 6.18 | 2017-10-31
Spain | ESP | 2017-10-22 11:00 | 2017-10-22 13:00 | 57.97 | 2017 | 6.18 | 2017-10-31
Spain | ESP | 2017-10-22 12:00 | 2017-10-22 14:00 | 55.15 | 2017 | 6.18 | 2017-10-31
Spain | ESP | 2017-10-22 13:00 | 2017-10-22 15:00 | 48.76 | 2017 | 6.18 | 2017-10-31
Spain | ESP | 2017-10-22 14:00 | 2017-10-22 16:00 | 47.86 | 2017 | 6.18 | 2017-10-31
Spain | ESP | 2017-10-22 15:00 | 2017-10-22 17:00 | 47.97 | 2017 | 6.18 | 2017-10-31
Spain | ESP | 2017-10-22 16:00 | 2017-10-22 18:00 | 50.01 | 2017 | 6.18 | 2017-10-31
Spain | ESP | 2017-10-22 17:00 | 2017-10-22 19:00 | 62.82 | 2017 | 6.18 | 2017-10-31
Spain | ESP | 2017-10-22 18:00 | 2017-10-22 20:00 | 66.85 | 2017 | 6.18 | 2017-10-31
Spain | ESP | 2017-10-22 19:00 | 2017-10-22 21:00 | 68.05 | 2017 | 6.18 | 2017-10-31
Spain | ESP | 2017-10-22 20:00 | 2017-10-22 22:00 | 63.69 | 2017 | 6.18 | 2017-10-31
Spain | ESP | 2017-10-22 21:00 | 2017-10-22 23:00 | 61.65 | 2017 | 6.18 | 2017-10-31
Spain | ESP | 2017-10-22 22:00 | 2017-10-23 | 55.1 | 2017 | 6.18 | 2017-10-31
Spain | ESP | 2017-10-22 23:00 | 2017-10-23 01:00 | 50.25 | 2017 | 6.18 | 2017-10-31
Spain | ESP | 2017-10-23 | 2017-10-23 02:00 | 49.89 | 2017 | 6.18 | 2017-10-31
Spain | ESP | 2017-10-23 01:00 | 2017-10-23 03:00 | 49.79 | 2017 | 6.18 | 2017-10-31
Spain | ESP | 2017-10-23 02:00 | 2017-10-23 04:00 | 49.79 | 2017 | 6.18 | 2017-10-31
Spain | ESP | 2017-10-23 03:00 | 2017-10-23 05:00 | 50.01 | 2017 | 6.18 | 2017-10-31
Spain | ESP | 2017-10-23 04:00 | 2017-10-23 06:00 | 56.15 | 2017 | 6.18 | 2017-10-31
Spain | ESP | 2017-10-23 05:00 | 2017-10-23 07:00 | 66.02 | 2017 | 6.18 | 2017-10-31
Spain | ESP | 2017-10-23 06:00 | 2017-10-23 08:00 | 68 | 2017 | 6.18 | 2017-10-31
Spain | ESP | 2017-10-23 07:00 | 2017-10-23 09:00 | 69.26 | 2017 | 6.18 | 2017-10-31
Spain | ESP | 2017-10-23 08:00 | 2017-10-23 10:00 | 67.89 | 2017 | 6.18 | 2017-10-31
Spain | ESP | 2017-10-23 09:00 | 2017-10-23 11:00 | 67.89 | 2017 | 6.18 | 2017-10-31
Spain | ESP | 2017-10-23 10:00 | 2017-10-23 12:00 | 66.02 | 2017 | 6.18 | 2017-10-31
Spain | ESP | 2017-10-23 11:00 | 2017-10-23 13:00 | 65.28 | 2017 | 6.18 | 2017-10-31
Spain | ESP | 2017-10-23 12:00 | 2017-10-23 14:00 | 62.58 | 2017 | 6.18 | 2017-10-31
Spain | ESP | 2017-10-23 13:00 | 2017-10-23 15:00 | 60.53 | 2017 | 6.18 | 2017-10-31
Spain | ESP | 2017-10-23 14:00 | 2017-10-23 16:00 | 60.43 | 2017 | 6.18 | 2017-10-31
Spain | ESP | 2017-10-23 15:00 | 2017-10-23 17:00 | 61.84 | 2017 | 6.18 | 2017-10-31
Spain | ESP | 2017-10-23 16:00 | 2017-10-23 18:00 | 67.05 | 2017 | 6.18 | 2017-10-31
Spain | ESP | 2017-10-23 17:00 | 2017-10-23 19:00 | 71.42 | 2017 | 6.18 | 2017-10-31
Spain | ESP | 2017-10-23 18:00 | 2017-10-23 20:00 | 69.66 | 2017 | 6.18 | 2017-10-31
Spain | ESP | 2017-10-23 19:00 | 2017-10-23 21:00 | 68.59 | 2017 | 6.18 | 2017-10-31
Spain | ESP | 2017-10-23 20:00 | 2017-10-23 22:00 | 67.05 | 2017 | 6.18 | 2017-10-31
Spain | ESP | 2017-10-23 21:00 | 2017-10-23 23:00 | 61.4 | 2017 | 6.18 | 2017-10-31
Spain | ESP | 2017-10-23 22:00 | 2017-10-24 | 58.59 | 2017 | 6.18 | 2017-10-31
Spain | ESP | 2017-10-23 23:00 | 2017-10-24 01:00 | 51.92 | 2017 | 6.18 | 2017-10-31
Spain | ESP | 2017-10-24 | 2017-10-24 02:00 | 49.99 | 2017 | 6.18 | 2017-10-31
Spain | ESP | 2017-10-24 01:00 | 2017-10-24 03:00 | 49.75 | 2017 | 6.18 | 2017-10-31
Spain | ESP | 2017-10-24 02:00 | 2017-10-24 04:00 | 49.69 | 2017 | 6.18 | 2017-10-31
Spain | ESP | 2017-10-24 03:00 | 2017-10-24 05:00 | 49.69 | 2017 | 6.18 | 2017-10-31
Spain | ESP | 2017-10-24 04:00 | 2017-10-24 06:00 | 51.41 | 2017 | 6.18 | 2017-10-31
Spain | ESP | 2017-10-24 05:00 | 2017-10-24 07:00 | 66.87 | 2017 | 6.18 | 2017-10-31
Spain | ESP | 2017-10-24 06:00 | 2017-10-24 08:00 | 67.56 | 2017 | 6.18 | 2017-10-31
Spain | ESP | 2017-10-24 07:00 | 2017-10-24 09:00 | 68.11 | 2017 | 6.18 | 2017-10-31
Spain | ESP | 2017-10-24 08:00 | 2017-10-24 10:00 | 66.66 | 2017 | 6.18 | 2017-10-31
Spain | ESP | 2017-10-24 09:00 | 2017-10-24 11:00 | 66.12 | 2017 | 6.18 | 2017-10-31
Spain | ESP | 2017-10-24 10:00 | 2017-10-24 12:00 | 63.5 | 2017 | 6.18 | 2017-10-31
Spain | ESP | 2017-10-24 11:00 | 2017-10-24 13:00 | 64.3 | 2017 | 6.18 | 2017-10-31
Spain | ESP | 2017-10-24 12:00 | 2017-10-24 14:00 | 62.62 | 2017 | 6.18 | 2017-10-31
Spain | ESP | 2017-10-24 13:00 | 2017-10-24 15:00 | 61.84 | 2017 | 6.18 | 2017-10-31
Spain | ESP | 2017-10-24 14:00 | 2017-10-24 16:00 | 60.53 | 2017 | 6.18 | 2017-10-31
Spain | ESP | 2017-10-24 15:00 | 2017-10-24 17:00 | 61.8 | 2017 | 6.18 | 2017-10-31
Spain | ESP | 2017-10-24 16:00 | 2017-10-24 18:00 | 67.47 | 2017 | 6.18 | 2017-10-31
Spain | ESP | 2017-10-24 17:00 | 2017-10-24 19:00 | 70.22 | 2017 | 6.18 | 2017-10-31
Spain | ESP | 2017-10-24 18:00 | 2017-10-24 20:00 | 69.99 | 2017 | 6.18 | 2017-10-31
Spain | ESP | 2017-10-24 19:00 | 2017-10-24 21:00 | 68.76 | 2017 | 6.18 | 2017-10-31
Spain | ESP | 2017-10-24 20:00 | 2017-10-24 22:00 | 65.62 | 2017 | 6.18 | 2017-10-31
Spain | ESP | 2017-10-24 21:00 | 2017-10-24 23:00 | 60.53 | 2017 | 6.18 | 2017-10-31
Spain | ESP | 2017-10-24 22:00 | 2017-10-25 | 62.62 | 2017 | 6.18 | 2017-10-31
Spain | ESP | 2017-10-24 23:00 | 2017-10-25 01:00 | 56 | 2017 | 6.18 | 2017-10-31
Spain | ESP | 2017-10-25 | 2017-10-25 02:00 | 51.97 | 2017 | 6.18 | 2017-10-31
Spain | ESP | 2017-10-25 01:00 | 2017-10-25 03:00 | 50.54 | 2017 | 6.18 | 2017-10-31
Spain | ESP | 2017-10-25 02:00 | 2017-10-25 04:00 | 50.25 | 2017 | 6.18 | 2017-10-31
Spain | ESP | 2017-10-25 03:00 | 2017-10-25 05:00 | 51.26 | 2017 | 6.18 | 2017-10-31
Spain | ESP | 2017-10-25 04:00 | 2017-10-25 06:00 | 55.7 | 2017 | 6.18 | 2017-10-31
Spain | ESP | 2017-10-25 05:00 | 2017-10-25 07:00 | 67.95 | 2017 | 6.18 | 2017-10-31
Spain | ESP | 2017-10-25 06:00 | 2017-10-25 08:00 | 68.93 | 2017 | 6.18 | 2017-10-31
Spain | ESP | 2017-10-25 07:00 | 2017-10-25 09:00 | 69.2 | 2017 | 6.18 | 2017-10-31
Spain | ESP | 2017-10-25 08:00 | 2017-10-25 10:00 | 68.04 | 2017 | 6.18 | 2017-10-31
Spain | ESP | 2017-10-25 09:00 | 2017-10-25 11:00 | 67.05 | 2017 | 6.18 | 2017-10-31
Spain | ESP | 2017-10-25 10:00 | 2017-10-25 12:00 | 63.59 | 2017 | 6.18 | 2017-10-31
Spain | ESP | 2017-10-25 11:00 | 2017-10-25 13:00 | 64 | 2017 | 6.18 | 2017-10-31
Spain | ESP | 2017-10-25 12:00 | 2017-10-25 14:00 | 63.49 | 2017 | 6.18 | 2017-10-31
Spain | ESP | 2017-10-25 13:00 | 2017-10-25 15:00 | 64.05 | 2017 | 6.18 | 2017-10-31
Spain | ESP | 2017-10-25 14:00 | 2017-10-25 16:00 | 64.36 | 2017 | 6.18 | 2017-10-31
Spain | ESP | 2017-10-25 15:00 | 2017-10-25 17:00 | 63.27 | 2017 | 6.18 | 2017-10-31
Spain | ESP | 2017-10-25 16:00 | 2017-10-25 18:00 | 68.19 | 2017 | 6.18 | 2017-10-31
Spain | ESP | 2017-10-25 17:00 | 2017-10-25 19:00 | 69.32 | 2017 | 6.18 | 2017-10-31
Spain | ESP | 2017-10-25 18:00 | 2017-10-25 20:00 | 69.57 | 2017 | 6.18 | 2017-10-31
Spain | ESP | 2017-10-25 19:00 | 2017-10-25 21:00 | 67.76 | 2017 | 6.18 | 2017-10-31
Spain | ESP | 2017-10-25 20:00 | 2017-10-25 22:00 | 63.01 | 2017 | 6.18 | 2017-10-31
Spain | ESP | 2017-10-25 21:00 | 2017-10-25 23:00 | 62.05 | 2017 | 6.18 | 2017-10-31
Spain | ESP | 2017-10-25 22:00 | 2017-10-26 | 51.27 | 2017 | 6.18 | 2017-10-31
Spain | ESP | 2017-10-25 23:00 | 2017-10-26 01:00 | 48.75 | 2017 | 6.18 | 2017-10-31
Spain | ESP | 2017-10-26 | 2017-10-26 02:00 | 48.39 | 2017 | 6.18 | 2017-10-31
Spain | ESP | 2017-10-26 01:00 | 2017-10-26 03:00 | 48.49 | 2017 | 6.18 | 2017-10-31
Spain | ESP | 2017-10-26 02:00 | 2017-10-26 04:00 | 48.49 | 2017 | 6.18 | 2017-10-31
Spain | ESP | 2017-10-26 03:00 | 2017-10-26 05:00 | 48.7 | 2017 | 6.18 | 2017-10-31
Spain | ESP | 2017-10-26 04:00 | 2017-10-26 06:00 | 51.94 | 2017 | 6.18 | 2017-10-31
Spain | ESP | 2017-10-26 05:00 | 2017-10-26 07:00 | 66.76 | 2017 | 6.18 | 2017-10-31
Spain | ESP | 2017-10-26 06:00 | 2017-10-26 08:00 | 68.09 | 2017 | 6.18 | 2017-10-31
Spain | ESP | 2017-10-26 07:00 | 2017-10-26 09:00 | 68.04 | 2017 | 6.18 | 2017-10-31
Spain | ESP | 2017-10-26 08:00 | 2017-10-26 10:00 | 66.05 | 2017 | 6.18 | 2017-10-31
Spain | ESP | 2017-10-26 09:00 | 2017-10-26 11:00 | 63.35 | 2017 | 6.18 | 2017-10-31
Spain | ESP | 2017-10-26 10:00 | 2017-10-26 12:00 | 60 | 2017 | 6.18 | 2017-10-31
Spain | ESP | 2017-10-26 11:00 | 2017-10-26 13:00 | 60.43 | 2017 | 6.18 | 2017-10-31
Spain | ESP | 2017-10-26 12:00 | 2017-10-26 14:00 | 57.24 | 2017 | 6.18 | 2017-10-31
Spain | ESP | 2017-10-26 13:00 | 2017-10-26 15:00 | 57.65 | 2017 | 6.18 | 2017-10-31
Spain | ESP | 2017-10-26 14:00 | 2017-10-26 16:00 | 59 | 2017 | 6.18 | 2017-10-31
Spain | ESP | 2017-10-26 15:00 | 2017-10-26 17:00 | 62.65 | 2017 | 6.18 | 2017-10-31
Spain | ESP | 2017-10-26 16:00 | 2017-10-26 18:00 | 67.97 | 2017 | 6.18 | 2017-10-31
Spain | ESP | 2017-10-26 17:00 | 2017-10-26 19:00 | 71.05 | 2017 | 6.18 | 2017-10-31
Spain | ESP | 2017-10-26 18:00 | 2017-10-26 20:00 | 70.22 | 2017 | 6.18 | 2017-10-31
Spain | ESP | 2017-10-26 19:00 | 2017-10-26 21:00 | 68.32 | 2017 | 6.18 | 2017-10-31
Spain | ESP | 2017-10-26 20:00 | 2017-10-26 22:00 | 66.37 | 2017 | 6.18 | 2017-10-31
Spain | ESP | 2017-10-26 21:00 | 2017-10-26 23:00 | 61.84 | 2017 | 6.18 | 2017-10-31
Spain | ESP | 2017-10-26 22:00 | 2017-10-27 | 61 | 2017 | 6.18 | 2017-10-31
Spain | ESP | 2017-10-26 23:00 | 2017-10-27 01:00 | 55.18 | 2017 | 6.18 | 2017-10-31
Spain | ESP | 2017-10-27 | 2017-10-27 02:00 | 52 | 2017 | 6.18 | 2017-10-31
Spain | ESP | 2017-10-27 01:00 | 2017-10-27 03:00 | 50.93 | 2017 | 6.18 | 2017-10-31
Spain | ESP | 2017-10-27 02:00 | 2017-10-27 04:00 | 50.16 | 2017 | 6.18 | 2017-10-31
Spain | ESP | 2017-10-27 03:00 | 2017-10-27 05:00 | 50.07 | 2017 | 6.18 | 2017-10-31
Spain | ESP | 2017-10-27 04:00 | 2017-10-27 06:00 | 53.85 | 2017 | 6.18 | 2017-10-31
Spain | ESP | 2017-10-27 05:00 | 2017-10-27 07:00 | 65.94 | 2017 | 6.18 | 2017-10-31
Spain | ESP | 2017-10-27 06:00 | 2017-10-27 08:00 | 67.22 | 2017 | 6.18 | 2017-10-31
Spain | ESP | 2017-10-27 07:00 | 2017-10-27 09:00 | 68.04 | 2017 | 6.18 | 2017-10-31
Spain | ESP | 2017-10-27 08:00 | 2017-10-27 10:00 | 65.19 | 2017 | 6.18 | 2017-10-31
Spain | ESP | 2017-10-27 09:00 | 2017-10-27 11:00 | 63.25 | 2017 | 6.18 | 2017-10-31
Spain | ESP | 2017-10-27 10:00 | 2017-10-27 12:00 | 60.53 | 2017 | 6.18 | 2017-10-31
Spain | ESP | 2017-10-27 11:00 | 2017-10-27 13:00 | 60.16 | 2017 | 6.18 | 2017-10-31
Spain | ESP | 2017-10-27 12:00 | 2017-10-27 14:00 | 56.97 | 2017 | 6.18 | 2017-10-31
Spain | ESP | 2017-10-27 13:00 | 2017-10-27 15:00 | 51.84 | 2017 | 6.18 | 2017-10-31
Spain | ESP | 2017-10-27 14:00 | 2017-10-27 16:00 | 50.16 | 2017 | 6.18 | 2017-10-31
Spain | ESP | 2017-10-27 15:00 | 2017-10-27 17:00 | 55.1 | 2017 | 6.18 | 2017-10-31
Spain | ESP | 2017-10-27 16:00 | 2017-10-27 18:00 | 60.53 | 2017 | 6.18 | 2017-10-31
Spain | ESP | 2017-10-27 17:00 | 2017-10-27 19:00 | 66.39 | 2017 | 6.18 | 2017-10-31
Spain | ESP | 2017-10-27 18:00 | 2017-10-27 20:00 | 64.42 | 2017 | 6.18 | 2017-10-31
Spain | ESP | 2017-10-27 19:00 | 2017-10-27 21:00 | 57.03 | 2017 | 6.18 | 2017-10-31
Spain | ESP | 2017-10-27 20:00 | 2017-10-27 22:00 | 50.54 | 2017 | 6.18 | 2017-10-31
Spain | ESP | 2017-10-27 21:00 | 2017-10-27 23:00 | 48.59 | 2017 | 6.18 | 2017-10-31
Spain | ESP | 2017-10-27 22:00 | 2017-10-28 | 48.15 | 2017 | 6.18 | 2017-10-31
Spain | ESP | 2017-10-27 23:00 | 2017-10-28 01:00 | 46.49 | 2017 | 6.18 | 2017-10-31
Spain | ESP | 2017-10-28 | 2017-10-28 02:00 | 44.22 | 2017 | 6.18 | 2017-10-31
Spain | ESP | 2017-10-28 01:00 | 2017-10-28 03:00 | 44.22 | 2017 | 6.18 | 2017-10-31
Spain | ESP | 2017-10-28 02:00 | 2017-10-28 04:00 | 43.5 | 2017 | 6.18 | 2017-10-31
Spain | ESP | 2017-10-28 03:00 | 2017-10-28 05:00 | 43.3 | 2017 | 6.18 | 2017-10-31
Spain | ESP | 2017-10-28 04:00 | 2017-10-28 06:00 | 45.32 | 2017 | 6.18 | 2017-10-31
Spain | ESP | 2017-10-28 05:00 | 2017-10-28 07:00 | 47.65 | 2017 | 6.18 | 2017-10-31
Spain | ESP | 2017-10-28 06:00 | 2017-10-28 08:00 | 48.44 | 2017 | 6.18 | 2017-10-31
Spain | ESP | 2017-10-28 07:00 | 2017-10-28 09:00 | 56 | 2017 | 6.18 | 2017-10-31
Spain | ESP | 2017-10-28 08:00 | 2017-10-28 10:00 | 57.74 | 2017 | 6.18 | 2017-10-31
Spain | ESP | 2017-10-28 09:00 | 2017-10-28 11:00 | 54.5 | 2017 | 6.18 | 2017-10-31
Spain | ESP | 2017-10-28 10:00 | 2017-10-28 12:00 | 53.55 | 2017 | 6.18 | 2017-10-31
Spain | ESP | 2017-10-28 11:00 | 2017-10-28 13:00 | 55 | 2017 | 6.18 | 2017-10-31
Spain | ESP | 2017-10-28 12:00 | 2017-10-28 14:00 | 49.46 | 2017 | 6.18 | 2017-10-31
Spain | ESP | 2017-10-28 13:00 | 2017-10-28 15:00 | 47.39 | 2017 | 6.18 | 2017-10-31
Spain | ESP | 2017-10-28 14:00 | 2017-10-28 16:00 | 46 | 2017 | 6.18 | 2017-10-31
Spain | ESP | 2017-10-28 15:00 | 2017-10-28 17:00 | 46.69 | 2017 | 6.18 | 2017-10-31
Spain | ESP | 2017-10-28 16:00 | 2017-10-28 18:00 | 51.07 | 2017 | 6.18 | 2017-10-31
Spain | ESP | 2017-10-28 17:00 | 2017-10-28 19:00 | 59.98 | 2017 | 6.18 | 2017-10-31
Spain | ESP | 2017-10-28 18:00 | 2017-10-28 20:00 | 61.84 | 2017 | 6.18 | 2017-10-31
Spain | ESP | 2017-10-28 19:00 | 2017-10-28 21:00 | 60.29 | 2017 | 6.18 | 2017-10-31
Spain | ESP | 2017-10-28 20:00 | 2017-10-28 22:00 | 48.44 | 2017 | 6.18 | 2017-10-31
Spain | ESP | 2017-10-28 21:00 | 2017-10-28 23:00 | 47 | 2017 | 6.18 | 2017-10-31
Spain | ESP | 2017-10-28 22:00 | 2017-10-29 | 44.19 | 2017 | 6.18 | 2017-10-31
Spain | ESP | 2017-10-28 23:00 | 2017-10-29 01:00 | 42.3 | 2017 | 6.18 | 2017-10-31
Spain | ESP | 2017-10-29 | 2017-10-29 02:00 | 41.15 | 2017 | 6.18 | 2017-10-31
Spain | ESP | 2017-10-29 01:00 | 2017-10-29 02:00 | 40.9 | 2017 | 6.18 | 2017-10-31
Spain | ESP | 2017-10-29 02:00 | 2017-10-29 03:00 | 40.27 | 2017 | 6.18 | 2017-10-31
Spain | ESP | 2017-10-29 03:00 | 2017-10-29 04:00 | 39.93 | 2017 | 6.18 | 2017-10-31
Spain | ESP | 2017-10-29 04:00 | 2017-10-29 05:00 | 39.9 | 2017 | 6.18 | 2017-10-31
Spain | ESP | 2017-10-29 05:00 | 2017-10-29 06:00 | 40.32 | 2017 | 6.18 | 2017-10-31
Spain | ESP | 2017-10-29 06:00 | 2017-10-29 07:00 | 41.85 | 2017 | 6.18 | 2017-10-31
Spain | ESP | 2017-10-29 07:00 | 2017-10-29 08:00 | 43.19 | 2017 | 6.18 | 2017-10-31
Spain | ESP | 2017-10-29 08:00 | 2017-10-29 09:00 | 44.69 | 2017 | 6.18 | 2017-10-31
Spain | ESP | 2017-10-29 09:00 | 2017-10-29 10:00 | 46.4 | 2017 | 6.18 | 2017-10-31
Spain | ESP | 2017-10-29 10:00 | 2017-10-29 11:00 | 46.93 | 2017 | 6.18 | 2017-10-31
Spain | ESP | 2017-10-29 11:00 | 2017-10-29 12:00 | 47.31 | 2017 | 6.18 | 2017-10-31
Spain | ESP | 2017-10-29 12:00 | 2017-10-29 13:00 | 48.45 | 2017 | 6.18 | 2017-10-31
Spain | ESP | 2017-10-29 13:00 | 2017-10-29 14:00 | 43.07 | 2017 | 6.18 | 2017-10-31
Spain | ESP | 2017-10-29 14:00 | 2017-10-29 15:00 | 41.15 | 2017 | 6.18 | 2017-10-31
Spain | ESP | 2017-10-29 15:00 | 2017-10-29 16:00 | 38.9 | 2017 | 6.18 | 2017-10-31
Spain | ESP | 2017-10-29 16:00 | 2017-10-29 17:00 | 47 | 2017 | 6.18 | 2017-10-31
Spain | ESP | 2017-10-29 17:00 | 2017-10-29 18:00 | 59.58 | 2017 | 6.18 | 2017-10-31
Spain | ESP | 2017-10-29 18:00 | 2017-10-29 19:00 | 63.3 | 2017 | 6.18 | 2017-10-31
Spain | ESP | 2017-10-29 19:00 | 2017-10-29 20:00 | 63.15 | 2017 | 6.18 | 2017-10-31
Spain | ESP | 2017-10-29 20:00 | 2017-10-29 21:00 | 60.39 | 2017 | 6.18 | 2017-10-31
Spain | ESP | 2017-10-29 21:00 | 2017-10-29 22:00 | 57.09 | 2017 | 6.18 | 2017-10-31
Spain | ESP | 2017-10-29 22:00 | 2017-10-29 23:00 | 48.37 | 2017 | 6.18 | 2017-10-31
Spain | ESP | 2017-10-29 23:00 | 2017-10-30 | 44 | 2017 | 6.18 | 2017-10-31
Spain | ESP | 2017-10-30 | 2017-10-30 01:00 | 37.6 | 2017 | 6.18 | 2017-10-31
Spain | ESP | 2017-10-30 01:00 | 2017-10-30 02:00 | 32.37 | 2017 | 6.18 | 2017-10-31
Spain | ESP | 2017-10-30 02:00 | 2017-10-30 03:00 | 29.36 | 2017 | 6.18 | 2017-10-31
Spain | ESP | 2017-10-30 03:00 | 2017-10-30 04:00 | 29.83 | 2017 | 6.18 | 2017-10-31
Spain | ESP | 2017-10-30 04:00 | 2017-10-30 05:00 | 33.9 | 2017 | 6.18 | 2017-10-31
Spain | ESP | 2017-10-30 05:00 | 2017-10-30 06:00 | 46.7 | 2017 | 6.18 | 2017-10-31
Spain | ESP | 2017-10-30 06:00 | 2017-10-30 07:00 | 60.54 | 2017 | 6.18 | 2017-10-31
Spain | ESP | 2017-10-30 07:00 | 2017-10-30 08:00 | 62.16 | 2017 | 6.18 | 2017-10-31
Spain | ESP | 2017-10-30 08:00 | 2017-10-30 09:00 | 59.19 | 2017 | 6.18 | 2017-10-31
Spain | ESP | 2017-10-30 09:00 | 2017-10-30 10:00 | 56.52 | 2017 | 6.18 | 2017-10-31
Spain | ESP | 2017-10-30 10:00 | 2017-10-30 11:00 | 54.99 | 2017 | 6.18 | 2017-10-31
Spain | ESP | 2017-10-30 11:00 | 2017-10-30 12:00 | 50.99 | 2017 | 6.18 | 2017-10-31
Spain | ESP | 2017-10-30 12:00 | 2017-10-30 13:00 | 51.44 | 2017 | 6.18 | 2017-10-31
Spain | ESP | 2017-10-30 13:00 | 2017-10-30 14:00 | 54.56 | 2017 | 6.18 | 2017-10-31
Spain | ESP | 2017-10-30 14:00 | 2017-10-30 15:00 | 54.67 | 2017 | 6.18 | 2017-10-31
Spain | ESP | 2017-10-30 15:00 | 2017-10-30 16:00 | 56 | 2017 | 6.18 | 2017-10-31
Spain | ESP | 2017-10-30 16:00 | 2017-10-30 17:00 | 60.53 | 2017 | 6.18 | 2017-10-31
Spain | ESP | 2017-10-30 17:00 | 2017-10-30 18:00 | 62.65 | 2017 | 6.18 | 2017-10-31
Spain | ESP | 2017-10-30 18:00 | 2017-10-30 19:00 | 65 | 2017 | 6.18 | 2017-10-31
Spain | ESP | 2017-10-30 19:00 | 2017-10-30 20:00 | 63.7 | 2017 | 6.18 | 2017-10-31
Spain | ESP | 2017-10-30 20:00 | 2017-10-30 21:00 | 56 | 2017 | 6.18 | 2017-10-31
Spain | ESP | 2017-10-30 21:00 | 2017-10-30 22:00 | 50.61 | 2017 | 6.18 | 2017-10-31
Spain | ESP | 2017-10-30 22:00 | 2017-10-30 23:00 | 47.81 | 2017 | 6.18 | 2017-10-31
Spain | ESP | 2017-10-30 23:00 | 2017-10-31 | 46.46 | 2017 | 6.18 | 2017-10-31
Spain | ESP | 2017-10-31 | 2017-10-31 01:00 | 44.05 | 2017 | 6.18 | 2017-10-31
Spain | ESP | 2017-10-31 01:00 | 2017-10-31 02:00 | 43.2 | 2017 | 6.18 | 2017-10-31
Spain | ESP | 2017-10-31 02:00 | 2017-10-31 03:00 | 40.69 | 2017 | 6.18 | 2017-10-31
Spain | ESP | 2017-10-31 03:00 | 2017-10-31 04:00 | 40.19 | 2017 | 6.18 | 2017-10-31
Spain | ESP | 2017-10-31 04:00 | 2017-10-31 05:00 | 43.67 | 2017 | 6.18 | 2017-10-31
Spain | ESP | 2017-10-31 05:00 | 2017-10-31 06:00 | 49.06 | 2017 | 6.18 | 2017-10-31
Spain | ESP | 2017-10-31 06:00 | 2017-10-31 07:00 | 63.95 | 2017 | 6.18 | 2017-10-31
Spain | ESP | 2017-10-31 07:00 | 2017-10-31 08:00 | 66.22 | 2017 | 6.18 | 2017-10-31
Spain | ESP | 2017-10-31 08:00 | 2017-10-31 09:00 | 64.15 | 2017 | 6.18 | 2017-10-31
Spain | ESP | 2017-10-31 09:00 | 2017-10-31 10:00 | 62.65 | 2017 | 6.18 | 2017-10-31
Spain | ESP | 2017-10-31 10:00 | 2017-10-31 11:00 | 59.56 | 2017 | 6.18 | 2017-10-31
Spain | ESP | 2017-10-31 11:00 | 2017-10-31 12:00 | 59.03 | 2017 | 6.18 | 2017-10-31
Spain | ESP | 2017-10-31 12:00 | 2017-10-31 13:00 | 60.35 | 2017 | 6.18 | 2017-10-31
Spain | ESP | 2017-10-31 13:00 | 2017-10-31 14:00 | 60 | 2017 | 6.18 | 2017-10-31
Spain | ESP | 2017-10-31 14:00 | 2017-10-31 15:00 | 58.64 | 2017 | 6.18 | 2017-10-31
Spain | ESP | 2017-10-31 15:00 | 2017-10-31 16:00 | 59.98 | 2017 | 6.18 | 2017-10-31
Spain | ESP | 2017-10-31 16:00 | 2017-10-31 17:00 | 66.83 | 2017 | 6.18 | 2017-10-31
Spain | ESP | 2017-10-31 17:00 | 2017-10-31 18:00 | 69.26 | 2017 | 6.18 | 2017-10-31
Spain | ESP | 2017-10-31 18:00 | 2017-10-31 19:00 | 69.95 | 2017 | 6.18 | 2017-10-31
Spain | ESP | 2017-10-31 19:00 | 2017-10-31 20:00 | 68.76 | 2017 | 6.18 | 2017-10-31
Spain | ESP | 2017-10-31 20:00 | 2017-10-31 21:00 | 62.29 | 2017 | 6.18 | 2017-10-31
Spain | ESP | 2017-10-31 21:00 | 2017-10-31 22:00 | 55.21 | 2017 | 6.18 | 2017-10-31
Spain | ESP | 2017-10-31 22:00 | 2017-10-31 23:00 | 50.63 | 2017 | 6.18 | 2017-10-31
Spain | ESP | 2017-10-31 23:00 | 2017-11-01 | 50.07 | 2017 | 6.18 | 2017-10-31
Spain | ESP | 2017-11-01 | 2017-11-01 01:00 | 48.47 | 2017 | 6.69 | 2017-11-30
Spain | ESP | 2017-11-01 01:00 | 2017-11-01 02:00 | 44.69 | 2017 | 6.69 | 2017-11-30
Spain | ESP | 2017-11-01 02:00 | 2017-11-01 03:00 | 41.89 | 2017 | 6.69 | 2017-11-30
Spain | ESP | 2017-11-01 03:00 | 2017-11-01 04:00 | 41.39 | 2017 | 6.69 | 2017-11-30
Spain | ESP | 2017-11-01 04:00 | 2017-11-01 05:00 | 39.82 | 2017 | 6.69 | 2017-11-30
Spain | ESP | 2017-11-01 05:00 | 2017-11-01 06:00 | 40.32 | 2017 | 6.69 | 2017-11-30
Spain | ESP | 2017-11-01 06:00 | 2017-11-01 07:00 | 41.12 | 2017 | 6.69 | 2017-11-30
Spain | ESP | 2017-11-01 07:00 | 2017-11-01 08:00 | 41.39 | 2017 | 6.69 | 2017-11-30
Spain | ESP | 2017-11-01 08:00 | 2017-11-01 09:00 | 45 | 2017 | 6.69 | 2017-11-30
Spain | ESP | 2017-11-01 09:00 | 2017-11-01 10:00 | 45.89 | 2017 | 6.69 | 2017-11-30
Spain | ESP | 2017-11-01 10:00 | 2017-11-01 11:00 | 46.61 | 2017 | 6.69 | 2017-11-30
Spain | ESP | 2017-11-01 11:00 | 2017-11-01 12:00 | 48.4 | 2017 | 6.69 | 2017-11-30
Spain | ESP | 2017-11-01 12:00 | 2017-11-01 13:00 | 46.6 | 2017 | 6.69 | 2017-11-30
Spain | ESP | 2017-11-01 13:00 | 2017-11-01 14:00 | 43.4 | 2017 | 6.69 | 2017-11-30
Spain | ESP | 2017-11-01 14:00 | 2017-11-01 15:00 | 41.34 | 2017 | 6.69 | 2017-11-30
Spain | ESP | 2017-11-01 15:00 | 2017-11-01 16:00 | 41.34 | 2017 | 6.69 | 2017-11-30
Spain | ESP | 2017-11-01 16:00 | 2017-11-01 17:00 | 51.47 | 2017 | 6.69 | 2017-11-30
Spain | ESP | 2017-11-01 17:00 | 2017-11-01 18:00 | 61.99 | 2017 | 6.69 | 2017-11-30
Spain | ESP | 2017-11-01 18:00 | 2017-11-01 19:00 | 65.55 | 2017 | 6.69 | 2017-11-30
Spain | ESP | 2017-11-01 19:00 | 2017-11-01 20:00 | 65.89 | 2017 | 6.69 | 2017-11-30
Spain | ESP | 2017-11-01 20:00 | 2017-11-01 21:00 | 65.66 | 2017 | 6.69 | 2017-11-30
Spain | ESP | 2017-11-01 21:00 | 2017-11-01 22:00 | 62.19 | 2017 | 6.69 | 2017-11-30
Spain | ESP | 2017-11-01 22:00 | 2017-11-01 23:00 | 50.64 | 2017 | 6.69 | 2017-11-30
Spain | ESP | 2017-11-01 23:00 | 2017-11-02 | 44.61 | 2017 | 6.69 | 2017-11-30
Spain | ESP | 2017-11-02 | 2017-11-02 01:00 | 42.61 | 2017 | 6.69 | 2017-11-30
Spain | ESP | 2017-11-02 01:00 | 2017-11-02 02:00 | 41.29 | 2017 | 6.69 | 2017-11-30
Spain | ESP | 2017-11-02 02:00 | 2017-11-02 03:00 | 41.12 | 2017 | 6.69 | 2017-11-30
Spain | ESP | 2017-11-02 03:00 | 2017-11-02 04:00 | 40.29 | 2017 | 6.69 | 2017-11-30
Spain | ESP | 2017-11-02 04:00 | 2017-11-02 05:00 | 41.88 | 2017 | 6.69 | 2017-11-30
Spain | ESP | 2017-11-02 05:00 | 2017-11-02 06:00 | 49.2 | 2017 | 6.69 | 2017-11-30
Spain | ESP | 2017-11-02 06:00 | 2017-11-02 07:00 | 60.43 | 2017 | 6.69 | 2017-11-30
Spain | ESP | 2017-11-02 07:00 | 2017-11-02 08:00 | 62.65 | 2017 | 6.69 | 2017-11-30
Spain | ESP | 2017-11-02 08:00 | 2017-11-02 09:00 | 62.58 | 2017 | 6.69 | 2017-11-30
Spain | ESP | 2017-11-02 09:00 | 2017-11-02 10:00 | 61.61 | 2017 | 6.69 | 2017-11-30
Spain | ESP | 2017-11-02 10:00 | 2017-11-02 11:00 | 60.53 | 2017 | 6.69 | 2017-11-30
Spain | ESP | 2017-11-02 11:00 | 2017-11-02 12:00 | 59.43 | 2017 | 6.69 | 2017-11-30
Spain | ESP | 2017-11-02 12:00 | 2017-11-02 13:00 | 59.07 | 2017 | 6.69 | 2017-11-30
Spain | ESP | 2017-11-02 13:00 | 2017-11-02 14:00 | 60.43 | 2017 | 6.69 | 2017-11-30
Spain | ESP | 2017-11-02 14:00 | 2017-11-02 15:00 | 60.53 | 2017 | 6.69 | 2017-11-30
Spain | ESP | 2017-11-02 15:00 | 2017-11-02 16:00 | 60.84 | 2017 | 6.69 | 2017-11-30
Spain | ESP | 2017-11-02 16:00 | 2017-11-02 17:00 | 63.98 | 2017 | 6.69 | 2017-11-30
Spain | ESP | 2017-11-02 17:00 | 2017-11-02 18:00 | 68.08 | 2017 | 6.69 | 2017-11-30
Spain | ESP | 2017-11-02 18:00 | 2017-11-02 19:00 | 69.62 | 2017 | 6.69 | 2017-11-30
Spain | ESP | 2017-11-02 19:00 | 2017-11-02 20:00 | 67.86 | 2017 | 6.69 | 2017-11-30
Spain | ESP | 2017-11-02 20:00 | 2017-11-02 21:00 | 61.84 | 2017 | 6.69 | 2017-11-30
Spain | ESP | 2017-11-02 21:00 | 2017-11-02 22:00 | 56.26 | 2017 | 6.69 | 2017-11-30
Spain | ESP | 2017-11-02 22:00 | 2017-11-02 23:00 | 53.67 | 2017 | 6.69 | 2017-11-30
Spain | ESP | 2017-11-02 23:00 | 2017-11-03 | 53.67 | 2017 | 6.69 | 2017-11-30
Spain | ESP | 2017-11-03 | 2017-11-03 01:00 | 50.15 | 2017 | 6.69 | 2017-11-30
Spain | ESP | 2017-11-03 01:00 | 2017-11-03 02:00 | 48.02 | 2017 | 6.69 | 2017-11-30
Spain | ESP | 2017-11-03 02:00 | 2017-11-03 03:00 | 47.15 | 2017 | 6.69 | 2017-11-30
Spain | ESP | 2017-11-03 03:00 | 2017-11-03 04:00 | 47.04 | 2017 | 6.69 | 2017-11-30
Spain | ESP | 2017-11-03 04:00 | 2017-11-03 05:00 | 48.02 | 2017 | 6.69 | 2017-11-30
Spain | ESP | 2017-11-03 05:00 | 2017-11-03 06:00 | 56.1 | 2017 | 6.69 | 2017-11-30
Spain | ESP | 2017-11-03 06:00 | 2017-11-03 07:00 | 63.92 | 2017 | 6.69 | 2017-11-30
Spain | ESP | 2017-11-03 07:00 | 2017-11-03 08:00 | 66.41 | 2017 | 6.69 | 2017-11-30
Spain | ESP | 2017-11-03 08:00 | 2017-11-03 09:00 | 66.53 | 2017 | 6.69 | 2017-11-30
Spain | ESP | 2017-11-03 09:00 | 2017-11-03 10:00 | 64 | 2017 | 6.69 | 2017-11-30
Spain | ESP | 2017-11-03 10:00 | 2017-11-03 11:00 | 62.69 | 2017 | 6.69 | 2017-11-30
Spain | ESP | 2017-11-03 11:00 | 2017-11-03 12:00 | 61.6 | 2017 | 6.69 | 2017-11-30
Spain | ESP | 2017-11-03 12:00 | 2017-11-03 13:00 | 59.6 | 2017 | 6.69 | 2017-11-30
Spain | ESP | 2017-11-03 13:00 | 2017-11-03 14:00 | 58.48 | 2017 | 6.69 | 2017-11-30
Spain | ESP | 2017-11-03 14:00 | 2017-11-03 15:00 | 57.2 | 2017 | 6.69 | 2017-11-30
Spain | ESP | 2017-11-03 15:00 | 2017-11-03 16:00 | 60.88 | 2017 | 6.69 | 2017-11-30
Spain | ESP | 2017-11-03 16:00 | 2017-11-03 17:00 | 63.77 | 2017 | 6.69 | 2017-11-30
Spain | ESP | 2017-11-03 17:00 | 2017-11-03 18:00 | 65.3 | 2017 | 6.69 | 2017-11-30
Spain | ESP | 2017-11-03 18:00 | 2017-11-03 19:00 | 67.05 | 2017 | 6.69 | 2017-11-30
Spain | ESP | 2017-11-03 19:00 | 2017-11-03 20:00 | 62.58 | 2017 | 6.69 | 2017-11-30
Spain | ESP | 2017-11-03 20:00 | 2017-11-03 21:00 | 60.7 | 2017 | 6.69 | 2017-11-30
Spain | ESP | 2017-11-03 21:00 | 2017-11-03 22:00 | 60.43 | 2017 | 6.69 | 2017-11-30
Spain | ESP | 2017-11-03 22:00 | 2017-11-03 23:00 | 56.7 | 2017 | 6.69 | 2017-11-30
Spain | ESP | 2017-11-03 23:00 | 2017-11-04 | 60.43 | 2017 | 6.69 | 2017-11-30
Spain | ESP | 2017-11-04 | 2017-11-04 01:00 | 55 | 2017 | 6.69 | 2017-11-30
Spain | ESP | 2017-11-04 01:00 | 2017-11-04 02:00 | 50.99 | 2017 | 6.69 | 2017-11-30
Spain | ESP | 2017-11-04 02:00 | 2017-11-04 03:00 | 50.03 | 2017 | 6.69 | 2017-11-30
Spain | ESP | 2017-11-04 03:00 | 2017-11-04 04:00 | 49.75 | 2017 | 6.69 | 2017-11-30
Spain | ESP | 2017-11-04 04:00 | 2017-11-04 05:00 | 49.75 | 2017 | 6.69 | 2017-11-30
Spain | ESP | 2017-11-04 05:00 | 2017-11-04 06:00 | 50 | 2017 | 6.69 | 2017-11-30
Spain | ESP | 2017-11-04 06:00 | 2017-11-04 07:00 | 53.89 | 2017 | 6.69 | 2017-11-30
Spain | ESP | 2017-11-04 07:00 | 2017-11-04 08:00 | 57.97 | 2017 | 6.69 | 2017-11-30
Spain | ESP | 2017-11-04 08:00 | 2017-11-04 09:00 | 61.61 | 2017 | 6.69 | 2017-11-30
Spain | ESP | 2017-11-04 09:00 | 2017-11-04 10:00 | 62.69 | 2017 | 6.69 | 2017-11-30
Spain | ESP | 2017-11-04 10:00 | 2017-11-04 11:00 | 62.61 | 2017 | 6.69 | 2017-11-30
Spain | ESP | 2017-11-04 11:00 | 2017-11-04 12:00 | 61.84 | 2017 | 6.69 | 2017-11-30
Spain | ESP | 2017-11-04 12:00 | 2017-11-04 13:00 | 61.61 | 2017 | 6.69 | 2017-11-30
Spain | ESP | 2017-11-04 13:00 | 2017-11-04 14:00 | 60.53 | 2017 | 6.69 | 2017-11-30
Spain | ESP | 2017-11-04 14:00 | 2017-11-04 15:00 | 49.59 | 2017 | 6.69 | 2017-11-30
Spain | ESP | 2017-11-04 15:00 | 2017-11-04 16:00 | 45.11 | 2017 | 6.69 | 2017-11-30
Spain | ESP | 2017-11-04 16:00 | 2017-11-04 17:00 | 47.65 | 2017 | 6.69 | 2017-11-30
Spain | ESP | 2017-11-04 17:00 | 2017-11-04 18:00 | 60.51 | 2017 | 6.69 | 2017-11-30
Spain | ESP | 2017-11-04 18:00 | 2017-11-04 19:00 | 56.26 | 2017 | 6.69 | 2017-11-30
Spain | ESP | 2017-11-04 19:00 | 2017-11-04 20:00 | 52.54 | 2017 | 6.69 | 2017-11-30
Spain | ESP | 2017-11-04 20:00 | 2017-11-04 21:00 | 47.3 | 2017 | 6.69 | 2017-11-30
Spain | ESP | 2017-11-04 21:00 | 2017-11-04 22:00 | 44.54 | 2017 | 6.69 | 2017-11-30
Spain | ESP | 2017-11-04 22:00 | 2017-11-04 23:00 | 41.69 | 2017 | 6.69 | 2017-11-30
Spain | ESP | 2017-11-04 23:00 | 2017-11-05 | 44.06 | 2017 | 6.69 | 2017-11-30
Spain | ESP | 2017-11-05 | 2017-11-05 01:00 | 38.18 | 2017 | 6.69 | 2017-11-30
Spain | ESP | 2017-11-05 01:00 | 2017-11-05 02:00 | 31 | 2017 | 6.69 | 2017-11-30
Spain | ESP | 2017-11-05 02:00 | 2017-11-05 03:00 | 25.81 | 2017 | 6.69 | 2017-11-30
Spain | ESP | 2017-11-05 03:00 | 2017-11-05 04:00 | 23.86 | 2017 | 6.69 | 2017-11-30
Spain | ESP | 2017-11-05 04:00 | 2017-11-05 05:00 | 25 | 2017 | 6.69 | 2017-11-30
Spain | ESP | 2017-11-05 05:00 | 2017-11-05 06:00 | 25.23 | 2017 | 6.69 | 2017-11-30
Spain | ESP | 2017-11-05 06:00 | 2017-11-05 07:00 | 29 | 2017 | 6.69 | 2017-11-30
Spain | ESP | 2017-11-05 07:00 | 2017-11-05 08:00 | 32 | 2017 | 6.69 | 2017-11-30
Spain | ESP | 2017-11-05 08:00 | 2017-11-05 09:00 | 36.7 | 2017 | 6.69 | 2017-11-30
Spain | ESP | 2017-11-05 09:00 | 2017-11-05 10:00 | 37 | 2017 | 6.69 | 2017-11-30
Spain | ESP | 2017-11-05 10:00 | 2017-11-05 11:00 | 38.9 | 2017 | 6.69 | 2017-11-30
Spain | ESP | 2017-11-05 11:00 | 2017-11-05 12:00 | 41.73 | 2017 | 6.69 | 2017-11-30
Spain | ESP | 2017-11-05 12:00 | 2017-11-05 13:00 | 39.7 | 2017 | 6.69 | 2017-11-30
Spain | ESP | 2017-11-05 13:00 | 2017-11-05 14:00 | 36.66 | 2017 | 6.69 | 2017-11-30
Spain | ESP | 2017-11-05 14:00 | 2017-11-05 15:00 | 33.96 | 2017 | 6.69 | 2017-11-30
Spain | ESP | 2017-11-05 15:00 | 2017-11-05 16:00 | 35 | 2017 | 6.69 | 2017-11-30
Spain | ESP | 2017-11-05 16:00 | 2017-11-05 17:00 | 41.82 | 2017 | 6.69 | 2017-11-30
Spain | ESP | 2017-11-05 17:00 | 2017-11-05 18:00 | 60.43 | 2017 | 6.69 | 2017-11-30
Spain | ESP | 2017-11-05 18:00 | 2017-11-05 19:00 | 61.49 | 2017 | 6.69 | 2017-11-30
Spain | ESP | 2017-11-05 19:00 | 2017-11-05 20:00 | 59.85 | 2017 | 6.69 | 2017-11-30
Spain | ESP | 2017-11-05 20:00 | 2017-11-05 21:00 | 60.63 | 2017 | 6.69 | 2017-11-30
Spain | ESP | 2017-11-05 21:00 | 2017-11-05 22:00 | 59.69 | 2017 | 6.69 | 2017-11-30
Spain | ESP | 2017-11-05 22:00 | 2017-11-05 23:00 | 47.41 | 2017 | 6.69 | 2017-11-30
Spain | ESP | 2017-11-05 23:00 | 2017-11-06 | 45.15 | 2017 | 6.69 | 2017-11-30
Spain | ESP | 2017-11-06 | 2017-11-06 01:00 | 42.25 | 2017 | 6.69 | 2017-11-30
Spain | ESP | 2017-11-06 01:00 | 2017-11-06 02:00 | 35.5 | 2017 | 6.69 | 2017-11-30
Spain | ESP | 2017-11-06 02:00 | 2017-11-06 03:00 | 35.5 | 2017 | 6.69 | 2017-11-30
Spain | ESP | 2017-11-06 03:00 | 2017-11-06 04:00 | 35.31 | 2017 | 6.69 | 2017-11-30
Spain | ESP | 2017-11-06 04:00 | 2017-11-06 05:00 | 41.15 | 2017 | 6.69 | 2017-11-30
Spain | ESP | 2017-11-06 05:00 | 2017-11-06 06:00 | 51.52 | 2017 | 6.69 | 2017-11-30
Spain | ESP | 2017-11-06 06:00 | 2017-11-06 07:00 | 62.58 | 2017 | 6.69 | 2017-11-30
Spain | ESP | 2017-11-06 07:00 | 2017-11-06 08:00 | 62 | 2017 | 6.69 | 2017-11-30
Spain | ESP | 2017-11-06 08:00 | 2017-11-06 09:00 | 61 | 2017 | 6.69 | 2017-11-30
Spain | ESP | 2017-11-06 09:00 | 2017-11-06 10:00 | 58.48 | 2017 | 6.69 | 2017-11-30
Spain | ESP | 2017-11-06 10:00 | 2017-11-06 11:00 | 56.69 | 2017 | 6.69 | 2017-11-30
Spain | ESP | 2017-11-06 11:00 | 2017-11-06 12:00 | 56.69 | 2017 | 6.69 | 2017-11-30
Spain | ESP | 2017-11-06 12:00 | 2017-11-06 13:00 | 57 | 2017 | 6.69 | 2017-11-30
Spain | ESP | 2017-11-06 13:00 | 2017-11-06 14:00 | 57.69 | 2017 | 6.69 | 2017-11-30
Spain | ESP | 2017-11-06 14:00 | 2017-11-06 15:00 | 57.6 | 2017 | 6.69 | 2017-11-30
Spain | ESP | 2017-11-06 15:00 | 2017-11-06 16:00 | 58.48 | 2017 | 6.69 | 2017-11-30
Spain | ESP | 2017-11-06 16:00 | 2017-11-06 17:00 | 61 | 2017 | 6.69 | 2017-11-30
Spain | ESP | 2017-11-06 17:00 | 2017-11-06 18:00 | 62.99 | 2017 | 6.69 | 2017-11-30
Spain | ESP | 2017-11-06 18:00 | 2017-11-06 19:00 | 65.26 | 2017 | 6.69 | 2017-11-30
Spain | ESP | 2017-11-06 19:00 | 2017-11-06 20:00 | 65.58 | 2017 | 6.69 | 2017-11-30
Spain | ESP | 2017-11-06 20:00 | 2017-11-06 21:00 | 63.47 | 2017 | 6.69 | 2017-11-30
Spain | ESP | 2017-11-06 21:00 | 2017-11-06 22:00 | 61.52 | 2017 | 6.69 | 2017-11-30
Spain | ESP | 2017-11-06 22:00 | 2017-11-06 23:00 | 57.1 | 2017 | 6.69 | 2017-11-30
Spain | ESP | 2017-11-06 23:00 | 2017-11-07 | 52.67 | 2017 | 6.69 | 2017-11-30
Spain | ESP | 2017-11-07 | 2017-11-07 01:00 | 50 | 2017 | 6.69 | 2017-11-30
Spain | ESP | 2017-11-07 01:00 | 2017-11-07 02:00 | 47.49 | 2017 | 6.69 | 2017-11-30
Spain | ESP | 2017-11-07 02:00 | 2017-11-07 03:00 | 45.7 | 2017 | 6.69 | 2017-11-30
Spain | ESP | 2017-11-07 03:00 | 2017-11-07 04:00 | 45.01 | 2017 | 6.69 | 2017-11-30
Spain | ESP | 2017-11-07 04:00 | 2017-11-07 05:00 | 49 | 2017 | 6.69 | 2017-11-30
Spain | ESP | 2017-11-07 05:00 | 2017-11-07 06:00 | 58.1 | 2017 | 6.69 | 2017-11-30
Spain | ESP | 2017-11-07 06:00 | 2017-11-07 07:00 | 62.79 | 2017 | 6.69 | 2017-11-30
Spain | ESP | 2017-11-07 07:00 | 2017-11-07 08:00 | 63.63 | 2017 | 6.69 | 2017-11-30
Spain | ESP | 2017-11-07 08:00 | 2017-11-07 09:00 | 63.69 | 2017 | 6.69 | 2017-11-30
Spain | ESP | 2017-11-07 09:00 | 2017-11-07 10:00 | 63 | 2017 | 6.69 | 2017-11-30
Spain | ESP | 2017-11-07 10:00 | 2017-11-07 11:00 | 62.05 | 2017 | 6.69 | 2017-11-30
Spain | ESP | 2017-11-07 11:00 | 2017-11-07 12:00 | 62.58 | 2017 | 6.69 | 2017-11-30
Spain | ESP | 2017-11-07 12:00 | 2017-11-07 13:00 | 61.55 | 2017 | 6.69 | 2017-11-30
Spain | ESP | 2017-11-07 13:00 | 2017-11-07 14:00 | 60.52 | 2017 | 6.69 | 2017-11-30
Spain | ESP | 2017-11-07 14:00 | 2017-11-07 15:00 | 59.99 | 2017 | 6.69 | 2017-11-30
Spain | ESP | 2017-11-07 15:00 | 2017-11-07 16:00 | 58.07 | 2017 | 6.69 | 2017-11-30
Spain | ESP | 2017-11-07 16:00 | 2017-11-07 17:00 | 59.59 | 2017 | 6.69 | 2017-11-30
Spain | ESP | 2017-11-07 17:00 | 2017-11-07 18:00 | 61.88 | 2017 | 6.69 | 2017-11-30
Spain | ESP | 2017-11-07 18:00 | 2017-11-07 19:00 | 63.45 | 2017 | 6.69 | 2017-11-30
Spain | ESP | 2017-11-07 19:00 | 2017-11-07 20:00 | 63.36 | 2017 | 6.69 | 2017-11-30
Spain | ESP | 2017-11-07 20:00 | 2017-11-07 21:00 | 60.33 | 2017 | 6.69 | 2017-11-30
Spain | ESP | 2017-11-07 21:00 | 2017-11-07 22:00 | 60.53 | 2017 | 6.69 | 2017-11-30
Spain | ESP | 2017-11-07 22:00 | 2017-11-07 23:00 | 56.98 | 2017 | 6.69 | 2017-11-30
Spain | ESP | 2017-11-07 23:00 | 2017-11-08 | 54.88 | 2017 | 6.69 | 2017-11-30
Spain | ESP | 2017-11-08 | 2017-11-08 01:00 | 51.03 | 2017 | 6.69 | 2017-11-30
Spain | ESP | 2017-11-08 01:00 | 2017-11-08 02:00 | 48.6 | 2017 | 6.69 | 2017-11-30
Spain | ESP | 2017-11-08 02:00 | 2017-11-08 03:00 | 47.95 | 2017 | 6.69 | 2017-11-30
Spain | ESP | 2017-11-08 03:00 | 2017-11-08 04:00 | 47.81 | 2017 | 6.69 | 2017-11-30
Spain | ESP | 2017-11-08 04:00 | 2017-11-08 05:00 | 49.59 | 2017 | 6.69 | 2017-11-30
Spain | ESP | 2017-11-08 05:00 | 2017-11-08 06:00 | 55 | 2017 | 6.69 | 2017-11-30
Spain | ESP | 2017-11-08 06:00 | 2017-11-08 07:00 | 60.43 | 2017 | 6.69 | 2017-11-30
Spain | ESP | 2017-11-08 07:00 | 2017-11-08 08:00 | 61.14 | 2017 | 6.69 | 2017-11-30
Spain | ESP | 2017-11-08 08:00 | 2017-11-08 09:00 | 62 | 2017 | 6.69 | 2017-11-30
Spain | ESP | 2017-11-08 09:00 | 2017-11-08 10:00 | 61 | 2017 | 6.69 | 2017-11-30
Spain | ESP | 2017-11-08 10:00 | 2017-11-08 11:00 | 60.43 | 2017 | 6.69 | 2017-11-30
Spain | ESP | 2017-11-08 11:00 | 2017-11-08 12:00 | 60.53 | 2017 | 6.69 | 2017-11-30
Spain | ESP | 2017-11-08 12:00 | 2017-11-08 13:00 | 60.53 | 2017 | 6.69 | 2017-11-30
Spain | ESP | 2017-11-08 13:00 | 2017-11-08 14:00 | 59.47 | 2017 | 6.69 | 2017-11-30
Spain | ESP | 2017-11-08 14:00 | 2017-11-08 15:00 | 57 | 2017 | 6.69 | 2017-11-30
Spain | ESP | 2017-11-08 15:00 | 2017-11-08 16:00 | 56.02 | 2017 | 6.69 | 2017-11-30
Spain | ESP | 2017-11-08 16:00 | 2017-11-08 17:00 | 57.32 | 2017 | 6.69 | 2017-11-30
Spain | ESP | 2017-11-08 17:00 | 2017-11-08 18:00 | 60.53 | 2017 | 6.69 | 2017-11-30
Spain | ESP | 2017-11-08 18:00 | 2017-11-08 19:00 | 62.65 | 2017 | 6.69 | 2017-11-30
Spain | ESP | 2017-11-08 19:00 | 2017-11-08 20:00 | 63.21 | 2017 | 6.69 | 2017-11-30
Spain | ESP | 2017-11-08 20:00 | 2017-11-08 21:00 | 62.68 | 2017 | 6.69 | 2017-11-30
Spain | ESP | 2017-11-08 21:00 | 2017-11-08 22:00 | 60.58 | 2017 | 6.69 | 2017-11-30
Spain | ESP | 2017-11-08 22:00 | 2017-11-08 23:00 | 58.5 | 2017 | 6.69 | 2017-11-30
Spain | ESP | 2017-11-08 23:00 | 2017-11-09 | 58.07 | 2017 | 6.69 | 2017-11-30
Spain | ESP | 2017-11-09 | 2017-11-09 01:00 | 52.5 | 2017 | 6.69 | 2017-11-30
Spain | ESP | 2017-11-09 01:00 | 2017-11-09 02:00 | 50.46 | 2017 | 6.69 | 2017-11-30
Spain | ESP | 2017-11-09 02:00 | 2017-11-09 03:00 | 48.06 | 2017 | 6.69 | 2017-11-30
Spain | ESP | 2017-11-09 03:00 | 2017-11-09 04:00 | 47 | 2017 | 6.69 | 2017-11-30
Spain | ESP | 2017-11-09 04:00 | 2017-11-09 05:00 | 49.36 | 2017 | 6.69 | 2017-11-30
Spain | ESP | 2017-11-09 05:00 | 2017-11-09 06:00 | 54.15 | 2017 | 6.69 | 2017-11-30
Spain | ESP | 2017-11-09 06:00 | 2017-11-09 07:00 | 60.53 | 2017 | 6.69 | 2017-11-30
Spain | ESP | 2017-11-09 07:00 | 2017-11-09 08:00 | 61.34 | 2017 | 6.69 | 2017-11-30
Spain | ESP | 2017-11-09 08:00 | 2017-11-09 09:00 | 62.58 | 2017 | 6.69 | 2017-11-30
Spain | ESP | 2017-11-09 09:00 | 2017-11-09 10:00 | 61 | 2017 | 6.69 | 2017-11-30
Spain | ESP | 2017-11-09 10:00 | 2017-11-09 11:00 | 59.47 | 2017 | 6.69 | 2017-11-30
Spain | ESP | 2017-11-09 11:00 | 2017-11-09 12:00 | 59.47 | 2017 | 6.69 | 2017-11-30
Spain | ESP | 2017-11-09 12:00 | 2017-11-09 13:00 | 57.97 | 2017 | 6.69 | 2017-11-30
Spain | ESP | 2017-11-09 13:00 | 2017-11-09 14:00 | 56.83 | 2017 | 6.69 | 2017-11-30
Spain | ESP | 2017-11-09 14:00 | 2017-11-09 15:00 | 53.74 | 2017 | 6.69 | 2017-11-30
Spain | ESP | 2017-11-09 15:00 | 2017-11-09 16:00 | 52.15 | 2017 | 6.69 | 2017-11-30
Spain | ESP | 2017-11-09 16:00 | 2017-11-09 17:00 | 58.07 | 2017 | 6.69 | 2017-11-30
Spain | ESP | 2017-11-09 17:00 | 2017-11-09 18:00 | 61.84 | 2017 | 6.69 | 2017-11-30
Spain | ESP | 2017-11-09 18:00 | 2017-11-09 19:00 | 63.95 | 2017 | 6.69 | 2017-11-30
Spain | ESP | 2017-11-09 19:00 | 2017-11-09 20:00 | 65.01 | 2017 | 6.69 | 2017-11-30
Spain | ESP | 2017-11-09 20:00 | 2017-11-09 21:00 | 63.92 | 2017 | 6.69 | 2017-11-30
Spain | ESP | 2017-11-09 21:00 | 2017-11-09 22:00 | 60.52 | 2017 | 6.69 | 2017-11-30
Spain | ESP | 2017-11-09 22:00 | 2017-11-09 23:00 | 60.25 | 2017 | 6.69 | 2017-11-30
Spain | ESP | 2017-11-09 23:00 | 2017-11-10 | 55.46 | 2017 | 6.69 | 2017-11-30
Spain | ESP | 2017-11-10 | 2017-11-10 01:00 | 50.46 | 2017 | 6.69 | 2017-11-30
Spain | ESP | 2017-11-10 01:00 | 2017-11-10 02:00 | 49.75 | 2017 | 6.69 | 2017-11-30
Spain | ESP | 2017-11-10 02:00 | 2017-11-10 03:00 | 49.5 | 2017 | 6.69 | 2017-11-30
Spain | ESP | 2017-11-10 03:00 | 2017-11-10 04:00 | 49.45 | 2017 | 6.69 | 2017-11-30
Spain | ESP | 2017-11-10 04:00 | 2017-11-10 05:00 | 49.45 | 2017 | 6.69 | 2017-11-30
Spain | ESP | 2017-11-10 05:00 | 2017-11-10 06:00 | 50.46 | 2017 | 6.69 | 2017-11-30
Spain | ESP | 2017-11-10 06:00 | 2017-11-10 07:00 | 60.43 | 2017 | 6.69 | 2017-11-30
Spain | ESP | 2017-11-10 07:00 | 2017-11-10 08:00 | 62.44 | 2017 | 6.69 | 2017-11-30
Spain | ESP | 2017-11-10 08:00 | 2017-11-10 09:00 | 63.63 | 2017 | 6.69 | 2017-11-30
Spain | ESP | 2017-11-10 09:00 | 2017-11-10 10:00 | 62.42 | 2017 | 6.69 | 2017-11-30
Spain | ESP | 2017-11-10 10:00 | 2017-11-10 11:00 | 60.9 | 2017 | 6.69 | 2017-11-30
Spain | ESP | 2017-11-10 11:00 | 2017-11-10 12:00 | 60.93 | 2017 | 6.69 | 2017-11-30
Spain | ESP | 2017-11-10 12:00 | 2017-11-10 13:00 | 60.53 | 2017 | 6.69 | 2017-11-30
Spain | ESP | 2017-11-10 13:00 | 2017-11-10 14:00 | 57.77 | 2017 | 6.69 | 2017-11-30
Spain | ESP | 2017-11-10 14:00 | 2017-11-10 15:00 | 55.1 | 2017 | 6.69 | 2017-11-30
Spain | ESP | 2017-11-10 15:00 | 2017-11-10 16:00 | 56.45 | 2017 | 6.69 | 2017-11-30
Spain | ESP | 2017-11-10 16:00 | 2017-11-10 17:00 | 60.6 | 2017 | 6.69 | 2017-11-30
Spain | ESP | 2017-11-10 17:00 | 2017-11-10 18:00 | 63.92 | 2017 | 6.69 | 2017-11-30
Spain | ESP | 2017-11-10 18:00 | 2017-11-10 19:00 | 65.66 | 2017 | 6.69 | 2017-11-30
Spain | ESP | 2017-11-10 19:00 | 2017-11-10 20:00 | 66.31 | 2017 | 6.69 | 2017-11-30
Spain | ESP | 2017-11-10 20:00 | 2017-11-10 21:00 | 64.64 | 2017 | 6.69 | 2017-11-30
Spain | ESP | 2017-11-10 21:00 | 2017-11-10 22:00 | 62.65 | 2017 | 6.69 | 2017-11-30
Spain | ESP | 2017-11-10 22:00 | 2017-11-10 23:00 | 61.14 | 2017 | 6.69 | 2017-11-30
Spain | ESP | 2017-11-10 23:00 | 2017-11-11 | 61.84 | 2017 | 6.69 | 2017-11-30
Spain | ESP | 2017-11-11 | 2017-11-11 01:00 | 57 | 2017 | 6.69 | 2017-11-30
Spain | ESP | 2017-11-11 01:00 | 2017-11-11 02:00 | 55.48 | 2017 | 6.69 | 2017-11-30
Spain | ESP | 2017-11-11 02:00 | 2017-11-11 03:00 | 49.31 | 2017 | 6.69 | 2017-11-30
Spain | ESP | 2017-11-11 03:00 | 2017-11-11 04:00 | 47.02 | 2017 | 6.69 | 2017-11-30
Spain | ESP | 2017-11-11 04:00 | 2017-11-11 05:00 | 46.57 | 2017 | 6.69 | 2017-11-30
Spain | ESP | 2017-11-11 05:00 | 2017-11-11 06:00 | 47.65 | 2017 | 6.69 | 2017-11-30
Spain | ESP | 2017-11-11 06:00 | 2017-11-11 07:00 | 49.64 | 2017 | 6.69 | 2017-11-30
Spain | ESP | 2017-11-11 07:00 | 2017-11-11 08:00 | 51.51 | 2017 | 6.69 | 2017-11-30
Spain | ESP | 2017-11-11 08:00 | 2017-11-11 09:00 | 56.52 | 2017 | 6.69 | 2017-11-30
Spain | ESP | 2017-11-11 09:00 | 2017-11-11 10:00 | 57.16 | 2017 | 6.69 | 2017-11-30
Spain | ESP | 2017-11-11 10:00 | 2017-11-11 11:00 | 57.97 | 2017 | 6.69 | 2017-11-30
Spain | ESP | 2017-11-11 11:00 | 2017-11-11 12:00 | 57.07 | 2017 | 6.69 | 2017-11-30
Spain | ESP | 2017-11-11 12:00 | 2017-11-11 13:00 | 56.81 | 2017 | 6.69 | 2017-11-30
Spain | ESP | 2017-11-11 13:00 | 2017-11-11 14:00 | 54 | 2017 | 6.69 | 2017-11-30
Spain | ESP | 2017-11-11 14:00 | 2017-11-11 15:00 | 50 | 2017 | 6.69 | 2017-11-30
Spain | ESP | 2017-11-11 15:00 | 2017-11-11 16:00 | 49.74 | 2017 | 6.69 | 2017-11-30
Spain | ESP | 2017-11-11 16:00 | 2017-11-11 17:00 | 60.67 | 2017 | 6.69 | 2017-11-30
Spain | ESP | 2017-11-11 17:00 | 2017-11-11 18:00 | 65.69 | 2017 | 6.69 | 2017-11-30
Spain | ESP | 2017-11-11 18:00 | 2017-11-11 19:00 | 67.05 | 2017 | 6.69 | 2017-11-30
Spain | ESP | 2017-11-11 19:00 | 2017-11-11 20:00 | 64.71 | 2017 | 6.69 | 2017-11-30
Spain | ESP | 2017-11-11 20:00 | 2017-11-11 21:00 | 62.58 | 2017 | 6.69 | 2017-11-30
Spain | ESP | 2017-11-11 21:00 | 2017-11-11 22:00 | 61.5 | 2017 | 6.69 | 2017-11-30
Spain | ESP | 2017-11-11 22:00 | 2017-11-11 23:00 | 59.12 | 2017 | 6.69 | 2017-11-30
Spain | ESP | 2017-11-11 23:00 | 2017-11-12 | 60 | 2017 | 6.69 | 2017-11-30
Spain | ESP | 2017-11-12 | 2017-11-12 01:00 | 51.56 | 2017 | 6.69 | 2017-11-30
Spain | ESP | 2017-11-12 01:00 | 2017-11-12 02:00 | 48.13 | 2017 | 6.69 | 2017-11-30
Spain | ESP | 2017-11-12 02:00 | 2017-11-12 03:00 | 45.38 | 2017 | 6.69 | 2017-11-30
Spain | ESP | 2017-11-12 03:00 | 2017-11-12 04:00 | 44.78 | 2017 | 6.69 | 2017-11-30
Spain | ESP | 2017-11-12 04:00 | 2017-11-12 05:00 | 44.53 | 2017 | 6.69 | 2017-11-30
Spain | ESP | 2017-11-12 05:00 | 2017-11-12 06:00 | 44.53 | 2017 | 6.69 | 2017-11-30
Spain | ESP | 2017-11-12 06:00 | 2017-11-12 07:00 | 45.08 | 2017 | 6.69 | 2017-11-30
Spain | ESP | 2017-11-12 07:00 | 2017-11-12 08:00 | 48.33 | 2017 | 6.69 | 2017-11-30
Spain | ESP | 2017-11-12 08:00 | 2017-11-12 09:00 | 50 | 2017 | 6.69 | 2017-11-30
Spain | ESP | 2017-11-12 09:00 | 2017-11-12 10:00 | 52.93 | 2017 | 6.69 | 2017-11-30
Spain | ESP | 2017-11-12 10:00 | 2017-11-12 11:00 | 53.22 | 2017 | 6.69 | 2017-11-30
Spain | ESP | 2017-11-12 11:00 | 2017-11-12 12:00 | 51.3 | 2017 | 6.69 | 2017-11-30
Spain | ESP | 2017-11-12 12:00 | 2017-11-12 13:00 | 52.5 | 2017 | 6.69 | 2017-11-30
Spain | ESP | 2017-11-12 13:00 | 2017-11-12 14:00 | 49.75 | 2017 | 6.69 | 2017-11-30
Spain | ESP | 2017-11-12 14:00 | 2017-11-12 15:00 | 47.93 | 2017 | 6.69 | 2017-11-30
Spain | ESP | 2017-11-12 15:00 | 2017-11-12 16:00 | 46.2 | 2017 | 6.69 | 2017-11-30
Spain | ESP | 2017-11-12 16:00 | 2017-11-12 17:00 | 51.05 | 2017 | 6.69 | 2017-11-30
Spain | ESP | 2017-11-12 17:00 | 2017-11-12 18:00 | 61.84 | 2017 | 6.69 | 2017-11-30
Spain | ESP | 2017-11-12 18:00 | 2017-11-12 19:00 | 64.19 | 2017 | 6.69 | 2017-11-30
Spain | ESP | 2017-11-12 19:00 | 2017-11-12 20:00 | 63.78 | 2017 | 6.69 | 2017-11-30
Spain | ESP | 2017-11-12 20:00 | 2017-11-12 21:00 | 60.55 | 2017 | 6.69 | 2017-11-30
Spain | ESP | 2017-11-12 21:00 | 2017-11-12 22:00 | 54.1 | 2017 | 6.69 | 2017-11-30
Spain | ESP | 2017-11-12 22:00 | 2017-11-12 23:00 | 49.87 | 2017 | 6.69 | 2017-11-30
Spain | ESP | 2017-11-12 23:00 | 2017-11-13 | 43.69 | 2017 | 6.69 | 2017-11-30
Spain | ESP | 2017-11-13 | 2017-11-13 01:00 | 39.78 | 2017 | 6.69 | 2017-11-30
Spain | ESP | 2017-11-13 01:00 | 2017-11-13 02:00 | 34.55 | 2017 | 6.69 | 2017-11-30
Spain | ESP | 2017-11-13 02:00 | 2017-11-13 03:00 | 29.94 | 2017 | 6.69 | 2017-11-30
Spain | ESP | 2017-11-13 03:00 | 2017-11-13 04:00 | 30.08 | 2017 | 6.69 | 2017-11-30
Spain | ESP | 2017-11-13 04:00 | 2017-11-13 05:00 | 39.19 | 2017 | 6.69 | 2017-11-30
Spain | ESP | 2017-11-13 05:00 | 2017-11-13 06:00 | 47.56 | 2017 | 6.69 | 2017-11-30
Spain | ESP | 2017-11-13 06:00 | 2017-11-13 07:00 | 60.43 | 2017 | 6.69 | 2017-11-30
Spain | ESP | 2017-11-13 07:00 | 2017-11-13 08:00 | 60.53 | 2017 | 6.69 | 2017-11-30
Spain | ESP | 2017-11-13 08:00 | 2017-11-13 09:00 | 61.5 | 2017 | 6.69 | 2017-11-30
Spain | ESP | 2017-11-13 09:00 | 2017-11-13 10:00 | 58.52 | 2017 | 6.69 | 2017-11-30
Spain | ESP | 2017-11-13 10:00 | 2017-11-13 11:00 | 57.46 | 2017 | 6.69 | 2017-11-30
Spain | ESP | 2017-11-13 11:00 | 2017-11-13 12:00 | 56.5 | 2017 | 6.69 | 2017-11-30
Spain | ESP | 2017-11-13 12:00 | 2017-11-13 13:00 | 54.99 | 2017 | 6.69 | 2017-11-30
Spain | ESP | 2017-11-13 13:00 | 2017-11-13 14:00 | 52.76 | 2017 | 6.69 | 2017-11-30
Spain | ESP | 2017-11-13 14:00 | 2017-11-13 15:00 | 51 | 2017 | 6.69 | 2017-11-30
Spain | ESP | 2017-11-13 15:00 | 2017-11-13 16:00 | 52.49 | 2017 | 6.69 | 2017-11-30
Spain | ESP | 2017-11-13 16:00 | 2017-11-13 17:00 | 55.42 | 2017 | 6.69 | 2017-11-30
Spain | ESP | 2017-11-13 17:00 | 2017-11-13 18:00 | 61.84 | 2017 | 6.69 | 2017-11-30
Spain | ESP | 2017-11-13 18:00 | 2017-11-13 19:00 | 62.69 | 2017 | 6.69 | 2017-11-30
Spain | ESP | 2017-11-13 19:00 | 2017-11-13 20:00 | 63.85 | 2017 | 6.69 | 2017-11-30
Spain | ESP | 2017-11-13 20:00 | 2017-11-13 21:00 | 62.42 | 2017 | 6.69 | 2017-11-30
Spain | ESP | 2017-11-13 21:00 | 2017-11-13 22:00 | 60.64 | 2017 | 6.69 | 2017-11-30
Spain | ESP | 2017-11-13 22:00 | 2017-11-13 23:00 | 50.9 | 2017 | 6.69 | 2017-11-30
Spain | ESP | 2017-11-13 23:00 | 2017-11-14 | 48.19 | 2017 | 6.69 | 2017-11-30
Spain | ESP | 2017-11-14 | 2017-11-14 01:00 | 46.17 | 2017 | 6.69 | 2017-11-30
Spain | ESP | 2017-11-14 01:00 | 2017-11-14 02:00 | 45.18 | 2017 | 6.69 | 2017-11-30
Spain | ESP | 2017-11-14 02:00 | 2017-11-14 03:00 | 43 | 2017 | 6.69 | 2017-11-30
Spain | ESP | 2017-11-14 03:00 | 2017-11-14 04:00 | 43.78 | 2017 | 6.69 | 2017-11-30
Spain | ESP | 2017-11-14 04:00 | 2017-11-14 05:00 | 47.3 | 2017 | 6.69 | 2017-11-30
Spain | ESP | 2017-11-14 05:00 | 2017-11-14 06:00 | 49.69 | 2017 | 6.69 | 2017-11-30
Spain | ESP | 2017-11-14 06:00 | 2017-11-14 07:00 | 59.26 | 2017 | 6.69 | 2017-11-30
Spain | ESP | 2017-11-14 07:00 | 2017-11-14 08:00 | 62.45 | 2017 | 6.69 | 2017-11-30
Spain | ESP | 2017-11-14 08:00 | 2017-11-14 09:00 | 62.65 | 2017 | 6.69 | 2017-11-30
Spain | ESP | 2017-11-14 09:00 | 2017-11-14 10:00 | 60.84 | 2017 | 6.69 | 2017-11-30
Spain | ESP | 2017-11-14 10:00 | 2017-11-14 11:00 | 60.43 | 2017 | 6.69 | 2017-11-30
Spain | ESP | 2017-11-14 11:00 | 2017-11-14 12:00 | 60.43 | 2017 | 6.69 | 2017-11-30
Spain | ESP | 2017-11-14 12:00 | 2017-11-14 13:00 | 60.53 | 2017 | 6.69 | 2017-11-30
Spain | ESP | 2017-11-14 13:00 | 2017-11-14 14:00 | 60.53 | 2017 | 6.69 | 2017-11-30
Spain | ESP | 2017-11-14 14:00 | 2017-11-14 15:00 | 61.53 | 2017 | 6.69 | 2017-11-30
Spain | ESP | 2017-11-14 15:00 | 2017-11-14 16:00 | 62.45 | 2017 | 6.69 | 2017-11-30
Spain | ESP | 2017-11-14 16:00 | 2017-11-14 17:00 | 62.69 | 2017 | 6.69 | 2017-11-30
Spain | ESP | 2017-11-14 17:00 | 2017-11-14 18:00 | 66.69 | 2017 | 6.69 | 2017-11-30
Spain | ESP | 2017-11-14 18:00 | 2017-11-14 19:00 | 66.69 | 2017 | 6.69 | 2017-11-30
Spain | ESP | 2017-11-14 19:00 | 2017-11-14 20:00 | 68.05 | 2017 | 6.69 | 2017-11-30
Spain | ESP | 2017-11-14 20:00 | 2017-11-14 21:00 | 66.48 | 2017 | 6.69 | 2017-11-30
Spain | ESP | 2017-11-14 21:00 | 2017-11-14 22:00 | 62.01 | 2017 | 6.69 | 2017-11-30
Spain | ESP | 2017-11-14 22:00 | 2017-11-14 23:00 | 60.44 | 2017 | 6.69 | 2017-11-30
Spain | ESP | 2017-11-14 23:00 | 2017-11-15 | 55.79 | 2017 | 6.69 | 2017-11-30
Spain | ESP | 2017-11-15 | 2017-11-15 01:00 | 52.52 | 2017 | 6.69 | 2017-11-30
Spain | ESP | 2017-11-15 01:00 | 2017-11-15 02:00 | 51.53 | 2017 | 6.69 | 2017-11-30
Spain | ESP | 2017-11-15 02:00 | 2017-11-15 03:00 | 49.05 | 2017 | 6.69 | 2017-11-30
Spain | ESP | 2017-11-15 03:00 | 2017-11-15 04:00 | 48.88 | 2017 | 6.69 | 2017-11-30
Spain | ESP | 2017-11-15 04:00 | 2017-11-15 05:00 | 50.45 | 2017 | 6.69 | 2017-11-30
Spain | ESP | 2017-11-15 05:00 | 2017-11-15 06:00 | 61.84 | 2017 | 6.69 | 2017-11-30
Spain | ESP | 2017-11-15 06:00 | 2017-11-15 07:00 | 67.07 | 2017 | 6.69 | 2017-11-30
Spain | ESP | 2017-11-15 07:00 | 2017-11-15 08:00 | 68.26 | 2017 | 6.69 | 2017-11-30
Spain | ESP | 2017-11-15 08:00 | 2017-11-15 09:00 | 69.25 | 2017 | 6.69 | 2017-11-30
Spain | ESP | 2017-11-15 09:00 | 2017-11-15 10:00 | 68.26 | 2017 | 6.69 | 2017-11-30
Spain | ESP | 2017-11-15 10:00 | 2017-11-15 11:00 | 67.89 | 2017 | 6.69 | 2017-11-30
Spain | ESP | 2017-11-15 11:00 | 2017-11-15 12:00 | 67.76 | 2017 | 6.69 | 2017-11-30
Spain | ESP | 2017-11-15 12:00 | 2017-11-15 13:00 | 68.2 | 2017 | 6.69 | 2017-11-30
Spain | ESP | 2017-11-15 13:00 | 2017-11-15 14:00 | 67.76 | 2017 | 6.69 | 2017-11-30
Spain | ESP | 2017-11-15 14:00 | 2017-11-15 15:00 | 67.89 | 2017 | 6.69 | 2017-11-30
Spain | ESP | 2017-11-15 15:00 | 2017-11-15 16:00 | 68.05 | 2017 | 6.69 | 2017-11-30
Spain | ESP | 2017-11-15 16:00 | 2017-11-15 17:00 | 70.53 | 2017 | 6.69 | 2017-11-30
Spain | ESP | 2017-11-15 17:00 | 2017-11-15 18:00 | 73 | 2017 | 6.69 | 2017-11-30
Spain | ESP | 2017-11-15 18:00 | 2017-11-15 19:00 | 75 | 2017 | 6.69 | 2017-11-30
Spain | ESP | 2017-11-15 19:00 | 2017-11-15 20:00 | 75.57 | 2017 | 6.69 | 2017-11-30
Spain | ESP | 2017-11-15 20:00 | 2017-11-15 21:00 | 71.39 | 2017 | 6.69 | 2017-11-30
Spain | ESP | 2017-11-15 21:00 | 2017-11-15 22:00 | 67.99 | 2017 | 6.69 | 2017-11-30
Spain | ESP | 2017-11-15 22:00 | 2017-11-15 23:00 | 66.37 | 2017 | 6.69 | 2017-11-30
Spain | ESP | 2017-11-15 23:00 | 2017-11-16 | 68 | 2017 | 6.69 | 2017-11-30
Spain | ESP | 2017-11-16 | 2017-11-16 01:00 | 57.74 | 2017 | 6.69 | 2017-11-30
Spain | ESP | 2017-11-16 01:00 | 2017-11-16 02:00 | 54.79 | 2017 | 6.69 | 2017-11-30
Spain | ESP | 2017-11-16 02:00 | 2017-11-16 03:00 | 51.83 | 2017 | 6.69 | 2017-11-30
Spain | ESP | 2017-11-16 03:00 | 2017-11-16 04:00 | 51.28 | 2017 | 6.69 | 2017-11-30
Spain | ESP | 2017-11-16 04:00 | 2017-11-16 05:00 | 55.06 | 2017 | 6.69 | 2017-11-30
Spain | ESP | 2017-11-16 05:00 | 2017-11-16 06:00 | 68.01 | 2017 | 6.69 | 2017-11-30
Spain | ESP | 2017-11-16 06:00 | 2017-11-16 07:00 | 70.53 | 2017 | 6.69 | 2017-11-30
Spain | ESP | 2017-11-16 07:00 | 2017-11-16 08:00 | 71.75 | 2017 | 6.69 | 2017-11-30
Spain | ESP | 2017-11-16 08:00 | 2017-11-16 09:00 | 72 | 2017 | 6.69 | 2017-11-30
Spain | ESP | 2017-11-16 09:00 | 2017-11-16 10:00 | 71.04 | 2017 | 6.69 | 2017-11-30
Spain | ESP | 2017-11-16 10:00 | 2017-11-16 11:00 | 70.53 | 2017 | 6.69 | 2017-11-30
Spain | ESP | 2017-11-16 11:00 | 2017-11-16 12:00 | 70.28 | 2017 | 6.69 | 2017-11-30
Spain | ESP | 2017-11-16 12:00 | 2017-11-16 13:00 | 70.28 | 2017 | 6.69 | 2017-11-30
Spain | ESP | 2017-11-16 13:00 | 2017-11-16 14:00 | 70.28 | 2017 | 6.69 | 2017-11-30
Spain | ESP | 2017-11-16 14:00 | 2017-11-16 15:00 | 69.51 | 2017 | 6.69 | 2017-11-30
Spain | ESP | 2017-11-16 15:00 | 2017-11-16 16:00 | 69.51 | 2017 | 6.69 | 2017-11-30
Spain | ESP | 2017-11-16 16:00 | 2017-11-16 17:00 | 70.28 | 2017 | 6.69 | 2017-11-30
Spain | ESP | 2017-11-16 17:00 | 2017-11-16 18:00 | 72.05 | 2017 | 6.69 | 2017-11-30
Spain | ESP | 2017-11-16 18:00 | 2017-11-16 19:00 | 72.71 | 2017 | 6.69 | 2017-11-30
Spain | ESP | 2017-11-16 19:00 | 2017-11-16 20:00 | 72.82 | 2017 | 6.69 | 2017-11-30
Spain | ESP | 2017-11-16 20:00 | 2017-11-16 21:00 | 71.05 | 2017 | 6.69 | 2017-11-30
Spain | ESP | 2017-11-16 21:00 | 2017-11-16 22:00 | 70.27 | 2017 | 6.69 | 2017-11-30
Spain | ESP | 2017-11-16 22:00 | 2017-11-16 23:00 | 68.05 | 2017 | 6.69 | 2017-11-30
Spain | ESP | 2017-11-16 23:00 | 2017-11-17 | 70.87 | 2017 | 6.69 | 2017-11-30
Spain | ESP | 2017-11-17 | 2017-11-17 01:00 | 60.8 | 2017 | 6.69 | 2017-11-30
Spain | ESP | 2017-11-17 01:00 | 2017-11-17 02:00 | 57.26 | 2017 | 6.69 | 2017-11-30
Spain | ESP | 2017-11-17 02:00 | 2017-11-17 03:00 | 52.52 | 2017 | 6.69 | 2017-11-30
Spain | ESP | 2017-11-17 03:00 | 2017-11-17 04:00 | 52.1 | 2017 | 6.69 | 2017-11-30
Spain | ESP | 2017-11-17 04:00 | 2017-11-17 05:00 | 57 | 2017 | 6.69 | 2017-11-30
Spain | ESP | 2017-11-17 05:00 | 2017-11-17 06:00 | 69.3 | 2017 | 6.69 | 2017-11-30
Spain | ESP | 2017-11-17 06:00 | 2017-11-17 07:00 | 72.69 | 2017 | 6.69 | 2017-11-30
Spain | ESP | 2017-11-17 07:00 | 2017-11-17 08:00 | 72.05 | 2017 | 6.69 | 2017-11-30
Spain | ESP | 2017-11-17 08:00 | 2017-11-17 09:00 | 72.05 | 2017 | 6.69 | 2017-11-30
Spain | ESP | 2017-11-17 09:00 | 2017-11-17 10:00 | 71.4 | 2017 | 6.69 | 2017-11-30
Spain | ESP | 2017-11-17 10:00 | 2017-11-17 11:00 | 70.12 | 2017 | 6.69 | 2017-11-30
Spain | ESP | 2017-11-17 11:00 | 2017-11-17 12:00 | 71.04 | 2017 | 6.69 | 2017-11-30
Spain | ESP | 2017-11-17 12:00 | 2017-11-17 13:00 | 70.67 | 2017 | 6.69 | 2017-11-30
Spain | ESP | 2017-11-17 13:00 | 2017-11-17 14:00 | 68.9 | 2017 | 6.69 | 2017-11-30
Spain | ESP | 2017-11-17 14:00 | 2017-11-17 15:00 | 68.05 | 2017 | 6.69 | 2017-11-30
Spain | ESP | 2017-11-17 15:00 | 2017-11-17 16:00 | 67.05 | 2017 | 6.69 | 2017-11-30
Spain | ESP | 2017-11-17 16:00 | 2017-11-17 17:00 | 68.2 | 2017 | 6.69 | 2017-11-30
Spain | ESP | 2017-11-17 17:00 | 2017-11-17 18:00 | 70.87 | 2017 | 6.69 | 2017-11-30
Spain | ESP | 2017-11-17 18:00 | 2017-11-17 19:00 | 71.25 | 2017 | 6.69 | 2017-11-30
Spain | ESP | 2017-11-17 19:00 | 2017-11-17 20:00 | 71.25 | 2017 | 6.69 | 2017-11-30
Spain | ESP | 2017-11-17 20:00 | 2017-11-17 21:00 | 69.43 | 2017 | 6.69 | 2017-11-30
Spain | ESP | 2017-11-17 21:00 | 2017-11-17 22:00 | 68.52 | 2017 | 6.69 | 2017-11-30
Spain | ESP | 2017-11-17 22:00 | 2017-11-17 23:00 | 67.05 | 2017 | 6.69 | 2017-11-30
Spain | ESP | 2017-11-17 23:00 | 2017-11-18 | 60.53 | 2017 | 6.69 | 2017-11-30
Spain | ESP | 2017-11-18 | 2017-11-18 01:00 | 56.62 | 2017 | 6.69 | 2017-11-30
Spain | ESP | 2017-11-18 01:00 | 2017-11-18 02:00 | 52.95 | 2017 | 6.69 | 2017-11-30
Spain | ESP | 2017-11-18 02:00 | 2017-11-18 03:00 | 51.67 | 2017 | 6.69 | 2017-11-30
Spain | ESP | 2017-11-18 03:00 | 2017-11-18 04:00 | 50.14 | 2017 | 6.69 | 2017-11-30
Spain | ESP | 2017-11-18 04:00 | 2017-11-18 05:00 | 50.14 | 2017 | 6.69 | 2017-11-30
Spain | ESP | 2017-11-18 05:00 | 2017-11-18 06:00 | 52.95 | 2017 | 6.69 | 2017-11-30
Spain | ESP | 2017-11-18 06:00 | 2017-11-18 07:00 | 56.92 | 2017 | 6.69 | 2017-11-30
Spain | ESP | 2017-11-18 07:00 | 2017-11-18 08:00 | 57 | 2017 | 6.69 | 2017-11-30
Spain | ESP | 2017-11-18 08:00 | 2017-11-18 09:00 | 61.07 | 2017 | 6.69 | 2017-11-30
Spain | ESP | 2017-11-18 09:00 | 2017-11-18 10:00 | 61.2 | 2017 | 6.69 | 2017-11-30
Spain | ESP | 2017-11-18 10:00 | 2017-11-18 11:00 | 60.53 | 2017 | 6.69 | 2017-11-30
Spain | ESP | 2017-11-18 11:00 | 2017-11-18 12:00 | 59.5 | 2017 | 6.69 | 2017-11-30
Spain | ESP | 2017-11-18 12:00 | 2017-11-18 13:00 | 58.96 | 2017 | 6.69 | 2017-11-30
Spain | ESP | 2017-11-18 13:00 | 2017-11-18 14:00 | 57.82 | 2017 | 6.69 | 2017-11-30
Spain | ESP | 2017-11-18 14:00 | 2017-11-18 15:00 | 56.62 | 2017 | 6.69 | 2017-11-30
Spain | ESP | 2017-11-18 15:00 | 2017-11-18 16:00 | 58.48 | 2017 | 6.69 | 2017-11-30
Spain | ESP | 2017-11-18 16:00 | 2017-11-18 17:00 | 68.26 | 2017 | 6.69 | 2017-11-30
Spain | ESP | 2017-11-18 17:00 | 2017-11-18 18:00 | 72.69 | 2017 | 6.69 | 2017-11-30
Spain | ESP | 2017-11-18 18:00 | 2017-11-18 19:00 | 73.88 | 2017 | 6.69 | 2017-11-30
Spain | ESP | 2017-11-18 19:00 | 2017-11-18 20:00 | 68.26 | 2017 | 6.69 | 2017-11-30
Spain | ESP | 2017-11-18 20:00 | 2017-11-18 21:00 | 65 | 2017 | 6.69 | 2017-11-30
Spain | ESP | 2017-11-18 21:00 | 2017-11-18 22:00 | 64.67 | 2017 | 6.69 | 2017-11-30
Spain | ESP | 2017-11-18 22:00 | 2017-11-18 23:00 | 62.67 | 2017 | 6.69 | 2017-11-30
Spain | ESP | 2017-11-18 23:00 | 2017-11-19 | 59.37 | 2017 | 6.69 | 2017-11-30
Spain | ESP | 2017-11-19 | 2017-11-19 01:00 | 56.52 | 2017 | 6.69 | 2017-11-30
Spain | ESP | 2017-11-19 01:00 | 2017-11-19 02:00 | 53.1 | 2017 | 6.69 | 2017-11-30
Spain | ESP | 2017-11-19 02:00 | 2017-11-19 03:00 | 52.52 | 2017 | 6.69 | 2017-11-30
Spain | ESP | 2017-11-19 03:00 | 2017-11-19 04:00 | 52.09 | 2017 | 6.69 | 2017-11-30
Spain | ESP | 2017-11-19 04:00 | 2017-11-19 05:00 | 52.51 | 2017 | 6.69 | 2017-11-30
Spain | ESP | 2017-11-19 05:00 | 2017-11-19 06:00 | 52.52 | 2017 | 6.69 | 2017-11-30
Spain | ESP | 2017-11-19 06:00 | 2017-11-19 07:00 | 52.81 | 2017 | 6.69 | 2017-11-30
Spain | ESP | 2017-11-19 07:00 | 2017-11-19 08:00 | 53.02 | 2017 | 6.69 | 2017-11-30
Spain | ESP | 2017-11-19 08:00 | 2017-11-19 09:00 | 53.71 | 2017 | 6.69 | 2017-11-30
Spain | ESP | 2017-11-19 09:00 | 2017-11-19 10:00 | 55.26 | 2017 | 6.69 | 2017-11-30
Spain | ESP | 2017-11-19 10:00 | 2017-11-19 11:00 | 55.2 | 2017 | 6.69 | 2017-11-30
Spain | ESP | 2017-11-19 11:00 | 2017-11-19 12:00 | 56.96 | 2017 | 6.69 | 2017-11-30
Spain | ESP | 2017-11-19 12:00 | 2017-11-19 13:00 | 58.19 | 2017 | 6.69 | 2017-11-30
Spain | ESP | 2017-11-19 13:00 | 2017-11-19 14:00 | 56.89 | 2017 | 6.69 | 2017-11-30
Spain | ESP | 2017-11-19 14:00 | 2017-11-19 15:00 | 55.2 | 2017 | 6.69 | 2017-11-30
Spain | ESP | 2017-11-19 15:00 | 2017-11-19 16:00 | 56.45 | 2017 | 6.69 | 2017-11-30
Spain | ESP | 2017-11-19 16:00 | 2017-11-19 17:00 | 67 | 2017 | 6.69 | 2017-11-30
Spain | ESP | 2017-11-19 17:00 | 2017-11-19 18:00 | 73.73 | 2017 | 6.69 | 2017-11-30
Spain | ESP | 2017-11-19 18:00 | 2017-11-19 19:00 | 75 | 2017 | 6.69 | 2017-11-30
Spain | ESP | 2017-11-19 19:00 | 2017-11-19 20:00 | 74.19 | 2017 | 6.69 | 2017-11-30
Spain | ESP | 2017-11-19 20:00 | 2017-11-19 21:00 | 71.69 | 2017 | 6.69 | 2017-11-30
Spain | ESP | 2017-11-19 21:00 | 2017-11-19 22:00 | 69.72 | 2017 | 6.69 | 2017-11-30
Spain | ESP | 2017-11-19 22:00 | 2017-11-19 23:00 | 70 | 2017 | 6.69 | 2017-11-30
Spain | ESP | 2017-11-19 23:00 | 2017-11-20 | 70.19 | 2017 | 6.69 | 2017-11-30
Spain | ESP | 2017-11-20 | 2017-11-20 01:00 | 60.43 | 2017 | 6.69 | 2017-11-30
Spain | ESP | 2017-11-20 01:00 | 2017-11-20 02:00 | 57 | 2017 | 6.69 | 2017-11-30
Spain | ESP | 2017-11-20 02:00 | 2017-11-20 03:00 | 53.07 | 2017 | 6.69 | 2017-11-30
Spain | ESP | 2017-11-20 03:00 | 2017-11-20 04:00 | 53.07 | 2017 | 6.69 | 2017-11-30
Spain | ESP | 2017-11-20 04:00 | 2017-11-20 05:00 | 53.9 | 2017 | 6.69 | 2017-11-30
Spain | ESP | 2017-11-20 05:00 | 2017-11-20 06:00 | 70.1 | 2017 | 6.69 | 2017-11-30
Spain | ESP | 2017-11-20 06:00 | 2017-11-20 07:00 | 78.45 | 2017 | 6.69 | 2017-11-30
Spain | ESP | 2017-11-20 07:00 | 2017-11-20 08:00 | 75 | 2017 | 6.69 | 2017-11-30
Spain | ESP | 2017-11-20 08:00 | 2017-11-20 09:00 | 74.77 | 2017 | 6.69 | 2017-11-30
Spain | ESP | 2017-11-20 09:00 | 2017-11-20 10:00 | 73.03 | 2017 | 6.69 | 2017-11-30
Spain | ESP | 2017-11-20 10:00 | 2017-11-20 11:00 | 71.69 | 2017 | 6.69 | 2017-11-30
Spain | ESP | 2017-11-20 11:00 | 2017-11-20 12:00 | 69.74 | 2017 | 6.69 | 2017-11-30
Spain | ESP | 2017-11-20 12:00 | 2017-11-20 13:00 | 68.05 | 2017 | 6.69 | 2017-11-30
Spain | ESP | 2017-11-20 13:00 | 2017-11-20 14:00 | 64.47 | 2017 | 6.69 | 2017-11-30
Spain | ESP | 2017-11-20 14:00 | 2017-11-20 15:00 | 62.59 | 2017 | 6.69 | 2017-11-30
Spain | ESP | 2017-11-20 15:00 | 2017-11-20 16:00 | 62.3 | 2017 | 6.69 | 2017-11-30
Spain | ESP | 2017-11-20 16:00 | 2017-11-20 17:00 | 73.51 | 2017 | 6.69 | 2017-11-30
Spain | ESP | 2017-11-20 17:00 | 2017-11-20 18:00 | 78.01 | 2017 | 6.69 | 2017-11-30
Spain | ESP | 2017-11-20 18:00 | 2017-11-20 19:00 | 79.35 | 2017 | 6.69 | 2017-11-30
Spain | ESP | 2017-11-20 19:00 | 2017-11-20 20:00 | 75 | 2017 | 6.69 | 2017-11-30
Spain | ESP | 2017-11-20 20:00 | 2017-11-20 21:00 | 69.47 | 2017 | 6.69 | 2017-11-30
Spain | ESP | 2017-11-20 21:00 | 2017-11-20 22:00 | 64.62 | 2017 | 6.69 | 2017-11-30
Spain | ESP | 2017-11-20 22:00 | 2017-11-20 23:00 | 64.47 | 2017 | 6.69 | 2017-11-30
Spain | ESP | 2017-11-20 23:00 | 2017-11-21 | 67.4 | 2017 | 6.69 | 2017-11-30
Spain | ESP | 2017-11-21 | 2017-11-21 01:00 | 60.43 | 2017 | 6.69 | 2017-11-30
Spain | ESP | 2017-11-21 01:00 | 2017-11-21 02:00 | 55.35 | 2017 | 6.69 | 2017-11-30
Spain | ESP | 2017-11-21 02:00 | 2017-11-21 03:00 | 54.27 | 2017 | 6.69 | 2017-11-30
Spain | ESP | 2017-11-21 03:00 | 2017-11-21 04:00 | 53 | 2017 | 6.69 | 2017-11-30
Spain | ESP | 2017-11-21 04:00 | 2017-11-21 05:00 | 54.69 | 2017 | 6.69 | 2017-11-30
Spain | ESP | 2017-11-21 05:00 | 2017-11-21 06:00 | 56 | 2017 | 6.69 | 2017-11-30
Spain | ESP | 2017-11-21 06:00 | 2017-11-21 07:00 | 70 | 2017 | 6.69 | 2017-11-30
Spain | ESP | 2017-11-21 07:00 | 2017-11-21 08:00 | 74.38 | 2017 | 6.69 | 2017-11-30
Spain | ESP | 2017-11-21 08:00 | 2017-11-21 09:00 | 75.26 | 2017 | 6.69 | 2017-11-30
Spain | ESP | 2017-11-21 09:00 | 2017-11-21 10:00 | 72.45 | 2017 | 6.69 | 2017-11-30
Spain | ESP | 2017-11-21 10:00 | 2017-11-21 11:00 | 69.4 | 2017 | 6.69 | 2017-11-30
Spain | ESP | 2017-11-21 11:00 | 2017-11-21 12:00 | 68.72 | 2017 | 6.69 | 2017-11-30
Spain | ESP | 2017-11-21 12:00 | 2017-11-21 13:00 | 64.91 | 2017 | 6.69 | 2017-11-30
Spain | ESP | 2017-11-21 13:00 | 2017-11-21 14:00 | 62.65 | 2017 | 6.69 | 2017-11-30
Spain | ESP | 2017-11-21 14:00 | 2017-11-21 15:00 | 62.65 | 2017 | 6.69 | 2017-11-30
Spain | ESP | 2017-11-21 15:00 | 2017-11-21 16:00 | 62.65 | 2017 | 6.69 | 2017-11-30
Spain | ESP | 2017-11-21 16:00 | 2017-11-21 17:00 | 68.05 | 2017 | 6.69 | 2017-11-30
Spain | ESP | 2017-11-21 17:00 | 2017-11-21 18:00 | 75 | 2017 | 6.69 | 2017-11-30
Spain | ESP | 2017-11-21 18:00 | 2017-11-21 19:00 | 73.13 | 2017 | 6.69 | 2017-11-30
Spain | ESP | 2017-11-21 19:00 | 2017-11-21 20:00 | 69.9 | 2017 | 6.69 | 2017-11-30
Spain | ESP | 2017-11-21 20:00 | 2017-11-21 21:00 | 66.48 | 2017 | 6.69 | 2017-11-30
Spain | ESP | 2017-11-21 21:00 | 2017-11-21 22:00 | 61.84 | 2017 | 6.69 | 2017-11-30
Spain | ESP | 2017-11-21 22:00 | 2017-11-21 23:00 | 55.35 | 2017 | 6.69 | 2017-11-30
Spain | ESP | 2017-11-21 23:00 | 2017-11-22 | 56.35 | 2017 | 6.69 | 2017-11-30
Spain | ESP | 2017-11-22 | 2017-11-22 01:00 | 52.49 | 2017 | 6.69 | 2017-11-30
Spain | ESP | 2017-11-22 01:00 | 2017-11-22 02:00 | 49.59 | 2017 | 6.69 | 2017-11-30
Spain | ESP | 2017-11-22 02:00 | 2017-11-22 03:00 | 47.42 | 2017 | 6.69 | 2017-11-30
Spain | ESP | 2017-11-22 03:00 | 2017-11-22 04:00 | 47.14 | 2017 | 6.69 | 2017-11-30
Spain | ESP | 2017-11-22 04:00 | 2017-11-22 05:00 | 50.78 | 2017 | 6.69 | 2017-11-30
Spain | ESP | 2017-11-22 05:00 | 2017-11-22 06:00 | 62.08 | 2017 | 6.69 | 2017-11-30
Spain | ESP | 2017-11-22 06:00 | 2017-11-22 07:00 | 68.76 | 2017 | 6.69 | 2017-11-30
Spain | ESP | 2017-11-22 07:00 | 2017-11-22 08:00 | 71.69 | 2017 | 6.69 | 2017-11-30
Spain | ESP | 2017-11-22 08:00 | 2017-11-22 09:00 | 71.88 | 2017 | 6.69 | 2017-11-30
Spain | ESP | 2017-11-22 09:00 | 2017-11-22 10:00 | 69.51 | 2017 | 6.69 | 2017-11-30
Spain | ESP | 2017-11-22 10:00 | 2017-11-22 11:00 | 67.84 | 2017 | 6.69 | 2017-11-30
Spain | ESP | 2017-11-22 11:00 | 2017-11-22 12:00 | 65 | 2017 | 6.69 | 2017-11-30
Spain | ESP | 2017-11-22 12:00 | 2017-11-22 13:00 | 62.58 | 2017 | 6.69 | 2017-11-30
Spain | ESP | 2017-11-22 13:00 | 2017-11-22 14:00 | 56.44 | 2017 | 6.69 | 2017-11-30
Spain | ESP | 2017-11-22 14:00 | 2017-11-22 15:00 | 54.89 | 2017 | 6.69 | 2017-11-30
Spain | ESP | 2017-11-22 15:00 | 2017-11-22 16:00 | 53.79 | 2017 | 6.69 | 2017-11-30
Spain | ESP | 2017-11-22 16:00 | 2017-11-22 17:00 | 60.92 | 2017 | 6.69 | 2017-11-30
Spain | ESP | 2017-11-22 17:00 | 2017-11-22 18:00 | 65.33 | 2017 | 6.69 | 2017-11-30
Spain | ESP | 2017-11-22 18:00 | 2017-11-22 19:00 | 64.94 | 2017 | 6.69 | 2017-11-30
Spain | ESP | 2017-11-22 19:00 | 2017-11-22 20:00 | 62.58 | 2017 | 6.69 | 2017-11-30
Spain | ESP | 2017-11-22 20:00 | 2017-11-22 21:00 | 55.22 | 2017 | 6.69 | 2017-11-30
Spain | ESP | 2017-11-22 21:00 | 2017-11-22 22:00 | 53.69 | 2017 | 6.69 | 2017-11-30
Spain | ESP | 2017-11-22 22:00 | 2017-11-22 23:00 | 49.08 | 2017 | 6.69 | 2017-11-30
Spain | ESP | 2017-11-22 23:00 | 2017-11-23 | 47.34 | 2017 | 6.69 | 2017-11-30
Spain | ESP | 2017-11-23 | 2017-11-23 01:00 | 45.07 | 2017 | 6.69 | 2017-11-30
Spain | ESP | 2017-11-23 01:00 | 2017-11-23 02:00 | 43.33 | 2017 | 6.69 | 2017-11-30
Spain | ESP | 2017-11-23 02:00 | 2017-11-23 03:00 | 40.84 | 2017 | 6.69 | 2017-11-30
Spain | ESP | 2017-11-23 03:00 | 2017-11-23 04:00 | 43.09 | 2017 | 6.69 | 2017-11-30
Spain | ESP | 2017-11-23 04:00 | 2017-11-23 05:00 | 44.67 | 2017 | 6.69 | 2017-11-30
Spain | ESP | 2017-11-23 05:00 | 2017-11-23 06:00 | 46.26 | 2017 | 6.69 | 2017-11-30
Spain | ESP | 2017-11-23 06:00 | 2017-11-23 07:00 | 55.12 | 2017 | 6.69 | 2017-11-30
Spain | ESP | 2017-11-23 07:00 | 2017-11-23 08:00 | 62.27 | 2017 | 6.69 | 2017-11-30
Spain | ESP | 2017-11-23 08:00 | 2017-11-23 09:00 | 59.25 | 2017 | 6.69 | 2017-11-30
Spain | ESP | 2017-11-23 09:00 | 2017-11-23 10:00 | 59 | 2017 | 6.69 | 2017-11-30
Spain | ESP | 2017-11-23 10:00 | 2017-11-23 11:00 | 59.64 | 2017 | 6.69 | 2017-11-30
Spain | ESP | 2017-11-23 11:00 | 2017-11-23 12:00 | 59.42 | 2017 | 6.69 | 2017-11-30
Spain | ESP | 2017-11-23 12:00 | 2017-11-23 13:00 | 59.29 | 2017 | 6.69 | 2017-11-30
Spain | ESP | 2017-11-23 13:00 | 2017-11-23 14:00 | 55.99 | 2017 | 6.69 | 2017-11-30
Spain | ESP | 2017-11-23 14:00 | 2017-11-23 15:00 | 55.5 | 2017 | 6.69 | 2017-11-30
Spain | ESP | 2017-11-23 15:00 | 2017-11-23 16:00 | 59 | 2017 | 6.69 | 2017-11-30
Spain | ESP | 2017-11-23 16:00 | 2017-11-23 17:00 | 69.77 | 2017 | 6.69 | 2017-11-30
Spain | ESP | 2017-11-23 17:00 | 2017-11-23 18:00 | 75.51 | 2017 | 6.69 | 2017-11-30
Spain | ESP | 2017-11-23 18:00 | 2017-11-23 19:00 | 76.76 | 2017 | 6.69 | 2017-11-30
Spain | ESP | 2017-11-23 19:00 | 2017-11-23 20:00 | 71.88 | 2017 | 6.69 | 2017-11-30
Spain | ESP | 2017-11-23 20:00 | 2017-11-23 21:00 | 67.76 | 2017 | 6.69 | 2017-11-30
Spain | ESP | 2017-11-23 21:00 | 2017-11-23 22:00 | 62.58 | 2017 | 6.69 | 2017-11-30
Spain | ESP | 2017-11-23 22:00 | 2017-11-23 23:00 | 56.68 | 2017 | 6.69 | 2017-11-30
Spain | ESP | 2017-11-23 23:00 | 2017-11-24 | 53.08 | 2017 | 6.69 | 2017-11-30
Spain | ESP | 2017-11-24 | 2017-11-24 01:00 | 49.83 | 2017 | 6.69 | 2017-11-30
Spain | ESP | 2017-11-24 01:00 | 2017-11-24 02:00 | 49.29 | 2017 | 6.69 | 2017-11-30
Spain | ESP | 2017-11-24 02:00 | 2017-11-24 03:00 | 49.14 | 2017 | 6.69 | 2017-11-30
Spain | ESP | 2017-11-24 03:00 | 2017-11-24 04:00 | 48.8 | 2017 | 6.69 | 2017-11-30
Spain | ESP | 2017-11-24 04:00 | 2017-11-24 05:00 | 49.69 | 2017 | 6.69 | 2017-11-30
Spain | ESP | 2017-11-24 05:00 | 2017-11-24 06:00 | 53.08 | 2017 | 6.69 | 2017-11-30
Spain | ESP | 2017-11-24 06:00 | 2017-11-24 07:00 | 62.26 | 2017 | 6.69 | 2017-11-30
Spain | ESP | 2017-11-24 07:00 | 2017-11-24 08:00 | 64.16 | 2017 | 6.69 | 2017-11-30
Spain | ESP | 2017-11-24 08:00 | 2017-11-24 09:00 | 67.34 | 2017 | 6.69 | 2017-11-30
Spain | ESP | 2017-11-24 09:00 | 2017-11-24 10:00 | 67.05 | 2017 | 6.69 | 2017-11-30
Spain | ESP | 2017-11-24 10:00 | 2017-11-24 11:00 | 65.53 | 2017 | 6.69 | 2017-11-30
Spain | ESP | 2017-11-24 11:00 | 2017-11-24 12:00 | 65.94 | 2017 | 6.69 | 2017-11-30
Spain | ESP | 2017-11-24 12:00 | 2017-11-24 13:00 | 65 | 2017 | 6.69 | 2017-11-30
Spain | ESP | 2017-11-24 13:00 | 2017-11-24 14:00 | 62.1 | 2017 | 6.69 | 2017-11-30
Spain | ESP | 2017-11-24 14:00 | 2017-11-24 15:00 | 62.35 | 2017 | 6.69 | 2017-11-30
Spain | ESP | 2017-11-24 15:00 | 2017-11-24 16:00 | 65.43 | 2017 | 6.69 | 2017-11-30
Spain | ESP | 2017-11-24 16:00 | 2017-11-24 17:00 | 71.04 | 2017 | 6.69 | 2017-11-30
Spain | ESP | 2017-11-24 17:00 | 2017-11-24 18:00 | 75.34 | 2017 | 6.69 | 2017-11-30
Spain | ESP | 2017-11-24 18:00 | 2017-11-24 19:00 | 70.66 | 2017 | 6.69 | 2017-11-30
Spain | ESP | 2017-11-24 19:00 | 2017-11-24 20:00 | 65.8 | 2017 | 6.69 | 2017-11-30
Spain | ESP | 2017-11-24 20:00 | 2017-11-24 21:00 | 64.71 | 2017 | 6.69 | 2017-11-30
Spain | ESP | 2017-11-24 21:00 | 2017-11-24 22:00 | 63.95 | 2017 | 6.69 | 2017-11-30
Spain | ESP | 2017-11-24 22:00 | 2017-11-24 23:00 | 56.81 | 2017 | 6.69 | 2017-11-30
Spain | ESP | 2017-11-24 23:00 | 2017-11-25 | 55.75 | 2017 | 6.69 | 2017-11-30
Spain | ESP | 2017-11-25 | 2017-11-25 01:00 | 52.08 | 2017 | 6.69 | 2017-11-30
Spain | ESP | 2017-11-25 01:00 | 2017-11-25 02:00 | 50.45 | 2017 | 6.69 | 2017-11-30
Spain | ESP | 2017-11-25 02:00 | 2017-11-25 03:00 | 49.69 | 2017 | 6.69 | 2017-11-30
Spain | ESP | 2017-11-25 03:00 | 2017-11-25 04:00 | 49.59 | 2017 | 6.69 | 2017-11-30
Spain | ESP | 2017-11-25 04:00 | 2017-11-25 05:00 | 49.22 | 2017 | 6.69 | 2017-11-30
Spain | ESP | 2017-11-25 05:00 | 2017-11-25 06:00 | 49.22 | 2017 | 6.69 | 2017-11-30
Spain | ESP | 2017-11-25 06:00 | 2017-11-25 07:00 | 49.8 | 2017 | 6.69 | 2017-11-30
Spain | ESP | 2017-11-25 07:00 | 2017-11-25 08:00 | 53.16 | 2017 | 6.69 | 2017-11-30
Spain | ESP | 2017-11-25 08:00 | 2017-11-25 09:00 | 57.79 | 2017 | 6.69 | 2017-11-30
Spain | ESP | 2017-11-25 09:00 | 2017-11-25 10:00 | 58.95 | 2017 | 6.69 | 2017-11-30
Spain | ESP | 2017-11-25 10:00 | 2017-11-25 11:00 | 57.05 | 2017 | 6.69 | 2017-11-30
Spain | ESP | 2017-11-25 11:00 | 2017-11-25 12:00 | 55.31 | 2017 | 6.69 | 2017-11-30
Spain | ESP | 2017-11-25 12:00 | 2017-11-25 13:00 | 52.7 | 2017 | 6.69 | 2017-11-30
Spain | ESP | 2017-11-25 13:00 | 2017-11-25 14:00 | 50.69 | 2017 | 6.69 | 2017-11-30
Spain | ESP | 2017-11-25 14:00 | 2017-11-25 15:00 | 50.09 | 2017 | 6.69 | 2017-11-30
Spain | ESP | 2017-11-25 15:00 | 2017-11-25 16:00 | 50.79 | 2017 | 6.69 | 2017-11-30
Spain | ESP | 2017-11-25 16:00 | 2017-11-25 17:00 | 63.1 | 2017 | 6.69 | 2017-11-30
Spain | ESP | 2017-11-25 17:00 | 2017-11-25 18:00 | 67.76 | 2017 | 6.69 | 2017-11-30
Spain | ESP | 2017-11-25 18:00 | 2017-11-25 19:00 | 68.5 | 2017 | 6.69 | 2017-11-30
Spain | ESP | 2017-11-25 19:00 | 2017-11-25 20:00 | 65.77 | 2017 | 6.69 | 2017-11-30
Spain | ESP | 2017-11-25 20:00 | 2017-11-25 21:00 | 65 | 2017 | 6.69 | 2017-11-30
Spain | ESP | 2017-11-25 21:00 | 2017-11-25 22:00 | 56.7 | 2017 | 6.69 | 2017-11-30
Spain | ESP | 2017-11-25 22:00 | 2017-11-25 23:00 | 55.13 | 2017 | 6.69 | 2017-11-30
Spain | ESP | 2017-11-25 23:00 | 2017-11-26 | 52 | 2017 | 6.69 | 2017-11-30
Spain | ESP | 2017-11-26 | 2017-11-26 01:00 | 50.15 | 2017 | 6.69 | 2017-11-30
Spain | ESP | 2017-11-26 01:00 | 2017-11-26 02:00 | 49.12 | 2017 | 6.69 | 2017-11-30
Spain | ESP | 2017-11-26 02:00 | 2017-11-26 03:00 | 46.33 | 2017 | 6.69 | 2017-11-30
Spain | ESP | 2017-11-26 03:00 | 2017-11-26 04:00 | 45.28 | 2017 | 6.69 | 2017-11-30
Spain | ESP | 2017-11-26 04:00 | 2017-11-26 05:00 | 44.72 | 2017 | 6.69 | 2017-11-30
Spain | ESP | 2017-11-26 05:00 | 2017-11-26 06:00 | 46.28 | 2017 | 6.69 | 2017-11-30
Spain | ESP | 2017-11-26 06:00 | 2017-11-26 07:00 | 49.46 | 2017 | 6.69 | 2017-11-30
Spain | ESP | 2017-11-26 07:00 | 2017-11-26 08:00 | 49.12 | 2017 | 6.69 | 2017-11-30
Spain | ESP | 2017-11-26 08:00 | 2017-11-26 09:00 | 50.79 | 2017 | 6.69 | 2017-11-30
Spain | ESP | 2017-11-26 09:00 | 2017-11-26 10:00 | 53.08 | 2017 | 6.69 | 2017-11-30
Spain | ESP | 2017-11-26 10:00 | 2017-11-26 11:00 | 54.05 | 2017 | 6.69 | 2017-11-30
Spain | ESP | 2017-11-26 11:00 | 2017-11-26 12:00 | 56.7 | 2017 | 6.69 | 2017-11-30
Spain | ESP | 2017-11-26 12:00 | 2017-11-26 13:00 | 55.5 | 2017 | 6.69 | 2017-11-30
Spain | ESP | 2017-11-26 13:00 | 2017-11-26 14:00 | 55.32 | 2017 | 6.69 | 2017-11-30
Spain | ESP | 2017-11-26 14:00 | 2017-11-26 15:00 | 52.7 | 2017 | 6.69 | 2017-11-30
Spain | ESP | 2017-11-26 15:00 | 2017-11-26 16:00 | 52.77 | 2017 | 6.69 | 2017-11-30
Spain | ESP | 2017-11-26 16:00 | 2017-11-26 17:00 | 60.23 | 2017 | 6.69 | 2017-11-30
Spain | ESP | 2017-11-26 17:00 | 2017-11-26 18:00 | 69.55 | 2017 | 6.69 | 2017-11-30
Spain | ESP | 2017-11-26 18:00 | 2017-11-26 19:00 | 70.53 | 2017 | 6.69 | 2017-11-30
Spain | ESP | 2017-11-26 19:00 | 2017-11-26 20:00 | 71.88 | 2017 | 6.69 | 2017-11-30
Spain | ESP | 2017-11-26 20:00 | 2017-11-26 21:00 | 73.73 | 2017 | 6.69 | 2017-11-30
Spain | ESP | 2017-11-26 21:00 | 2017-11-26 22:00 | 69.55 | 2017 | 6.69 | 2017-11-30
Spain | ESP | 2017-11-26 22:00 | 2017-11-26 23:00 | 66.84 | 2017 | 6.69 | 2017-11-30
Spain | ESP | 2017-11-26 23:00 | 2017-11-27 | 54.89 | 2017 | 6.69 | 2017-11-30
Spain | ESP | 2017-11-27 | 2017-11-27 01:00 | 50.69 | 2017 | 6.69 | 2017-11-30
Spain | ESP | 2017-11-27 01:00 | 2017-11-27 02:00 | 49.69 | 2017 | 6.69 | 2017-11-30
Spain | ESP | 2017-11-27 02:00 | 2017-11-27 03:00 | 49.59 | 2017 | 6.69 | 2017-11-30
Spain | ESP | 2017-11-27 03:00 | 2017-11-27 04:00 | 49.69 | 2017 | 6.69 | 2017-11-30
Spain | ESP | 2017-11-27 04:00 | 2017-11-27 05:00 | 50.77 | 2017 | 6.69 | 2017-11-30
Spain | ESP | 2017-11-27 05:00 | 2017-11-27 06:00 | 64.9 | 2017 | 6.69 | 2017-11-30
Spain | ESP | 2017-11-27 06:00 | 2017-11-27 07:00 | 71.04 | 2017 | 6.69 | 2017-11-30
Spain | ESP | 2017-11-27 07:00 | 2017-11-27 08:00 | 72.33 | 2017 | 6.69 | 2017-11-30
Spain | ESP | 2017-11-27 08:00 | 2017-11-27 09:00 | 73.08 | 2017 | 6.69 | 2017-11-30
Spain | ESP | 2017-11-27 09:00 | 2017-11-27 10:00 | 71.04 | 2017 | 6.69 | 2017-11-30
Spain | ESP | 2017-11-27 10:00 | 2017-11-27 11:00 | 70 | 2017 | 6.69 | 2017-11-30
Spain | ESP | 2017-11-27 11:00 | 2017-11-27 12:00 | 70 | 2017 | 6.69 | 2017-11-30
Spain | ESP | 2017-11-27 12:00 | 2017-11-27 13:00 | 68.76 | 2017 | 6.69 | 2017-11-30
Spain | ESP | 2017-11-27 13:00 | 2017-11-27 14:00 | 68.74 | 2017 | 6.69 | 2017-11-30
Spain | ESP | 2017-11-27 14:00 | 2017-11-27 15:00 | 70 | 2017 | 6.69 | 2017-11-30
Spain | ESP | 2017-11-27 15:00 | 2017-11-27 16:00 | 70.02 | 2017 | 6.69 | 2017-11-30
Spain | ESP | 2017-11-27 16:00 | 2017-11-27 17:00 | 72.08 | 2017 | 6.69 | 2017-11-30
Spain | ESP | 2017-11-27 17:00 | 2017-11-27 18:00 | 78.19 | 2017 | 6.69 | 2017-11-30
Spain | ESP | 2017-11-27 18:00 | 2017-11-27 19:00 | 76.44 | 2017 | 6.69 | 2017-11-30
Spain | ESP | 2017-11-27 19:00 | 2017-11-27 20:00 | 76.39 | 2017 | 6.69 | 2017-11-30
Spain | ESP | 2017-11-27 20:00 | 2017-11-27 21:00 | 75.61 | 2017 | 6.69 | 2017-11-30
Spain | ESP | 2017-11-27 21:00 | 2017-11-27 22:00 | 70.02 | 2017 | 6.69 | 2017-11-30
Spain | ESP | 2017-11-27 22:00 | 2017-11-27 23:00 | 67.65 | 2017 | 6.69 | 2017-11-30
Spain | ESP | 2017-11-27 23:00 | 2017-11-28 | 71.04 | 2017 | 6.69 | 2017-11-30
Spain | ESP | 2017-11-28 | 2017-11-28 01:00 | 66.84 | 2017 | 6.69 | 2017-11-30
Spain | ESP | 2017-11-28 01:00 | 2017-11-28 02:00 | 55.99 | 2017 | 6.69 | 2017-11-30
Spain | ESP | 2017-11-28 02:00 | 2017-11-28 03:00 | 54.12 | 2017 | 6.69 | 2017-11-30
Spain | ESP | 2017-11-28 03:00 | 2017-11-28 04:00 | 52.94 | 2017 | 6.69 | 2017-11-30
Spain | ESP | 2017-11-28 04:00 | 2017-11-28 05:00 | 52.94 | 2017 | 6.69 | 2017-11-30
Spain | ESP | 2017-11-28 05:00 | 2017-11-28 06:00 | 64.99 | 2017 | 6.69 | 2017-11-30
Spain | ESP | 2017-11-28 06:00 | 2017-11-28 07:00 | 74.32 | 2017 | 6.69 | 2017-11-30
Spain | ESP | 2017-11-28 07:00 | 2017-11-28 08:00 | 76.39 | 2017 | 6.69 | 2017-11-30
Spain | ESP | 2017-11-28 08:00 | 2017-11-28 09:00 | 76.45 | 2017 | 6.69 | 2017-11-30
Spain | ESP | 2017-11-28 09:00 | 2017-11-28 10:00 | 77.97 | 2017 | 6.69 | 2017-11-30
Spain | ESP | 2017-11-28 10:00 | 2017-11-28 11:00 | 76.34 | 2017 | 6.69 | 2017-11-30
Spain | ESP | 2017-11-28 11:00 | 2017-11-28 12:00 | 74.23 | 2017 | 6.69 | 2017-11-30
Spain | ESP | 2017-11-28 12:00 | 2017-11-28 13:00 | 71.88 | 2017 | 6.69 | 2017-11-30
Spain | ESP | 2017-11-28 13:00 | 2017-11-28 14:00 | 69.9 | 2017 | 6.69 | 2017-11-30
Spain | ESP | 2017-11-28 14:00 | 2017-11-28 15:00 | 68.71 | 2017 | 6.69 | 2017-11-30
Spain | ESP | 2017-11-28 15:00 | 2017-11-28 16:00 | 71.04 | 2017 | 6.69 | 2017-11-30
Spain | ESP | 2017-11-28 16:00 | 2017-11-28 17:00 | 75.55 | 2017 | 6.69 | 2017-11-30
Spain | ESP | 2017-11-28 17:00 | 2017-11-28 18:00 | 78.41 | 2017 | 6.69 | 2017-11-30
Spain | ESP | 2017-11-28 18:00 | 2017-11-28 19:00 | 78.41 | 2017 | 6.69 | 2017-11-30
Spain | ESP | 2017-11-28 19:00 | 2017-11-28 20:00 | 75 | 2017 | 6.69 | 2017-11-30
Spain | ESP | 2017-11-28 20:00 | 2017-11-28 21:00 | 74.23 | 2017 | 6.69 | 2017-11-30
Spain | ESP | 2017-11-28 21:00 | 2017-11-28 22:00 | 67.65 | 2017 | 6.69 | 2017-11-30
Spain | ESP | 2017-11-28 22:00 | 2017-11-28 23:00 | 64.34 | 2017 | 6.69 | 2017-11-30
Spain | ESP | 2017-11-28 23:00 | 2017-11-29 | 68.71 | 2017 | 6.69 | 2017-11-30
Spain | ESP | 2017-11-29 | 2017-11-29 01:00 | 59.51 | 2017 | 6.69 | 2017-11-30
Spain | ESP | 2017-11-29 01:00 | 2017-11-29 02:00 | 54.09 | 2017 | 6.69 | 2017-11-30
Spain | ESP | 2017-11-29 02:00 | 2017-11-29 03:00 | 53.25 | 2017 | 6.69 | 2017-11-30
Spain | ESP | 2017-11-29 03:00 | 2017-11-29 04:00 | 52.65 | 2017 | 6.69 | 2017-11-30
Spain | ESP | 2017-11-29 04:00 | 2017-11-29 05:00 | 52.31 | 2017 | 6.69 | 2017-11-30
Spain | ESP | 2017-11-29 05:00 | 2017-11-29 06:00 | 61.8 | 2017 | 6.69 | 2017-11-30
Spain | ESP | 2017-11-29 06:00 | 2017-11-29 07:00 | 75.23 | 2017 | 6.69 | 2017-11-30
Spain | ESP | 2017-11-29 07:00 | 2017-11-29 08:00 | 75.55 | 2017 | 6.69 | 2017-11-30
Spain | ESP | 2017-11-29 08:00 | 2017-11-29 09:00 | 76.39 | 2017 | 6.69 | 2017-11-30
Spain | ESP | 2017-11-29 09:00 | 2017-11-29 10:00 | 76.39 | 2017 | 6.69 | 2017-11-30
Spain | ESP | 2017-11-29 10:00 | 2017-11-29 11:00 | 76.23 | 2017 | 6.69 | 2017-11-30
Spain | ESP | 2017-11-29 11:00 | 2017-11-29 12:00 | 75.55 | 2017 | 6.69 | 2017-11-30
Spain | ESP | 2017-11-29 12:00 | 2017-11-29 13:00 | 75.23 | 2017 | 6.69 | 2017-11-30
Spain | ESP | 2017-11-29 13:00 | 2017-11-29 14:00 | 73.67 | 2017 | 6.69 | 2017-11-30
Spain | ESP | 2017-11-29 14:00 | 2017-11-29 15:00 | 71.5 | 2017 | 6.69 | 2017-11-30
Spain | ESP | 2017-11-29 15:00 | 2017-11-29 16:00 | 69.87 | 2017 | 6.69 | 2017-11-30
Spain | ESP | 2017-11-29 16:00 | 2017-11-29 17:00 | 74 | 2017 | 6.69 | 2017-11-30
Spain | ESP | 2017-11-29 17:00 | 2017-11-29 18:00 | 76.23 | 2017 | 6.69 | 2017-11-30
Spain | ESP | 2017-11-29 18:00 | 2017-11-29 19:00 | 76.55 | 2017 | 6.69 | 2017-11-30
Spain | ESP | 2017-11-29 19:00 | 2017-11-29 20:00 | 76.76 | 2017 | 6.69 | 2017-11-30
Spain | ESP | 2017-11-29 20:00 | 2017-11-29 21:00 | 69.03 | 2017 | 6.69 | 2017-11-30
Spain | ESP | 2017-11-29 21:00 | 2017-11-29 22:00 | 64.11 | 2017 | 6.69 | 2017-11-30
Spain | ESP | 2017-11-29 22:00 | 2017-11-29 23:00 | 62.41 | 2017 | 6.69 | 2017-11-30
Spain | ESP | 2017-11-29 23:00 | 2017-11-30 | 58.44 | 2017 | 6.69 | 2017-11-30
Spain | ESP | 2017-11-30 | 2017-11-30 01:00 | 55.69 | 2017 | 6.69 | 2017-11-30
Spain | ESP | 2017-11-30 01:00 | 2017-11-30 02:00 | 53.9 | 2017 | 6.69 | 2017-11-30
Spain | ESP | 2017-11-30 02:00 | 2017-11-30 03:00 | 52.29 | 2017 | 6.69 | 2017-11-30
Spain | ESP | 2017-11-30 03:00 | 2017-11-30 04:00 | 52.1 | 2017 | 6.69 | 2017-11-30
Spain | ESP | 2017-11-30 04:00 | 2017-11-30 05:00 | 54.2 | 2017 | 6.69 | 2017-11-30
Spain | ESP | 2017-11-30 05:00 | 2017-11-30 06:00 | 63.89 | 2017 | 6.69 | 2017-11-30
Spain | ESP | 2017-11-30 06:00 | 2017-11-30 07:00 | 74.78 | 2017 | 6.69 | 2017-11-30
Spain | ESP | 2017-11-30 07:00 | 2017-11-30 08:00 | 76.39 | 2017 | 6.69 | 2017-11-30
Spain | ESP | 2017-11-30 08:00 | 2017-11-30 09:00 | 77.23 | 2017 | 6.69 | 2017-11-30
Spain | ESP | 2017-11-30 09:00 | 2017-11-30 10:00 | 77.23 | 2017 | 6.69 | 2017-11-30
Spain | ESP | 2017-11-30 10:00 | 2017-11-30 11:00 | 76.69 | 2017 | 6.69 | 2017-11-30
Spain | ESP | 2017-11-30 11:00 | 2017-11-30 12:00 | 76.39 | 2017 | 6.69 | 2017-11-30
Spain | ESP | 2017-11-30 12:00 | 2017-11-30 13:00 | 76.39 | 2017 | 6.69 | 2017-11-30
Spain | ESP | 2017-11-30 13:00 | 2017-11-30 14:00 | 75 | 2017 | 6.69 | 2017-11-30
Spain | ESP | 2017-11-30 14:00 | 2017-11-30 15:00 | 73 | 2017 | 6.69 | 2017-11-30
Spain | ESP | 2017-11-30 15:00 | 2017-11-30 16:00 | 73.73 | 2017 | 6.69 | 2017-11-30
Spain | ESP | 2017-11-30 16:00 | 2017-11-30 17:00 | 76.31 | 2017 | 6.69 | 2017-11-30
Spain | ESP | 2017-11-30 17:00 | 2017-11-30 18:00 | 78.94 | 2017 | 6.69 | 2017-11-30
Spain | ESP | 2017-11-30 18:00 | 2017-11-30 19:00 | 79.62 | 2017 | 6.69 | 2017-11-30
Spain | ESP | 2017-11-30 19:00 | 2017-11-30 20:00 | 78.81 | 2017 | 6.69 | 2017-11-30
Spain | ESP | 2017-11-30 20:00 | 2017-11-30 21:00 | 71.22 | 2017 | 6.69 | 2017-11-30
Spain | ESP | 2017-11-30 21:00 | 2017-11-30 22:00 | 68.45 | 2017 | 6.69 | 2017-11-30
Spain | ESP | 2017-11-30 22:00 | 2017-11-30 23:00 | 68.73 | 2017 | 6.69 | 2017-11-30
Spain | ESP | 2017-11-30 23:00 | 2017-12-01 | 71.35 | 2017 | 6.69 | 2017-11-30
Spain | ESP | 2017-12-01 | 2017-12-01 01:00 | 61.49 | 2017 | 7.14 | 2017-12-31
Spain | ESP | 2017-12-01 01:00 | 2017-12-01 02:00 | 59.91 | 2017 | 7.14 | 2017-12-31
Spain | ESP | 2017-12-01 02:00 | 2017-12-01 03:00 | 53.45 | 2017 | 7.14 | 2017-12-31
Spain | ESP | 2017-12-01 03:00 | 2017-12-01 04:00 | 52.6 | 2017 | 7.14 | 2017-12-31
Spain | ESP | 2017-12-01 04:00 | 2017-12-01 05:00 | 55.59 | 2017 | 7.14 | 2017-12-31
Spain | ESP | 2017-12-01 05:00 | 2017-12-01 06:00 | 56.41 | 2017 | 7.14 | 2017-12-31
Spain | ESP | 2017-12-01 06:00 | 2017-12-01 07:00 | 72.05 | 2017 | 7.14 | 2017-12-31
Spain | ESP | 2017-12-01 07:00 | 2017-12-01 08:00 | 73.8 | 2017 | 7.14 | 2017-12-31
Spain | ESP | 2017-12-01 08:00 | 2017-12-01 09:00 | 74.78 | 2017 | 7.14 | 2017-12-31
Spain | ESP | 2017-12-01 09:00 | 2017-12-01 10:00 | 72.05 | 2017 | 7.14 | 2017-12-31
Spain | ESP | 2017-12-01 10:00 | 2017-12-01 11:00 | 70.62 | 2017 | 7.14 | 2017-12-31
Spain | ESP | 2017-12-01 11:00 | 2017-12-01 12:00 | 66.96 | 2017 | 7.14 | 2017-12-31
Spain | ESP | 2017-12-01 12:00 | 2017-12-01 13:00 | 63.12 | 2017 | 7.14 | 2017-12-31
Spain | ESP | 2017-12-01 13:00 | 2017-12-01 14:00 | 57.74 | 2017 | 7.14 | 2017-12-31
Spain | ESP | 2017-12-01 14:00 | 2017-12-01 15:00 | 57.68 | 2017 | 7.14 | 2017-12-31
Spain | ESP | 2017-12-01 15:00 | 2017-12-01 16:00 | 59.5 | 2017 | 7.14 | 2017-12-31
Spain | ESP | 2017-12-01 16:00 | 2017-12-01 17:00 | 69.53 | 2017 | 7.14 | 2017-12-31
Spain | ESP | 2017-12-01 17:00 | 2017-12-01 18:00 | 75.75 | 2017 | 7.14 | 2017-12-31
Spain | ESP | 2017-12-01 18:00 | 2017-12-01 19:00 | 77.53 | 2017 | 7.14 | 2017-12-31
Spain | ESP | 2017-12-01 19:00 | 2017-12-01 20:00 | 77.59 | 2017 | 7.14 | 2017-12-31
Spain | ESP | 2017-12-01 20:00 | 2017-12-01 21:00 | 71.47 | 2017 | 7.14 | 2017-12-31
Spain | ESP | 2017-12-01 21:00 | 2017-12-01 22:00 | 70.62 | 2017 | 7.14 | 2017-12-31
Spain | ESP | 2017-12-01 22:00 | 2017-12-01 23:00 | 70.32 | 2017 | 7.14 | 2017-12-31
Spain | ESP | 2017-12-01 23:00 | 2017-12-02 | 64.4 | 2017 | 7.14 | 2017-12-31
Spain | ESP | 2017-12-02 | 2017-12-02 01:00 | 59.18 | 2017 | 7.14 | 2017-12-31
Spain | ESP | 2017-12-02 01:00 | 2017-12-02 02:00 | 55.59 | 2017 | 7.14 | 2017-12-31
Spain | ESP | 2017-12-02 02:00 | 2017-12-02 03:00 | 54.43 | 2017 | 7.14 | 2017-12-31
Spain | ESP | 2017-12-02 03:00 | 2017-12-02 04:00 | 53.07 | 2017 | 7.14 | 2017-12-31
Spain | ESP | 2017-12-02 04:00 | 2017-12-02 05:00 | 53.08 | 2017 | 7.14 | 2017-12-31
Spain | ESP | 2017-12-02 05:00 | 2017-12-02 06:00 | 54.04 | 2017 | 7.14 | 2017-12-31
Spain | ESP | 2017-12-02 06:00 | 2017-12-02 07:00 | 55.54 | 2017 | 7.14 | 2017-12-31
Spain | ESP | 2017-12-02 07:00 | 2017-12-02 08:00 | 62.6 | 2017 | 7.14 | 2017-12-31
Spain | ESP | 2017-12-02 08:00 | 2017-12-02 09:00 | 69.65 | 2017 | 7.14 | 2017-12-31
Spain | ESP | 2017-12-02 09:00 | 2017-12-02 10:00 | 71.01 | 2017 | 7.14 | 2017-12-31
Spain | ESP | 2017-12-02 10:00 | 2017-12-02 11:00 | 69.69 | 2017 | 7.14 | 2017-12-31
Spain | ESP | 2017-12-02 11:00 | 2017-12-02 12:00 | 67.04 | 2017 | 7.14 | 2017-12-31
Spain | ESP | 2017-12-02 12:00 | 2017-12-02 13:00 | 60.07 | 2017 | 7.14 | 2017-12-31
Spain | ESP | 2017-12-02 13:00 | 2017-12-02 14:00 | 55.69 | 2017 | 7.14 | 2017-12-31
Spain | ESP | 2017-12-02 14:00 | 2017-12-02 15:00 | 53.31 | 2017 | 7.14 | 2017-12-31
Spain | ESP | 2017-12-02 15:00 | 2017-12-02 16:00 | 53.33 | 2017 | 7.14 | 2017-12-31
Spain | ESP | 2017-12-02 16:00 | 2017-12-02 17:00 | 55.71 | 2017 | 7.14 | 2017-12-31
Spain | ESP | 2017-12-02 17:00 | 2017-12-02 18:00 | 70.97 | 2017 | 7.14 | 2017-12-31
Spain | ESP | 2017-12-02 18:00 | 2017-12-02 19:00 | 71.69 | 2017 | 7.14 | 2017-12-31
Spain | ESP | 2017-12-02 19:00 | 2017-12-02 20:00 | 71.47 | 2017 | 7.14 | 2017-12-31
Spain | ESP | 2017-12-02 20:00 | 2017-12-02 21:00 | 67.49 | 2017 | 7.14 | 2017-12-31
Spain | ESP | 2017-12-02 21:00 | 2017-12-02 22:00 | 66.27 | 2017 | 7.14 | 2017-12-31
Spain | ESP | 2017-12-02 22:00 | 2017-12-02 23:00 | 63.04 | 2017 | 7.14 | 2017-12-31
Spain | ESP | 2017-12-02 23:00 | 2017-12-03 | 56.5 | 2017 | 7.14 | 2017-12-31
Spain | ESP | 2017-12-03 | 2017-12-03 01:00 | 54.7 | 2017 | 7.14 | 2017-12-31
Spain | ESP | 2017-12-03 01:00 | 2017-12-03 02:00 | 53.01 | 2017 | 7.14 | 2017-12-31
Spain | ESP | 2017-12-03 02:00 | 2017-12-03 03:00 | 50.05 | 2017 | 7.14 | 2017-12-31
Spain | ESP | 2017-12-03 03:00 | 2017-12-03 04:00 | 48.94 | 2017 | 7.14 | 2017-12-31
Spain | ESP | 2017-12-03 04:00 | 2017-12-03 05:00 | 49 | 2017 | 7.14 | 2017-12-31
Spain | ESP | 2017-12-03 05:00 | 2017-12-03 06:00 | 50.81 | 2017 | 7.14 | 2017-12-31
Spain | ESP | 2017-12-03 06:00 | 2017-12-03 07:00 | 54.02 | 2017 | 7.14 | 2017-12-31
Spain | ESP | 2017-12-03 07:00 | 2017-12-03 08:00 | 54.59 | 2017 | 7.14 | 2017-12-31
Spain | ESP | 2017-12-03 08:00 | 2017-12-03 09:00 | 56.2 | 2017 | 7.14 | 2017-12-31
Spain | ESP | 2017-12-03 09:00 | 2017-12-03 10:00 | 60.87 | 2017 | 7.14 | 2017-12-31
Spain | ESP | 2017-12-03 10:00 | 2017-12-03 11:00 | 62.76 | 2017 | 7.14 | 2017-12-31
Spain | ESP | 2017-12-03 11:00 | 2017-12-03 12:00 | 64.92 | 2017 | 7.14 | 2017-12-31
Spain | ESP | 2017-12-03 12:00 | 2017-12-03 13:00 | 62.02 | 2017 | 7.14 | 2017-12-31
Spain | ESP | 2017-12-03 13:00 | 2017-12-03 14:00 | 58.03 | 2017 | 7.14 | 2017-12-31
Spain | ESP | 2017-12-03 14:00 | 2017-12-03 15:00 | 57.07 | 2017 | 7.14 | 2017-12-31
Spain | ESP | 2017-12-03 15:00 | 2017-12-03 16:00 | 57.31 | 2017 | 7.14 | 2017-12-31
Spain | ESP | 2017-12-03 16:00 | 2017-12-03 17:00 | 70.69 | 2017 | 7.14 | 2017-12-31
Spain | ESP | 2017-12-03 17:00 | 2017-12-03 18:00 | 76.41 | 2017 | 7.14 | 2017-12-31
Spain | ESP | 2017-12-03 18:00 | 2017-12-03 19:00 | 77.07 | 2017 | 7.14 | 2017-12-31
Spain | ESP | 2017-12-03 19:00 | 2017-12-03 20:00 | 75.13 | 2017 | 7.14 | 2017-12-31
Spain | ESP | 2017-12-03 20:00 | 2017-12-03 21:00 | 74.49 | 2017 | 7.14 | 2017-12-31
Spain | ESP | 2017-12-03 21:00 | 2017-12-03 22:00 | 72.05 | 2017 | 7.14 | 2017-12-31
Spain | ESP | 2017-12-03 22:00 | 2017-12-03 23:00 | 69.46 | 2017 | 7.14 | 2017-12-31
Spain | ESP | 2017-12-03 23:00 | 2017-12-04 | 68.71 | 2017 | 7.14 | 2017-12-31
Spain | ESP | 2017-12-04 | 2017-12-04 01:00 | 58.25 | 2017 | 7.14 | 2017-12-31
Spain | ESP | 2017-12-04 01:00 | 2017-12-04 02:00 | 55.91 | 2017 | 7.14 | 2017-12-31
Spain | ESP | 2017-12-04 02:00 | 2017-12-04 03:00 | 55.15 | 2017 | 7.14 | 2017-12-31
Spain | ESP | 2017-12-04 03:00 | 2017-12-04 04:00 | 55.15 | 2017 | 7.14 | 2017-12-31
Spain | ESP | 2017-12-04 04:00 | 2017-12-04 05:00 | 56.71 | 2017 | 7.14 | 2017-12-31
Spain | ESP | 2017-12-04 05:00 | 2017-12-04 06:00 | 68.63 | 2017 | 7.14 | 2017-12-31
Spain | ESP | 2017-12-04 06:00 | 2017-12-04 07:00 | 77.2 | 2017 | 7.14 | 2017-12-31
Spain | ESP | 2017-12-04 07:00 | 2017-12-04 08:00 | 77.2 | 2017 | 7.14 | 2017-12-31
Spain | ESP | 2017-12-04 08:00 | 2017-12-04 09:00 | 78.2 | 2017 | 7.14 | 2017-12-31
Spain | ESP | 2017-12-04 09:00 | 2017-12-04 10:00 | 78.2 | 2017 | 7.14 | 2017-12-31
Spain | ESP | 2017-12-04 10:00 | 2017-12-04 11:00 | 77.53 | 2017 | 7.14 | 2017-12-31
Spain | ESP | 2017-12-04 11:00 | 2017-12-04 12:00 | 77.24 | 2017 | 7.14 | 2017-12-31
Spain | ESP | 2017-12-04 12:00 | 2017-12-04 13:00 | 77.26 | 2017 | 7.14 | 2017-12-31
Spain | ESP | 2017-12-04 13:00 | 2017-12-04 14:00 | 76.4 | 2017 | 7.14 | 2017-12-31
Spain | ESP | 2017-12-04 14:00 | 2017-12-04 15:00 | 77.24 | 2017 | 7.14 | 2017-12-31
Spain | ESP | 2017-12-04 15:00 | 2017-12-04 16:00 | 77.11 | 2017 | 7.14 | 2017-12-31
Spain | ESP | 2017-12-04 16:00 | 2017-12-04 17:00 | 78.9 | 2017 | 7.14 | 2017-12-31
Spain | ESP | 2017-12-04 17:00 | 2017-12-04 18:00 | 81.01 | 2017 | 7.14 | 2017-12-31
Spain | ESP | 2017-12-04 18:00 | 2017-12-04 19:00 | 81.89 | 2017 | 7.14 | 2017-12-31
Spain | ESP | 2017-12-04 19:00 | 2017-12-04 20:00 | 81.81 | 2017 | 7.14 | 2017-12-31
Spain | ESP | 2017-12-04 20:00 | 2017-12-04 21:00 | 76.54 | 2017 | 7.14 | 2017-12-31
Spain | ESP | 2017-12-04 21:00 | 2017-12-04 22:00 | 74.69 | 2017 | 7.14 | 2017-12-31
Spain | ESP | 2017-12-04 22:00 | 2017-12-04 23:00 | 69.99 | 2017 | 7.14 | 2017-12-31
Spain | ESP | 2017-12-04 23:00 | 2017-12-05 | 71.35 | 2017 | 7.14 | 2017-12-31
Spain | ESP | 2017-12-05 | 2017-12-05 01:00 | 68 | 2017 | 7.14 | 2017-12-31
Spain | ESP | 2017-12-05 01:00 | 2017-12-05 02:00 | 62.75 | 2017 | 7.14 | 2017-12-31
Spain | ESP | 2017-12-05 02:00 | 2017-12-05 03:00 | 59.88 | 2017 | 7.14 | 2017-12-31
Spain | ESP | 2017-12-05 03:00 | 2017-12-05 04:00 | 59.94 | 2017 | 7.14 | 2017-12-31
Spain | ESP | 2017-12-05 04:00 | 2017-12-05 05:00 | 61.38 | 2017 | 7.14 | 2017-12-31
Spain | ESP | 2017-12-05 05:00 | 2017-12-05 06:00 | 71.4 | 2017 | 7.14 | 2017-12-31
Spain | ESP | 2017-12-05 06:00 | 2017-12-05 07:00 | 77.1 | 2017 | 7.14 | 2017-12-31
Spain | ESP | 2017-12-05 07:00 | 2017-12-05 08:00 | 80 | 2017 | 7.14 | 2017-12-31
Spain | ESP | 2017-12-05 08:00 | 2017-12-05 09:00 | 80 | 2017 | 7.14 | 2017-12-31
Spain | ESP | 2017-12-05 09:00 | 2017-12-05 10:00 | 80 | 2017 | 7.14 | 2017-12-31
Spain | ESP | 2017-12-05 10:00 | 2017-12-05 11:00 | 79.3 | 2017 | 7.14 | 2017-12-31
Spain | ESP | 2017-12-05 11:00 | 2017-12-05 12:00 | 78.44 | 2017 | 7.14 | 2017-12-31
Spain | ESP | 2017-12-05 12:00 | 2017-12-05 13:00 | 78.48 | 2017 | 7.14 | 2017-12-31
Spain | ESP | 2017-12-05 13:00 | 2017-12-05 14:00 | 78.48 | 2017 | 7.14 | 2017-12-31
Spain | ESP | 2017-12-05 14:00 | 2017-12-05 15:00 | 77.9 | 2017 | 7.14 | 2017-12-31
Spain | ESP | 2017-12-05 15:00 | 2017-12-05 16:00 | 78.46 | 2017 | 7.14 | 2017-12-31
Spain | ESP | 2017-12-05 16:00 | 2017-12-05 17:00 | 83.91 | 2017 | 7.14 | 2017-12-31
Spain | ESP | 2017-12-05 17:00 | 2017-12-05 18:00 | 88.89 | 2017 | 7.14 | 2017-12-31
Spain | ESP | 2017-12-05 18:00 | 2017-12-05 19:00 | 90 | 2017 | 7.14 | 2017-12-31
Spain | ESP | 2017-12-05 19:00 | 2017-12-05 20:00 | 90 | 2017 | 7.14 | 2017-12-31
Spain | ESP | 2017-12-05 20:00 | 2017-12-05 21:00 | 84.89 | 2017 | 7.14 | 2017-12-31
Spain | ESP | 2017-12-05 21:00 | 2017-12-05 22:00 | 79.8 | 2017 | 7.14 | 2017-12-31
Spain | ESP | 2017-12-05 22:00 | 2017-12-05 23:00 | 76.69 | 2017 | 7.14 | 2017-12-31
Spain | ESP | 2017-12-05 23:00 | 2017-12-06 | 80 | 2017 | 7.14 | 2017-12-31
Spain | ESP | 2017-12-06 | 2017-12-06 01:00 | 75.69 | 2017 | 7.14 | 2017-12-31
Spain | ESP | 2017-12-06 01:00 | 2017-12-06 02:00 | 73.12 | 2017 | 7.14 | 2017-12-31
Spain | ESP | 2017-12-06 02:00 | 2017-12-06 03:00 | 71.18 | 2017 | 7.14 | 2017-12-31
Spain | ESP | 2017-12-06 03:00 | 2017-12-06 04:00 | 70.9 | 2017 | 7.14 | 2017-12-31
Spain | ESP | 2017-12-06 04:00 | 2017-12-06 05:00 | 71.18 | 2017 | 7.14 | 2017-12-31
Spain | ESP | 2017-12-06 05:00 | 2017-12-06 06:00 | 74.04 | 2017 | 7.14 | 2017-12-31
Spain | ESP | 2017-12-06 06:00 | 2017-12-06 07:00 | 70.62 | 2017 | 7.14 | 2017-12-31
Spain | ESP | 2017-12-06 07:00 | 2017-12-06 08:00 | 71.01 | 2017 | 7.14 | 2017-12-31
Spain | ESP | 2017-12-06 08:00 | 2017-12-06 09:00 | 76.2 | 2017 | 7.14 | 2017-12-31
Spain | ESP | 2017-12-06 09:00 | 2017-12-06 10:00 | 77.28 | 2017 | 7.14 | 2017-12-31
Spain | ESP | 2017-12-06 10:00 | 2017-12-06 11:00 | 77.02 | 2017 | 7.14 | 2017-12-31
Spain | ESP | 2017-12-06 11:00 | 2017-12-06 12:00 | 76.13 | 2017 | 7.14 | 2017-12-31
Spain | ESP | 2017-12-06 12:00 | 2017-12-06 13:00 | 76.2 | 2017 | 7.14 | 2017-12-31
Spain | ESP | 2017-12-06 13:00 | 2017-12-06 14:00 | 76.12 | 2017 | 7.14 | 2017-12-31
Spain | ESP | 2017-12-06 14:00 | 2017-12-06 15:00 | 71.7 | 2017 | 7.14 | 2017-12-31
Spain | ESP | 2017-12-06 15:00 | 2017-12-06 16:00 | 71.69 | 2017 | 7.14 | 2017-12-31
Spain | ESP | 2017-12-06 16:00 | 2017-12-06 17:00 | 77.21 | 2017 | 7.14 | 2017-12-31
Spain | ESP | 2017-12-06 17:00 | 2017-12-06 18:00 | 84.39 | 2017 | 7.14 | 2017-12-31
Spain | ESP | 2017-12-06 18:00 | 2017-12-06 19:00 | 86.99 | 2017 | 7.14 | 2017-12-31
Spain | ESP | 2017-12-06 19:00 | 2017-12-06 20:00 | 84.97 | 2017 | 7.14 | 2017-12-31
Spain | ESP | 2017-12-06 20:00 | 2017-12-06 21:00 | 77.71 | 2017 | 7.14 | 2017-12-31
Spain | ESP | 2017-12-06 21:00 | 2017-12-06 22:00 | 74.05 | 2017 | 7.14 | 2017-12-31
Spain | ESP | 2017-12-06 22:00 | 2017-12-06 23:00 | 71.39 | 2017 | 7.14 | 2017-12-31
Spain | ESP | 2017-12-06 23:00 | 2017-12-07 | 71.7 | 2017 | 7.14 | 2017-12-31
Spain | ESP | 2017-12-07 | 2017-12-07 01:00 | 61.01 | 2017 | 7.14 | 2017-12-31
Spain | ESP | 2017-12-07 01:00 | 2017-12-07 02:00 | 60 | 2017 | 7.14 | 2017-12-31
Spain | ESP | 2017-12-07 02:00 | 2017-12-07 03:00 | 54 | 2017 | 7.14 | 2017-12-31
Spain | ESP | 2017-12-07 03:00 | 2017-12-07 04:00 | 53.72 | 2017 | 7.14 | 2017-12-31
Spain | ESP | 2017-12-07 04:00 | 2017-12-07 05:00 | 55 | 2017 | 7.14 | 2017-12-31
Spain | ESP | 2017-12-07 05:00 | 2017-12-07 06:00 | 61.19 | 2017 | 7.14 | 2017-12-31
Spain | ESP | 2017-12-07 06:00 | 2017-12-07 07:00 | 71.7 | 2017 | 7.14 | 2017-12-31
Spain | ESP | 2017-12-07 07:00 | 2017-12-07 08:00 | 78.9 | 2017 | 7.14 | 2017-12-31
Spain | ESP | 2017-12-07 08:00 | 2017-12-07 09:00 | 80 | 2017 | 7.14 | 2017-12-31
Spain | ESP | 2017-12-07 09:00 | 2017-12-07 10:00 | 78 | 2017 | 7.14 | 2017-12-31
Spain | ESP | 2017-12-07 10:00 | 2017-12-07 11:00 | 76.2 | 2017 | 7.14 | 2017-12-31
Spain | ESP | 2017-12-07 11:00 | 2017-12-07 12:00 | 74.26 | 2017 | 7.14 | 2017-12-31
Spain | ESP | 2017-12-07 12:00 | 2017-12-07 13:00 | 73.8 | 2017 | 7.14 | 2017-12-31
Spain | ESP | 2017-12-07 13:00 | 2017-12-07 14:00 | 71.7 | 2017 | 7.14 | 2017-12-31
Spain | ESP | 2017-12-07 14:00 | 2017-12-07 15:00 | 71.01 | 2017 | 7.14 | 2017-12-31
Spain | ESP | 2017-12-07 15:00 | 2017-12-07 16:00 | 71.01 | 2017 | 7.14 | 2017-12-31
Spain | ESP | 2017-12-07 16:00 | 2017-12-07 17:00 | 77.53 | 2017 | 7.14 | 2017-12-31
Spain | ESP | 2017-12-07 17:00 | 2017-12-07 18:00 | 84.47 | 2017 | 7.14 | 2017-12-31
Spain | ESP | 2017-12-07 18:00 | 2017-12-07 19:00 | 84.89 | 2017 | 7.14 | 2017-12-31
Spain | ESP | 2017-12-07 19:00 | 2017-12-07 20:00 | 79.46 | 2017 | 7.14 | 2017-12-31
Spain | ESP | 2017-12-07 20:00 | 2017-12-07 21:00 | 76.89 | 2017 | 7.14 | 2017-12-31
Spain | ESP | 2017-12-07 21:00 | 2017-12-07 22:00 | 71.69 | 2017 | 7.14 | 2017-12-31
Spain | ESP | 2017-12-07 22:00 | 2017-12-07 23:00 | 67.61 | 2017 | 7.14 | 2017-12-31
Spain | ESP | 2017-12-07 23:00 | 2017-12-08 | 60.07 | 2017 | 7.14 | 2017-12-31
Spain | ESP | 2017-12-08 | 2017-12-08 01:00 | 57.04 | 2017 | 7.14 | 2017-12-31
Spain | ESP | 2017-12-08 01:00 | 2017-12-08 02:00 | 56.08 | 2017 | 7.14 | 2017-12-31
Spain | ESP | 2017-12-08 02:00 | 2017-12-08 03:00 | 50.93 | 2017 | 7.14 | 2017-12-31
Spain | ESP | 2017-12-08 03:00 | 2017-12-08 04:00 | 49.92 | 2017 | 7.14 | 2017-12-31
Spain | ESP | 2017-12-08 04:00 | 2017-12-08 05:00 | 49.92 | 2017 | 7.14 | 2017-12-31
Spain | ESP | 2017-12-08 05:00 | 2017-12-08 06:00 | 58 | 2017 | 7.14 | 2017-12-31
Spain | ESP | 2017-12-08 06:00 | 2017-12-08 07:00 | 66.08 | 2017 | 7.14 | 2017-12-31
Spain | ESP | 2017-12-08 07:00 | 2017-12-08 08:00 | 68.2 | 2017 | 7.14 | 2017-12-31
Spain | ESP | 2017-12-08 08:00 | 2017-12-08 09:00 | 69.94 | 2017 | 7.14 | 2017-12-31
Spain | ESP | 2017-12-08 09:00 | 2017-12-08 10:00 | 70.51 | 2017 | 7.14 | 2017-12-31
Spain | ESP | 2017-12-08 10:00 | 2017-12-08 11:00 | 70.62 | 2017 | 7.14 | 2017-12-31
Spain | ESP | 2017-12-08 11:00 | 2017-12-08 12:00 | 71.01 | 2017 | 7.14 | 2017-12-31
Spain | ESP | 2017-12-08 12:00 | 2017-12-08 13:00 | 67.9 | 2017 | 7.14 | 2017-12-31
Spain | ESP | 2017-12-08 13:00 | 2017-12-08 14:00 | 63.56 | 2017 | 7.14 | 2017-12-31
Spain | ESP | 2017-12-08 14:00 | 2017-12-08 15:00 | 62.2 | 2017 | 7.14 | 2017-12-31
Spain | ESP | 2017-12-08 15:00 | 2017-12-08 16:00 | 65.36 | 2017 | 7.14 | 2017-12-31
Spain | ESP | 2017-12-08 16:00 | 2017-12-08 17:00 | 71.69 | 2017 | 7.14 | 2017-12-31
Spain | ESP | 2017-12-08 17:00 | 2017-12-08 18:00 | 78.66 | 2017 | 7.14 | 2017-12-31
Spain | ESP | 2017-12-08 18:00 | 2017-12-08 19:00 | 79.45 | 2017 | 7.14 | 2017-12-31
Spain | ESP | 2017-12-08 19:00 | 2017-12-08 20:00 | 80.59 | 2017 | 7.14 | 2017-12-31
Spain | ESP | 2017-12-08 20:00 | 2017-12-08 21:00 | 80 | 2017 | 7.14 | 2017-12-31
Spain | ESP | 2017-12-08 21:00 | 2017-12-08 22:00 | 74.26 | 2017 | 7.14 | 2017-12-31
Spain | ESP | 2017-12-08 22:00 | 2017-12-08 23:00 | 66.87 | 2017 | 7.14 | 2017-12-31
Spain | ESP | 2017-12-08 23:00 | 2017-12-09 | 67.71 | 2017 | 7.14 | 2017-12-31
Spain | ESP | 2017-12-09 | 2017-12-09 01:00 | 60.58 | 2017 | 7.14 | 2017-12-31
Spain | ESP | 2017-12-09 01:00 | 2017-12-09 02:00 | 57.99 | 2017 | 7.14 | 2017-12-31
Spain | ESP | 2017-12-09 02:00 | 2017-12-09 03:00 | 56 | 2017 | 7.14 | 2017-12-31
Spain | ESP | 2017-12-09 03:00 | 2017-12-09 04:00 | 55.54 | 2017 | 7.14 | 2017-12-31
Spain | ESP | 2017-12-09 04:00 | 2017-12-09 05:00 | 56.69 | 2017 | 7.14 | 2017-12-31
Spain | ESP | 2017-12-09 05:00 | 2017-12-09 06:00 | 59.76 | 2017 | 7.14 | 2017-12-31
Spain | ESP | 2017-12-09 06:00 | 2017-12-09 07:00 | 64.7 | 2017 | 7.14 | 2017-12-31
Spain | ESP | 2017-12-09 07:00 | 2017-12-09 08:00 | 69.46 | 2017 | 7.14 | 2017-12-31
Spain | ESP | 2017-12-09 08:00 | 2017-12-09 09:00 | 75.42 | 2017 | 7.14 | 2017-12-31
Spain | ESP | 2017-12-09 09:00 | 2017-12-09 10:00 | 76.81 | 2017 | 7.14 | 2017-12-31
Spain | ESP | 2017-12-09 10:00 | 2017-12-09 11:00 | 74.33 | 2017 | 7.14 | 2017-12-31
Spain | ESP | 2017-12-09 11:00 | 2017-12-09 12:00 | 73.62 | 2017 | 7.14 | 2017-12-31
Spain | ESP | 2017-12-09 12:00 | 2017-12-09 13:00 | 71.7 | 2017 | 7.14 | 2017-12-31
Spain | ESP | 2017-12-09 13:00 | 2017-12-09 14:00 | 68.02 | 2017 | 7.14 | 2017-12-31
Spain | ESP | 2017-12-09 14:00 | 2017-12-09 15:00 | 65.08 | 2017 | 7.14 | 2017-12-31
Spain | ESP | 2017-12-09 15:00 | 2017-12-09 16:00 | 67.7 | 2017 | 7.14 | 2017-12-31
Spain | ESP | 2017-12-09 16:00 | 2017-12-09 17:00 | 73.62 | 2017 | 7.14 | 2017-12-31
Spain | ESP | 2017-12-09 17:00 | 2017-12-09 18:00 | 82.92 | 2017 | 7.14 | 2017-12-31
Spain | ESP | 2017-12-09 18:00 | 2017-12-09 19:00 | 83.11 | 2017 | 7.14 | 2017-12-31
Spain | ESP | 2017-12-09 19:00 | 2017-12-09 20:00 | 76.89 | 2017 | 7.14 | 2017-12-31
Spain | ESP | 2017-12-09 20:00 | 2017-12-09 21:00 | 70.97 | 2017 | 7.14 | 2017-12-31
Spain | ESP | 2017-12-09 21:00 | 2017-12-09 22:00 | 69.19 | 2017 | 7.14 | 2017-12-31
Spain | ESP | 2017-12-09 22:00 | 2017-12-09 23:00 | 64.4 | 2017 | 7.14 | 2017-12-31
Spain | ESP | 2017-12-09 23:00 | 2017-12-10 | 55.79 | 2017 | 7.14 | 2017-12-31
Spain | ESP | 2017-12-10 | 2017-12-10 01:00 | 54.72 | 2017 | 7.14 | 2017-12-31
Spain | ESP | 2017-12-10 01:00 | 2017-12-10 02:00 | 52.44 | 2017 | 7.14 | 2017-12-31
Spain | ESP | 2017-12-10 02:00 | 2017-12-10 03:00 | 49.39 | 2017 | 7.14 | 2017-12-31
Spain | ESP | 2017-12-10 03:00 | 2017-12-10 04:00 | 40 | 2017 | 7.14 | 2017-12-31
Spain | ESP | 2017-12-10 04:00 | 2017-12-10 05:00 | 38 | 2017 | 7.14 | 2017-12-31
Spain | ESP | 2017-12-10 05:00 | 2017-12-10 06:00 | 25.13 | 2017 | 7.14 | 2017-12-31
Spain | ESP | 2017-12-10 06:00 | 2017-12-10 07:00 | 29.48 | 2017 | 7.14 | 2017-12-31
Spain | ESP | 2017-12-10 07:00 | 2017-12-10 08:00 | 31.37 | 2017 | 7.14 | 2017-12-31
Spain | ESP | 2017-12-10 08:00 | 2017-12-10 09:00 | 41.91 | 2017 | 7.14 | 2017-12-31
Spain | ESP | 2017-12-10 09:00 | 2017-12-10 10:00 | 50.62 | 2017 | 7.14 | 2017-12-31
Spain | ESP | 2017-12-10 10:00 | 2017-12-10 11:00 | 52.44 | 2017 | 7.14 | 2017-12-31
Spain | ESP | 2017-12-10 11:00 | 2017-12-10 12:00 | 53.5 | 2017 | 7.14 | 2017-12-31
Spain | ESP | 2017-12-10 12:00 | 2017-12-10 13:00 | 51.55 | 2017 | 7.14 | 2017-12-31
Spain | ESP | 2017-12-10 13:00 | 2017-12-10 14:00 | 45.03 | 2017 | 7.14 | 2017-12-31
Spain | ESP | 2017-12-10 14:00 | 2017-12-10 15:00 | 46.47 | 2017 | 7.14 | 2017-12-31
Spain | ESP | 2017-12-10 15:00 | 2017-12-10 16:00 | 42.89 | 2017 | 7.14 | 2017-12-31
Spain | ESP | 2017-12-10 16:00 | 2017-12-10 17:00 | 50.62 | 2017 | 7.14 | 2017-12-31
Spain | ESP | 2017-12-10 17:00 | 2017-12-10 18:00 | 56.79 | 2017 | 7.14 | 2017-12-31
Spain | ESP | 2017-12-10 18:00 | 2017-12-10 19:00 | 62.04 | 2017 | 7.14 | 2017-12-31
Spain | ESP | 2017-12-10 19:00 | 2017-12-10 20:00 | 63.6 | 2017 | 7.14 | 2017-12-31
Spain | ESP | 2017-12-10 20:00 | 2017-12-10 21:00 | 64.09 | 2017 | 7.14 | 2017-12-31
Spain | ESP | 2017-12-10 21:00 | 2017-12-10 22:00 | 59.8 | 2017 | 7.14 | 2017-12-31
Spain | ESP | 2017-12-10 22:00 | 2017-12-10 23:00 | 54.94 | 2017 | 7.14 | 2017-12-31
Spain | ESP | 2017-12-10 23:00 | 2017-12-11 | 34.44 | 2017 | 7.14 | 2017-12-31
Spain | ESP | 2017-12-11 | 2017-12-11 01:00 | 15 | 2017 | 7.14 | 2017-12-31
Spain | ESP | 2017-12-11 01:00 | 2017-12-11 02:00 | 10.47 | 2017 | 7.14 | 2017-12-31
Spain | ESP | 2017-12-11 02:00 | 2017-12-11 03:00 | 5.48 | 2017 | 7.14 | 2017-12-31
Spain | ESP | 2017-12-11 03:00 | 2017-12-11 04:00 | 5.48 | 2017 | 7.14 | 2017-12-31
Spain | ESP | 2017-12-11 04:00 | 2017-12-11 05:00 | 12.4 | 2017 | 7.14 | 2017-12-31
Spain | ESP | 2017-12-11 05:00 | 2017-12-11 06:00 | 34.44 | 2017 | 7.14 | 2017-12-31
Spain | ESP | 2017-12-11 06:00 | 2017-12-11 07:00 | 54.29 | 2017 | 7.14 | 2017-12-31
Spain | ESP | 2017-12-11 07:00 | 2017-12-11 08:00 | 64.02 | 2017 | 7.14 | 2017-12-31
Spain | ESP | 2017-12-11 08:00 | 2017-12-11 09:00 | 68.04 | 2017 | 7.14 | 2017-12-31
Spain | ESP | 2017-12-11 09:00 | 2017-12-11 10:00 | 68.14 | 2017 | 7.14 | 2017-12-31
Spain | ESP | 2017-12-11 10:00 | 2017-12-11 11:00 | 66.62 | 2017 | 7.14 | 2017-12-31
Spain | ESP | 2017-12-11 11:00 | 2017-12-11 12:00 | 64.02 | 2017 | 7.14 | 2017-12-31
Spain | ESP | 2017-12-11 12:00 | 2017-12-11 13:00 | 59.06 | 2017 | 7.14 | 2017-12-31
Spain | ESP | 2017-12-11 13:00 | 2017-12-11 14:00 | 55.38 | 2017 | 7.14 | 2017-12-31
Spain | ESP | 2017-12-11 14:00 | 2017-12-11 15:00 | 54.13 | 2017 | 7.14 | 2017-12-31
Spain | ESP | 2017-12-11 15:00 | 2017-12-11 16:00 | 55.85 | 2017 | 7.14 | 2017-12-31
Spain | ESP | 2017-12-11 16:00 | 2017-12-11 17:00 | 66.12 | 2017 | 7.14 | 2017-12-31
Spain | ESP | 2017-12-11 17:00 | 2017-12-11 18:00 | 74.97 | 2017 | 7.14 | 2017-12-31
Spain | ESP | 2017-12-11 18:00 | 2017-12-11 19:00 | 75.72 | 2017 | 7.14 | 2017-12-31
Spain | ESP | 2017-12-11 19:00 | 2017-12-11 20:00 | 71.46 | 2017 | 7.14 | 2017-12-31
Spain | ESP | 2017-12-11 20:00 | 2017-12-11 21:00 | 69.48 | 2017 | 7.14 | 2017-12-31
Spain | ESP | 2017-12-11 21:00 | 2017-12-11 22:00 | 65.02 | 2017 | 7.14 | 2017-12-31
Spain | ESP | 2017-12-11 22:00 | 2017-12-11 23:00 | 54.13 | 2017 | 7.14 | 2017-12-31
Spain | ESP | 2017-12-11 23:00 | 2017-12-12 | 53.98 | 2017 | 7.14 | 2017-12-31
Spain | ESP | 2017-12-12 | 2017-12-12 01:00 | 50.62 | 2017 | 7.14 | 2017-12-31
Spain | ESP | 2017-12-12 01:00 | 2017-12-12 02:00 | 49.28 | 2017 | 7.14 | 2017-12-31
Spain | ESP | 2017-12-12 02:00 | 2017-12-12 03:00 | 48.69 | 2017 | 7.14 | 2017-12-31
Spain | ESP | 2017-12-12 03:00 | 2017-12-12 04:00 | 48.69 | 2017 | 7.14 | 2017-12-31
Spain | ESP | 2017-12-12 04:00 | 2017-12-12 05:00 | 51.58 | 2017 | 7.14 | 2017-12-31
Spain | ESP | 2017-12-12 05:00 | 2017-12-12 06:00 | 60.99 | 2017 | 7.14 | 2017-12-31
Spain | ESP | 2017-12-12 06:00 | 2017-12-12 07:00 | 76 | 2017 | 7.14 | 2017-12-31
Spain | ESP | 2017-12-12 07:00 | 2017-12-12 08:00 | 75.07 | 2017 | 7.14 | 2017-12-31
Spain | ESP | 2017-12-12 08:00 | 2017-12-12 09:00 | 77.53 | 2017 | 7.14 | 2017-12-31
Spain | ESP | 2017-12-12 09:00 | 2017-12-12 10:00 | 77.51 | 2017 | 7.14 | 2017-12-31
Spain | ESP | 2017-12-12 10:00 | 2017-12-12 11:00 | 76.46 | 2017 | 7.14 | 2017-12-31
Spain | ESP | 2017-12-12 11:00 | 2017-12-12 12:00 | 75.07 | 2017 | 7.14 | 2017-12-31
Spain | ESP | 2017-12-12 12:00 | 2017-12-12 13:00 | 74.84 | 2017 | 7.14 | 2017-12-31
Spain | ESP | 2017-12-12 13:00 | 2017-12-12 14:00 | 72.72 | 2017 | 7.14 | 2017-12-31
Spain | ESP | 2017-12-12 14:00 | 2017-12-12 15:00 | 71.7 | 2017 | 7.14 | 2017-12-31
Spain | ESP | 2017-12-12 15:00 | 2017-12-12 16:00 | 73 | 2017 | 7.14 | 2017-12-31
Spain | ESP | 2017-12-12 16:00 | 2017-12-12 17:00 | 77.69 | 2017 | 7.14 | 2017-12-31
Spain | ESP | 2017-12-12 17:00 | 2017-12-12 18:00 | 83.64 | 2017 | 7.14 | 2017-12-31
Spain | ESP | 2017-12-12 18:00 | 2017-12-12 19:00 | 85.01 | 2017 | 7.14 | 2017-12-31
Spain | ESP | 2017-12-12 19:00 | 2017-12-12 20:00 | 78 | 2017 | 7.14 | 2017-12-31
Spain | ESP | 2017-12-12 20:00 | 2017-12-12 21:00 | 76.42 | 2017 | 7.14 | 2017-12-31
Spain | ESP | 2017-12-12 21:00 | 2017-12-12 22:00 | 71.58 | 2017 | 7.14 | 2017-12-31
Spain | ESP | 2017-12-12 22:00 | 2017-12-12 23:00 | 70.07 | 2017 | 7.14 | 2017-12-31
Spain | ESP | 2017-12-12 23:00 | 2017-12-13 | 71.01 | 2017 | 7.14 | 2017-12-31
Spain | ESP | 2017-12-13 | 2017-12-13 01:00 | 62.97 | 2017 | 7.14 | 2017-12-31
Spain | ESP | 2017-12-13 01:00 | 2017-12-13 02:00 | 55.38 | 2017 | 7.14 | 2017-12-31
Spain | ESP | 2017-12-13 02:00 | 2017-12-13 03:00 | 54.72 | 2017 | 7.14 | 2017-12-31
Spain | ESP | 2017-12-13 03:00 | 2017-12-13 04:00 | 54.13 | 2017 | 7.14 | 2017-12-31
Spain | ESP | 2017-12-13 04:00 | 2017-12-13 05:00 | 54.08 | 2017 | 7.14 | 2017-12-31
Spain | ESP | 2017-12-13 05:00 | 2017-12-13 06:00 | 55.42 | 2017 | 7.14 | 2017-12-31
Spain | ESP | 2017-12-13 06:00 | 2017-12-13 07:00 | 73.8 | 2017 | 7.14 | 2017-12-31
Spain | ESP | 2017-12-13 07:00 | 2017-12-13 08:00 | 77.69 | 2017 | 7.14 | 2017-12-31
Spain | ESP | 2017-12-13 08:00 | 2017-12-13 09:00 | 78 | 2017 | 7.14 | 2017-12-31
Spain | ESP | 2017-12-13 09:00 | 2017-12-13 10:00 | 77.71 | 2017 | 7.14 | 2017-12-31
Spain | ESP | 2017-12-13 10:00 | 2017-12-13 11:00 | 77.02 | 2017 | 7.14 | 2017-12-31
Spain | ESP | 2017-12-13 11:00 | 2017-12-13 12:00 | 76.42 | 2017 | 7.14 | 2017-12-31
Spain | ESP | 2017-12-13 12:00 | 2017-12-13 13:00 | 76.1 | 2017 | 7.14 | 2017-12-31
Spain | ESP | 2017-12-13 13:00 | 2017-12-13 14:00 | 72.98 | 2017 | 7.14 | 2017-12-31
Spain | ESP | 2017-12-13 14:00 | 2017-12-13 15:00 | 71.7 | 2017 | 7.14 | 2017-12-31
Spain | ESP | 2017-12-13 15:00 | 2017-12-13 16:00 | 71.7 | 2017 | 7.14 | 2017-12-31
Spain | ESP | 2017-12-13 16:00 | 2017-12-13 17:00 | 74.98 | 2017 | 7.14 | 2017-12-31
Spain | ESP | 2017-12-13 17:00 | 2017-12-13 18:00 | 77.74 | 2017 | 7.14 | 2017-12-31
Spain | ESP | 2017-12-13 18:00 | 2017-12-13 19:00 | 78.17 | 2017 | 7.14 | 2017-12-31
Spain | ESP | 2017-12-13 19:00 | 2017-12-13 20:00 | 76.63 | 2017 | 7.14 | 2017-12-31
Spain | ESP | 2017-12-13 20:00 | 2017-12-13 21:00 | 71.01 | 2017 | 7.14 | 2017-12-31
Spain | ESP | 2017-12-13 21:00 | 2017-12-13 22:00 | 69.48 | 2017 | 7.14 | 2017-12-31
Spain | ESP | 2017-12-13 22:00 | 2017-12-13 23:00 | 59.99 | 2017 | 7.14 | 2017-12-31
Spain | ESP | 2017-12-13 23:00 | 2017-12-14 | 54.08 | 2017 | 7.14 | 2017-12-31
Spain | ESP | 2017-12-14 | 2017-12-14 01:00 | 47.39 | 2017 | 7.14 | 2017-12-31
Spain | ESP | 2017-12-14 01:00 | 2017-12-14 02:00 | 45 | 2017 | 7.14 | 2017-12-31
Spain | ESP | 2017-12-14 02:00 | 2017-12-14 03:00 | 45 | 2017 | 7.14 | 2017-12-31
Spain | ESP | 2017-12-14 03:00 | 2017-12-14 04:00 | 44.97 | 2017 | 7.14 | 2017-12-31
Spain | ESP | 2017-12-14 04:00 | 2017-12-14 05:00 | 46.99 | 2017 | 7.14 | 2017-12-31
Spain | ESP | 2017-12-14 05:00 | 2017-12-14 06:00 | 52.43 | 2017 | 7.14 | 2017-12-31
Spain | ESP | 2017-12-14 06:00 | 2017-12-14 07:00 | 61.04 | 2017 | 7.14 | 2017-12-31
Spain | ESP | 2017-12-14 07:00 | 2017-12-14 08:00 | 66.78 | 2017 | 7.14 | 2017-12-31
Spain | ESP | 2017-12-14 08:00 | 2017-12-14 09:00 | 70.97 | 2017 | 7.14 | 2017-12-31
Spain | ESP | 2017-12-14 09:00 | 2017-12-14 10:00 | 70.32 | 2017 | 7.14 | 2017-12-31
Spain | ESP | 2017-12-14 10:00 | 2017-12-14 11:00 | 67.44 | 2017 | 7.14 | 2017-12-31
Spain | ESP | 2017-12-14 11:00 | 2017-12-14 12:00 | 63.31 | 2017 | 7.14 | 2017-12-31
Spain | ESP | 2017-12-14 12:00 | 2017-12-14 13:00 | 63.1 | 2017 | 7.14 | 2017-12-31
Spain | ESP | 2017-12-14 13:00 | 2017-12-14 14:00 | 61.26 | 2017 | 7.14 | 2017-12-31
Spain | ESP | 2017-12-14 14:00 | 2017-12-14 15:00 | 63.1 | 2017 | 7.14 | 2017-12-31
Spain | ESP | 2017-12-14 15:00 | 2017-12-14 16:00 | 67.14 | 2017 | 7.14 | 2017-12-31
Spain | ESP | 2017-12-14 16:00 | 2017-12-14 17:00 | 71.69 | 2017 | 7.14 | 2017-12-31
Spain | ESP | 2017-12-14 17:00 | 2017-12-14 18:00 | 75.51 | 2017 | 7.14 | 2017-12-31
Spain | ESP | 2017-12-14 18:00 | 2017-12-14 19:00 | 75.46 | 2017 | 7.14 | 2017-12-31
Spain | ESP | 2017-12-14 19:00 | 2017-12-14 20:00 | 71 | 2017 | 7.14 | 2017-12-31
Spain | ESP | 2017-12-14 20:00 | 2017-12-14 21:00 | 69.65 | 2017 | 7.14 | 2017-12-31
Spain | ESP | 2017-12-14 21:00 | 2017-12-14 22:00 | 61.03 | 2017 | 7.14 | 2017-12-31
Spain | ESP | 2017-12-14 22:00 | 2017-12-14 23:00 | 54.72 | 2017 | 7.14 | 2017-12-31
Spain | ESP | 2017-12-14 23:00 | 2017-12-15 | 48.23 | 2017 | 7.14 | 2017-12-31
Spain | ESP | 2017-12-15 | 2017-12-15 01:00 | 40.5 | 2017 | 7.14 | 2017-12-31
Spain | ESP | 2017-12-15 01:00 | 2017-12-15 02:00 | 37.3 | 2017 | 7.14 | 2017-12-31
Spain | ESP | 2017-12-15 02:00 | 2017-12-15 03:00 | 31.99 | 2017 | 7.14 | 2017-12-31
Spain | ESP | 2017-12-15 03:00 | 2017-12-15 04:00 | 29.85 | 2017 | 7.14 | 2017-12-31
Spain | ESP | 2017-12-15 04:00 | 2017-12-15 05:00 | 34.7 | 2017 | 7.14 | 2017-12-31
Spain | ESP | 2017-12-15 05:00 | 2017-12-15 06:00 | 47.19 | 2017 | 7.14 | 2017-12-31
Spain | ESP | 2017-12-15 06:00 | 2017-12-15 07:00 | 58.18 | 2017 | 7.14 | 2017-12-31
Spain | ESP | 2017-12-15 07:00 | 2017-12-15 08:00 | 70.97 | 2017 | 7.14 | 2017-12-31
Spain | ESP | 2017-12-15 08:00 | 2017-12-15 09:00 | 71.7 | 2017 | 7.14 | 2017-12-31
Spain | ESP | 2017-12-15 09:00 | 2017-12-15 10:00 | 71.25 | 2017 | 7.14 | 2017-12-31
Spain | ESP | 2017-12-15 10:00 | 2017-12-15 11:00 | 70.73 | 2017 | 7.14 | 2017-12-31
Spain | ESP | 2017-12-15 11:00 | 2017-12-15 12:00 | 67.69 | 2017 | 7.14 | 2017-12-31
Spain | ESP | 2017-12-15 12:00 | 2017-12-15 13:00 | 65.6 | 2017 | 7.14 | 2017-12-31
Spain | ESP | 2017-12-15 13:00 | 2017-12-15 14:00 | 62.66 | 2017 | 7.14 | 2017-12-31
Spain | ESP | 2017-12-15 14:00 | 2017-12-15 15:00 | 60.45 | 2017 | 7.14 | 2017-12-31
Spain | ESP | 2017-12-15 15:00 | 2017-12-15 16:00 | 64.93 | 2017 | 7.14 | 2017-12-31
Spain | ESP | 2017-12-15 16:00 | 2017-12-15 17:00 | 71.69 | 2017 | 7.14 | 2017-12-31
Spain | ESP | 2017-12-15 17:00 | 2017-12-15 18:00 | 74.85 | 2017 | 7.14 | 2017-12-31
Spain | ESP | 2017-12-15 18:00 | 2017-12-15 19:00 | 71.69 | 2017 | 7.14 | 2017-12-31
Spain | ESP | 2017-12-15 19:00 | 2017-12-15 20:00 | 70.84 | 2017 | 7.14 | 2017-12-31
Spain | ESP | 2017-12-15 20:00 | 2017-12-15 21:00 | 70.41 | 2017 | 7.14 | 2017-12-31
Spain | ESP | 2017-12-15 21:00 | 2017-12-15 22:00 | 63.13 | 2017 | 7.14 | 2017-12-31
Spain | ESP | 2017-12-15 22:00 | 2017-12-15 23:00 | 56.07 | 2017 | 7.14 | 2017-12-31
Spain | ESP | 2017-12-15 23:00 | 2017-12-16 | 53.66 | 2017 | 7.14 | 2017-12-31
Spain | ESP | 2017-12-16 | 2017-12-16 01:00 | 50.05 | 2017 | 7.14 | 2017-12-31
Spain | ESP | 2017-12-16 01:00 | 2017-12-16 02:00 | 47.58 | 2017 | 7.14 | 2017-12-31
Spain | ESP | 2017-12-16 02:00 | 2017-12-16 03:00 | 39.62 | 2017 | 7.14 | 2017-12-31
Spain | ESP | 2017-12-16 03:00 | 2017-12-16 04:00 | 37.68 | 2017 | 7.14 | 2017-12-31
Spain | ESP | 2017-12-16 04:00 | 2017-12-16 05:00 | 38 | 2017 | 7.14 | 2017-12-31
Spain | ESP | 2017-12-16 05:00 | 2017-12-16 06:00 | 44.84 | 2017 | 7.14 | 2017-12-31
Spain | ESP | 2017-12-16 06:00 | 2017-12-16 07:00 | 49.57 | 2017 | 7.14 | 2017-12-31
Spain | ESP | 2017-12-16 07:00 | 2017-12-16 08:00 | 58.45 | 2017 | 7.14 | 2017-12-31
Spain | ESP | 2017-12-16 08:00 | 2017-12-16 09:00 | 63.53 | 2017 | 7.14 | 2017-12-31
Spain | ESP | 2017-12-16 09:00 | 2017-12-16 10:00 | 65.8 | 2017 | 7.14 | 2017-12-31
Spain | ESP | 2017-12-16 10:00 | 2017-12-16 11:00 | 63.49 | 2017 | 7.14 | 2017-12-31
Spain | ESP | 2017-12-16 11:00 | 2017-12-16 12:00 | 60.28 | 2017 | 7.14 | 2017-12-31
Spain | ESP | 2017-12-16 12:00 | 2017-12-16 13:00 | 55.8 | 2017 | 7.14 | 2017-12-31
Spain | ESP | 2017-12-16 13:00 | 2017-12-16 14:00 | 55.28 | 2017 | 7.14 | 2017-12-31
Spain | ESP | 2017-12-16 14:00 | 2017-12-16 15:00 | 54.8 | 2017 | 7.14 | 2017-12-31
Spain | ESP | 2017-12-16 15:00 | 2017-12-16 16:00 | 55.8 | 2017 | 7.14 | 2017-12-31
Spain | ESP | 2017-12-16 16:00 | 2017-12-16 17:00 | 65.6 | 2017 | 7.14 | 2017-12-31
Spain | ESP | 2017-12-16 17:00 | 2017-12-16 18:00 | 72.32 | 2017 | 7.14 | 2017-12-31
Spain | ESP | 2017-12-16 18:00 | 2017-12-16 19:00 | 75.69 | 2017 | 7.14 | 2017-12-31
Spain | ESP | 2017-12-16 19:00 | 2017-12-16 20:00 | 75.19 | 2017 | 7.14 | 2017-12-31
Spain | ESP | 2017-12-16 20:00 | 2017-12-16 21:00 | 72.77 | 2017 | 7.14 | 2017-12-31
Spain | ESP | 2017-12-16 21:00 | 2017-12-16 22:00 | 70.32 | 2017 | 7.14 | 2017-12-31
Spain | ESP | 2017-12-16 22:00 | 2017-12-16 23:00 | 55.73 | 2017 | 7.14 | 2017-12-31
Spain | ESP | 2017-12-16 23:00 | 2017-12-17 | 55.06 | 2017 | 7.14 | 2017-12-31
Spain | ESP | 2017-12-17 | 2017-12-17 01:00 | 50.4 | 2017 | 7.14 | 2017-12-31
Spain | ESP | 2017-12-17 01:00 | 2017-12-17 02:00 | 46.7 | 2017 | 7.14 | 2017-12-31
Spain | ESP | 2017-12-17 02:00 | 2017-12-17 03:00 | 40.3 | 2017 | 7.14 | 2017-12-31
Spain | ESP | 2017-12-17 03:00 | 2017-12-17 04:00 | 36 | 2017 | 7.14 | 2017-12-31
Spain | ESP | 2017-12-17 04:00 | 2017-12-17 05:00 | 37.68 | 2017 | 7.14 | 2017-12-31
Spain | ESP | 2017-12-17 05:00 | 2017-12-17 06:00 | 38.76 | 2017 | 7.14 | 2017-12-31
Spain | ESP | 2017-12-17 06:00 | 2017-12-17 07:00 | 43.84 | 2017 | 7.14 | 2017-12-31
Spain | ESP | 2017-12-17 07:00 | 2017-12-17 08:00 | 48.51 | 2017 | 7.14 | 2017-12-31
Spain | ESP | 2017-12-17 08:00 | 2017-12-17 09:00 | 51.72 | 2017 | 7.14 | 2017-12-31
Spain | ESP | 2017-12-17 09:00 | 2017-12-17 10:00 | 55.13 | 2017 | 7.14 | 2017-12-31
Spain | ESP | 2017-12-17 10:00 | 2017-12-17 11:00 | 54.92 | 2017 | 7.14 | 2017-12-31
Spain | ESP | 2017-12-17 11:00 | 2017-12-17 12:00 | 54.41 | 2017 | 7.14 | 2017-12-31
Spain | ESP | 2017-12-17 12:00 | 2017-12-17 13:00 | 55.25 | 2017 | 7.14 | 2017-12-31
Spain | ESP | 2017-12-17 13:00 | 2017-12-17 14:00 | 52.31 | 2017 | 7.14 | 2017-12-31
Spain | ESP | 2017-12-17 14:00 | 2017-12-17 15:00 | 50.14 | 2017 | 7.14 | 2017-12-31
Spain | ESP | 2017-12-17 15:00 | 2017-12-17 16:00 | 51.88 | 2017 | 7.14 | 2017-12-31
Spain | ESP | 2017-12-17 16:00 | 2017-12-17 17:00 | 62.57 | 2017 | 7.14 | 2017-12-31
Spain | ESP | 2017-12-17 17:00 | 2017-12-17 18:00 | 71.8 | 2017 | 7.14 | 2017-12-31
Spain | ESP | 2017-12-17 18:00 | 2017-12-17 19:00 | 76.19 | 2017 | 7.14 | 2017-12-31
Spain | ESP | 2017-12-17 19:00 | 2017-12-17 20:00 | 78.33 | 2017 | 7.14 | 2017-12-31
Spain | ESP | 2017-12-17 20:00 | 2017-12-17 21:00 | 79.32 | 2017 | 7.14 | 2017-12-31
Spain | ESP | 2017-12-17 21:00 | 2017-12-17 22:00 | 75.19 | 2017 | 7.14 | 2017-12-31
Spain | ESP | 2017-12-17 22:00 | 2017-12-17 23:00 | 69.46 | 2017 | 7.14 | 2017-12-31
Spain | ESP | 2017-12-17 23:00 | 2017-12-18 | 57.03 | 2017 | 7.14 | 2017-12-31
Spain | ESP | 2017-12-18 | 2017-12-18 01:00 | 47.97 | 2017 | 7.14 | 2017-12-31
Spain | ESP | 2017-12-18 01:00 | 2017-12-18 02:00 | 46.59 | 2017 | 7.14 | 2017-12-31
Spain | ESP | 2017-12-18 02:00 | 2017-12-18 03:00 | 46.59 | 2017 | 7.14 | 2017-12-31
Spain | ESP | 2017-12-18 03:00 | 2017-12-18 04:00 | 46.59 | 2017 | 7.14 | 2017-12-31
Spain | ESP | 2017-12-18 04:00 | 2017-12-18 05:00 | 47.97 | 2017 | 7.14 | 2017-12-31
Spain | ESP | 2017-12-18 05:00 | 2017-12-18 06:00 | 51.68 | 2017 | 7.14 | 2017-12-31
Spain | ESP | 2017-12-18 06:00 | 2017-12-18 07:00 | 71.01 | 2017 | 7.14 | 2017-12-31
Spain | ESP | 2017-12-18 07:00 | 2017-12-18 08:00 | 72.84 | 2017 | 7.14 | 2017-12-31
Spain | ESP | 2017-12-18 08:00 | 2017-12-18 09:00 | 71.74 | 2017 | 7.14 | 2017-12-31
Spain | ESP | 2017-12-18 09:00 | 2017-12-18 10:00 | 71.69 | 2017 | 7.14 | 2017-12-31
Spain | ESP | 2017-12-18 10:00 | 2017-12-18 11:00 | 72.05 | 2017 | 7.14 | 2017-12-31
Spain | ESP | 2017-12-18 11:00 | 2017-12-18 12:00 | 70.62 | 2017 | 7.14 | 2017-12-31
Spain | ESP | 2017-12-18 12:00 | 2017-12-18 13:00 | 70.97 | 2017 | 7.14 | 2017-12-31
Spain | ESP | 2017-12-18 13:00 | 2017-12-18 14:00 | 71.35 | 2017 | 7.14 | 2017-12-31
Spain | ESP | 2017-12-18 14:00 | 2017-12-18 15:00 | 72.05 | 2017 | 7.14 | 2017-12-31
Spain | ESP | 2017-12-18 15:00 | 2017-12-18 16:00 | 73.5 | 2017 | 7.14 | 2017-12-31
Spain | ESP | 2017-12-18 16:00 | 2017-12-18 17:00 | 75 | 2017 | 7.14 | 2017-12-31
Spain | ESP | 2017-12-18 17:00 | 2017-12-18 18:00 | 79.94 | 2017 | 7.14 | 2017-12-31
Spain | ESP | 2017-12-18 18:00 | 2017-12-18 19:00 | 77.71 | 2017 | 7.14 | 2017-12-31
Spain | ESP | 2017-12-18 19:00 | 2017-12-18 20:00 | 73.1 | 2017 | 7.14 | 2017-12-31
Spain | ESP | 2017-12-18 20:00 | 2017-12-18 21:00 | 69.26 | 2017 | 7.14 | 2017-12-31
Spain | ESP | 2017-12-18 21:00 | 2017-12-18 22:00 | 63.42 | 2017 | 7.14 | 2017-12-31
Spain | ESP | 2017-12-18 22:00 | 2017-12-18 23:00 | 55.99 | 2017 | 7.14 | 2017-12-31
Spain | ESP | 2017-12-18 23:00 | 2017-12-19 | 50.25 | 2017 | 7.14 | 2017-12-31
Spain | ESP | 2017-12-19 | 2017-12-19 01:00 | 47.97 | 2017 | 7.14 | 2017-12-31
Spain | ESP | 2017-12-19 01:00 | 2017-12-19 02:00 | 43.08 | 2017 | 7.14 | 2017-12-31
Spain | ESP | 2017-12-19 02:00 | 2017-12-19 03:00 | 38.3 | 2017 | 7.14 | 2017-12-31
Spain | ESP | 2017-12-19 03:00 | 2017-12-19 04:00 | 38.89 | 2017 | 7.14 | 2017-12-31
Spain | ESP | 2017-12-19 04:00 | 2017-12-19 05:00 | 44.9 | 2017 | 7.14 | 2017-12-31
Spain | ESP | 2017-12-19 05:00 | 2017-12-19 06:00 | 50.14 | 2017 | 7.14 | 2017-12-31
Spain | ESP | 2017-12-19 06:00 | 2017-12-19 07:00 | 67.52 | 2017 | 7.14 | 2017-12-31
Spain | ESP | 2017-12-19 07:00 | 2017-12-19 08:00 | 71 | 2017 | 7.14 | 2017-12-31
Spain | ESP | 2017-12-19 08:00 | 2017-12-19 09:00 | 72.19 | 2017 | 7.14 | 2017-12-31
Spain | ESP | 2017-12-19 09:00 | 2017-12-19 10:00 | 73.02 | 2017 | 7.14 | 2017-12-31
Spain | ESP | 2017-12-19 10:00 | 2017-12-19 11:00 | 72.19 | 2017 | 7.14 | 2017-12-31
Spain | ESP | 2017-12-19 11:00 | 2017-12-19 12:00 | 70.97 | 2017 | 7.14 | 2017-12-31
Spain | ESP | 2017-12-19 12:00 | 2017-12-19 13:00 | 70.8 | 2017 | 7.14 | 2017-12-31
Spain | ESP | 2017-12-19 13:00 | 2017-12-19 14:00 | 70.2 | 2017 | 7.14 | 2017-12-31
Spain | ESP | 2017-12-19 14:00 | 2017-12-19 15:00 | 70.32 | 2017 | 7.14 | 2017-12-31
Spain | ESP | 2017-12-19 15:00 | 2017-12-19 16:00 | 71.01 | 2017 | 7.14 | 2017-12-31
Spain | ESP | 2017-12-19 16:00 | 2017-12-19 17:00 | 73.02 | 2017 | 7.14 | 2017-12-31
Spain | ESP | 2017-12-19 17:00 | 2017-12-19 18:00 | 78.17 | 2017 | 7.14 | 2017-12-31
Spain | ESP | 2017-12-19 18:00 | 2017-12-19 19:00 | 76.74 | 2017 | 7.14 | 2017-12-31
Spain | ESP | 2017-12-19 19:00 | 2017-12-19 20:00 | 72.04 | 2017 | 7.14 | 2017-12-31
Spain | ESP | 2017-12-19 20:00 | 2017-12-19 21:00 | 71.01 | 2017 | 7.14 | 2017-12-31
Spain | ESP | 2017-12-19 21:00 | 2017-12-19 22:00 | 66 | 2017 | 7.14 | 2017-12-31
Spain | ESP | 2017-12-19 22:00 | 2017-12-19 23:00 | 60.05 | 2017 | 7.14 | 2017-12-31
Spain | ESP | 2017-12-19 23:00 | 2017-12-20 | 54.13 | 2017 | 7.14 | 2017-12-31
Spain | ESP | 2017-12-20 | 2017-12-20 01:00 | 51.9 | 2017 | 7.14 | 2017-12-31
Spain | ESP | 2017-12-20 01:00 | 2017-12-20 02:00 | 49.1 | 2017 | 7.14 | 2017-12-31
Spain | ESP | 2017-12-20 02:00 | 2017-12-20 03:00 | 47.89 | 2017 | 7.14 | 2017-12-31
Spain | ESP | 2017-12-20 03:00 | 2017-12-20 04:00 | 47.57 | 2017 | 7.14 | 2017-12-31
Spain | ESP | 2017-12-20 04:00 | 2017-12-20 05:00 | 49.56 | 2017 | 7.14 | 2017-12-31
Spain | ESP | 2017-12-20 05:00 | 2017-12-20 06:00 | 57.35 | 2017 | 7.14 | 2017-12-31
Spain | ESP | 2017-12-20 06:00 | 2017-12-20 07:00 | 72.19 | 2017 | 7.14 | 2017-12-31
Spain | ESP | 2017-12-20 07:00 | 2017-12-20 08:00 | 75.19 | 2017 | 7.14 | 2017-12-31
Spain | ESP | 2017-12-20 08:00 | 2017-12-20 09:00 | 76.11 | 2017 | 7.14 | 2017-12-31
Spain | ESP | 2017-12-20 09:00 | 2017-12-20 10:00 | 75.78 | 2017 | 7.14 | 2017-12-31
Spain | ESP | 2017-12-20 10:00 | 2017-12-20 11:00 | 73.94 | 2017 | 7.14 | 2017-12-31
Spain | ESP | 2017-12-20 11:00 | 2017-12-20 12:00 | 73.8 | 2017 | 7.14 | 2017-12-31
Spain | ESP | 2017-12-20 12:00 | 2017-12-20 13:00 | 73.72 | 2017 | 7.14 | 2017-12-31
Spain | ESP | 2017-12-20 13:00 | 2017-12-20 14:00 | 72.19 | 2017 | 7.14 | 2017-12-31
Spain | ESP | 2017-12-20 14:00 | 2017-12-20 15:00 | 72.05 | 2017 | 7.14 | 2017-12-31
Spain | ESP | 2017-12-20 15:00 | 2017-12-20 16:00 | 72.19 | 2017 | 7.14 | 2017-12-31
Spain | ESP | 2017-12-20 16:00 | 2017-12-20 17:00 | 73.8 | 2017 | 7.14 | 2017-12-31
Spain | ESP | 2017-12-20 17:00 | 2017-12-20 18:00 | 76.44 | 2017 | 7.14 | 2017-12-31
Spain | ESP | 2017-12-20 18:00 | 2017-12-20 19:00 | 77 | 2017 | 7.14 | 2017-12-31
Spain | ESP | 2017-12-20 19:00 | 2017-12-20 20:00 | 73.02 | 2017 | 7.14 | 2017-12-31
Spain | ESP | 2017-12-20 20:00 | 2017-12-20 21:00 | 71.35 | 2017 | 7.14 | 2017-12-31
Spain | ESP | 2017-12-20 21:00 | 2017-12-20 22:00 | 65 | 2017 | 7.14 | 2017-12-31
Spain | ESP | 2017-12-20 22:00 | 2017-12-20 23:00 | 63.12 | 2017 | 7.14 | 2017-12-31
Spain | ESP | 2017-12-20 23:00 | 2017-12-21 | 62.07 | 2017 | 7.14 | 2017-12-31
Spain | ESP | 2017-12-21 | 2017-12-21 01:00 | 53.6 | 2017 | 7.14 | 2017-12-31
Spain | ESP | 2017-12-21 01:00 | 2017-12-21 02:00 | 51 | 2017 | 7.14 | 2017-12-31
Spain | ESP | 2017-12-21 02:00 | 2017-12-21 03:00 | 46.14 | 2017 | 7.14 | 2017-12-31
Spain | ESP | 2017-12-21 03:00 | 2017-12-21 04:00 | 45.1 | 2017 | 7.14 | 2017-12-31
Spain | ESP | 2017-12-21 04:00 | 2017-12-21 05:00 | 50.84 | 2017 | 7.14 | 2017-12-31
Spain | ESP | 2017-12-21 05:00 | 2017-12-21 06:00 | 57.51 | 2017 | 7.14 | 2017-12-31
Spain | ESP | 2017-12-21 06:00 | 2017-12-21 07:00 | 70.19 | 2017 | 7.14 | 2017-12-31
Spain | ESP | 2017-12-21 07:00 | 2017-12-21 08:00 | 70.91 | 2017 | 7.14 | 2017-12-31
Spain | ESP | 2017-12-21 08:00 | 2017-12-21 09:00 | 71.35 | 2017 | 7.14 | 2017-12-31
Spain | ESP | 2017-12-21 09:00 | 2017-12-21 10:00 | 70.97 | 2017 | 7.14 | 2017-12-31
Spain | ESP | 2017-12-21 10:00 | 2017-12-21 11:00 | 70.5 | 2017 | 7.14 | 2017-12-31
Spain | ESP | 2017-12-21 11:00 | 2017-12-21 12:00 | 68.71 | 2017 | 7.14 | 2017-12-31
Spain | ESP | 2017-12-21 12:00 | 2017-12-21 13:00 | 69.75 | 2017 | 7.14 | 2017-12-31
Spain | ESP | 2017-12-21 13:00 | 2017-12-21 14:00 | 70.62 | 2017 | 7.14 | 2017-12-31
Spain | ESP | 2017-12-21 14:00 | 2017-12-21 15:00 | 70.69 | 2017 | 7.14 | 2017-12-31
Spain | ESP | 2017-12-21 15:00 | 2017-12-21 16:00 | 70.9 | 2017 | 7.14 | 2017-12-31
Spain | ESP | 2017-12-21 16:00 | 2017-12-21 17:00 | 71.69 | 2017 | 7.14 | 2017-12-31
Spain | ESP | 2017-12-21 17:00 | 2017-12-21 18:00 | 73.66 | 2017 | 7.14 | 2017-12-31
Spain | ESP | 2017-12-21 18:00 | 2017-12-21 19:00 | 75.72 | 2017 | 7.14 | 2017-12-31
Spain | ESP | 2017-12-21 19:00 | 2017-12-21 20:00 | 73.04 | 2017 | 7.14 | 2017-12-31
Spain | ESP | 2017-12-21 20:00 | 2017-12-21 21:00 | 71.69 | 2017 | 7.14 | 2017-12-31
Spain | ESP | 2017-12-21 21:00 | 2017-12-21 22:00 | 70.19 | 2017 | 7.14 | 2017-12-31
Spain | ESP | 2017-12-21 22:00 | 2017-12-21 23:00 | 67.12 | 2017 | 7.14 | 2017-12-31
Spain | ESP | 2017-12-21 23:00 | 2017-12-22 | 61.69 | 2017 | 7.14 | 2017-12-31
Spain | ESP | 2017-12-22 | 2017-12-22 01:00 | 50.2 | 2017 | 7.14 | 2017-12-31
Spain | ESP | 2017-12-22 01:00 | 2017-12-22 02:00 | 47.96 | 2017 | 7.14 | 2017-12-31
Spain | ESP | 2017-12-22 02:00 | 2017-12-22 03:00 | 44.75 | 2017 | 7.14 | 2017-12-31
Spain | ESP | 2017-12-22 03:00 | 2017-12-22 04:00 | 44.75 | 2017 | 7.14 | 2017-12-31
Spain | ESP | 2017-12-22 04:00 | 2017-12-22 05:00 | 44.75 | 2017 | 7.14 | 2017-12-31
Spain | ESP | 2017-12-22 05:00 | 2017-12-22 06:00 | 50.2 | 2017 | 7.14 | 2017-12-31
Spain | ESP | 2017-12-22 06:00 | 2017-12-22 07:00 | 65.12 | 2017 | 7.14 | 2017-12-31
Spain | ESP | 2017-12-22 07:00 | 2017-12-22 08:00 | 67.58 | 2017 | 7.14 | 2017-12-31
Spain | ESP | 2017-12-22 08:00 | 2017-12-22 09:00 | 67.84 | 2017 | 7.14 | 2017-12-31
Spain | ESP | 2017-12-22 09:00 | 2017-12-22 10:00 | 68.23 | 2017 | 7.14 | 2017-12-31
Spain | ESP | 2017-12-22 10:00 | 2017-12-22 11:00 | 67.08 | 2017 | 7.14 | 2017-12-31
Spain | ESP | 2017-12-22 11:00 | 2017-12-22 12:00 | 64.99 | 2017 | 7.14 | 2017-12-31
Spain | ESP | 2017-12-22 12:00 | 2017-12-22 13:00 | 62.3 | 2017 | 7.14 | 2017-12-31
Spain | ESP | 2017-12-22 13:00 | 2017-12-22 14:00 | 62.02 | 2017 | 7.14 | 2017-12-31
Spain | ESP | 2017-12-22 14:00 | 2017-12-22 15:00 | 60.93 | 2017 | 7.14 | 2017-12-31
Spain | ESP | 2017-12-22 15:00 | 2017-12-22 16:00 | 60.51 | 2017 | 7.14 | 2017-12-31
Spain | ESP | 2017-12-22 16:00 | 2017-12-22 17:00 | 63.3 | 2017 | 7.14 | 2017-12-31
Spain | ESP | 2017-12-22 17:00 | 2017-12-22 18:00 | 69.08 | 2017 | 7.14 | 2017-12-31
Spain | ESP | 2017-12-22 18:00 | 2017-12-22 19:00 | 68.67 | 2017 | 7.14 | 2017-12-31
Spain | ESP | 2017-12-22 19:00 | 2017-12-22 20:00 | 66.83 | 2017 | 7.14 | 2017-12-31
Spain | ESP | 2017-12-22 20:00 | 2017-12-22 21:00 | 64.69 | 2017 | 7.14 | 2017-12-31
Spain | ESP | 2017-12-22 21:00 | 2017-12-22 22:00 | 62.19 | 2017 | 7.14 | 2017-12-31
Spain | ESP | 2017-12-22 22:00 | 2017-12-22 23:00 | 55.07 | 2017 | 7.14 | 2017-12-31
Spain | ESP | 2017-12-22 23:00 | 2017-12-23 | 49.52 | 2017 | 7.14 | 2017-12-31
Spain | ESP | 2017-12-23 | 2017-12-23 01:00 | 43.69 | 2017 | 7.14 | 2017-12-31
Spain | ESP | 2017-12-23 01:00 | 2017-12-23 02:00 | 40.17 | 2017 | 7.14 | 2017-12-31
Spain | ESP | 2017-12-23 02:00 | 2017-12-23 03:00 | 38 | 2017 | 7.14 | 2017-12-31
Spain | ESP | 2017-12-23 03:00 | 2017-12-23 04:00 | 39.85 | 2017 | 7.14 | 2017-12-31
Spain | ESP | 2017-12-23 04:00 | 2017-12-23 05:00 | 40.49 | 2017 | 7.14 | 2017-12-31
Spain | ESP | 2017-12-23 05:00 | 2017-12-23 06:00 | 42 | 2017 | 7.14 | 2017-12-31
Spain | ESP | 2017-12-23 06:00 | 2017-12-23 07:00 | 44.01 | 2017 | 7.14 | 2017-12-31
Spain | ESP | 2017-12-23 07:00 | 2017-12-23 08:00 | 48.48 | 2017 | 7.14 | 2017-12-31
Spain | ESP | 2017-12-23 08:00 | 2017-12-23 09:00 | 50.9 | 2017 | 7.14 | 2017-12-31
Spain | ESP | 2017-12-23 09:00 | 2017-12-23 10:00 | 60.84 | 2017 | 7.14 | 2017-12-31
Spain | ESP | 2017-12-23 10:00 | 2017-12-23 11:00 | 60.99 | 2017 | 7.14 | 2017-12-31
Spain | ESP | 2017-12-23 11:00 | 2017-12-23 12:00 | 58.01 | 2017 | 7.14 | 2017-12-31
Spain | ESP | 2017-12-23 12:00 | 2017-12-23 13:00 | 61.59 | 2017 | 7.14 | 2017-12-31
Spain | ESP | 2017-12-23 13:00 | 2017-12-23 14:00 | 61.59 | 2017 | 7.14 | 2017-12-31
Spain | ESP | 2017-12-23 14:00 | 2017-12-23 15:00 | 60 | 2017 | 7.14 | 2017-12-31
Spain | ESP | 2017-12-23 15:00 | 2017-12-23 16:00 | 58.77 | 2017 | 7.14 | 2017-12-31
Spain | ESP | 2017-12-23 16:00 | 2017-12-23 17:00 | 61.59 | 2017 | 7.14 | 2017-12-31
Spain | ESP | 2017-12-23 17:00 | 2017-12-23 18:00 | 68.71 | 2017 | 7.14 | 2017-12-31
Spain | ESP | 2017-12-23 18:00 | 2017-12-23 19:00 | 69.48 | 2017 | 7.14 | 2017-12-31
Spain | ESP | 2017-12-23 19:00 | 2017-12-23 20:00 | 69.26 | 2017 | 7.14 | 2017-12-31
Spain | ESP | 2017-12-23 20:00 | 2017-12-23 21:00 | 65.45 | 2017 | 7.14 | 2017-12-31
Spain | ESP | 2017-12-23 21:00 | 2017-12-23 22:00 | 62.72 | 2017 | 7.14 | 2017-12-31
Spain | ESP | 2017-12-23 22:00 | 2017-12-23 23:00 | 61.4 | 2017 | 7.14 | 2017-12-31
Spain | ESP | 2017-12-23 23:00 | 2017-12-24 | 50.9 | 2017 | 7.14 | 2017-12-31
Spain | ESP | 2017-12-24 | 2017-12-24 01:00 | 46.1 | 2017 | 7.14 | 2017-12-31
Spain | ESP | 2017-12-24 01:00 | 2017-12-24 02:00 | 42 | 2017 | 7.14 | 2017-12-31
Spain | ESP | 2017-12-24 02:00 | 2017-12-24 03:00 | 38.19 | 2017 | 7.14 | 2017-12-31
Spain | ESP | 2017-12-24 03:00 | 2017-12-24 04:00 | 35.7 | 2017 | 7.14 | 2017-12-31
Spain | ESP | 2017-12-24 04:00 | 2017-12-24 05:00 | 37.46 | 2017 | 7.14 | 2017-12-31
Spain | ESP | 2017-12-24 05:00 | 2017-12-24 06:00 | 40.86 | 2017 | 7.14 | 2017-12-31
Spain | ESP | 2017-12-24 06:00 | 2017-12-24 07:00 | 43.84 | 2017 | 7.14 | 2017-12-31
Spain | ESP | 2017-12-24 07:00 | 2017-12-24 08:00 | 44.69 | 2017 | 7.14 | 2017-12-31
Spain | ESP | 2017-12-24 08:00 | 2017-12-24 09:00 | 47.7 | 2017 | 7.14 | 2017-12-31
Spain | ESP | 2017-12-24 09:00 | 2017-12-24 10:00 | 51.59 | 2017 | 7.14 | 2017-12-31
Spain | ESP | 2017-12-24 10:00 | 2017-12-24 11:00 | 51.32 | 2017 | 7.14 | 2017-12-31
Spain | ESP | 2017-12-24 11:00 | 2017-12-24 12:00 | 50.9 | 2017 | 7.14 | 2017-12-31
Spain | ESP | 2017-12-24 12:00 | 2017-12-24 13:00 | 54 | 2017 | 7.14 | 2017-12-31
Spain | ESP | 2017-12-24 13:00 | 2017-12-24 14:00 | 54.6 | 2017 | 7.14 | 2017-12-31
Spain | ESP | 2017-12-24 14:00 | 2017-12-24 15:00 | 51.32 | 2017 | 7.14 | 2017-12-31
Spain | ESP | 2017-12-24 15:00 | 2017-12-24 16:00 | 52 | 2017 | 7.14 | 2017-12-31
Spain | ESP | 2017-12-24 16:00 | 2017-12-24 17:00 | 59.89 | 2017 | 7.14 | 2017-12-31
Spain | ESP | 2017-12-24 17:00 | 2017-12-24 18:00 | 67 | 2017 | 7.14 | 2017-12-31
Spain | ESP | 2017-12-24 18:00 | 2017-12-24 19:00 | 69.7 | 2017 | 7.14 | 2017-12-31
Spain | ESP | 2017-12-24 19:00 | 2017-12-24 20:00 | 70.52 | 2017 | 7.14 | 2017-12-31
Spain | ESP | 2017-12-24 20:00 | 2017-12-24 21:00 | 69.26 | 2017 | 7.14 | 2017-12-31
Spain | ESP | 2017-12-24 21:00 | 2017-12-24 22:00 | 63.09 | 2017 | 7.14 | 2017-12-31
Spain | ESP | 2017-12-24 22:00 | 2017-12-24 23:00 | 59.74 | 2017 | 7.14 | 2017-12-31
Spain | ESP | 2017-12-24 23:00 | 2017-12-25 | 64.69 | 2017 | 7.14 | 2017-12-31
Spain | ESP | 2017-12-25 | 2017-12-25 01:00 | 61.2 | 2017 | 7.14 | 2017-12-31
Spain | ESP | 2017-12-25 01:00 | 2017-12-25 02:00 | 56.72 | 2017 | 7.14 | 2017-12-31
Spain | ESP | 2017-12-25 02:00 | 2017-12-25 03:00 | 51.32 | 2017 | 7.14 | 2017-12-31
Spain | ESP | 2017-12-25 03:00 | 2017-12-25 04:00 | 46.4 | 2017 | 7.14 | 2017-12-31
Spain | ESP | 2017-12-25 04:00 | 2017-12-25 05:00 | 45 | 2017 | 7.14 | 2017-12-31
Spain | ESP | 2017-12-25 05:00 | 2017-12-25 06:00 | 41.5 | 2017 | 7.14 | 2017-12-31
Spain | ESP | 2017-12-25 06:00 | 2017-12-25 07:00 | 41.1 | 2017 | 7.14 | 2017-12-31
Spain | ESP | 2017-12-25 07:00 | 2017-12-25 08:00 | 40.82 | 2017 | 7.14 | 2017-12-31
Spain | ESP | 2017-12-25 08:00 | 2017-12-25 09:00 | 42.56 | 2017 | 7.14 | 2017-12-31
Spain | ESP | 2017-12-25 09:00 | 2017-12-25 10:00 | 51.32 | 2017 | 7.14 | 2017-12-31
Spain | ESP | 2017-12-25 10:00 | 2017-12-25 11:00 | 52.25 | 2017 | 7.14 | 2017-12-31
Spain | ESP | 2017-12-25 11:00 | 2017-12-25 12:00 | 51.8 | 2017 | 7.14 | 2017-12-31
Spain | ESP | 2017-12-25 12:00 | 2017-12-25 13:00 | 49 | 2017 | 7.14 | 2017-12-31
Spain | ESP | 2017-12-25 13:00 | 2017-12-25 14:00 | 39.92 | 2017 | 7.14 | 2017-12-31
Spain | ESP | 2017-12-25 14:00 | 2017-12-25 15:00 | 27.3 | 2017 | 7.14 | 2017-12-31
Spain | ESP | 2017-12-25 15:00 | 2017-12-25 16:00 | 25.8 | 2017 | 7.14 | 2017-12-31
Spain | ESP | 2017-12-25 16:00 | 2017-12-25 17:00 | 34.05 | 2017 | 7.14 | 2017-12-31
Spain | ESP | 2017-12-25 17:00 | 2017-12-25 18:00 | 40.79 | 2017 | 7.14 | 2017-12-31
Spain | ESP | 2017-12-25 18:00 | 2017-12-25 19:00 | 50 | 2017 | 7.14 | 2017-12-31
Spain | ESP | 2017-12-25 19:00 | 2017-12-25 20:00 | 52.35 | 2017 | 7.14 | 2017-12-31
Spain | ESP | 2017-12-25 20:00 | 2017-12-25 21:00 | 57.73 | 2017 | 7.14 | 2017-12-31
Spain | ESP | 2017-12-25 21:00 | 2017-12-25 22:00 | 57.28 | 2017 | 7.14 | 2017-12-31
Spain | ESP | 2017-12-25 22:00 | 2017-12-25 23:00 | 51.51 | 2017 | 7.14 | 2017-12-31
Spain | ESP | 2017-12-25 23:00 | 2017-12-26 | 45.89 | 2017 | 7.14 | 2017-12-31
Spain | ESP | 2017-12-26 | 2017-12-26 01:00 | 35.9 | 2017 | 7.14 | 2017-12-31
Spain | ESP | 2017-12-26 01:00 | 2017-12-26 02:00 | 30.4 | 2017 | 7.14 | 2017-12-31
Spain | ESP | 2017-12-26 02:00 | 2017-12-26 03:00 | 30 | 2017 | 7.14 | 2017-12-31
Spain | ESP | 2017-12-26 03:00 | 2017-12-26 04:00 | 30 | 2017 | 7.14 | 2017-12-31
Spain | ESP | 2017-12-26 04:00 | 2017-12-26 05:00 | 30.7 | 2017 | 7.14 | 2017-12-31
Spain | ESP | 2017-12-26 05:00 | 2017-12-26 06:00 | 40.85 | 2017 | 7.14 | 2017-12-31
Spain | ESP | 2017-12-26 06:00 | 2017-12-26 07:00 | 52.35 | 2017 | 7.14 | 2017-12-31
Spain | ESP | 2017-12-26 07:00 | 2017-12-26 08:00 | 57.84 | 2017 | 7.14 | 2017-12-31
Spain | ESP | 2017-12-26 08:00 | 2017-12-26 09:00 | 61.7 | 2017 | 7.14 | 2017-12-31
Spain | ESP | 2017-12-26 09:00 | 2017-12-26 10:00 | 62.2 | 2017 | 7.14 | 2017-12-31
Spain | ESP | 2017-12-26 10:00 | 2017-12-26 11:00 | 59.79 | 2017 | 7.14 | 2017-12-31
Spain | ESP | 2017-12-26 11:00 | 2017-12-26 12:00 | 54.25 | 2017 | 7.14 | 2017-12-31
Spain | ESP | 2017-12-26 12:00 | 2017-12-26 13:00 | 52.25 | 2017 | 7.14 | 2017-12-31
Spain | ESP | 2017-12-26 13:00 | 2017-12-26 14:00 | 45.89 | 2017 | 7.14 | 2017-12-31
Spain | ESP | 2017-12-26 14:00 | 2017-12-26 15:00 | 39.69 | 2017 | 7.14 | 2017-12-31
Spain | ESP | 2017-12-26 15:00 | 2017-12-26 16:00 | 37.5 | 2017 | 7.14 | 2017-12-31
Spain | ESP | 2017-12-26 16:00 | 2017-12-26 17:00 | 46.75 | 2017 | 7.14 | 2017-12-31
Spain | ESP | 2017-12-26 17:00 | 2017-12-26 18:00 | 54.25 | 2017 | 7.14 | 2017-12-31
Spain | ESP | 2017-12-26 18:00 | 2017-12-26 19:00 | 54.07 | 2017 | 7.14 | 2017-12-31
Spain | ESP | 2017-12-26 19:00 | 2017-12-26 20:00 | 48 | 2017 | 7.14 | 2017-12-31
Spain | ESP | 2017-12-26 20:00 | 2017-12-26 21:00 | 47.89 | 2017 | 7.14 | 2017-12-31
Spain | ESP | 2017-12-26 21:00 | 2017-12-26 22:00 | 39.95 | 2017 | 7.14 | 2017-12-31
Spain | ESP | 2017-12-26 22:00 | 2017-12-26 23:00 | 31.84 | 2017 | 7.14 | 2017-12-31
Spain | ESP | 2017-12-26 23:00 | 2017-12-27 | 27.57 | 2017 | 7.14 | 2017-12-31
Spain | ESP | 2017-12-27 | 2017-12-27 01:00 | 19.53 | 2017 | 7.14 | 2017-12-31
Spain | ESP | 2017-12-27 01:00 | 2017-12-27 02:00 | 12.4 | 2017 | 7.14 | 2017-12-31
Spain | ESP | 2017-12-27 02:00 | 2017-12-27 03:00 | 10 | 2017 | 7.14 | 2017-12-31
Spain | ESP | 2017-12-27 03:00 | 2017-12-27 04:00 | 10 | 2017 | 7.14 | 2017-12-31
Spain | ESP | 2017-12-27 04:00 | 2017-12-27 05:00 | 11.93 | 2017 | 7.14 | 2017-12-31
Spain | ESP | 2017-12-27 05:00 | 2017-12-27 06:00 | 20.03 | 2017 | 7.14 | 2017-12-31
Spain | ESP | 2017-12-27 06:00 | 2017-12-27 07:00 | 34.86 | 2017 | 7.14 | 2017-12-31
Spain | ESP | 2017-12-27 07:00 | 2017-12-27 08:00 | 41.14 | 2017 | 7.14 | 2017-12-31
Spain | ESP | 2017-12-27 08:00 | 2017-12-27 09:00 | 46.19 | 2017 | 7.14 | 2017-12-31
Spain | ESP | 2017-12-27 09:00 | 2017-12-27 10:00 | 52 | 2017 | 7.14 | 2017-12-31
Spain | ESP | 2017-12-27 10:00 | 2017-12-27 11:00 | 50.4 | 2017 | 7.14 | 2017-12-31
Spain | ESP | 2017-12-27 11:00 | 2017-12-27 12:00 | 47.89 | 2017 | 7.14 | 2017-12-31
Spain | ESP | 2017-12-27 12:00 | 2017-12-27 13:00 | 49.99 | 2017 | 7.14 | 2017-12-31
Spain | ESP | 2017-12-27 13:00 | 2017-12-27 14:00 | 46.4 | 2017 | 7.14 | 2017-12-31
Spain | ESP | 2017-12-27 14:00 | 2017-12-27 15:00 | 46.48 | 2017 | 7.14 | 2017-12-31
Spain | ESP | 2017-12-27 15:00 | 2017-12-27 16:00 | 50.9 | 2017 | 7.14 | 2017-12-31
Spain | ESP | 2017-12-27 16:00 | 2017-12-27 17:00 | 56.09 | 2017 | 7.14 | 2017-12-31
Spain | ESP | 2017-12-27 17:00 | 2017-12-27 18:00 | 57.57 | 2017 | 7.14 | 2017-12-31
Spain | ESP | 2017-12-27 18:00 | 2017-12-27 19:00 | 57.8 | 2017 | 7.14 | 2017-12-31
Spain | ESP | 2017-12-27 19:00 | 2017-12-27 20:00 | 59.03 | 2017 | 7.14 | 2017-12-31
Spain | ESP | 2017-12-27 20:00 | 2017-12-27 21:00 | 59.02 | 2017 | 7.14 | 2017-12-31
Spain | ESP | 2017-12-27 21:00 | 2017-12-27 22:00 | 57.02 | 2017 | 7.14 | 2017-12-31
Spain | ESP | 2017-12-27 22:00 | 2017-12-27 23:00 | 52.35 | 2017 | 7.14 | 2017-12-31
Spain | ESP | 2017-12-27 23:00 | 2017-12-28 | 37.05 | 2017 | 7.14 | 2017-12-31
Spain | ESP | 2017-12-28 | 2017-12-28 01:00 | 30 | 2017 | 7.14 | 2017-12-31
Spain | ESP | 2017-12-28 01:00 | 2017-12-28 02:00 | 28.1 | 2017 | 7.14 | 2017-12-31
Spain | ESP | 2017-12-28 02:00 | 2017-12-28 03:00 | 26 | 2017 | 7.14 | 2017-12-31
Spain | ESP | 2017-12-28 03:00 | 2017-12-28 04:00 | 26.33 | 2017 | 7.14 | 2017-12-31
Spain | ESP | 2017-12-28 04:00 | 2017-12-28 05:00 | 29.86 | 2017 | 7.14 | 2017-12-31
Spain | ESP | 2017-12-28 05:00 | 2017-12-28 06:00 | 35 | 2017 | 7.14 | 2017-12-31
Spain | ESP | 2017-12-28 06:00 | 2017-12-28 07:00 | 44 | 2017 | 7.14 | 2017-12-31
Spain | ESP | 2017-12-28 07:00 | 2017-12-28 08:00 | 51.34 | 2017 | 7.14 | 2017-12-31
Spain | ESP | 2017-12-28 08:00 | 2017-12-28 09:00 | 54.4 | 2017 | 7.14 | 2017-12-31
Spain | ESP | 2017-12-28 09:00 | 2017-12-28 10:00 | 54.06 | 2017 | 7.14 | 2017-12-31
Spain | ESP | 2017-12-28 10:00 | 2017-12-28 11:00 | 53.13 | 2017 | 7.14 | 2017-12-31
Spain | ESP | 2017-12-28 11:00 | 2017-12-28 12:00 | 53.36 | 2017 | 7.14 | 2017-12-31
Spain | ESP | 2017-12-28 12:00 | 2017-12-28 13:00 | 52.23 | 2017 | 7.14 | 2017-12-31
Spain | ESP | 2017-12-28 13:00 | 2017-12-28 14:00 | 49.57 | 2017 | 7.14 | 2017-12-31
Spain | ESP | 2017-12-28 14:00 | 2017-12-28 15:00 | 49.9 | 2017 | 7.14 | 2017-12-31
Spain | ESP | 2017-12-28 15:00 | 2017-12-28 16:00 | 52.25 | 2017 | 7.14 | 2017-12-31
Spain | ESP | 2017-12-28 16:00 | 2017-12-28 17:00 | 54.25 | 2017 | 7.14 | 2017-12-31
Spain | ESP | 2017-12-28 17:00 | 2017-12-28 18:00 | 59.9 | 2017 | 7.14 | 2017-12-31
Spain | ESP | 2017-12-28 18:00 | 2017-12-28 19:00 | 61.21 | 2017 | 7.14 | 2017-12-31
Spain | ESP | 2017-12-28 19:00 | 2017-12-28 20:00 | 60.15 | 2017 | 7.14 | 2017-12-31
Spain | ESP | 2017-12-28 20:00 | 2017-12-28 21:00 | 58.4 | 2017 | 7.14 | 2017-12-31
Spain | ESP | 2017-12-28 21:00 | 2017-12-28 22:00 | 55.35 | 2017 | 7.14 | 2017-12-31
Spain | ESP | 2017-12-28 22:00 | 2017-12-28 23:00 | 53.84 | 2017 | 7.14 | 2017-12-31
Spain | ESP | 2017-12-28 23:00 | 2017-12-29 | 45.88 | 2017 | 7.14 | 2017-12-31
Spain | ESP | 2017-12-29 | 2017-12-29 01:00 | 41.41 | 2017 | 7.14 | 2017-12-31
Spain | ESP | 2017-12-29 01:00 | 2017-12-29 02:00 | 37.06 | 2017 | 7.14 | 2017-12-31
Spain | ESP | 2017-12-29 02:00 | 2017-12-29 03:00 | 32.32 | 2017 | 7.14 | 2017-12-31
Spain | ESP | 2017-12-29 03:00 | 2017-12-29 04:00 | 32.99 | 2017 | 7.14 | 2017-12-31
Spain | ESP | 2017-12-29 04:00 | 2017-12-29 05:00 | 33.35 | 2017 | 7.14 | 2017-12-31
Spain | ESP | 2017-12-29 05:00 | 2017-12-29 06:00 | 39.54 | 2017 | 7.14 | 2017-12-31
Spain | ESP | 2017-12-29 06:00 | 2017-12-29 07:00 | 45.69 | 2017 | 7.14 | 2017-12-31
Spain | ESP | 2017-12-29 07:00 | 2017-12-29 08:00 | 47.57 | 2017 | 7.14 | 2017-12-31
Spain | ESP | 2017-12-29 08:00 | 2017-12-29 09:00 | 50.73 | 2017 | 7.14 | 2017-12-31
Spain | ESP | 2017-12-29 09:00 | 2017-12-29 10:00 | 52.13 | 2017 | 7.14 | 2017-12-31
Spain | ESP | 2017-12-29 10:00 | 2017-12-29 11:00 | 51.51 | 2017 | 7.14 | 2017-12-31
Spain | ESP | 2017-12-29 11:00 | 2017-12-29 12:00 | 50.1 | 2017 | 7.14 | 2017-12-31
Spain | ESP | 2017-12-29 12:00 | 2017-12-29 13:00 | 49.59 | 2017 | 7.14 | 2017-12-31
Spain | ESP | 2017-12-29 13:00 | 2017-12-29 14:00 | 47.6 | 2017 | 7.14 | 2017-12-31
Spain | ESP | 2017-12-29 14:00 | 2017-12-29 15:00 | 46.99 | 2017 | 7.14 | 2017-12-31
Spain | ESP | 2017-12-29 15:00 | 2017-12-29 16:00 | 49.48 | 2017 | 7.14 | 2017-12-31
Spain | ESP | 2017-12-29 16:00 | 2017-12-29 17:00 | 51.51 | 2017 | 7.14 | 2017-12-31
Spain | ESP | 2017-12-29 17:00 | 2017-12-29 18:00 | 55.15 | 2017 | 7.14 | 2017-12-31
Spain | ESP | 2017-12-29 18:00 | 2017-12-29 19:00 | 55.95 | 2017 | 7.14 | 2017-12-31
Spain | ESP | 2017-12-29 19:00 | 2017-12-29 20:00 | 55.51 | 2017 | 7.14 | 2017-12-31
Spain | ESP | 2017-12-29 20:00 | 2017-12-29 21:00 | 54.01 | 2017 | 7.14 | 2017-12-31
Spain | ESP | 2017-12-29 21:00 | 2017-12-29 22:00 | 51 | 2017 | 7.14 | 2017-12-31
Spain | ESP | 2017-12-29 22:00 | 2017-12-29 23:00 | 46.6 | 2017 | 7.14 | 2017-12-31
Spain | ESP | 2017-12-29 23:00 | 2017-12-30 | 30.65 | 2017 | 7.14 | 2017-12-31
Spain | ESP | 2017-12-30 | 2017-12-30 01:00 | 19.01 | 2017 | 7.14 | 2017-12-31
Spain | ESP | 2017-12-30 01:00 | 2017-12-30 02:00 | 18.51 | 2017 | 7.14 | 2017-12-31
Spain | ESP | 2017-12-30 02:00 | 2017-12-30 03:00 | 17.19 | 2017 | 7.14 | 2017-12-31
Spain | ESP | 2017-12-30 03:00 | 2017-12-30 04:00 | 15.44 | 2017 | 7.14 | 2017-12-31
Spain | ESP | 2017-12-30 04:00 | 2017-12-30 05:00 | 15.18 | 2017 | 7.14 | 2017-12-31
Spain | ESP | 2017-12-30 05:00 | 2017-12-30 06:00 | 15.51 | 2017 | 7.14 | 2017-12-31
Spain | ESP | 2017-12-30 06:00 | 2017-12-30 07:00 | 17.98 | 2017 | 7.14 | 2017-12-31
Spain | ESP | 2017-12-30 07:00 | 2017-12-30 08:00 | 23.15 | 2017 | 7.14 | 2017-12-31
Spain | ESP | 2017-12-30 08:00 | 2017-12-30 09:00 | 39.56 | 2017 | 7.14 | 2017-12-31
Spain | ESP | 2017-12-30 09:00 | 2017-12-30 10:00 | 44.42 | 2017 | 7.14 | 2017-12-31
Spain | ESP | 2017-12-30 10:00 | 2017-12-30 11:00 | 42.52 | 2017 | 7.14 | 2017-12-31
Spain | ESP | 2017-12-30 11:00 | 2017-12-30 12:00 | 39.96 | 2017 | 7.14 | 2017-12-31
Spain | ESP | 2017-12-30 12:00 | 2017-12-30 13:00 | 42.1 | 2017 | 7.14 | 2017-12-31
Spain | ESP | 2017-12-30 13:00 | 2017-12-30 14:00 | 40.92 | 2017 | 7.14 | 2017-12-31
Spain | ESP | 2017-12-30 14:00 | 2017-12-30 15:00 | 40 | 2017 | 7.14 | 2017-12-31
Spain | ESP | 2017-12-30 15:00 | 2017-12-30 16:00 | 40.81 | 2017 | 7.14 | 2017-12-31
Spain | ESP | 2017-12-30 16:00 | 2017-12-30 17:00 | 42.92 | 2017 | 7.14 | 2017-12-31
Spain | ESP | 2017-12-30 17:00 | 2017-12-30 18:00 | 51 | 2017 | 7.14 | 2017-12-31
Spain | ESP | 2017-12-30 18:00 | 2017-12-30 19:00 | 54.38 | 2017 | 7.14 | 2017-12-31
Spain | ESP | 2017-12-30 19:00 | 2017-12-30 20:00 | 52.69 | 2017 | 7.14 | 2017-12-31
Spain | ESP | 2017-12-30 20:00 | 2017-12-30 21:00 | 51 | 2017 | 7.14 | 2017-12-31
Spain | ESP | 2017-12-30 21:00 | 2017-12-30 22:00 | 47.74 | 2017 | 7.14 | 2017-12-31
Spain | ESP | 2017-12-30 22:00 | 2017-12-30 23:00 | 44.36 | 2017 | 7.14 | 2017-12-31
Spain | ESP | 2017-12-30 23:00 | 2017-12-31 | 33.4 | 2017 | 7.14 | 2017-12-31
Spain | ESP | 2017-12-31 | 2017-12-31 01:00 | 19.83 | 2017 | 7.14 | 2017-12-31
Spain | ESP | 2017-12-31 01:00 | 2017-12-31 02:00 | 9.8 | 2017 | 7.14 | 2017-12-31
Spain | ESP | 2017-12-31 02:00 | 2017-12-31 03:00 | 8.7 | 2017 | 7.14 | 2017-12-31
Spain | ESP | 2017-12-31 03:00 | 2017-12-31 04:00 | 5.27 | 2017 | 7.14 | 2017-12-31
Spain | ESP | 2017-12-31 04:00 | 2017-12-31 05:00 | 5.27 | 2017 | 7.14 | 2017-12-31
Spain | ESP | 2017-12-31 05:00 | 2017-12-31 06:00 | 5 | 2017 | 7.14 | 2017-12-31
Spain | ESP | 2017-12-31 06:00 | 2017-12-31 07:00 | 5.27 | 2017 | 7.14 | 2017-12-31
Spain | ESP | 2017-12-31 07:00 | 2017-12-31 08:00 | 9.27 | 2017 | 7.14 | 2017-12-31
Spain | ESP | 2017-12-31 08:00 | 2017-12-31 09:00 | 17.1 | 2017 | 7.14 | 2017-12-31
Spain | ESP | 2017-12-31 09:00 | 2017-12-31 10:00 | 22.67 | 2017 | 7.14 | 2017-12-31
Spain | ESP | 2017-12-31 10:00 | 2017-12-31 11:00 | 21.95 | 2017 | 7.14 | 2017-12-31
Spain | ESP | 2017-12-31 11:00 | 2017-12-31 12:00 | 19.51 | 2017 | 7.14 | 2017-12-31
Spain | ESP | 2017-12-31 12:00 | 2017-12-31 13:00 | 18.1 | 2017 | 7.14 | 2017-12-31
Spain | ESP | 2017-12-31 13:00 | 2017-12-31 14:00 | 15.19 | 2017 | 7.14 | 2017-12-31
Spain | ESP | 2017-12-31 14:00 | 2017-12-31 15:00 | 10.56 | 2017 | 7.14 | 2017-12-31
Spain | ESP | 2017-12-31 15:00 | 2017-12-31 16:00 | 11.9 | 2017 | 7.14 | 2017-12-31
Spain | ESP | 2017-12-31 16:00 | 2017-12-31 17:00 | 16.6 | 2017 | 7.14 | 2017-12-31
Spain | ESP | 2017-12-31 17:00 | 2017-12-31 18:00 | 25 | 2017 | 7.14 | 2017-12-31
Spain | ESP | 2017-12-31 18:00 | 2017-12-31 19:00 | 30.43 | 2017 | 7.14 | 2017-12-31
Spain | ESP | 2017-12-31 19:00 | 2017-12-31 20:00 | 30.01 | 2017 | 7.14 | 2017-12-31
Spain | ESP | 2017-12-31 20:00 | 2017-12-31 21:00 | 22.01 | 2017 | 7.14 | 2017-12-31
Spain | ESP | 2017-12-31 21:00 | 2017-12-31 22:00 | 12.4 | 2017 | 7.14 | 2017-12-31
Spain | ESP | 2017-12-31 22:00 | 2017-12-31 23:00 | 12.4 | 2017 | 7.14 | 2017-12-31
Spain | ESP | 2017-12-31 23:00 | 2018-01-01 | 6.74 | 2017 | 7.14 | 2017-12-31
Spain | ESP | 2018-01-01 | 2018-01-01 01:00 | 4.74 | 2018 | 6.66 | 2018-01-31
Spain | ESP | 2018-01-01 01:00 | 2018-01-01 02:00 | 3.66 | 2018 | 6.66 | 2018-01-31
Spain | ESP | 2018-01-01 02:00 | 2018-01-01 03:00 | 2.3 | 2018 | 6.66 | 2018-01-31
Spain | ESP | 2018-01-01 03:00 | 2018-01-01 04:00 | 2.3 | 2018 | 6.66 | 2018-01-31
Spain | ESP | 2018-01-01 04:00 | 2018-01-01 05:00 | 2.06 | 2018 | 6.66 | 2018-01-31
Spain | ESP | 2018-01-01 05:00 | 2018-01-01 06:00 | 2.06 | 2018 | 6.66 | 2018-01-31
Spain | ESP | 2018-01-01 06:00 | 2018-01-01 07:00 | 2.06 | 2018 | 6.66 | 2018-01-31
Spain | ESP | 2018-01-01 07:00 | 2018-01-01 08:00 | 2.3 | 2018 | 6.66 | 2018-01-31
Spain | ESP | 2018-01-01 08:00 | 2018-01-01 09:00 | 2.3 | 2018 | 6.66 | 2018-01-31
Spain | ESP | 2018-01-01 09:00 | 2018-01-01 10:00 | 2.3 | 2018 | 6.66 | 2018-01-31
Spain | ESP | 2018-01-01 10:00 | 2018-01-01 11:00 | 2.3 | 2018 | 6.66 | 2018-01-31
Spain | ESP | 2018-01-01 11:00 | 2018-01-01 12:00 | 2.3 | 2018 | 6.66 | 2018-01-31
Spain | ESP | 2018-01-01 12:00 | 2018-01-01 13:00 | 2.3 | 2018 | 6.66 | 2018-01-31
Spain | ESP | 2018-01-01 13:00 | 2018-01-01 14:00 | 5 | 2018 | 6.66 | 2018-01-31
Spain | ESP | 2018-01-01 14:00 | 2018-01-01 15:00 | 5 | 2018 | 6.66 | 2018-01-31
Spain | ESP | 2018-01-01 15:00 | 2018-01-01 16:00 | 5 | 2018 | 6.66 | 2018-01-31
Spain | ESP | 2018-01-01 16:00 | 2018-01-01 17:00 | 8.85 | 2018 | 6.66 | 2018-01-31
Spain | ESP | 2018-01-01 17:00 | 2018-01-01 18:00 | 15.93 | 2018 | 6.66 | 2018-01-31
Spain | ESP | 2018-01-01 18:00 | 2018-01-01 19:00 | 22.02 | 2018 | 6.66 | 2018-01-31
Spain | ESP | 2018-01-01 19:00 | 2018-01-01 20:00 | 20 | 2018 | 6.66 | 2018-01-31
Spain | ESP | 2018-01-01 20:00 | 2018-01-01 21:00 | 21.95 | 2018 | 6.66 | 2018-01-31
Spain | ESP | 2018-01-01 21:00 | 2018-01-01 22:00 | 23.52 | 2018 | 6.66 | 2018-01-31
Spain | ESP | 2018-01-01 22:00 | 2018-01-01 23:00 | 16.35 | 2018 | 6.66 | 2018-01-31
Spain | ESP | 2018-01-01 23:00 | 2018-01-02 | 14.43 | 2018 | 6.66 | 2018-01-31
Spain | ESP | 2018-01-02 | 2018-01-02 01:00 | 10.26 | 2018 | 6.66 | 2018-01-31
Spain | ESP | 2018-01-02 01:00 | 2018-01-02 02:00 | 7.48 | 2018 | 6.66 | 2018-01-31
Spain | ESP | 2018-01-02 02:00 | 2018-01-02 03:00 | 4.52 | 2018 | 6.66 | 2018-01-31
Spain | ESP | 2018-01-02 03:00 | 2018-01-02 04:00 | 4.24 | 2018 | 6.66 | 2018-01-31
Spain | ESP | 2018-01-02 04:00 | 2018-01-02 05:00 | 8.36 | 2018 | 6.66 | 2018-01-31
Spain | ESP | 2018-01-02 05:00 | 2018-01-02 06:00 | 22.58 | 2018 | 6.66 | 2018-01-31
Spain | ESP | 2018-01-02 06:00 | 2018-01-02 07:00 | 41.92 | 2018 | 6.66 | 2018-01-31
Spain | ESP | 2018-01-02 07:00 | 2018-01-02 08:00 | 47.95 | 2018 | 6.66 | 2018-01-31
Spain | ESP | 2018-01-02 08:00 | 2018-01-02 09:00 | 49.9 | 2018 | 6.66 | 2018-01-31
Spain | ESP | 2018-01-02 09:00 | 2018-01-02 10:00 | 50.5 | 2018 | 6.66 | 2018-01-31
Spain | ESP | 2018-01-02 10:00 | 2018-01-02 11:00 | 49.7 | 2018 | 6.66 | 2018-01-31
Spain | ESP | 2018-01-02 11:00 | 2018-01-02 12:00 | 48.16 | 2018 | 6.66 | 2018-01-31
Spain | ESP | 2018-01-02 12:00 | 2018-01-02 13:00 | 48.02 | 2018 | 6.66 | 2018-01-31
Spain | ESP | 2018-01-02 13:00 | 2018-01-02 14:00 | 47.64 | 2018 | 6.66 | 2018-01-31
Spain | ESP | 2018-01-02 14:00 | 2018-01-02 15:00 | 46.38 | 2018 | 6.66 | 2018-01-31
Spain | ESP | 2018-01-02 15:00 | 2018-01-02 16:00 | 46.4 | 2018 | 6.66 | 2018-01-31
Spain | ESP | 2018-01-02 16:00 | 2018-01-02 17:00 | 49.71 | 2018 | 6.66 | 2018-01-31
Spain | ESP | 2018-01-02 17:00 | 2018-01-02 18:00 | 52.25 | 2018 | 6.66 | 2018-01-31
Spain | ESP | 2018-01-02 18:00 | 2018-01-02 19:00 | 53.47 | 2018 | 6.66 | 2018-01-31
Spain | ESP | 2018-01-02 19:00 | 2018-01-02 20:00 | 55.54 | 2018 | 6.66 | 2018-01-31
Spain | ESP | 2018-01-02 20:00 | 2018-01-02 21:00 | 55.02 | 2018 | 6.66 | 2018-01-31
Spain | ESP | 2018-01-02 21:00 | 2018-01-02 22:00 | 50.5 | 2018 | 6.66 | 2018-01-31
Spain | ESP | 2018-01-02 22:00 | 2018-01-02 23:00 | 39.63 | 2018 | 6.66 | 2018-01-31
Spain | ESP | 2018-01-02 23:00 | 2018-01-03 | 12.14 | 2018 | 6.66 | 2018-01-31
Spain | ESP | 2018-01-03 | 2018-01-03 01:00 | 5.48 | 2018 | 6.66 | 2018-01-31
Spain | ESP | 2018-01-03 01:00 | 2018-01-03 02:00 | 5 | 2018 | 6.66 | 2018-01-31
Spain | ESP | 2018-01-03 02:00 | 2018-01-03 03:00 | 2.3 | 2018 | 6.66 | 2018-01-31
Spain | ESP | 2018-01-03 03:00 | 2018-01-03 04:00 | 2.3 | 2018 | 6.66 | 2018-01-31
Spain | ESP | 2018-01-03 04:00 | 2018-01-03 05:00 | 5 | 2018 | 6.66 | 2018-01-31
Spain | ESP | 2018-01-03 05:00 | 2018-01-03 06:00 | 12.25 | 2018 | 6.66 | 2018-01-31
Spain | ESP | 2018-01-03 06:00 | 2018-01-03 07:00 | 41.69 | 2018 | 6.66 | 2018-01-31
Spain | ESP | 2018-01-03 07:00 | 2018-01-03 08:00 | 51.76 | 2018 | 6.66 | 2018-01-31
Spain | ESP | 2018-01-03 08:00 | 2018-01-03 09:00 | 53.9 | 2018 | 6.66 | 2018-01-31
Spain | ESP | 2018-01-03 09:00 | 2018-01-03 10:00 | 54.45 | 2018 | 6.66 | 2018-01-31
Spain | ESP | 2018-01-03 10:00 | 2018-01-03 11:00 | 53.42 | 2018 | 6.66 | 2018-01-31
Spain | ESP | 2018-01-03 11:00 | 2018-01-03 12:00 | 52.26 | 2018 | 6.66 | 2018-01-31
Spain | ESP | 2018-01-03 12:00 | 2018-01-03 13:00 | 52 | 2018 | 6.66 | 2018-01-31
Spain | ESP | 2018-01-03 13:00 | 2018-01-03 14:00 | 50.76 | 2018 | 6.66 | 2018-01-31
Spain | ESP | 2018-01-03 14:00 | 2018-01-03 15:00 | 49.96 | 2018 | 6.66 | 2018-01-31
Spain | ESP | 2018-01-03 15:00 | 2018-01-03 16:00 | 49.48 | 2018 | 6.66 | 2018-01-31
Spain | ESP | 2018-01-03 16:00 | 2018-01-03 17:00 | 51 | 2018 | 6.66 | 2018-01-31
Spain | ESP | 2018-01-03 17:00 | 2018-01-03 18:00 | 53.05 | 2018 | 6.66 | 2018-01-31
Spain | ESP | 2018-01-03 18:00 | 2018-01-03 19:00 | 53.47 | 2018 | 6.66 | 2018-01-31
Spain | ESP | 2018-01-03 19:00 | 2018-01-03 20:00 | 53.9 | 2018 | 6.66 | 2018-01-31
Spain | ESP | 2018-01-03 20:00 | 2018-01-03 21:00 | 53.42 | 2018 | 6.66 | 2018-01-31
Spain | ESP | 2018-01-03 21:00 | 2018-01-03 22:00 | 51.01 | 2018 | 6.66 | 2018-01-31
Spain | ESP | 2018-01-03 22:00 | 2018-01-03 23:00 | 40.75 | 2018 | 6.66 | 2018-01-31
Spain | ESP | 2018-01-03 23:00 | 2018-01-04 | 30 | 2018 | 6.66 | 2018-01-31
Spain | ESP | 2018-01-04 | 2018-01-04 01:00 | 7.04 | 2018 | 6.66 | 2018-01-31
Spain | ESP | 2018-01-04 01:00 | 2018-01-04 02:00 | 4 | 2018 | 6.66 | 2018-01-31
Spain | ESP | 2018-01-04 02:00 | 2018-01-04 03:00 | 2.63 | 2018 | 6.66 | 2018-01-31
Spain | ESP | 2018-01-04 03:00 | 2018-01-04 04:00 | 4.99 | 2018 | 6.66 | 2018-01-31
Spain | ESP | 2018-01-04 04:00 | 2018-01-04 05:00 | 11.08 | 2018 | 6.66 | 2018-01-31
Spain | ESP | 2018-01-04 05:00 | 2018-01-04 06:00 | 22.34 | 2018 | 6.66 | 2018-01-31
Spain | ESP | 2018-01-04 06:00 | 2018-01-04 07:00 | 34.17 | 2018 | 6.66 | 2018-01-31
Spain | ESP | 2018-01-04 07:00 | 2018-01-04 08:00 | 47.23 | 2018 | 6.66 | 2018-01-31
Spain | ESP | 2018-01-04 08:00 | 2018-01-04 09:00 | 49.14 | 2018 | 6.66 | 2018-01-31
Spain | ESP | 2018-01-04 09:00 | 2018-01-04 10:00 | 49.63 | 2018 | 6.66 | 2018-01-31
Spain | ESP | 2018-01-04 10:00 | 2018-01-04 11:00 | 48.86 | 2018 | 6.66 | 2018-01-31
Spain | ESP | 2018-01-04 11:00 | 2018-01-04 12:00 | 48.36 | 2018 | 6.66 | 2018-01-31
Spain | ESP | 2018-01-04 12:00 | 2018-01-04 13:00 | 48.19 | 2018 | 6.66 | 2018-01-31
Spain | ESP | 2018-01-04 13:00 | 2018-01-04 14:00 | 45.58 | 2018 | 6.66 | 2018-01-31
Spain | ESP | 2018-01-04 14:00 | 2018-01-04 15:00 | 44.19 | 2018 | 6.66 | 2018-01-31
Spain | ESP | 2018-01-04 15:00 | 2018-01-04 16:00 | 44.19 | 2018 | 6.66 | 2018-01-31
Spain | ESP | 2018-01-04 16:00 | 2018-01-04 17:00 | 50.08 | 2018 | 6.66 | 2018-01-31
Spain | ESP | 2018-01-04 17:00 | 2018-01-04 18:00 | 49.96 | 2018 | 6.66 | 2018-01-31
Spain | ESP | 2018-01-04 18:00 | 2018-01-04 19:00 | 49.14 | 2018 | 6.66 | 2018-01-31
Spain | ESP | 2018-01-04 19:00 | 2018-01-04 20:00 | 49.36 | 2018 | 6.66 | 2018-01-31
Spain | ESP | 2018-01-04 20:00 | 2018-01-04 21:00 | 48.97 | 2018 | 6.66 | 2018-01-31
Spain | ESP | 2018-01-04 21:00 | 2018-01-04 22:00 | 48.11 | 2018 | 6.66 | 2018-01-31
Spain | ESP | 2018-01-04 22:00 | 2018-01-04 23:00 | 40 | 2018 | 6.66 | 2018-01-31
Spain | ESP | 2018-01-04 23:00 | 2018-01-05 | 30 | 2018 | 6.66 | 2018-01-31
Spain | ESP | 2018-01-05 | 2018-01-05 01:00 | 11.73 | 2018 | 6.66 | 2018-01-31
Spain | ESP | 2018-01-05 01:00 | 2018-01-05 02:00 | 6.86 | 2018 | 6.66 | 2018-01-31
Spain | ESP | 2018-01-05 02:00 | 2018-01-05 03:00 | 5 | 2018 | 6.66 | 2018-01-31
Spain | ESP | 2018-01-05 03:00 | 2018-01-05 04:00 | 5 | 2018 | 6.66 | 2018-01-31
Spain | ESP | 2018-01-05 04:00 | 2018-01-05 05:00 | 13.51 | 2018 | 6.66 | 2018-01-31
Spain | ESP | 2018-01-05 05:00 | 2018-01-05 06:00 | 23.96 | 2018 | 6.66 | 2018-01-31
Spain | ESP | 2018-01-05 06:00 | 2018-01-05 07:00 | 40.1 | 2018 | 6.66 | 2018-01-31
Spain | ESP | 2018-01-05 07:00 | 2018-01-05 08:00 | 49.34 | 2018 | 6.66 | 2018-01-31
Spain | ESP | 2018-01-05 08:00 | 2018-01-05 09:00 | 51.73 | 2018 | 6.66 | 2018-01-31
Spain | ESP | 2018-01-05 09:00 | 2018-01-05 10:00 | 53.27 | 2018 | 6.66 | 2018-01-31
Spain | ESP | 2018-01-05 10:00 | 2018-01-05 11:00 | 52.02 | 2018 | 6.66 | 2018-01-31
Spain | ESP | 2018-01-05 11:00 | 2018-01-05 12:00 | 51.95 | 2018 | 6.66 | 2018-01-31
Spain | ESP | 2018-01-05 12:00 | 2018-01-05 13:00 | 52.02 | 2018 | 6.66 | 2018-01-31
Spain | ESP | 2018-01-05 13:00 | 2018-01-05 14:00 | 51.95 | 2018 | 6.66 | 2018-01-31
Spain | ESP | 2018-01-05 14:00 | 2018-01-05 15:00 | 52.53 | 2018 | 6.66 | 2018-01-31
Spain | ESP | 2018-01-05 15:00 | 2018-01-05 16:00 | 53.99 | 2018 | 6.66 | 2018-01-31
Spain | ESP | 2018-01-05 16:00 | 2018-01-05 17:00 | 56.35 | 2018 | 6.66 | 2018-01-31
Spain | ESP | 2018-01-05 17:00 | 2018-01-05 18:00 | 58.19 | 2018 | 6.66 | 2018-01-31
Spain | ESP | 2018-01-05 18:00 | 2018-01-05 19:00 | 58.76 | 2018 | 6.66 | 2018-01-31
Spain | ESP | 2018-01-05 19:00 | 2018-01-05 20:00 | 60.58 | 2018 | 6.66 | 2018-01-31
Spain | ESP | 2018-01-05 20:00 | 2018-01-05 21:00 | 61.01 | 2018 | 6.66 | 2018-01-31
Spain | ESP | 2018-01-05 21:00 | 2018-01-05 22:00 | 58.05 | 2018 | 6.66 | 2018-01-31
Spain | ESP | 2018-01-05 22:00 | 2018-01-05 23:00 | 55.01 | 2018 | 6.66 | 2018-01-31
Spain | ESP | 2018-01-05 23:00 | 2018-01-06 | 57.56 | 2018 | 6.66 | 2018-01-31
Spain | ESP | 2018-01-06 | 2018-01-06 01:00 | 51.99 | 2018 | 6.66 | 2018-01-31
Spain | ESP | 2018-01-06 01:00 | 2018-01-06 02:00 | 44.19 | 2018 | 6.66 | 2018-01-31
Spain | ESP | 2018-01-06 02:00 | 2018-01-06 03:00 | 40.01 | 2018 | 6.66 | 2018-01-31
Spain | ESP | 2018-01-06 03:00 | 2018-01-06 04:00 | 30.75 | 2018 | 6.66 | 2018-01-31
Spain | ESP | 2018-01-06 04:00 | 2018-01-06 05:00 | 30.5 | 2018 | 6.66 | 2018-01-31
Spain | ESP | 2018-01-06 05:00 | 2018-01-06 06:00 | 30.5 | 2018 | 6.66 | 2018-01-31
Spain | ESP | 2018-01-06 06:00 | 2018-01-06 07:00 | 36.98 | 2018 | 6.66 | 2018-01-31
Spain | ESP | 2018-01-06 07:00 | 2018-01-06 08:00 | 43.01 | 2018 | 6.66 | 2018-01-31
Spain | ESP | 2018-01-06 08:00 | 2018-01-06 09:00 | 48.19 | 2018 | 6.66 | 2018-01-31
Spain | ESP | 2018-01-06 09:00 | 2018-01-06 10:00 | 55.01 | 2018 | 6.66 | 2018-01-31
Spain | ESP | 2018-01-06 10:00 | 2018-01-06 11:00 | 56.64 | 2018 | 6.66 | 2018-01-31
Spain | ESP | 2018-01-06 11:00 | 2018-01-06 12:00 | 55.38 | 2018 | 6.66 | 2018-01-31
Spain | ESP | 2018-01-06 12:00 | 2018-01-06 13:00 | 52.07 | 2018 | 6.66 | 2018-01-31
Spain | ESP | 2018-01-06 13:00 | 2018-01-06 14:00 | 48.19 | 2018 | 6.66 | 2018-01-31
Spain | ESP | 2018-01-06 14:00 | 2018-01-06 15:00 | 42.75 | 2018 | 6.66 | 2018-01-31
Spain | ESP | 2018-01-06 15:00 | 2018-01-06 16:00 | 37.99 | 2018 | 6.66 | 2018-01-31
Spain | ESP | 2018-01-06 16:00 | 2018-01-06 17:00 | 44.22 | 2018 | 6.66 | 2018-01-31
Spain | ESP | 2018-01-06 17:00 | 2018-01-06 18:00 | 49.98 | 2018 | 6.66 | 2018-01-31
Spain | ESP | 2018-01-06 18:00 | 2018-01-06 19:00 | 48.71 | 2018 | 6.66 | 2018-01-31
Spain | ESP | 2018-01-06 19:00 | 2018-01-06 20:00 | 50 | 2018 | 6.66 | 2018-01-31
Spain | ESP | 2018-01-06 20:00 | 2018-01-06 21:00 | 50 | 2018 | 6.66 | 2018-01-31
Spain | ESP | 2018-01-06 21:00 | 2018-01-06 22:00 | 48.69 | 2018 | 6.66 | 2018-01-31
Spain | ESP | 2018-01-06 22:00 | 2018-01-06 23:00 | 46.95 | 2018 | 6.66 | 2018-01-31
Spain | ESP | 2018-01-06 23:00 | 2018-01-07 | 42.16 | 2018 | 6.66 | 2018-01-31
Spain | ESP | 2018-01-07 | 2018-01-07 01:00 | 15.98 | 2018 | 6.66 | 2018-01-31
Spain | ESP | 2018-01-07 01:00 | 2018-01-07 02:00 | 15.99 | 2018 | 6.66 | 2018-01-31
Spain | ESP | 2018-01-07 02:00 | 2018-01-07 03:00 | 15.51 | 2018 | 6.66 | 2018-01-31
Spain | ESP | 2018-01-07 03:00 | 2018-01-07 04:00 | 15.68 | 2018 | 6.66 | 2018-01-31
Spain | ESP | 2018-01-07 04:00 | 2018-01-07 05:00 | 16.99 | 2018 | 6.66 | 2018-01-31
Spain | ESP | 2018-01-07 05:00 | 2018-01-07 06:00 | 19.72 | 2018 | 6.66 | 2018-01-31
Spain | ESP | 2018-01-07 06:00 | 2018-01-07 07:00 | 22.77 | 2018 | 6.66 | 2018-01-31
Spain | ESP | 2018-01-07 07:00 | 2018-01-07 08:00 | 30.89 | 2018 | 6.66 | 2018-01-31
Spain | ESP | 2018-01-07 08:00 | 2018-01-07 09:00 | 43.01 | 2018 | 6.66 | 2018-01-31
Spain | ESP | 2018-01-07 09:00 | 2018-01-07 10:00 | 49.67 | 2018 | 6.66 | 2018-01-31
Spain | ESP | 2018-01-07 10:00 | 2018-01-07 11:00 | 53.02 | 2018 | 6.66 | 2018-01-31
Spain | ESP | 2018-01-07 11:00 | 2018-01-07 12:00 | 53.04 | 2018 | 6.66 | 2018-01-31
Spain | ESP | 2018-01-07 12:00 | 2018-01-07 13:00 | 54.07 | 2018 | 6.66 | 2018-01-31
Spain | ESP | 2018-01-07 13:00 | 2018-01-07 14:00 | 53.99 | 2018 | 6.66 | 2018-01-31
Spain | ESP | 2018-01-07 14:00 | 2018-01-07 15:00 | 49.41 | 2018 | 6.66 | 2018-01-31
Spain | ESP | 2018-01-07 15:00 | 2018-01-07 16:00 | 48.69 | 2018 | 6.66 | 2018-01-31
Spain | ESP | 2018-01-07 16:00 | 2018-01-07 17:00 | 54.19 | 2018 | 6.66 | 2018-01-31
Spain | ESP | 2018-01-07 17:00 | 2018-01-07 18:00 | 61.27 | 2018 | 6.66 | 2018-01-31
Spain | ESP | 2018-01-07 18:00 | 2018-01-07 19:00 | 70 | 2018 | 6.66 | 2018-01-31
Spain | ESP | 2018-01-07 19:00 | 2018-01-07 20:00 | 72.21 | 2018 | 6.66 | 2018-01-31
Spain | ESP | 2018-01-07 20:00 | 2018-01-07 21:00 | 77.71 | 2018 | 6.66 | 2018-01-31
Spain | ESP | 2018-01-07 21:00 | 2018-01-07 22:00 | 72.05 | 2018 | 6.66 | 2018-01-31
Spain | ESP | 2018-01-07 22:00 | 2018-01-07 23:00 | 66 | 2018 | 6.66 | 2018-01-31
Spain | ESP | 2018-01-07 23:00 | 2018-01-08 | 66.69 | 2018 | 6.66 | 2018-01-31
Spain | ESP | 2018-01-08 | 2018-01-08 01:00 | 57.55 | 2018 | 6.66 | 2018-01-31
Spain | ESP | 2018-01-08 01:00 | 2018-01-08 02:00 | 53.01 | 2018 | 6.66 | 2018-01-31
Spain | ESP | 2018-01-08 02:00 | 2018-01-08 03:00 | 50.14 | 2018 | 6.66 | 2018-01-31
Spain | ESP | 2018-01-08 03:00 | 2018-01-08 04:00 | 49.54 | 2018 | 6.66 | 2018-01-31
Spain | ESP | 2018-01-08 04:00 | 2018-01-08 05:00 | 51.09 | 2018 | 6.66 | 2018-01-31
Spain | ESP | 2018-01-08 05:00 | 2018-01-08 06:00 | 60 | 2018 | 6.66 | 2018-01-31
Spain | ESP | 2018-01-08 06:00 | 2018-01-08 07:00 | 67.33 | 2018 | 6.66 | 2018-01-31
Spain | ESP | 2018-01-08 07:00 | 2018-01-08 08:00 | 70.62 | 2018 | 6.66 | 2018-01-31
Spain | ESP | 2018-01-08 08:00 | 2018-01-08 09:00 | 70.32 | 2018 | 6.66 | 2018-01-31
Spain | ESP | 2018-01-08 09:00 | 2018-01-08 10:00 | 70.62 | 2018 | 6.66 | 2018-01-31
Spain | ESP | 2018-01-08 10:00 | 2018-01-08 11:00 | 69.48 | 2018 | 6.66 | 2018-01-31
Spain | ESP | 2018-01-08 11:00 | 2018-01-08 12:00 | 69.46 | 2018 | 6.66 | 2018-01-31
Spain | ESP | 2018-01-08 12:00 | 2018-01-08 13:00 | 69.42 | 2018 | 6.66 | 2018-01-31
Spain | ESP | 2018-01-08 13:00 | 2018-01-08 14:00 | 68.92 | 2018 | 6.66 | 2018-01-31
Spain | ESP | 2018-01-08 14:00 | 2018-01-08 15:00 | 68.59 | 2018 | 6.66 | 2018-01-31
Spain | ESP | 2018-01-08 15:00 | 2018-01-08 16:00 | 67.09 | 2018 | 6.66 | 2018-01-31
Spain | ESP | 2018-01-08 16:00 | 2018-01-08 17:00 | 67.09 | 2018 | 6.66 | 2018-01-31
Spain | ESP | 2018-01-08 17:00 | 2018-01-08 18:00 | 68.71 | 2018 | 6.66 | 2018-01-31
Spain | ESP | 2018-01-08 18:00 | 2018-01-08 19:00 | 69.69 | 2018 | 6.66 | 2018-01-31
Spain | ESP | 2018-01-08 19:00 | 2018-01-08 20:00 | 70.88 | 2018 | 6.66 | 2018-01-31
Spain | ESP | 2018-01-08 20:00 | 2018-01-08 21:00 | 70.62 | 2018 | 6.66 | 2018-01-31
Spain | ESP | 2018-01-08 21:00 | 2018-01-08 22:00 | 68.92 | 2018 | 6.66 | 2018-01-31
Spain | ESP | 2018-01-08 22:00 | 2018-01-08 23:00 | 66.92 | 2018 | 6.66 | 2018-01-31
Spain | ESP | 2018-01-08 23:00 | 2018-01-09 | 68.71 | 2018 | 6.66 | 2018-01-31
Spain | ESP | 2018-01-09 | 2018-01-09 01:00 | 54.32 | 2018 | 6.66 | 2018-01-31
Spain | ESP | 2018-01-09 01:00 | 2018-01-09 02:00 | 47.29 | 2018 | 6.66 | 2018-01-31
Spain | ESP | 2018-01-09 02:00 | 2018-01-09 03:00 | 46.15 | 2018 | 6.66 | 2018-01-31
Spain | ESP | 2018-01-09 03:00 | 2018-01-09 04:00 | 45.6 | 2018 | 6.66 | 2018-01-31
Spain | ESP | 2018-01-09 04:00 | 2018-01-09 05:00 | 45.6 | 2018 | 6.66 | 2018-01-31
Spain | ESP | 2018-01-09 05:00 | 2018-01-09 06:00 | 47.29 | 2018 | 6.66 | 2018-01-31
Spain | ESP | 2018-01-09 06:00 | 2018-01-09 07:00 | 55.9 | 2018 | 6.66 | 2018-01-31
Spain | ESP | 2018-01-09 07:00 | 2018-01-09 08:00 | 58.99 | 2018 | 6.66 | 2018-01-31
Spain | ESP | 2018-01-09 08:00 | 2018-01-09 09:00 | 64.58 | 2018 | 6.66 | 2018-01-31
Spain | ESP | 2018-01-09 09:00 | 2018-01-09 10:00 | 64.3 | 2018 | 6.66 | 2018-01-31
Spain | ESP | 2018-01-09 10:00 | 2018-01-09 11:00 | 61.35 | 2018 | 6.66 | 2018-01-31
Spain | ESP | 2018-01-09 11:00 | 2018-01-09 12:00 | 58.44 | 2018 | 6.66 | 2018-01-31
Spain | ESP | 2018-01-09 12:00 | 2018-01-09 13:00 | 57.55 | 2018 | 6.66 | 2018-01-31
Spain | ESP | 2018-01-09 13:00 | 2018-01-09 14:00 | 55.14 | 2018 | 6.66 | 2018-01-31
Spain | ESP | 2018-01-09 14:00 | 2018-01-09 15:00 | 55.13 | 2018 | 6.66 | 2018-01-31
Spain | ESP | 2018-01-09 15:00 | 2018-01-09 16:00 | 56.07 | 2018 | 6.66 | 2018-01-31
Spain | ESP | 2018-01-09 16:00 | 2018-01-09 17:00 | 59.01 | 2018 | 6.66 | 2018-01-31
Spain | ESP | 2018-01-09 17:00 | 2018-01-09 18:00 | 67.02 | 2018 | 6.66 | 2018-01-31
Spain | ESP | 2018-01-09 18:00 | 2018-01-09 19:00 | 69.02 | 2018 | 6.66 | 2018-01-31
Spain | ESP | 2018-01-09 19:00 | 2018-01-09 20:00 | 69.55 | 2018 | 6.66 | 2018-01-31
Spain | ESP | 2018-01-09 20:00 | 2018-01-09 21:00 | 69.46 | 2018 | 6.66 | 2018-01-31
Spain | ESP | 2018-01-09 21:00 | 2018-01-09 22:00 | 67.27 | 2018 | 6.66 | 2018-01-31
Spain | ESP | 2018-01-09 22:00 | 2018-01-09 23:00 | 62.31 | 2018 | 6.66 | 2018-01-31
Spain | ESP | 2018-01-09 23:00 | 2018-01-10 | 61.58 | 2018 | 6.66 | 2018-01-31
Spain | ESP | 2018-01-10 | 2018-01-10 01:00 | 51 | 2018 | 6.66 | 2018-01-31
Spain | ESP | 2018-01-10 01:00 | 2018-01-10 02:00 | 49 | 2018 | 6.66 | 2018-01-31
Spain | ESP | 2018-01-10 02:00 | 2018-01-10 03:00 | 47.29 | 2018 | 6.66 | 2018-01-31
Spain | ESP | 2018-01-10 03:00 | 2018-01-10 04:00 | 47.09 | 2018 | 6.66 | 2018-01-31
Spain | ESP | 2018-01-10 04:00 | 2018-01-10 05:00 | 46.99 | 2018 | 6.66 | 2018-01-31
Spain | ESP | 2018-01-10 05:00 | 2018-01-10 06:00 | 50.06 | 2018 | 6.66 | 2018-01-31
Spain | ESP | 2018-01-10 06:00 | 2018-01-10 07:00 | 61.58 | 2018 | 6.66 | 2018-01-31
Spain | ESP | 2018-01-10 07:00 | 2018-01-10 08:00 | 66.97 | 2018 | 6.66 | 2018-01-31
Spain | ESP | 2018-01-10 08:00 | 2018-01-10 09:00 | 67.45 | 2018 | 6.66 | 2018-01-31
Spain | ESP | 2018-01-10 09:00 | 2018-01-10 10:00 | 65.73 | 2018 | 6.66 | 2018-01-31
Spain | ESP | 2018-01-10 10:00 | 2018-01-10 11:00 | 58.68 | 2018 | 6.66 | 2018-01-31
Spain | ESP | 2018-01-10 11:00 | 2018-01-10 12:00 | 58.01 | 2018 | 6.66 | 2018-01-31
Spain | ESP | 2018-01-10 12:00 | 2018-01-10 13:00 | 49.54 | 2018 | 6.66 | 2018-01-31
Spain | ESP | 2018-01-10 13:00 | 2018-01-10 14:00 | 47.1 | 2018 | 6.66 | 2018-01-31
Spain | ESP | 2018-01-10 14:00 | 2018-01-10 15:00 | 47.98 | 2018 | 6.66 | 2018-01-31
Spain | ESP | 2018-01-10 15:00 | 2018-01-10 16:00 | 48.9 | 2018 | 6.66 | 2018-01-31
Spain | ESP | 2018-01-10 16:00 | 2018-01-10 17:00 | 51.9 | 2018 | 6.66 | 2018-01-31
Spain | ESP | 2018-01-10 17:00 | 2018-01-10 18:00 | 52.69 | 2018 | 6.66 | 2018-01-31
Spain | ESP | 2018-01-10 18:00 | 2018-01-10 19:00 | 55.13 | 2018 | 6.66 | 2018-01-31
Spain | ESP | 2018-01-10 19:00 | 2018-01-10 20:00 | 60.3 | 2018 | 6.66 | 2018-01-31
Spain | ESP | 2018-01-10 20:00 | 2018-01-10 21:00 | 58.05 | 2018 | 6.66 | 2018-01-31
Spain | ESP | 2018-01-10 21:00 | 2018-01-10 22:00 | 46.84 | 2018 | 6.66 | 2018-01-31
Spain | ESP | 2018-01-10 22:00 | 2018-01-10 23:00 | 44.22 | 2018 | 6.66 | 2018-01-31
Spain | ESP | 2018-01-10 23:00 | 2018-01-11 | 38.37 | 2018 | 6.66 | 2018-01-31
Spain | ESP | 2018-01-11 | 2018-01-11 01:00 | 36.3 | 2018 | 6.66 | 2018-01-31
Spain | ESP | 2018-01-11 01:00 | 2018-01-11 02:00 | 34.2 | 2018 | 6.66 | 2018-01-31
Spain | ESP | 2018-01-11 02:00 | 2018-01-11 03:00 | 33 | 2018 | 6.66 | 2018-01-31
Spain | ESP | 2018-01-11 03:00 | 2018-01-11 04:00 | 33.05 | 2018 | 6.66 | 2018-01-31
Spain | ESP | 2018-01-11 04:00 | 2018-01-11 05:00 | 37.09 | 2018 | 6.66 | 2018-01-31
Spain | ESP | 2018-01-11 05:00 | 2018-01-11 06:00 | 41.5 | 2018 | 6.66 | 2018-01-31
Spain | ESP | 2018-01-11 06:00 | 2018-01-11 07:00 | 53.07 | 2018 | 6.66 | 2018-01-31
Spain | ESP | 2018-01-11 07:00 | 2018-01-11 08:00 | 57.22 | 2018 | 6.66 | 2018-01-31
Spain | ESP | 2018-01-11 08:00 | 2018-01-11 09:00 | 59.02 | 2018 | 6.66 | 2018-01-31
Spain | ESP | 2018-01-11 09:00 | 2018-01-11 10:00 | 57.58 | 2018 | 6.66 | 2018-01-31
Spain | ESP | 2018-01-11 10:00 | 2018-01-11 11:00 | 57.45 | 2018 | 6.66 | 2018-01-31
Spain | ESP | 2018-01-11 11:00 | 2018-01-11 12:00 | 54.61 | 2018 | 6.66 | 2018-01-31
Spain | ESP | 2018-01-11 12:00 | 2018-01-11 13:00 | 54.83 | 2018 | 6.66 | 2018-01-31
Spain | ESP | 2018-01-11 13:00 | 2018-01-11 14:00 | 54.74 | 2018 | 6.66 | 2018-01-31
Spain | ESP | 2018-01-11 14:00 | 2018-01-11 15:00 | 54.01 | 2018 | 6.66 | 2018-01-31
Spain | ESP | 2018-01-11 15:00 | 2018-01-11 16:00 | 54.96 | 2018 | 6.66 | 2018-01-31
Spain | ESP | 2018-01-11 16:00 | 2018-01-11 17:00 | 57.47 | 2018 | 6.66 | 2018-01-31
Spain | ESP | 2018-01-11 17:00 | 2018-01-11 18:00 | 57.83 | 2018 | 6.66 | 2018-01-31
Spain | ESP | 2018-01-11 18:00 | 2018-01-11 19:00 | 59.08 | 2018 | 6.66 | 2018-01-31
Spain | ESP | 2018-01-11 19:00 | 2018-01-11 20:00 | 63.03 | 2018 | 6.66 | 2018-01-31
Spain | ESP | 2018-01-11 20:00 | 2018-01-11 21:00 | 62.55 | 2018 | 6.66 | 2018-01-31
Spain | ESP | 2018-01-11 21:00 | 2018-01-11 22:00 | 58.17 | 2018 | 6.66 | 2018-01-31
Spain | ESP | 2018-01-11 22:00 | 2018-01-11 23:00 | 57.58 | 2018 | 6.66 | 2018-01-31
Spain | ESP | 2018-01-11 23:00 | 2018-01-12 | 55.57 | 2018 | 6.66 | 2018-01-31
Spain | ESP | 2018-01-12 | 2018-01-12 01:00 | 49 | 2018 | 6.66 | 2018-01-31
Spain | ESP | 2018-01-12 01:00 | 2018-01-12 02:00 | 46.15 | 2018 | 6.66 | 2018-01-31
Spain | ESP | 2018-01-12 02:00 | 2018-01-12 03:00 | 46.01 | 2018 | 6.66 | 2018-01-31
Spain | ESP | 2018-01-12 03:00 | 2018-01-12 04:00 | 46.13 | 2018 | 6.66 | 2018-01-31
Spain | ESP | 2018-01-12 04:00 | 2018-01-12 05:00 | 47.29 | 2018 | 6.66 | 2018-01-31
Spain | ESP | 2018-01-12 05:00 | 2018-01-12 06:00 | 56 | 2018 | 6.66 | 2018-01-31
Spain | ESP | 2018-01-12 06:00 | 2018-01-12 07:00 | 61.97 | 2018 | 6.66 | 2018-01-31
Spain | ESP | 2018-01-12 07:00 | 2018-01-12 08:00 | 66.58 | 2018 | 6.66 | 2018-01-31
Spain | ESP | 2018-01-12 08:00 | 2018-01-12 09:00 | 66.89 | 2018 | 6.66 | 2018-01-31
Spain | ESP | 2018-01-12 09:00 | 2018-01-12 10:00 | 67.19 | 2018 | 6.66 | 2018-01-31
Spain | ESP | 2018-01-12 10:00 | 2018-01-12 11:00 | 66.34 | 2018 | 6.66 | 2018-01-31
Spain | ESP | 2018-01-12 11:00 | 2018-01-12 12:00 | 63.82 | 2018 | 6.66 | 2018-01-31
Spain | ESP | 2018-01-12 12:00 | 2018-01-12 13:00 | 63.86 | 2018 | 6.66 | 2018-01-31
Spain | ESP | 2018-01-12 13:00 | 2018-01-12 14:00 | 61.59 | 2018 | 6.66 | 2018-01-31
Spain | ESP | 2018-01-12 14:00 | 2018-01-12 15:00 | 61.58 | 2018 | 6.66 | 2018-01-31
Spain | ESP | 2018-01-12 15:00 | 2018-01-12 16:00 | 61.59 | 2018 | 6.66 | 2018-01-31
Spain | ESP | 2018-01-12 16:00 | 2018-01-12 17:00 | 61.97 | 2018 | 6.66 | 2018-01-31
Spain | ESP | 2018-01-12 17:00 | 2018-01-12 18:00 | 66.36 | 2018 | 6.66 | 2018-01-31
Spain | ESP | 2018-01-12 18:00 | 2018-01-12 19:00 | 66.89 | 2018 | 6.66 | 2018-01-31
Spain | ESP | 2018-01-12 19:00 | 2018-01-12 20:00 | 66.89 | 2018 | 6.66 | 2018-01-31
Spain | ESP | 2018-01-12 20:00 | 2018-01-12 21:00 | 66.16 | 2018 | 6.66 | 2018-01-31
Spain | ESP | 2018-01-12 21:00 | 2018-01-12 22:00 | 63.57 | 2018 | 6.66 | 2018-01-31
Spain | ESP | 2018-01-12 22:00 | 2018-01-12 23:00 | 61.59 | 2018 | 6.66 | 2018-01-31
Spain | ESP | 2018-01-12 23:00 | 2018-01-13 | 56.02 | 2018 | 6.66 | 2018-01-31
Spain | ESP | 2018-01-13 | 2018-01-13 01:00 | 48.14 | 2018 | 6.66 | 2018-01-31
Spain | ESP | 2018-01-13 01:00 | 2018-01-13 02:00 | 46.6 | 2018 | 6.66 | 2018-01-31
Spain | ESP | 2018-01-13 02:00 | 2018-01-13 03:00 | 46.1 | 2018 | 6.66 | 2018-01-31
Spain | ESP | 2018-01-13 03:00 | 2018-01-13 04:00 | 46.2 | 2018 | 6.66 | 2018-01-31
Spain | ESP | 2018-01-13 04:00 | 2018-01-13 05:00 | 46.6 | 2018 | 6.66 | 2018-01-31
Spain | ESP | 2018-01-13 05:00 | 2018-01-13 06:00 | 47.13 | 2018 | 6.66 | 2018-01-31
Spain | ESP | 2018-01-13 06:00 | 2018-01-13 07:00 | 50.05 | 2018 | 6.66 | 2018-01-31
Spain | ESP | 2018-01-13 07:00 | 2018-01-13 08:00 | 50.98 | 2018 | 6.66 | 2018-01-31
Spain | ESP | 2018-01-13 08:00 | 2018-01-13 09:00 | 58.16 | 2018 | 6.66 | 2018-01-31
Spain | ESP | 2018-01-13 09:00 | 2018-01-13 10:00 | 60.76 | 2018 | 6.66 | 2018-01-31
Spain | ESP | 2018-01-13 10:00 | 2018-01-13 11:00 | 60.5 | 2018 | 6.66 | 2018-01-31
Spain | ESP | 2018-01-13 11:00 | 2018-01-13 12:00 | 59.5 | 2018 | 6.66 | 2018-01-31
Spain | ESP | 2018-01-13 12:00 | 2018-01-13 13:00 | 59.07 | 2018 | 6.66 | 2018-01-31
Spain | ESP | 2018-01-13 13:00 | 2018-01-13 14:00 | 58.7 | 2018 | 6.66 | 2018-01-31
Spain | ESP | 2018-01-13 14:00 | 2018-01-13 15:00 | 55.57 | 2018 | 6.66 | 2018-01-31
Spain | ESP | 2018-01-13 15:00 | 2018-01-13 16:00 | 54.99 | 2018 | 6.66 | 2018-01-31
Spain | ESP | 2018-01-13 16:00 | 2018-01-13 17:00 | 56.01 | 2018 | 6.66 | 2018-01-31
Spain | ESP | 2018-01-13 17:00 | 2018-01-13 18:00 | 61 | 2018 | 6.66 | 2018-01-31
Spain | ESP | 2018-01-13 18:00 | 2018-01-13 19:00 | 61.97 | 2018 | 6.66 | 2018-01-31
Spain | ESP | 2018-01-13 19:00 | 2018-01-13 20:00 | 63.82 | 2018 | 6.66 | 2018-01-31
Spain | ESP | 2018-01-13 20:00 | 2018-01-13 21:00 | 62.11 | 2018 | 6.66 | 2018-01-31
Spain | ESP | 2018-01-13 21:00 | 2018-01-13 22:00 | 59.54 | 2018 | 6.66 | 2018-01-31
Spain | ESP | 2018-01-13 22:00 | 2018-01-13 23:00 | 58.15 | 2018 | 6.66 | 2018-01-31
Spain | ESP | 2018-01-13 23:00 | 2018-01-14 | 48.7 | 2018 | 6.66 | 2018-01-31
Spain | ESP | 2018-01-14 | 2018-01-14 01:00 | 45.27 | 2018 | 6.66 | 2018-01-31
Spain | ESP | 2018-01-14 01:00 | 2018-01-14 02:00 | 43.92 | 2018 | 6.66 | 2018-01-31
Spain | ESP | 2018-01-14 02:00 | 2018-01-14 03:00 | 42.1 | 2018 | 6.66 | 2018-01-31
Spain | ESP | 2018-01-14 03:00 | 2018-01-14 04:00 | 42.09 | 2018 | 6.66 | 2018-01-31
Spain | ESP | 2018-01-14 04:00 | 2018-01-14 05:00 | 42.1 | 2018 | 6.66 | 2018-01-31
Spain | ESP | 2018-01-14 05:00 | 2018-01-14 06:00 | 43.92 | 2018 | 6.66 | 2018-01-31
Spain | ESP | 2018-01-14 06:00 | 2018-01-14 07:00 | 45.01 | 2018 | 6.66 | 2018-01-31
Spain | ESP | 2018-01-14 07:00 | 2018-01-14 08:00 | 45.21 | 2018 | 6.66 | 2018-01-31
Spain | ESP | 2018-01-14 08:00 | 2018-01-14 09:00 | 47.66 | 2018 | 6.66 | 2018-01-31
Spain | ESP | 2018-01-14 09:00 | 2018-01-14 10:00 | 53.9 | 2018 | 6.66 | 2018-01-31
Spain | ESP | 2018-01-14 10:00 | 2018-01-14 11:00 | 54.8 | 2018 | 6.66 | 2018-01-31
Spain | ESP | 2018-01-14 11:00 | 2018-01-14 12:00 | 54.8 | 2018 | 6.66 | 2018-01-31
Spain | ESP | 2018-01-14 12:00 | 2018-01-14 13:00 | 58.11 | 2018 | 6.66 | 2018-01-31
Spain | ESP | 2018-01-14 13:00 | 2018-01-14 14:00 | 58.53 | 2018 | 6.66 | 2018-01-31
Spain | ESP | 2018-01-14 14:00 | 2018-01-14 15:00 | 53.9 | 2018 | 6.66 | 2018-01-31
Spain | ESP | 2018-01-14 15:00 | 2018-01-14 16:00 | 53.15 | 2018 | 6.66 | 2018-01-31
Spain | ESP | 2018-01-14 16:00 | 2018-01-14 17:00 | 54.8 | 2018 | 6.66 | 2018-01-31
Spain | ESP | 2018-01-14 17:00 | 2018-01-14 18:00 | 60.82 | 2018 | 6.66 | 2018-01-31
Spain | ESP | 2018-01-14 18:00 | 2018-01-14 19:00 | 64.97 | 2018 | 6.66 | 2018-01-31
Spain | ESP | 2018-01-14 19:00 | 2018-01-14 20:00 | 67.19 | 2018 | 6.66 | 2018-01-31
Spain | ESP | 2018-01-14 20:00 | 2018-01-14 21:00 | 67.92 | 2018 | 6.66 | 2018-01-31
Spain | ESP | 2018-01-14 21:00 | 2018-01-14 22:00 | 66.01 | 2018 | 6.66 | 2018-01-31
Spain | ESP | 2018-01-14 22:00 | 2018-01-14 23:00 | 61.24 | 2018 | 6.66 | 2018-01-31
Spain | ESP | 2018-01-14 23:00 | 2018-01-15 | 60.82 | 2018 | 6.66 | 2018-01-31
Spain | ESP | 2018-01-15 | 2018-01-15 01:00 | 53.6 | 2018 | 6.66 | 2018-01-31
Spain | ESP | 2018-01-15 01:00 | 2018-01-15 02:00 | 47.66 | 2018 | 6.66 | 2018-01-31
Spain | ESP | 2018-01-15 02:00 | 2018-01-15 03:00 | 46.14 | 2018 | 6.66 | 2018-01-31
Spain | ESP | 2018-01-15 03:00 | 2018-01-15 04:00 | 45.69 | 2018 | 6.66 | 2018-01-31
Spain | ESP | 2018-01-15 04:00 | 2018-01-15 05:00 | 47.13 | 2018 | 6.66 | 2018-01-31
Spain | ESP | 2018-01-15 05:00 | 2018-01-15 06:00 | 55.55 | 2018 | 6.66 | 2018-01-31
Spain | ESP | 2018-01-15 06:00 | 2018-01-15 07:00 | 60.9 | 2018 | 6.66 | 2018-01-31
Spain | ESP | 2018-01-15 07:00 | 2018-01-15 08:00 | 64.99 | 2018 | 6.66 | 2018-01-31
Spain | ESP | 2018-01-15 08:00 | 2018-01-15 09:00 | 66.01 | 2018 | 6.66 | 2018-01-31
Spain | ESP | 2018-01-15 09:00 | 2018-01-15 10:00 | 65.03 | 2018 | 6.66 | 2018-01-31
Spain | ESP | 2018-01-15 10:00 | 2018-01-15 11:00 | 62.07 | 2018 | 6.66 | 2018-01-31
Spain | ESP | 2018-01-15 11:00 | 2018-01-15 12:00 | 61.01 | 2018 | 6.66 | 2018-01-31
Spain | ESP | 2018-01-15 12:00 | 2018-01-15 13:00 | 60.9 | 2018 | 6.66 | 2018-01-31
Spain | ESP | 2018-01-15 13:00 | 2018-01-15 14:00 | 58.7 | 2018 | 6.66 | 2018-01-31
Spain | ESP | 2018-01-15 14:00 | 2018-01-15 15:00 | 57.83 | 2018 | 6.66 | 2018-01-31
Spain | ESP | 2018-01-15 15:00 | 2018-01-15 16:00 | 56 | 2018 | 6.66 | 2018-01-31
Spain | ESP | 2018-01-15 16:00 | 2018-01-15 17:00 | 57.83 | 2018 | 6.66 | 2018-01-31
Spain | ESP | 2018-01-15 17:00 | 2018-01-15 18:00 | 61.59 | 2018 | 6.66 | 2018-01-31
Spain | ESP | 2018-01-15 18:00 | 2018-01-15 19:00 | 64.28 | 2018 | 6.66 | 2018-01-31
Spain | ESP | 2018-01-15 19:00 | 2018-01-15 20:00 | 65.23 | 2018 | 6.66 | 2018-01-31
Spain | ESP | 2018-01-15 20:00 | 2018-01-15 21:00 | 62.4 | 2018 | 6.66 | 2018-01-31
Spain | ESP | 2018-01-15 21:00 | 2018-01-15 22:00 | 58.15 | 2018 | 6.66 | 2018-01-31
Spain | ESP | 2018-01-15 22:00 | 2018-01-15 23:00 | 52.32 | 2018 | 6.66 | 2018-01-31
Spain | ESP | 2018-01-15 23:00 | 2018-01-16 | 44.5 | 2018 | 6.66 | 2018-01-31
Spain | ESP | 2018-01-16 | 2018-01-16 01:00 | 41.3 | 2018 | 6.66 | 2018-01-31
Spain | ESP | 2018-01-16 01:00 | 2018-01-16 02:00 | 38 | 2018 | 6.66 | 2018-01-31
Spain | ESP | 2018-01-16 02:00 | 2018-01-16 03:00 | 35.1 | 2018 | 6.66 | 2018-01-31
Spain | ESP | 2018-01-16 03:00 | 2018-01-16 04:00 | 35.1 | 2018 | 6.66 | 2018-01-31
Spain | ESP | 2018-01-16 04:00 | 2018-01-16 05:00 | 39.1 | 2018 | 6.66 | 2018-01-31
Spain | ESP | 2018-01-16 05:00 | 2018-01-16 06:00 | 43.03 | 2018 | 6.66 | 2018-01-31
Spain | ESP | 2018-01-16 06:00 | 2018-01-16 07:00 | 51.89 | 2018 | 6.66 | 2018-01-31
Spain | ESP | 2018-01-16 07:00 | 2018-01-16 08:00 | 60.82 | 2018 | 6.66 | 2018-01-31
Spain | ESP | 2018-01-16 08:00 | 2018-01-16 09:00 | 63.45 | 2018 | 6.66 | 2018-01-31
Spain | ESP | 2018-01-16 09:00 | 2018-01-16 10:00 | 61.99 | 2018 | 6.66 | 2018-01-31
Spain | ESP | 2018-01-16 10:00 | 2018-01-16 11:00 | 60.32 | 2018 | 6.66 | 2018-01-31
Spain | ESP | 2018-01-16 11:00 | 2018-01-16 12:00 | 58.03 | 2018 | 6.66 | 2018-01-31
Spain | ESP | 2018-01-16 12:00 | 2018-01-16 13:00 | 56.16 | 2018 | 6.66 | 2018-01-31
Spain | ESP | 2018-01-16 13:00 | 2018-01-16 14:00 | 54.5 | 2018 | 6.66 | 2018-01-31
Spain | ESP | 2018-01-16 14:00 | 2018-01-16 15:00 | 51.95 | 2018 | 6.66 | 2018-01-31
Spain | ESP | 2018-01-16 15:00 | 2018-01-16 16:00 | 49.43 | 2018 | 6.66 | 2018-01-31
Spain | ESP | 2018-01-16 16:00 | 2018-01-16 17:00 | 52.1 | 2018 | 6.66 | 2018-01-31
Spain | ESP | 2018-01-16 17:00 | 2018-01-16 18:00 | 59.02 | 2018 | 6.66 | 2018-01-31
Spain | ESP | 2018-01-16 18:00 | 2018-01-16 19:00 | 61.59 | 2018 | 6.66 | 2018-01-31
Spain | ESP | 2018-01-16 19:00 | 2018-01-16 20:00 | 63.45 | 2018 | 6.66 | 2018-01-31
Spain | ESP | 2018-01-16 20:00 | 2018-01-16 21:00 | 61.59 | 2018 | 6.66 | 2018-01-31
Spain | ESP | 2018-01-16 21:00 | 2018-01-16 22:00 | 52.69 | 2018 | 6.66 | 2018-01-31
Spain | ESP | 2018-01-16 22:00 | 2018-01-16 23:00 | 45.27 | 2018 | 6.66 | 2018-01-31
Spain | ESP | 2018-01-16 23:00 | 2018-01-17 | 42.64 | 2018 | 6.66 | 2018-01-31
Spain | ESP | 2018-01-17 | 2018-01-17 01:00 | 40 | 2018 | 6.66 | 2018-01-31
Spain | ESP | 2018-01-17 01:00 | 2018-01-17 02:00 | 36.18 | 2018 | 6.66 | 2018-01-31
Spain | ESP | 2018-01-17 02:00 | 2018-01-17 03:00 | 35.67 | 2018 | 6.66 | 2018-01-31
Spain | ESP | 2018-01-17 03:00 | 2018-01-17 04:00 | 35.45 | 2018 | 6.66 | 2018-01-31
Spain | ESP | 2018-01-17 04:00 | 2018-01-17 05:00 | 36.45 | 2018 | 6.66 | 2018-01-31
Spain | ESP | 2018-01-17 05:00 | 2018-01-17 06:00 | 41.51 | 2018 | 6.66 | 2018-01-31
Spain | ESP | 2018-01-17 06:00 | 2018-01-17 07:00 | 47.94 | 2018 | 6.66 | 2018-01-31
Spain | ESP | 2018-01-17 07:00 | 2018-01-17 08:00 | 58.7 | 2018 | 6.66 | 2018-01-31
Spain | ESP | 2018-01-17 08:00 | 2018-01-17 09:00 | 61.59 | 2018 | 6.66 | 2018-01-31
Spain | ESP | 2018-01-17 09:00 | 2018-01-17 10:00 | 61.59 | 2018 | 6.66 | 2018-01-31
Spain | ESP | 2018-01-17 10:00 | 2018-01-17 11:00 | 56.35 | 2018 | 6.66 | 2018-01-31
Spain | ESP | 2018-01-17 11:00 | 2018-01-17 12:00 | 54.97 | 2018 | 6.66 | 2018-01-31
Spain | ESP | 2018-01-17 12:00 | 2018-01-17 13:00 | 54.97 | 2018 | 6.66 | 2018-01-31
Spain | ESP | 2018-01-17 13:00 | 2018-01-17 14:00 | 54.83 | 2018 | 6.66 | 2018-01-31
Spain | ESP | 2018-01-17 14:00 | 2018-01-17 15:00 | 54.72 | 2018 | 6.66 | 2018-01-31
Spain | ESP | 2018-01-17 15:00 | 2018-01-17 16:00 | 54.73 | 2018 | 6.66 | 2018-01-31
Spain | ESP | 2018-01-17 16:00 | 2018-01-17 17:00 | 56.58 | 2018 | 6.66 | 2018-01-31
Spain | ESP | 2018-01-17 17:00 | 2018-01-17 18:00 | 61.97 | 2018 | 6.66 | 2018-01-31
Spain | ESP | 2018-01-17 18:00 | 2018-01-17 19:00 | 63.8 | 2018 | 6.66 | 2018-01-31
Spain | ESP | 2018-01-17 19:00 | 2018-01-17 20:00 | 65.5 | 2018 | 6.66 | 2018-01-31
Spain | ESP | 2018-01-17 20:00 | 2018-01-17 21:00 | 65.5 | 2018 | 6.66 | 2018-01-31
Spain | ESP | 2018-01-17 21:00 | 2018-01-17 22:00 | 61.1 | 2018 | 6.66 | 2018-01-31
Spain | ESP | 2018-01-17 22:00 | 2018-01-17 23:00 | 58.7 | 2018 | 6.66 | 2018-01-31
Spain | ESP | 2018-01-17 23:00 | 2018-01-18 | 59.91 | 2018 | 6.66 | 2018-01-31
Spain | ESP | 2018-01-18 | 2018-01-18 01:00 | 52 | 2018 | 6.66 | 2018-01-31
Spain | ESP | 2018-01-18 01:00 | 2018-01-18 02:00 | 47.13 | 2018 | 6.66 | 2018-01-31
Spain | ESP | 2018-01-18 02:00 | 2018-01-18 03:00 | 45.65 | 2018 | 6.66 | 2018-01-31
Spain | ESP | 2018-01-18 03:00 | 2018-01-18 04:00 | 45.19 | 2018 | 6.66 | 2018-01-31
Spain | ESP | 2018-01-18 04:00 | 2018-01-18 05:00 | 45.96 | 2018 | 6.66 | 2018-01-31
Spain | ESP | 2018-01-18 05:00 | 2018-01-18 06:00 | 54.97 | 2018 | 6.66 | 2018-01-31
Spain | ESP | 2018-01-18 06:00 | 2018-01-18 07:00 | 58.7 | 2018 | 6.66 | 2018-01-31
Spain | ESP | 2018-01-18 07:00 | 2018-01-18 08:00 | 60.89 | 2018 | 6.66 | 2018-01-31
Spain | ESP | 2018-01-18 08:00 | 2018-01-18 09:00 | 61.59 | 2018 | 6.66 | 2018-01-31
Spain | ESP | 2018-01-18 09:00 | 2018-01-18 10:00 | 61.37 | 2018 | 6.66 | 2018-01-31
Spain | ESP | 2018-01-18 10:00 | 2018-01-18 11:00 | 60.89 | 2018 | 6.66 | 2018-01-31
Spain | ESP | 2018-01-18 11:00 | 2018-01-18 12:00 | 60.07 | 2018 | 6.66 | 2018-01-31
Spain | ESP | 2018-01-18 12:00 | 2018-01-18 13:00 | 60.41 | 2018 | 6.66 | 2018-01-31
Spain | ESP | 2018-01-18 13:00 | 2018-01-18 14:00 | 59.9 | 2018 | 6.66 | 2018-01-31
Spain | ESP | 2018-01-18 14:00 | 2018-01-18 15:00 | 59.86 | 2018 | 6.66 | 2018-01-31
Spain | ESP | 2018-01-18 15:00 | 2018-01-18 16:00 | 59.81 | 2018 | 6.66 | 2018-01-31
Spain | ESP | 2018-01-18 16:00 | 2018-01-18 17:00 | 59.96 | 2018 | 6.66 | 2018-01-31
Spain | ESP | 2018-01-18 17:00 | 2018-01-18 18:00 | 61.2 | 2018 | 6.66 | 2018-01-31
Spain | ESP | 2018-01-18 18:00 | 2018-01-18 19:00 | 61.91 | 2018 | 6.66 | 2018-01-31
Spain | ESP | 2018-01-18 19:00 | 2018-01-18 20:00 | 62.39 | 2018 | 6.66 | 2018-01-31
Spain | ESP | 2018-01-18 20:00 | 2018-01-18 21:00 | 61.6 | 2018 | 6.66 | 2018-01-31
Spain | ESP | 2018-01-18 21:00 | 2018-01-18 22:00 | 60.89 | 2018 | 6.66 | 2018-01-31
Spain | ESP | 2018-01-18 22:00 | 2018-01-18 23:00 | 60.07 | 2018 | 6.66 | 2018-01-31
Spain | ESP | 2018-01-18 23:00 | 2018-01-19 | 58.69 | 2018 | 6.66 | 2018-01-31
Spain | ESP | 2018-01-19 | 2018-01-19 01:00 | 51.07 | 2018 | 6.66 | 2018-01-31
Spain | ESP | 2018-01-19 01:00 | 2018-01-19 02:00 | 47.07 | 2018 | 6.66 | 2018-01-31
Spain | ESP | 2018-01-19 02:00 | 2018-01-19 03:00 | 45.27 | 2018 | 6.66 | 2018-01-31
Spain | ESP | 2018-01-19 03:00 | 2018-01-19 04:00 | 45.09 | 2018 | 6.66 | 2018-01-31
Spain | ESP | 2018-01-19 04:00 | 2018-01-19 05:00 | 45.09 | 2018 | 6.66 | 2018-01-31
Spain | ESP | 2018-01-19 05:00 | 2018-01-19 06:00 | 52 | 2018 | 6.66 | 2018-01-31
Spain | ESP | 2018-01-19 06:00 | 2018-01-19 07:00 | 59.2 | 2018 | 6.66 | 2018-01-31
Spain | ESP | 2018-01-19 07:00 | 2018-01-19 08:00 | 59.89 | 2018 | 6.66 | 2018-01-31
Spain | ESP | 2018-01-19 08:00 | 2018-01-19 09:00 | 59.96 | 2018 | 6.66 | 2018-01-31
Spain | ESP | 2018-01-19 09:00 | 2018-01-19 10:00 | 59.46 | 2018 | 6.66 | 2018-01-31
Spain | ESP | 2018-01-19 10:00 | 2018-01-19 11:00 | 58.7 | 2018 | 6.66 | 2018-01-31
Spain | ESP | 2018-01-19 11:00 | 2018-01-19 12:00 | 56.58 | 2018 | 6.66 | 2018-01-31
Spain | ESP | 2018-01-19 12:00 | 2018-01-19 13:00 | 55.4 | 2018 | 6.66 | 2018-01-31
Spain | ESP | 2018-01-19 13:00 | 2018-01-19 14:00 | 54.83 | 2018 | 6.66 | 2018-01-31
Spain | ESP | 2018-01-19 14:00 | 2018-01-19 15:00 | 52.01 | 2018 | 6.66 | 2018-01-31
Spain | ESP | 2018-01-19 15:00 | 2018-01-19 16:00 | 52 | 2018 | 6.66 | 2018-01-31
Spain | ESP | 2018-01-19 16:00 | 2018-01-19 17:00 | 54.83 | 2018 | 6.66 | 2018-01-31
Spain | ESP | 2018-01-19 17:00 | 2018-01-19 18:00 | 58.69 | 2018 | 6.66 | 2018-01-31
Spain | ESP | 2018-01-19 18:00 | 2018-01-19 19:00 | 59.86 | 2018 | 6.66 | 2018-01-31
Spain | ESP | 2018-01-19 19:00 | 2018-01-19 20:00 | 59.95 | 2018 | 6.66 | 2018-01-31
Spain | ESP | 2018-01-19 20:00 | 2018-01-19 21:00 | 59.46 | 2018 | 6.66 | 2018-01-31
Spain | ESP | 2018-01-19 21:00 | 2018-01-19 22:00 | 59.06 | 2018 | 6.66 | 2018-01-31
Spain | ESP | 2018-01-19 22:00 | 2018-01-19 23:00 | 58.49 | 2018 | 6.66 | 2018-01-31
Spain | ESP | 2018-01-19 23:00 | 2018-01-20 | 58.49 | 2018 | 6.66 | 2018-01-31
Spain | ESP | 2018-01-20 | 2018-01-20 01:00 | 48.01 | 2018 | 6.66 | 2018-01-31
Spain | ESP | 2018-01-20 01:00 | 2018-01-20 02:00 | 41.18 | 2018 | 6.66 | 2018-01-31
Spain | ESP | 2018-01-20 02:00 | 2018-01-20 03:00 | 41.18 | 2018 | 6.66 | 2018-01-31
Spain | ESP | 2018-01-20 03:00 | 2018-01-20 04:00 | 40 | 2018 | 6.66 | 2018-01-31
Spain | ESP | 2018-01-20 04:00 | 2018-01-20 05:00 | 39.58 | 2018 | 6.66 | 2018-01-31
Spain | ESP | 2018-01-20 05:00 | 2018-01-20 06:00 | 39.83 | 2018 | 6.66 | 2018-01-31
Spain | ESP | 2018-01-20 06:00 | 2018-01-20 07:00 | 42.74 | 2018 | 6.66 | 2018-01-31
Spain | ESP | 2018-01-20 07:00 | 2018-01-20 08:00 | 41.27 | 2018 | 6.66 | 2018-01-31
Spain | ESP | 2018-01-20 08:00 | 2018-01-20 09:00 | 51 | 2018 | 6.66 | 2018-01-31
Spain | ESP | 2018-01-20 09:00 | 2018-01-20 10:00 | 58.49 | 2018 | 6.66 | 2018-01-31
Spain | ESP | 2018-01-20 10:00 | 2018-01-20 11:00 | 57.8 | 2018 | 6.66 | 2018-01-31
Spain | ESP | 2018-01-20 11:00 | 2018-01-20 12:00 | 50.66 | 2018 | 6.66 | 2018-01-31
Spain | ESP | 2018-01-20 12:00 | 2018-01-20 13:00 | 53.01 | 2018 | 6.66 | 2018-01-31
Spain | ESP | 2018-01-20 13:00 | 2018-01-20 14:00 | 47 | 2018 | 6.66 | 2018-01-31
Spain | ESP | 2018-01-20 14:00 | 2018-01-20 15:00 | 40.01 | 2018 | 6.66 | 2018-01-31
Spain | ESP | 2018-01-20 15:00 | 2018-01-20 16:00 | 39.8 | 2018 | 6.66 | 2018-01-31
Spain | ESP | 2018-01-20 16:00 | 2018-01-20 17:00 | 44.38 | 2018 | 6.66 | 2018-01-31
Spain | ESP | 2018-01-20 17:00 | 2018-01-20 18:00 | 49.38 | 2018 | 6.66 | 2018-01-31
Spain | ESP | 2018-01-20 18:00 | 2018-01-20 19:00 | 56.01 | 2018 | 6.66 | 2018-01-31
Spain | ESP | 2018-01-20 19:00 | 2018-01-20 20:00 | 57.8 | 2018 | 6.66 | 2018-01-31
Spain | ESP | 2018-01-20 20:00 | 2018-01-20 21:00 | 57.5 | 2018 | 6.66 | 2018-01-31
Spain | ESP | 2018-01-20 21:00 | 2018-01-20 22:00 | 46.05 | 2018 | 6.66 | 2018-01-31
Spain | ESP | 2018-01-20 22:00 | 2018-01-20 23:00 | 41.05 | 2018 | 6.66 | 2018-01-31
Spain | ESP | 2018-01-20 23:00 | 2018-01-21 | 40.45 | 2018 | 6.66 | 2018-01-31
Spain | ESP | 2018-01-21 | 2018-01-21 01:00 | 30.57 | 2018 | 6.66 | 2018-01-31
Spain | ESP | 2018-01-21 01:00 | 2018-01-21 02:00 | 29.24 | 2018 | 6.66 | 2018-01-31
Spain | ESP | 2018-01-21 02:00 | 2018-01-21 03:00 | 27.5 | 2018 | 6.66 | 2018-01-31
Spain | ESP | 2018-01-21 03:00 | 2018-01-21 04:00 | 19.99 | 2018 | 6.66 | 2018-01-31
Spain | ESP | 2018-01-21 04:00 | 2018-01-21 05:00 | 25 | 2018 | 6.66 | 2018-01-31
Spain | ESP | 2018-01-21 05:00 | 2018-01-21 06:00 | 28.47 | 2018 | 6.66 | 2018-01-31
Spain | ESP | 2018-01-21 06:00 | 2018-01-21 07:00 | 33.33 | 2018 | 6.66 | 2018-01-31
Spain | ESP | 2018-01-21 07:00 | 2018-01-21 08:00 | 38.63 | 2018 | 6.66 | 2018-01-31
Spain | ESP | 2018-01-21 08:00 | 2018-01-21 09:00 | 40.35 | 2018 | 6.66 | 2018-01-31
Spain | ESP | 2018-01-21 09:00 | 2018-01-21 10:00 | 46.7 | 2018 | 6.66 | 2018-01-31
Spain | ESP | 2018-01-21 10:00 | 2018-01-21 11:00 | 46.05 | 2018 | 6.66 | 2018-01-31
Spain | ESP | 2018-01-21 11:00 | 2018-01-21 12:00 | 43.3 | 2018 | 6.66 | 2018-01-31
Spain | ESP | 2018-01-21 12:00 | 2018-01-21 13:00 | 47.93 | 2018 | 6.66 | 2018-01-31
Spain | ESP | 2018-01-21 13:00 | 2018-01-21 14:00 | 45.66 | 2018 | 6.66 | 2018-01-31
Spain | ESP | 2018-01-21 14:00 | 2018-01-21 15:00 | 41.2 | 2018 | 6.66 | 2018-01-31
Spain | ESP | 2018-01-21 15:00 | 2018-01-21 16:00 | 41.2 | 2018 | 6.66 | 2018-01-31
Spain | ESP | 2018-01-21 16:00 | 2018-01-21 17:00 | 44.54 | 2018 | 6.66 | 2018-01-31
Spain | ESP | 2018-01-21 17:00 | 2018-01-21 18:00 | 58.03 | 2018 | 6.66 | 2018-01-31
Spain | ESP | 2018-01-21 18:00 | 2018-01-21 19:00 | 60.9 | 2018 | 6.66 | 2018-01-31
Spain | ESP | 2018-01-21 19:00 | 2018-01-21 20:00 | 61.97 | 2018 | 6.66 | 2018-01-31
Spain | ESP | 2018-01-21 20:00 | 2018-01-21 21:00 | 63.43 | 2018 | 6.66 | 2018-01-31
Spain | ESP | 2018-01-21 21:00 | 2018-01-21 22:00 | 61.8 | 2018 | 6.66 | 2018-01-31
Spain | ESP | 2018-01-21 22:00 | 2018-01-21 23:00 | 59.54 | 2018 | 6.66 | 2018-01-31
Spain | ESP | 2018-01-21 23:00 | 2018-01-22 | 58.03 | 2018 | 6.66 | 2018-01-31
Spain | ESP | 2018-01-22 | 2018-01-22 01:00 | 44.72 | 2018 | 6.66 | 2018-01-31
Spain | ESP | 2018-01-22 01:00 | 2018-01-22 02:00 | 40.95 | 2018 | 6.66 | 2018-01-31
Spain | ESP | 2018-01-22 02:00 | 2018-01-22 03:00 | 40.35 | 2018 | 6.66 | 2018-01-31
Spain | ESP | 2018-01-22 03:00 | 2018-01-22 04:00 | 39.85 | 2018 | 6.66 | 2018-01-31
Spain | ESP | 2018-01-22 04:00 | 2018-01-22 05:00 | 40.2 | 2018 | 6.66 | 2018-01-31
Spain | ESP | 2018-01-22 05:00 | 2018-01-22 06:00 | 44.5 | 2018 | 6.66 | 2018-01-31
Spain | ESP | 2018-01-22 06:00 | 2018-01-22 07:00 | 58.03 | 2018 | 6.66 | 2018-01-31
Spain | ESP | 2018-01-22 07:00 | 2018-01-22 08:00 | 59.01 | 2018 | 6.66 | 2018-01-31
Spain | ESP | 2018-01-22 08:00 | 2018-01-22 09:00 | 60.79 | 2018 | 6.66 | 2018-01-31
Spain | ESP | 2018-01-22 09:00 | 2018-01-22 10:00 | 60.1 | 2018 | 6.66 | 2018-01-31
Spain | ESP | 2018-01-22 10:00 | 2018-01-22 11:00 | 58.7 | 2018 | 6.66 | 2018-01-31
Spain | ESP | 2018-01-22 11:00 | 2018-01-22 12:00 | 58.09 | 2018 | 6.66 | 2018-01-31
Spain | ESP | 2018-01-22 12:00 | 2018-01-22 13:00 | 58.01 | 2018 | 6.66 | 2018-01-31
Spain | ESP | 2018-01-22 13:00 | 2018-01-22 14:00 | 55.69 | 2018 | 6.66 | 2018-01-31
Spain | ESP | 2018-01-22 14:00 | 2018-01-22 15:00 | 52.73 | 2018 | 6.66 | 2018-01-31
Spain | ESP | 2018-01-22 15:00 | 2018-01-22 16:00 | 52.16 | 2018 | 6.66 | 2018-01-31
Spain | ESP | 2018-01-22 16:00 | 2018-01-22 17:00 | 55.8 | 2018 | 6.66 | 2018-01-31
Spain | ESP | 2018-01-22 17:00 | 2018-01-22 18:00 | 57.69 | 2018 | 6.66 | 2018-01-31
Spain | ESP | 2018-01-22 18:00 | 2018-01-22 19:00 | 59.03 | 2018 | 6.66 | 2018-01-31
Spain | ESP | 2018-01-22 19:00 | 2018-01-22 20:00 | 61.01 | 2018 | 6.66 | 2018-01-31
Spain | ESP | 2018-01-22 20:00 | 2018-01-22 21:00 | 60.32 | 2018 | 6.66 | 2018-01-31
Spain | ESP | 2018-01-22 21:00 | 2018-01-22 22:00 | 57.86 | 2018 | 6.66 | 2018-01-31
Spain | ESP | 2018-01-22 22:00 | 2018-01-22 23:00 | 56.09 | 2018 | 6.66 | 2018-01-31
Spain | ESP | 2018-01-22 23:00 | 2018-01-23 | 59.01 | 2018 | 6.66 | 2018-01-31
Spain | ESP | 2018-01-23 | 2018-01-23 01:00 | 53.01 | 2018 | 6.66 | 2018-01-31
Spain | ESP | 2018-01-23 01:00 | 2018-01-23 02:00 | 49.4 | 2018 | 6.66 | 2018-01-31
Spain | ESP | 2018-01-23 02:00 | 2018-01-23 03:00 | 47.43 | 2018 | 6.66 | 2018-01-31
Spain | ESP | 2018-01-23 03:00 | 2018-01-23 04:00 | 47.43 | 2018 | 6.66 | 2018-01-31
Spain | ESP | 2018-01-23 04:00 | 2018-01-23 05:00 | 47.76 | 2018 | 6.66 | 2018-01-31
Spain | ESP | 2018-01-23 05:00 | 2018-01-23 06:00 | 53.48 | 2018 | 6.66 | 2018-01-31
Spain | ESP | 2018-01-23 06:00 | 2018-01-23 07:00 | 59.34 | 2018 | 6.66 | 2018-01-31
Spain | ESP | 2018-01-23 07:00 | 2018-01-23 08:00 | 61.41 | 2018 | 6.66 | 2018-01-31
Spain | ESP | 2018-01-23 08:00 | 2018-01-23 09:00 | 61.8 | 2018 | 6.66 | 2018-01-31
Spain | ESP | 2018-01-23 09:00 | 2018-01-23 10:00 | 61.62 | 2018 | 6.66 | 2018-01-31
Spain | ESP | 2018-01-23 10:00 | 2018-01-23 11:00 | 60.69 | 2018 | 6.66 | 2018-01-31
Spain | ESP | 2018-01-23 11:00 | 2018-01-23 12:00 | 59.55 | 2018 | 6.66 | 2018-01-31
Spain | ESP | 2018-01-23 12:00 | 2018-01-23 13:00 | 60.02 | 2018 | 6.66 | 2018-01-31
Spain | ESP | 2018-01-23 13:00 | 2018-01-23 14:00 | 59.34 | 2018 | 6.66 | 2018-01-31
Spain | ESP | 2018-01-23 14:00 | 2018-01-23 15:00 | 58.7 | 2018 | 6.66 | 2018-01-31
Spain | ESP | 2018-01-23 15:00 | 2018-01-23 16:00 | 59.34 | 2018 | 6.66 | 2018-01-31
Spain | ESP | 2018-01-23 16:00 | 2018-01-23 17:00 | 58.03 | 2018 | 6.66 | 2018-01-31
Spain | ESP | 2018-01-23 17:00 | 2018-01-23 18:00 | 61.09 | 2018 | 6.66 | 2018-01-31
Spain | ESP | 2018-01-23 18:00 | 2018-01-23 19:00 | 62.57 | 2018 | 6.66 | 2018-01-31
Spain | ESP | 2018-01-23 19:00 | 2018-01-23 20:00 | 63.51 | 2018 | 6.66 | 2018-01-31
Spain | ESP | 2018-01-23 20:00 | 2018-01-23 21:00 | 63.09 | 2018 | 6.66 | 2018-01-31
Spain | ESP | 2018-01-23 21:00 | 2018-01-23 22:00 | 61.77 | 2018 | 6.66 | 2018-01-31
Spain | ESP | 2018-01-23 22:00 | 2018-01-23 23:00 | 61.69 | 2018 | 6.66 | 2018-01-31
Spain | ESP | 2018-01-23 23:00 | 2018-01-24 | 61.59 | 2018 | 6.66 | 2018-01-31
Spain | ESP | 2018-01-24 | 2018-01-24 01:00 | 59.75 | 2018 | 6.66 | 2018-01-31
Spain | ESP | 2018-01-24 01:00 | 2018-01-24 02:00 | 57.69 | 2018 | 6.66 | 2018-01-31
Spain | ESP | 2018-01-24 02:00 | 2018-01-24 03:00 | 53.01 | 2018 | 6.66 | 2018-01-31
Spain | ESP | 2018-01-24 03:00 | 2018-01-24 04:00 | 49.57 | 2018 | 6.66 | 2018-01-31
Spain | ESP | 2018-01-24 04:00 | 2018-01-24 05:00 | 51 | 2018 | 6.66 | 2018-01-31
Spain | ESP | 2018-01-24 05:00 | 2018-01-24 06:00 | 56.65 | 2018 | 6.66 | 2018-01-31
Spain | ESP | 2018-01-24 06:00 | 2018-01-24 07:00 | 58.7 | 2018 | 6.66 | 2018-01-31
Spain | ESP | 2018-01-24 07:00 | 2018-01-24 08:00 | 59.9 | 2018 | 6.66 | 2018-01-31
Spain | ESP | 2018-01-24 08:00 | 2018-01-24 09:00 | 59.9 | 2018 | 6.66 | 2018-01-31
Spain | ESP | 2018-01-24 09:00 | 2018-01-24 10:00 | 58.51 | 2018 | 6.66 | 2018-01-31
Spain | ESP | 2018-01-24 10:00 | 2018-01-24 11:00 | 57.45 | 2018 | 6.66 | 2018-01-31
Spain | ESP | 2018-01-24 11:00 | 2018-01-24 12:00 | 55.9 | 2018 | 6.66 | 2018-01-31
Spain | ESP | 2018-01-24 12:00 | 2018-01-24 13:00 | 55.83 | 2018 | 6.66 | 2018-01-31
Spain | ESP | 2018-01-24 13:00 | 2018-01-24 14:00 | 53.56 | 2018 | 6.66 | 2018-01-31
Spain | ESP | 2018-01-24 14:00 | 2018-01-24 15:00 | 50.86 | 2018 | 6.66 | 2018-01-31
Spain | ESP | 2018-01-24 15:00 | 2018-01-24 16:00 | 50.09 | 2018 | 6.66 | 2018-01-31
Spain | ESP | 2018-01-24 16:00 | 2018-01-24 17:00 | 52.17 | 2018 | 6.66 | 2018-01-31
Spain | ESP | 2018-01-24 17:00 | 2018-01-24 18:00 | 57.45 | 2018 | 6.66 | 2018-01-31
Spain | ESP | 2018-01-24 18:00 | 2018-01-24 19:00 | 59.75 | 2018 | 6.66 | 2018-01-31
Spain | ESP | 2018-01-24 19:00 | 2018-01-24 20:00 | 60.82 | 2018 | 6.66 | 2018-01-31
Spain | ESP | 2018-01-24 20:00 | 2018-01-24 21:00 | 60.01 | 2018 | 6.66 | 2018-01-31
Spain | ESP | 2018-01-24 21:00 | 2018-01-24 22:00 | 59 | 2018 | 6.66 | 2018-01-31
Spain | ESP | 2018-01-24 22:00 | 2018-01-24 23:00 | 57.69 | 2018 | 6.66 | 2018-01-31
Spain | ESP | 2018-01-24 23:00 | 2018-01-25 | 58.95 | 2018 | 6.66 | 2018-01-31
Spain | ESP | 2018-01-25 | 2018-01-25 01:00 | 56.02 | 2018 | 6.66 | 2018-01-31
Spain | ESP | 2018-01-25 01:00 | 2018-01-25 02:00 | 47.76 | 2018 | 6.66 | 2018-01-31
Spain | ESP | 2018-01-25 02:00 | 2018-01-25 03:00 | 46.01 | 2018 | 6.66 | 2018-01-31
Spain | ESP | 2018-01-25 03:00 | 2018-01-25 04:00 | 45.39 | 2018 | 6.66 | 2018-01-31
Spain | ESP | 2018-01-25 04:00 | 2018-01-25 05:00 | 45.39 | 2018 | 6.66 | 2018-01-31
Spain | ESP | 2018-01-25 05:00 | 2018-01-25 06:00 | 54.82 | 2018 | 6.66 | 2018-01-31
Spain | ESP | 2018-01-25 06:00 | 2018-01-25 07:00 | 55.84 | 2018 | 6.66 | 2018-01-31
Spain | ESP | 2018-01-25 07:00 | 2018-01-25 08:00 | 58.68 | 2018 | 6.66 | 2018-01-31
Spain | ESP | 2018-01-25 08:00 | 2018-01-25 09:00 | 59.11 | 2018 | 6.66 | 2018-01-31
Spain | ESP | 2018-01-25 09:00 | 2018-01-25 10:00 | 58.95 | 2018 | 6.66 | 2018-01-31
Spain | ESP | 2018-01-25 10:00 | 2018-01-25 11:00 | 58.19 | 2018 | 6.66 | 2018-01-31
Spain | ESP | 2018-01-25 11:00 | 2018-01-25 12:00 | 56.94 | 2018 | 6.66 | 2018-01-31
Spain | ESP | 2018-01-25 12:00 | 2018-01-25 13:00 | 56.92 | 2018 | 6.66 | 2018-01-31
Spain | ESP | 2018-01-25 13:00 | 2018-01-25 14:00 | 55.69 | 2018 | 6.66 | 2018-01-31
Spain | ESP | 2018-01-25 14:00 | 2018-01-25 15:00 | 51.89 | 2018 | 6.66 | 2018-01-31
Spain | ESP | 2018-01-25 15:00 | 2018-01-25 16:00 | 49 | 2018 | 6.66 | 2018-01-31
Spain | ESP | 2018-01-25 16:00 | 2018-01-25 17:00 | 49.37 | 2018 | 6.66 | 2018-01-31
Spain | ESP | 2018-01-25 17:00 | 2018-01-25 18:00 | 55.69 | 2018 | 6.66 | 2018-01-31
Spain | ESP | 2018-01-25 18:00 | 2018-01-25 19:00 | 57.69 | 2018 | 6.66 | 2018-01-31
Spain | ESP | 2018-01-25 19:00 | 2018-01-25 20:00 | 57.98 | 2018 | 6.66 | 2018-01-31
Spain | ESP | 2018-01-25 20:00 | 2018-01-25 21:00 | 54.19 | 2018 | 6.66 | 2018-01-31
Spain | ESP | 2018-01-25 21:00 | 2018-01-25 22:00 | 48.17 | 2018 | 6.66 | 2018-01-31
Spain | ESP | 2018-01-25 22:00 | 2018-01-25 23:00 | 43.09 | 2018 | 6.66 | 2018-01-31
Spain | ESP | 2018-01-25 23:00 | 2018-01-26 | 42.61 | 2018 | 6.66 | 2018-01-31
Spain | ESP | 2018-01-26 | 2018-01-26 01:00 | 38.05 | 2018 | 6.66 | 2018-01-31
Spain | ESP | 2018-01-26 01:00 | 2018-01-26 02:00 | 35.84 | 2018 | 6.66 | 2018-01-31
Spain | ESP | 2018-01-26 02:00 | 2018-01-26 03:00 | 33.01 | 2018 | 6.66 | 2018-01-31
Spain | ESP | 2018-01-26 03:00 | 2018-01-26 04:00 | 32.8 | 2018 | 6.66 | 2018-01-31
Spain | ESP | 2018-01-26 04:00 | 2018-01-26 05:00 | 34.9 | 2018 | 6.66 | 2018-01-31
Spain | ESP | 2018-01-26 05:00 | 2018-01-26 06:00 | 39.91 | 2018 | 6.66 | 2018-01-31
Spain | ESP | 2018-01-26 06:00 | 2018-01-26 07:00 | 51.27 | 2018 | 6.66 | 2018-01-31
Spain | ESP | 2018-01-26 07:00 | 2018-01-26 08:00 | 57.3 | 2018 | 6.66 | 2018-01-31
Spain | ESP | 2018-01-26 08:00 | 2018-01-26 09:00 | 58.01 | 2018 | 6.66 | 2018-01-31
Spain | ESP | 2018-01-26 09:00 | 2018-01-26 10:00 | 57.6 | 2018 | 6.66 | 2018-01-31
Spain | ESP | 2018-01-26 10:00 | 2018-01-26 11:00 | 53.75 | 2018 | 6.66 | 2018-01-31
Spain | ESP | 2018-01-26 11:00 | 2018-01-26 12:00 | 50.23 | 2018 | 6.66 | 2018-01-31
Spain | ESP | 2018-01-26 12:00 | 2018-01-26 13:00 | 49.2 | 2018 | 6.66 | 2018-01-31
Spain | ESP | 2018-01-26 13:00 | 2018-01-26 14:00 | 48.96 | 2018 | 6.66 | 2018-01-31
Spain | ESP | 2018-01-26 14:00 | 2018-01-26 15:00 | 48.25 | 2018 | 6.66 | 2018-01-31
Spain | ESP | 2018-01-26 15:00 | 2018-01-26 16:00 | 48.25 | 2018 | 6.66 | 2018-01-31
Spain | ESP | 2018-01-26 16:00 | 2018-01-26 17:00 | 51.15 | 2018 | 6.66 | 2018-01-31
Spain | ESP | 2018-01-26 17:00 | 2018-01-26 18:00 | 54.7 | 2018 | 6.66 | 2018-01-31
Spain | ESP | 2018-01-26 18:00 | 2018-01-26 19:00 | 57.98 | 2018 | 6.66 | 2018-01-31
Spain | ESP | 2018-01-26 19:00 | 2018-01-26 20:00 | 58.44 | 2018 | 6.66 | 2018-01-31
Spain | ESP | 2018-01-26 20:00 | 2018-01-26 21:00 | 58.39 | 2018 | 6.66 | 2018-01-31
Spain | ESP | 2018-01-26 21:00 | 2018-01-26 22:00 | 57.3 | 2018 | 6.66 | 2018-01-31
Spain | ESP | 2018-01-26 22:00 | 2018-01-26 23:00 | 54.77 | 2018 | 6.66 | 2018-01-31
Spain | ESP | 2018-01-26 23:00 | 2018-01-27 | 51.47 | 2018 | 6.66 | 2018-01-31
Spain | ESP | 2018-01-27 | 2018-01-27 01:00 | 39.52 | 2018 | 6.66 | 2018-01-31
Spain | ESP | 2018-01-27 01:00 | 2018-01-27 02:00 | 38.12 | 2018 | 6.66 | 2018-01-31
Spain | ESP | 2018-01-27 02:00 | 2018-01-27 03:00 | 38.05 | 2018 | 6.66 | 2018-01-31
Spain | ESP | 2018-01-27 03:00 | 2018-01-27 04:00 | 37.92 | 2018 | 6.66 | 2018-01-31
Spain | ESP | 2018-01-27 04:00 | 2018-01-27 05:00 | 37.92 | 2018 | 6.66 | 2018-01-31
Spain | ESP | 2018-01-27 05:00 | 2018-01-27 06:00 | 38.09 | 2018 | 6.66 | 2018-01-31
Spain | ESP | 2018-01-27 06:00 | 2018-01-27 07:00 | 39.27 | 2018 | 6.66 | 2018-01-31
Spain | ESP | 2018-01-27 07:00 | 2018-01-27 08:00 | 43.45 | 2018 | 6.66 | 2018-01-31
Spain | ESP | 2018-01-27 08:00 | 2018-01-27 09:00 | 51.47 | 2018 | 6.66 | 2018-01-31
Spain | ESP | 2018-01-27 09:00 | 2018-01-27 10:00 | 56.09 | 2018 | 6.66 | 2018-01-31
Spain | ESP | 2018-01-27 10:00 | 2018-01-27 11:00 | 54.15 | 2018 | 6.66 | 2018-01-31
Spain | ESP | 2018-01-27 11:00 | 2018-01-27 12:00 | 49.09 | 2018 | 6.66 | 2018-01-31
Spain | ESP | 2018-01-27 12:00 | 2018-01-27 13:00 | 51.09 | 2018 | 6.66 | 2018-01-31
Spain | ESP | 2018-01-27 13:00 | 2018-01-27 14:00 | 46.95 | 2018 | 6.66 | 2018-01-31
Spain | ESP | 2018-01-27 14:00 | 2018-01-27 15:00 | 44.6 | 2018 | 6.66 | 2018-01-31
Spain | ESP | 2018-01-27 15:00 | 2018-01-27 16:00 | 44.49 | 2018 | 6.66 | 2018-01-31
Spain | ESP | 2018-01-27 16:00 | 2018-01-27 17:00 | 46 | 2018 | 6.66 | 2018-01-31
Spain | ESP | 2018-01-27 17:00 | 2018-01-27 18:00 | 57.2 | 2018 | 6.66 | 2018-01-31
Spain | ESP | 2018-01-27 18:00 | 2018-01-27 19:00 | 60.08 | 2018 | 6.66 | 2018-01-31
Spain | ESP | 2018-01-27 19:00 | 2018-01-27 20:00 | 60.59 | 2018 | 6.66 | 2018-01-31
Spain | ESP | 2018-01-27 20:00 | 2018-01-27 21:00 | 60.61 | 2018 | 6.66 | 2018-01-31
Spain | ESP | 2018-01-27 21:00 | 2018-01-27 22:00 | 60.37 | 2018 | 6.66 | 2018-01-31
Spain | ESP | 2018-01-27 22:00 | 2018-01-27 23:00 | 59.42 | 2018 | 6.66 | 2018-01-31
Spain | ESP | 2018-01-27 23:00 | 2018-01-28 | 57.12 | 2018 | 6.66 | 2018-01-31
Spain | ESP | 2018-01-28 | 2018-01-28 01:00 | 53.01 | 2018 | 6.66 | 2018-01-31
Spain | ESP | 2018-01-28 01:00 | 2018-01-28 02:00 | 42.1 | 2018 | 6.66 | 2018-01-31
Spain | ESP | 2018-01-28 02:00 | 2018-01-28 03:00 | 39.98 | 2018 | 6.66 | 2018-01-31
Spain | ESP | 2018-01-28 03:00 | 2018-01-28 04:00 | 39.66 | 2018 | 6.66 | 2018-01-31
Spain | ESP | 2018-01-28 04:00 | 2018-01-28 05:00 | 39.66 | 2018 | 6.66 | 2018-01-31
Spain | ESP | 2018-01-28 05:00 | 2018-01-28 06:00 | 39.81 | 2018 | 6.66 | 2018-01-31
Spain | ESP | 2018-01-28 06:00 | 2018-01-28 07:00 | 39.98 | 2018 | 6.66 | 2018-01-31
Spain | ESP | 2018-01-28 07:00 | 2018-01-28 08:00 | 40 | 2018 | 6.66 | 2018-01-31
Spain | ESP | 2018-01-28 08:00 | 2018-01-28 09:00 | 41.6 | 2018 | 6.66 | 2018-01-31
Spain | ESP | 2018-01-28 09:00 | 2018-01-28 10:00 | 50 | 2018 | 6.66 | 2018-01-31
Spain | ESP | 2018-01-28 10:00 | 2018-01-28 11:00 | 51.65 | 2018 | 6.66 | 2018-01-31
Spain | ESP | 2018-01-28 11:00 | 2018-01-28 12:00 | 51.58 | 2018 | 6.66 | 2018-01-31
Spain | ESP | 2018-01-28 12:00 | 2018-01-28 13:00 | 52.88 | 2018 | 6.66 | 2018-01-31
Spain | ESP | 2018-01-28 13:00 | 2018-01-28 14:00 | 50.66 | 2018 | 6.66 | 2018-01-31
Spain | ESP | 2018-01-28 14:00 | 2018-01-28 15:00 | 43.42 | 2018 | 6.66 | 2018-01-31
Spain | ESP | 2018-01-28 15:00 | 2018-01-28 16:00 | 41.6 | 2018 | 6.66 | 2018-01-31
Spain | ESP | 2018-01-28 16:00 | 2018-01-28 17:00 | 44.01 | 2018 | 6.66 | 2018-01-31
Spain | ESP | 2018-01-28 17:00 | 2018-01-28 18:00 | 53.95 | 2018 | 6.66 | 2018-01-31
Spain | ESP | 2018-01-28 18:00 | 2018-01-28 19:00 | 59.58 | 2018 | 6.66 | 2018-01-31
Spain | ESP | 2018-01-28 19:00 | 2018-01-28 20:00 | 60.98 | 2018 | 6.66 | 2018-01-31
Spain | ESP | 2018-01-28 20:00 | 2018-01-28 21:00 | 61.99 | 2018 | 6.66 | 2018-01-31
Spain | ESP | 2018-01-28 21:00 | 2018-01-28 22:00 | 60.98 | 2018 | 6.66 | 2018-01-31
Spain | ESP | 2018-01-28 22:00 | 2018-01-28 23:00 | 58.19 | 2018 | 6.66 | 2018-01-31
Spain | ESP | 2018-01-28 23:00 | 2018-01-29 | 56.37 | 2018 | 6.66 | 2018-01-31
Spain | ESP | 2018-01-29 | 2018-01-29 01:00 | 46.18 | 2018 | 6.66 | 2018-01-31
Spain | ESP | 2018-01-29 01:00 | 2018-01-29 02:00 | 45.13 | 2018 | 6.66 | 2018-01-31
Spain | ESP | 2018-01-29 02:00 | 2018-01-29 03:00 | 45.09 | 2018 | 6.66 | 2018-01-31
Spain | ESP | 2018-01-29 03:00 | 2018-01-29 04:00 | 46 | 2018 | 6.66 | 2018-01-31
Spain | ESP | 2018-01-29 04:00 | 2018-01-29 05:00 | 47.95 | 2018 | 6.66 | 2018-01-31
Spain | ESP | 2018-01-29 05:00 | 2018-01-29 06:00 | 57.79 | 2018 | 6.66 | 2018-01-31
Spain | ESP | 2018-01-29 06:00 | 2018-01-29 07:00 | 59.42 | 2018 | 6.66 | 2018-01-31
Spain | ESP | 2018-01-29 07:00 | 2018-01-29 08:00 | 58.99 | 2018 | 6.66 | 2018-01-31
Spain | ESP | 2018-01-29 08:00 | 2018-01-29 09:00 | 58.99 | 2018 | 6.66 | 2018-01-31
Spain | ESP | 2018-01-29 09:00 | 2018-01-29 10:00 | 59.01 | 2018 | 6.66 | 2018-01-31
Spain | ESP | 2018-01-29 10:00 | 2018-01-29 11:00 | 58.19 | 2018 | 6.66 | 2018-01-31
Spain | ESP | 2018-01-29 11:00 | 2018-01-29 12:00 | 56.37 | 2018 | 6.66 | 2018-01-31
Spain | ESP | 2018-01-29 12:00 | 2018-01-29 13:00 | 55.39 | 2018 | 6.66 | 2018-01-31
Spain | ESP | 2018-01-29 13:00 | 2018-01-29 14:00 | 54.23 | 2018 | 6.66 | 2018-01-31
Spain | ESP | 2018-01-29 14:00 | 2018-01-29 15:00 | 54.14 | 2018 | 6.66 | 2018-01-31
Spain | ESP | 2018-01-29 15:00 | 2018-01-29 16:00 | 54.04 | 2018 | 6.66 | 2018-01-31
Spain | ESP | 2018-01-29 16:00 | 2018-01-29 17:00 | 54.14 | 2018 | 6.66 | 2018-01-31
Spain | ESP | 2018-01-29 17:00 | 2018-01-29 18:00 | 58.19 | 2018 | 6.66 | 2018-01-31
Spain | ESP | 2018-01-29 18:00 | 2018-01-29 19:00 | 59.58 | 2018 | 6.66 | 2018-01-31
Spain | ESP | 2018-01-29 19:00 | 2018-01-29 20:00 | 59.8 | 2018 | 6.66 | 2018-01-31
Spain | ESP | 2018-01-29 20:00 | 2018-01-29 21:00 | 59.25 | 2018 | 6.66 | 2018-01-31
Spain | ESP | 2018-01-29 21:00 | 2018-01-29 22:00 | 54.63 | 2018 | 6.66 | 2018-01-31
Spain | ESP | 2018-01-29 22:00 | 2018-01-29 23:00 | 54.04 | 2018 | 6.66 | 2018-01-31
Spain | ESP | 2018-01-29 23:00 | 2018-01-30 | 48.01 | 2018 | 6.66 | 2018-01-31
Spain | ESP | 2018-01-30 | 2018-01-30 01:00 | 44.1 | 2018 | 6.66 | 2018-01-31
Spain | ESP | 2018-01-30 01:00 | 2018-01-30 02:00 | 41.2 | 2018 | 6.66 | 2018-01-31
Spain | ESP | 2018-01-30 02:00 | 2018-01-30 03:00 | 41.06 | 2018 | 6.66 | 2018-01-31
Spain | ESP | 2018-01-30 03:00 | 2018-01-30 04:00 | 41.2 | 2018 | 6.66 | 2018-01-31
Spain | ESP | 2018-01-30 04:00 | 2018-01-30 05:00 | 43.6 | 2018 | 6.66 | 2018-01-31
Spain | ESP | 2018-01-30 05:00 | 2018-01-30 06:00 | 48.01 | 2018 | 6.66 | 2018-01-31
Spain | ESP | 2018-01-30 06:00 | 2018-01-30 07:00 | 55.39 | 2018 | 6.66 | 2018-01-31
Spain | ESP | 2018-01-30 07:00 | 2018-01-30 08:00 | 57 | 2018 | 6.66 | 2018-01-31
Spain | ESP | 2018-01-30 08:00 | 2018-01-30 09:00 | 58.58 | 2018 | 6.66 | 2018-01-31
Spain | ESP | 2018-01-30 09:00 | 2018-01-30 10:00 | 58.87 | 2018 | 6.66 | 2018-01-31
Spain | ESP | 2018-01-30 10:00 | 2018-01-30 11:00 | 58.75 | 2018 | 6.66 | 2018-01-31
Spain | ESP | 2018-01-30 11:00 | 2018-01-30 12:00 | 58.58 | 2018 | 6.66 | 2018-01-31
Spain | ESP | 2018-01-30 12:00 | 2018-01-30 13:00 | 58.39 | 2018 | 6.66 | 2018-01-31
Spain | ESP | 2018-01-30 13:00 | 2018-01-30 14:00 | 58.19 | 2018 | 6.66 | 2018-01-31
Spain | ESP | 2018-01-30 14:00 | 2018-01-30 15:00 | 57.79 | 2018 | 6.66 | 2018-01-31
Spain | ESP | 2018-01-30 15:00 | 2018-01-30 16:00 | 56.37 | 2018 | 6.66 | 2018-01-31
Spain | ESP | 2018-01-30 16:00 | 2018-01-30 17:00 | 58.19 | 2018 | 6.66 | 2018-01-31
Spain | ESP | 2018-01-30 17:00 | 2018-01-30 18:00 | 58.99 | 2018 | 6.66 | 2018-01-31
Spain | ESP | 2018-01-30 18:00 | 2018-01-30 19:00 | 60.07 | 2018 | 6.66 | 2018-01-31
Spain | ESP | 2018-01-30 19:00 | 2018-01-30 20:00 | 60.19 | 2018 | 6.66 | 2018-01-31
Spain | ESP | 2018-01-30 20:00 | 2018-01-30 21:00 | 59.69 | 2018 | 6.66 | 2018-01-31
Spain | ESP | 2018-01-30 21:00 | 2018-01-30 22:00 | 58.01 | 2018 | 6.66 | 2018-01-31
Spain | ESP | 2018-01-30 22:00 | 2018-01-30 23:00 | 55.31 | 2018 | 6.66 | 2018-01-31
Spain | ESP | 2018-01-30 23:00 | 2018-01-31 | 58.78 | 2018 | 6.66 | 2018-01-31
Spain | ESP | 2018-01-31 | 2018-01-31 01:00 | 55.39 | 2018 | 6.66 | 2018-01-31
Spain | ESP | 2018-01-31 01:00 | 2018-01-31 02:00 | 51.13 | 2018 | 6.66 | 2018-01-31
Spain | ESP | 2018-01-31 02:00 | 2018-01-31 03:00 | 48.46 | 2018 | 6.66 | 2018-01-31
Spain | ESP | 2018-01-31 03:00 | 2018-01-31 04:00 | 48.46 | 2018 | 6.66 | 2018-01-31
Spain | ESP | 2018-01-31 04:00 | 2018-01-31 05:00 | 50.82 | 2018 | 6.66 | 2018-01-31
Spain | ESP | 2018-01-31 05:00 | 2018-01-31 06:00 | 55.39 | 2018 | 6.66 | 2018-01-31
Spain | ESP | 2018-01-31 06:00 | 2018-01-31 07:00 | 58.01 | 2018 | 6.66 | 2018-01-31
Spain | ESP | 2018-01-31 07:00 | 2018-01-31 08:00 | 58.99 | 2018 | 6.66 | 2018-01-31
Spain | ESP | 2018-01-31 08:00 | 2018-01-31 09:00 | 59.26 | 2018 | 6.66 | 2018-01-31
Spain | ESP | 2018-01-31 09:00 | 2018-01-31 10:00 | 59.25 | 2018 | 6.66 | 2018-01-31
Spain | ESP | 2018-01-31 10:00 | 2018-01-31 11:00 | 58.67 | 2018 | 6.66 | 2018-01-31
Spain | ESP | 2018-01-31 11:00 | 2018-01-31 12:00 | 58.39 | 2018 | 6.66 | 2018-01-31
Spain | ESP | 2018-01-31 12:00 | 2018-01-31 13:00 | 59 | 2018 | 6.66 | 2018-01-31
Spain | ESP | 2018-01-31 13:00 | 2018-01-31 14:00 | 58.39 | 2018 | 6.66 | 2018-01-31
Spain | ESP | 2018-01-31 14:00 | 2018-01-31 15:00 | 58.19 | 2018 | 6.66 | 2018-01-31
Spain | ESP | 2018-01-31 15:00 | 2018-01-31 16:00 | 57.98 | 2018 | 6.66 | 2018-01-31
Spain | ESP | 2018-01-31 16:00 | 2018-01-31 17:00 | 57.07 | 2018 | 6.66 | 2018-01-31
Spain | ESP | 2018-01-31 17:00 | 2018-01-31 18:00 | 58.99 | 2018 | 6.66 | 2018-01-31
Spain | ESP | 2018-01-31 18:00 | 2018-01-31 19:00 | 60.13 | 2018 | 6.66 | 2018-01-31
Spain | ESP | 2018-01-31 19:00 | 2018-01-31 20:00 | 60.61 | 2018 | 6.66 | 2018-01-31
Spain | ESP | 2018-01-31 20:00 | 2018-01-31 21:00 | 60.37 | 2018 | 6.66 | 2018-01-31
Spain | ESP | 2018-01-31 21:00 | 2018-01-31 22:00 | 59.25 | 2018 | 6.66 | 2018-01-31
Spain | ESP | 2018-01-31 22:00 | 2018-01-31 23:00 | 58.78 | 2018 | 6.66 | 2018-01-31
Spain | ESP | 2018-01-31 23:00 | 2018-02-01 | 60 | 2018 | 6.66 | 2018-01-31
Spain | ESP | 2018-02-01 | 2018-02-01 01:00 | 57.79 | 2018 | 6.72 | 2018-02-28
Spain | ESP | 2018-02-01 01:00 | 2018-02-01 02:00 | 55.31 | 2018 | 6.72 | 2018-02-28
Spain | ESP | 2018-02-01 02:00 | 2018-02-01 03:00 | 50.96 | 2018 | 6.72 | 2018-02-28
Spain | ESP | 2018-02-01 03:00 | 2018-02-01 04:00 | 47.07 | 2018 | 6.72 | 2018-02-28
Spain | ESP | 2018-02-01 04:00 | 2018-02-01 05:00 | 46 | 2018 | 6.72 | 2018-02-28
Spain | ESP | 2018-02-01 05:00 | 2018-02-01 06:00 | 54 | 2018 | 6.72 | 2018-02-28
Spain | ESP | 2018-02-01 06:00 | 2018-02-01 07:00 | 59.37 | 2018 | 6.72 | 2018-02-28
Spain | ESP | 2018-02-01 07:00 | 2018-02-01 08:00 | 60.77 | 2018 | 6.72 | 2018-02-28
Spain | ESP | 2018-02-01 08:00 | 2018-02-01 09:00 | 60.61 | 2018 | 6.72 | 2018-02-28
Spain | ESP | 2018-02-01 09:00 | 2018-02-01 10:00 | 60.17 | 2018 | 6.72 | 2018-02-28
Spain | ESP | 2018-02-01 10:00 | 2018-02-01 11:00 | 59.25 | 2018 | 6.72 | 2018-02-28
Spain | ESP | 2018-02-01 11:00 | 2018-02-01 12:00 | 57.3 | 2018 | 6.72 | 2018-02-28
Spain | ESP | 2018-02-01 12:00 | 2018-02-01 13:00 | 55.04 | 2018 | 6.72 | 2018-02-28
Spain | ESP | 2018-02-01 13:00 | 2018-02-01 14:00 | 46.88 | 2018 | 6.72 | 2018-02-28
Spain | ESP | 2018-02-01 14:00 | 2018-02-01 15:00 | 44.99 | 2018 | 6.72 | 2018-02-28
Spain | ESP | 2018-02-01 15:00 | 2018-02-01 16:00 | 44.68 | 2018 | 6.72 | 2018-02-28
Spain | ESP | 2018-02-01 16:00 | 2018-02-01 17:00 | 46.32 | 2018 | 6.72 | 2018-02-28
Spain | ESP | 2018-02-01 17:00 | 2018-02-01 18:00 | 53.81 | 2018 | 6.72 | 2018-02-28
Spain | ESP | 2018-02-01 18:00 | 2018-02-01 19:00 | 58.19 | 2018 | 6.72 | 2018-02-28
Spain | ESP | 2018-02-01 19:00 | 2018-02-01 20:00 | 59.37 | 2018 | 6.72 | 2018-02-28
Spain | ESP | 2018-02-01 20:00 | 2018-02-01 21:00 | 58.87 | 2018 | 6.72 | 2018-02-28
Spain | ESP | 2018-02-01 21:00 | 2018-02-01 22:00 | 55.1 | 2018 | 6.72 | 2018-02-28
Spain | ESP | 2018-02-01 22:00 | 2018-02-01 23:00 | 52.14 | 2018 | 6.72 | 2018-02-28
Spain | ESP | 2018-02-01 23:00 | 2018-02-02 | 44.9 | 2018 | 6.72 | 2018-02-28
Spain | ESP | 2018-02-02 | 2018-02-02 01:00 | 41.6 | 2018 | 6.72 | 2018-02-28
Spain | ESP | 2018-02-02 01:00 | 2018-02-02 02:00 | 40.55 | 2018 | 6.72 | 2018-02-28
Spain | ESP | 2018-02-02 02:00 | 2018-02-02 03:00 | 39.5 | 2018 | 6.72 | 2018-02-28
Spain | ESP | 2018-02-02 03:00 | 2018-02-02 04:00 | 39.25 | 2018 | 6.72 | 2018-02-28
Spain | ESP | 2018-02-02 04:00 | 2018-02-02 05:00 | 39.5 | 2018 | 6.72 | 2018-02-28
Spain | ESP | 2018-02-02 05:00 | 2018-02-02 06:00 | 41.73 | 2018 | 6.72 | 2018-02-28
Spain | ESP | 2018-02-02 06:00 | 2018-02-02 07:00 | 54.23 | 2018 | 6.72 | 2018-02-28
Spain | ESP | 2018-02-02 07:00 | 2018-02-02 08:00 | 58.29 | 2018 | 6.72 | 2018-02-28
Spain | ESP | 2018-02-02 08:00 | 2018-02-02 09:00 | 58.59 | 2018 | 6.72 | 2018-02-28
Spain | ESP | 2018-02-02 09:00 | 2018-02-02 10:00 | 58.1 | 2018 | 6.72 | 2018-02-28
Spain | ESP | 2018-02-02 10:00 | 2018-02-02 11:00 | 54.65 | 2018 | 6.72 | 2018-02-28
Spain | ESP | 2018-02-02 11:00 | 2018-02-02 12:00 | 54.49 | 2018 | 6.72 | 2018-02-28
Spain | ESP | 2018-02-02 12:00 | 2018-02-02 13:00 | 52.04 | 2018 | 6.72 | 2018-02-28
Spain | ESP | 2018-02-02 13:00 | 2018-02-02 14:00 | 45.2 | 2018 | 6.72 | 2018-02-28
Spain | ESP | 2018-02-02 14:00 | 2018-02-02 15:00 | 44.1 | 2018 | 6.72 | 2018-02-28
Spain | ESP | 2018-02-02 15:00 | 2018-02-02 16:00 | 44.61 | 2018 | 6.72 | 2018-02-28
Spain | ESP | 2018-02-02 16:00 | 2018-02-02 17:00 | 51.37 | 2018 | 6.72 | 2018-02-28
Spain | ESP | 2018-02-02 17:00 | 2018-02-02 18:00 | 57.65 | 2018 | 6.72 | 2018-02-28
Spain | ESP | 2018-02-02 18:00 | 2018-02-02 19:00 | 60.05 | 2018 | 6.72 | 2018-02-28
Spain | ESP | 2018-02-02 19:00 | 2018-02-02 20:00 | 60.61 | 2018 | 6.72 | 2018-02-28
Spain | ESP | 2018-02-02 20:00 | 2018-02-02 21:00 | 60.17 | 2018 | 6.72 | 2018-02-28
Spain | ESP | 2018-02-02 21:00 | 2018-02-02 22:00 | 58.99 | 2018 | 6.72 | 2018-02-28
Spain | ESP | 2018-02-02 22:00 | 2018-02-02 23:00 | 58.72 | 2018 | 6.72 | 2018-02-28
Spain | ESP | 2018-02-02 23:00 | 2018-02-03 | 58.39 | 2018 | 6.72 | 2018-02-28
Spain | ESP | 2018-02-03 | 2018-02-03 01:00 | 54.1 | 2018 | 6.72 | 2018-02-28
Spain | ESP | 2018-02-03 01:00 | 2018-02-03 02:00 | 45.1 | 2018 | 6.72 | 2018-02-28
Spain | ESP | 2018-02-03 02:00 | 2018-02-03 03:00 | 43.84 | 2018 | 6.72 | 2018-02-28
Spain | ESP | 2018-02-03 03:00 | 2018-02-03 04:00 | 43.57 | 2018 | 6.72 | 2018-02-28
Spain | ESP | 2018-02-03 04:00 | 2018-02-03 05:00 | 43.39 | 2018 | 6.72 | 2018-02-28
Spain | ESP | 2018-02-03 05:00 | 2018-02-03 06:00 | 43.64 | 2018 | 6.72 | 2018-02-28
Spain | ESP | 2018-02-03 06:00 | 2018-02-03 07:00 | 44.35 | 2018 | 6.72 | 2018-02-28
Spain | ESP | 2018-02-03 07:00 | 2018-02-03 08:00 | 44.1 | 2018 | 6.72 | 2018-02-28
Spain | ESP | 2018-02-03 08:00 | 2018-02-03 09:00 | 50.28 | 2018 | 6.72 | 2018-02-28
Spain | ESP | 2018-02-03 09:00 | 2018-02-03 10:00 | 55.01 | 2018 | 6.72 | 2018-02-28
Spain | ESP | 2018-02-03 10:00 | 2018-02-03 11:00 | 51.07 | 2018 | 6.72 | 2018-02-28
Spain | ESP | 2018-02-03 11:00 | 2018-02-03 12:00 | 46.96 | 2018 | 6.72 | 2018-02-28
Spain | ESP | 2018-02-03 12:00 | 2018-02-03 13:00 | 46.95 | 2018 | 6.72 | 2018-02-28
Spain | ESP | 2018-02-03 13:00 | 2018-02-03 14:00 | 44.35 | 2018 | 6.72 | 2018-02-28
Spain | ESP | 2018-02-03 14:00 | 2018-02-03 15:00 | 43.57 | 2018 | 6.72 | 2018-02-28
Spain | ESP | 2018-02-03 15:00 | 2018-02-03 16:00 | 43.39 | 2018 | 6.72 | 2018-02-28
Spain | ESP | 2018-02-03 16:00 | 2018-02-03 17:00 | 47.38 | 2018 | 6.72 | 2018-02-28
Spain | ESP | 2018-02-03 17:00 | 2018-02-03 18:00 | 50.54 | 2018 | 6.72 | 2018-02-28
Spain | ESP | 2018-02-03 18:00 | 2018-02-03 19:00 | 58.19 | 2018 | 6.72 | 2018-02-28
Spain | ESP | 2018-02-03 19:00 | 2018-02-03 20:00 | 58.99 | 2018 | 6.72 | 2018-02-28
Spain | ESP | 2018-02-03 20:00 | 2018-02-03 21:00 | 58.59 | 2018 | 6.72 | 2018-02-28
Spain | ESP | 2018-02-03 21:00 | 2018-02-03 22:00 | 55.1 | 2018 | 6.72 | 2018-02-28
Spain | ESP | 2018-02-03 22:00 | 2018-02-03 23:00 | 51 | 2018 | 6.72 | 2018-02-28
Spain | ESP | 2018-02-03 23:00 | 2018-02-04 | 50.28 | 2018 | 6.72 | 2018-02-28
Spain | ESP | 2018-02-04 | 2018-02-04 01:00 | 44.55 | 2018 | 6.72 | 2018-02-28
Spain | ESP | 2018-02-04 01:00 | 2018-02-04 02:00 | 43.97 | 2018 | 6.72 | 2018-02-28
Spain | ESP | 2018-02-04 02:00 | 2018-02-04 03:00 | 43.4 | 2018 | 6.72 | 2018-02-28
Spain | ESP | 2018-02-04 03:00 | 2018-02-04 04:00 | 43.4 | 2018 | 6.72 | 2018-02-28
Spain | ESP | 2018-02-04 04:00 | 2018-02-04 05:00 | 43.9 | 2018 | 6.72 | 2018-02-28
Spain | ESP | 2018-02-04 05:00 | 2018-02-04 06:00 | 44.01 | 2018 | 6.72 | 2018-02-28
Spain | ESP | 2018-02-04 06:00 | 2018-02-04 07:00 | 44.35 | 2018 | 6.72 | 2018-02-28
Spain | ESP | 2018-02-04 07:00 | 2018-02-04 08:00 | 44.35 | 2018 | 6.72 | 2018-02-28
Spain | ESP | 2018-02-04 08:00 | 2018-02-04 09:00 | 52.01 | 2018 | 6.72 | 2018-02-28
Spain | ESP | 2018-02-04 09:00 | 2018-02-04 10:00 | 57.98 | 2018 | 6.72 | 2018-02-28
Spain | ESP | 2018-02-04 10:00 | 2018-02-04 11:00 | 58.09 | 2018 | 6.72 | 2018-02-28
Spain | ESP | 2018-02-04 11:00 | 2018-02-04 12:00 | 57.02 | 2018 | 6.72 | 2018-02-28
Spain | ESP | 2018-02-04 12:00 | 2018-02-04 13:00 | 58.19 | 2018 | 6.72 | 2018-02-28
Spain | ESP | 2018-02-04 13:00 | 2018-02-04 14:00 | 57.98 | 2018 | 6.72 | 2018-02-28
Spain | ESP | 2018-02-04 14:00 | 2018-02-04 15:00 | 54.47 | 2018 | 6.72 | 2018-02-28
Spain | ESP | 2018-02-04 15:00 | 2018-02-04 16:00 | 52.55 | 2018 | 6.72 | 2018-02-28
Spain | ESP | 2018-02-04 16:00 | 2018-02-04 17:00 | 54.1 | 2018 | 6.72 | 2018-02-28
Spain | ESP | 2018-02-04 17:00 | 2018-02-04 18:00 | 58.29 | 2018 | 6.72 | 2018-02-28
Spain | ESP | 2018-02-04 18:00 | 2018-02-04 19:00 | 59.82 | 2018 | 6.72 | 2018-02-28
Spain | ESP | 2018-02-04 19:00 | 2018-02-04 20:00 | 62.02 | 2018 | 6.72 | 2018-02-28
Spain | ESP | 2018-02-04 20:00 | 2018-02-04 21:00 | 62.1 | 2018 | 6.72 | 2018-02-28
Spain | ESP | 2018-02-04 21:00 | 2018-02-04 22:00 | 59.81 | 2018 | 6.72 | 2018-02-28
Spain | ESP | 2018-02-04 22:00 | 2018-02-04 23:00 | 58.1 | 2018 | 6.72 | 2018-02-28
Spain | ESP | 2018-02-04 23:00 | 2018-02-05 | 58.09 | 2018 | 6.72 | 2018-02-28
Spain | ESP | 2018-02-05 | 2018-02-05 01:00 | 49.59 | 2018 | 6.72 | 2018-02-28
Spain | ESP | 2018-02-05 01:00 | 2018-02-05 02:00 | 44.78 | 2018 | 6.72 | 2018-02-28
Spain | ESP | 2018-02-05 02:00 | 2018-02-05 03:00 | 44.35 | 2018 | 6.72 | 2018-02-28
Spain | ESP | 2018-02-05 03:00 | 2018-02-05 04:00 | 44.35 | 2018 | 6.72 | 2018-02-28
Spain | ESP | 2018-02-05 04:00 | 2018-02-05 05:00 | 44.35 | 2018 | 6.72 | 2018-02-28
Spain | ESP | 2018-02-05 05:00 | 2018-02-05 06:00 | 49.33 | 2018 | 6.72 | 2018-02-28
Spain | ESP | 2018-02-05 06:00 | 2018-02-05 07:00 | 59.35 | 2018 | 6.72 | 2018-02-28
Spain | ESP | 2018-02-05 07:00 | 2018-02-05 08:00 | 60.81 | 2018 | 6.72 | 2018-02-28
Spain | ESP | 2018-02-05 08:00 | 2018-02-05 09:00 | 62.62 | 2018 | 6.72 | 2018-02-28
Spain | ESP | 2018-02-05 09:00 | 2018-02-05 10:00 | 62.02 | 2018 | 6.72 | 2018-02-28
Spain | ESP | 2018-02-05 10:00 | 2018-02-05 11:00 | 60.77 | 2018 | 6.72 | 2018-02-28
Spain | ESP | 2018-02-05 11:00 | 2018-02-05 12:00 | 59.42 | 2018 | 6.72 | 2018-02-28
Spain | ESP | 2018-02-05 12:00 | 2018-02-05 13:00 | 59.31 | 2018 | 6.72 | 2018-02-28
Spain | ESP | 2018-02-05 13:00 | 2018-02-05 14:00 | 57.5 | 2018 | 6.72 | 2018-02-28
Spain | ESP | 2018-02-05 14:00 | 2018-02-05 15:00 | 53.56 | 2018 | 6.72 | 2018-02-28
Spain | ESP | 2018-02-05 15:00 | 2018-02-05 16:00 | 53.4 | 2018 | 6.72 | 2018-02-28
Spain | ESP | 2018-02-05 16:00 | 2018-02-05 17:00 | 56.93 | 2018 | 6.72 | 2018-02-28
Spain | ESP | 2018-02-05 17:00 | 2018-02-05 18:00 | 58.99 | 2018 | 6.72 | 2018-02-28
Spain | ESP | 2018-02-05 18:00 | 2018-02-05 19:00 | 60.57 | 2018 | 6.72 | 2018-02-28
Spain | ESP | 2018-02-05 19:00 | 2018-02-05 20:00 | 61.81 | 2018 | 6.72 | 2018-02-28
Spain | ESP | 2018-02-05 20:00 | 2018-02-05 21:00 | 60.77 | 2018 | 6.72 | 2018-02-28
Spain | ESP | 2018-02-05 21:00 | 2018-02-05 22:00 | 58.55 | 2018 | 6.72 | 2018-02-28
Spain | ESP | 2018-02-05 22:00 | 2018-02-05 23:00 | 49.59 | 2018 | 6.72 | 2018-02-28
Spain | ESP | 2018-02-05 23:00 | 2018-02-06 | 45.5 | 2018 | 6.72 | 2018-02-28
Spain | ESP | 2018-02-06 | 2018-02-06 01:00 | 44.35 | 2018 | 6.72 | 2018-02-28
Spain | ESP | 2018-02-06 01:00 | 2018-02-06 02:00 | 43.53 | 2018 | 6.72 | 2018-02-28
Spain | ESP | 2018-02-06 02:00 | 2018-02-06 03:00 | 42.06 | 2018 | 6.72 | 2018-02-28
Spain | ESP | 2018-02-06 03:00 | 2018-02-06 04:00 | 42.05 | 2018 | 6.72 | 2018-02-28
Spain | ESP | 2018-02-06 04:00 | 2018-02-06 05:00 | 43.03 | 2018 | 6.72 | 2018-02-28
Spain | ESP | 2018-02-06 05:00 | 2018-02-06 06:00 | 44.69 | 2018 | 6.72 | 2018-02-28
Spain | ESP | 2018-02-06 06:00 | 2018-02-06 07:00 | 56.77 | 2018 | 6.72 | 2018-02-28
Spain | ESP | 2018-02-06 07:00 | 2018-02-06 08:00 | 62.51 | 2018 | 6.72 | 2018-02-28
Spain | ESP | 2018-02-06 08:00 | 2018-02-06 09:00 | 62.09 | 2018 | 6.72 | 2018-02-28
Spain | ESP | 2018-02-06 09:00 | 2018-02-06 10:00 | 60.07 | 2018 | 6.72 | 2018-02-28
Spain | ESP | 2018-02-06 10:00 | 2018-02-06 11:00 | 58.75 | 2018 | 6.72 | 2018-02-28
Spain | ESP | 2018-02-06 11:00 | 2018-02-06 12:00 | 55.06 | 2018 | 6.72 | 2018-02-28
Spain | ESP | 2018-02-06 12:00 | 2018-02-06 13:00 | 54.1 | 2018 | 6.72 | 2018-02-28
Spain | ESP | 2018-02-06 13:00 | 2018-02-06 14:00 | 52.91 | 2018 | 6.72 | 2018-02-28
Spain | ESP | 2018-02-06 14:00 | 2018-02-06 15:00 | 51.62 | 2018 | 6.72 | 2018-02-28
Spain | ESP | 2018-02-06 15:00 | 2018-02-06 16:00 | 53.75 | 2018 | 6.72 | 2018-02-28
Spain | ESP | 2018-02-06 16:00 | 2018-02-06 17:00 | 60.21 | 2018 | 6.72 | 2018-02-28
Spain | ESP | 2018-02-06 17:00 | 2018-02-06 18:00 | 62.48 | 2018 | 6.72 | 2018-02-28
Spain | ESP | 2018-02-06 18:00 | 2018-02-06 19:00 | 62.36 | 2018 | 6.72 | 2018-02-28
Spain | ESP | 2018-02-06 19:00 | 2018-02-06 20:00 | 62.09 | 2018 | 6.72 | 2018-02-28
Spain | ESP | 2018-02-06 20:00 | 2018-02-06 21:00 | 61.87 | 2018 | 6.72 | 2018-02-28
Spain | ESP | 2018-02-06 21:00 | 2018-02-06 22:00 | 58.99 | 2018 | 6.72 | 2018-02-28
Spain | ESP | 2018-02-06 22:00 | 2018-02-06 23:00 | 50.16 | 2018 | 6.72 | 2018-02-28
Spain | ESP | 2018-02-06 23:00 | 2018-02-07 | 48.25 | 2018 | 6.72 | 2018-02-28
Spain | ESP | 2018-02-07 | 2018-02-07 01:00 | 44.69 | 2018 | 6.72 | 2018-02-28
Spain | ESP | 2018-02-07 01:00 | 2018-02-07 02:00 | 43.03 | 2018 | 6.72 | 2018-02-28
Spain | ESP | 2018-02-07 02:00 | 2018-02-07 03:00 | 42.37 | 2018 | 6.72 | 2018-02-28
Spain | ESP | 2018-02-07 03:00 | 2018-02-07 04:00 | 42.37 | 2018 | 6.72 | 2018-02-28
Spain | ESP | 2018-02-07 04:00 | 2018-02-07 05:00 | 43.03 | 2018 | 6.72 | 2018-02-28
Spain | ESP | 2018-02-07 05:00 | 2018-02-07 06:00 | 47.18 | 2018 | 6.72 | 2018-02-28
Spain | ESP | 2018-02-07 06:00 | 2018-02-07 07:00 | 59.21 | 2018 | 6.72 | 2018-02-28
Spain | ESP | 2018-02-07 07:00 | 2018-02-07 08:00 | 62.62 | 2018 | 6.72 | 2018-02-28
Spain | ESP | 2018-02-07 08:00 | 2018-02-07 09:00 | 63.9 | 2018 | 6.72 | 2018-02-28
Spain | ESP | 2018-02-07 09:00 | 2018-02-07 10:00 | 62.62 | 2018 | 6.72 | 2018-02-28
Spain | ESP | 2018-02-07 10:00 | 2018-02-07 11:00 | 61.43 | 2018 | 6.72 | 2018-02-28
Spain | ESP | 2018-02-07 11:00 | 2018-02-07 12:00 | 59.83 | 2018 | 6.72 | 2018-02-28
Spain | ESP | 2018-02-07 12:00 | 2018-02-07 13:00 | 58.1 | 2018 | 6.72 | 2018-02-28
Spain | ESP | 2018-02-07 13:00 | 2018-02-07 14:00 | 53.46 | 2018 | 6.72 | 2018-02-28
Spain | ESP | 2018-02-07 14:00 | 2018-02-07 15:00 | 52.5 | 2018 | 6.72 | 2018-02-28
Spain | ESP | 2018-02-07 15:00 | 2018-02-07 16:00 | 55.55 | 2018 | 6.72 | 2018-02-28
Spain | ESP | 2018-02-07 16:00 | 2018-02-07 17:00 | 60.19 | 2018 | 6.72 | 2018-02-28
Spain | ESP | 2018-02-07 17:00 | 2018-02-07 18:00 | 65.13 | 2018 | 6.72 | 2018-02-28
Spain | ESP | 2018-02-07 18:00 | 2018-02-07 19:00 | 65.62 | 2018 | 6.72 | 2018-02-28
Spain | ESP | 2018-02-07 19:00 | 2018-02-07 20:00 | 66.35 | 2018 | 6.72 | 2018-02-28
Spain | ESP | 2018-02-07 20:00 | 2018-02-07 21:00 | 66.19 | 2018 | 6.72 | 2018-02-28
Spain | ESP | 2018-02-07 21:00 | 2018-02-07 22:00 | 63.87 | 2018 | 6.72 | 2018-02-28
Spain | ESP | 2018-02-07 22:00 | 2018-02-07 23:00 | 61.28 | 2018 | 6.72 | 2018-02-28
Spain | ESP | 2018-02-07 23:00 | 2018-02-08 | 62.09 | 2018 | 6.72 | 2018-02-28
Spain | ESP | 2018-02-08 | 2018-02-08 01:00 | 56.51 | 2018 | 6.72 | 2018-02-28
Spain | ESP | 2018-02-08 01:00 | 2018-02-08 02:00 | 51 | 2018 | 6.72 | 2018-02-28
Spain | ESP | 2018-02-08 02:00 | 2018-02-08 03:00 | 50.16 | 2018 | 6.72 | 2018-02-28
Spain | ESP | 2018-02-08 03:00 | 2018-02-08 04:00 | 50.16 | 2018 | 6.72 | 2018-02-28
Spain | ESP | 2018-02-08 04:00 | 2018-02-08 05:00 | 50.19 | 2018 | 6.72 | 2018-02-28
Spain | ESP | 2018-02-08 05:00 | 2018-02-08 06:00 | 56.07 | 2018 | 6.72 | 2018-02-28
Spain | ESP | 2018-02-08 06:00 | 2018-02-08 07:00 | 62.34 | 2018 | 6.72 | 2018-02-28
Spain | ESP | 2018-02-08 07:00 | 2018-02-08 08:00 | 67.66 | 2018 | 6.72 | 2018-02-28
Spain | ESP | 2018-02-08 08:00 | 2018-02-08 09:00 | 67.45 | 2018 | 6.72 | 2018-02-28
Spain | ESP | 2018-02-08 09:00 | 2018-02-08 10:00 | 67.18 | 2018 | 6.72 | 2018-02-28
Spain | ESP | 2018-02-08 10:00 | 2018-02-08 11:00 | 65.62 | 2018 | 6.72 | 2018-02-28
Spain | ESP | 2018-02-08 11:00 | 2018-02-08 12:00 | 64.84 | 2018 | 6.72 | 2018-02-28
Spain | ESP | 2018-02-08 12:00 | 2018-02-08 13:00 | 64.63 | 2018 | 6.72 | 2018-02-28
Spain | ESP | 2018-02-08 13:00 | 2018-02-08 14:00 | 62.62 | 2018 | 6.72 | 2018-02-28
Spain | ESP | 2018-02-08 14:00 | 2018-02-08 15:00 | 62.09 | 2018 | 6.72 | 2018-02-28
Spain | ESP | 2018-02-08 15:00 | 2018-02-08 16:00 | 63 | 2018 | 6.72 | 2018-02-28
Spain | ESP | 2018-02-08 16:00 | 2018-02-08 17:00 | 64.63 | 2018 | 6.72 | 2018-02-28
Spain | ESP | 2018-02-08 17:00 | 2018-02-08 18:00 | 71.19 | 2018 | 6.72 | 2018-02-28
Spain | ESP | 2018-02-08 18:00 | 2018-02-08 19:00 | 71.04 | 2018 | 6.72 | 2018-02-28
Spain | ESP | 2018-02-08 19:00 | 2018-02-08 20:00 | 71.04 | 2018 | 6.72 | 2018-02-28
Spain | ESP | 2018-02-08 20:00 | 2018-02-08 21:00 | 70.49 | 2018 | 6.72 | 2018-02-28
Spain | ESP | 2018-02-08 21:00 | 2018-02-08 22:00 | 69.42 | 2018 | 6.72 | 2018-02-28
Spain | ESP | 2018-02-08 22:00 | 2018-02-08 23:00 | 67.67 | 2018 | 6.72 | 2018-02-28
Spain | ESP | 2018-02-08 23:00 | 2018-02-09 | 61.68 | 2018 | 6.72 | 2018-02-28
Spain | ESP | 2018-02-09 | 2018-02-09 01:00 | 59.83 | 2018 | 6.72 | 2018-02-28
Spain | ESP | 2018-02-09 01:00 | 2018-02-09 02:00 | 53.58 | 2018 | 6.72 | 2018-02-28
Spain | ESP | 2018-02-09 02:00 | 2018-02-09 03:00 | 50.8 | 2018 | 6.72 | 2018-02-28
Spain | ESP | 2018-02-09 03:00 | 2018-02-09 04:00 | 50.5 | 2018 | 6.72 | 2018-02-28
Spain | ESP | 2018-02-09 04:00 | 2018-02-09 05:00 | 53.35 | 2018 | 6.72 | 2018-02-28
Spain | ESP | 2018-02-09 05:00 | 2018-02-09 06:00 | 58.57 | 2018 | 6.72 | 2018-02-28
Spain | ESP | 2018-02-09 06:00 | 2018-02-09 07:00 | 63.57 | 2018 | 6.72 | 2018-02-28
Spain | ESP | 2018-02-09 07:00 | 2018-02-09 08:00 | 67.62 | 2018 | 6.72 | 2018-02-28
Spain | ESP | 2018-02-09 08:00 | 2018-02-09 09:00 | 69.19 | 2018 | 6.72 | 2018-02-28
Spain | ESP | 2018-02-09 09:00 | 2018-02-09 10:00 | 68 | 2018 | 6.72 | 2018-02-28
Spain | ESP | 2018-02-09 10:00 | 2018-02-09 11:00 | 67.42 | 2018 | 6.72 | 2018-02-28
Spain | ESP | 2018-02-09 11:00 | 2018-02-09 12:00 | 67.66 | 2018 | 6.72 | 2018-02-28
Spain | ESP | 2018-02-09 12:00 | 2018-02-09 13:00 | 67.44 | 2018 | 6.72 | 2018-02-28
Spain | ESP | 2018-02-09 13:00 | 2018-02-09 14:00 | 65 | 2018 | 6.72 | 2018-02-28
Spain | ESP | 2018-02-09 14:00 | 2018-02-09 15:00 | 62.09 | 2018 | 6.72 | 2018-02-28
Spain | ESP | 2018-02-09 15:00 | 2018-02-09 16:00 | 60.51 | 2018 | 6.72 | 2018-02-28
Spain | ESP | 2018-02-09 16:00 | 2018-02-09 17:00 | 58.15 | 2018 | 6.72 | 2018-02-28
Spain | ESP | 2018-02-09 17:00 | 2018-02-09 18:00 | 58.57 | 2018 | 6.72 | 2018-02-28
Spain | ESP | 2018-02-09 18:00 | 2018-02-09 19:00 | 62.48 | 2018 | 6.72 | 2018-02-28
Spain | ESP | 2018-02-09 19:00 | 2018-02-09 20:00 | 63.53 | 2018 | 6.72 | 2018-02-28
Spain | ESP | 2018-02-09 20:00 | 2018-02-09 21:00 | 62.3 | 2018 | 6.72 | 2018-02-28
Spain | ESP | 2018-02-09 21:00 | 2018-02-09 22:00 | 58.3 | 2018 | 6.72 | 2018-02-28
Spain | ESP | 2018-02-09 22:00 | 2018-02-09 23:00 | 52 | 2018 | 6.72 | 2018-02-28
Spain | ESP | 2018-02-09 23:00 | 2018-02-10 | 49.51 | 2018 | 6.72 | 2018-02-28
Spain | ESP | 2018-02-10 | 2018-02-10 01:00 | 46.96 | 2018 | 6.72 | 2018-02-28
Spain | ESP | 2018-02-10 01:00 | 2018-02-10 02:00 | 44.99 | 2018 | 6.72 | 2018-02-28
Spain | ESP | 2018-02-10 02:00 | 2018-02-10 03:00 | 44.32 | 2018 | 6.72 | 2018-02-28
Spain | ESP | 2018-02-10 03:00 | 2018-02-10 04:00 | 43.21 | 2018 | 6.72 | 2018-02-28
Spain | ESP | 2018-02-10 04:00 | 2018-02-10 05:00 | 43.99 | 2018 | 6.72 | 2018-02-28
Spain | ESP | 2018-02-10 05:00 | 2018-02-10 06:00 | 44.19 | 2018 | 6.72 | 2018-02-28
Spain | ESP | 2018-02-10 06:00 | 2018-02-10 07:00 | 46.99 | 2018 | 6.72 | 2018-02-28
Spain | ESP | 2018-02-10 07:00 | 2018-02-10 08:00 | 46.99 | 2018 | 6.72 | 2018-02-28
Spain | ESP | 2018-02-10 08:00 | 2018-02-10 09:00 | 53 | 2018 | 6.72 | 2018-02-28
Spain | ESP | 2018-02-10 09:00 | 2018-02-10 10:00 | 60.21 | 2018 | 6.72 | 2018-02-28
Spain | ESP | 2018-02-10 10:00 | 2018-02-10 11:00 | 53.18 | 2018 | 6.72 | 2018-02-28
Spain | ESP | 2018-02-10 11:00 | 2018-02-10 12:00 | 49.51 | 2018 | 6.72 | 2018-02-28
Spain | ESP | 2018-02-10 12:00 | 2018-02-10 13:00 | 48 | 2018 | 6.72 | 2018-02-28
Spain | ESP | 2018-02-10 13:00 | 2018-02-10 14:00 | 46.99 | 2018 | 6.72 | 2018-02-28
Spain | ESP | 2018-02-10 14:00 | 2018-02-10 15:00 | 43.21 | 2018 | 6.72 | 2018-02-28
Spain | ESP | 2018-02-10 15:00 | 2018-02-10 16:00 | 43.21 | 2018 | 6.72 | 2018-02-28
Spain | ESP | 2018-02-10 16:00 | 2018-02-10 17:00 | 44.99 | 2018 | 6.72 | 2018-02-28
Spain | ESP | 2018-02-10 17:00 | 2018-02-10 18:00 | 56.07 | 2018 | 6.72 | 2018-02-28
Spain | ESP | 2018-02-10 18:00 | 2018-02-10 19:00 | 64.63 | 2018 | 6.72 | 2018-02-28
Spain | ESP | 2018-02-10 19:00 | 2018-02-10 20:00 | 66.42 | 2018 | 6.72 | 2018-02-28
Spain | ESP | 2018-02-10 20:00 | 2018-02-10 21:00 | 66.01 | 2018 | 6.72 | 2018-02-28
Spain | ESP | 2018-02-10 21:00 | 2018-02-10 22:00 | 62.09 | 2018 | 6.72 | 2018-02-28
Spain | ESP | 2018-02-10 22:00 | 2018-02-10 23:00 | 60.6 | 2018 | 6.72 | 2018-02-28
Spain | ESP | 2018-02-10 23:00 | 2018-02-11 | 50.81 | 2018 | 6.72 | 2018-02-28
Spain | ESP | 2018-02-11 | 2018-02-11 01:00 | 46.99 | 2018 | 6.72 | 2018-02-28
Spain | ESP | 2018-02-11 01:00 | 2018-02-11 02:00 | 44.57 | 2018 | 6.72 | 2018-02-28
Spain | ESP | 2018-02-11 02:00 | 2018-02-11 03:00 | 44.19 | 2018 | 6.72 | 2018-02-28
Spain | ESP | 2018-02-11 03:00 | 2018-02-11 04:00 | 43.26 | 2018 | 6.72 | 2018-02-28
Spain | ESP | 2018-02-11 04:00 | 2018-02-11 05:00 | 43.07 | 2018 | 6.72 | 2018-02-28
Spain | ESP | 2018-02-11 05:00 | 2018-02-11 06:00 | 43.22 | 2018 | 6.72 | 2018-02-28
Spain | ESP | 2018-02-11 06:00 | 2018-02-11 07:00 | 44.17 | 2018 | 6.72 | 2018-02-28
Spain | ESP | 2018-02-11 07:00 | 2018-02-11 08:00 | 44.17 | 2018 | 6.72 | 2018-02-28
Spain | ESP | 2018-02-11 08:00 | 2018-02-11 09:00 | 44.99 | 2018 | 6.72 | 2018-02-28
Spain | ESP | 2018-02-11 09:00 | 2018-02-11 10:00 | 48.32 | 2018 | 6.72 | 2018-02-28
Spain | ESP | 2018-02-11 10:00 | 2018-02-11 11:00 | 48.43 | 2018 | 6.72 | 2018-02-28
Spain | ESP | 2018-02-11 11:00 | 2018-02-11 12:00 | 48 | 2018 | 6.72 | 2018-02-28
Spain | ESP | 2018-02-11 12:00 | 2018-02-11 13:00 | 50.43 | 2018 | 6.72 | 2018-02-28
Spain | ESP | 2018-02-11 13:00 | 2018-02-11 14:00 | 47.31 | 2018 | 6.72 | 2018-02-28
Spain | ESP | 2018-02-11 14:00 | 2018-02-11 15:00 | 44.67 | 2018 | 6.72 | 2018-02-28
Spain | ESP | 2018-02-11 15:00 | 2018-02-11 16:00 | 44.32 | 2018 | 6.72 | 2018-02-28
Spain | ESP | 2018-02-11 16:00 | 2018-02-11 17:00 | 44.47 | 2018 | 6.72 | 2018-02-28
Spain | ESP | 2018-02-11 17:00 | 2018-02-11 18:00 | 48.4 | 2018 | 6.72 | 2018-02-28
Spain | ESP | 2018-02-11 18:00 | 2018-02-11 19:00 | 61.68 | 2018 | 6.72 | 2018-02-28
Spain | ESP | 2018-02-11 19:00 | 2018-02-11 20:00 | 63.03 | 2018 | 6.72 | 2018-02-28
Spain | ESP | 2018-02-11 20:00 | 2018-02-11 21:00 | 63.86 | 2018 | 6.72 | 2018-02-28
Spain | ESP | 2018-02-11 21:00 | 2018-02-11 22:00 | 62.49 | 2018 | 6.72 | 2018-02-28
Spain | ESP | 2018-02-11 22:00 | 2018-02-11 23:00 | 55.18 | 2018 | 6.72 | 2018-02-28
Spain | ESP | 2018-02-11 23:00 | 2018-02-12 | 45 | 2018 | 6.72 | 2018-02-28
Spain | ESP | 2018-02-12 | 2018-02-12 01:00 | 42.62 | 2018 | 6.72 | 2018-02-28
Spain | ESP | 2018-02-12 01:00 | 2018-02-12 02:00 | 42.12 | 2018 | 6.72 | 2018-02-28
Spain | ESP | 2018-02-12 02:00 | 2018-02-12 03:00 | 40.26 | 2018 | 6.72 | 2018-02-28
Spain | ESP | 2018-02-12 03:00 | 2018-02-12 04:00 | 40.26 | 2018 | 6.72 | 2018-02-28
Spain | ESP | 2018-02-12 04:00 | 2018-02-12 05:00 | 41.7 | 2018 | 6.72 | 2018-02-28
Spain | ESP | 2018-02-12 05:00 | 2018-02-12 06:00 | 47.57 | 2018 | 6.72 | 2018-02-28
Spain | ESP | 2018-02-12 06:00 | 2018-02-12 07:00 | 58.87 | 2018 | 6.72 | 2018-02-28
Spain | ESP | 2018-02-12 07:00 | 2018-02-12 08:00 | 61.11 | 2018 | 6.72 | 2018-02-28
Spain | ESP | 2018-02-12 08:00 | 2018-02-12 09:00 | 62.09 | 2018 | 6.72 | 2018-02-28
Spain | ESP | 2018-02-12 09:00 | 2018-02-12 10:00 | 62.25 | 2018 | 6.72 | 2018-02-28
Spain | ESP | 2018-02-12 10:00 | 2018-02-12 11:00 | 61.28 | 2018 | 6.72 | 2018-02-28
Spain | ESP | 2018-02-12 11:00 | 2018-02-12 12:00 | 60.65 | 2018 | 6.72 | 2018-02-28
Spain | ESP | 2018-02-12 12:00 | 2018-02-12 13:00 | 60.07 | 2018 | 6.72 | 2018-02-28
Spain | ESP | 2018-02-12 13:00 | 2018-02-12 14:00 | 59.92 | 2018 | 6.72 | 2018-02-28
Spain | ESP | 2018-02-12 14:00 | 2018-02-12 15:00 | 55.21 | 2018 | 6.72 | 2018-02-28
Spain | ESP | 2018-02-12 15:00 | 2018-02-12 16:00 | 54.95 | 2018 | 6.72 | 2018-02-28
Spain | ESP | 2018-02-12 16:00 | 2018-02-12 17:00 | 58.64 | 2018 | 6.72 | 2018-02-28
Spain | ESP | 2018-02-12 17:00 | 2018-02-12 18:00 | 61.44 | 2018 | 6.72 | 2018-02-28
Spain | ESP | 2018-02-12 18:00 | 2018-02-12 19:00 | 64 | 2018 | 6.72 | 2018-02-28
Spain | ESP | 2018-02-12 19:00 | 2018-02-12 20:00 | 65.01 | 2018 | 6.72 | 2018-02-28
Spain | ESP | 2018-02-12 20:00 | 2018-02-12 21:00 | 64.99 | 2018 | 6.72 | 2018-02-28
Spain | ESP | 2018-02-12 21:00 | 2018-02-12 22:00 | 62.28 | 2018 | 6.72 | 2018-02-28
Spain | ESP | 2018-02-12 22:00 | 2018-02-12 23:00 | 61.01 | 2018 | 6.72 | 2018-02-28
Spain | ESP | 2018-02-12 23:00 | 2018-02-13 | 60.05 | 2018 | 6.72 | 2018-02-28
Spain | ESP | 2018-02-13 | 2018-02-13 01:00 | 48.4 | 2018 | 6.72 | 2018-02-28
Spain | ESP | 2018-02-13 01:00 | 2018-02-13 02:00 | 44.32 | 2018 | 6.72 | 2018-02-28
Spain | ESP | 2018-02-13 02:00 | 2018-02-13 03:00 | 42.79 | 2018 | 6.72 | 2018-02-28
Spain | ESP | 2018-02-13 03:00 | 2018-02-13 04:00 | 41.71 | 2018 | 6.72 | 2018-02-28
Spain | ESP | 2018-02-13 04:00 | 2018-02-13 05:00 | 41.71 | 2018 | 6.72 | 2018-02-28
Spain | ESP | 2018-02-13 05:00 | 2018-02-13 06:00 | 43.99 | 2018 | 6.72 | 2018-02-28
Spain | ESP | 2018-02-13 06:00 | 2018-02-13 07:00 | 56.81 | 2018 | 6.72 | 2018-02-28
Spain | ESP | 2018-02-13 07:00 | 2018-02-13 08:00 | 60.69 | 2018 | 6.72 | 2018-02-28
Spain | ESP | 2018-02-13 08:00 | 2018-02-13 09:00 | 61.28 | 2018 | 6.72 | 2018-02-28
Spain | ESP | 2018-02-13 09:00 | 2018-02-13 10:00 | 60.05 | 2018 | 6.72 | 2018-02-28
Spain | ESP | 2018-02-13 10:00 | 2018-02-13 11:00 | 52.8 | 2018 | 6.72 | 2018-02-28
Spain | ESP | 2018-02-13 11:00 | 2018-02-13 12:00 | 49.62 | 2018 | 6.72 | 2018-02-28
Spain | ESP | 2018-02-13 12:00 | 2018-02-13 13:00 | 49.3 | 2018 | 6.72 | 2018-02-28
Spain | ESP | 2018-02-13 13:00 | 2018-02-13 14:00 | 45.56 | 2018 | 6.72 | 2018-02-28
Spain | ESP | 2018-02-13 14:00 | 2018-02-13 15:00 | 43.99 | 2018 | 6.72 | 2018-02-28
Spain | ESP | 2018-02-13 15:00 | 2018-02-13 16:00 | 45.36 | 2018 | 6.72 | 2018-02-28
Spain | ESP | 2018-02-13 16:00 | 2018-02-13 17:00 | 49.85 | 2018 | 6.72 | 2018-02-28
Spain | ESP | 2018-02-13 17:00 | 2018-02-13 18:00 | 54.38 | 2018 | 6.72 | 2018-02-28
Spain | ESP | 2018-02-13 18:00 | 2018-02-13 19:00 | 60.61 | 2018 | 6.72 | 2018-02-28
Spain | ESP | 2018-02-13 19:00 | 2018-02-13 20:00 | 61.92 | 2018 | 6.72 | 2018-02-28
Spain | ESP | 2018-02-13 20:00 | 2018-02-13 21:00 | 61.48 | 2018 | 6.72 | 2018-02-28
Spain | ESP | 2018-02-13 21:00 | 2018-02-13 22:00 | 58.19 | 2018 | 6.72 | 2018-02-28
Spain | ESP | 2018-02-13 22:00 | 2018-02-13 23:00 | 47.06 | 2018 | 6.72 | 2018-02-28
Spain | ESP | 2018-02-13 23:00 | 2018-02-14 | 41.85 | 2018 | 6.72 | 2018-02-28
Spain | ESP | 2018-02-14 | 2018-02-14 01:00 | 39.89 | 2018 | 6.72 | 2018-02-28
Spain | ESP | 2018-02-14 01:00 | 2018-02-14 02:00 | 38.85 | 2018 | 6.72 | 2018-02-28
Spain | ESP | 2018-02-14 02:00 | 2018-02-14 03:00 | 35.75 | 2018 | 6.72 | 2018-02-28
Spain | ESP | 2018-02-14 03:00 | 2018-02-14 04:00 | 35.91 | 2018 | 6.72 | 2018-02-28
Spain | ESP | 2018-02-14 04:00 | 2018-02-14 05:00 | 37.17 | 2018 | 6.72 | 2018-02-28
Spain | ESP | 2018-02-14 05:00 | 2018-02-14 06:00 | 42.82 | 2018 | 6.72 | 2018-02-28
Spain | ESP | 2018-02-14 06:00 | 2018-02-14 07:00 | 49.47 | 2018 | 6.72 | 2018-02-28
Spain | ESP | 2018-02-14 07:00 | 2018-02-14 08:00 | 58.8 | 2018 | 6.72 | 2018-02-28
Spain | ESP | 2018-02-14 08:00 | 2018-02-14 09:00 | 57.19 | 2018 | 6.72 | 2018-02-28
Spain | ESP | 2018-02-14 09:00 | 2018-02-14 10:00 | 56.96 | 2018 | 6.72 | 2018-02-28
Spain | ESP | 2018-02-14 10:00 | 2018-02-14 11:00 | 50.81 | 2018 | 6.72 | 2018-02-28
Spain | ESP | 2018-02-14 11:00 | 2018-02-14 12:00 | 48.41 | 2018 | 6.72 | 2018-02-28
Spain | ESP | 2018-02-14 12:00 | 2018-02-14 13:00 | 47.48 | 2018 | 6.72 | 2018-02-28
Spain | ESP | 2018-02-14 13:00 | 2018-02-14 14:00 | 45.99 | 2018 | 6.72 | 2018-02-28
Spain | ESP | 2018-02-14 14:00 | 2018-02-14 15:00 | 45 | 2018 | 6.72 | 2018-02-28
Spain | ESP | 2018-02-14 15:00 | 2018-02-14 16:00 | 45.99 | 2018 | 6.72 | 2018-02-28
Spain | ESP | 2018-02-14 16:00 | 2018-02-14 17:00 | 45.75 | 2018 | 6.72 | 2018-02-28
Spain | ESP | 2018-02-14 17:00 | 2018-02-14 18:00 | 52.08 | 2018 | 6.72 | 2018-02-28
Spain | ESP | 2018-02-14 18:00 | 2018-02-14 19:00 | 60.54 | 2018 | 6.72 | 2018-02-28
Spain | ESP | 2018-02-14 19:00 | 2018-02-14 20:00 | 61.87 | 2018 | 6.72 | 2018-02-28
Spain | ESP | 2018-02-14 20:00 | 2018-02-14 21:00 | 61.11 | 2018 | 6.72 | 2018-02-28
Spain | ESP | 2018-02-14 21:00 | 2018-02-14 22:00 | 57.19 | 2018 | 6.72 | 2018-02-28
Spain | ESP | 2018-02-14 22:00 | 2018-02-14 23:00 | 44.93 | 2018 | 6.72 | 2018-02-28
Spain | ESP | 2018-02-14 23:00 | 2018-02-15 | 42.3 | 2018 | 6.72 | 2018-02-28
Spain | ESP | 2018-02-15 | 2018-02-15 01:00 | 41.7 | 2018 | 6.72 | 2018-02-28
Spain | ESP | 2018-02-15 01:00 | 2018-02-15 02:00 | 39.88 | 2018 | 6.72 | 2018-02-28
Spain | ESP | 2018-02-15 02:00 | 2018-02-15 03:00 | 39.6 | 2018 | 6.72 | 2018-02-28
Spain | ESP | 2018-02-15 03:00 | 2018-02-15 04:00 | 39.88 | 2018 | 6.72 | 2018-02-28
Spain | ESP | 2018-02-15 04:00 | 2018-02-15 05:00 | 41.7 | 2018 | 6.72 | 2018-02-28
Spain | ESP | 2018-02-15 05:00 | 2018-02-15 06:00 | 43.98 | 2018 | 6.72 | 2018-02-28
Spain | ESP | 2018-02-15 06:00 | 2018-02-15 07:00 | 53.99 | 2018 | 6.72 | 2018-02-28
Spain | ESP | 2018-02-15 07:00 | 2018-02-15 08:00 | 58.3 | 2018 | 6.72 | 2018-02-28
Spain | ESP | 2018-02-15 08:00 | 2018-02-15 09:00 | 59.68 | 2018 | 6.72 | 2018-02-28
Spain | ESP | 2018-02-15 09:00 | 2018-02-15 10:00 | 59.83 | 2018 | 6.72 | 2018-02-28
Spain | ESP | 2018-02-15 10:00 | 2018-02-15 11:00 | 59.68 | 2018 | 6.72 | 2018-02-28
Spain | ESP | 2018-02-15 11:00 | 2018-02-15 12:00 | 59.01 | 2018 | 6.72 | 2018-02-28
Spain | ESP | 2018-02-15 12:00 | 2018-02-15 13:00 | 59.94 | 2018 | 6.72 | 2018-02-28
Spain | ESP | 2018-02-15 13:00 | 2018-02-15 14:00 | 59.68 | 2018 | 6.72 | 2018-02-28
Spain | ESP | 2018-02-15 14:00 | 2018-02-15 15:00 | 59.94 | 2018 | 6.72 | 2018-02-28
Spain | ESP | 2018-02-15 15:00 | 2018-02-15 16:00 | 60.18 | 2018 | 6.72 | 2018-02-28
Spain | ESP | 2018-02-15 16:00 | 2018-02-15 17:00 | 60.53 | 2018 | 6.72 | 2018-02-28
Spain | ESP | 2018-02-15 17:00 | 2018-02-15 18:00 | 61.28 | 2018 | 6.72 | 2018-02-28
Spain | ESP | 2018-02-15 18:00 | 2018-02-15 19:00 | 63.7 | 2018 | 6.72 | 2018-02-28
Spain | ESP | 2018-02-15 19:00 | 2018-02-15 20:00 | 65.03 | 2018 | 6.72 | 2018-02-28
Spain | ESP | 2018-02-15 20:00 | 2018-02-15 21:00 | 64.63 | 2018 | 6.72 | 2018-02-28
Spain | ESP | 2018-02-15 21:00 | 2018-02-15 22:00 | 61.9 | 2018 | 6.72 | 2018-02-28
Spain | ESP | 2018-02-15 22:00 | 2018-02-15 23:00 | 60.19 | 2018 | 6.72 | 2018-02-28
Spain | ESP | 2018-02-15 23:00 | 2018-02-16 | 60.69 | 2018 | 6.72 | 2018-02-28
Spain | ESP | 2018-02-16 | 2018-02-16 01:00 | 60 | 2018 | 6.72 | 2018-02-28
Spain | ESP | 2018-02-16 01:00 | 2018-02-16 02:00 | 56.91 | 2018 | 6.72 | 2018-02-28
Spain | ESP | 2018-02-16 02:00 | 2018-02-16 03:00 | 52.8 | 2018 | 6.72 | 2018-02-28
Spain | ESP | 2018-02-16 03:00 | 2018-02-16 04:00 | 51.14 | 2018 | 6.72 | 2018-02-28
Spain | ESP | 2018-02-16 04:00 | 2018-02-16 05:00 | 54.87 | 2018 | 6.72 | 2018-02-28
Spain | ESP | 2018-02-16 05:00 | 2018-02-16 06:00 | 60.38 | 2018 | 6.72 | 2018-02-28
Spain | ESP | 2018-02-16 06:00 | 2018-02-16 07:00 | 61.4 | 2018 | 6.72 | 2018-02-28
Spain | ESP | 2018-02-16 07:00 | 2018-02-16 08:00 | 62.19 | 2018 | 6.72 | 2018-02-28
Spain | ESP | 2018-02-16 08:00 | 2018-02-16 09:00 | 62.28 | 2018 | 6.72 | 2018-02-28
Spain | ESP | 2018-02-16 09:00 | 2018-02-16 10:00 | 62.09 | 2018 | 6.72 | 2018-02-28
Spain | ESP | 2018-02-16 10:00 | 2018-02-16 11:00 | 61.39 | 2018 | 6.72 | 2018-02-28
Spain | ESP | 2018-02-16 11:00 | 2018-02-16 12:00 | 60.75 | 2018 | 6.72 | 2018-02-28
Spain | ESP | 2018-02-16 12:00 | 2018-02-16 13:00 | 60.69 | 2018 | 6.72 | 2018-02-28
Spain | ESP | 2018-02-16 13:00 | 2018-02-16 14:00 | 60.21 | 2018 | 6.72 | 2018-02-28
Spain | ESP | 2018-02-16 14:00 | 2018-02-16 15:00 | 59.01 | 2018 | 6.72 | 2018-02-28
Spain | ESP | 2018-02-16 15:00 | 2018-02-16 16:00 | 60.01 | 2018 | 6.72 | 2018-02-28
Spain | ESP | 2018-02-16 16:00 | 2018-02-16 17:00 | 60.05 | 2018 | 6.72 | 2018-02-28
Spain | ESP | 2018-02-16 17:00 | 2018-02-16 18:00 | 60.69 | 2018 | 6.72 | 2018-02-28
Spain | ESP | 2018-02-16 18:00 | 2018-02-16 19:00 | 62.55 | 2018 | 6.72 | 2018-02-28
Spain | ESP | 2018-02-16 19:00 | 2018-02-16 20:00 | 62.61 | 2018 | 6.72 | 2018-02-28
Spain | ESP | 2018-02-16 20:00 | 2018-02-16 21:00 | 62.59 | 2018 | 6.72 | 2018-02-28
Spain | ESP | 2018-02-16 21:00 | 2018-02-16 22:00 | 61.65 | 2018 | 6.72 | 2018-02-28
Spain | ESP | 2018-02-16 22:00 | 2018-02-16 23:00 | 61.87 | 2018 | 6.72 | 2018-02-28
Spain | ESP | 2018-02-16 23:00 | 2018-02-17 | 61.57 | 2018 | 6.72 | 2018-02-28
Spain | ESP | 2018-02-17 | 2018-02-17 01:00 | 60.69 | 2018 | 6.72 | 2018-02-28
Spain | ESP | 2018-02-17 01:00 | 2018-02-17 02:00 | 58.01 | 2018 | 6.72 | 2018-02-28
Spain | ESP | 2018-02-17 02:00 | 2018-02-17 03:00 | 51.13 | 2018 | 6.72 | 2018-02-28
Spain | ESP | 2018-02-17 03:00 | 2018-02-17 04:00 | 46.96 | 2018 | 6.72 | 2018-02-28
Spain | ESP | 2018-02-17 04:00 | 2018-02-17 05:00 | 44.34 | 2018 | 6.72 | 2018-02-28
Spain | ESP | 2018-02-17 05:00 | 2018-02-17 06:00 | 43.84 | 2018 | 6.72 | 2018-02-28
Spain | ESP | 2018-02-17 06:00 | 2018-02-17 07:00 | 44.43 | 2018 | 6.72 | 2018-02-28
Spain | ESP | 2018-02-17 07:00 | 2018-02-17 08:00 | 44.43 | 2018 | 6.72 | 2018-02-28
Spain | ESP | 2018-02-17 08:00 | 2018-02-17 09:00 | 50 | 2018 | 6.72 | 2018-02-28
Spain | ESP | 2018-02-17 09:00 | 2018-02-17 10:00 | 59.01 | 2018 | 6.72 | 2018-02-28
Spain | ESP | 2018-02-17 10:00 | 2018-02-17 11:00 | 50.26 | 2018 | 6.72 | 2018-02-28
Spain | ESP | 2018-02-17 11:00 | 2018-02-17 12:00 | 46.95 | 2018 | 6.72 | 2018-02-28
Spain | ESP | 2018-02-17 12:00 | 2018-02-17 13:00 | 46.96 | 2018 | 6.72 | 2018-02-28
Spain | ESP | 2018-02-17 13:00 | 2018-02-17 14:00 | 45 | 2018 | 6.72 | 2018-02-28
Spain | ESP | 2018-02-17 14:00 | 2018-02-17 15:00 | 44.14 | 2018 | 6.72 | 2018-02-28
Spain | ESP | 2018-02-17 15:00 | 2018-02-17 16:00 | 43.07 | 2018 | 6.72 | 2018-02-28
Spain | ESP | 2018-02-17 16:00 | 2018-02-17 17:00 | 44.99 | 2018 | 6.72 | 2018-02-28
Spain | ESP | 2018-02-17 17:00 | 2018-02-17 18:00 | 49.77 | 2018 | 6.72 | 2018-02-28
Spain | ESP | 2018-02-17 18:00 | 2018-02-17 19:00 | 57.01 | 2018 | 6.72 | 2018-02-28
Spain | ESP | 2018-02-17 19:00 | 2018-02-17 20:00 | 60.38 | 2018 | 6.72 | 2018-02-28
Spain | ESP | 2018-02-17 20:00 | 2018-02-17 21:00 | 60.05 | 2018 | 6.72 | 2018-02-28
Spain | ESP | 2018-02-17 21:00 | 2018-02-17 22:00 | 55.01 | 2018 | 6.72 | 2018-02-28
Spain | ESP | 2018-02-17 22:00 | 2018-02-17 23:00 | 54.34 | 2018 | 6.72 | 2018-02-28
Spain | ESP | 2018-02-17 23:00 | 2018-02-18 | 55.09 | 2018 | 6.72 | 2018-02-28
Spain | ESP | 2018-02-18 | 2018-02-18 01:00 | 47.42 | 2018 | 6.72 | 2018-02-28
Spain | ESP | 2018-02-18 01:00 | 2018-02-18 02:00 | 44.43 | 2018 | 6.72 | 2018-02-28
Spain | ESP | 2018-02-18 02:00 | 2018-02-18 03:00 | 43.31 | 2018 | 6.72 | 2018-02-28
Spain | ESP | 2018-02-18 03:00 | 2018-02-18 04:00 | 42.99 | 2018 | 6.72 | 2018-02-28
Spain | ESP | 2018-02-18 04:00 | 2018-02-18 05:00 | 43.14 | 2018 | 6.72 | 2018-02-28
Spain | ESP | 2018-02-18 05:00 | 2018-02-18 06:00 | 43.31 | 2018 | 6.72 | 2018-02-28
Spain | ESP | 2018-02-18 06:00 | 2018-02-18 07:00 | 44.09 | 2018 | 6.72 | 2018-02-28
Spain | ESP | 2018-02-18 07:00 | 2018-02-18 08:00 | 44.09 | 2018 | 6.72 | 2018-02-28
Spain | ESP | 2018-02-18 08:00 | 2018-02-18 09:00 | 47.42 | 2018 | 6.72 | 2018-02-28
Spain | ESP | 2018-02-18 09:00 | 2018-02-18 10:00 | 51.23 | 2018 | 6.72 | 2018-02-28
Spain | ESP | 2018-02-18 10:00 | 2018-02-18 11:00 | 55.01 | 2018 | 6.72 | 2018-02-28
Spain | ESP | 2018-02-18 11:00 | 2018-02-18 12:00 | 51.5 | 2018 | 6.72 | 2018-02-28
Spain | ESP | 2018-02-18 12:00 | 2018-02-18 13:00 | 56.01 | 2018 | 6.72 | 2018-02-28
Spain | ESP | 2018-02-18 13:00 | 2018-02-18 14:00 | 52.15 | 2018 | 6.72 | 2018-02-28
Spain | ESP | 2018-02-18 14:00 | 2018-02-18 15:00 | 47.42 | 2018 | 6.72 | 2018-02-28
Spain | ESP | 2018-02-18 15:00 | 2018-02-18 16:00 | 45.01 | 2018 | 6.72 | 2018-02-28
Spain | ESP | 2018-02-18 16:00 | 2018-02-18 17:00 | 47.42 | 2018 | 6.72 | 2018-02-28
Spain | ESP | 2018-02-18 17:00 | 2018-02-18 18:00 | 56.01 | 2018 | 6.72 | 2018-02-28
Spain | ESP | 2018-02-18 18:00 | 2018-02-18 19:00 | 61.11 | 2018 | 6.72 | 2018-02-28
Spain | ESP | 2018-02-18 19:00 | 2018-02-18 20:00 | 61.96 | 2018 | 6.72 | 2018-02-28
Spain | ESP | 2018-02-18 20:00 | 2018-02-18 21:00 | 62.19 | 2018 | 6.72 | 2018-02-28
Spain | ESP | 2018-02-18 21:00 | 2018-02-18 22:00 | 61.89 | 2018 | 6.72 | 2018-02-28
Spain | ESP | 2018-02-18 22:00 | 2018-02-18 23:00 | 60.45 | 2018 | 6.72 | 2018-02-28
Spain | ESP | 2018-02-18 23:00 | 2018-02-19 | 58.58 | 2018 | 6.72 | 2018-02-28
Spain | ESP | 2018-02-19 | 2018-02-19 01:00 | 49.06 | 2018 | 6.72 | 2018-02-28
Spain | ESP | 2018-02-19 01:00 | 2018-02-19 02:00 | 45.59 | 2018 | 6.72 | 2018-02-28
Spain | ESP | 2018-02-19 02:00 | 2018-02-19 03:00 | 45.4 | 2018 | 6.72 | 2018-02-28
Spain | ESP | 2018-02-19 03:00 | 2018-02-19 04:00 | 45.4 | 2018 | 6.72 | 2018-02-28
Spain | ESP | 2018-02-19 04:00 | 2018-02-19 05:00 | 45.59 | 2018 | 6.72 | 2018-02-28
Spain | ESP | 2018-02-19 05:00 | 2018-02-19 06:00 | 53 | 2018 | 6.72 | 2018-02-28
Spain | ESP | 2018-02-19 06:00 | 2018-02-19 07:00 | 59.89 | 2018 | 6.72 | 2018-02-28
Spain | ESP | 2018-02-19 07:00 | 2018-02-19 08:00 | 61.28 | 2018 | 6.72 | 2018-02-28
Spain | ESP | 2018-02-19 08:00 | 2018-02-19 09:00 | 61.63 | 2018 | 6.72 | 2018-02-28
Spain | ESP | 2018-02-19 09:00 | 2018-02-19 10:00 | 61.28 | 2018 | 6.72 | 2018-02-28
Spain | ESP | 2018-02-19 10:00 | 2018-02-19 11:00 | 60.84 | 2018 | 6.72 | 2018-02-28
Spain | ESP | 2018-02-19 11:00 | 2018-02-19 12:00 | 60.39 | 2018 | 6.72 | 2018-02-28
Spain | ESP | 2018-02-19 12:00 | 2018-02-19 13:00 | 60.69 | 2018 | 6.72 | 2018-02-28
Spain | ESP | 2018-02-19 13:00 | 2018-02-19 14:00 | 60.05 | 2018 | 6.72 | 2018-02-28
Spain | ESP | 2018-02-19 14:00 | 2018-02-19 15:00 | 59.08 | 2018 | 6.72 | 2018-02-28
Spain | ESP | 2018-02-19 15:00 | 2018-02-19 16:00 | 57 | 2018 | 6.72 | 2018-02-28
Spain | ESP | 2018-02-19 16:00 | 2018-02-19 17:00 | 59.92 | 2018 | 6.72 | 2018-02-28
Spain | ESP | 2018-02-19 17:00 | 2018-02-19 18:00 | 62.28 | 2018 | 6.72 | 2018-02-28
Spain | ESP | 2018-02-19 18:00 | 2018-02-19 19:00 | 62.04 | 2018 | 6.72 | 2018-02-28
Spain | ESP | 2018-02-19 19:00 | 2018-02-19 20:00 | 60.88 | 2018 | 6.72 | 2018-02-28
Spain | ESP | 2018-02-19 20:00 | 2018-02-19 21:00 | 60.38 | 2018 | 6.72 | 2018-02-28
Spain | ESP | 2018-02-19 21:00 | 2018-02-19 22:00 | 56.54 | 2018 | 6.72 | 2018-02-28
Spain | ESP | 2018-02-19 22:00 | 2018-02-19 23:00 | 51.4 | 2018 | 6.72 | 2018-02-28
Spain | ESP | 2018-02-19 23:00 | 2018-02-20 | 50.68 | 2018 | 6.72 | 2018-02-28
Spain | ESP | 2018-02-20 | 2018-02-20 01:00 | 46.95 | 2018 | 6.72 | 2018-02-28
Spain | ESP | 2018-02-20 01:00 | 2018-02-20 02:00 | 42.43 | 2018 | 6.72 | 2018-02-28
Spain | ESP | 2018-02-20 02:00 | 2018-02-20 03:00 | 42.41 | 2018 | 6.72 | 2018-02-28
Spain | ESP | 2018-02-20 03:00 | 2018-02-20 04:00 | 42.21 | 2018 | 6.72 | 2018-02-28
Spain | ESP | 2018-02-20 04:00 | 2018-02-20 05:00 | 42.41 | 2018 | 6.72 | 2018-02-28
Spain | ESP | 2018-02-20 05:00 | 2018-02-20 06:00 | 47.19 | 2018 | 6.72 | 2018-02-28
Spain | ESP | 2018-02-20 06:00 | 2018-02-20 07:00 | 60.05 | 2018 | 6.72 | 2018-02-28
Spain | ESP | 2018-02-20 07:00 | 2018-02-20 08:00 | 61.92 | 2018 | 6.72 | 2018-02-28
Spain | ESP | 2018-02-20 08:00 | 2018-02-20 09:00 | 61.85 | 2018 | 6.72 | 2018-02-28
Spain | ESP | 2018-02-20 09:00 | 2018-02-20 10:00 | 59.89 | 2018 | 6.72 | 2018-02-28
Spain | ESP | 2018-02-20 10:00 | 2018-02-20 11:00 | 56.1 | 2018 | 6.72 | 2018-02-28
Spain | ESP | 2018-02-20 11:00 | 2018-02-20 12:00 | 53.38 | 2018 | 6.72 | 2018-02-28
Spain | ESP | 2018-02-20 12:00 | 2018-02-20 13:00 | 51.67 | 2018 | 6.72 | 2018-02-28
Spain | ESP | 2018-02-20 13:00 | 2018-02-20 14:00 | 50.7 | 2018 | 6.72 | 2018-02-28
Spain | ESP | 2018-02-20 14:00 | 2018-02-20 15:00 | 49.87 | 2018 | 6.72 | 2018-02-28
Spain | ESP | 2018-02-20 15:00 | 2018-02-20 16:00 | 50.25 | 2018 | 6.72 | 2018-02-28
Spain | ESP | 2018-02-20 16:00 | 2018-02-20 17:00 | 53.51 | 2018 | 6.72 | 2018-02-28
Spain | ESP | 2018-02-20 17:00 | 2018-02-20 18:00 | 60.05 | 2018 | 6.72 | 2018-02-28
Spain | ESP | 2018-02-20 18:00 | 2018-02-20 19:00 | 59.62 | 2018 | 6.72 | 2018-02-28
Spain | ESP | 2018-02-20 19:00 | 2018-02-20 20:00 | 59.89 | 2018 | 6.72 | 2018-02-28
Spain | ESP | 2018-02-20 20:00 | 2018-02-20 21:00 | 57.65 | 2018 | 6.72 | 2018-02-28
Spain | ESP | 2018-02-20 21:00 | 2018-02-20 22:00 | 50 | 2018 | 6.72 | 2018-02-28
Spain | ESP | 2018-02-20 22:00 | 2018-02-20 23:00 | 44.22 | 2018 | 6.72 | 2018-02-28
Spain | ESP | 2018-02-20 23:00 | 2018-02-21 | 42.4 | 2018 | 6.72 | 2018-02-28
Spain | ESP | 2018-02-21 | 2018-02-21 01:00 | 39.15 | 2018 | 6.72 | 2018-02-28
Spain | ESP | 2018-02-21 01:00 | 2018-02-21 02:00 | 38.65 | 2018 | 6.72 | 2018-02-28
Spain | ESP | 2018-02-21 02:00 | 2018-02-21 03:00 | 37.86 | 2018 | 6.72 | 2018-02-28
Spain | ESP | 2018-02-21 03:00 | 2018-02-21 04:00 | 37.33 | 2018 | 6.72 | 2018-02-28
Spain | ESP | 2018-02-21 04:00 | 2018-02-21 05:00 | 39.06 | 2018 | 6.72 | 2018-02-28
Spain | ESP | 2018-02-21 05:00 | 2018-02-21 06:00 | 45.65 | 2018 | 6.72 | 2018-02-28
Spain | ESP | 2018-02-21 06:00 | 2018-02-21 07:00 | 59.13 | 2018 | 6.72 | 2018-02-28
Spain | ESP | 2018-02-21 07:00 | 2018-02-21 08:00 | 60.69 | 2018 | 6.72 | 2018-02-28
Spain | ESP | 2018-02-21 08:00 | 2018-02-21 09:00 | 60.49 | 2018 | 6.72 | 2018-02-28
Spain | ESP | 2018-02-21 09:00 | 2018-02-21 10:00 | 55.51 | 2018 | 6.72 | 2018-02-28
Spain | ESP | 2018-02-21 10:00 | 2018-02-21 11:00 | 49.71 | 2018 | 6.72 | 2018-02-28
Spain | ESP | 2018-02-21 11:00 | 2018-02-21 12:00 | 47.65 | 2018 | 6.72 | 2018-02-28
Spain | ESP | 2018-02-21 12:00 | 2018-02-21 13:00 | 46.06 | 2018 | 6.72 | 2018-02-28
Spain | ESP | 2018-02-21 13:00 | 2018-02-21 14:00 | 44.4 | 2018 | 6.72 | 2018-02-28
Spain | ESP | 2018-02-21 14:00 | 2018-02-21 15:00 | 44.97 | 2018 | 6.72 | 2018-02-28
Spain | ESP | 2018-02-21 15:00 | 2018-02-21 16:00 | 47.41 | 2018 | 6.72 | 2018-02-28
Spain | ESP | 2018-02-21 16:00 | 2018-02-21 17:00 | 55.43 | 2018 | 6.72 | 2018-02-28
Spain | ESP | 2018-02-21 17:00 | 2018-02-21 18:00 | 58.93 | 2018 | 6.72 | 2018-02-28
Spain | ESP | 2018-02-21 18:00 | 2018-02-21 19:00 | 60.36 | 2018 | 6.72 | 2018-02-28
Spain | ESP | 2018-02-21 19:00 | 2018-02-21 20:00 | 60.29 | 2018 | 6.72 | 2018-02-28
Spain | ESP | 2018-02-21 20:00 | 2018-02-21 21:00 | 60.03 | 2018 | 6.72 | 2018-02-28
Spain | ESP | 2018-02-21 21:00 | 2018-02-21 22:00 | 55.01 | 2018 | 6.72 | 2018-02-28
Spain | ESP | 2018-02-21 22:00 | 2018-02-21 23:00 | 47.92 | 2018 | 6.72 | 2018-02-28
Spain | ESP | 2018-02-21 23:00 | 2018-02-22 | 46.01 | 2018 | 6.72 | 2018-02-28
Spain | ESP | 2018-02-22 | 2018-02-22 01:00 | 43.69 | 2018 | 6.72 | 2018-02-28
Spain | ESP | 2018-02-22 01:00 | 2018-02-22 02:00 | 42.87 | 2018 | 6.72 | 2018-02-28
Spain | ESP | 2018-02-22 02:00 | 2018-02-22 03:00 | 42.8 | 2018 | 6.72 | 2018-02-28
Spain | ESP | 2018-02-22 03:00 | 2018-02-22 04:00 | 42.7 | 2018 | 6.72 | 2018-02-28
Spain | ESP | 2018-02-22 04:00 | 2018-02-22 05:00 | 42.85 | 2018 | 6.72 | 2018-02-28
Spain | ESP | 2018-02-22 05:00 | 2018-02-22 06:00 | 49.93 | 2018 | 6.72 | 2018-02-28
Spain | ESP | 2018-02-22 06:00 | 2018-02-22 07:00 | 59.19 | 2018 | 6.72 | 2018-02-28
Spain | ESP | 2018-02-22 07:00 | 2018-02-22 08:00 | 60.97 | 2018 | 6.72 | 2018-02-28
Spain | ESP | 2018-02-22 08:00 | 2018-02-22 09:00 | 60.07 | 2018 | 6.72 | 2018-02-28
Spain | ESP | 2018-02-22 09:00 | 2018-02-22 10:00 | 58.69 | 2018 | 6.72 | 2018-02-28
Spain | ESP | 2018-02-22 10:00 | 2018-02-22 11:00 | 58.69 | 2018 | 6.72 | 2018-02-28
Spain | ESP | 2018-02-22 11:00 | 2018-02-22 12:00 | 56.3 | 2018 | 6.72 | 2018-02-28
Spain | ESP | 2018-02-22 12:00 | 2018-02-22 13:00 | 53.9 | 2018 | 6.72 | 2018-02-28
Spain | ESP | 2018-02-22 13:00 | 2018-02-22 14:00 | 49.93 | 2018 | 6.72 | 2018-02-28
Spain | ESP | 2018-02-22 14:00 | 2018-02-22 15:00 | 47.65 | 2018 | 6.72 | 2018-02-28
Spain | ESP | 2018-02-22 15:00 | 2018-02-22 16:00 | 49.8 | 2018 | 6.72 | 2018-02-28
Spain | ESP | 2018-02-22 16:00 | 2018-02-22 17:00 | 56.34 | 2018 | 6.72 | 2018-02-28
Spain | ESP | 2018-02-22 17:00 | 2018-02-22 18:00 | 59.98 | 2018 | 6.72 | 2018-02-28
Spain | ESP | 2018-02-22 18:00 | 2018-02-22 19:00 | 61.61 | 2018 | 6.72 | 2018-02-28
Spain | ESP | 2018-02-22 19:00 | 2018-02-22 20:00 | 61.54 | 2018 | 6.72 | 2018-02-28
Spain | ESP | 2018-02-22 20:00 | 2018-02-22 21:00 | 61.48 | 2018 | 6.72 | 2018-02-28
Spain | ESP | 2018-02-22 21:00 | 2018-02-22 22:00 | 59.19 | 2018 | 6.72 | 2018-02-28
Spain | ESP | 2018-02-22 22:00 | 2018-02-22 23:00 | 56.01 | 2018 | 6.72 | 2018-02-28
Spain | ESP | 2018-02-22 23:00 | 2018-02-23 | 49.8 | 2018 | 6.72 | 2018-02-28
Spain | ESP | 2018-02-23 | 2018-02-23 01:00 | 47.11 | 2018 | 6.72 | 2018-02-28
Spain | ESP | 2018-02-23 01:00 | 2018-02-23 02:00 | 45.9 | 2018 | 6.72 | 2018-02-28
Spain | ESP | 2018-02-23 02:00 | 2018-02-23 03:00 | 44.79 | 2018 | 6.72 | 2018-02-28
Spain | ESP | 2018-02-23 03:00 | 2018-02-23 04:00 | 44.79 | 2018 | 6.72 | 2018-02-28
Spain | ESP | 2018-02-23 04:00 | 2018-02-23 05:00 | 45.94 | 2018 | 6.72 | 2018-02-28
Spain | ESP | 2018-02-23 05:00 | 2018-02-23 06:00 | 52.25 | 2018 | 6.72 | 2018-02-28
Spain | ESP | 2018-02-23 06:00 | 2018-02-23 07:00 | 61.62 | 2018 | 6.72 | 2018-02-28
Spain | ESP | 2018-02-23 07:00 | 2018-02-23 08:00 | 63.03 | 2018 | 6.72 | 2018-02-28
Spain | ESP | 2018-02-23 08:00 | 2018-02-23 09:00 | 61.88 | 2018 | 6.72 | 2018-02-28
Spain | ESP | 2018-02-23 09:00 | 2018-02-23 10:00 | 61.6 | 2018 | 6.72 | 2018-02-28
Spain | ESP | 2018-02-23 10:00 | 2018-02-23 11:00 | 60.96 | 2018 | 6.72 | 2018-02-28
Spain | ESP | 2018-02-23 11:00 | 2018-02-23 12:00 | 61.25 | 2018 | 6.72 | 2018-02-28
Spain | ESP | 2018-02-23 12:00 | 2018-02-23 13:00 | 61.45 | 2018 | 6.72 | 2018-02-28
Spain | ESP | 2018-02-23 13:00 | 2018-02-23 14:00 | 61.12 | 2018 | 6.72 | 2018-02-28
Spain | ESP | 2018-02-23 14:00 | 2018-02-23 15:00 | 60.96 | 2018 | 6.72 | 2018-02-28
Spain | ESP | 2018-02-23 15:00 | 2018-02-23 16:00 | 61.03 | 2018 | 6.72 | 2018-02-28
Spain | ESP | 2018-02-23 16:00 | 2018-02-23 17:00 | 60.74 | 2018 | 6.72 | 2018-02-28
Spain | ESP | 2018-02-23 17:00 | 2018-02-23 18:00 | 61.87 | 2018 | 6.72 | 2018-02-28
Spain | ESP | 2018-02-23 18:00 | 2018-02-23 19:00 | 63.79 | 2018 | 6.72 | 2018-02-28
Spain | ESP | 2018-02-23 19:00 | 2018-02-23 20:00 | 63.85 | 2018 | 6.72 | 2018-02-28
Spain | ESP | 2018-02-23 20:00 | 2018-02-23 21:00 | 63.8 | 2018 | 6.72 | 2018-02-28
Spain | ESP | 2018-02-23 21:00 | 2018-02-23 22:00 | 62.01 | 2018 | 6.72 | 2018-02-28
Spain | ESP | 2018-02-23 22:00 | 2018-02-23 23:00 | 62.01 | 2018 | 6.72 | 2018-02-28
Spain | ESP | 2018-02-23 23:00 | 2018-02-24 | 61.34 | 2018 | 6.72 | 2018-02-28
Spain | ESP | 2018-02-24 | 2018-02-24 01:00 | 60.21 | 2018 | 6.72 | 2018-02-28
Spain | ESP | 2018-02-24 01:00 | 2018-02-24 02:00 | 58.1 | 2018 | 6.72 | 2018-02-28
Spain | ESP | 2018-02-24 02:00 | 2018-02-24 03:00 | 55.35 | 2018 | 6.72 | 2018-02-28
Spain | ESP | 2018-02-24 03:00 | 2018-02-24 04:00 | 53.86 | 2018 | 6.72 | 2018-02-28
Spain | ESP | 2018-02-24 04:00 | 2018-02-24 05:00 | 53.58 | 2018 | 6.72 | 2018-02-28
Spain | ESP | 2018-02-24 05:00 | 2018-02-24 06:00 | 55 | 2018 | 6.72 | 2018-02-28
Spain | ESP | 2018-02-24 06:00 | 2018-02-24 07:00 | 58 | 2018 | 6.72 | 2018-02-28
Spain | ESP | 2018-02-24 07:00 | 2018-02-24 08:00 | 55.01 | 2018 | 6.72 | 2018-02-28
Spain | ESP | 2018-02-24 08:00 | 2018-02-24 09:00 | 60.25 | 2018 | 6.72 | 2018-02-28
Spain | ESP | 2018-02-24 09:00 | 2018-02-24 10:00 | 60.85 | 2018 | 6.72 | 2018-02-28
Spain | ESP | 2018-02-24 10:00 | 2018-02-24 11:00 | 61.48 | 2018 | 6.72 | 2018-02-28
Spain | ESP | 2018-02-24 11:00 | 2018-02-24 12:00 | 61.34 | 2018 | 6.72 | 2018-02-28
Spain | ESP | 2018-02-24 12:00 | 2018-02-24 13:00 | 61.05 | 2018 | 6.72 | 2018-02-28
Spain | ESP | 2018-02-24 13:00 | 2018-02-24 14:00 | 60.85 | 2018 | 6.72 | 2018-02-28
Spain | ESP | 2018-02-24 14:00 | 2018-02-24 15:00 | 59.83 | 2018 | 6.72 | 2018-02-28
Spain | ESP | 2018-02-24 15:00 | 2018-02-24 16:00 | 58.68 | 2018 | 6.72 | 2018-02-28
Spain | ESP | 2018-02-24 16:00 | 2018-02-24 17:00 | 59.01 | 2018 | 6.72 | 2018-02-28
Spain | ESP | 2018-02-24 17:00 | 2018-02-24 18:00 | 60.65 | 2018 | 6.72 | 2018-02-28
Spain | ESP | 2018-02-24 18:00 | 2018-02-24 19:00 | 62.11 | 2018 | 6.72 | 2018-02-28
Spain | ESP | 2018-02-24 19:00 | 2018-02-24 20:00 | 62.94 | 2018 | 6.72 | 2018-02-28
Spain | ESP | 2018-02-24 20:00 | 2018-02-24 21:00 | 62.58 | 2018 | 6.72 | 2018-02-28
Spain | ESP | 2018-02-24 21:00 | 2018-02-24 22:00 | 62.09 | 2018 | 6.72 | 2018-02-28
Spain | ESP | 2018-02-24 22:00 | 2018-02-24 23:00 | 62.11 | 2018 | 6.72 | 2018-02-28
Spain | ESP | 2018-02-24 23:00 | 2018-02-25 | 62.28 | 2018 | 6.72 | 2018-02-28
Spain | ESP | 2018-02-25 | 2018-02-25 01:00 | 60.96 | 2018 | 6.72 | 2018-02-28
Spain | ESP | 2018-02-25 01:00 | 2018-02-25 02:00 | 59 | 2018 | 6.72 | 2018-02-28
Spain | ESP | 2018-02-25 02:00 | 2018-02-25 03:00 | 55.01 | 2018 | 6.72 | 2018-02-28
Spain | ESP | 2018-02-25 03:00 | 2018-02-25 04:00 | 54.1 | 2018 | 6.72 | 2018-02-28
Spain | ESP | 2018-02-25 04:00 | 2018-02-25 05:00 | 52.41 | 2018 | 6.72 | 2018-02-28
Spain | ESP | 2018-02-25 05:00 | 2018-02-25 06:00 | 51.26 | 2018 | 6.72 | 2018-02-28
Spain | ESP | 2018-02-25 06:00 | 2018-02-25 07:00 | 55.11 | 2018 | 6.72 | 2018-02-28
Spain | ESP | 2018-02-25 07:00 | 2018-02-25 08:00 | 54.1 | 2018 | 6.72 | 2018-02-28
Spain | ESP | 2018-02-25 08:00 | 2018-02-25 09:00 | 59.95 | 2018 | 6.72 | 2018-02-28
Spain | ESP | 2018-02-25 09:00 | 2018-02-25 10:00 | 60.45 | 2018 | 6.72 | 2018-02-28
Spain | ESP | 2018-02-25 10:00 | 2018-02-25 11:00 | 60.6 | 2018 | 6.72 | 2018-02-28
Spain | ESP | 2018-02-25 11:00 | 2018-02-25 12:00 | 60.21 | 2018 | 6.72 | 2018-02-28
Spain | ESP | 2018-02-25 12:00 | 2018-02-25 13:00 | 60.43 | 2018 | 6.72 | 2018-02-28
Spain | ESP | 2018-02-25 13:00 | 2018-02-25 14:00 | 60 | 2018 | 6.72 | 2018-02-28
Spain | ESP | 2018-02-25 14:00 | 2018-02-25 15:00 | 57.01 | 2018 | 6.72 | 2018-02-28
Spain | ESP | 2018-02-25 15:00 | 2018-02-25 16:00 | 51.26 | 2018 | 6.72 | 2018-02-28
Spain | ESP | 2018-02-25 16:00 | 2018-02-25 17:00 | 51.64 | 2018 | 6.72 | 2018-02-28
Spain | ESP | 2018-02-25 17:00 | 2018-02-25 18:00 | 59.08 | 2018 | 6.72 | 2018-02-28
Spain | ESP | 2018-02-25 18:00 | 2018-02-25 19:00 | 62.83 | 2018 | 6.72 | 2018-02-28
Spain | ESP | 2018-02-25 19:00 | 2018-02-25 20:00 | 62.94 | 2018 | 6.72 | 2018-02-28
Spain | ESP | 2018-02-25 20:00 | 2018-02-25 21:00 | 62.94 | 2018 | 6.72 | 2018-02-28
Spain | ESP | 2018-02-25 21:00 | 2018-02-25 22:00 | 61.87 | 2018 | 6.72 | 2018-02-28
Spain | ESP | 2018-02-25 22:00 | 2018-02-25 23:00 | 55.69 | 2018 | 6.72 | 2018-02-28
Spain | ESP | 2018-02-25 23:00 | 2018-02-26 | 50.64 | 2018 | 6.72 | 2018-02-28
Spain | ESP | 2018-02-26 | 2018-02-26 01:00 | 47 | 2018 | 6.72 | 2018-02-28
Spain | ESP | 2018-02-26 01:00 | 2018-02-26 02:00 | 46.27 | 2018 | 6.72 | 2018-02-28
Spain | ESP | 2018-02-26 02:00 | 2018-02-26 03:00 | 44.07 | 2018 | 6.72 | 2018-02-28
Spain | ESP | 2018-02-26 03:00 | 2018-02-26 04:00 | 44.61 | 2018 | 6.72 | 2018-02-28
Spain | ESP | 2018-02-26 04:00 | 2018-02-26 05:00 | 46.44 | 2018 | 6.72 | 2018-02-28
Spain | ESP | 2018-02-26 05:00 | 2018-02-26 06:00 | 53.97 | 2018 | 6.72 | 2018-02-28
Spain | ESP | 2018-02-26 06:00 | 2018-02-26 07:00 | 62.44 | 2018 | 6.72 | 2018-02-28
Spain | ESP | 2018-02-26 07:00 | 2018-02-26 08:00 | 64.97 | 2018 | 6.72 | 2018-02-28
Spain | ESP | 2018-02-26 08:00 | 2018-02-26 09:00 | 65.62 | 2018 | 6.72 | 2018-02-28
Spain | ESP | 2018-02-26 09:00 | 2018-02-26 10:00 | 64.28 | 2018 | 6.72 | 2018-02-28
Spain | ESP | 2018-02-26 10:00 | 2018-02-26 11:00 | 63.3 | 2018 | 6.72 | 2018-02-28
Spain | ESP | 2018-02-26 11:00 | 2018-02-26 12:00 | 61.87 | 2018 | 6.72 | 2018-02-28
Spain | ESP | 2018-02-26 12:00 | 2018-02-26 13:00 | 61.97 | 2018 | 6.72 | 2018-02-28
Spain | ESP | 2018-02-26 13:00 | 2018-02-26 14:00 | 61.05 | 2018 | 6.72 | 2018-02-28
Spain | ESP | 2018-02-26 14:00 | 2018-02-26 15:00 | 60.61 | 2018 | 6.72 | 2018-02-28
Spain | ESP | 2018-02-26 15:00 | 2018-02-26 16:00 | 60.05 | 2018 | 6.72 | 2018-02-28
Spain | ESP | 2018-02-26 16:00 | 2018-02-26 17:00 | 62.1 | 2018 | 6.72 | 2018-02-28
Spain | ESP | 2018-02-26 17:00 | 2018-02-26 18:00 | 64.13 | 2018 | 6.72 | 2018-02-28
Spain | ESP | 2018-02-26 18:00 | 2018-02-26 19:00 | 66.15 | 2018 | 6.72 | 2018-02-28
Spain | ESP | 2018-02-26 19:00 | 2018-02-26 20:00 | 70.76 | 2018 | 6.72 | 2018-02-28
Spain | ESP | 2018-02-26 20:00 | 2018-02-26 21:00 | 64.63 | 2018 | 6.72 | 2018-02-28
Spain | ESP | 2018-02-26 21:00 | 2018-02-26 22:00 | 63.03 | 2018 | 6.72 | 2018-02-28
Spain | ESP | 2018-02-26 22:00 | 2018-02-26 23:00 | 61.01 | 2018 | 6.72 | 2018-02-28
Spain | ESP | 2018-02-26 23:00 | 2018-02-27 | 57.95 | 2018 | 6.72 | 2018-02-28
Spain | ESP | 2018-02-27 | 2018-02-27 01:00 | 54.4 | 2018 | 6.72 | 2018-02-28
Spain | ESP | 2018-02-27 01:00 | 2018-02-27 02:00 | 49.79 | 2018 | 6.72 | 2018-02-28
Spain | ESP | 2018-02-27 02:00 | 2018-02-27 03:00 | 49.55 | 2018 | 6.72 | 2018-02-28
Spain | ESP | 2018-02-27 03:00 | 2018-02-27 04:00 | 49.44 | 2018 | 6.72 | 2018-02-28
Spain | ESP | 2018-02-27 04:00 | 2018-02-27 05:00 | 49.9 | 2018 | 6.72 | 2018-02-28
Spain | ESP | 2018-02-27 05:00 | 2018-02-27 06:00 | 55.15 | 2018 | 6.72 | 2018-02-28
Spain | ESP | 2018-02-27 06:00 | 2018-02-27 07:00 | 65.02 | 2018 | 6.72 | 2018-02-28
Spain | ESP | 2018-02-27 07:00 | 2018-02-27 08:00 | 66.15 | 2018 | 6.72 | 2018-02-28
Spain | ESP | 2018-02-27 08:00 | 2018-02-27 09:00 | 70 | 2018 | 6.72 | 2018-02-28
Spain | ESP | 2018-02-27 09:00 | 2018-02-27 10:00 | 70.82 | 2018 | 6.72 | 2018-02-28
Spain | ESP | 2018-02-27 10:00 | 2018-02-27 11:00 | 70.03 | 2018 | 6.72 | 2018-02-28
Spain | ESP | 2018-02-27 11:00 | 2018-02-27 12:00 | 71.01 | 2018 | 6.72 | 2018-02-28
Spain | ESP | 2018-02-27 12:00 | 2018-02-27 13:00 | 71.04 | 2018 | 6.72 | 2018-02-28
Spain | ESP | 2018-02-27 13:00 | 2018-02-27 14:00 | 70.82 | 2018 | 6.72 | 2018-02-28
Spain | ESP | 2018-02-27 14:00 | 2018-02-27 15:00 | 65.84 | 2018 | 6.72 | 2018-02-28
Spain | ESP | 2018-02-27 15:00 | 2018-02-27 16:00 | 69.68 | 2018 | 6.72 | 2018-02-28
Spain | ESP | 2018-02-27 16:00 | 2018-02-27 17:00 | 67.49 | 2018 | 6.72 | 2018-02-28
Spain | ESP | 2018-02-27 17:00 | 2018-02-27 18:00 | 66 | 2018 | 6.72 | 2018-02-28
Spain | ESP | 2018-02-27 18:00 | 2018-02-27 19:00 | 71.88 | 2018 | 6.72 | 2018-02-28
Spain | ESP | 2018-02-27 19:00 | 2018-02-27 20:00 | 74.15 | 2018 | 6.72 | 2018-02-28
Spain | ESP | 2018-02-27 20:00 | 2018-02-27 21:00 | 72 | 2018 | 6.72 | 2018-02-28
Spain | ESP | 2018-02-27 21:00 | 2018-02-27 22:00 | 67.08 | 2018 | 6.72 | 2018-02-28
Spain | ESP | 2018-02-27 22:00 | 2018-02-27 23:00 | 63.12 | 2018 | 6.72 | 2018-02-28
Spain | ESP | 2018-02-27 23:00 | 2018-02-28 | 61.05 | 2018 | 6.72 | 2018-02-28
Spain | ESP | 2018-02-28 | 2018-02-28 01:00 | 59.18 | 2018 | 6.72 | 2018-02-28
Spain | ESP | 2018-02-28 01:00 | 2018-02-28 02:00 | 51.5 | 2018 | 6.72 | 2018-02-28
Spain | ESP | 2018-02-28 02:00 | 2018-02-28 03:00 | 49.44 | 2018 | 6.72 | 2018-02-28
Spain | ESP | 2018-02-28 03:00 | 2018-02-28 04:00 | 47.51 | 2018 | 6.72 | 2018-02-28
Spain | ESP | 2018-02-28 04:00 | 2018-02-28 05:00 | 48 | 2018 | 6.72 | 2018-02-28
Spain | ESP | 2018-02-28 05:00 | 2018-02-28 06:00 | 49.79 | 2018 | 6.72 | 2018-02-28
Spain | ESP | 2018-02-28 06:00 | 2018-02-28 07:00 | 61.01 | 2018 | 6.72 | 2018-02-28
Spain | ESP | 2018-02-28 07:00 | 2018-02-28 08:00 | 62.01 | 2018 | 6.72 | 2018-02-28
Spain | ESP | 2018-02-28 08:00 | 2018-02-28 09:00 | 62.48 | 2018 | 6.72 | 2018-02-28
Spain | ESP | 2018-02-28 09:00 | 2018-02-28 10:00 | 62.09 | 2018 | 6.72 | 2018-02-28
Spain | ESP | 2018-02-28 10:00 | 2018-02-28 11:00 | 61.28 | 2018 | 6.72 | 2018-02-28
Spain | ESP | 2018-02-28 11:00 | 2018-02-28 12:00 | 61.68 | 2018 | 6.72 | 2018-02-28
Spain | ESP | 2018-02-28 12:00 | 2018-02-28 13:00 | 61.48 | 2018 | 6.72 | 2018-02-28
Spain | ESP | 2018-02-28 13:00 | 2018-02-28 14:00 | 60.05 | 2018 | 6.72 | 2018-02-28
Spain | ESP | 2018-02-28 14:00 | 2018-02-28 15:00 | 58.93 | 2018 | 6.72 | 2018-02-28
Spain | ESP | 2018-02-28 15:00 | 2018-02-28 16:00 | 58.19 | 2018 | 6.72 | 2018-02-28
Spain | ESP | 2018-02-28 16:00 | 2018-02-28 17:00 | 55.25 | 2018 | 6.72 | 2018-02-28
Spain | ESP | 2018-02-28 17:00 | 2018-02-28 18:00 | 55.25 | 2018 | 6.72 | 2018-02-28
Spain | ESP | 2018-02-28 18:00 | 2018-02-28 19:00 | 60.57 | 2018 | 6.72 | 2018-02-28
Spain | ESP | 2018-02-28 19:00 | 2018-02-28 20:00 | 62.88 | 2018 | 6.72 | 2018-02-28
Spain | ESP | 2018-02-28 20:00 | 2018-02-28 21:00 | 62.28 | 2018 | 6.72 | 2018-02-28
Spain | ESP | 2018-02-28 21:00 | 2018-02-28 22:00 | 59.59 | 2018 | 6.72 | 2018-02-28
Spain | ESP | 2018-02-28 22:00 | 2018-02-28 23:00 | 49.79 | 2018 | 6.72 | 2018-02-28
Spain | ESP | 2018-02-28 23:00 | 2018-03-01 | 50.01 | 2018 | 6.72 | 2018-02-28
Spain | ESP | 2018-03-01 | 2018-03-01 01:00 | 45.02 | 2018 | 6.7 | 2018-03-31
Spain | ESP | 2018-03-01 01:00 | 2018-03-01 02:00 | 44.51 | 2018 | 6.7 | 2018-03-31
Spain | ESP | 2018-03-01 02:00 | 2018-03-01 03:00 | 44.51 | 2018 | 6.7 | 2018-03-31
Spain | ESP | 2018-03-01 03:00 | 2018-03-01 04:00 | 44.27 | 2018 | 6.7 | 2018-03-31
Spain | ESP | 2018-03-01 04:00 | 2018-03-01 05:00 | 44.51 | 2018 | 6.7 | 2018-03-31
Spain | ESP | 2018-03-01 05:00 | 2018-03-01 06:00 | 45.01 | 2018 | 6.7 | 2018-03-31
Spain | ESP | 2018-03-01 06:00 | 2018-03-01 07:00 | 56.01 | 2018 | 6.7 | 2018-03-31
Spain | ESP | 2018-03-01 07:00 | 2018-03-01 08:00 | 60.84 | 2018 | 6.7 | 2018-03-31
Spain | ESP | 2018-03-01 08:00 | 2018-03-01 09:00 | 63.83 | 2018 | 6.7 | 2018-03-31
Spain | ESP | 2018-03-01 09:00 | 2018-03-01 10:00 | 63.53 | 2018 | 6.7 | 2018-03-31
Spain | ESP | 2018-03-01 10:00 | 2018-03-01 11:00 | 61.48 | 2018 | 6.7 | 2018-03-31
Spain | ESP | 2018-03-01 11:00 | 2018-03-01 12:00 | 59.01 | 2018 | 6.7 | 2018-03-31
Spain | ESP | 2018-03-01 12:00 | 2018-03-01 13:00 | 56.01 | 2018 | 6.7 | 2018-03-31
Spain | ESP | 2018-03-01 13:00 | 2018-03-01 14:00 | 53.53 | 2018 | 6.7 | 2018-03-31
Spain | ESP | 2018-03-01 14:00 | 2018-03-01 15:00 | 49.73 | 2018 | 6.7 | 2018-03-31
Spain | ESP | 2018-03-01 15:00 | 2018-03-01 16:00 | 45.01 | 2018 | 6.7 | 2018-03-31
Spain | ESP | 2018-03-01 16:00 | 2018-03-01 17:00 | 44.52 | 2018 | 6.7 | 2018-03-31
Spain | ESP | 2018-03-01 17:00 | 2018-03-01 18:00 | 44.62 | 2018 | 6.7 | 2018-03-31
Spain | ESP | 2018-03-01 18:00 | 2018-03-01 19:00 | 53.04 | 2018 | 6.7 | 2018-03-31
Spain | ESP | 2018-03-01 19:00 | 2018-03-01 20:00 | 56.51 | 2018 | 6.7 | 2018-03-31
Spain | ESP | 2018-03-01 20:00 | 2018-03-01 21:00 | 56.01 | 2018 | 6.7 | 2018-03-31
Spain | ESP | 2018-03-01 21:00 | 2018-03-01 22:00 | 52.26 | 2018 | 6.7 | 2018-03-31
Spain | ESP | 2018-03-01 22:00 | 2018-03-01 23:00 | 44.52 | 2018 | 6.7 | 2018-03-31
Spain | ESP | 2018-03-01 23:00 | 2018-03-02 | 37.45 | 2018 | 6.7 | 2018-03-31
Spain | ESP | 2018-03-02 | 2018-03-02 01:00 | 36.68 | 2018 | 6.7 | 2018-03-31
Spain | ESP | 2018-03-02 01:00 | 2018-03-02 02:00 | 36.68 | 2018 | 6.7 | 2018-03-31
Spain | ESP | 2018-03-02 02:00 | 2018-03-02 03:00 | 37 | 2018 | 6.7 | 2018-03-31
Spain | ESP | 2018-03-02 03:00 | 2018-03-02 04:00 | 39.5 | 2018 | 6.7 | 2018-03-31
Spain | ESP | 2018-03-02 04:00 | 2018-03-02 05:00 | 42.82 | 2018 | 6.7 | 2018-03-31
Spain | ESP | 2018-03-02 05:00 | 2018-03-02 06:00 | 51.09 | 2018 | 6.7 | 2018-03-31
Spain | ESP | 2018-03-02 06:00 | 2018-03-02 07:00 | 57.57 | 2018 | 6.7 | 2018-03-31
Spain | ESP | 2018-03-02 07:00 | 2018-03-02 08:00 | 62.09 | 2018 | 6.7 | 2018-03-31
Spain | ESP | 2018-03-02 08:00 | 2018-03-02 09:00 | 65 | 2018 | 6.7 | 2018-03-31
Spain | ESP | 2018-03-02 09:00 | 2018-03-02 10:00 | 65 | 2018 | 6.7 | 2018-03-31
Spain | ESP | 2018-03-02 10:00 | 2018-03-02 11:00 | 64.13 | 2018 | 6.7 | 2018-03-31
Spain | ESP | 2018-03-02 11:00 | 2018-03-02 12:00 | 63.53 | 2018 | 6.7 | 2018-03-31
Spain | ESP | 2018-03-02 12:00 | 2018-03-02 13:00 | 61.68 | 2018 | 6.7 | 2018-03-31
Spain | ESP | 2018-03-02 13:00 | 2018-03-02 14:00 | 58.07 | 2018 | 6.7 | 2018-03-31
Spain | ESP | 2018-03-02 14:00 | 2018-03-02 15:00 | 55.19 | 2018 | 6.7 | 2018-03-31
Spain | ESP | 2018-03-02 15:00 | 2018-03-02 16:00 | 50.25 | 2018 | 6.7 | 2018-03-31
Spain | ESP | 2018-03-02 16:00 | 2018-03-02 17:00 | 46 | 2018 | 6.7 | 2018-03-31
Spain | ESP | 2018-03-02 17:00 | 2018-03-02 18:00 | 44.62 | 2018 | 6.7 | 2018-03-31
Spain | ESP | 2018-03-02 18:00 | 2018-03-02 19:00 | 47.73 | 2018 | 6.7 | 2018-03-31
Spain | ESP | 2018-03-02 19:00 | 2018-03-02 20:00 | 52.19 | 2018 | 6.7 | 2018-03-31
Spain | ESP | 2018-03-02 20:00 | 2018-03-02 21:00 | 52.19 | 2018 | 6.7 | 2018-03-31
Spain | ESP | 2018-03-02 21:00 | 2018-03-02 22:00 | 46.95 | 2018 | 6.7 | 2018-03-31
Spain | ESP | 2018-03-02 22:00 | 2018-03-02 23:00 | 41.18 | 2018 | 6.7 | 2018-03-31
Spain | ESP | 2018-03-02 23:00 | 2018-03-03 | 42 | 2018 | 6.7 | 2018-03-31
Spain | ESP | 2018-03-03 | 2018-03-03 01:00 | 38.85 | 2018 | 6.7 | 2018-03-31
Spain | ESP | 2018-03-03 01:00 | 2018-03-03 02:00 | 38.2 | 2018 | 6.7 | 2018-03-31
Spain | ESP | 2018-03-03 02:00 | 2018-03-03 03:00 | 36.68 | 2018 | 6.7 | 2018-03-31
Spain | ESP | 2018-03-03 03:00 | 2018-03-03 04:00 | 36.23 | 2018 | 6.7 | 2018-03-31
Spain | ESP | 2018-03-03 04:00 | 2018-03-03 05:00 | 36.36 | 2018 | 6.7 | 2018-03-31
Spain | ESP | 2018-03-03 05:00 | 2018-03-03 06:00 | 36.61 | 2018 | 6.7 | 2018-03-31
Spain | ESP | 2018-03-03 06:00 | 2018-03-03 07:00 | 38 | 2018 | 6.7 | 2018-03-31
Spain | ESP | 2018-03-03 07:00 | 2018-03-03 08:00 | 38 | 2018 | 6.7 | 2018-03-31
Spain | ESP | 2018-03-03 08:00 | 2018-03-03 09:00 | 45.19 | 2018 | 6.7 | 2018-03-31
Spain | ESP | 2018-03-03 09:00 | 2018-03-03 10:00 | 48.39 | 2018 | 6.7 | 2018-03-31
Spain | ESP | 2018-03-03 10:00 | 2018-03-03 11:00 | 46.46 | 2018 | 6.7 | 2018-03-31
Spain | ESP | 2018-03-03 11:00 | 2018-03-03 12:00 | 44.45 | 2018 | 6.7 | 2018-03-31
Spain | ESP | 2018-03-03 12:00 | 2018-03-03 13:00 | 43.29 | 2018 | 6.7 | 2018-03-31
Spain | ESP | 2018-03-03 13:00 | 2018-03-03 14:00 | 40.89 | 2018 | 6.7 | 2018-03-31
Spain | ESP | 2018-03-03 14:00 | 2018-03-03 15:00 | 40.37 | 2018 | 6.7 | 2018-03-31
Spain | ESP | 2018-03-03 15:00 | 2018-03-03 16:00 | 41.7 | 2018 | 6.7 | 2018-03-31
Spain | ESP | 2018-03-03 16:00 | 2018-03-03 17:00 | 44.92 | 2018 | 6.7 | 2018-03-31
Spain | ESP | 2018-03-03 17:00 | 2018-03-03 18:00 | 52.52 | 2018 | 6.7 | 2018-03-31
Spain | ESP | 2018-03-03 18:00 | 2018-03-03 19:00 | 63.14 | 2018 | 6.7 | 2018-03-31
Spain | ESP | 2018-03-03 19:00 | 2018-03-03 20:00 | 56.56 | 2018 | 6.7 | 2018-03-31
Spain | ESP | 2018-03-03 20:00 | 2018-03-03 21:00 | 57.45 | 2018 | 6.7 | 2018-03-31
Spain | ESP | 2018-03-03 21:00 | 2018-03-03 22:00 | 52 | 2018 | 6.7 | 2018-03-31
Spain | ESP | 2018-03-03 22:00 | 2018-03-03 23:00 | 50.48 | 2018 | 6.7 | 2018-03-31
Spain | ESP | 2018-03-03 23:00 | 2018-03-04 | 50 | 2018 | 6.7 | 2018-03-31
Spain | ESP | 2018-03-04 | 2018-03-04 01:00 | 45.94 | 2018 | 6.7 | 2018-03-31
Spain | ESP | 2018-03-04 01:00 | 2018-03-04 02:00 | 42 | 2018 | 6.7 | 2018-03-31
Spain | ESP | 2018-03-04 02:00 | 2018-03-04 03:00 | 38.85 | 2018 | 6.7 | 2018-03-31
Spain | ESP | 2018-03-04 03:00 | 2018-03-04 04:00 | 37.91 | 2018 | 6.7 | 2018-03-31
Spain | ESP | 2018-03-04 04:00 | 2018-03-04 05:00 | 38.6 | 2018 | 6.7 | 2018-03-31
Spain | ESP | 2018-03-04 05:00 | 2018-03-04 06:00 | 39.1 | 2018 | 6.7 | 2018-03-31
Spain | ESP | 2018-03-04 06:00 | 2018-03-04 07:00 | 39.81 | 2018 | 6.7 | 2018-03-31
Spain | ESP | 2018-03-04 07:00 | 2018-03-04 08:00 | 40 | 2018 | 6.7 | 2018-03-31
Spain | ESP | 2018-03-04 08:00 | 2018-03-04 09:00 | 46 | 2018 | 6.7 | 2018-03-31
Spain | ESP | 2018-03-04 09:00 | 2018-03-04 10:00 | 49 | 2018 | 6.7 | 2018-03-31
Spain | ESP | 2018-03-04 10:00 | 2018-03-04 11:00 | 50 | 2018 | 6.7 | 2018-03-31
Spain | ESP | 2018-03-04 11:00 | 2018-03-04 12:00 | 50.45 | 2018 | 6.7 | 2018-03-31
Spain | ESP | 2018-03-04 12:00 | 2018-03-04 13:00 | 49.29 | 2018 | 6.7 | 2018-03-31
Spain | ESP | 2018-03-04 13:00 | 2018-03-04 14:00 | 46.46 | 2018 | 6.7 | 2018-03-31
Spain | ESP | 2018-03-04 14:00 | 2018-03-04 15:00 | 40.16 | 2018 | 6.7 | 2018-03-31
Spain | ESP | 2018-03-04 15:00 | 2018-03-04 16:00 | 38.85 | 2018 | 6.7 | 2018-03-31
Spain | ESP | 2018-03-04 16:00 | 2018-03-04 17:00 | 40.6 | 2018 | 6.7 | 2018-03-31
Spain | ESP | 2018-03-04 17:00 | 2018-03-04 18:00 | 45.84 | 2018 | 6.7 | 2018-03-31
Spain | ESP | 2018-03-04 18:00 | 2018-03-04 19:00 | 53.21 | 2018 | 6.7 | 2018-03-31
Spain | ESP | 2018-03-04 19:00 | 2018-03-04 20:00 | 52.14 | 2018 | 6.7 | 2018-03-31
Spain | ESP | 2018-03-04 20:00 | 2018-03-04 21:00 | 46.02 | 2018 | 6.7 | 2018-03-31
Spain | ESP | 2018-03-04 21:00 | 2018-03-04 22:00 | 45.94 | 2018 | 6.7 | 2018-03-31
Spain | ESP | 2018-03-04 22:00 | 2018-03-04 23:00 | 42 | 2018 | 6.7 | 2018-03-31
Spain | ESP | 2018-03-04 23:00 | 2018-03-05 | 39.1 | 2018 | 6.7 | 2018-03-31
Spain | ESP | 2018-03-05 | 2018-03-05 01:00 | 38.37 | 2018 | 6.7 | 2018-03-31
Spain | ESP | 2018-03-05 01:00 | 2018-03-05 02:00 | 36.19 | 2018 | 6.7 | 2018-03-31
Spain | ESP | 2018-03-05 02:00 | 2018-03-05 03:00 | 34.39 | 2018 | 6.7 | 2018-03-31
Spain | ESP | 2018-03-05 03:00 | 2018-03-05 04:00 | 33 | 2018 | 6.7 | 2018-03-31
Spain | ESP | 2018-03-05 04:00 | 2018-03-05 05:00 | 38.2 | 2018 | 6.7 | 2018-03-31
Spain | ESP | 2018-03-05 05:00 | 2018-03-05 06:00 | 40.22 | 2018 | 6.7 | 2018-03-31
Spain | ESP | 2018-03-05 06:00 | 2018-03-05 07:00 | 51.17 | 2018 | 6.7 | 2018-03-31
Spain | ESP | 2018-03-05 07:00 | 2018-03-05 08:00 | 60 | 2018 | 6.7 | 2018-03-31
Spain | ESP | 2018-03-05 08:00 | 2018-03-05 09:00 | 62.48 | 2018 | 6.7 | 2018-03-31
Spain | ESP | 2018-03-05 09:00 | 2018-03-05 10:00 | 62 | 2018 | 6.7 | 2018-03-31
Spain | ESP | 2018-03-05 10:00 | 2018-03-05 11:00 | 59.9 | 2018 | 6.7 | 2018-03-31
Spain | ESP | 2018-03-05 11:00 | 2018-03-05 12:00 | 56.08 | 2018 | 6.7 | 2018-03-31
Spain | ESP | 2018-03-05 12:00 | 2018-03-05 13:00 | 55.03 | 2018 | 6.7 | 2018-03-31
Spain | ESP | 2018-03-05 13:00 | 2018-03-05 14:00 | 54.01 | 2018 | 6.7 | 2018-03-31
Spain | ESP | 2018-03-05 14:00 | 2018-03-05 15:00 | 55.1 | 2018 | 6.7 | 2018-03-31
Spain | ESP | 2018-03-05 15:00 | 2018-03-05 16:00 | 55.01 | 2018 | 6.7 | 2018-03-31
Spain | ESP | 2018-03-05 16:00 | 2018-03-05 17:00 | 54.94 | 2018 | 6.7 | 2018-03-31
Spain | ESP | 2018-03-05 17:00 | 2018-03-05 18:00 | 56.68 | 2018 | 6.7 | 2018-03-31
Spain | ESP | 2018-03-05 18:00 | 2018-03-05 19:00 | 63.39 | 2018 | 6.7 | 2018-03-31
Spain | ESP | 2018-03-05 19:00 | 2018-03-05 20:00 | 62.48 | 2018 | 6.7 | 2018-03-31
Spain | ESP | 2018-03-05 20:00 | 2018-03-05 21:00 | 54.96 | 2018 | 6.7 | 2018-03-31
Spain | ESP | 2018-03-05 21:00 | 2018-03-05 22:00 | 52.01 | 2018 | 6.7 | 2018-03-31
Spain | ESP | 2018-03-05 22:00 | 2018-03-05 23:00 | 49.08 | 2018 | 6.7 | 2018-03-31
Spain | ESP | 2018-03-05 23:00 | 2018-03-06 | 40.25 | 2018 | 6.7 | 2018-03-31
Spain | ESP | 2018-03-06 | 2018-03-06 01:00 | 38.1 | 2018 | 6.7 | 2018-03-31
Spain | ESP | 2018-03-06 01:00 | 2018-03-06 02:00 | 37.39 | 2018 | 6.7 | 2018-03-31
Spain | ESP | 2018-03-06 02:00 | 2018-03-06 03:00 | 36.61 | 2018 | 6.7 | 2018-03-31
Spain | ESP | 2018-03-06 03:00 | 2018-03-06 04:00 | 36.91 | 2018 | 6.7 | 2018-03-31
Spain | ESP | 2018-03-06 04:00 | 2018-03-06 05:00 | 38.76 | 2018 | 6.7 | 2018-03-31
Spain | ESP | 2018-03-06 05:00 | 2018-03-06 06:00 | 39.96 | 2018 | 6.7 | 2018-03-31
Spain | ESP | 2018-03-06 06:00 | 2018-03-06 07:00 | 52.39 | 2018 | 6.7 | 2018-03-31
Spain | ESP | 2018-03-06 07:00 | 2018-03-06 08:00 | 59.95 | 2018 | 6.7 | 2018-03-31
Spain | ESP | 2018-03-06 08:00 | 2018-03-06 09:00 | 59.39 | 2018 | 6.7 | 2018-03-31
Spain | ESP | 2018-03-06 09:00 | 2018-03-06 10:00 | 59.24 | 2018 | 6.7 | 2018-03-31
Spain | ESP | 2018-03-06 10:00 | 2018-03-06 11:00 | 55.03 | 2018 | 6.7 | 2018-03-31
Spain | ESP | 2018-03-06 11:00 | 2018-03-06 12:00 | 52.39 | 2018 | 6.7 | 2018-03-31
Spain | ESP | 2018-03-06 12:00 | 2018-03-06 13:00 | 50.07 | 2018 | 6.7 | 2018-03-31
Spain | ESP | 2018-03-06 13:00 | 2018-03-06 14:00 | 48.98 | 2018 | 6.7 | 2018-03-31
Spain | ESP | 2018-03-06 14:00 | 2018-03-06 15:00 | 48.76 | 2018 | 6.7 | 2018-03-31
Spain | ESP | 2018-03-06 15:00 | 2018-03-06 16:00 | 49.42 | 2018 | 6.7 | 2018-03-31
Spain | ESP | 2018-03-06 16:00 | 2018-03-06 17:00 | 53.99 | 2018 | 6.7 | 2018-03-31
Spain | ESP | 2018-03-06 17:00 | 2018-03-06 18:00 | 59.14 | 2018 | 6.7 | 2018-03-31
Spain | ESP | 2018-03-06 18:00 | 2018-03-06 19:00 | 64.63 | 2018 | 6.7 | 2018-03-31
Spain | ESP | 2018-03-06 19:00 | 2018-03-06 20:00 | 59.9 | 2018 | 6.7 | 2018-03-31
Spain | ESP | 2018-03-06 20:00 | 2018-03-06 21:00 | 56.58 | 2018 | 6.7 | 2018-03-31
Spain | ESP | 2018-03-06 21:00 | 2018-03-06 22:00 | 52.39 | 2018 | 6.7 | 2018-03-31
Spain | ESP | 2018-03-06 22:00 | 2018-03-06 23:00 | 48.01 | 2018 | 6.7 | 2018-03-31
Spain | ESP | 2018-03-06 23:00 | 2018-03-07 | 41.83 | 2018 | 6.7 | 2018-03-31
Spain | ESP | 2018-03-07 | 2018-03-07 01:00 | 39.8 | 2018 | 6.7 | 2018-03-31
Spain | ESP | 2018-03-07 01:00 | 2018-03-07 02:00 | 37.81 | 2018 | 6.7 | 2018-03-31
Spain | ESP | 2018-03-07 02:00 | 2018-03-07 03:00 | 37.61 | 2018 | 6.7 | 2018-03-31
Spain | ESP | 2018-03-07 03:00 | 2018-03-07 04:00 | 37.54 | 2018 | 6.7 | 2018-03-31
Spain | ESP | 2018-03-07 04:00 | 2018-03-07 05:00 | 39.9 | 2018 | 6.7 | 2018-03-31
Spain | ESP | 2018-03-07 05:00 | 2018-03-07 06:00 | 46.69 | 2018 | 6.7 | 2018-03-31
Spain | ESP | 2018-03-07 06:00 | 2018-03-07 07:00 | 55.85 | 2018 | 6.7 | 2018-03-31
Spain | ESP | 2018-03-07 07:00 | 2018-03-07 08:00 | 61.79 | 2018 | 6.7 | 2018-03-31
Spain | ESP | 2018-03-07 08:00 | 2018-03-07 09:00 | 60 | 2018 | 6.7 | 2018-03-31
Spain | ESP | 2018-03-07 09:00 | 2018-03-07 10:00 | 56.69 | 2018 | 6.7 | 2018-03-31
Spain | ESP | 2018-03-07 10:00 | 2018-03-07 11:00 | 56.51 | 2018 | 6.7 | 2018-03-31
Spain | ESP | 2018-03-07 11:00 | 2018-03-07 12:00 | 51.51 | 2018 | 6.7 | 2018-03-31
Spain | ESP | 2018-03-07 12:00 | 2018-03-07 13:00 | 51.17 | 2018 | 6.7 | 2018-03-31
Spain | ESP | 2018-03-07 13:00 | 2018-03-07 14:00 | 50.75 | 2018 | 6.7 | 2018-03-31
Spain | ESP | 2018-03-07 14:00 | 2018-03-07 15:00 | 50.6 | 2018 | 6.7 | 2018-03-31
Spain | ESP | 2018-03-07 15:00 | 2018-03-07 16:00 | 50.75 | 2018 | 6.7 | 2018-03-31
Spain | ESP | 2018-03-07 16:00 | 2018-03-07 17:00 | 53.7 | 2018 | 6.7 | 2018-03-31
Spain | ESP | 2018-03-07 17:00 | 2018-03-07 18:00 | 60.95 | 2018 | 6.7 | 2018-03-31
Spain | ESP | 2018-03-07 18:00 | 2018-03-07 19:00 | 64.34 | 2018 | 6.7 | 2018-03-31
Spain | ESP | 2018-03-07 19:00 | 2018-03-07 20:00 | 64.63 | 2018 | 6.7 | 2018-03-31
Spain | ESP | 2018-03-07 20:00 | 2018-03-07 21:00 | 61.95 | 2018 | 6.7 | 2018-03-31
Spain | ESP | 2018-03-07 21:00 | 2018-03-07 22:00 | 52.83 | 2018 | 6.7 | 2018-03-31
Spain | ESP | 2018-03-07 22:00 | 2018-03-07 23:00 | 47.11 | 2018 | 6.7 | 2018-03-31
Spain | ESP | 2018-03-07 23:00 | 2018-03-08 | 41.84 | 2018 | 6.7 | 2018-03-31
Spain | ESP | 2018-03-08 | 2018-03-08 01:00 | 40.39 | 2018 | 6.7 | 2018-03-31
Spain | ESP | 2018-03-08 01:00 | 2018-03-08 02:00 | 40.14 | 2018 | 6.7 | 2018-03-31
Spain | ESP | 2018-03-08 02:00 | 2018-03-08 03:00 | 40 | 2018 | 6.7 | 2018-03-31
Spain | ESP | 2018-03-08 03:00 | 2018-03-08 04:00 | 40.39 | 2018 | 6.7 | 2018-03-31
Spain | ESP | 2018-03-08 04:00 | 2018-03-08 05:00 | 41.83 | 2018 | 6.7 | 2018-03-31
Spain | ESP | 2018-03-08 05:00 | 2018-03-08 06:00 | 47.24 | 2018 | 6.7 | 2018-03-31
Spain | ESP | 2018-03-08 06:00 | 2018-03-08 07:00 | 51.49 | 2018 | 6.7 | 2018-03-31
Spain | ESP | 2018-03-08 07:00 | 2018-03-08 08:00 | 55.03 | 2018 | 6.7 | 2018-03-31
Spain | ESP | 2018-03-08 08:00 | 2018-03-08 09:00 | 57.8 | 2018 | 6.7 | 2018-03-31
Spain | ESP | 2018-03-08 09:00 | 2018-03-08 10:00 | 53.51 | 2018 | 6.7 | 2018-03-31
Spain | ESP | 2018-03-08 10:00 | 2018-03-08 11:00 | 52.15 | 2018 | 6.7 | 2018-03-31
Spain | ESP | 2018-03-08 11:00 | 2018-03-08 12:00 | 51 | 2018 | 6.7 | 2018-03-31
Spain | ESP | 2018-03-08 12:00 | 2018-03-08 13:00 | 50 | 2018 | 6.7 | 2018-03-31
Spain | ESP | 2018-03-08 13:00 | 2018-03-08 14:00 | 48.39 | 2018 | 6.7 | 2018-03-31
Spain | ESP | 2018-03-08 14:00 | 2018-03-08 15:00 | 44.28 | 2018 | 6.7 | 2018-03-31
Spain | ESP | 2018-03-08 15:00 | 2018-03-08 16:00 | 43.59 | 2018 | 6.7 | 2018-03-31
Spain | ESP | 2018-03-08 16:00 | 2018-03-08 17:00 | 43.43 | 2018 | 6.7 | 2018-03-31
Spain | ESP | 2018-03-08 17:00 | 2018-03-08 18:00 | 48.21 | 2018 | 6.7 | 2018-03-31
Spain | ESP | 2018-03-08 18:00 | 2018-03-08 19:00 | 56.84 | 2018 | 6.7 | 2018-03-31
Spain | ESP | 2018-03-08 19:00 | 2018-03-08 20:00 | 58.15 | 2018 | 6.7 | 2018-03-31
Spain | ESP | 2018-03-08 20:00 | 2018-03-08 21:00 | 52.65 | 2018 | 6.7 | 2018-03-31
Spain | ESP | 2018-03-08 21:00 | 2018-03-08 22:00 | 50.01 | 2018 | 6.7 | 2018-03-31
Spain | ESP | 2018-03-08 22:00 | 2018-03-08 23:00 | 43.53 | 2018 | 6.7 | 2018-03-31
Spain | ESP | 2018-03-08 23:00 | 2018-03-09 | 45.27 | 2018 | 6.7 | 2018-03-31
Spain | ESP | 2018-03-09 | 2018-03-09 01:00 | 38.12 | 2018 | 6.7 | 2018-03-31
Spain | ESP | 2018-03-09 01:00 | 2018-03-09 02:00 | 37.21 | 2018 | 6.7 | 2018-03-31
Spain | ESP | 2018-03-09 02:00 | 2018-03-09 03:00 | 35.65 | 2018 | 6.7 | 2018-03-31
Spain | ESP | 2018-03-09 03:00 | 2018-03-09 04:00 | 32.26 | 2018 | 6.7 | 2018-03-31
Spain | ESP | 2018-03-09 04:00 | 2018-03-09 05:00 | 33.9 | 2018 | 6.7 | 2018-03-31
Spain | ESP | 2018-03-09 05:00 | 2018-03-09 06:00 | 37.93 | 2018 | 6.7 | 2018-03-31
Spain | ESP | 2018-03-09 06:00 | 2018-03-09 07:00 | 45.67 | 2018 | 6.7 | 2018-03-31
Spain | ESP | 2018-03-09 07:00 | 2018-03-09 08:00 | 48.88 | 2018 | 6.7 | 2018-03-31
Spain | ESP | 2018-03-09 08:00 | 2018-03-09 09:00 | 48.88 | 2018 | 6.7 | 2018-03-31
Spain | ESP | 2018-03-09 09:00 | 2018-03-09 10:00 | 48.01 | 2018 | 6.7 | 2018-03-31
Spain | ESP | 2018-03-09 10:00 | 2018-03-09 11:00 | 46.96 | 2018 | 6.7 | 2018-03-31
Spain | ESP | 2018-03-09 11:00 | 2018-03-09 12:00 | 47.81 | 2018 | 6.7 | 2018-03-31
Spain | ESP | 2018-03-09 12:00 | 2018-03-09 13:00 | 43.69 | 2018 | 6.7 | 2018-03-31
Spain | ESP | 2018-03-09 13:00 | 2018-03-09 14:00 | 40.88 | 2018 | 6.7 | 2018-03-31
Spain | ESP | 2018-03-09 14:00 | 2018-03-09 15:00 | 42.19 | 2018 | 6.7 | 2018-03-31
Spain | ESP | 2018-03-09 15:00 | 2018-03-09 16:00 | 44.46 | 2018 | 6.7 | 2018-03-31
Spain | ESP | 2018-03-09 16:00 | 2018-03-09 17:00 | 46.46 | 2018 | 6.7 | 2018-03-31
Spain | ESP | 2018-03-09 17:00 | 2018-03-09 18:00 | 46.29 | 2018 | 6.7 | 2018-03-31
Spain | ESP | 2018-03-09 18:00 | 2018-03-09 19:00 | 51.88 | 2018 | 6.7 | 2018-03-31
Spain | ESP | 2018-03-09 19:00 | 2018-03-09 20:00 | 48.88 | 2018 | 6.7 | 2018-03-31
Spain | ESP | 2018-03-09 20:00 | 2018-03-09 21:00 | 44.21 | 2018 | 6.7 | 2018-03-31
Spain | ESP | 2018-03-09 21:00 | 2018-03-09 22:00 | 41.08 | 2018 | 6.7 | 2018-03-31
Spain | ESP | 2018-03-09 22:00 | 2018-03-09 23:00 | 38.66 | 2018 | 6.7 | 2018-03-31
Spain | ESP | 2018-03-09 23:00 | 2018-03-10 | 32.31 | 2018 | 6.7 | 2018-03-31
Spain | ESP | 2018-03-10 | 2018-03-10 01:00 | 30 | 2018 | 6.7 | 2018-03-31
Spain | ESP | 2018-03-10 01:00 | 2018-03-10 02:00 | 27.3 | 2018 | 6.7 | 2018-03-31
Spain | ESP | 2018-03-10 02:00 | 2018-03-10 03:00 | 26.01 | 2018 | 6.7 | 2018-03-31
Spain | ESP | 2018-03-10 03:00 | 2018-03-10 04:00 | 24.86 | 2018 | 6.7 | 2018-03-31
Spain | ESP | 2018-03-10 04:00 | 2018-03-10 05:00 | 25.81 | 2018 | 6.7 | 2018-03-31
Spain | ESP | 2018-03-10 05:00 | 2018-03-10 06:00 | 25.91 | 2018 | 6.7 | 2018-03-31
Spain | ESP | 2018-03-10 06:00 | 2018-03-10 07:00 | 25.91 | 2018 | 6.7 | 2018-03-31
Spain | ESP | 2018-03-10 07:00 | 2018-03-10 08:00 | 29.61 | 2018 | 6.7 | 2018-03-31
Spain | ESP | 2018-03-10 08:00 | 2018-03-10 09:00 | 36.01 | 2018 | 6.7 | 2018-03-31
Spain | ESP | 2018-03-10 09:00 | 2018-03-10 10:00 | 37.52 | 2018 | 6.7 | 2018-03-31
Spain | ESP | 2018-03-10 10:00 | 2018-03-10 11:00 | 37.39 | 2018 | 6.7 | 2018-03-31
Spain | ESP | 2018-03-10 11:00 | 2018-03-10 12:00 | 36.6 | 2018 | 6.7 | 2018-03-31
Spain | ESP | 2018-03-10 12:00 | 2018-03-10 13:00 | 35.64 | 2018 | 6.7 | 2018-03-31
Spain | ESP | 2018-03-10 13:00 | 2018-03-10 14:00 | 34.01 | 2018 | 6.7 | 2018-03-31
Spain | ESP | 2018-03-10 14:00 | 2018-03-10 15:00 | 32 | 2018 | 6.7 | 2018-03-31
Spain | ESP | 2018-03-10 15:00 | 2018-03-10 16:00 | 29.03 | 2018 | 6.7 | 2018-03-31
Spain | ESP | 2018-03-10 16:00 | 2018-03-10 17:00 | 29.89 | 2018 | 6.7 | 2018-03-31
Spain | ESP | 2018-03-10 17:00 | 2018-03-10 18:00 | 32.31 | 2018 | 6.7 | 2018-03-31
Spain | ESP | 2018-03-10 18:00 | 2018-03-10 19:00 | 38.36 | 2018 | 6.7 | 2018-03-31
Spain | ESP | 2018-03-10 19:00 | 2018-03-10 20:00 | 39.7 | 2018 | 6.7 | 2018-03-31
Spain | ESP | 2018-03-10 20:00 | 2018-03-10 21:00 | 36.1 | 2018 | 6.7 | 2018-03-31
Spain | ESP | 2018-03-10 21:00 | 2018-03-10 22:00 | 35.3 | 2018 | 6.7 | 2018-03-31
Spain | ESP | 2018-03-10 22:00 | 2018-03-10 23:00 | 29.5 | 2018 | 6.7 | 2018-03-31
Spain | ESP | 2018-03-10 23:00 | 2018-03-11 | 9.2 | 2018 | 6.7 | 2018-03-31
Spain | ESP | 2018-03-11 | 2018-03-11 01:00 | 8 | 2018 | 6.7 | 2018-03-31
Spain | ESP | 2018-03-11 01:00 | 2018-03-11 02:00 | 5.48 | 2018 | 6.7 | 2018-03-31
Spain | ESP | 2018-03-11 02:00 | 2018-03-11 03:00 | 5 | 2018 | 6.7 | 2018-03-31
Spain | ESP | 2018-03-11 03:00 | 2018-03-11 04:00 | 4 | 2018 | 6.7 | 2018-03-31
Spain | ESP | 2018-03-11 04:00 | 2018-03-11 05:00 | 3.98 | 2018 | 6.7 | 2018-03-31
Spain | ESP | 2018-03-11 05:00 | 2018-03-11 06:00 | 3 | 2018 | 6.7 | 2018-03-31
Spain | ESP | 2018-03-11 06:00 | 2018-03-11 07:00 | 3 | 2018 | 6.7 | 2018-03-31
Spain | ESP | 2018-03-11 07:00 | 2018-03-11 08:00 | 4 | 2018 | 6.7 | 2018-03-31
Spain | ESP | 2018-03-11 08:00 | 2018-03-11 09:00 | 5.48 | 2018 | 6.7 | 2018-03-31
Spain | ESP | 2018-03-11 09:00 | 2018-03-11 10:00 | 7.99 | 2018 | 6.7 | 2018-03-31
Spain | ESP | 2018-03-11 10:00 | 2018-03-11 11:00 | 8 | 2018 | 6.7 | 2018-03-31
Spain | ESP | 2018-03-11 11:00 | 2018-03-11 12:00 | 6.7 | 2018 | 6.7 | 2018-03-31
Spain | ESP | 2018-03-11 12:00 | 2018-03-11 13:00 | 7.99 | 2018 | 6.7 | 2018-03-31
Spain | ESP | 2018-03-11 13:00 | 2018-03-11 14:00 | 5.48 | 2018 | 6.7 | 2018-03-31
Spain | ESP | 2018-03-11 14:00 | 2018-03-11 15:00 | 5.09 | 2018 | 6.7 | 2018-03-31
Spain | ESP | 2018-03-11 15:00 | 2018-03-11 16:00 | 5 | 2018 | 6.7 | 2018-03-31
Spain | ESP | 2018-03-11 16:00 | 2018-03-11 17:00 | 5 | 2018 | 6.7 | 2018-03-31
Spain | ESP | 2018-03-11 17:00 | 2018-03-11 18:00 | 4 | 2018 | 6.7 | 2018-03-31
Spain | ESP | 2018-03-11 18:00 | 2018-03-11 19:00 | 9 | 2018 | 6.7 | 2018-03-31
Spain | ESP | 2018-03-11 19:00 | 2018-03-11 20:00 | 20.22 | 2018 | 6.7 | 2018-03-31
Spain | ESP | 2018-03-11 20:00 | 2018-03-11 21:00 | 20.36 | 2018 | 6.7 | 2018-03-31
Spain | ESP | 2018-03-11 21:00 | 2018-03-11 22:00 | 19.4 | 2018 | 6.7 | 2018-03-31
Spain | ESP | 2018-03-11 22:00 | 2018-03-11 23:00 | 8 | 2018 | 6.7 | 2018-03-31
Spain | ESP | 2018-03-11 23:00 | 2018-03-12 | 23.8 | 2018 | 6.7 | 2018-03-31
Spain | ESP | 2018-03-12 | 2018-03-12 01:00 | 12 | 2018 | 6.7 | 2018-03-31
Spain | ESP | 2018-03-12 01:00 | 2018-03-12 02:00 | 8 | 2018 | 6.7 | 2018-03-31
Spain | ESP | 2018-03-12 02:00 | 2018-03-12 03:00 | 6.7 | 2018 | 6.7 | 2018-03-31
Spain | ESP | 2018-03-12 03:00 | 2018-03-12 04:00 | 8 | 2018 | 6.7 | 2018-03-31
Spain | ESP | 2018-03-12 04:00 | 2018-03-12 05:00 | 12 | 2018 | 6.7 | 2018-03-31
Spain | ESP | 2018-03-12 05:00 | 2018-03-12 06:00 | 27.24 | 2018 | 6.7 | 2018-03-31
Spain | ESP | 2018-03-12 06:00 | 2018-03-12 07:00 | 44.45 | 2018 | 6.7 | 2018-03-31
Spain | ESP | 2018-03-12 07:00 | 2018-03-12 08:00 | 48.34 | 2018 | 6.7 | 2018-03-31
Spain | ESP | 2018-03-12 08:00 | 2018-03-12 09:00 | 48.05 | 2018 | 6.7 | 2018-03-31
Spain | ESP | 2018-03-12 09:00 | 2018-03-12 10:00 | 46.02 | 2018 | 6.7 | 2018-03-31
Spain | ESP | 2018-03-12 10:00 | 2018-03-12 11:00 | 44.41 | 2018 | 6.7 | 2018-03-31
Spain | ESP | 2018-03-12 11:00 | 2018-03-12 12:00 | 45 | 2018 | 6.7 | 2018-03-31
Spain | ESP | 2018-03-12 12:00 | 2018-03-12 13:00 | 41.5 | 2018 | 6.7 | 2018-03-31
Spain | ESP | 2018-03-12 13:00 | 2018-03-12 14:00 | 38.38 | 2018 | 6.7 | 2018-03-31
Spain | ESP | 2018-03-12 14:00 | 2018-03-12 15:00 | 37.24 | 2018 | 6.7 | 2018-03-31
Spain | ESP | 2018-03-12 15:00 | 2018-03-12 16:00 | 37.61 | 2018 | 6.7 | 2018-03-31
Spain | ESP | 2018-03-12 16:00 | 2018-03-12 17:00 | 42.23 | 2018 | 6.7 | 2018-03-31
Spain | ESP | 2018-03-12 17:00 | 2018-03-12 18:00 | 50.24 | 2018 | 6.7 | 2018-03-31
Spain | ESP | 2018-03-12 18:00 | 2018-03-12 19:00 | 62 | 2018 | 6.7 | 2018-03-31
Spain | ESP | 2018-03-12 19:00 | 2018-03-12 20:00 | 70 | 2018 | 6.7 | 2018-03-31
Spain | ESP | 2018-03-12 20:00 | 2018-03-12 21:00 | 66.64 | 2018 | 6.7 | 2018-03-31
Spain | ESP | 2018-03-12 21:00 | 2018-03-12 22:00 | 56.13 | 2018 | 6.7 | 2018-03-31
Spain | ESP | 2018-03-12 22:00 | 2018-03-12 23:00 | 50.6 | 2018 | 6.7 | 2018-03-31
Spain | ESP | 2018-03-12 23:00 | 2018-03-13 | 44.44 | 2018 | 6.7 | 2018-03-31
Spain | ESP | 2018-03-13 | 2018-03-13 01:00 | 39.63 | 2018 | 6.7 | 2018-03-31
Spain | ESP | 2018-03-13 01:00 | 2018-03-13 02:00 | 34.21 | 2018 | 6.7 | 2018-03-31
Spain | ESP | 2018-03-13 02:00 | 2018-03-13 03:00 | 33.71 | 2018 | 6.7 | 2018-03-31
Spain | ESP | 2018-03-13 03:00 | 2018-03-13 04:00 | 33.61 | 2018 | 6.7 | 2018-03-31
Spain | ESP | 2018-03-13 04:00 | 2018-03-13 05:00 | 34.01 | 2018 | 6.7 | 2018-03-31
Spain | ESP | 2018-03-13 05:00 | 2018-03-13 06:00 | 41.06 | 2018 | 6.7 | 2018-03-31
Spain | ESP | 2018-03-13 06:00 | 2018-03-13 07:00 | 51.17 | 2018 | 6.7 | 2018-03-31
Spain | ESP | 2018-03-13 07:00 | 2018-03-13 08:00 | 54.02 | 2018 | 6.7 | 2018-03-31
Spain | ESP | 2018-03-13 08:00 | 2018-03-13 09:00 | 57.68 | 2018 | 6.7 | 2018-03-31
Spain | ESP | 2018-03-13 09:00 | 2018-03-13 10:00 | 57.9 | 2018 | 6.7 | 2018-03-31
Spain | ESP | 2018-03-13 10:00 | 2018-03-13 11:00 | 55 | 2018 | 6.7 | 2018-03-31
Spain | ESP | 2018-03-13 11:00 | 2018-03-13 12:00 | 52.56 | 2018 | 6.7 | 2018-03-31
Spain | ESP | 2018-03-13 12:00 | 2018-03-13 13:00 | 50.32 | 2018 | 6.7 | 2018-03-31
Spain | ESP | 2018-03-13 13:00 | 2018-03-13 14:00 | 48.47 | 2018 | 6.7 | 2018-03-31
Spain | ESP | 2018-03-13 14:00 | 2018-03-13 15:00 | 44.67 | 2018 | 6.7 | 2018-03-31
Spain | ESP | 2018-03-13 15:00 | 2018-03-13 16:00 | 46.48 | 2018 | 6.7 | 2018-03-31
Spain | ESP | 2018-03-13 16:00 | 2018-03-13 17:00 | 48.56 | 2018 | 6.7 | 2018-03-31
Spain | ESP | 2018-03-13 17:00 | 2018-03-13 18:00 | 55.24 | 2018 | 6.7 | 2018-03-31
Spain | ESP | 2018-03-13 18:00 | 2018-03-13 19:00 | 65.3 | 2018 | 6.7 | 2018-03-31
Spain | ESP | 2018-03-13 19:00 | 2018-03-13 20:00 | 66.15 | 2018 | 6.7 | 2018-03-31
Spain | ESP | 2018-03-13 20:00 | 2018-03-13 21:00 | 56.66 | 2018 | 6.7 | 2018-03-31
Spain | ESP | 2018-03-13 21:00 | 2018-03-13 22:00 | 50.43 | 2018 | 6.7 | 2018-03-31
Spain | ESP | 2018-03-13 22:00 | 2018-03-13 23:00 | 42.73 | 2018 | 6.7 | 2018-03-31
Spain | ESP | 2018-03-13 23:00 | 2018-03-14 | 40.23 | 2018 | 6.7 | 2018-03-31
Spain | ESP | 2018-03-14 | 2018-03-14 01:00 | 39.56 | 2018 | 6.7 | 2018-03-31
Spain | ESP | 2018-03-14 01:00 | 2018-03-14 02:00 | 37.02 | 2018 | 6.7 | 2018-03-31
Spain | ESP | 2018-03-14 02:00 | 2018-03-14 03:00 | 35.56 | 2018 | 6.7 | 2018-03-31
Spain | ESP | 2018-03-14 03:00 | 2018-03-14 04:00 | 34.01 | 2018 | 6.7 | 2018-03-31
Spain | ESP | 2018-03-14 04:00 | 2018-03-14 05:00 | 36.13 | 2018 | 6.7 | 2018-03-31
Spain | ESP | 2018-03-14 05:00 | 2018-03-14 06:00 | 37.91 | 2018 | 6.7 | 2018-03-31
Spain | ESP | 2018-03-14 06:00 | 2018-03-14 07:00 | 50.58 | 2018 | 6.7 | 2018-03-31
Spain | ESP | 2018-03-14 07:00 | 2018-03-14 08:00 | 52.03 | 2018 | 6.7 | 2018-03-31
Spain | ESP | 2018-03-14 08:00 | 2018-03-14 09:00 | 52.26 | 2018 | 6.7 | 2018-03-31
Spain | ESP | 2018-03-14 09:00 | 2018-03-14 10:00 | 50.58 | 2018 | 6.7 | 2018-03-31
Spain | ESP | 2018-03-14 10:00 | 2018-03-14 11:00 | 48.78 | 2018 | 6.7 | 2018-03-31
Spain | ESP | 2018-03-14 11:00 | 2018-03-14 12:00 | 44.02 | 2018 | 6.7 | 2018-03-31
Spain | ESP | 2018-03-14 12:00 | 2018-03-14 13:00 | 39.69 | 2018 | 6.7 | 2018-03-31
Spain | ESP | 2018-03-14 13:00 | 2018-03-14 14:00 | 36.72 | 2018 | 6.7 | 2018-03-31
Spain | ESP | 2018-03-14 14:00 | 2018-03-14 15:00 | 31.31 | 2018 | 6.7 | 2018-03-31
Spain | ESP | 2018-03-14 15:00 | 2018-03-14 16:00 | 24.7 | 2018 | 6.7 | 2018-03-31
Spain | ESP | 2018-03-14 16:00 | 2018-03-14 17:00 | 20.1 | 2018 | 6.7 | 2018-03-31
Spain | ESP | 2018-03-14 17:00 | 2018-03-14 18:00 | 15 | 2018 | 6.7 | 2018-03-31
Spain | ESP | 2018-03-14 18:00 | 2018-03-14 19:00 | 37.61 | 2018 | 6.7 | 2018-03-31
Spain | ESP | 2018-03-14 19:00 | 2018-03-14 20:00 | 48.21 | 2018 | 6.7 | 2018-03-31
Spain | ESP | 2018-03-14 20:00 | 2018-03-14 21:00 | 41.11 | 2018 | 6.7 | 2018-03-31
Spain | ESP | 2018-03-14 21:00 | 2018-03-14 22:00 | 36.72 | 2018 | 6.7 | 2018-03-31
Spain | ESP | 2018-03-14 22:00 | 2018-03-14 23:00 | 21.2 | 2018 | 6.7 | 2018-03-31
Spain | ESP | 2018-03-14 23:00 | 2018-03-15 | 25.36 | 2018 | 6.7 | 2018-03-31
Spain | ESP | 2018-03-15 | 2018-03-15 01:00 | 12.4 | 2018 | 6.7 | 2018-03-31
Spain | ESP | 2018-03-15 01:00 | 2018-03-15 02:00 | 5.48 | 2018 | 6.7 | 2018-03-31
Spain | ESP | 2018-03-15 02:00 | 2018-03-15 03:00 | 5.48 | 2018 | 6.7 | 2018-03-31
Spain | ESP | 2018-03-15 03:00 | 2018-03-15 04:00 | 5.48 | 2018 | 6.7 | 2018-03-31
Spain | ESP | 2018-03-15 04:00 | 2018-03-15 05:00 | 8.55 | 2018 | 6.7 | 2018-03-31
Spain | ESP | 2018-03-15 05:00 | 2018-03-15 06:00 | 29.31 | 2018 | 6.7 | 2018-03-31
Spain | ESP | 2018-03-15 06:00 | 2018-03-15 07:00 | 37.07 | 2018 | 6.7 | 2018-03-31
Spain | ESP | 2018-03-15 07:00 | 2018-03-15 08:00 | 44.51 | 2018 | 6.7 | 2018-03-31
Spain | ESP | 2018-03-15 08:00 | 2018-03-15 09:00 | 46.25 | 2018 | 6.7 | 2018-03-31
Spain | ESP | 2018-03-15 09:00 | 2018-03-15 10:00 | 45.78 | 2018 | 6.7 | 2018-03-31
Spain | ESP | 2018-03-15 10:00 | 2018-03-15 11:00 | 44.44 | 2018 | 6.7 | 2018-03-31
Spain | ESP | 2018-03-15 11:00 | 2018-03-15 12:00 | 41.76 | 2018 | 6.7 | 2018-03-31
Spain | ESP | 2018-03-15 12:00 | 2018-03-15 13:00 | 39.7 | 2018 | 6.7 | 2018-03-31
Spain | ESP | 2018-03-15 13:00 | 2018-03-15 14:00 | 35.17 | 2018 | 6.7 | 2018-03-31
Spain | ESP | 2018-03-15 14:00 | 2018-03-15 15:00 | 34.01 | 2018 | 6.7 | 2018-03-31
Spain | ESP | 2018-03-15 15:00 | 2018-03-15 16:00 | 33.61 | 2018 | 6.7 | 2018-03-31
Spain | ESP | 2018-03-15 16:00 | 2018-03-15 17:00 | 36.05 | 2018 | 6.7 | 2018-03-31
Spain | ESP | 2018-03-15 17:00 | 2018-03-15 18:00 | 44.51 | 2018 | 6.7 | 2018-03-31
Spain | ESP | 2018-03-15 18:00 | 2018-03-15 19:00 | 53.69 | 2018 | 6.7 | 2018-03-31
Spain | ESP | 2018-03-15 19:00 | 2018-03-15 20:00 | 54.01 | 2018 | 6.7 | 2018-03-31
Spain | ESP | 2018-03-15 20:00 | 2018-03-15 21:00 | 47.75 | 2018 | 6.7 | 2018-03-31
Spain | ESP | 2018-03-15 21:00 | 2018-03-15 22:00 | 40.04 | 2018 | 6.7 | 2018-03-31
Spain | ESP | 2018-03-15 22:00 | 2018-03-15 23:00 | 34.01 | 2018 | 6.7 | 2018-03-31
Spain | ESP | 2018-03-15 23:00 | 2018-03-16 | 45.42 | 2018 | 6.7 | 2018-03-31
Spain | ESP | 2018-03-16 | 2018-03-16 01:00 | 37.17 | 2018 | 6.7 | 2018-03-31
Spain | ESP | 2018-03-16 01:00 | 2018-03-16 02:00 | 34 | 2018 | 6.7 | 2018-03-31
Spain | ESP | 2018-03-16 02:00 | 2018-03-16 03:00 | 30.55 | 2018 | 6.7 | 2018-03-31
Spain | ESP | 2018-03-16 03:00 | 2018-03-16 04:00 | 29.97 | 2018 | 6.7 | 2018-03-31
Spain | ESP | 2018-03-16 04:00 | 2018-03-16 05:00 | 35.55 | 2018 | 6.7 | 2018-03-31
Spain | ESP | 2018-03-16 05:00 | 2018-03-16 06:00 | 44.46 | 2018 | 6.7 | 2018-03-31
Spain | ESP | 2018-03-16 06:00 | 2018-03-16 07:00 | 50.54 | 2018 | 6.7 | 2018-03-31
Spain | ESP | 2018-03-16 07:00 | 2018-03-16 08:00 | 55.29 | 2018 | 6.7 | 2018-03-31
Spain | ESP | 2018-03-16 08:00 | 2018-03-16 09:00 | 55.99 | 2018 | 6.7 | 2018-03-31
Spain | ESP | 2018-03-16 09:00 | 2018-03-16 10:00 | 52.8 | 2018 | 6.7 | 2018-03-31
Spain | ESP | 2018-03-16 10:00 | 2018-03-16 11:00 | 51.17 | 2018 | 6.7 | 2018-03-31
Spain | ESP | 2018-03-16 11:00 | 2018-03-16 12:00 | 50.54 | 2018 | 6.7 | 2018-03-31
Spain | ESP | 2018-03-16 12:00 | 2018-03-16 13:00 | 50.18 | 2018 | 6.7 | 2018-03-31
Spain | ESP | 2018-03-16 13:00 | 2018-03-16 14:00 | 46.5 | 2018 | 6.7 | 2018-03-31
Spain | ESP | 2018-03-16 14:00 | 2018-03-16 15:00 | 44.3 | 2018 | 6.7 | 2018-03-31
Spain | ESP | 2018-03-16 15:00 | 2018-03-16 16:00 | 41.91 | 2018 | 6.7 | 2018-03-31
Spain | ESP | 2018-03-16 16:00 | 2018-03-16 17:00 | 42.89 | 2018 | 6.7 | 2018-03-31
Spain | ESP | 2018-03-16 17:00 | 2018-03-16 18:00 | 45.44 | 2018 | 6.7 | 2018-03-31
Spain | ESP | 2018-03-16 18:00 | 2018-03-16 19:00 | 50.54 | 2018 | 6.7 | 2018-03-31
Spain | ESP | 2018-03-16 19:00 | 2018-03-16 20:00 | 50.13 | 2018 | 6.7 | 2018-03-31
Spain | ESP | 2018-03-16 20:00 | 2018-03-16 21:00 | 50.17 | 2018 | 6.7 | 2018-03-31
Spain | ESP | 2018-03-16 21:00 | 2018-03-16 22:00 | 49.89 | 2018 | 6.7 | 2018-03-31
Spain | ESP | 2018-03-16 22:00 | 2018-03-16 23:00 | 44.01 | 2018 | 6.7 | 2018-03-31
Spain | ESP | 2018-03-16 23:00 | 2018-03-17 | 41.71 | 2018 | 6.7 | 2018-03-31
Spain | ESP | 2018-03-17 | 2018-03-17 01:00 | 36.27 | 2018 | 6.7 | 2018-03-31
Spain | ESP | 2018-03-17 01:00 | 2018-03-17 02:00 | 35 | 2018 | 6.7 | 2018-03-31
Spain | ESP | 2018-03-17 02:00 | 2018-03-17 03:00 | 35.55 | 2018 | 6.7 | 2018-03-31
Spain | ESP | 2018-03-17 03:00 | 2018-03-17 04:00 | 36.37 | 2018 | 6.7 | 2018-03-31
Spain | ESP | 2018-03-17 04:00 | 2018-03-17 05:00 | 36.96 | 2018 | 6.7 | 2018-03-31
Spain | ESP | 2018-03-17 05:00 | 2018-03-17 06:00 | 37.89 | 2018 | 6.7 | 2018-03-31
Spain | ESP | 2018-03-17 06:00 | 2018-03-17 07:00 | 37.87 | 2018 | 6.7 | 2018-03-31
Spain | ESP | 2018-03-17 07:00 | 2018-03-17 08:00 | 40.8 | 2018 | 6.7 | 2018-03-31
Spain | ESP | 2018-03-17 08:00 | 2018-03-17 09:00 | 49 | 2018 | 6.7 | 2018-03-31
Spain | ESP | 2018-03-17 09:00 | 2018-03-17 10:00 | 50.44 | 2018 | 6.7 | 2018-03-31
Spain | ESP | 2018-03-17 10:00 | 2018-03-17 11:00 | 50.44 | 2018 | 6.7 | 2018-03-31
Spain | ESP | 2018-03-17 11:00 | 2018-03-17 12:00 | 50.72 | 2018 | 6.7 | 2018-03-31
Spain | ESP | 2018-03-17 12:00 | 2018-03-17 13:00 | 50.27 | 2018 | 6.7 | 2018-03-31
Spain | ESP | 2018-03-17 13:00 | 2018-03-17 14:00 | 46.52 | 2018 | 6.7 | 2018-03-31
Spain | ESP | 2018-03-17 14:00 | 2018-03-17 15:00 | 43.09 | 2018 | 6.7 | 2018-03-31
Spain | ESP | 2018-03-17 15:00 | 2018-03-17 16:00 | 41.7 | 2018 | 6.7 | 2018-03-31
Spain | ESP | 2018-03-17 16:00 | 2018-03-17 17:00 | 42.78 | 2018 | 6.7 | 2018-03-31
Spain | ESP | 2018-03-17 17:00 | 2018-03-17 18:00 | 47.13 | 2018 | 6.7 | 2018-03-31
Spain | ESP | 2018-03-17 18:00 | 2018-03-17 19:00 | 52.5 | 2018 | 6.7 | 2018-03-31
Spain | ESP | 2018-03-17 19:00 | 2018-03-17 20:00 | 63.83 | 2018 | 6.7 | 2018-03-31
Spain | ESP | 2018-03-17 20:00 | 2018-03-17 21:00 | 57.4 | 2018 | 6.7 | 2018-03-31
Spain | ESP | 2018-03-17 21:00 | 2018-03-17 22:00 | 57.89 | 2018 | 6.7 | 2018-03-31
Spain | ESP | 2018-03-17 22:00 | 2018-03-17 23:00 | 52.53 | 2018 | 6.7 | 2018-03-31
Spain | ESP | 2018-03-17 23:00 | 2018-03-18 | 46.72 | 2018 | 6.7 | 2018-03-31
Spain | ESP | 2018-03-18 | 2018-03-18 01:00 | 43.97 | 2018 | 6.7 | 2018-03-31
Spain | ESP | 2018-03-18 01:00 | 2018-03-18 02:00 | 40.63 | 2018 | 6.7 | 2018-03-31
Spain | ESP | 2018-03-18 02:00 | 2018-03-18 03:00 | 38.75 | 2018 | 6.7 | 2018-03-31
Spain | ESP | 2018-03-18 03:00 | 2018-03-18 04:00 | 37.1 | 2018 | 6.7 | 2018-03-31
Spain | ESP | 2018-03-18 04:00 | 2018-03-18 05:00 | 37.89 | 2018 | 6.7 | 2018-03-31
Spain | ESP | 2018-03-18 05:00 | 2018-03-18 06:00 | 37.6 | 2018 | 6.7 | 2018-03-31
Spain | ESP | 2018-03-18 06:00 | 2018-03-18 07:00 | 36.29 | 2018 | 6.7 | 2018-03-31
Spain | ESP | 2018-03-18 07:00 | 2018-03-18 08:00 | 36.8 | 2018 | 6.7 | 2018-03-31
Spain | ESP | 2018-03-18 08:00 | 2018-03-18 09:00 | 37.9 | 2018 | 6.7 | 2018-03-31
Spain | ESP | 2018-03-18 09:00 | 2018-03-18 10:00 | 38.95 | 2018 | 6.7 | 2018-03-31
Spain | ESP | 2018-03-18 10:00 | 2018-03-18 11:00 | 40.11 | 2018 | 6.7 | 2018-03-31
Spain | ESP | 2018-03-18 11:00 | 2018-03-18 12:00 | 39.05 | 2018 | 6.7 | 2018-03-31
Spain | ESP | 2018-03-18 12:00 | 2018-03-18 13:00 | 39.05 | 2018 | 6.7 | 2018-03-31
Spain | ESP | 2018-03-18 13:00 | 2018-03-18 14:00 | 37.7 | 2018 | 6.7 | 2018-03-31
Spain | ESP | 2018-03-18 14:00 | 2018-03-18 15:00 | 33.33 | 2018 | 6.7 | 2018-03-31
Spain | ESP | 2018-03-18 15:00 | 2018-03-18 16:00 | 20.1 | 2018 | 6.7 | 2018-03-31
Spain | ESP | 2018-03-18 16:00 | 2018-03-18 17:00 | 28.13 | 2018 | 6.7 | 2018-03-31
Spain | ESP | 2018-03-18 17:00 | 2018-03-18 18:00 | 38 | 2018 | 6.7 | 2018-03-31
Spain | ESP | 2018-03-18 18:00 | 2018-03-18 19:00 | 44.44 | 2018 | 6.7 | 2018-03-31
Spain | ESP | 2018-03-18 19:00 | 2018-03-18 20:00 | 49.7 | 2018 | 6.7 | 2018-03-31
Spain | ESP | 2018-03-18 20:00 | 2018-03-18 21:00 | 50.5 | 2018 | 6.7 | 2018-03-31
Spain | ESP | 2018-03-18 21:00 | 2018-03-18 22:00 | 47.48 | 2018 | 6.7 | 2018-03-31
Spain | ESP | 2018-03-18 22:00 | 2018-03-18 23:00 | 44.99 | 2018 | 6.7 | 2018-03-31
Spain | ESP | 2018-03-18 23:00 | 2018-03-19 | 43.63 | 2018 | 6.7 | 2018-03-31
Spain | ESP | 2018-03-19 | 2018-03-19 01:00 | 40.8 | 2018 | 6.7 | 2018-03-31
Spain | ESP | 2018-03-19 01:00 | 2018-03-19 02:00 | 39.91 | 2018 | 6.7 | 2018-03-31
Spain | ESP | 2018-03-19 02:00 | 2018-03-19 03:00 | 37.7 | 2018 | 6.7 | 2018-03-31
Spain | ESP | 2018-03-19 03:00 | 2018-03-19 04:00 | 37.5 | 2018 | 6.7 | 2018-03-31
Spain | ESP | 2018-03-19 04:00 | 2018-03-19 05:00 | 39.81 | 2018 | 6.7 | 2018-03-31
Spain | ESP | 2018-03-19 05:00 | 2018-03-19 06:00 | 40.21 | 2018 | 6.7 | 2018-03-31
Spain | ESP | 2018-03-19 06:00 | 2018-03-19 07:00 | 54.1 | 2018 | 6.7 | 2018-03-31
Spain | ESP | 2018-03-19 07:00 | 2018-03-19 08:00 | 62.63 | 2018 | 6.7 | 2018-03-31
Spain | ESP | 2018-03-19 08:00 | 2018-03-19 09:00 | 60 | 2018 | 6.7 | 2018-03-31
Spain | ESP | 2018-03-19 09:00 | 2018-03-19 10:00 | 52.4 | 2018 | 6.7 | 2018-03-31
Spain | ESP | 2018-03-19 10:00 | 2018-03-19 11:00 | 50.27 | 2018 | 6.7 | 2018-03-31
Spain | ESP | 2018-03-19 11:00 | 2018-03-19 12:00 | 46.49 | 2018 | 6.7 | 2018-03-31
Spain | ESP | 2018-03-19 12:00 | 2018-03-19 13:00 | 44.99 | 2018 | 6.7 | 2018-03-31
Spain | ESP | 2018-03-19 13:00 | 2018-03-19 14:00 | 43.63 | 2018 | 6.7 | 2018-03-31
Spain | ESP | 2018-03-19 14:00 | 2018-03-19 15:00 | 41.79 | 2018 | 6.7 | 2018-03-31
Spain | ESP | 2018-03-19 15:00 | 2018-03-19 16:00 | 40.11 | 2018 | 6.7 | 2018-03-31
Spain | ESP | 2018-03-19 16:00 | 2018-03-19 17:00 | 40.11 | 2018 | 6.7 | 2018-03-31
Spain | ESP | 2018-03-19 17:00 | 2018-03-19 18:00 | 42.01 | 2018 | 6.7 | 2018-03-31
Spain | ESP | 2018-03-19 18:00 | 2018-03-19 19:00 | 47 | 2018 | 6.7 | 2018-03-31
Spain | ESP | 2018-03-19 19:00 | 2018-03-19 20:00 | 54.02 | 2018 | 6.7 | 2018-03-31
Spain | ESP | 2018-03-19 20:00 | 2018-03-19 21:00 | 50.17 | 2018 | 6.7 | 2018-03-31
Spain | ESP | 2018-03-19 21:00 | 2018-03-19 22:00 | 44.44 | 2018 | 6.7 | 2018-03-31
Spain | ESP | 2018-03-19 22:00 | 2018-03-19 23:00 | 39.71 | 2018 | 6.7 | 2018-03-31
Spain | ESP | 2018-03-19 23:00 | 2018-03-20 | 35 | 2018 | 6.7 | 2018-03-31
Spain | ESP | 2018-03-20 | 2018-03-20 01:00 | 34.69 | 2018 | 6.7 | 2018-03-31
Spain | ESP | 2018-03-20 01:00 | 2018-03-20 02:00 | 33.59 | 2018 | 6.7 | 2018-03-31
Spain | ESP | 2018-03-20 02:00 | 2018-03-20 03:00 | 33.02 | 2018 | 6.7 | 2018-03-31
Spain | ESP | 2018-03-20 03:00 | 2018-03-20 04:00 | 31.38 | 2018 | 6.7 | 2018-03-31
Spain | ESP | 2018-03-20 04:00 | 2018-03-20 05:00 | 33.89 | 2018 | 6.7 | 2018-03-31
Spain | ESP | 2018-03-20 05:00 | 2018-03-20 06:00 | 35 | 2018 | 6.7 | 2018-03-31
Spain | ESP | 2018-03-20 06:00 | 2018-03-20 07:00 | 36.4 | 2018 | 6.7 | 2018-03-31
Spain | ESP | 2018-03-20 07:00 | 2018-03-20 08:00 | 43.77 | 2018 | 6.7 | 2018-03-31
Spain | ESP | 2018-03-20 08:00 | 2018-03-20 09:00 | 44.01 | 2018 | 6.7 | 2018-03-31
Spain | ESP | 2018-03-20 09:00 | 2018-03-20 10:00 | 39.81 | 2018 | 6.7 | 2018-03-31
Spain | ESP | 2018-03-20 10:00 | 2018-03-20 11:00 | 36.4 | 2018 | 6.7 | 2018-03-31
Spain | ESP | 2018-03-20 11:00 | 2018-03-20 12:00 | 36.1 | 2018 | 6.7 | 2018-03-31
Spain | ESP | 2018-03-20 12:00 | 2018-03-20 13:00 | 36.1 | 2018 | 6.7 | 2018-03-31
Spain | ESP | 2018-03-20 13:00 | 2018-03-20 14:00 | 35.9 | 2018 | 6.7 | 2018-03-31
Spain | ESP | 2018-03-20 14:00 | 2018-03-20 15:00 | 36.1 | 2018 | 6.7 | 2018-03-31
Spain | ESP | 2018-03-20 15:00 | 2018-03-20 16:00 | 36.2 | 2018 | 6.7 | 2018-03-31
Spain | ESP | 2018-03-20 16:00 | 2018-03-20 17:00 | 36.3 | 2018 | 6.7 | 2018-03-31
Spain | ESP | 2018-03-20 17:00 | 2018-03-20 18:00 | 37.74 | 2018 | 6.7 | 2018-03-31
Spain | ESP | 2018-03-20 18:00 | 2018-03-20 19:00 | 47.01 | 2018 | 6.7 | 2018-03-31
Spain | ESP | 2018-03-20 19:00 | 2018-03-20 20:00 | 55.99 | 2018 | 6.7 | 2018-03-31
Spain | ESP | 2018-03-20 20:00 | 2018-03-20 21:00 | 50.25 | 2018 | 6.7 | 2018-03-31
Spain | ESP | 2018-03-20 21:00 | 2018-03-20 22:00 | 46.6 | 2018 | 6.7 | 2018-03-31
Spain | ESP | 2018-03-20 22:00 | 2018-03-20 23:00 | 39.1 | 2018 | 6.7 | 2018-03-31
Spain | ESP | 2018-03-20 23:00 | 2018-03-21 | 37.89 | 2018 | 6.7 | 2018-03-31
Spain | ESP | 2018-03-21 | 2018-03-21 01:00 | 37.89 | 2018 | 6.7 | 2018-03-31
Spain | ESP | 2018-03-21 01:00 | 2018-03-21 02:00 | 34.02 | 2018 | 6.7 | 2018-03-31
Spain | ESP | 2018-03-21 02:00 | 2018-03-21 03:00 | 33.89 | 2018 | 6.7 | 2018-03-31
Spain | ESP | 2018-03-21 03:00 | 2018-03-21 04:00 | 33.89 | 2018 | 6.7 | 2018-03-31
Spain | ESP | 2018-03-21 04:00 | 2018-03-21 05:00 | 34.02 | 2018 | 6.7 | 2018-03-31
Spain | ESP | 2018-03-21 05:00 | 2018-03-21 06:00 | 39.81 | 2018 | 6.7 | 2018-03-31
Spain | ESP | 2018-03-21 06:00 | 2018-03-21 07:00 | 45.89 | 2018 | 6.7 | 2018-03-31
Spain | ESP | 2018-03-21 07:00 | 2018-03-21 08:00 | 49.44 | 2018 | 6.7 | 2018-03-31
Spain | ESP | 2018-03-21 08:00 | 2018-03-21 09:00 | 49.38 | 2018 | 6.7 | 2018-03-31
Spain | ESP | 2018-03-21 09:00 | 2018-03-21 10:00 | 48.5 | 2018 | 6.7 | 2018-03-31
Spain | ESP | 2018-03-21 10:00 | 2018-03-21 11:00 | 47.43 | 2018 | 6.7 | 2018-03-31
Spain | ESP | 2018-03-21 11:00 | 2018-03-21 12:00 | 47.05 | 2018 | 6.7 | 2018-03-31
Spain | ESP | 2018-03-21 12:00 | 2018-03-21 13:00 | 47.05 | 2018 | 6.7 | 2018-03-31
Spain | ESP | 2018-03-21 13:00 | 2018-03-21 14:00 | 45.79 | 2018 | 6.7 | 2018-03-31
Spain | ESP | 2018-03-21 14:00 | 2018-03-21 15:00 | 45.69 | 2018 | 6.7 | 2018-03-31
Spain | ESP | 2018-03-21 15:00 | 2018-03-21 16:00 | 44.51 | 2018 | 6.7 | 2018-03-31
Spain | ESP | 2018-03-21 16:00 | 2018-03-21 17:00 | 45.4 | 2018 | 6.7 | 2018-03-31
Spain | ESP | 2018-03-21 17:00 | 2018-03-21 18:00 | 47.52 | 2018 | 6.7 | 2018-03-31
Spain | ESP | 2018-03-21 18:00 | 2018-03-21 19:00 | 54.11 | 2018 | 6.7 | 2018-03-31
Spain | ESP | 2018-03-21 19:00 | 2018-03-21 20:00 | 63.83 | 2018 | 6.7 | 2018-03-31
Spain | ESP | 2018-03-21 20:00 | 2018-03-21 21:00 | 54.96 | 2018 | 6.7 | 2018-03-31
Spain | ESP | 2018-03-21 21:00 | 2018-03-21 22:00 | 54.22 | 2018 | 6.7 | 2018-03-31
Spain | ESP | 2018-03-21 22:00 | 2018-03-21 23:00 | 49.66 | 2018 | 6.7 | 2018-03-31
Spain | ESP | 2018-03-21 23:00 | 2018-03-22 | 51.45 | 2018 | 6.7 | 2018-03-31
Spain | ESP | 2018-03-22 | 2018-03-22 01:00 | 50.78 | 2018 | 6.7 | 2018-03-31
Spain | ESP | 2018-03-22 01:00 | 2018-03-22 02:00 | 51.05 | 2018 | 6.7 | 2018-03-31
Spain | ESP | 2018-03-22 02:00 | 2018-03-22 03:00 | 48.77 | 2018 | 6.7 | 2018-03-31
Spain | ESP | 2018-03-22 03:00 | 2018-03-22 04:00 | 47.31 | 2018 | 6.7 | 2018-03-31
Spain | ESP | 2018-03-22 04:00 | 2018-03-22 05:00 | 50 | 2018 | 6.7 | 2018-03-31
Spain | ESP | 2018-03-22 05:00 | 2018-03-22 06:00 | 51.02 | 2018 | 6.7 | 2018-03-31
Spain | ESP | 2018-03-22 06:00 | 2018-03-22 07:00 | 54.99 | 2018 | 6.7 | 2018-03-31
Spain | ESP | 2018-03-22 07:00 | 2018-03-22 08:00 | 63.15 | 2018 | 6.7 | 2018-03-31
Spain | ESP | 2018-03-22 08:00 | 2018-03-22 09:00 | 59.59 | 2018 | 6.7 | 2018-03-31
Spain | ESP | 2018-03-22 09:00 | 2018-03-22 10:00 | 58.91 | 2018 | 6.7 | 2018-03-31
Spain | ESP | 2018-03-22 10:00 | 2018-03-22 11:00 | 58.56 | 2018 | 6.7 | 2018-03-31
Spain | ESP | 2018-03-22 11:00 | 2018-03-22 12:00 | 56.01 | 2018 | 6.7 | 2018-03-31
Spain | ESP | 2018-03-22 12:00 | 2018-03-22 13:00 | 57.32 | 2018 | 6.7 | 2018-03-31
Spain | ESP | 2018-03-22 13:00 | 2018-03-22 14:00 | 53.36 | 2018 | 6.7 | 2018-03-31
Spain | ESP | 2018-03-22 14:00 | 2018-03-22 15:00 | 52.28 | 2018 | 6.7 | 2018-03-31
Spain | ESP | 2018-03-22 15:00 | 2018-03-22 16:00 | 50.74 | 2018 | 6.7 | 2018-03-31
Spain | ESP | 2018-03-22 16:00 | 2018-03-22 17:00 | 50.27 | 2018 | 6.7 | 2018-03-31
Spain | ESP | 2018-03-22 17:00 | 2018-03-22 18:00 | 51.31 | 2018 | 6.7 | 2018-03-31
Spain | ESP | 2018-03-22 18:00 | 2018-03-22 19:00 | 58.71 | 2018 | 6.7 | 2018-03-31
Spain | ESP | 2018-03-22 19:00 | 2018-03-22 20:00 | 65 | 2018 | 6.7 | 2018-03-31
Spain | ESP | 2018-03-22 20:00 | 2018-03-22 21:00 | 58.42 | 2018 | 6.7 | 2018-03-31
Spain | ESP | 2018-03-22 21:00 | 2018-03-22 22:00 | 52.52 | 2018 | 6.7 | 2018-03-31
Spain | ESP | 2018-03-22 22:00 | 2018-03-22 23:00 | 46.77 | 2018 | 6.7 | 2018-03-31
Spain | ESP | 2018-03-22 23:00 | 2018-03-23 | 41.94 | 2018 | 6.7 | 2018-03-31
Spain | ESP | 2018-03-23 | 2018-03-23 01:00 | 41.48 | 2018 | 6.7 | 2018-03-31
Spain | ESP | 2018-03-23 01:00 | 2018-03-23 02:00 | 40.95 | 2018 | 6.7 | 2018-03-31
Spain | ESP | 2018-03-23 02:00 | 2018-03-23 03:00 | 40.49 | 2018 | 6.7 | 2018-03-31
Spain | ESP | 2018-03-23 03:00 | 2018-03-23 04:00 | 40.55 | 2018 | 6.7 | 2018-03-31
Spain | ESP | 2018-03-23 04:00 | 2018-03-23 05:00 | 42.78 | 2018 | 6.7 | 2018-03-31
Spain | ESP | 2018-03-23 05:00 | 2018-03-23 06:00 | 45.45 | 2018 | 6.7 | 2018-03-31
Spain | ESP | 2018-03-23 06:00 | 2018-03-23 07:00 | 51.31 | 2018 | 6.7 | 2018-03-31
Spain | ESP | 2018-03-23 07:00 | 2018-03-23 08:00 | 56.05 | 2018 | 6.7 | 2018-03-31
Spain | ESP | 2018-03-23 08:00 | 2018-03-23 09:00 | 57.05 | 2018 | 6.7 | 2018-03-31
Spain | ESP | 2018-03-23 09:00 | 2018-03-23 10:00 | 56.91 | 2018 | 6.7 | 2018-03-31
Spain | ESP | 2018-03-23 10:00 | 2018-03-23 11:00 | 53.89 | 2018 | 6.7 | 2018-03-31
Spain | ESP | 2018-03-23 11:00 | 2018-03-23 12:00 | 51.87 | 2018 | 6.7 | 2018-03-31
Spain | ESP | 2018-03-23 12:00 | 2018-03-23 13:00 | 50.35 | 2018 | 6.7 | 2018-03-31
Spain | ESP | 2018-03-23 13:00 | 2018-03-23 14:00 | 49.23 | 2018 | 6.7 | 2018-03-31
Spain | ESP | 2018-03-23 14:00 | 2018-03-23 15:00 | 44.51 | 2018 | 6.7 | 2018-03-31
Spain | ESP | 2018-03-23 15:00 | 2018-03-23 16:00 | 42.81 | 2018 | 6.7 | 2018-03-31
Spain | ESP | 2018-03-23 16:00 | 2018-03-23 17:00 | 41.79 | 2018 | 6.7 | 2018-03-31
Spain | ESP | 2018-03-23 17:00 | 2018-03-23 18:00 | 41.69 | 2018 | 6.7 | 2018-03-31
Spain | ESP | 2018-03-23 18:00 | 2018-03-23 19:00 | 44.67 | 2018 | 6.7 | 2018-03-31
Spain | ESP | 2018-03-23 19:00 | 2018-03-23 20:00 | 50.41 | 2018 | 6.7 | 2018-03-31
Spain | ESP | 2018-03-23 20:00 | 2018-03-23 21:00 | 49.51 | 2018 | 6.7 | 2018-03-31
Spain | ESP | 2018-03-23 21:00 | 2018-03-23 22:00 | 45.04 | 2018 | 6.7 | 2018-03-31
Spain | ESP | 2018-03-23 22:00 | 2018-03-23 23:00 | 35.89 | 2018 | 6.7 | 2018-03-31
Spain | ESP | 2018-03-23 23:00 | 2018-03-24 | 30 | 2018 | 6.7 | 2018-03-31
Spain | ESP | 2018-03-24 | 2018-03-24 01:00 | 22.23 | 2018 | 6.7 | 2018-03-31
Spain | ESP | 2018-03-24 01:00 | 2018-03-24 02:00 | 19.1 | 2018 | 6.7 | 2018-03-31
Spain | ESP | 2018-03-24 02:00 | 2018-03-24 03:00 | 11 | 2018 | 6.7 | 2018-03-31
Spain | ESP | 2018-03-24 03:00 | 2018-03-24 04:00 | 10.49 | 2018 | 6.7 | 2018-03-31
Spain | ESP | 2018-03-24 04:00 | 2018-03-24 05:00 | 10.49 | 2018 | 6.7 | 2018-03-31
Spain | ESP | 2018-03-24 05:00 | 2018-03-24 06:00 | 11 | 2018 | 6.7 | 2018-03-31
Spain | ESP | 2018-03-24 06:00 | 2018-03-24 07:00 | 13 | 2018 | 6.7 | 2018-03-31
Spain | ESP | 2018-03-24 07:00 | 2018-03-24 08:00 | 13.2 | 2018 | 6.7 | 2018-03-31
Spain | ESP | 2018-03-24 08:00 | 2018-03-24 09:00 | 19.98 | 2018 | 6.7 | 2018-03-31
Spain | ESP | 2018-03-24 09:00 | 2018-03-24 10:00 | 21 | 2018 | 6.7 | 2018-03-31
Spain | ESP | 2018-03-24 10:00 | 2018-03-24 11:00 | 20.31 | 2018 | 6.7 | 2018-03-31
Spain | ESP | 2018-03-24 11:00 | 2018-03-24 12:00 | 19.98 | 2018 | 6.7 | 2018-03-31
Spain | ESP | 2018-03-24 12:00 | 2018-03-24 13:00 | 20.39 | 2018 | 6.7 | 2018-03-31
Spain | ESP | 2018-03-24 13:00 | 2018-03-24 14:00 | 20.01 | 2018 | 6.7 | 2018-03-31
Spain | ESP | 2018-03-24 14:00 | 2018-03-24 15:00 | 15.89 | 2018 | 6.7 | 2018-03-31
Spain | ESP | 2018-03-24 15:00 | 2018-03-24 16:00 | 15.33 | 2018 | 6.7 | 2018-03-31
Spain | ESP | 2018-03-24 16:00 | 2018-03-24 17:00 | 19.98 | 2018 | 6.7 | 2018-03-31
Spain | ESP | 2018-03-24 17:00 | 2018-03-24 18:00 | 23.57 | 2018 | 6.7 | 2018-03-31
Spain | ESP | 2018-03-24 18:00 | 2018-03-24 19:00 | 33.3 | 2018 | 6.7 | 2018-03-31
Spain | ESP | 2018-03-24 19:00 | 2018-03-24 20:00 | 49 | 2018 | 6.7 | 2018-03-31
Spain | ESP | 2018-03-24 20:00 | 2018-03-24 21:00 | 49.8 | 2018 | 6.7 | 2018-03-31
Spain | ESP | 2018-03-24 21:00 | 2018-03-24 22:00 | 45.45 | 2018 | 6.7 | 2018-03-31
Spain | ESP | 2018-03-24 22:00 | 2018-03-24 23:00 | 35.4 | 2018 | 6.7 | 2018-03-31
Spain | ESP | 2018-03-24 23:00 | 2018-03-25 | 46.74 | 2018 | 6.7 | 2018-03-31
Spain | ESP | 2018-03-25 | 2018-03-25 01:00 | 45 | 2018 | 6.7 | 2018-03-31
Spain | ESP | 2018-03-25 01:00 | 2018-03-25 03:00 | 37.85 | 2018 | 6.7 | 2018-03-31
Spain | ESP | 2018-03-25 02:00 | 2018-03-25 04:00 | 37.28 | 2018 | 6.7 | 2018-03-31
Spain | ESP | 2018-03-25 03:00 | 2018-03-25 05:00 | 37.24 | 2018 | 6.7 | 2018-03-31
Spain | ESP | 2018-03-25 04:00 | 2018-03-25 06:00 | 38 | 2018 | 6.7 | 2018-03-31
Spain | ESP | 2018-03-25 05:00 | 2018-03-25 07:00 | 39.6 | 2018 | 6.7 | 2018-03-31
Spain | ESP | 2018-03-25 06:00 | 2018-03-25 08:00 | 42.23 | 2018 | 6.7 | 2018-03-31
Spain | ESP | 2018-03-25 07:00 | 2018-03-25 09:00 | 45.45 | 2018 | 6.7 | 2018-03-31
Spain | ESP | 2018-03-25 08:00 | 2018-03-25 10:00 | 46.36 | 2018 | 6.7 | 2018-03-31
Spain | ESP | 2018-03-25 09:00 | 2018-03-25 11:00 | 46.17 | 2018 | 6.7 | 2018-03-31
Spain | ESP | 2018-03-25 10:00 | 2018-03-25 12:00 | 45.7 | 2018 | 6.7 | 2018-03-31
Spain | ESP | 2018-03-25 11:00 | 2018-03-25 13:00 | 42.1 | 2018 | 6.7 | 2018-03-31
Spain | ESP | 2018-03-25 12:00 | 2018-03-25 14:00 | 37.95 | 2018 | 6.7 | 2018-03-31
Spain | ESP | 2018-03-25 13:00 | 2018-03-25 15:00 | 34.9 | 2018 | 6.7 | 2018-03-31
Spain | ESP | 2018-03-25 14:00 | 2018-03-25 16:00 | 36 | 2018 | 6.7 | 2018-03-31
Spain | ESP | 2018-03-25 15:00 | 2018-03-25 17:00 | 36.86 | 2018 | 6.7 | 2018-03-31
Spain | ESP | 2018-03-25 16:00 | 2018-03-25 18:00 | 41.38 | 2018 | 6.7 | 2018-03-31
Spain | ESP | 2018-03-25 17:00 | 2018-03-25 19:00 | 45.16 | 2018 | 6.7 | 2018-03-31
Spain | ESP | 2018-03-25 18:00 | 2018-03-25 20:00 | 53.12 | 2018 | 6.7 | 2018-03-31
Spain | ESP | 2018-03-25 19:00 | 2018-03-25 21:00 | 54.02 | 2018 | 6.7 | 2018-03-31
Spain | ESP | 2018-03-25 20:00 | 2018-03-25 22:00 | 53.24 | 2018 | 6.7 | 2018-03-31
Spain | ESP | 2018-03-25 21:00 | 2018-03-25 23:00 | 49.39 | 2018 | 6.7 | 2018-03-31
Spain | ESP | 2018-03-25 22:00 | 2018-03-26 | 44.12 | 2018 | 6.7 | 2018-03-31
Spain | ESP | 2018-03-25 23:00 | 2018-03-26 01:00 | 39.53 | 2018 | 6.7 | 2018-03-31
Spain | ESP | 2018-03-26 | 2018-03-26 02:00 | 38.92 | 2018 | 6.7 | 2018-03-31
Spain | ESP | 2018-03-26 01:00 | 2018-03-26 03:00 | 38.01 | 2018 | 6.7 | 2018-03-31
Spain | ESP | 2018-03-26 02:00 | 2018-03-26 04:00 | 37.25 | 2018 | 6.7 | 2018-03-31
Spain | ESP | 2018-03-26 03:00 | 2018-03-26 05:00 | 40.86 | 2018 | 6.7 | 2018-03-31
Spain | ESP | 2018-03-26 04:00 | 2018-03-26 06:00 | 52.28 | 2018 | 6.7 | 2018-03-31
Spain | ESP | 2018-03-26 05:00 | 2018-03-26 07:00 | 61.15 | 2018 | 6.7 | 2018-03-31
Spain | ESP | 2018-03-26 06:00 | 2018-03-26 08:00 | 60.13 | 2018 | 6.7 | 2018-03-31
Spain | ESP | 2018-03-26 07:00 | 2018-03-26 09:00 | 60.13 | 2018 | 6.7 | 2018-03-31
Spain | ESP | 2018-03-26 08:00 | 2018-03-26 10:00 | 55.66 | 2018 | 6.7 | 2018-03-31
Spain | ESP | 2018-03-26 09:00 | 2018-03-26 11:00 | 54.28 | 2018 | 6.7 | 2018-03-31
Spain | ESP | 2018-03-26 10:00 | 2018-03-26 12:00 | 53.99 | 2018 | 6.7 | 2018-03-31
Spain | ESP | 2018-03-26 11:00 | 2018-03-26 13:00 | 52.52 | 2018 | 6.7 | 2018-03-31
Spain | ESP | 2018-03-26 12:00 | 2018-03-26 14:00 | 48.84 | 2018 | 6.7 | 2018-03-31
Spain | ESP | 2018-03-26 13:00 | 2018-03-26 15:00 | 45.34 | 2018 | 6.7 | 2018-03-31
Spain | ESP | 2018-03-26 14:00 | 2018-03-26 16:00 | 44.03 | 2018 | 6.7 | 2018-03-31
Spain | ESP | 2018-03-26 15:00 | 2018-03-26 17:00 | 45.09 | 2018 | 6.7 | 2018-03-31
Spain | ESP | 2018-03-26 16:00 | 2018-03-26 18:00 | 50.8 | 2018 | 6.7 | 2018-03-31
Spain | ESP | 2018-03-26 17:00 | 2018-03-26 19:00 | 53.69 | 2018 | 6.7 | 2018-03-31
Spain | ESP | 2018-03-26 18:00 | 2018-03-26 20:00 | 61.64 | 2018 | 6.7 | 2018-03-31
Spain | ESP | 2018-03-26 19:00 | 2018-03-26 21:00 | 62.42 | 2018 | 6.7 | 2018-03-31
Spain | ESP | 2018-03-26 20:00 | 2018-03-26 22:00 | 54.91 | 2018 | 6.7 | 2018-03-31
Spain | ESP | 2018-03-26 21:00 | 2018-03-26 23:00 | 49.18 | 2018 | 6.7 | 2018-03-31
Spain | ESP | 2018-03-26 22:00 | 2018-03-27 | 42.49 | 2018 | 6.7 | 2018-03-31
Spain | ESP | 2018-03-26 23:00 | 2018-03-27 01:00 | 38.83 | 2018 | 6.7 | 2018-03-31
Spain | ESP | 2018-03-27 | 2018-03-27 02:00 | 38 | 2018 | 6.7 | 2018-03-31
Spain | ESP | 2018-03-27 01:00 | 2018-03-27 03:00 | 38.01 | 2018 | 6.7 | 2018-03-31
Spain | ESP | 2018-03-27 02:00 | 2018-03-27 04:00 | 37.83 | 2018 | 6.7 | 2018-03-31
Spain | ESP | 2018-03-27 03:00 | 2018-03-27 05:00 | 38.98 | 2018 | 6.7 | 2018-03-31
Spain | ESP | 2018-03-27 04:00 | 2018-03-27 06:00 | 48.47 | 2018 | 6.7 | 2018-03-31
Spain | ESP | 2018-03-27 05:00 | 2018-03-27 07:00 | 56.01 | 2018 | 6.7 | 2018-03-31
Spain | ESP | 2018-03-27 06:00 | 2018-03-27 08:00 | 58.11 | 2018 | 6.7 | 2018-03-31
Spain | ESP | 2018-03-27 07:00 | 2018-03-27 09:00 | 58.11 | 2018 | 6.7 | 2018-03-31
Spain | ESP | 2018-03-27 08:00 | 2018-03-27 10:00 | 55.99 | 2018 | 6.7 | 2018-03-31
Spain | ESP | 2018-03-27 09:00 | 2018-03-27 11:00 | 52.73 | 2018 | 6.7 | 2018-03-31
Spain | ESP | 2018-03-27 10:00 | 2018-03-27 12:00 | 49.52 | 2018 | 6.7 | 2018-03-31
Spain | ESP | 2018-03-27 11:00 | 2018-03-27 13:00 | 47.34 | 2018 | 6.7 | 2018-03-31
Spain | ESP | 2018-03-27 12:00 | 2018-03-27 14:00 | 43.98 | 2018 | 6.7 | 2018-03-31
Spain | ESP | 2018-03-27 13:00 | 2018-03-27 15:00 | 42.31 | 2018 | 6.7 | 2018-03-31
Spain | ESP | 2018-03-27 14:00 | 2018-03-27 16:00 | 40.73 | 2018 | 6.7 | 2018-03-31
Spain | ESP | 2018-03-27 15:00 | 2018-03-27 17:00 | 41.22 | 2018 | 6.7 | 2018-03-31
Spain | ESP | 2018-03-27 16:00 | 2018-03-27 18:00 | 42 | 2018 | 6.7 | 2018-03-31
Spain | ESP | 2018-03-27 17:00 | 2018-03-27 19:00 | 48.41 | 2018 | 6.7 | 2018-03-31
Spain | ESP | 2018-03-27 18:00 | 2018-03-27 20:00 | 52.68 | 2018 | 6.7 | 2018-03-31
Spain | ESP | 2018-03-27 19:00 | 2018-03-27 21:00 | 54.99 | 2018 | 6.7 | 2018-03-31
Spain | ESP | 2018-03-27 20:00 | 2018-03-27 22:00 | 50.92 | 2018 | 6.7 | 2018-03-31
Spain | ESP | 2018-03-27 21:00 | 2018-03-27 23:00 | 45.01 | 2018 | 6.7 | 2018-03-31
Spain | ESP | 2018-03-27 22:00 | 2018-03-28 | 41.74 | 2018 | 6.7 | 2018-03-31
Spain | ESP | 2018-03-27 23:00 | 2018-03-28 01:00 | 35.45 | 2018 | 6.7 | 2018-03-31
Spain | ESP | 2018-03-28 | 2018-03-28 02:00 | 33.72 | 2018 | 6.7 | 2018-03-31
Spain | ESP | 2018-03-28 01:00 | 2018-03-28 03:00 | 32.62 | 2018 | 6.7 | 2018-03-31
Spain | ESP | 2018-03-28 02:00 | 2018-03-28 04:00 | 33.3 | 2018 | 6.7 | 2018-03-31
Spain | ESP | 2018-03-28 03:00 | 2018-03-28 05:00 | 35.05 | 2018 | 6.7 | 2018-03-31
Spain | ESP | 2018-03-28 04:00 | 2018-03-28 06:00 | 41.94 | 2018 | 6.7 | 2018-03-31
Spain | ESP | 2018-03-28 05:00 | 2018-03-28 07:00 | 50.69 | 2018 | 6.7 | 2018-03-31
Spain | ESP | 2018-03-28 06:00 | 2018-03-28 08:00 | 56.76 | 2018 | 6.7 | 2018-03-31
Spain | ESP | 2018-03-28 07:00 | 2018-03-28 09:00 | 56.8 | 2018 | 6.7 | 2018-03-31
Spain | ESP | 2018-03-28 08:00 | 2018-03-28 10:00 | 53.02 | 2018 | 6.7 | 2018-03-31
Spain | ESP | 2018-03-28 09:00 | 2018-03-28 11:00 | 50.92 | 2018 | 6.7 | 2018-03-31
Spain | ESP | 2018-03-28 10:00 | 2018-03-28 12:00 | 49.62 | 2018 | 6.7 | 2018-03-31
Spain | ESP | 2018-03-28 11:00 | 2018-03-28 13:00 | 48.99 | 2018 | 6.7 | 2018-03-31
Spain | ESP | 2018-03-28 12:00 | 2018-03-28 14:00 | 45.7 | 2018 | 6.7 | 2018-03-31
Spain | ESP | 2018-03-28 13:00 | 2018-03-28 15:00 | 44.07 | 2018 | 6.7 | 2018-03-31
Spain | ESP | 2018-03-28 14:00 | 2018-03-28 16:00 | 42.35 | 2018 | 6.7 | 2018-03-31
Spain | ESP | 2018-03-28 15:00 | 2018-03-28 17:00 | 40.72 | 2018 | 6.7 | 2018-03-31
Spain | ESP | 2018-03-28 16:00 | 2018-03-28 18:00 | 40.16 | 2018 | 6.7 | 2018-03-31
Spain | ESP | 2018-03-28 17:00 | 2018-03-28 19:00 | 45.99 | 2018 | 6.7 | 2018-03-31
Spain | ESP | 2018-03-28 18:00 | 2018-03-28 20:00 | 48.19 | 2018 | 6.7 | 2018-03-31
Spain | ESP | 2018-03-28 19:00 | 2018-03-28 21:00 | 49.69 | 2018 | 6.7 | 2018-03-31
Spain | ESP | 2018-03-28 20:00 | 2018-03-28 22:00 | 45.39 | 2018 | 6.7 | 2018-03-31
Spain | ESP | 2018-03-28 21:00 | 2018-03-28 23:00 | 38.46 | 2018 | 6.7 | 2018-03-31
Spain | ESP | 2018-03-28 22:00 | 2018-03-29 | 34.23 | 2018 | 6.7 | 2018-03-31
Spain | ESP | 2018-03-28 23:00 | 2018-03-29 01:00 | 31 | 2018 | 6.7 | 2018-03-31
Spain | ESP | 2018-03-29 | 2018-03-29 02:00 | 26.23 | 2018 | 6.7 | 2018-03-31
Spain | ESP | 2018-03-29 01:00 | 2018-03-29 03:00 | 25.22 | 2018 | 6.7 | 2018-03-31
Spain | ESP | 2018-03-29 02:00 | 2018-03-29 04:00 | 25.49 | 2018 | 6.7 | 2018-03-31
Spain | ESP | 2018-03-29 03:00 | 2018-03-29 05:00 | 25.98 | 2018 | 6.7 | 2018-03-31
Spain | ESP | 2018-03-29 04:00 | 2018-03-29 06:00 | 26.74 | 2018 | 6.7 | 2018-03-31
Spain | ESP | 2018-03-29 05:00 | 2018-03-29 07:00 | 33.73 | 2018 | 6.7 | 2018-03-31
Spain | ESP | 2018-03-29 06:00 | 2018-03-29 08:00 | 39.84 | 2018 | 6.7 | 2018-03-31
Spain | ESP | 2018-03-29 07:00 | 2018-03-29 09:00 | 43.01 | 2018 | 6.7 | 2018-03-31
Spain | ESP | 2018-03-29 08:00 | 2018-03-29 10:00 | 40.54 | 2018 | 6.7 | 2018-03-31
Spain | ESP | 2018-03-29 09:00 | 2018-03-29 11:00 | 38.86 | 2018 | 6.7 | 2018-03-31
Spain | ESP | 2018-03-29 10:00 | 2018-03-29 12:00 | 34.73 | 2018 | 6.7 | 2018-03-31
Spain | ESP | 2018-03-29 11:00 | 2018-03-29 13:00 | 32.48 | 2018 | 6.7 | 2018-03-31
Spain | ESP | 2018-03-29 12:00 | 2018-03-29 14:00 | 26.74 | 2018 | 6.7 | 2018-03-31
Spain | ESP | 2018-03-29 13:00 | 2018-03-29 15:00 | 23.32 | 2018 | 6.7 | 2018-03-31
Spain | ESP | 2018-03-29 14:00 | 2018-03-29 16:00 | 15.33 | 2018 | 6.7 | 2018-03-31
Spain | ESP | 2018-03-29 15:00 | 2018-03-29 17:00 | 12 | 2018 | 6.7 | 2018-03-31
Spain | ESP | 2018-03-29 16:00 | 2018-03-29 18:00 | 12.4 | 2018 | 6.7 | 2018-03-31
Spain | ESP | 2018-03-29 17:00 | 2018-03-29 19:00 | 12.4 | 2018 | 6.7 | 2018-03-31
Spain | ESP | 2018-03-29 18:00 | 2018-03-29 20:00 | 25.52 | 2018 | 6.7 | 2018-03-31
Spain | ESP | 2018-03-29 19:00 | 2018-03-29 21:00 | 30 | 2018 | 6.7 | 2018-03-31
Spain | ESP | 2018-03-29 20:00 | 2018-03-29 22:00 | 26.74 | 2018 | 6.7 | 2018-03-31
Spain | ESP | 2018-03-29 21:00 | 2018-03-29 23:00 | 23.02 | 2018 | 6.7 | 2018-03-31
Spain | ESP | 2018-03-29 22:00 | 2018-03-30 | 7.5 | 2018 | 6.7 | 2018-03-31
Spain | ESP | 2018-03-29 23:00 | 2018-03-30 01:00 | 5.48 | 2018 | 6.7 | 2018-03-31
Spain | ESP | 2018-03-30 | 2018-03-30 02:00 | 4.35 | 2018 | 6.7 | 2018-03-31
Spain | ESP | 2018-03-30 01:00 | 2018-03-30 03:00 | 3.54 | 2018 | 6.7 | 2018-03-31
Spain | ESP | 2018-03-30 02:00 | 2018-03-30 04:00 | 2.35 | 2018 | 6.7 | 2018-03-31
Spain | ESP | 2018-03-30 03:00 | 2018-03-30 05:00 | 2.61 | 2018 | 6.7 | 2018-03-31
Spain | ESP | 2018-03-30 04:00 | 2018-03-30 06:00 | 4.25 | 2018 | 6.7 | 2018-03-31
Spain | ESP | 2018-03-30 05:00 | 2018-03-30 07:00 | 2.35 | 2018 | 6.7 | 2018-03-31
Spain | ESP | 2018-03-30 06:00 | 2018-03-30 08:00 | 2.35 | 2018 | 6.7 | 2018-03-31
Spain | ESP | 2018-03-30 07:00 | 2018-03-30 09:00 | 5.09 | 2018 | 6.7 | 2018-03-31
Spain | ESP | 2018-03-30 08:00 | 2018-03-30 10:00 | 5.35 | 2018 | 6.7 | 2018-03-31
Spain | ESP | 2018-03-30 09:00 | 2018-03-30 11:00 | 5.48 | 2018 | 6.7 | 2018-03-31
Spain | ESP | 2018-03-30 10:00 | 2018-03-30 12:00 | 5.09 | 2018 | 6.7 | 2018-03-31
Spain | ESP | 2018-03-30 11:00 | 2018-03-30 13:00 | 5.48 | 2018 | 6.7 | 2018-03-31
Spain | ESP | 2018-03-30 12:00 | 2018-03-30 14:00 | 4.5 | 2018 | 6.7 | 2018-03-31
Spain | ESP | 2018-03-30 13:00 | 2018-03-30 15:00 | 2.32 | 2018 | 6.7 | 2018-03-31
Spain | ESP | 2018-03-30 14:00 | 2018-03-30 16:00 | 2.3 | 2018 | 6.7 | 2018-03-31
Spain | ESP | 2018-03-30 15:00 | 2018-03-30 17:00 | 2.3 | 2018 | 6.7 | 2018-03-31
Spain | ESP | 2018-03-30 16:00 | 2018-03-30 18:00 | 2.31 | 2018 | 6.7 | 2018-03-31
Spain | ESP | 2018-03-30 17:00 | 2018-03-30 19:00 | 5 | 2018 | 6.7 | 2018-03-31
Spain | ESP | 2018-03-30 18:00 | 2018-03-30 20:00 | 5.35 | 2018 | 6.7 | 2018-03-31
Spain | ESP | 2018-03-30 19:00 | 2018-03-30 21:00 | 9.97 | 2018 | 6.7 | 2018-03-31
Spain | ESP | 2018-03-30 20:00 | 2018-03-30 22:00 | 7.5 | 2018 | 6.7 | 2018-03-31
Spain | ESP | 2018-03-30 21:00 | 2018-03-30 23:00 | 5.09 | 2018 | 6.7 | 2018-03-31
Spain | ESP | 2018-03-30 22:00 | 2018-03-31 | 5.48 | 2018 | 6.7 | 2018-03-31
Spain | ESP | 2018-03-30 23:00 | 2018-03-31 01:00 | 2.31 | 2018 | 6.7 | 2018-03-31
Spain | ESP | 2018-03-31 | 2018-03-31 02:00 | 2.3 | 2018 | 6.7 | 2018-03-31
Spain | ESP | 2018-03-31 01:00 | 2018-03-31 03:00 | 2.3 | 2018 | 6.7 | 2018-03-31
Spain | ESP | 2018-03-31 02:00 | 2018-03-31 04:00 | 2.3 | 2018 | 6.7 | 2018-03-31
Spain | ESP | 2018-03-31 03:00 | 2018-03-31 05:00 | 2.3 | 2018 | 6.7 | 2018-03-31
Spain | ESP | 2018-03-31 04:00 | 2018-03-31 06:00 | 2.3 | 2018 | 6.7 | 2018-03-31
Spain | ESP | 2018-03-31 05:00 | 2018-03-31 07:00 | 2.54 | 2018 | 6.7 | 2018-03-31
Spain | ESP | 2018-03-31 06:00 | 2018-03-31 08:00 | 5.27 | 2018 | 6.7 | 2018-03-31
Spain | ESP | 2018-03-31 07:00 | 2018-03-31 09:00 | 8.85 | 2018 | 6.7 | 2018-03-31
Spain | ESP | 2018-03-31 08:00 | 2018-03-31 10:00 | 10.65 | 2018 | 6.7 | 2018-03-31
Spain | ESP | 2018-03-31 09:00 | 2018-03-31 11:00 | 8.85 | 2018 | 6.7 | 2018-03-31
Spain | ESP | 2018-03-31 10:00 | 2018-03-31 12:00 | 6.7 | 2018 | 6.7 | 2018-03-31
Spain | ESP | 2018-03-31 11:00 | 2018-03-31 13:00 | 8.85 | 2018 | 6.7 | 2018-03-31
Spain | ESP | 2018-03-31 12:00 | 2018-03-31 14:00 | 9.2 | 2018 | 6.7 | 2018-03-31
Spain | ESP | 2018-03-31 13:00 | 2018-03-31 15:00 | 5.48 | 2018 | 6.7 | 2018-03-31
Spain | ESP | 2018-03-31 14:00 | 2018-03-31 16:00 | 5.48 | 2018 | 6.7 | 2018-03-31
Spain | ESP | 2018-03-31 15:00 | 2018-03-31 17:00 | 6.06 | 2018 | 6.7 | 2018-03-31
Spain | ESP | 2018-03-31 16:00 | 2018-03-31 18:00 | 12.4 | 2018 | 6.7 | 2018-03-31
Spain | ESP | 2018-03-31 17:00 | 2018-03-31 19:00 | 25.61 | 2018 | 6.7 | 2018-03-31
Spain | ESP | 2018-03-31 18:00 | 2018-03-31 20:00 | 39.64 | 2018 | 6.7 | 2018-03-31
Spain | ESP | 2018-03-31 19:00 | 2018-03-31 21:00 | 44.22 | 2018 | 6.7 | 2018-03-31
Spain | ESP | 2018-03-31 20:00 | 2018-03-31 22:00 | 44.45 | 2018 | 6.7 | 2018-03-31
Spain | ESP | 2018-03-31 21:00 | 2018-03-31 23:00 | 38.78 | 2018 | 6.7 | 2018-03-31
Spain | ESP | 2018-03-31 22:00 | 2018-04-01 | 40.43 | 2018 | 6.7 | 2018-03-31
Spain | ESP | 2018-03-31 23:00 | 2018-04-01 01:00 | 32.02 | 2018 | 6.7 | 2018-03-31
Spain | ESP | 2018-04-01 | 2018-04-01 02:00 | 29.03 | 2018 | 6.93 | 2018-04-30
Spain | ESP | 2018-04-01 01:00 | 2018-04-01 03:00 | 25.09 | 2018 | 6.93 | 2018-04-30
Spain | ESP | 2018-04-01 02:00 | 2018-04-01 04:00 | 22.14 | 2018 | 6.93 | 2018-04-30
Spain | ESP | 2018-04-01 03:00 | 2018-04-01 05:00 | 22.49 | 2018 | 6.93 | 2018-04-30
Spain | ESP | 2018-04-01 04:00 | 2018-04-01 06:00 | 22.97 | 2018 | 6.93 | 2018-04-30
Spain | ESP | 2018-04-01 05:00 | 2018-04-01 07:00 | 23.05 | 2018 | 6.93 | 2018-04-30
Spain | ESP | 2018-04-01 06:00 | 2018-04-01 08:00 | 22.44 | 2018 | 6.93 | 2018-04-30
Spain | ESP | 2018-04-01 07:00 | 2018-04-01 09:00 | 25.81 | 2018 | 6.93 | 2018-04-30
Spain | ESP | 2018-04-01 08:00 | 2018-04-01 10:00 | 28.34 | 2018 | 6.93 | 2018-04-30
Spain | ESP | 2018-04-01 09:00 | 2018-04-01 11:00 | 28.3 | 2018 | 6.93 | 2018-04-30
Spain | ESP | 2018-04-01 10:00 | 2018-04-01 12:00 | 26.23 | 2018 | 6.93 | 2018-04-30
Spain | ESP | 2018-04-01 11:00 | 2018-04-01 13:00 | 22.14 | 2018 | 6.93 | 2018-04-30
Spain | ESP | 2018-04-01 12:00 | 2018-04-01 14:00 | 19.01 | 2018 | 6.93 | 2018-04-30
Spain | ESP | 2018-04-01 13:00 | 2018-04-01 15:00 | 13.72 | 2018 | 6.93 | 2018-04-30
Spain | ESP | 2018-04-01 14:00 | 2018-04-01 16:00 | 14.27 | 2018 | 6.93 | 2018-04-30
Spain | ESP | 2018-04-01 15:00 | 2018-04-01 17:00 | 19.54 | 2018 | 6.93 | 2018-04-30
Spain | ESP | 2018-04-01 16:00 | 2018-04-01 18:00 | 20.54 | 2018 | 6.93 | 2018-04-30
Spain | ESP | 2018-04-01 17:00 | 2018-04-01 19:00 | 25.31 | 2018 | 6.93 | 2018-04-30
Spain | ESP | 2018-04-01 18:00 | 2018-04-01 20:00 | 30.03 | 2018 | 6.93 | 2018-04-30
Spain | ESP | 2018-04-01 19:00 | 2018-04-01 21:00 | 38.87 | 2018 | 6.93 | 2018-04-30
Spain | ESP | 2018-04-01 20:00 | 2018-04-01 22:00 | 38.83 | 2018 | 6.93 | 2018-04-30
Spain | ESP | 2018-04-01 21:00 | 2018-04-01 23:00 | 32.02 | 2018 | 6.93 | 2018-04-30
Spain | ESP | 2018-04-01 22:00 | 2018-04-02 | 30.69 | 2018 | 6.93 | 2018-04-30
Spain | ESP | 2018-04-01 23:00 | 2018-04-02 01:00 | 25.31 | 2018 | 6.93 | 2018-04-30
Spain | ESP | 2018-04-02 | 2018-04-02 02:00 | 18.89 | 2018 | 6.93 | 2018-04-30
Spain | ESP | 2018-04-02 01:00 | 2018-04-02 03:00 | 18.89 | 2018 | 6.93 | 2018-04-30
Spain | ESP | 2018-04-02 02:00 | 2018-04-02 04:00 | 18.89 | 2018 | 6.93 | 2018-04-30
Spain | ESP | 2018-04-02 03:00 | 2018-04-02 05:00 | 20 | 2018 | 6.93 | 2018-04-30
Spain | ESP | 2018-04-02 04:00 | 2018-04-02 06:00 | 24.91 | 2018 | 6.93 | 2018-04-30
Spain | ESP | 2018-04-02 05:00 | 2018-04-02 07:00 | 28.89 | 2018 | 6.93 | 2018-04-30
Spain | ESP | 2018-04-02 06:00 | 2018-04-02 08:00 | 32.23 | 2018 | 6.93 | 2018-04-30
Spain | ESP | 2018-04-02 07:00 | 2018-04-02 09:00 | 33.1 | 2018 | 6.93 | 2018-04-30
Spain | ESP | 2018-04-02 08:00 | 2018-04-02 10:00 | 32.92 | 2018 | 6.93 | 2018-04-30
Spain | ESP | 2018-04-02 09:00 | 2018-04-02 11:00 | 32.52 | 2018 | 6.93 | 2018-04-30
Spain | ESP | 2018-04-02 10:00 | 2018-04-02 12:00 | 32.52 | 2018 | 6.93 | 2018-04-30
Spain | ESP | 2018-04-02 11:00 | 2018-04-02 13:00 | 30.92 | 2018 | 6.93 | 2018-04-30
Spain | ESP | 2018-04-02 12:00 | 2018-04-02 14:00 | 25.98 | 2018 | 6.93 | 2018-04-30
Spain | ESP | 2018-04-02 13:00 | 2018-04-02 15:00 | 21.82 | 2018 | 6.93 | 2018-04-30
Spain | ESP | 2018-04-02 14:00 | 2018-04-02 16:00 | 22.88 | 2018 | 6.93 | 2018-04-30
Spain | ESP | 2018-04-02 15:00 | 2018-04-02 17:00 | 24.47 | 2018 | 6.93 | 2018-04-30
Spain | ESP | 2018-04-02 16:00 | 2018-04-02 18:00 | 25.98 | 2018 | 6.93 | 2018-04-30
Spain | ESP | 2018-04-02 17:00 | 2018-04-02 19:00 | 30.69 | 2018 | 6.93 | 2018-04-30
Spain | ESP | 2018-04-02 18:00 | 2018-04-02 20:00 | 37.56 | 2018 | 6.93 | 2018-04-30
Spain | ESP | 2018-04-02 19:00 | 2018-04-02 21:00 | 41.69 | 2018 | 6.93 | 2018-04-30
Spain | ESP | 2018-04-02 20:00 | 2018-04-02 22:00 | 37.3 | 2018 | 6.93 | 2018-04-30
Spain | ESP | 2018-04-02 21:00 | 2018-04-02 23:00 | 32.36 | 2018 | 6.93 | 2018-04-30
Spain | ESP | 2018-04-02 22:00 | 2018-04-03 | 27.31 | 2018 | 6.93 | 2018-04-30
Spain | ESP | 2018-04-02 23:00 | 2018-04-03 01:00 | 25.2 | 2018 | 6.93 | 2018-04-30
Spain | ESP | 2018-04-03 | 2018-04-03 02:00 | 17.27 | 2018 | 6.93 | 2018-04-30
Spain | ESP | 2018-04-03 01:00 | 2018-04-03 03:00 | 12 | 2018 | 6.93 | 2018-04-30
Spain | ESP | 2018-04-03 02:00 | 2018-04-03 04:00 | 10.68 | 2018 | 6.93 | 2018-04-30
Spain | ESP | 2018-04-03 03:00 | 2018-04-03 05:00 | 19.56 | 2018 | 6.93 | 2018-04-30
Spain | ESP | 2018-04-03 04:00 | 2018-04-03 06:00 | 29.54 | 2018 | 6.93 | 2018-04-30
Spain | ESP | 2018-04-03 05:00 | 2018-04-03 07:00 | 40 | 2018 | 6.93 | 2018-04-30
Spain | ESP | 2018-04-03 06:00 | 2018-04-03 08:00 | 43.13 | 2018 | 6.93 | 2018-04-30
Spain | ESP | 2018-04-03 07:00 | 2018-04-03 09:00 | 43.89 | 2018 | 6.93 | 2018-04-30
Spain | ESP | 2018-04-03 08:00 | 2018-04-03 10:00 | 43.13 | 2018 | 6.93 | 2018-04-30
Spain | ESP | 2018-04-03 09:00 | 2018-04-03 11:00 | 40.71 | 2018 | 6.93 | 2018-04-30
Spain | ESP | 2018-04-03 10:00 | 2018-04-03 12:00 | 36.89 | 2018 | 6.93 | 2018-04-30
Spain | ESP | 2018-04-03 11:00 | 2018-04-03 13:00 | 35.02 | 2018 | 6.93 | 2018-04-30
Spain | ESP | 2018-04-03 12:00 | 2018-04-03 14:00 | 32.5 | 2018 | 6.93 | 2018-04-30
Spain | ESP | 2018-04-03 13:00 | 2018-04-03 15:00 | 29.29 | 2018 | 6.93 | 2018-04-30
Spain | ESP | 2018-04-03 14:00 | 2018-04-03 16:00 | 27 | 2018 | 6.93 | 2018-04-30
Spain | ESP | 2018-04-03 15:00 | 2018-04-03 17:00 | 26.9 | 2018 | 6.93 | 2018-04-30
Spain | ESP | 2018-04-03 16:00 | 2018-04-03 18:00 | 26.9 | 2018 | 6.93 | 2018-04-30
Spain | ESP | 2018-04-03 17:00 | 2018-04-03 19:00 | 27.61 | 2018 | 6.93 | 2018-04-30
Spain | ESP | 2018-04-03 18:00 | 2018-04-03 20:00 | 36.89 | 2018 | 6.93 | 2018-04-30
Spain | ESP | 2018-04-03 19:00 | 2018-04-03 21:00 | 42.87 | 2018 | 6.93 | 2018-04-30
Spain | ESP | 2018-04-03 20:00 | 2018-04-03 22:00 | 38.69 | 2018 | 6.93 | 2018-04-30
Spain | ESP | 2018-04-03 21:00 | 2018-04-03 23:00 | 32.89 | 2018 | 6.93 | 2018-04-30
Spain | ESP | 2018-04-03 22:00 | 2018-04-04 | 27.78 | 2018 | 6.93 | 2018-04-30
Spain | ESP | 2018-04-03 23:00 | 2018-04-04 01:00 | 26.29 | 2018 | 6.93 | 2018-04-30
Spain | ESP | 2018-04-04 | 2018-04-04 02:00 | 20.72 | 2018 | 6.93 | 2018-04-30
Spain | ESP | 2018-04-04 01:00 | 2018-04-04 03:00 | 15.25 | 2018 | 6.93 | 2018-04-30
Spain | ESP | 2018-04-04 02:00 | 2018-04-04 04:00 | 12.79 | 2018 | 6.93 | 2018-04-30
Spain | ESP | 2018-04-04 03:00 | 2018-04-04 05:00 | 20.5 | 2018 | 6.93 | 2018-04-30
Spain | ESP | 2018-04-04 04:00 | 2018-04-04 06:00 | 26.29 | 2018 | 6.93 | 2018-04-30
Spain | ESP | 2018-04-04 05:00 | 2018-04-04 07:00 | 32.29 | 2018 | 6.93 | 2018-04-30
Spain | ESP | 2018-04-04 06:00 | 2018-04-04 08:00 | 36.89 | 2018 | 6.93 | 2018-04-30
Spain | ESP | 2018-04-04 07:00 | 2018-04-04 09:00 | 37 | 2018 | 6.93 | 2018-04-30
Spain | ESP | 2018-04-04 08:00 | 2018-04-04 10:00 | 35.59 | 2018 | 6.93 | 2018-04-30
Spain | ESP | 2018-04-04 09:00 | 2018-04-04 11:00 | 31.68 | 2018 | 6.93 | 2018-04-30
Spain | ESP | 2018-04-04 10:00 | 2018-04-04 12:00 | 30.5 | 2018 | 6.93 | 2018-04-30
Spain | ESP | 2018-04-04 11:00 | 2018-04-04 13:00 | 30.64 | 2018 | 6.93 | 2018-04-30
Spain | ESP | 2018-04-04 12:00 | 2018-04-04 14:00 | 28.02 | 2018 | 6.93 | 2018-04-30
Spain | ESP | 2018-04-04 13:00 | 2018-04-04 15:00 | 27.92 | 2018 | 6.93 | 2018-04-30
Spain | ESP | 2018-04-04 14:00 | 2018-04-04 16:00 | 27.8 | 2018 | 6.93 | 2018-04-30
Spain | ESP | 2018-04-04 15:00 | 2018-04-04 17:00 | 28 | 2018 | 6.93 | 2018-04-30
Spain | ESP | 2018-04-04 16:00 | 2018-04-04 18:00 | 31.04 | 2018 | 6.93 | 2018-04-30
Spain | ESP | 2018-04-04 17:00 | 2018-04-04 19:00 | 38.16 | 2018 | 6.93 | 2018-04-30
Spain | ESP | 2018-04-04 18:00 | 2018-04-04 20:00 | 43.74 | 2018 | 6.93 | 2018-04-30
Spain | ESP | 2018-04-04 19:00 | 2018-04-04 21:00 | 49.89 | 2018 | 6.93 | 2018-04-30
Spain | ESP | 2018-04-04 20:00 | 2018-04-04 22:00 | 43.09 | 2018 | 6.93 | 2018-04-30
Spain | ESP | 2018-04-04 21:00 | 2018-04-04 23:00 | 42.91 | 2018 | 6.93 | 2018-04-30
Spain | ESP | 2018-04-04 22:00 | 2018-04-05 | 49.3 | 2018 | 6.93 | 2018-04-30
Spain | ESP | 2018-04-04 23:00 | 2018-04-05 01:00 | 48.8 | 2018 | 6.93 | 2018-04-30
Spain | ESP | 2018-04-05 | 2018-04-05 02:00 | 47.6 | 2018 | 6.93 | 2018-04-30
Spain | ESP | 2018-04-05 01:00 | 2018-04-05 03:00 | 47.55 | 2018 | 6.93 | 2018-04-30
Spain | ESP | 2018-04-05 02:00 | 2018-04-05 04:00 | 47.66 | 2018 | 6.93 | 2018-04-30
Spain | ESP | 2018-04-05 03:00 | 2018-04-05 05:00 | 48.6 | 2018 | 6.93 | 2018-04-30
Spain | ESP | 2018-04-05 04:00 | 2018-04-05 06:00 | 46.85 | 2018 | 6.93 | 2018-04-30
Spain | ESP | 2018-04-05 05:00 | 2018-04-05 07:00 | 49.3 | 2018 | 6.93 | 2018-04-30
Spain | ESP | 2018-04-05 06:00 | 2018-04-05 08:00 | 54.92 | 2018 | 6.93 | 2018-04-30
Spain | ESP | 2018-04-05 07:00 | 2018-04-05 09:00 | 55.92 | 2018 | 6.93 | 2018-04-30
Spain | ESP | 2018-04-05 08:00 | 2018-04-05 10:00 | 52.5 | 2018 | 6.93 | 2018-04-30
Spain | ESP | 2018-04-05 09:00 | 2018-04-05 11:00 | 49.1 | 2018 | 6.93 | 2018-04-30
Spain | ESP | 2018-04-05 10:00 | 2018-04-05 12:00 | 47.17 | 2018 | 6.93 | 2018-04-30
Spain | ESP | 2018-04-05 11:00 | 2018-04-05 13:00 | 47.52 | 2018 | 6.93 | 2018-04-30
Spain | ESP | 2018-04-05 12:00 | 2018-04-05 14:00 | 46.3 | 2018 | 6.93 | 2018-04-30
Spain | ESP | 2018-04-05 13:00 | 2018-04-05 15:00 | 45.07 | 2018 | 6.93 | 2018-04-30
Spain | ESP | 2018-04-05 14:00 | 2018-04-05 16:00 | 45.01 | 2018 | 6.93 | 2018-04-30
Spain | ESP | 2018-04-05 15:00 | 2018-04-05 17:00 | 43.01 | 2018 | 6.93 | 2018-04-30
Spain | ESP | 2018-04-05 16:00 | 2018-04-05 18:00 | 44.49 | 2018 | 6.93 | 2018-04-30
Spain | ESP | 2018-04-05 17:00 | 2018-04-05 19:00 | 47.18 | 2018 | 6.93 | 2018-04-30
Spain | ESP | 2018-04-05 18:00 | 2018-04-05 20:00 | 49.1 | 2018 | 6.93 | 2018-04-30
Spain | ESP | 2018-04-05 19:00 | 2018-04-05 21:00 | 49.4 | 2018 | 6.93 | 2018-04-30
Spain | ESP | 2018-04-05 20:00 | 2018-04-05 22:00 | 46.4 | 2018 | 6.93 | 2018-04-30
Spain | ESP | 2018-04-05 21:00 | 2018-04-05 23:00 | 46.4 | 2018 | 6.93 | 2018-04-30
Spain | ESP | 2018-04-05 22:00 | 2018-04-06 | 37 | 2018 | 6.93 | 2018-04-30
Spain | ESP | 2018-04-05 23:00 | 2018-04-06 01:00 | 29.41 | 2018 | 6.93 | 2018-04-30
Spain | ESP | 2018-04-06 | 2018-04-06 02:00 | 30 | 2018 | 6.93 | 2018-04-30
Spain | ESP | 2018-04-06 01:00 | 2018-04-06 03:00 | 29.06 | 2018 | 6.93 | 2018-04-30
Spain | ESP | 2018-04-06 02:00 | 2018-04-06 04:00 | 29 | 2018 | 6.93 | 2018-04-30
Spain | ESP | 2018-04-06 03:00 | 2018-04-06 05:00 | 31.88 | 2018 | 6.93 | 2018-04-30
Spain | ESP | 2018-04-06 04:00 | 2018-04-06 06:00 | 43.18 | 2018 | 6.93 | 2018-04-30
Spain | ESP | 2018-04-06 05:00 | 2018-04-06 07:00 | 45.2 | 2018 | 6.93 | 2018-04-30
Spain | ESP | 2018-04-06 06:00 | 2018-04-06 08:00 | 48.24 | 2018 | 6.93 | 2018-04-30
Spain | ESP | 2018-04-06 07:00 | 2018-04-06 09:00 | 48.09 | 2018 | 6.93 | 2018-04-30
Spain | ESP | 2018-04-06 08:00 | 2018-04-06 10:00 | 44.61 | 2018 | 6.93 | 2018-04-30
Spain | ESP | 2018-04-06 09:00 | 2018-04-06 11:00 | 43.25 | 2018 | 6.93 | 2018-04-30
Spain | ESP | 2018-04-06 10:00 | 2018-04-06 12:00 | 40.86 | 2018 | 6.93 | 2018-04-30
Spain | ESP | 2018-04-06 11:00 | 2018-04-06 13:00 | 35.2 | 2018 | 6.93 | 2018-04-30
Spain | ESP | 2018-04-06 12:00 | 2018-04-06 14:00 | 31.7 | 2018 | 6.93 | 2018-04-30
Spain | ESP | 2018-04-06 13:00 | 2018-04-06 15:00 | 28.63 | 2018 | 6.93 | 2018-04-30
Spain | ESP | 2018-04-06 14:00 | 2018-04-06 16:00 | 28.65 | 2018 | 6.93 | 2018-04-30
Spain | ESP | 2018-04-06 15:00 | 2018-04-06 17:00 | 31.68 | 2018 | 6.93 | 2018-04-30
Spain | ESP | 2018-04-06 16:00 | 2018-04-06 18:00 | 38.76 | 2018 | 6.93 | 2018-04-30
Spain | ESP | 2018-04-06 17:00 | 2018-04-06 19:00 | 42.17 | 2018 | 6.93 | 2018-04-30
Spain | ESP | 2018-04-06 18:00 | 2018-04-06 20:00 | 42.99 | 2018 | 6.93 | 2018-04-30
Spain | ESP | 2018-04-06 19:00 | 2018-04-06 21:00 | 45.01 | 2018 | 6.93 | 2018-04-30
Spain | ESP | 2018-04-06 20:00 | 2018-04-06 22:00 | 41.69 | 2018 | 6.93 | 2018-04-30
Spain | ESP | 2018-04-06 21:00 | 2018-04-06 23:00 | 41 | 2018 | 6.93 | 2018-04-30
Spain | ESP | 2018-04-06 22:00 | 2018-04-07 | 42.68 | 2018 | 6.93 | 2018-04-30
Spain | ESP | 2018-04-06 23:00 | 2018-04-07 01:00 | 35.8 | 2018 | 6.93 | 2018-04-30
Spain | ESP | 2018-04-07 | 2018-04-07 02:00 | 34.32 | 2018 | 6.93 | 2018-04-30
Spain | ESP | 2018-04-07 01:00 | 2018-04-07 03:00 | 32.01 | 2018 | 6.93 | 2018-04-30
Spain | ESP | 2018-04-07 02:00 | 2018-04-07 04:00 | 31.7 | 2018 | 6.93 | 2018-04-30
Spain | ESP | 2018-04-07 03:00 | 2018-04-07 05:00 | 31.68 | 2018 | 6.93 | 2018-04-30
Spain | ESP | 2018-04-07 04:00 | 2018-04-07 06:00 | 33.1 | 2018 | 6.93 | 2018-04-30
Spain | ESP | 2018-04-07 05:00 | 2018-04-07 07:00 | 34.32 | 2018 | 6.93 | 2018-04-30
Spain | ESP | 2018-04-07 06:00 | 2018-04-07 08:00 | 34.21 | 2018 | 6.93 | 2018-04-30
Spain | ESP | 2018-04-07 07:00 | 2018-04-07 09:00 | 42.4 | 2018 | 6.93 | 2018-04-30
Spain | ESP | 2018-04-07 08:00 | 2018-04-07 10:00 | 47.43 | 2018 | 6.93 | 2018-04-30
Spain | ESP | 2018-04-07 09:00 | 2018-04-07 11:00 | 49.09 | 2018 | 6.93 | 2018-04-30
Spain | ESP | 2018-04-07 10:00 | 2018-04-07 12:00 | 47.79 | 2018 | 6.93 | 2018-04-30
Spain | ESP | 2018-04-07 11:00 | 2018-04-07 13:00 | 45.68 | 2018 | 6.93 | 2018-04-30
Spain | ESP | 2018-04-07 12:00 | 2018-04-07 14:00 | 44.99 | 2018 | 6.93 | 2018-04-30
Spain | ESP | 2018-04-07 13:00 | 2018-04-07 15:00 | 41.12 | 2018 | 6.93 | 2018-04-30
Spain | ESP | 2018-04-07 14:00 | 2018-04-07 16:00 | 37.68 | 2018 | 6.93 | 2018-04-30
Spain | ESP | 2018-04-07 15:00 | 2018-04-07 17:00 | 36.69 | 2018 | 6.93 | 2018-04-30
Spain | ESP | 2018-04-07 16:00 | 2018-04-07 18:00 | 41.43 | 2018 | 6.93 | 2018-04-30
Spain | ESP | 2018-04-07 17:00 | 2018-04-07 19:00 | 42.83 | 2018 | 6.93 | 2018-04-30
Spain | ESP | 2018-04-07 18:00 | 2018-04-07 20:00 | 49.77 | 2018 | 6.93 | 2018-04-30
Spain | ESP | 2018-04-07 19:00 | 2018-04-07 21:00 | 55.16 | 2018 | 6.93 | 2018-04-30
Spain | ESP | 2018-04-07 20:00 | 2018-04-07 22:00 | 51.8 | 2018 | 6.93 | 2018-04-30
Spain | ESP | 2018-04-07 21:00 | 2018-04-07 23:00 | 50.07 | 2018 | 6.93 | 2018-04-30
Spain | ESP | 2018-04-07 22:00 | 2018-04-08 | 44.5 | 2018 | 6.93 | 2018-04-30
Spain | ESP | 2018-04-07 23:00 | 2018-04-08 01:00 | 39.55 | 2018 | 6.93 | 2018-04-30
Spain | ESP | 2018-04-08 | 2018-04-08 02:00 | 31.8 | 2018 | 6.93 | 2018-04-30
Spain | ESP | 2018-04-08 01:00 | 2018-04-08 03:00 | 31.48 | 2018 | 6.93 | 2018-04-30
Spain | ESP | 2018-04-08 02:00 | 2018-04-08 04:00 | 31.27 | 2018 | 6.93 | 2018-04-30
Spain | ESP | 2018-04-08 03:00 | 2018-04-08 05:00 | 30.1 | 2018 | 6.93 | 2018-04-30
Spain | ESP | 2018-04-08 04:00 | 2018-04-08 06:00 | 30 | 2018 | 6.93 | 2018-04-30
Spain | ESP | 2018-04-08 05:00 | 2018-04-08 07:00 | 30.1 | 2018 | 6.93 | 2018-04-30
Spain | ESP | 2018-04-08 06:00 | 2018-04-08 08:00 | 30 | 2018 | 6.93 | 2018-04-30
Spain | ESP | 2018-04-08 07:00 | 2018-04-08 09:00 | 31.77 | 2018 | 6.93 | 2018-04-30
Spain | ESP | 2018-04-08 08:00 | 2018-04-08 10:00 | 32.01 | 2018 | 6.93 | 2018-04-30
Spain | ESP | 2018-04-08 09:00 | 2018-04-08 11:00 | 32.28 | 2018 | 6.93 | 2018-04-30
Spain | ESP | 2018-04-08 10:00 | 2018-04-08 12:00 | 32.01 | 2018 | 6.93 | 2018-04-30
Spain | ESP | 2018-04-08 11:00 | 2018-04-08 13:00 | 31.8 | 2018 | 6.93 | 2018-04-30
Spain | ESP | 2018-04-08 12:00 | 2018-04-08 14:00 | 31.47 | 2018 | 6.93 | 2018-04-30
Spain | ESP | 2018-04-08 13:00 | 2018-04-08 15:00 | 25.52 | 2018 | 6.93 | 2018-04-30
Spain | ESP | 2018-04-08 14:00 | 2018-04-08 16:00 | 22.22 | 2018 | 6.93 | 2018-04-30
Spain | ESP | 2018-04-08 15:00 | 2018-04-08 17:00 | 23.17 | 2018 | 6.93 | 2018-04-30
Spain | ESP | 2018-04-08 16:00 | 2018-04-08 18:00 | 27.27 | 2018 | 6.93 | 2018-04-30
Spain | ESP | 2018-04-08 17:00 | 2018-04-08 19:00 | 37.19 | 2018 | 6.93 | 2018-04-30
Spain | ESP | 2018-04-08 18:00 | 2018-04-08 20:00 | 40.38 | 2018 | 6.93 | 2018-04-30
Spain | ESP | 2018-04-08 19:00 | 2018-04-08 21:00 | 50 | 2018 | 6.93 | 2018-04-30
Spain | ESP | 2018-04-08 20:00 | 2018-04-08 22:00 | 49.82 | 2018 | 6.93 | 2018-04-30
Spain | ESP | 2018-04-08 21:00 | 2018-04-08 23:00 | 44.44 | 2018 | 6.93 | 2018-04-30
Spain | ESP | 2018-04-08 22:00 | 2018-04-09 | 43.83 | 2018 | 6.93 | 2018-04-30
Spain | ESP | 2018-04-08 23:00 | 2018-04-09 01:00 | 41.05 | 2018 | 6.93 | 2018-04-30
Spain | ESP | 2018-04-09 | 2018-04-09 02:00 | 39.64 | 2018 | 6.93 | 2018-04-30
Spain | ESP | 2018-04-09 01:00 | 2018-04-09 03:00 | 38.83 | 2018 | 6.93 | 2018-04-30
Spain | ESP | 2018-04-09 02:00 | 2018-04-09 04:00 | 38.83 | 2018 | 6.93 | 2018-04-30
Spain | ESP | 2018-04-09 03:00 | 2018-04-09 05:00 | 42.03 | 2018 | 6.93 | 2018-04-30
Spain | ESP | 2018-04-09 04:00 | 2018-04-09 06:00 | 49.68 | 2018 | 6.93 | 2018-04-30
Spain | ESP | 2018-04-09 05:00 | 2018-04-09 07:00 | 56.5 | 2018 | 6.93 | 2018-04-30
Spain | ESP | 2018-04-09 06:00 | 2018-04-09 08:00 | 62.13 | 2018 | 6.93 | 2018-04-30
Spain | ESP | 2018-04-09 07:00 | 2018-04-09 09:00 | 59.64 | 2018 | 6.93 | 2018-04-30
Spain | ESP | 2018-04-09 08:00 | 2018-04-09 10:00 | 58.58 | 2018 | 6.93 | 2018-04-30
Spain | ESP | 2018-04-09 09:00 | 2018-04-09 11:00 | 54.77 | 2018 | 6.93 | 2018-04-30
Spain | ESP | 2018-04-09 10:00 | 2018-04-09 12:00 | 54.77 | 2018 | 6.93 | 2018-04-30
Spain | ESP | 2018-04-09 11:00 | 2018-04-09 13:00 | 53.07 | 2018 | 6.93 | 2018-04-30
Spain | ESP | 2018-04-09 12:00 | 2018-04-09 14:00 | 50.69 | 2018 | 6.93 | 2018-04-30
Spain | ESP | 2018-04-09 13:00 | 2018-04-09 15:00 | 49.59 | 2018 | 6.93 | 2018-04-30
Spain | ESP | 2018-04-09 14:00 | 2018-04-09 16:00 | 48 | 2018 | 6.93 | 2018-04-30
Spain | ESP | 2018-04-09 15:00 | 2018-04-09 17:00 | 47.69 | 2018 | 6.93 | 2018-04-30
Spain | ESP | 2018-04-09 16:00 | 2018-04-09 18:00 | 47.69 | 2018 | 6.93 | 2018-04-30
Spain | ESP | 2018-04-09 17:00 | 2018-04-09 19:00 | 49.92 | 2018 | 6.93 | 2018-04-30
Spain | ESP | 2018-04-09 18:00 | 2018-04-09 20:00 | 51.95 | 2018 | 6.93 | 2018-04-30
Spain | ESP | 2018-04-09 19:00 | 2018-04-09 21:00 | 54.77 | 2018 | 6.93 | 2018-04-30
Spain | ESP | 2018-04-09 20:00 | 2018-04-09 22:00 | 50.87 | 2018 | 6.93 | 2018-04-30
Spain | ESP | 2018-04-09 21:00 | 2018-04-09 23:00 | 46.14 | 2018 | 6.93 | 2018-04-30
Spain | ESP | 2018-04-09 22:00 | 2018-04-10 | 38.44 | 2018 | 6.93 | 2018-04-30
Spain | ESP | 2018-04-09 23:00 | 2018-04-10 01:00 | 34.32 | 2018 | 6.93 | 2018-04-30
Spain | ESP | 2018-04-10 | 2018-04-10 02:00 | 29 | 2018 | 6.93 | 2018-04-30
Spain | ESP | 2018-04-10 01:00 | 2018-04-10 03:00 | 27.32 | 2018 | 6.93 | 2018-04-30
Spain | ESP | 2018-04-10 02:00 | 2018-04-10 04:00 | 28.05 | 2018 | 6.93 | 2018-04-30
Spain | ESP | 2018-04-10 03:00 | 2018-04-10 05:00 | 32.51 | 2018 | 6.93 | 2018-04-30
Spain | ESP | 2018-04-10 04:00 | 2018-04-10 06:00 | 41.37 | 2018 | 6.93 | 2018-04-30
Spain | ESP | 2018-04-10 05:00 | 2018-04-10 07:00 | 44.32 | 2018 | 6.93 | 2018-04-30
Spain | ESP | 2018-04-10 06:00 | 2018-04-10 08:00 | 52.49 | 2018 | 6.93 | 2018-04-30
Spain | ESP | 2018-04-10 07:00 | 2018-04-10 09:00 | 55.61 | 2018 | 6.93 | 2018-04-30
Spain | ESP | 2018-04-10 08:00 | 2018-04-10 10:00 | 52.5 | 2018 | 6.93 | 2018-04-30
Spain | ESP | 2018-04-10 09:00 | 2018-04-10 11:00 | 52.28 | 2018 | 6.93 | 2018-04-30
Spain | ESP | 2018-04-10 10:00 | 2018-04-10 12:00 | 49.68 | 2018 | 6.93 | 2018-04-30
Spain | ESP | 2018-04-10 11:00 | 2018-04-10 13:00 | 49.96 | 2018 | 6.93 | 2018-04-30
Spain | ESP | 2018-04-10 12:00 | 2018-04-10 14:00 | 49.96 | 2018 | 6.93 | 2018-04-30
Spain | ESP | 2018-04-10 13:00 | 2018-04-10 15:00 | 49.94 | 2018 | 6.93 | 2018-04-30
Spain | ESP | 2018-04-10 14:00 | 2018-04-10 16:00 | 49.92 | 2018 | 6.93 | 2018-04-30
Spain | ESP | 2018-04-10 15:00 | 2018-04-10 17:00 | 49.92 | 2018 | 6.93 | 2018-04-30
Spain | ESP | 2018-04-10 16:00 | 2018-04-10 18:00 | 49.47 | 2018 | 6.93 | 2018-04-30
Spain | ESP | 2018-04-10 17:00 | 2018-04-10 19:00 | 50 | 2018 | 6.93 | 2018-04-30
Spain | ESP | 2018-04-10 18:00 | 2018-04-10 20:00 | 55.6 | 2018 | 6.93 | 2018-04-30
Spain | ESP | 2018-04-10 19:00 | 2018-04-10 21:00 | 61.15 | 2018 | 6.93 | 2018-04-30
Spain | ESP | 2018-04-10 20:00 | 2018-04-10 22:00 | 55.6 | 2018 | 6.93 | 2018-04-30
Spain | ESP | 2018-04-10 21:00 | 2018-04-10 23:00 | 52.1 | 2018 | 6.93 | 2018-04-30
Spain | ESP | 2018-04-10 22:00 | 2018-04-11 | 39.6 | 2018 | 6.93 | 2018-04-30
Spain | ESP | 2018-04-10 23:00 | 2018-04-11 01:00 | 35 | 2018 | 6.93 | 2018-04-30
Spain | ESP | 2018-04-11 | 2018-04-11 02:00 | 33.9 | 2018 | 6.93 | 2018-04-30
Spain | ESP | 2018-04-11 01:00 | 2018-04-11 03:00 | 31.37 | 2018 | 6.93 | 2018-04-30
Spain | ESP | 2018-04-11 02:00 | 2018-04-11 04:00 | 27.27 | 2018 | 6.93 | 2018-04-30
Spain | ESP | 2018-04-11 03:00 | 2018-04-11 05:00 | 28.4 | 2018 | 6.93 | 2018-04-30
Spain | ESP | 2018-04-11 04:00 | 2018-04-11 06:00 | 36 | 2018 | 6.93 | 2018-04-30
Spain | ESP | 2018-04-11 05:00 | 2018-04-11 07:00 | 42.52 | 2018 | 6.93 | 2018-04-30
Spain | ESP | 2018-04-11 06:00 | 2018-04-11 08:00 | 48.63 | 2018 | 6.93 | 2018-04-30
Spain | ESP | 2018-04-11 07:00 | 2018-04-11 09:00 | 52.49 | 2018 | 6.93 | 2018-04-30
Spain | ESP | 2018-04-11 08:00 | 2018-04-11 10:00 | 52.37 | 2018 | 6.93 | 2018-04-30
Spain | ESP | 2018-04-11 09:00 | 2018-04-11 11:00 | 49.92 | 2018 | 6.93 | 2018-04-30
Spain | ESP | 2018-04-11 10:00 | 2018-04-11 12:00 | 48.57 | 2018 | 6.93 | 2018-04-30
Spain | ESP | 2018-04-11 11:00 | 2018-04-11 13:00 | 43.95 | 2018 | 6.93 | 2018-04-30
Spain | ESP | 2018-04-11 12:00 | 2018-04-11 14:00 | 41.85 | 2018 | 6.93 | 2018-04-30
Spain | ESP | 2018-04-11 13:00 | 2018-04-11 15:00 | 39.1 | 2018 | 6.93 | 2018-04-30
Spain | ESP | 2018-04-11 14:00 | 2018-04-11 16:00 | 38.91 | 2018 | 6.93 | 2018-04-30
Spain | ESP | 2018-04-11 15:00 | 2018-04-11 17:00 | 36.13 | 2018 | 6.93 | 2018-04-30
Spain | ESP | 2018-04-11 16:00 | 2018-04-11 18:00 | 35.3 | 2018 | 6.93 | 2018-04-30
Spain | ESP | 2018-04-11 17:00 | 2018-04-11 19:00 | 40.96 | 2018 | 6.93 | 2018-04-30
Spain | ESP | 2018-04-11 18:00 | 2018-04-11 20:00 | 42.38 | 2018 | 6.93 | 2018-04-30
Spain | ESP | 2018-04-11 19:00 | 2018-04-11 21:00 | 47.76 | 2018 | 6.93 | 2018-04-30
Spain | ESP | 2018-04-11 20:00 | 2018-04-11 22:00 | 41.85 | 2018 | 6.93 | 2018-04-30
Spain | ESP | 2018-04-11 21:00 | 2018-04-11 23:00 | 41.05 | 2018 | 6.93 | 2018-04-30
Spain | ESP | 2018-04-11 22:00 | 2018-04-12 | 34.42 | 2018 | 6.93 | 2018-04-30
Spain | ESP | 2018-04-11 23:00 | 2018-04-12 01:00 | 32.32 | 2018 | 6.93 | 2018-04-30
Spain | ESP | 2018-04-12 | 2018-04-12 02:00 | 31.37 | 2018 | 6.93 | 2018-04-30
Spain | ESP | 2018-04-12 01:00 | 2018-04-12 03:00 | 30.34 | 2018 | 6.93 | 2018-04-30
Spain | ESP | 2018-04-12 02:00 | 2018-04-12 04:00 | 30 | 2018 | 6.93 | 2018-04-30
Spain | ESP | 2018-04-12 03:00 | 2018-04-12 05:00 | 31.87 | 2018 | 6.93 | 2018-04-30
Spain | ESP | 2018-04-12 04:00 | 2018-04-12 06:00 | 41.05 | 2018 | 6.93 | 2018-04-30
Spain | ESP | 2018-04-12 05:00 | 2018-04-12 07:00 | 48.37 | 2018 | 6.93 | 2018-04-30
Spain | ESP | 2018-04-12 06:00 | 2018-04-12 08:00 | 52.03 | 2018 | 6.93 | 2018-04-30
Spain | ESP | 2018-04-12 07:00 | 2018-04-12 09:00 | 56.56 | 2018 | 6.93 | 2018-04-30
Spain | ESP | 2018-04-12 08:00 | 2018-04-12 10:00 | 56.06 | 2018 | 6.93 | 2018-04-30
Spain | ESP | 2018-04-12 09:00 | 2018-04-12 11:00 | 54.96 | 2018 | 6.93 | 2018-04-30
Spain | ESP | 2018-04-12 10:00 | 2018-04-12 12:00 | 52.61 | 2018 | 6.93 | 2018-04-30
Spain | ESP | 2018-04-12 11:00 | 2018-04-12 13:00 | 52.34 | 2018 | 6.93 | 2018-04-30
Spain | ESP | 2018-04-12 12:00 | 2018-04-12 14:00 | 50.86 | 2018 | 6.93 | 2018-04-30
Spain | ESP | 2018-04-12 13:00 | 2018-04-12 15:00 | 49.66 | 2018 | 6.93 | 2018-04-30
Spain | ESP | 2018-04-12 14:00 | 2018-04-12 16:00 | 49.03 | 2018 | 6.93 | 2018-04-30
Spain | ESP | 2018-04-12 15:00 | 2018-04-12 17:00 | 50.54 | 2018 | 6.93 | 2018-04-30
Spain | ESP | 2018-04-12 16:00 | 2018-04-12 18:00 | 51.8 | 2018 | 6.93 | 2018-04-30
Spain | ESP | 2018-04-12 17:00 | 2018-04-12 19:00 | 52.45 | 2018 | 6.93 | 2018-04-30
Spain | ESP | 2018-04-12 18:00 | 2018-04-12 20:00 | 57.06 | 2018 | 6.93 | 2018-04-30
Spain | ESP | 2018-04-12 19:00 | 2018-04-12 21:00 | 75 | 2018 | 6.93 | 2018-04-30
Spain | ESP | 2018-04-12 20:00 | 2018-04-12 22:00 | 56.21 | 2018 | 6.93 | 2018-04-30
Spain | ESP | 2018-04-12 21:00 | 2018-04-12 23:00 | 53.31 | 2018 | 6.93 | 2018-04-30
Spain | ESP | 2018-04-12 22:00 | 2018-04-13 | 59.5 | 2018 | 6.93 | 2018-04-30
Spain | ESP | 2018-04-12 23:00 | 2018-04-13 01:00 | 55.6 | 2018 | 6.93 | 2018-04-30
Spain | ESP | 2018-04-13 | 2018-04-13 02:00 | 51.95 | 2018 | 6.93 | 2018-04-30
Spain | ESP | 2018-04-13 01:00 | 2018-04-13 03:00 | 50.52 | 2018 | 6.93 | 2018-04-30
Spain | ESP | 2018-04-13 02:00 | 2018-04-13 04:00 | 50.1 | 2018 | 6.93 | 2018-04-30
Spain | ESP | 2018-04-13 03:00 | 2018-04-13 05:00 | 51.35 | 2018 | 6.93 | 2018-04-30
Spain | ESP | 2018-04-13 04:00 | 2018-04-13 06:00 | 57 | 2018 | 6.93 | 2018-04-30
Spain | ESP | 2018-04-13 05:00 | 2018-04-13 07:00 | 59.99 | 2018 | 6.93 | 2018-04-30
Spain | ESP | 2018-04-13 06:00 | 2018-04-13 08:00 | 64.1 | 2018 | 6.93 | 2018-04-30
Spain | ESP | 2018-04-13 07:00 | 2018-04-13 09:00 | 65.04 | 2018 | 6.93 | 2018-04-30
Spain | ESP | 2018-04-13 08:00 | 2018-04-13 10:00 | 61.88 | 2018 | 6.93 | 2018-04-30
Spain | ESP | 2018-04-13 09:00 | 2018-04-13 11:00 | 61.61 | 2018 | 6.93 | 2018-04-30
Spain | ESP | 2018-04-13 10:00 | 2018-04-13 12:00 | 61.64 | 2018 | 6.93 | 2018-04-30
Spain | ESP | 2018-04-13 11:00 | 2018-04-13 13:00 | 61.61 | 2018 | 6.93 | 2018-04-30
Spain | ESP | 2018-04-13 12:00 | 2018-04-13 14:00 | 60.62 | 2018 | 6.93 | 2018-04-30
Spain | ESP | 2018-04-13 13:00 | 2018-04-13 15:00 | 59.59 | 2018 | 6.93 | 2018-04-30
Spain | ESP | 2018-04-13 14:00 | 2018-04-13 16:00 | 59.59 | 2018 | 6.93 | 2018-04-30
Spain | ESP | 2018-04-13 15:00 | 2018-04-13 17:00 | 57.42 | 2018 | 6.93 | 2018-04-30
Spain | ESP | 2018-04-13 16:00 | 2018-04-13 18:00 | 55.43 | 2018 | 6.93 | 2018-04-30
Spain | ESP | 2018-04-13 17:00 | 2018-04-13 19:00 | 56.5 | 2018 | 6.93 | 2018-04-30
Spain | ESP | 2018-04-13 18:00 | 2018-04-13 20:00 | 61.64 | 2018 | 6.93 | 2018-04-30
Spain | ESP | 2018-04-13 19:00 | 2018-04-13 21:00 | 69 | 2018 | 6.93 | 2018-04-30
Spain | ESP | 2018-04-13 20:00 | 2018-04-13 22:00 | 62.9 | 2018 | 6.93 | 2018-04-30
Spain | ESP | 2018-04-13 21:00 | 2018-04-13 23:00 | 60.62 | 2018 | 6.93 | 2018-04-30
Spain | ESP | 2018-04-13 22:00 | 2018-04-14 | 56.35 | 2018 | 6.93 | 2018-04-30
Spain | ESP | 2018-04-13 23:00 | 2018-04-14 01:00 | 53.89 | 2018 | 6.93 | 2018-04-30
Spain | ESP | 2018-04-14 | 2018-04-14 02:00 | 52.28 | 2018 | 6.93 | 2018-04-30
Spain | ESP | 2018-04-14 01:00 | 2018-04-14 03:00 | 51.8 | 2018 | 6.93 | 2018-04-30
Spain | ESP | 2018-04-14 02:00 | 2018-04-14 04:00 | 50.83 | 2018 | 6.93 | 2018-04-30
Spain | ESP | 2018-04-14 03:00 | 2018-04-14 05:00 | 50.1 | 2018 | 6.93 | 2018-04-30
Spain | ESP | 2018-04-14 04:00 | 2018-04-14 06:00 | 50.83 | 2018 | 6.93 | 2018-04-30
Spain | ESP | 2018-04-14 05:00 | 2018-04-14 07:00 | 49.58 | 2018 | 6.93 | 2018-04-30
Spain | ESP | 2018-04-14 06:00 | 2018-04-14 08:00 | 47.43 | 2018 | 6.93 | 2018-04-30
Spain | ESP | 2018-04-14 07:00 | 2018-04-14 09:00 | 54.61 | 2018 | 6.93 | 2018-04-30
Spain | ESP | 2018-04-14 08:00 | 2018-04-14 10:00 | 56.21 | 2018 | 6.93 | 2018-04-30
Spain | ESP | 2018-04-14 09:00 | 2018-04-14 11:00 | 55.6 | 2018 | 6.93 | 2018-04-30
Spain | ESP | 2018-04-14 10:00 | 2018-04-14 12:00 | 53.61 | 2018 | 6.93 | 2018-04-30
Spain | ESP | 2018-04-14 11:00 | 2018-04-14 13:00 | 52.49 | 2018 | 6.93 | 2018-04-30
Spain | ESP | 2018-04-14 12:00 | 2018-04-14 14:00 | 51.01 | 2018 | 6.93 | 2018-04-30
Spain | ESP | 2018-04-14 13:00 | 2018-04-14 15:00 | 44.5 | 2018 | 6.93 | 2018-04-30
Spain | ESP | 2018-04-14 14:00 | 2018-04-14 16:00 | 42.22 | 2018 | 6.93 | 2018-04-30
Spain | ESP | 2018-04-14 15:00 | 2018-04-14 17:00 | 39.1 | 2018 | 6.93 | 2018-04-30
Spain | ESP | 2018-04-14 16:00 | 2018-04-14 18:00 | 42.32 | 2018 | 6.93 | 2018-04-30
Spain | ESP | 2018-04-14 17:00 | 2018-04-14 19:00 | 43.59 | 2018 | 6.93 | 2018-04-30
Spain | ESP | 2018-04-14 18:00 | 2018-04-14 20:00 | 49.39 | 2018 | 6.93 | 2018-04-30
Spain | ESP | 2018-04-14 19:00 | 2018-04-14 21:00 | 55.43 | 2018 | 6.93 | 2018-04-30
Spain | ESP | 2018-04-14 20:00 | 2018-04-14 22:00 | 51.8 | 2018 | 6.93 | 2018-04-30
Spain | ESP | 2018-04-14 21:00 | 2018-04-14 23:00 | 47.43 | 2018 | 6.93 | 2018-04-30
Spain | ESP | 2018-04-14 22:00 | 2018-04-15 | 37.71 | 2018 | 6.93 | 2018-04-30
Spain | ESP | 2018-04-14 23:00 | 2018-04-15 01:00 | 36.1 | 2018 | 6.93 | 2018-04-30
Spain | ESP | 2018-04-15 | 2018-04-15 02:00 | 32.07 | 2018 | 6.93 | 2018-04-30
Spain | ESP | 2018-04-15 01:00 | 2018-04-15 03:00 | 31.67 | 2018 | 6.93 | 2018-04-30
Spain | ESP | 2018-04-15 02:00 | 2018-04-15 04:00 | 30 | 2018 | 6.93 | 2018-04-30
Spain | ESP | 2018-04-15 03:00 | 2018-04-15 05:00 | 29.5 | 2018 | 6.93 | 2018-04-30
Spain | ESP | 2018-04-15 04:00 | 2018-04-15 06:00 | 31.37 | 2018 | 6.93 | 2018-04-30
Spain | ESP | 2018-04-15 05:00 | 2018-04-15 07:00 | 31.77 | 2018 | 6.93 | 2018-04-30
Spain | ESP | 2018-04-15 06:00 | 2018-04-15 08:00 | 31.87 | 2018 | 6.93 | 2018-04-30
Spain | ESP | 2018-04-15 07:00 | 2018-04-15 09:00 | 36.3 | 2018 | 6.93 | 2018-04-30
Spain | ESP | 2018-04-15 08:00 | 2018-04-15 10:00 | 38.38 | 2018 | 6.93 | 2018-04-30
Spain | ESP | 2018-04-15 09:00 | 2018-04-15 11:00 | 40.35 | 2018 | 6.93 | 2018-04-30
Spain | ESP | 2018-04-15 10:00 | 2018-04-15 12:00 | 40 | 2018 | 6.93 | 2018-04-30
Spain | ESP | 2018-04-15 11:00 | 2018-04-15 13:00 | 39 | 2018 | 6.93 | 2018-04-30
Spain | ESP | 2018-04-15 12:00 | 2018-04-15 14:00 | 37.2 | 2018 | 6.93 | 2018-04-30
Spain | ESP | 2018-04-15 13:00 | 2018-04-15 15:00 | 36.3 | 2018 | 6.93 | 2018-04-30
Spain | ESP | 2018-04-15 14:00 | 2018-04-15 16:00 | 31.87 | 2018 | 6.93 | 2018-04-30
Spain | ESP | 2018-04-15 15:00 | 2018-04-15 17:00 | 32.5 | 2018 | 6.93 | 2018-04-30
Spain | ESP | 2018-04-15 16:00 | 2018-04-15 18:00 | 32.33 | 2018 | 6.93 | 2018-04-30
Spain | ESP | 2018-04-15 17:00 | 2018-04-15 19:00 | 35 | 2018 | 6.93 | 2018-04-30
Spain | ESP | 2018-04-15 18:00 | 2018-04-15 20:00 | 45 | 2018 | 6.93 | 2018-04-30
Spain | ESP | 2018-04-15 19:00 | 2018-04-15 21:00 | 61.53 | 2018 | 6.93 | 2018-04-30
Spain | ESP | 2018-04-15 20:00 | 2018-04-15 22:00 | 59.98 | 2018 | 6.93 | 2018-04-30
Spain | ESP | 2018-04-15 21:00 | 2018-04-15 23:00 | 51.8 | 2018 | 6.93 | 2018-04-30
Spain | ESP | 2018-04-15 22:00 | 2018-04-16 | 45.23 | 2018 | 6.93 | 2018-04-30
Spain | ESP | 2018-04-15 23:00 | 2018-04-16 01:00 | 36.1 | 2018 | 6.93 | 2018-04-30
Spain | ESP | 2018-04-16 | 2018-04-16 02:00 | 34 | 2018 | 6.93 | 2018-04-30
Spain | ESP | 2018-04-16 01:00 | 2018-04-16 03:00 | 33.4 | 2018 | 6.93 | 2018-04-30
Spain | ESP | 2018-04-16 02:00 | 2018-04-16 04:00 | 32.94 | 2018 | 6.93 | 2018-04-30
Spain | ESP | 2018-04-16 03:00 | 2018-04-16 05:00 | 37.4 | 2018 | 6.93 | 2018-04-30
Spain | ESP | 2018-04-16 04:00 | 2018-04-16 06:00 | 47.2 | 2018 | 6.93 | 2018-04-30
Spain | ESP | 2018-04-16 05:00 | 2018-04-16 07:00 | 56.1 | 2018 | 6.93 | 2018-04-30
Spain | ESP | 2018-04-16 06:00 | 2018-04-16 08:00 | 57.09 | 2018 | 6.93 | 2018-04-30
Spain | ESP | 2018-04-16 07:00 | 2018-04-16 09:00 | 57.1 | 2018 | 6.93 | 2018-04-30
Spain | ESP | 2018-04-16 08:00 | 2018-04-16 10:00 | 55.74 | 2018 | 6.93 | 2018-04-30
Spain | ESP | 2018-04-16 09:00 | 2018-04-16 11:00 | 52.97 | 2018 | 6.93 | 2018-04-30
Spain | ESP | 2018-04-16 10:00 | 2018-04-16 12:00 | 51.81 | 2018 | 6.93 | 2018-04-30
Spain | ESP | 2018-04-16 11:00 | 2018-04-16 13:00 | 49.99 | 2018 | 6.93 | 2018-04-30
Spain | ESP | 2018-04-16 12:00 | 2018-04-16 14:00 | 46.3 | 2018 | 6.93 | 2018-04-30
Spain | ESP | 2018-04-16 13:00 | 2018-04-16 15:00 | 45.79 | 2018 | 6.93 | 2018-04-30
Spain | ESP | 2018-04-16 14:00 | 2018-04-16 16:00 | 44.51 | 2018 | 6.93 | 2018-04-30
Spain | ESP | 2018-04-16 15:00 | 2018-04-16 17:00 | 45.74 | 2018 | 6.93 | 2018-04-30
Spain | ESP | 2018-04-16 16:00 | 2018-04-16 18:00 | 48.49 | 2018 | 6.93 | 2018-04-30
Spain | ESP | 2018-04-16 17:00 | 2018-04-16 19:00 | 52.84 | 2018 | 6.93 | 2018-04-30
Spain | ESP | 2018-04-16 18:00 | 2018-04-16 20:00 | 55 | 2018 | 6.93 | 2018-04-30
Spain | ESP | 2018-04-16 19:00 | 2018-04-16 21:00 | 60.02 | 2018 | 6.93 | 2018-04-30
Spain | ESP | 2018-04-16 20:00 | 2018-04-16 22:00 | 55.9 | 2018 | 6.93 | 2018-04-30
Spain | ESP | 2018-04-16 21:00 | 2018-04-16 23:00 | 53 | 2018 | 6.93 | 2018-04-30
Spain | ESP | 2018-04-16 22:00 | 2018-04-17 | 44.54 | 2018 | 6.93 | 2018-04-30
Spain | ESP | 2018-04-16 23:00 | 2018-04-17 01:00 | 43.68 | 2018 | 6.93 | 2018-04-30
Spain | ESP | 2018-04-17 | 2018-04-17 02:00 | 42.08 | 2018 | 6.93 | 2018-04-30
Spain | ESP | 2018-04-17 01:00 | 2018-04-17 03:00 | 40.68 | 2018 | 6.93 | 2018-04-30
Spain | ESP | 2018-04-17 02:00 | 2018-04-17 04:00 | 40.5 | 2018 | 6.93 | 2018-04-30
Spain | ESP | 2018-04-17 03:00 | 2018-04-17 05:00 | 42.97 | 2018 | 6.93 | 2018-04-30
Spain | ESP | 2018-04-17 04:00 | 2018-04-17 06:00 | 48.01 | 2018 | 6.93 | 2018-04-30
Spain | ESP | 2018-04-17 05:00 | 2018-04-17 07:00 | 54.88 | 2018 | 6.93 | 2018-04-30
Spain | ESP | 2018-04-17 06:00 | 2018-04-17 08:00 | 56 | 2018 | 6.93 | 2018-04-30
Spain | ESP | 2018-04-17 07:00 | 2018-04-17 09:00 | 55.6 | 2018 | 6.93 | 2018-04-30
Spain | ESP | 2018-04-17 08:00 | 2018-04-17 10:00 | 55 | 2018 | 6.93 | 2018-04-30
Spain | ESP | 2018-04-17 09:00 | 2018-04-17 11:00 | 53.9 | 2018 | 6.93 | 2018-04-30
Spain | ESP | 2018-04-17 10:00 | 2018-04-17 12:00 | 54.39 | 2018 | 6.93 | 2018-04-30
Spain | ESP | 2018-04-17 11:00 | 2018-04-17 13:00 | 54 | 2018 | 6.93 | 2018-04-30
Spain | ESP | 2018-04-17 12:00 | 2018-04-17 14:00 | 52.28 | 2018 | 6.93 | 2018-04-30
Spain | ESP | 2018-04-17 13:00 | 2018-04-17 15:00 | 52.03 | 2018 | 6.93 | 2018-04-30
Spain | ESP | 2018-04-17 14:00 | 2018-04-17 16:00 | 52.02 | 2018 | 6.93 | 2018-04-30
Spain | ESP | 2018-04-17 15:00 | 2018-04-17 17:00 | 53.25 | 2018 | 6.93 | 2018-04-30
Spain | ESP | 2018-04-17 16:00 | 2018-04-17 18:00 | 53.01 | 2018 | 6.93 | 2018-04-30
Spain | ESP | 2018-04-17 17:00 | 2018-04-17 19:00 | 55.06 | 2018 | 6.93 | 2018-04-30
Spain | ESP | 2018-04-17 18:00 | 2018-04-17 20:00 | 58.51 | 2018 | 6.93 | 2018-04-30
Spain | ESP | 2018-04-17 19:00 | 2018-04-17 21:00 | 66.61 | 2018 | 6.93 | 2018-04-30
Spain | ESP | 2018-04-17 20:00 | 2018-04-17 22:00 | 58 | 2018 | 6.93 | 2018-04-30
Spain | ESP | 2018-04-17 21:00 | 2018-04-17 23:00 | 54.95 | 2018 | 6.93 | 2018-04-30
Spain | ESP | 2018-04-17 22:00 | 2018-04-18 | 54.54 | 2018 | 6.93 | 2018-04-30
Spain | ESP | 2018-04-17 23:00 | 2018-04-18 01:00 | 54.01 | 2018 | 6.93 | 2018-04-30
Spain | ESP | 2018-04-18 | 2018-04-18 02:00 | 52.52 | 2018 | 6.93 | 2018-04-30
Spain | ESP | 2018-04-18 01:00 | 2018-04-18 03:00 | 50.42 | 2018 | 6.93 | 2018-04-30
Spain | ESP | 2018-04-18 02:00 | 2018-04-18 04:00 | 48 | 2018 | 6.93 | 2018-04-30
Spain | ESP | 2018-04-18 03:00 | 2018-04-18 05:00 | 49.3 | 2018 | 6.93 | 2018-04-30
Spain | ESP | 2018-04-18 04:00 | 2018-04-18 06:00 | 52.52 | 2018 | 6.93 | 2018-04-30
Spain | ESP | 2018-04-18 05:00 | 2018-04-18 07:00 | 54.5 | 2018 | 6.93 | 2018-04-30
Spain | ESP | 2018-04-18 06:00 | 2018-04-18 08:00 | 55.43 | 2018 | 6.93 | 2018-04-30
Spain | ESP | 2018-04-18 07:00 | 2018-04-18 09:00 | 55 | 2018 | 6.93 | 2018-04-30
Spain | ESP | 2018-04-18 08:00 | 2018-04-18 10:00 | 54.33 | 2018 | 6.93 | 2018-04-30
Spain | ESP | 2018-04-18 09:00 | 2018-04-18 11:00 | 52.01 | 2018 | 6.93 | 2018-04-30
Spain | ESP | 2018-04-18 10:00 | 2018-04-18 12:00 | 51.35 | 2018 | 6.93 | 2018-04-30
Spain | ESP | 2018-04-18 11:00 | 2018-04-18 13:00 | 50 | 2018 | 6.93 | 2018-04-30
Spain | ESP | 2018-04-18 12:00 | 2018-04-18 14:00 | 46.95 | 2018 | 6.93 | 2018-04-30
Spain | ESP | 2018-04-18 13:00 | 2018-04-18 15:00 | 47.43 | 2018 | 6.93 | 2018-04-30
Spain | ESP | 2018-04-18 14:00 | 2018-04-18 16:00 | 47.99 | 2018 | 6.93 | 2018-04-30
Spain | ESP | 2018-04-18 15:00 | 2018-04-18 17:00 | 48.08 | 2018 | 6.93 | 2018-04-30
Spain | ESP | 2018-04-18 16:00 | 2018-04-18 18:00 | 48.01 | 2018 | 6.93 | 2018-04-30
Spain | ESP | 2018-04-18 17:00 | 2018-04-18 19:00 | 50 | 2018 | 6.93 | 2018-04-30
Spain | ESP | 2018-04-18 18:00 | 2018-04-18 20:00 | 53.52 | 2018 | 6.93 | 2018-04-30
Spain | ESP | 2018-04-18 19:00 | 2018-04-18 21:00 | 55.1 | 2018 | 6.93 | 2018-04-30
Spain | ESP | 2018-04-18 20:00 | 2018-04-18 22:00 | 53.52 | 2018 | 6.93 | 2018-04-30
Spain | ESP | 2018-04-18 21:00 | 2018-04-18 23:00 | 50 | 2018 | 6.93 | 2018-04-30
Spain | ESP | 2018-04-18 22:00 | 2018-04-19 | 46.5 | 2018 | 6.93 | 2018-04-30
Spain | ESP | 2018-04-18 23:00 | 2018-04-19 01:00 | 45.22 | 2018 | 6.93 | 2018-04-30
Spain | ESP | 2018-04-19 | 2018-04-19 02:00 | 45.01 | 2018 | 6.93 | 2018-04-30
Spain | ESP | 2018-04-19 01:00 | 2018-04-19 03:00 | 43.67 | 2018 | 6.93 | 2018-04-30
Spain | ESP | 2018-04-19 02:00 | 2018-04-19 04:00 | 42.74 | 2018 | 6.93 | 2018-04-30
Spain | ESP | 2018-04-19 03:00 | 2018-04-19 05:00 | 44.95 | 2018 | 6.93 | 2018-04-30
Spain | ESP | 2018-04-19 04:00 | 2018-04-19 06:00 | 45.57 | 2018 | 6.93 | 2018-04-30
Spain | ESP | 2018-04-19 05:00 | 2018-04-19 07:00 | 50 | 2018 | 6.93 | 2018-04-30
Spain | ESP | 2018-04-19 06:00 | 2018-04-19 08:00 | 50.99 | 2018 | 6.93 | 2018-04-30
Spain | ESP | 2018-04-19 07:00 | 2018-04-19 09:00 | 51 | 2018 | 6.93 | 2018-04-30
Spain | ESP | 2018-04-19 08:00 | 2018-04-19 10:00 | 48.64 | 2018 | 6.93 | 2018-04-30
Spain | ESP | 2018-04-19 09:00 | 2018-04-19 11:00 | 46 | 2018 | 6.93 | 2018-04-30
Spain | ESP | 2018-04-19 10:00 | 2018-04-19 12:00 | 45.99 | 2018 | 6.93 | 2018-04-30
Spain | ESP | 2018-04-19 11:00 | 2018-04-19 13:00 | 45.49 | 2018 | 6.93 | 2018-04-30
Spain | ESP | 2018-04-19 12:00 | 2018-04-19 14:00 | 44.5 | 2018 | 6.93 | 2018-04-30
Spain | ESP | 2018-04-19 13:00 | 2018-04-19 15:00 | 43.59 | 2018 | 6.93 | 2018-04-30
Spain | ESP | 2018-04-19 14:00 | 2018-04-19 16:00 | 42.42 | 2018 | 6.93 | 2018-04-30
Spain | ESP | 2018-04-19 15:00 | 2018-04-19 17:00 | 42.64 | 2018 | 6.93 | 2018-04-30
Spain | ESP | 2018-04-19 16:00 | 2018-04-19 18:00 | 44.51 | 2018 | 6.93 | 2018-04-30
Spain | ESP | 2018-04-19 17:00 | 2018-04-19 19:00 | 47.84 | 2018 | 6.93 | 2018-04-30
Spain | ESP | 2018-04-19 18:00 | 2018-04-19 20:00 | 50.31 | 2018 | 6.93 | 2018-04-30
Spain | ESP | 2018-04-19 19:00 | 2018-04-19 21:00 | 52.52 | 2018 | 6.93 | 2018-04-30
Spain | ESP | 2018-04-19 20:00 | 2018-04-19 22:00 | 47.19 | 2018 | 6.93 | 2018-04-30
Spain | ESP | 2018-04-19 21:00 | 2018-04-19 23:00 | 45 | 2018 | 6.93 | 2018-04-30
Spain | ESP | 2018-04-19 22:00 | 2018-04-20 | 37.13 | 2018 | 6.93 | 2018-04-30
Spain | ESP | 2018-04-19 23:00 | 2018-04-20 01:00 | 36.41 | 2018 | 6.93 | 2018-04-30
Spain | ESP | 2018-04-20 | 2018-04-20 02:00 | 35.81 | 2018 | 6.93 | 2018-04-30
Spain | ESP | 2018-04-20 01:00 | 2018-04-20 03:00 | 35.11 | 2018 | 6.93 | 2018-04-30
Spain | ESP | 2018-04-20 02:00 | 2018-04-20 04:00 | 35 | 2018 | 6.93 | 2018-04-30
Spain | ESP | 2018-04-20 03:00 | 2018-04-20 05:00 | 35.31 | 2018 | 6.93 | 2018-04-30
Spain | ESP | 2018-04-20 04:00 | 2018-04-20 06:00 | 42.28 | 2018 | 6.93 | 2018-04-30
Spain | ESP | 2018-04-20 05:00 | 2018-04-20 07:00 | 47.49 | 2018 | 6.93 | 2018-04-30
Spain | ESP | 2018-04-20 06:00 | 2018-04-20 08:00 | 49.97 | 2018 | 6.93 | 2018-04-30
Spain | ESP | 2018-04-20 07:00 | 2018-04-20 09:00 | 48.69 | 2018 | 6.93 | 2018-04-30
Spain | ESP | 2018-04-20 08:00 | 2018-04-20 10:00 | 43.41 | 2018 | 6.93 | 2018-04-30
Spain | ESP | 2018-04-20 09:00 | 2018-04-20 11:00 | 42.19 | 2018 | 6.93 | 2018-04-30
Spain | ESP | 2018-04-20 10:00 | 2018-04-20 12:00 | 40.72 | 2018 | 6.93 | 2018-04-30
Spain | ESP | 2018-04-20 11:00 | 2018-04-20 13:00 | 38.08 | 2018 | 6.93 | 2018-04-30
Spain | ESP | 2018-04-20 12:00 | 2018-04-20 14:00 | 35.51 | 2018 | 6.93 | 2018-04-30
Spain | ESP | 2018-04-20 13:00 | 2018-04-20 15:00 | 34.69 | 2018 | 6.93 | 2018-04-30
Spain | ESP | 2018-04-20 14:00 | 2018-04-20 16:00 | 34.15 | 2018 | 6.93 | 2018-04-30
Spain | ESP | 2018-04-20 15:00 | 2018-04-20 17:00 | 36.71 | 2018 | 6.93 | 2018-04-30
Spain | ESP | 2018-04-20 16:00 | 2018-04-20 18:00 | 40.01 | 2018 | 6.93 | 2018-04-30
Spain | ESP | 2018-04-20 17:00 | 2018-04-20 19:00 | 41.72 | 2018 | 6.93 | 2018-04-30
Spain | ESP | 2018-04-20 18:00 | 2018-04-20 20:00 | 44.69 | 2018 | 6.93 | 2018-04-30
Spain | ESP | 2018-04-20 19:00 | 2018-04-20 21:00 | 46.18 | 2018 | 6.93 | 2018-04-30
Spain | ESP | 2018-04-20 20:00 | 2018-04-20 22:00 | 43.69 | 2018 | 6.93 | 2018-04-30
Spain | ESP | 2018-04-20 21:00 | 2018-04-20 23:00 | 42.01 | 2018 | 6.93 | 2018-04-30
Spain | ESP | 2018-04-20 22:00 | 2018-04-21 | 42 | 2018 | 6.93 | 2018-04-30
Spain | ESP | 2018-04-20 23:00 | 2018-04-21 01:00 | 40.78 | 2018 | 6.93 | 2018-04-30
Spain | ESP | 2018-04-21 | 2018-04-21 02:00 | 35.2 | 2018 | 6.93 | 2018-04-30
Spain | ESP | 2018-04-21 01:00 | 2018-04-21 03:00 | 34.85 | 2018 | 6.93 | 2018-04-30
Spain | ESP | 2018-04-21 02:00 | 2018-04-21 04:00 | 34.69 | 2018 | 6.93 | 2018-04-30
Spain | ESP | 2018-04-21 03:00 | 2018-04-21 05:00 | 34.5 | 2018 | 6.93 | 2018-04-30
Spain | ESP | 2018-04-21 04:00 | 2018-04-21 06:00 | 33.69 | 2018 | 6.93 | 2018-04-30
Spain | ESP | 2018-04-21 05:00 | 2018-04-21 07:00 | 31.77 | 2018 | 6.93 | 2018-04-30
Spain | ESP | 2018-04-21 06:00 | 2018-04-21 08:00 | 33.69 | 2018 | 6.93 | 2018-04-30
Spain | ESP | 2018-04-21 07:00 | 2018-04-21 09:00 | 36.1 | 2018 | 6.93 | 2018-04-30
Spain | ESP | 2018-04-21 08:00 | 2018-04-21 10:00 | 40.88 | 2018 | 6.93 | 2018-04-30
Spain | ESP | 2018-04-21 09:00 | 2018-04-21 11:00 | 41.41 | 2018 | 6.93 | 2018-04-30
Spain | ESP | 2018-04-21 10:00 | 2018-04-21 12:00 | 39.99 | 2018 | 6.93 | 2018-04-30
Spain | ESP | 2018-04-21 11:00 | 2018-04-21 13:00 | 40.43 | 2018 | 6.93 | 2018-04-30
Spain | ESP | 2018-04-21 12:00 | 2018-04-21 14:00 | 38 | 2018 | 6.93 | 2018-04-30
Spain | ESP | 2018-04-21 13:00 | 2018-04-21 15:00 | 35.2 | 2018 | 6.93 | 2018-04-30
Spain | ESP | 2018-04-21 14:00 | 2018-04-21 16:00 | 35 | 2018 | 6.93 | 2018-04-30
Spain | ESP | 2018-04-21 15:00 | 2018-04-21 17:00 | 35.5 | 2018 | 6.93 | 2018-04-30
Spain | ESP | 2018-04-21 16:00 | 2018-04-21 18:00 | 35.8 | 2018 | 6.93 | 2018-04-30
Spain | ESP | 2018-04-21 17:00 | 2018-04-21 19:00 | 41.24 | 2018 | 6.93 | 2018-04-30
Spain | ESP | 2018-04-21 18:00 | 2018-04-21 20:00 | 43.89 | 2018 | 6.93 | 2018-04-30
Spain | ESP | 2018-04-21 19:00 | 2018-04-21 21:00 | 47.69 | 2018 | 6.93 | 2018-04-30
Spain | ESP | 2018-04-21 20:00 | 2018-04-21 22:00 | 44.92 | 2018 | 6.93 | 2018-04-30
Spain | ESP | 2018-04-21 21:00 | 2018-04-21 23:00 | 43.69 | 2018 | 6.93 | 2018-04-30
Spain | ESP | 2018-04-21 22:00 | 2018-04-22 | 43.89 | 2018 | 6.93 | 2018-04-30
Spain | ESP | 2018-04-21 23:00 | 2018-04-22 01:00 | 41.31 | 2018 | 6.93 | 2018-04-30
Spain | ESP | 2018-04-22 | 2018-04-22 02:00 | 41.05 | 2018 | 6.93 | 2018-04-30
Spain | ESP | 2018-04-22 01:00 | 2018-04-22 03:00 | 39.72 | 2018 | 6.93 | 2018-04-30
Spain | ESP | 2018-04-22 02:00 | 2018-04-22 04:00 | 37.5 | 2018 | 6.93 | 2018-04-30
Spain | ESP | 2018-04-22 03:00 | 2018-04-22 05:00 | 38.81 | 2018 | 6.93 | 2018-04-30
Spain | ESP | 2018-04-22 04:00 | 2018-04-22 06:00 | 39.5 | 2018 | 6.93 | 2018-04-30
Spain | ESP | 2018-04-22 05:00 | 2018-04-22 07:00 | 38.81 | 2018 | 6.93 | 2018-04-30
Spain | ESP | 2018-04-22 06:00 | 2018-04-22 08:00 | 39.97 | 2018 | 6.93 | 2018-04-30
Spain | ESP | 2018-04-22 07:00 | 2018-04-22 09:00 | 42.42 | 2018 | 6.93 | 2018-04-30
Spain | ESP | 2018-04-22 08:00 | 2018-04-22 10:00 | 43.69 | 2018 | 6.93 | 2018-04-30
Spain | ESP | 2018-04-22 09:00 | 2018-04-22 11:00 | 43.69 | 2018 | 6.93 | 2018-04-30
Spain | ESP | 2018-04-22 10:00 | 2018-04-22 12:00 | 42 | 2018 | 6.93 | 2018-04-30
Spain | ESP | 2018-04-22 11:00 | 2018-04-22 13:00 | 39.54 | 2018 | 6.93 | 2018-04-30
Spain | ESP | 2018-04-22 12:00 | 2018-04-22 14:00 | 41.42 | 2018 | 6.93 | 2018-04-30
Spain | ESP | 2018-04-22 13:00 | 2018-04-22 15:00 | 35.45 | 2018 | 6.93 | 2018-04-30
Spain | ESP | 2018-04-22 14:00 | 2018-04-22 16:00 | 35.15 | 2018 | 6.93 | 2018-04-30
Spain | ESP | 2018-04-22 15:00 | 2018-04-22 17:00 | 35.11 | 2018 | 6.93 | 2018-04-30
Spain | ESP | 2018-04-22 16:00 | 2018-04-22 18:00 | 36 | 2018 | 6.93 | 2018-04-30
Spain | ESP | 2018-04-22 17:00 | 2018-04-22 19:00 | 38 | 2018 | 6.93 | 2018-04-30
Spain | ESP | 2018-04-22 18:00 | 2018-04-22 20:00 | 43.69 | 2018 | 6.93 | 2018-04-30
Spain | ESP | 2018-04-22 19:00 | 2018-04-22 21:00 | 53.24 | 2018 | 6.93 | 2018-04-30
Spain | ESP | 2018-04-22 20:00 | 2018-04-22 22:00 | 50 | 2018 | 6.93 | 2018-04-30
Spain | ESP | 2018-04-22 21:00 | 2018-04-22 23:00 | 45 | 2018 | 6.93 | 2018-04-30
Spain | ESP | 2018-04-22 22:00 | 2018-04-23 | 51.84 | 2018 | 6.93 | 2018-04-30
Spain | ESP | 2018-04-22 23:00 | 2018-04-23 01:00 | 48.97 | 2018 | 6.93 | 2018-04-30
Spain | ESP | 2018-04-23 | 2018-04-23 02:00 | 45.07 | 2018 | 6.93 | 2018-04-30
Spain | ESP | 2018-04-23 01:00 | 2018-04-23 03:00 | 44.01 | 2018 | 6.93 | 2018-04-30
Spain | ESP | 2018-04-23 02:00 | 2018-04-23 04:00 | 45 | 2018 | 6.93 | 2018-04-30
Spain | ESP | 2018-04-23 03:00 | 2018-04-23 05:00 | 45.07 | 2018 | 6.93 | 2018-04-30
Spain | ESP | 2018-04-23 04:00 | 2018-04-23 06:00 | 51.53 | 2018 | 6.93 | 2018-04-30
Spain | ESP | 2018-04-23 05:00 | 2018-04-23 07:00 | 51.43 | 2018 | 6.93 | 2018-04-30
Spain | ESP | 2018-04-23 06:00 | 2018-04-23 08:00 | 53.73 | 2018 | 6.93 | 2018-04-30
Spain | ESP | 2018-04-23 07:00 | 2018-04-23 09:00 | 54.5 | 2018 | 6.93 | 2018-04-30
Spain | ESP | 2018-04-23 08:00 | 2018-04-23 10:00 | 54.3 | 2018 | 6.93 | 2018-04-30
Spain | ESP | 2018-04-23 09:00 | 2018-04-23 11:00 | 53.73 | 2018 | 6.93 | 2018-04-30
Spain | ESP | 2018-04-23 10:00 | 2018-04-23 12:00 | 53.6 | 2018 | 6.93 | 2018-04-30
Spain | ESP | 2018-04-23 11:00 | 2018-04-23 13:00 | 52.5 | 2018 | 6.93 | 2018-04-30
Spain | ESP | 2018-04-23 12:00 | 2018-04-23 14:00 | 51.53 | 2018 | 6.93 | 2018-04-30
Spain | ESP | 2018-04-23 13:00 | 2018-04-23 15:00 | 50.69 | 2018 | 6.93 | 2018-04-30
Spain | ESP | 2018-04-23 14:00 | 2018-04-23 16:00 | 50 | 2018 | 6.93 | 2018-04-30
Spain | ESP | 2018-04-23 15:00 | 2018-04-23 17:00 | 48.08 | 2018 | 6.93 | 2018-04-30
Spain | ESP | 2018-04-23 16:00 | 2018-04-23 18:00 | 45.99 | 2018 | 6.93 | 2018-04-30
Spain | ESP | 2018-04-23 17:00 | 2018-04-23 19:00 | 48.01 | 2018 | 6.93 | 2018-04-30
Spain | ESP | 2018-04-23 18:00 | 2018-04-23 20:00 | 50.69 | 2018 | 6.93 | 2018-04-30
Spain | ESP | 2018-04-23 19:00 | 2018-04-23 21:00 | 54.1 | 2018 | 6.93 | 2018-04-30
Spain | ESP | 2018-04-23 20:00 | 2018-04-23 22:00 | 51.12 | 2018 | 6.93 | 2018-04-30
Spain | ESP | 2018-04-23 21:00 | 2018-04-23 23:00 | 50 | 2018 | 6.93 | 2018-04-30
Spain | ESP | 2018-04-23 22:00 | 2018-04-24 | 45.49 | 2018 | 6.93 | 2018-04-30
Spain | ESP | 2018-04-23 23:00 | 2018-04-24 01:00 | 44 | 2018 | 6.93 | 2018-04-30
Spain | ESP | 2018-04-24 | 2018-04-24 02:00 | 42.1 | 2018 | 6.93 | 2018-04-30
Spain | ESP | 2018-04-24 01:00 | 2018-04-24 03:00 | 42 | 2018 | 6.93 | 2018-04-30
Spain | ESP | 2018-04-24 02:00 | 2018-04-24 04:00 | 42 | 2018 | 6.93 | 2018-04-30
Spain | ESP | 2018-04-24 03:00 | 2018-04-24 05:00 | 43.6 | 2018 | 6.93 | 2018-04-30
Spain | ESP | 2018-04-24 04:00 | 2018-04-24 06:00 | 48.01 | 2018 | 6.93 | 2018-04-30
Spain | ESP | 2018-04-24 05:00 | 2018-04-24 07:00 | 50 | 2018 | 6.93 | 2018-04-30
Spain | ESP | 2018-04-24 06:00 | 2018-04-24 08:00 | 52.01 | 2018 | 6.93 | 2018-04-30
Spain | ESP | 2018-04-24 07:00 | 2018-04-24 09:00 | 53.6 | 2018 | 6.93 | 2018-04-30
Spain | ESP | 2018-04-24 08:00 | 2018-04-24 10:00 | 52.01 | 2018 | 6.93 | 2018-04-30
Spain | ESP | 2018-04-24 09:00 | 2018-04-24 11:00 | 50.69 | 2018 | 6.93 | 2018-04-30
Spain | ESP | 2018-04-24 10:00 | 2018-04-24 12:00 | 50.69 | 2018 | 6.93 | 2018-04-30
Spain | ESP | 2018-04-24 11:00 | 2018-04-24 13:00 | 50 | 2018 | 6.93 | 2018-04-30
Spain | ESP | 2018-04-24 12:00 | 2018-04-24 14:00 | 49.1 | 2018 | 6.93 | 2018-04-30
Spain | ESP | 2018-04-24 13:00 | 2018-04-24 15:00 | 47.4 | 2018 | 6.93 | 2018-04-30
Spain | ESP | 2018-04-24 14:00 | 2018-04-24 16:00 | 46.01 | 2018 | 6.93 | 2018-04-30
Spain | ESP | 2018-04-24 15:00 | 2018-04-24 17:00 | 47.3 | 2018 | 6.93 | 2018-04-30
Spain | ESP | 2018-04-24 16:00 | 2018-04-24 18:00 | 46.86 | 2018 | 6.93 | 2018-04-30
Spain | ESP | 2018-04-24 17:00 | 2018-04-24 19:00 | 48.36 | 2018 | 6.93 | 2018-04-30
Spain | ESP | 2018-04-24 18:00 | 2018-04-24 20:00 | 51.98 | 2018 | 6.93 | 2018-04-30
Spain | ESP | 2018-04-24 19:00 | 2018-04-24 21:00 | 54.53 | 2018 | 6.93 | 2018-04-30
Spain | ESP | 2018-04-24 20:00 | 2018-04-24 22:00 | 52 | 2018 | 6.93 | 2018-04-30
Spain | ESP | 2018-04-24 21:00 | 2018-04-24 23:00 | 50.69 | 2018 | 6.93 | 2018-04-30
Spain | ESP | 2018-04-24 22:00 | 2018-04-25 | 45 | 2018 | 6.93 | 2018-04-30
Spain | ESP | 2018-04-24 23:00 | 2018-04-25 01:00 | 42.17 | 2018 | 6.93 | 2018-04-30
Spain | ESP | 2018-04-25 | 2018-04-25 02:00 | 46.37 | 2018 | 6.93 | 2018-04-30
Spain | ESP | 2018-04-25 01:00 | 2018-04-25 03:00 | 46 | 2018 | 6.93 | 2018-04-30
Spain | ESP | 2018-04-25 02:00 | 2018-04-25 04:00 | 45.12 | 2018 | 6.93 | 2018-04-30
Spain | ESP | 2018-04-25 03:00 | 2018-04-25 05:00 | 43.87 | 2018 | 6.93 | 2018-04-30
Spain | ESP | 2018-04-25 04:00 | 2018-04-25 06:00 | 47.47 | 2018 | 6.93 | 2018-04-30
Spain | ESP | 2018-04-25 05:00 | 2018-04-25 07:00 | 51.98 | 2018 | 6.93 | 2018-04-30
Spain | ESP | 2018-04-25 06:00 | 2018-04-25 08:00 | 52.69 | 2018 | 6.93 | 2018-04-30
Spain | ESP | 2018-04-25 07:00 | 2018-04-25 09:00 | 53.1 | 2018 | 6.93 | 2018-04-30
Spain | ESP | 2018-04-25 08:00 | 2018-04-25 10:00 | 52.69 | 2018 | 6.93 | 2018-04-30
Spain | ESP | 2018-04-25 09:00 | 2018-04-25 11:00 | 52.45 | 2018 | 6.93 | 2018-04-30
Spain | ESP | 2018-04-25 10:00 | 2018-04-25 12:00 | 52 | 2018 | 6.93 | 2018-04-30
Spain | ESP | 2018-04-25 11:00 | 2018-04-25 13:00 | 52.01 | 2018 | 6.93 | 2018-04-30
Spain | ESP | 2018-04-25 12:00 | 2018-04-25 14:00 | 48 | 2018 | 6.93 | 2018-04-30
Spain | ESP | 2018-04-25 13:00 | 2018-04-25 15:00 | 42.09 | 2018 | 6.93 | 2018-04-30
Spain | ESP | 2018-04-25 14:00 | 2018-04-25 16:00 | 42.08 | 2018 | 6.93 | 2018-04-30
Spain | ESP | 2018-04-25 15:00 | 2018-04-25 17:00 | 40.69 | 2018 | 6.93 | 2018-04-30
Spain | ESP | 2018-04-25 16:00 | 2018-04-25 18:00 | 39.65 | 2018 | 6.93 | 2018-04-30
Spain | ESP | 2018-04-25 17:00 | 2018-04-25 19:00 | 40.44 | 2018 | 6.93 | 2018-04-30
Spain | ESP | 2018-04-25 18:00 | 2018-04-25 20:00 | 40.69 | 2018 | 6.93 | 2018-04-30
Spain | ESP | 2018-04-25 19:00 | 2018-04-25 21:00 | 47.09 | 2018 | 6.93 | 2018-04-30
Spain | ESP | 2018-04-25 20:00 | 2018-04-25 22:00 | 40.69 | 2018 | 6.93 | 2018-04-30
Spain | ESP | 2018-04-25 21:00 | 2018-04-25 23:00 | 38.27 | 2018 | 6.93 | 2018-04-30
Spain | ESP | 2018-04-25 22:00 | 2018-04-26 | 36.88 | 2018 | 6.93 | 2018-04-30
Spain | ESP | 2018-04-25 23:00 | 2018-04-26 01:00 | 35.57 | 2018 | 6.93 | 2018-04-30
Spain | ESP | 2018-04-26 | 2018-04-26 02:00 | 34.3 | 2018 | 6.93 | 2018-04-30
Spain | ESP | 2018-04-26 01:00 | 2018-04-26 03:00 | 34.31 | 2018 | 6.93 | 2018-04-30
Spain | ESP | 2018-04-26 02:00 | 2018-04-26 04:00 | 34.31 | 2018 | 6.93 | 2018-04-30
Spain | ESP | 2018-04-26 03:00 | 2018-04-26 05:00 | 35.27 | 2018 | 6.93 | 2018-04-30
Spain | ESP | 2018-04-26 04:00 | 2018-04-26 06:00 | 37 | 2018 | 6.93 | 2018-04-30
Spain | ESP | 2018-04-26 05:00 | 2018-04-26 07:00 | 44.5 | 2018 | 6.93 | 2018-04-30
Spain | ESP | 2018-04-26 06:00 | 2018-04-26 08:00 | 46.01 | 2018 | 6.93 | 2018-04-30
Spain | ESP | 2018-04-26 07:00 | 2018-04-26 09:00 | 49.77 | 2018 | 6.93 | 2018-04-30
Spain | ESP | 2018-04-26 08:00 | 2018-04-26 10:00 | 49.77 | 2018 | 6.93 | 2018-04-30
Spain | ESP | 2018-04-26 09:00 | 2018-04-26 11:00 | 50 | 2018 | 6.93 | 2018-04-30
Spain | ESP | 2018-04-26 10:00 | 2018-04-26 12:00 | 50.21 | 2018 | 6.93 | 2018-04-30
Spain | ESP | 2018-04-26 11:00 | 2018-04-26 13:00 | 51.36 | 2018 | 6.93 | 2018-04-30
Spain | ESP | 2018-04-26 12:00 | 2018-04-26 14:00 | 50.03 | 2018 | 6.93 | 2018-04-30
Spain | ESP | 2018-04-26 13:00 | 2018-04-26 15:00 | 51.33 | 2018 | 6.93 | 2018-04-30
Spain | ESP | 2018-04-26 14:00 | 2018-04-26 16:00 | 51.43 | 2018 | 6.93 | 2018-04-30
Spain | ESP | 2018-04-26 15:00 | 2018-04-26 17:00 | 51.43 | 2018 | 6.93 | 2018-04-30
Spain | ESP | 2018-04-26 16:00 | 2018-04-26 18:00 | 50.5 | 2018 | 6.93 | 2018-04-30
Spain | ESP | 2018-04-26 17:00 | 2018-04-26 19:00 | 52 | 2018 | 6.93 | 2018-04-30
Spain | ESP | 2018-04-26 18:00 | 2018-04-26 20:00 | 54.53 | 2018 | 6.93 | 2018-04-30
Spain | ESP | 2018-04-26 19:00 | 2018-04-26 21:00 | 56.89 | 2018 | 6.93 | 2018-04-30
Spain | ESP | 2018-04-26 20:00 | 2018-04-26 22:00 | 54.02 | 2018 | 6.93 | 2018-04-30
Spain | ESP | 2018-04-26 21:00 | 2018-04-26 23:00 | 50.53 | 2018 | 6.93 | 2018-04-30
Spain | ESP | 2018-04-26 22:00 | 2018-04-27 | 53.69 | 2018 | 6.93 | 2018-04-30
Spain | ESP | 2018-04-26 23:00 | 2018-04-27 01:00 | 51.73 | 2018 | 6.93 | 2018-04-30
Spain | ESP | 2018-04-27 | 2018-04-27 02:00 | 49.5 | 2018 | 6.93 | 2018-04-30
Spain | ESP | 2018-04-27 01:00 | 2018-04-27 03:00 | 46.69 | 2018 | 6.93 | 2018-04-30
Spain | ESP | 2018-04-27 02:00 | 2018-04-27 04:00 | 45.99 | 2018 | 6.93 | 2018-04-30
Spain | ESP | 2018-04-27 03:00 | 2018-04-27 05:00 | 47.1 | 2018 | 6.93 | 2018-04-30
Spain | ESP | 2018-04-27 04:00 | 2018-04-27 06:00 | 52.01 | 2018 | 6.93 | 2018-04-30
Spain | ESP | 2018-04-27 05:00 | 2018-04-27 07:00 | 53.4 | 2018 | 6.93 | 2018-04-30
Spain | ESP | 2018-04-27 06:00 | 2018-04-27 08:00 | 54.08 | 2018 | 6.93 | 2018-04-30
Spain | ESP | 2018-04-27 07:00 | 2018-04-27 09:00 | 54.47 | 2018 | 6.93 | 2018-04-30
Spain | ESP | 2018-04-27 08:00 | 2018-04-27 10:00 | 54.17 | 2018 | 6.93 | 2018-04-30
Spain | ESP | 2018-04-27 09:00 | 2018-04-27 11:00 | 52.69 | 2018 | 6.93 | 2018-04-30
Spain | ESP | 2018-04-27 10:00 | 2018-04-27 12:00 | 52.69 | 2018 | 6.93 | 2018-04-30
Spain | ESP | 2018-04-27 11:00 | 2018-04-27 13:00 | 51.73 | 2018 | 6.93 | 2018-04-30
Spain | ESP | 2018-04-27 12:00 | 2018-04-27 14:00 | 50.23 | 2018 | 6.93 | 2018-04-30
Spain | ESP | 2018-04-27 13:00 | 2018-04-27 15:00 | 49.46 | 2018 | 6.93 | 2018-04-30
Spain | ESP | 2018-04-27 14:00 | 2018-04-27 16:00 | 47.02 | 2018 | 6.93 | 2018-04-30
Spain | ESP | 2018-04-27 15:00 | 2018-04-27 17:00 | 45.1 | 2018 | 6.93 | 2018-04-30
Spain | ESP | 2018-04-27 16:00 | 2018-04-27 18:00 | 42.14 | 2018 | 6.93 | 2018-04-30
Spain | ESP | 2018-04-27 17:00 | 2018-04-27 19:00 | 44.01 | 2018 | 6.93 | 2018-04-30
Spain | ESP | 2018-04-27 18:00 | 2018-04-27 20:00 | 48.71 | 2018 | 6.93 | 2018-04-30
Spain | ESP | 2018-04-27 19:00 | 2018-04-27 21:00 | 52.01 | 2018 | 6.93 | 2018-04-30
Spain | ESP | 2018-04-27 20:00 | 2018-04-27 22:00 | 49.77 | 2018 | 6.93 | 2018-04-30
Spain | ESP | 2018-04-27 21:00 | 2018-04-27 23:00 | 45 | 2018 | 6.93 | 2018-04-30
Spain | ESP | 2018-04-27 22:00 | 2018-04-28 | 44.58 | 2018 | 6.93 | 2018-04-30
Spain | ESP | 2018-04-27 23:00 | 2018-04-28 01:00 | 40.1 | 2018 | 6.93 | 2018-04-30
Spain | ESP | 2018-04-28 | 2018-04-28 02:00 | 39.93 | 2018 | 6.93 | 2018-04-30
Spain | ESP | 2018-04-28 01:00 | 2018-04-28 03:00 | 44.01 | 2018 | 6.93 | 2018-04-30
Spain | ESP | 2018-04-28 02:00 | 2018-04-28 04:00 | 46.01 | 2018 | 6.93 | 2018-04-30
Spain | ESP | 2018-04-28 03:00 | 2018-04-28 05:00 | 46.01 | 2018 | 6.93 | 2018-04-30
Spain | ESP | 2018-04-28 04:00 | 2018-04-28 06:00 | 47.94 | 2018 | 6.93 | 2018-04-30
Spain | ESP | 2018-04-28 05:00 | 2018-04-28 07:00 | 47.93 | 2018 | 6.93 | 2018-04-30
Spain | ESP | 2018-04-28 06:00 | 2018-04-28 08:00 | 46.01 | 2018 | 6.93 | 2018-04-30
Spain | ESP | 2018-04-28 07:00 | 2018-04-28 09:00 | 49.71 | 2018 | 6.93 | 2018-04-30
Spain | ESP | 2018-04-28 08:00 | 2018-04-28 10:00 | 49.6 | 2018 | 6.93 | 2018-04-30
Spain | ESP | 2018-04-28 09:00 | 2018-04-28 11:00 | 48.48 | 2018 | 6.93 | 2018-04-30
Spain | ESP | 2018-04-28 10:00 | 2018-04-28 12:00 | 48.5 | 2018 | 6.93 | 2018-04-30
Spain | ESP | 2018-04-28 11:00 | 2018-04-28 13:00 | 47.64 | 2018 | 6.93 | 2018-04-30
Spain | ESP | 2018-04-28 12:00 | 2018-04-28 14:00 | 42.99 | 2018 | 6.93 | 2018-04-30
Spain | ESP | 2018-04-28 13:00 | 2018-04-28 15:00 | 34.34 | 2018 | 6.93 | 2018-04-30
Spain | ESP | 2018-04-28 14:00 | 2018-04-28 16:00 | 33.63 | 2018 | 6.93 | 2018-04-30
Spain | ESP | 2018-04-28 15:00 | 2018-04-28 17:00 | 32.5 | 2018 | 6.93 | 2018-04-30
Spain | ESP | 2018-04-28 16:00 | 2018-04-28 18:00 | 33.63 | 2018 | 6.93 | 2018-04-30
Spain | ESP | 2018-04-28 17:00 | 2018-04-28 19:00 | 35.37 | 2018 | 6.93 | 2018-04-30
Spain | ESP | 2018-04-28 18:00 | 2018-04-28 20:00 | 45.93 | 2018 | 6.93 | 2018-04-30
Spain | ESP | 2018-04-28 19:00 | 2018-04-28 21:00 | 50.23 | 2018 | 6.93 | 2018-04-30
Spain | ESP | 2018-04-28 20:00 | 2018-04-28 22:00 | 49.01 | 2018 | 6.93 | 2018-04-30
Spain | ESP | 2018-04-28 21:00 | 2018-04-28 23:00 | 48.35 | 2018 | 6.93 | 2018-04-30
Spain | ESP | 2018-04-28 22:00 | 2018-04-29 | 47.94 | 2018 | 6.93 | 2018-04-30
Spain | ESP | 2018-04-28 23:00 | 2018-04-29 01:00 | 39 | 2018 | 6.93 | 2018-04-30
Spain | ESP | 2018-04-29 | 2018-04-29 02:00 | 34.31 | 2018 | 6.93 | 2018-04-30
Spain | ESP | 2018-04-29 01:00 | 2018-04-29 03:00 | 34.34 | 2018 | 6.93 | 2018-04-30
Spain | ESP | 2018-04-29 02:00 | 2018-04-29 04:00 | 33.95 | 2018 | 6.93 | 2018-04-30
Spain | ESP | 2018-04-29 03:00 | 2018-04-29 05:00 | 33.8 | 2018 | 6.93 | 2018-04-30
Spain | ESP | 2018-04-29 04:00 | 2018-04-29 06:00 | 33.8 | 2018 | 6.93 | 2018-04-30
Spain | ESP | 2018-04-29 05:00 | 2018-04-29 07:00 | 29.6 | 2018 | 6.93 | 2018-04-30
Spain | ESP | 2018-04-29 06:00 | 2018-04-29 08:00 | 26.99 | 2018 | 6.93 | 2018-04-30
Spain | ESP | 2018-04-29 07:00 | 2018-04-29 09:00 | 32.38 | 2018 | 6.93 | 2018-04-30
Spain | ESP | 2018-04-29 08:00 | 2018-04-29 10:00 | 32.38 | 2018 | 6.93 | 2018-04-30
Spain | ESP | 2018-04-29 09:00 | 2018-04-29 11:00 | 29.69 | 2018 | 6.93 | 2018-04-30
Spain | ESP | 2018-04-29 10:00 | 2018-04-29 12:00 | 22.45 | 2018 | 6.93 | 2018-04-30
Spain | ESP | 2018-04-29 11:00 | 2018-04-29 13:00 | 12.84 | 2018 | 6.93 | 2018-04-30
Spain | ESP | 2018-04-29 12:00 | 2018-04-29 14:00 | 8 | 2018 | 6.93 | 2018-04-30
Spain | ESP | 2018-04-29 13:00 | 2018-04-29 15:00 | 5.09 | 2018 | 6.93 | 2018-04-30
Spain | ESP | 2018-04-29 14:00 | 2018-04-29 16:00 | 5 | 2018 | 6.93 | 2018-04-30
Spain | ESP | 2018-04-29 15:00 | 2018-04-29 17:00 | 6.37 | 2018 | 6.93 | 2018-04-30
Spain | ESP | 2018-04-29 16:00 | 2018-04-29 18:00 | 8 | 2018 | 6.93 | 2018-04-30
Spain | ESP | 2018-04-29 17:00 | 2018-04-29 19:00 | 14 | 2018 | 6.93 | 2018-04-30
Spain | ESP | 2018-04-29 18:00 | 2018-04-29 20:00 | 33.68 | 2018 | 6.93 | 2018-04-30
Spain | ESP | 2018-04-29 19:00 | 2018-04-29 21:00 | 44.44 | 2018 | 6.93 | 2018-04-30
Spain | ESP | 2018-04-29 20:00 | 2018-04-29 22:00 | 45 | 2018 | 6.93 | 2018-04-30
Spain | ESP | 2018-04-29 21:00 | 2018-04-29 23:00 | 40 | 2018 | 6.93 | 2018-04-30
Spain | ESP | 2018-04-29 22:00 | 2018-04-30 | 35.17 | 2018 | 6.93 | 2018-04-30
Spain | ESP | 2018-04-29 23:00 | 2018-04-30 01:00 | 30 | 2018 | 6.93 | 2018-04-30
Spain | ESP | 2018-04-30 | 2018-04-30 02:00 | 22.45 | 2018 | 6.93 | 2018-04-30
Spain | ESP | 2018-04-30 01:00 | 2018-04-30 03:00 | 22.45 | 2018 | 6.93 | 2018-04-30
Spain | ESP | 2018-04-30 02:00 | 2018-04-30 04:00 | 30 | 2018 | 6.93 | 2018-04-30
Spain | ESP | 2018-04-30 03:00 | 2018-04-30 05:00 | 33.8 | 2018 | 6.93 | 2018-04-30
Spain | ESP | 2018-04-30 04:00 | 2018-04-30 06:00 | 35.67 | 2018 | 6.93 | 2018-04-30
Spain | ESP | 2018-04-30 05:00 | 2018-04-30 07:00 | 44.02 | 2018 | 6.93 | 2018-04-30
Spain | ESP | 2018-04-30 06:00 | 2018-04-30 08:00 | 47.23 | 2018 | 6.93 | 2018-04-30
Spain | ESP | 2018-04-30 07:00 | 2018-04-30 09:00 | 48.48 | 2018 | 6.93 | 2018-04-30
Spain | ESP | 2018-04-30 08:00 | 2018-04-30 10:00 | 48.23 | 2018 | 6.93 | 2018-04-30
Spain | ESP | 2018-04-30 09:00 | 2018-04-30 11:00 | 49 | 2018 | 6.93 | 2018-04-30
Spain | ESP | 2018-04-30 10:00 | 2018-04-30 12:00 | 48.39 | 2018 | 6.93 | 2018-04-30
Spain | ESP | 2018-04-30 11:00 | 2018-04-30 13:00 | 48.54 | 2018 | 6.93 | 2018-04-30
Spain | ESP | 2018-04-30 12:00 | 2018-04-30 14:00 | 48.23 | 2018 | 6.93 | 2018-04-30
Spain | ESP | 2018-04-30 13:00 | 2018-04-30 15:00 | 47.01 | 2018 | 6.93 | 2018-04-30
Spain | ESP | 2018-04-30 14:00 | 2018-04-30 16:00 | 46.23 | 2018 | 6.93 | 2018-04-30
Spain | ESP | 2018-04-30 15:00 | 2018-04-30 17:00 | 45.4 | 2018 | 6.93 | 2018-04-30
Spain | ESP | 2018-04-30 16:00 | 2018-04-30 18:00 | 44 | 2018 | 6.93 | 2018-04-30
Spain | ESP | 2018-04-30 17:00 | 2018-04-30 19:00 | 45 | 2018 | 6.93 | 2018-04-30
Spain | ESP | 2018-04-30 18:00 | 2018-04-30 20:00 | 47.23 | 2018 | 6.93 | 2018-04-30
Spain | ESP | 2018-04-30 19:00 | 2018-04-30 21:00 | 50 | 2018 | 6.93 | 2018-04-30
Spain | ESP | 2018-04-30 20:00 | 2018-04-30 22:00 | 48.54 | 2018 | 6.93 | 2018-04-30
Spain | ESP | 2018-04-30 21:00 | 2018-04-30 23:00 | 47.01 | 2018 | 6.93 | 2018-04-30
Spain | ESP | 2018-04-30 22:00 | 2018-05-01 | 46.23 | 2018 | 6.93 | 2018-04-30
Spain | ESP | 2018-04-30 23:00 | 2018-05-01 01:00 | 36.08 | 2018 | 6.93 | 2018-04-30
Spain | ESP | 2018-05-01 | 2018-05-01 02:00 | 34.3 | 2018 | 7.49 | 2018-05-31
Spain | ESP | 2018-05-01 01:00 | 2018-05-01 03:00 | 32.72 | 2018 | 7.49 | 2018-05-31
Spain | ESP | 2018-05-01 02:00 | 2018-05-01 04:00 | 32.6 | 2018 | 7.49 | 2018-05-31
Spain | ESP | 2018-05-01 03:00 | 2018-05-01 05:00 | 34.99 | 2018 | 7.49 | 2018-05-31
Spain | ESP | 2018-05-01 04:00 | 2018-05-01 06:00 | 35.49 | 2018 | 7.49 | 2018-05-31
Spain | ESP | 2018-05-01 05:00 | 2018-05-01 07:00 | 34.99 | 2018 | 7.49 | 2018-05-31
Spain | ESP | 2018-05-01 06:00 | 2018-05-01 08:00 | 34.99 | 2018 | 7.49 | 2018-05-31
Spain | ESP | 2018-05-01 07:00 | 2018-05-01 09:00 | 40.88 | 2018 | 7.49 | 2018-05-31
Spain | ESP | 2018-05-01 08:00 | 2018-05-01 10:00 | 44.68 | 2018 | 7.49 | 2018-05-31
Spain | ESP | 2018-05-01 09:00 | 2018-05-01 11:00 | 45.43 | 2018 | 7.49 | 2018-05-31
Spain | ESP | 2018-05-01 10:00 | 2018-05-01 12:00 | 45.15 | 2018 | 7.49 | 2018-05-31
Spain | ESP | 2018-05-01 11:00 | 2018-05-01 13:00 | 45.13 | 2018 | 7.49 | 2018-05-31
Spain | ESP | 2018-05-01 12:00 | 2018-05-01 14:00 | 44.5 | 2018 | 7.49 | 2018-05-31
Spain | ESP | 2018-05-01 13:00 | 2018-05-01 15:00 | 35.59 | 2018 | 7.49 | 2018-05-31
Spain | ESP | 2018-05-01 14:00 | 2018-05-01 16:00 | 34.91 | 2018 | 7.49 | 2018-05-31
Spain | ESP | 2018-05-01 15:00 | 2018-05-01 17:00 | 32.72 | 2018 | 7.49 | 2018-05-31
Spain | ESP | 2018-05-01 16:00 | 2018-05-01 18:00 | 34.54 | 2018 | 7.49 | 2018-05-31
Spain | ESP | 2018-05-01 17:00 | 2018-05-01 19:00 | 35.4 | 2018 | 7.49 | 2018-05-31
Spain | ESP | 2018-05-01 18:00 | 2018-05-01 20:00 | 45 | 2018 | 7.49 | 2018-05-31
Spain | ESP | 2018-05-01 19:00 | 2018-05-01 21:00 | 49.65 | 2018 | 7.49 | 2018-05-31
Spain | ESP | 2018-05-01 20:00 | 2018-05-01 22:00 | 49.01 | 2018 | 7.49 | 2018-05-31
Spain | ESP | 2018-05-01 21:00 | 2018-05-01 23:00 | 47.1 | 2018 | 7.49 | 2018-05-31
Spain | ESP | 2018-05-01 22:00 | 2018-05-02 | 42.4 | 2018 | 7.49 | 2018-05-31
Spain | ESP | 2018-05-01 23:00 | 2018-05-02 01:00 | 35.78 | 2018 | 7.49 | 2018-05-31
Spain | ESP | 2018-05-02 | 2018-05-02 02:00 | 33.57 | 2018 | 7.49 | 2018-05-31
Spain | ESP | 2018-05-02 01:00 | 2018-05-02 03:00 | 33.27 | 2018 | 7.49 | 2018-05-31
Spain | ESP | 2018-05-02 02:00 | 2018-05-02 04:00 | 32.4 | 2018 | 7.49 | 2018-05-31
Spain | ESP | 2018-05-02 03:00 | 2018-05-02 05:00 | 33.57 | 2018 | 7.49 | 2018-05-31
Spain | ESP | 2018-05-02 04:00 | 2018-05-02 06:00 | 44.68 | 2018 | 7.49 | 2018-05-31
Spain | ESP | 2018-05-02 05:00 | 2018-05-02 07:00 | 48.32 | 2018 | 7.49 | 2018-05-31
Spain | ESP | 2018-05-02 06:00 | 2018-05-02 08:00 | 50.23 | 2018 | 7.49 | 2018-05-31
Spain | ESP | 2018-05-02 07:00 | 2018-05-02 09:00 | 51.73 | 2018 | 7.49 | 2018-05-31
Spain | ESP | 2018-05-02 08:00 | 2018-05-02 10:00 | 49.89 | 2018 | 7.49 | 2018-05-31
Spain | ESP | 2018-05-02 09:00 | 2018-05-02 11:00 | 49.7 | 2018 | 7.49 | 2018-05-31
Spain | ESP | 2018-05-02 10:00 | 2018-05-02 12:00 | 49.79 | 2018 | 7.49 | 2018-05-31
Spain | ESP | 2018-05-02 11:00 | 2018-05-02 13:00 | 49.69 | 2018 | 7.49 | 2018-05-31
Spain | ESP | 2018-05-02 12:00 | 2018-05-02 14:00 | 49.19 | 2018 | 7.49 | 2018-05-31
Spain | ESP | 2018-05-02 13:00 | 2018-05-02 15:00 | 49.01 | 2018 | 7.49 | 2018-05-31
Spain | ESP | 2018-05-02 14:00 | 2018-05-02 16:00 | 48.48 | 2018 | 7.49 | 2018-05-31
Spain | ESP | 2018-05-02 15:00 | 2018-05-02 17:00 | 46.23 | 2018 | 7.49 | 2018-05-31
Spain | ESP | 2018-05-02 16:00 | 2018-05-02 18:00 | 47 | 2018 | 7.49 | 2018-05-31
Spain | ESP | 2018-05-02 17:00 | 2018-05-02 19:00 | 48.18 | 2018 | 7.49 | 2018-05-31
Spain | ESP | 2018-05-02 18:00 | 2018-05-02 20:00 | 48.23 | 2018 | 7.49 | 2018-05-31
Spain | ESP | 2018-05-02 19:00 | 2018-05-02 21:00 | 50 | 2018 | 7.49 | 2018-05-31
Spain | ESP | 2018-05-02 20:00 | 2018-05-02 22:00 | 48.23 | 2018 | 7.49 | 2018-05-31
Spain | ESP | 2018-05-02 21:00 | 2018-05-02 23:00 | 46.23 | 2018 | 7.49 | 2018-05-31
Spain | ESP | 2018-05-02 22:00 | 2018-05-03 | 45 | 2018 | 7.49 | 2018-05-31
Spain | ESP | 2018-05-02 23:00 | 2018-05-03 01:00 | 38.02 | 2018 | 7.49 | 2018-05-31
Spain | ESP | 2018-05-03 | 2018-05-03 02:00 | 35.59 | 2018 | 7.49 | 2018-05-31
Spain | ESP | 2018-05-03 01:00 | 2018-05-03 03:00 | 34.17 | 2018 | 7.49 | 2018-05-31
Spain | ESP | 2018-05-03 02:00 | 2018-05-03 04:00 | 33.87 | 2018 | 7.49 | 2018-05-31
Spain | ESP | 2018-05-03 03:00 | 2018-05-03 05:00 | 34.17 | 2018 | 7.49 | 2018-05-31
Spain | ESP | 2018-05-03 04:00 | 2018-05-03 06:00 | 40.56 | 2018 | 7.49 | 2018-05-31
Spain | ESP | 2018-05-03 05:00 | 2018-05-03 07:00 | 49.91 | 2018 | 7.49 | 2018-05-31
Spain | ESP | 2018-05-03 06:00 | 2018-05-03 08:00 | 52.69 | 2018 | 7.49 | 2018-05-31
Spain | ESP | 2018-05-03 07:00 | 2018-05-03 09:00 | 52.46 | 2018 | 7.49 | 2018-05-31
Spain | ESP | 2018-05-03 08:00 | 2018-05-03 10:00 | 49.74 | 2018 | 7.49 | 2018-05-31
Spain | ESP | 2018-05-03 09:00 | 2018-05-03 11:00 | 48.77 | 2018 | 7.49 | 2018-05-31
Spain | ESP | 2018-05-03 10:00 | 2018-05-03 12:00 | 46.47 | 2018 | 7.49 | 2018-05-31
Spain | ESP | 2018-05-03 11:00 | 2018-05-03 13:00 | 45.71 | 2018 | 7.49 | 2018-05-31
Spain | ESP | 2018-05-03 12:00 | 2018-05-03 14:00 | 43 | 2018 | 7.49 | 2018-05-31
Spain | ESP | 2018-05-03 13:00 | 2018-05-03 15:00 | 43.21 | 2018 | 7.49 | 2018-05-31
Spain | ESP | 2018-05-03 14:00 | 2018-05-03 16:00 | 43 | 2018 | 7.49 | 2018-05-31
Spain | ESP | 2018-05-03 15:00 | 2018-05-03 17:00 | 39.68 | 2018 | 7.49 | 2018-05-31
Spain | ESP | 2018-05-03 16:00 | 2018-05-03 18:00 | 37.02 | 2018 | 7.49 | 2018-05-31
Spain | ESP | 2018-05-03 17:00 | 2018-05-03 19:00 | 40 | 2018 | 7.49 | 2018-05-31
Spain | ESP | 2018-05-03 18:00 | 2018-05-03 20:00 | 41.51 | 2018 | 7.49 | 2018-05-31
Spain | ESP | 2018-05-03 19:00 | 2018-05-03 21:00 | 46.44 | 2018 | 7.49 | 2018-05-31
Spain | ESP | 2018-05-03 20:00 | 2018-05-03 22:00 | 46.7 | 2018 | 7.49 | 2018-05-31
Spain | ESP | 2018-05-03 21:00 | 2018-05-03 23:00 | 41.26 | 2018 | 7.49 | 2018-05-31
Spain | ESP | 2018-05-03 22:00 | 2018-05-04 | 36.61 | 2018 | 7.49 | 2018-05-31
Spain | ESP | 2018-05-03 23:00 | 2018-05-04 01:00 | 34.65 | 2018 | 7.49 | 2018-05-31
Spain | ESP | 2018-05-04 | 2018-05-04 02:00 | 33.28 | 2018 | 7.49 | 2018-05-31
Spain | ESP | 2018-05-04 01:00 | 2018-05-04 03:00 | 32.33 | 2018 | 7.49 | 2018-05-31
Spain | ESP | 2018-05-04 02:00 | 2018-05-04 04:00 | 32 | 2018 | 7.49 | 2018-05-31
Spain | ESP | 2018-05-04 03:00 | 2018-05-04 05:00 | 33.59 | 2018 | 7.49 | 2018-05-31
Spain | ESP | 2018-05-04 04:00 | 2018-05-04 06:00 | 36.07 | 2018 | 7.49 | 2018-05-31
Spain | ESP | 2018-05-04 05:00 | 2018-05-04 07:00 | 47.51 | 2018 | 7.49 | 2018-05-31
Spain | ESP | 2018-05-04 06:00 | 2018-05-04 08:00 | 50.64 | 2018 | 7.49 | 2018-05-31
Spain | ESP | 2018-05-04 07:00 | 2018-05-04 09:00 | 49.69 | 2018 | 7.49 | 2018-05-31
Spain | ESP | 2018-05-04 08:00 | 2018-05-04 10:00 | 45.56 | 2018 | 7.49 | 2018-05-31
Spain | ESP | 2018-05-04 09:00 | 2018-05-04 11:00 | 42.56 | 2018 | 7.49 | 2018-05-31
Spain | ESP | 2018-05-04 10:00 | 2018-05-04 12:00 | 43.59 | 2018 | 7.49 | 2018-05-31
Spain | ESP | 2018-05-04 11:00 | 2018-05-04 13:00 | 44.69 | 2018 | 7.49 | 2018-05-31
Spain | ESP | 2018-05-04 12:00 | 2018-05-04 14:00 | 43.22 | 2018 | 7.49 | 2018-05-31
Spain | ESP | 2018-05-04 13:00 | 2018-05-04 15:00 | 43.89 | 2018 | 7.49 | 2018-05-31
Spain | ESP | 2018-05-04 14:00 | 2018-05-04 16:00 | 43.89 | 2018 | 7.49 | 2018-05-31
Spain | ESP | 2018-05-04 15:00 | 2018-05-04 17:00 | 43.89 | 2018 | 7.49 | 2018-05-31
Spain | ESP | 2018-05-04 16:00 | 2018-05-04 18:00 | 40.03 | 2018 | 7.49 | 2018-05-31
Spain | ESP | 2018-05-04 17:00 | 2018-05-04 19:00 | 43.59 | 2018 | 7.49 | 2018-05-31
Spain | ESP | 2018-05-04 18:00 | 2018-05-04 20:00 | 46.44 | 2018 | 7.49 | 2018-05-31
Spain | ESP | 2018-05-04 19:00 | 2018-05-04 21:00 | 49.69 | 2018 | 7.49 | 2018-05-31
Spain | ESP | 2018-05-04 20:00 | 2018-05-04 22:00 | 48.01 | 2018 | 7.49 | 2018-05-31
Spain | ESP | 2018-05-04 21:00 | 2018-05-04 23:00 | 46.3 | 2018 | 7.49 | 2018-05-31
Spain | ESP | 2018-05-04 22:00 | 2018-05-05 | 47.18 | 2018 | 7.49 | 2018-05-31
Spain | ESP | 2018-05-04 23:00 | 2018-05-05 01:00 | 41.83 | 2018 | 7.49 | 2018-05-31
Spain | ESP | 2018-05-05 | 2018-05-05 02:00 | 38.19 | 2018 | 7.49 | 2018-05-31
Spain | ESP | 2018-05-05 01:00 | 2018-05-05 03:00 | 37.73 | 2018 | 7.49 | 2018-05-31
Spain | ESP | 2018-05-05 02:00 | 2018-05-05 04:00 | 38.02 | 2018 | 7.49 | 2018-05-31
Spain | ESP | 2018-05-05 03:00 | 2018-05-05 05:00 | 38.69 | 2018 | 7.49 | 2018-05-31
Spain | ESP | 2018-05-05 04:00 | 2018-05-05 06:00 | 39.64 | 2018 | 7.49 | 2018-05-31
Spain | ESP | 2018-05-05 05:00 | 2018-05-05 07:00 | 40.49 | 2018 | 7.49 | 2018-05-31
Spain | ESP | 2018-05-05 06:00 | 2018-05-05 08:00 | 43.62 | 2018 | 7.49 | 2018-05-31
Spain | ESP | 2018-05-05 07:00 | 2018-05-05 09:00 | 46.54 | 2018 | 7.49 | 2018-05-31
Spain | ESP | 2018-05-05 08:00 | 2018-05-05 10:00 | 48.43 | 2018 | 7.49 | 2018-05-31
Spain | ESP | 2018-05-05 09:00 | 2018-05-05 11:00 | 49.51 | 2018 | 7.49 | 2018-05-31
Spain | ESP | 2018-05-05 10:00 | 2018-05-05 12:00 | 49.44 | 2018 | 7.49 | 2018-05-31
Spain | ESP | 2018-05-05 11:00 | 2018-05-05 13:00 | 49.69 | 2018 | 7.49 | 2018-05-31
Spain | ESP | 2018-05-05 12:00 | 2018-05-05 14:00 | 49.19 | 2018 | 7.49 | 2018-05-31
Spain | ESP | 2018-05-05 13:00 | 2018-05-05 15:00 | 46.63 | 2018 | 7.49 | 2018-05-31
Spain | ESP | 2018-05-05 14:00 | 2018-05-05 16:00 | 45.07 | 2018 | 7.49 | 2018-05-31
Spain | ESP | 2018-05-05 15:00 | 2018-05-05 17:00 | 46.54 | 2018 | 7.49 | 2018-05-31
Spain | ESP | 2018-05-05 16:00 | 2018-05-05 18:00 | 47 | 2018 | 7.49 | 2018-05-31
Spain | ESP | 2018-05-05 17:00 | 2018-05-05 19:00 | 46.44 | 2018 | 7.49 | 2018-05-31
Spain | ESP | 2018-05-05 18:00 | 2018-05-05 20:00 | 48.43 | 2018 | 7.49 | 2018-05-31
Spain | ESP | 2018-05-05 19:00 | 2018-05-05 21:00 | 51.15 | 2018 | 7.49 | 2018-05-31
Spain | ESP | 2018-05-05 20:00 | 2018-05-05 22:00 | 50 | 2018 | 7.49 | 2018-05-31
Spain | ESP | 2018-05-05 21:00 | 2018-05-05 23:00 | 49.14 | 2018 | 7.49 | 2018-05-31
Spain | ESP | 2018-05-05 22:00 | 2018-05-06 | 49.44 | 2018 | 7.49 | 2018-05-31
Spain | ESP | 2018-05-05 23:00 | 2018-05-06 01:00 | 47.89 | 2018 | 7.49 | 2018-05-31
Spain | ESP | 2018-05-06 | 2018-05-06 02:00 | 44.08 | 2018 | 7.49 | 2018-05-31
Spain | ESP | 2018-05-06 01:00 | 2018-05-06 03:00 | 42.74 | 2018 | 7.49 | 2018-05-31
Spain | ESP | 2018-05-06 02:00 | 2018-05-06 04:00 | 42.68 | 2018 | 7.49 | 2018-05-31
Spain | ESP | 2018-05-06 03:00 | 2018-05-06 05:00 | 44.01 | 2018 | 7.49 | 2018-05-31
Spain | ESP | 2018-05-06 04:00 | 2018-05-06 06:00 | 45.99 | 2018 | 7.49 | 2018-05-31
Spain | ESP | 2018-05-06 05:00 | 2018-05-06 07:00 | 45 | 2018 | 7.49 | 2018-05-31
Spain | ESP | 2018-05-06 06:00 | 2018-05-06 08:00 | 45 | 2018 | 7.49 | 2018-05-31
Spain | ESP | 2018-05-06 07:00 | 2018-05-06 09:00 | 49.1 | 2018 | 7.49 | 2018-05-31
Spain | ESP | 2018-05-06 08:00 | 2018-05-06 10:00 | 47.89 | 2018 | 7.49 | 2018-05-31
Spain | ESP | 2018-05-06 09:00 | 2018-05-06 11:00 | 48.5 | 2018 | 7.49 | 2018-05-31
Spain | ESP | 2018-05-06 10:00 | 2018-05-06 12:00 | 48.53 | 2018 | 7.49 | 2018-05-31
Spain | ESP | 2018-05-06 11:00 | 2018-05-06 13:00 | 49.44 | 2018 | 7.49 | 2018-05-31
Spain | ESP | 2018-05-06 12:00 | 2018-05-06 14:00 | 49.1 | 2018 | 7.49 | 2018-05-31
Spain | ESP | 2018-05-06 13:00 | 2018-05-06 15:00 | 48.22 | 2018 | 7.49 | 2018-05-31
Spain | ESP | 2018-05-06 14:00 | 2018-05-06 16:00 | 45.99 | 2018 | 7.49 | 2018-05-31
Spain | ESP | 2018-05-06 15:00 | 2018-05-06 17:00 | 45.64 | 2018 | 7.49 | 2018-05-31
Spain | ESP | 2018-05-06 16:00 | 2018-05-06 18:00 | 46.52 | 2018 | 7.49 | 2018-05-31
Spain | ESP | 2018-05-06 17:00 | 2018-05-06 19:00 | 46.64 | 2018 | 7.49 | 2018-05-31
Spain | ESP | 2018-05-06 18:00 | 2018-05-06 20:00 | 50.23 | 2018 | 7.49 | 2018-05-31
Spain | ESP | 2018-05-06 19:00 | 2018-05-06 21:00 | 53.89 | 2018 | 7.49 | 2018-05-31
Spain | ESP | 2018-05-06 20:00 | 2018-05-06 22:00 | 53.78 | 2018 | 7.49 | 2018-05-31
Spain | ESP | 2018-05-06 21:00 | 2018-05-06 23:00 | 52.14 | 2018 | 7.49 | 2018-05-31
Spain | ESP | 2018-05-06 22:00 | 2018-05-07 | 55.84 | 2018 | 7.49 | 2018-05-31
Spain | ESP | 2018-05-06 23:00 | 2018-05-07 01:00 | 55.33 | 2018 | 7.49 | 2018-05-31
Spain | ESP | 2018-05-07 | 2018-05-07 02:00 | 54.6 | 2018 | 7.49 | 2018-05-31
Spain | ESP | 2018-05-07 01:00 | 2018-05-07 03:00 | 54.78 | 2018 | 7.49 | 2018-05-31
Spain | ESP | 2018-05-07 02:00 | 2018-05-07 04:00 | 54.88 | 2018 | 7.49 | 2018-05-31
Spain | ESP | 2018-05-07 03:00 | 2018-05-07 05:00 | 55.15 | 2018 | 7.49 | 2018-05-31
Spain | ESP | 2018-05-07 04:00 | 2018-05-07 06:00 | 55.75 | 2018 | 7.49 | 2018-05-31
Spain | ESP | 2018-05-07 05:00 | 2018-05-07 07:00 | 57 | 2018 | 7.49 | 2018-05-31
Spain | ESP | 2018-05-07 06:00 | 2018-05-07 08:00 | 57.05 | 2018 | 7.49 | 2018-05-31
Spain | ESP | 2018-05-07 07:00 | 2018-05-07 09:00 | 57.25 | 2018 | 7.49 | 2018-05-31
Spain | ESP | 2018-05-07 08:00 | 2018-05-07 10:00 | 57.19 | 2018 | 7.49 | 2018-05-31
Spain | ESP | 2018-05-07 09:00 | 2018-05-07 11:00 | 57.25 | 2018 | 7.49 | 2018-05-31
Spain | ESP | 2018-05-07 10:00 | 2018-05-07 12:00 | 57.75 | 2018 | 7.49 | 2018-05-31
Spain | ESP | 2018-05-07 11:00 | 2018-05-07 13:00 | 57.09 | 2018 | 7.49 | 2018-05-31
Spain | ESP | 2018-05-07 12:00 | 2018-05-07 14:00 | 56.95 | 2018 | 7.49 | 2018-05-31
Spain | ESP | 2018-05-07 13:00 | 2018-05-07 15:00 | 56.15 | 2018 | 7.49 | 2018-05-31
Spain | ESP | 2018-05-07 14:00 | 2018-05-07 16:00 | 56.47 | 2018 | 7.49 | 2018-05-31
Spain | ESP | 2018-05-07 15:00 | 2018-05-07 17:00 | 56.47 | 2018 | 7.49 | 2018-05-31
Spain | ESP | 2018-05-07 16:00 | 2018-05-07 18:00 | 56.47 | 2018 | 7.49 | 2018-05-31
Spain | ESP | 2018-05-07 17:00 | 2018-05-07 19:00 | 56.95 | 2018 | 7.49 | 2018-05-31
Spain | ESP | 2018-05-07 18:00 | 2018-05-07 20:00 | 57.05 | 2018 | 7.49 | 2018-05-31
Spain | ESP | 2018-05-07 19:00 | 2018-05-07 21:00 | 58.05 | 2018 | 7.49 | 2018-05-31
Spain | ESP | 2018-05-07 20:00 | 2018-05-07 22:00 | 56.95 | 2018 | 7.49 | 2018-05-31
Spain | ESP | 2018-05-07 21:00 | 2018-05-07 23:00 | 56.01 | 2018 | 7.49 | 2018-05-31
Spain | ESP | 2018-05-07 22:00 | 2018-05-08 | 57.69 | 2018 | 7.49 | 2018-05-31
Spain | ESP | 2018-05-07 23:00 | 2018-05-08 01:00 | 56.95 | 2018 | 7.49 | 2018-05-31
Spain | ESP | 2018-05-08 | 2018-05-08 02:00 | 55.5 | 2018 | 7.49 | 2018-05-31
Spain | ESP | 2018-05-08 01:00 | 2018-05-08 03:00 | 55.5 | 2018 | 7.49 | 2018-05-31
Spain | ESP | 2018-05-08 02:00 | 2018-05-08 04:00 | 55.43 | 2018 | 7.49 | 2018-05-31
Spain | ESP | 2018-05-08 03:00 | 2018-05-08 05:00 | 55.6 | 2018 | 7.49 | 2018-05-31
Spain | ESP | 2018-05-08 04:00 | 2018-05-08 06:00 | 56.95 | 2018 | 7.49 | 2018-05-31
Spain | ESP | 2018-05-08 05:00 | 2018-05-08 07:00 | 57.69 | 2018 | 7.49 | 2018-05-31
Spain | ESP | 2018-05-08 06:00 | 2018-05-08 08:00 | 59.64 | 2018 | 7.49 | 2018-05-31
Spain | ESP | 2018-05-08 07:00 | 2018-05-08 09:00 | 59.64 | 2018 | 7.49 | 2018-05-31
Spain | ESP | 2018-05-08 08:00 | 2018-05-08 10:00 | 59.05 | 2018 | 7.49 | 2018-05-31
Spain | ESP | 2018-05-08 09:00 | 2018-05-08 11:00 | 58.58 | 2018 | 7.49 | 2018-05-31
Spain | ESP | 2018-05-08 10:00 | 2018-05-08 12:00 | 58.3 | 2018 | 7.49 | 2018-05-31
Spain | ESP | 2018-05-08 11:00 | 2018-05-08 13:00 | 57.9 | 2018 | 7.49 | 2018-05-31
Spain | ESP | 2018-05-08 12:00 | 2018-05-08 14:00 | 57.69 | 2018 | 7.49 | 2018-05-31
Spain | ESP | 2018-05-08 13:00 | 2018-05-08 15:00 | 56.95 | 2018 | 7.49 | 2018-05-31
Spain | ESP | 2018-05-08 14:00 | 2018-05-08 16:00 | 55.9 | 2018 | 7.49 | 2018-05-31
Spain | ESP | 2018-05-08 15:00 | 2018-05-08 17:00 | 55.44 | 2018 | 7.49 | 2018-05-31
Spain | ESP | 2018-05-08 16:00 | 2018-05-08 18:00 | 53.04 | 2018 | 7.49 | 2018-05-31
Spain | ESP | 2018-05-08 17:00 | 2018-05-08 19:00 | 53.1 | 2018 | 7.49 | 2018-05-31
Spain | ESP | 2018-05-08 18:00 | 2018-05-08 20:00 | 56 | 2018 | 7.49 | 2018-05-31
Spain | ESP | 2018-05-08 19:00 | 2018-05-08 21:00 | 58.3 | 2018 | 7.49 | 2018-05-31
Spain | ESP | 2018-05-08 20:00 | 2018-05-08 22:00 | 57.05 | 2018 | 7.49 | 2018-05-31
Spain | ESP | 2018-05-08 21:00 | 2018-05-08 23:00 | 54.01 | 2018 | 7.49 | 2018-05-31
Spain | ESP | 2018-05-08 22:00 | 2018-05-09 | 56.47 | 2018 | 7.49 | 2018-05-31
Spain | ESP | 2018-05-08 23:00 | 2018-05-09 01:00 | 55.94 | 2018 | 7.49 | 2018-05-31
Spain | ESP | 2018-05-09 | 2018-05-09 02:00 | 52.46 | 2018 | 7.49 | 2018-05-31
Spain | ESP | 2018-05-09 01:00 | 2018-05-09 03:00 | 51.97 | 2018 | 7.49 | 2018-05-31
Spain | ESP | 2018-05-09 02:00 | 2018-05-09 04:00 | 51.97 | 2018 | 7.49 | 2018-05-31
Spain | ESP | 2018-05-09 03:00 | 2018-05-09 05:00 | 53.1 | 2018 | 7.49 | 2018-05-31
Spain | ESP | 2018-05-09 04:00 | 2018-05-09 06:00 | 56.95 | 2018 | 7.49 | 2018-05-31
Spain | ESP | 2018-05-09 05:00 | 2018-05-09 07:00 | 58.58 | 2018 | 7.49 | 2018-05-31
Spain | ESP | 2018-05-09 06:00 | 2018-05-09 08:00 | 58.5 | 2018 | 7.49 | 2018-05-31
Spain | ESP | 2018-05-09 07:00 | 2018-05-09 09:00 | 58.75 | 2018 | 7.49 | 2018-05-31
Spain | ESP | 2018-05-09 08:00 | 2018-05-09 10:00 | 58.55 | 2018 | 7.49 | 2018-05-31
Spain | ESP | 2018-05-09 09:00 | 2018-05-09 11:00 | 57.69 | 2018 | 7.49 | 2018-05-31
Spain | ESP | 2018-05-09 10:00 | 2018-05-09 12:00 | 58.44 | 2018 | 7.49 | 2018-05-31
Spain | ESP | 2018-05-09 11:00 | 2018-05-09 13:00 | 58 | 2018 | 7.49 | 2018-05-31
Spain | ESP | 2018-05-09 12:00 | 2018-05-09 14:00 | 57.09 | 2018 | 7.49 | 2018-05-31
Spain | ESP | 2018-05-09 13:00 | 2018-05-09 15:00 | 56.95 | 2018 | 7.49 | 2018-05-31
Spain | ESP | 2018-05-09 14:00 | 2018-05-09 16:00 | 56.47 | 2018 | 7.49 | 2018-05-31
Spain | ESP | 2018-05-09 15:00 | 2018-05-09 17:00 | 55.6 | 2018 | 7.49 | 2018-05-31
Spain | ESP | 2018-05-09 16:00 | 2018-05-09 18:00 | 53.36 | 2018 | 7.49 | 2018-05-31
Spain | ESP | 2018-05-09 17:00 | 2018-05-09 19:00 | 52.87 | 2018 | 7.49 | 2018-05-31
Spain | ESP | 2018-05-09 18:00 | 2018-05-09 20:00 | 56 | 2018 | 7.49 | 2018-05-31
Spain | ESP | 2018-05-09 19:00 | 2018-05-09 21:00 | 57.69 | 2018 | 7.49 | 2018-05-31
Spain | ESP | 2018-05-09 20:00 | 2018-05-09 22:00 | 55.6 | 2018 | 7.49 | 2018-05-31
Spain | ESP | 2018-05-09 21:00 | 2018-05-09 23:00 | 48.26 | 2018 | 7.49 | 2018-05-31
Spain | ESP | 2018-05-09 22:00 | 2018-05-10 | 45.6 | 2018 | 7.49 | 2018-05-31
Spain | ESP | 2018-05-09 23:00 | 2018-05-10 01:00 | 42.88 | 2018 | 7.49 | 2018-05-31
Spain | ESP | 2018-05-10 | 2018-05-10 02:00 | 38.95 | 2018 | 7.49 | 2018-05-31
Spain | ESP | 2018-05-10 01:00 | 2018-05-10 03:00 | 38.8 | 2018 | 7.49 | 2018-05-31
Spain | ESP | 2018-05-10 02:00 | 2018-05-10 04:00 | 38.8 | 2018 | 7.49 | 2018-05-31
Spain | ESP | 2018-05-10 03:00 | 2018-05-10 05:00 | 39 | 2018 | 7.49 | 2018-05-31
Spain | ESP | 2018-05-10 04:00 | 2018-05-10 06:00 | 44.04 | 2018 | 7.49 | 2018-05-31
Spain | ESP | 2018-05-10 05:00 | 2018-05-10 07:00 | 48.31 | 2018 | 7.49 | 2018-05-31
Spain | ESP | 2018-05-10 06:00 | 2018-05-10 08:00 | 55.01 | 2018 | 7.49 | 2018-05-31
Spain | ESP | 2018-05-10 07:00 | 2018-05-10 09:00 | 56.95 | 2018 | 7.49 | 2018-05-31
Spain | ESP | 2018-05-10 08:00 | 2018-05-10 10:00 | 56.47 | 2018 | 7.49 | 2018-05-31
Spain | ESP | 2018-05-10 09:00 | 2018-05-10 11:00 | 56.1 | 2018 | 7.49 | 2018-05-31
Spain | ESP | 2018-05-10 10:00 | 2018-05-10 12:00 | 56.95 | 2018 | 7.49 | 2018-05-31
Spain | ESP | 2018-05-10 11:00 | 2018-05-10 13:00 | 57.09 | 2018 | 7.49 | 2018-05-31
Spain | ESP | 2018-05-10 12:00 | 2018-05-10 14:00 | 58.01 | 2018 | 7.49 | 2018-05-31
Spain | ESP | 2018-05-10 13:00 | 2018-05-10 15:00 | 58.01 | 2018 | 7.49 | 2018-05-31
Spain | ESP | 2018-05-10 14:00 | 2018-05-10 16:00 | 58.44 | 2018 | 7.49 | 2018-05-31
Spain | ESP | 2018-05-10 15:00 | 2018-05-10 17:00 | 58.58 | 2018 | 7.49 | 2018-05-31
Spain | ESP | 2018-05-10 16:00 | 2018-05-10 18:00 | 57.09 | 2018 | 7.49 | 2018-05-31
Spain | ESP | 2018-05-10 17:00 | 2018-05-10 19:00 | 57.09 | 2018 | 7.49 | 2018-05-31
Spain | ESP | 2018-05-10 18:00 | 2018-05-10 20:00 | 59.99 | 2018 | 7.49 | 2018-05-31
Spain | ESP | 2018-05-10 19:00 | 2018-05-10 21:00 | 62.3 | 2018 | 7.49 | 2018-05-31
Spain | ESP | 2018-05-10 20:00 | 2018-05-10 22:00 | 61.55 | 2018 | 7.49 | 2018-05-31
Spain | ESP | 2018-05-10 21:00 | 2018-05-10 23:00 | 59.84 | 2018 | 7.49 | 2018-05-31
Spain | ESP | 2018-05-10 22:00 | 2018-05-11 | 62.19 | 2018 | 7.49 | 2018-05-31
Spain | ESP | 2018-05-10 23:00 | 2018-05-11 01:00 | 61.51 | 2018 | 7.49 | 2018-05-31
Spain | ESP | 2018-05-11 | 2018-05-11 02:00 | 60 | 2018 | 7.49 | 2018-05-31
Spain | ESP | 2018-05-11 01:00 | 2018-05-11 03:00 | 58.1 | 2018 | 7.49 | 2018-05-31
Spain | ESP | 2018-05-11 02:00 | 2018-05-11 04:00 | 57.09 | 2018 | 7.49 | 2018-05-31
Spain | ESP | 2018-05-11 03:00 | 2018-05-11 05:00 | 57.09 | 2018 | 7.49 | 2018-05-31
Spain | ESP | 2018-05-11 04:00 | 2018-05-11 06:00 | 58.78 | 2018 | 7.49 | 2018-05-31
Spain | ESP | 2018-05-11 05:00 | 2018-05-11 07:00 | 59.5 | 2018 | 7.49 | 2018-05-31
Spain | ESP | 2018-05-11 06:00 | 2018-05-11 08:00 | 61.26 | 2018 | 7.49 | 2018-05-31
Spain | ESP | 2018-05-11 07:00 | 2018-05-11 09:00 | 61.29 | 2018 | 7.49 | 2018-05-31
Spain | ESP | 2018-05-11 08:00 | 2018-05-11 10:00 | 60 | 2018 | 7.49 | 2018-05-31
Spain | ESP | 2018-05-11 09:00 | 2018-05-11 11:00 | 58.8 | 2018 | 7.49 | 2018-05-31
Spain | ESP | 2018-05-11 10:00 | 2018-05-11 12:00 | 58.58 | 2018 | 7.49 | 2018-05-31
Spain | ESP | 2018-05-11 11:00 | 2018-05-11 13:00 | 58.01 | 2018 | 7.49 | 2018-05-31
Spain | ESP | 2018-05-11 12:00 | 2018-05-11 14:00 | 57.53 | 2018 | 7.49 | 2018-05-31
Spain | ESP | 2018-05-11 13:00 | 2018-05-11 15:00 | 56.95 | 2018 | 7.49 | 2018-05-31
Spain | ESP | 2018-05-11 14:00 | 2018-05-11 16:00 | 56.95 | 2018 | 7.49 | 2018-05-31
Spain | ESP | 2018-05-11 15:00 | 2018-05-11 17:00 | 56.95 | 2018 | 7.49 | 2018-05-31
Spain | ESP | 2018-05-11 16:00 | 2018-05-11 18:00 | 57.09 | 2018 | 7.49 | 2018-05-31
Spain | ESP | 2018-05-11 17:00 | 2018-05-11 19:00 | 57.09 | 2018 | 7.49 | 2018-05-31
Spain | ESP | 2018-05-11 18:00 | 2018-05-11 20:00 | 58.12 | 2018 | 7.49 | 2018-05-31
Spain | ESP | 2018-05-11 19:00 | 2018-05-11 21:00 | 59.8 | 2018 | 7.49 | 2018-05-31
Spain | ESP | 2018-05-11 20:00 | 2018-05-11 22:00 | 58.15 | 2018 | 7.49 | 2018-05-31
Spain | ESP | 2018-05-11 21:00 | 2018-05-11 23:00 | 58 | 2018 | 7.49 | 2018-05-31
Spain | ESP | 2018-05-11 22:00 | 2018-05-12 | 59.13 | 2018 | 7.49 | 2018-05-31
Spain | ESP | 2018-05-11 23:00 | 2018-05-12 01:00 | 58.58 | 2018 | 7.49 | 2018-05-31
Spain | ESP | 2018-05-12 | 2018-05-12 02:00 | 57.09 | 2018 | 7.49 | 2018-05-31
Spain | ESP | 2018-05-12 01:00 | 2018-05-12 03:00 | 56.95 | 2018 | 7.49 | 2018-05-31
Spain | ESP | 2018-05-12 02:00 | 2018-05-12 04:00 | 55 | 2018 | 7.49 | 2018-05-31
Spain | ESP | 2018-05-12 03:00 | 2018-05-12 05:00 | 52.46 | 2018 | 7.49 | 2018-05-31
Spain | ESP | 2018-05-12 04:00 | 2018-05-12 06:00 | 51.97 | 2018 | 7.49 | 2018-05-31
Spain | ESP | 2018-05-12 05:00 | 2018-05-12 07:00 | 51.97 | 2018 | 7.49 | 2018-05-31
Spain | ESP | 2018-05-12 06:00 | 2018-05-12 08:00 | 52.46 | 2018 | 7.49 | 2018-05-31
Spain | ESP | 2018-05-12 07:00 | 2018-05-12 09:00 | 53.36 | 2018 | 7.49 | 2018-05-31
Spain | ESP | 2018-05-12 08:00 | 2018-05-12 10:00 | 50.68 | 2018 | 7.49 | 2018-05-31
Spain | ESP | 2018-05-12 09:00 | 2018-05-12 11:00 | 46.13 | 2018 | 7.49 | 2018-05-31
Spain | ESP | 2018-05-12 10:00 | 2018-05-12 12:00 | 42.49 | 2018 | 7.49 | 2018-05-31
Spain | ESP | 2018-05-12 11:00 | 2018-05-12 13:00 | 38.05 | 2018 | 7.49 | 2018-05-31
Spain | ESP | 2018-05-12 12:00 | 2018-05-12 14:00 | 36.4 | 2018 | 7.49 | 2018-05-31
Spain | ESP | 2018-05-12 13:00 | 2018-05-12 15:00 | 28.07 | 2018 | 7.49 | 2018-05-31
Spain | ESP | 2018-05-12 14:00 | 2018-05-12 16:00 | 27.69 | 2018 | 7.49 | 2018-05-31
Spain | ESP | 2018-05-12 15:00 | 2018-05-12 17:00 | 26.09 | 2018 | 7.49 | 2018-05-31
Spain | ESP | 2018-05-12 16:00 | 2018-05-12 18:00 | 27.94 | 2018 | 7.49 | 2018-05-31
Spain | ESP | 2018-05-12 17:00 | 2018-05-12 19:00 | 31.99 | 2018 | 7.49 | 2018-05-31
Spain | ESP | 2018-05-12 18:00 | 2018-05-12 20:00 | 36.2 | 2018 | 7.49 | 2018-05-31
Spain | ESP | 2018-05-12 19:00 | 2018-05-12 21:00 | 38.55 | 2018 | 7.49 | 2018-05-31
Spain | ESP | 2018-05-12 20:00 | 2018-05-12 22:00 | 39.9 | 2018 | 7.49 | 2018-05-31
Spain | ESP | 2018-05-12 21:00 | 2018-05-12 23:00 | 38.05 | 2018 | 7.49 | 2018-05-31
Spain | ESP | 2018-05-12 22:00 | 2018-05-13 | 36 | 2018 | 7.49 | 2018-05-31
Spain | ESP | 2018-05-12 23:00 | 2018-05-13 01:00 | 34.76 | 2018 | 7.49 | 2018-05-31
Spain | ESP | 2018-05-13 | 2018-05-13 02:00 | 34.5 | 2018 | 7.49 | 2018-05-31
Spain | ESP | 2018-05-13 01:00 | 2018-05-13 03:00 | 33.49 | 2018 | 7.49 | 2018-05-31
Spain | ESP | 2018-05-13 02:00 | 2018-05-13 04:00 | 34.05 | 2018 | 7.49 | 2018-05-31
Spain | ESP | 2018-05-13 03:00 | 2018-05-13 05:00 | 34.05 | 2018 | 7.49 | 2018-05-31
Spain | ESP | 2018-05-13 04:00 | 2018-05-13 06:00 | 34.27 | 2018 | 7.49 | 2018-05-31
Spain | ESP | 2018-05-13 05:00 | 2018-05-13 07:00 | 31.77 | 2018 | 7.49 | 2018-05-31
Spain | ESP | 2018-05-13 06:00 | 2018-05-13 08:00 | 34.05 | 2018 | 7.49 | 2018-05-31
Spain | ESP | 2018-05-13 07:00 | 2018-05-13 09:00 | 34.5 | 2018 | 7.49 | 2018-05-31
Spain | ESP | 2018-05-13 08:00 | 2018-05-13 10:00 | 34.5 | 2018 | 7.49 | 2018-05-31
Spain | ESP | 2018-05-13 09:00 | 2018-05-13 11:00 | 34.76 | 2018 | 7.49 | 2018-05-31
Spain | ESP | 2018-05-13 10:00 | 2018-05-13 12:00 | 34.76 | 2018 | 7.49 | 2018-05-31
Spain | ESP | 2018-05-13 11:00 | 2018-05-13 13:00 | 34.61 | 2018 | 7.49 | 2018-05-31
Spain | ESP | 2018-05-13 12:00 | 2018-05-13 14:00 | 34.5 | 2018 | 7.49 | 2018-05-31
Spain | ESP | 2018-05-13 13:00 | 2018-05-13 15:00 | 22.45 | 2018 | 7.49 | 2018-05-31
Spain | ESP | 2018-05-13 14:00 | 2018-05-13 16:00 | 15 | 2018 | 7.49 | 2018-05-31
Spain | ESP | 2018-05-13 15:00 | 2018-05-13 17:00 | 15 | 2018 | 7.49 | 2018-05-31
Spain | ESP | 2018-05-13 16:00 | 2018-05-13 18:00 | 17.48 | 2018 | 7.49 | 2018-05-31
Spain | ESP | 2018-05-13 17:00 | 2018-05-13 19:00 | 34.05 | 2018 | 7.49 | 2018-05-31
Spain | ESP | 2018-05-13 18:00 | 2018-05-13 20:00 | 36.56 | 2018 | 7.49 | 2018-05-31
Spain | ESP | 2018-05-13 19:00 | 2018-05-13 21:00 | 55.16 | 2018 | 7.49 | 2018-05-31
Spain | ESP | 2018-05-13 20:00 | 2018-05-13 22:00 | 56.18 | 2018 | 7.49 | 2018-05-31
Spain | ESP | 2018-05-13 21:00 | 2018-05-13 23:00 | 55.02 | 2018 | 7.49 | 2018-05-31
Spain | ESP | 2018-05-13 22:00 | 2018-05-14 | 55.62 | 2018 | 7.49 | 2018-05-31
Spain | ESP | 2018-05-13 23:00 | 2018-05-14 01:00 | 50.97 | 2018 | 7.49 | 2018-05-31
Spain | ESP | 2018-05-14 | 2018-05-14 02:00 | 45.73 | 2018 | 7.49 | 2018-05-31
Spain | ESP | 2018-05-14 01:00 | 2018-05-14 03:00 | 44.15 | 2018 | 7.49 | 2018-05-31
Spain | ESP | 2018-05-14 02:00 | 2018-05-14 04:00 | 44.27 | 2018 | 7.49 | 2018-05-31
Spain | ESP | 2018-05-14 03:00 | 2018-05-14 05:00 | 45.79 | 2018 | 7.49 | 2018-05-31
Spain | ESP | 2018-05-14 04:00 | 2018-05-14 06:00 | 53.74 | 2018 | 7.49 | 2018-05-31
Spain | ESP | 2018-05-14 05:00 | 2018-05-14 07:00 | 54.92 | 2018 | 7.49 | 2018-05-31
Spain | ESP | 2018-05-14 06:00 | 2018-05-14 08:00 | 58.01 | 2018 | 7.49 | 2018-05-31
Spain | ESP | 2018-05-14 07:00 | 2018-05-14 09:00 | 55.83 | 2018 | 7.49 | 2018-05-31
Spain | ESP | 2018-05-14 08:00 | 2018-05-14 10:00 | 53.71 | 2018 | 7.49 | 2018-05-31
Spain | ESP | 2018-05-14 09:00 | 2018-05-14 11:00 | 52.62 | 2018 | 7.49 | 2018-05-31
Spain | ESP | 2018-05-14 10:00 | 2018-05-14 12:00 | 53.71 | 2018 | 7.49 | 2018-05-31
Spain | ESP | 2018-05-14 11:00 | 2018-05-14 13:00 | 53.59 | 2018 | 7.49 | 2018-05-31
Spain | ESP | 2018-05-14 12:00 | 2018-05-14 14:00 | 53.71 | 2018 | 7.49 | 2018-05-31
Spain | ESP | 2018-05-14 13:00 | 2018-05-14 15:00 | 52.62 | 2018 | 7.49 | 2018-05-31
Spain | ESP | 2018-05-14 14:00 | 2018-05-14 16:00 | 52.47 | 2018 | 7.49 | 2018-05-31
Spain | ESP | 2018-05-14 15:00 | 2018-05-14 17:00 | 52.49 | 2018 | 7.49 | 2018-05-31
Spain | ESP | 2018-05-14 16:00 | 2018-05-14 18:00 | 52 | 2018 | 7.49 | 2018-05-31
Spain | ESP | 2018-05-14 17:00 | 2018-05-14 19:00 | 51.47 | 2018 | 7.49 | 2018-05-31
Spain | ESP | 2018-05-14 18:00 | 2018-05-14 20:00 | 55 | 2018 | 7.49 | 2018-05-31
Spain | ESP | 2018-05-14 19:00 | 2018-05-14 21:00 | 57.35 | 2018 | 7.49 | 2018-05-31
Spain | ESP | 2018-05-14 20:00 | 2018-05-14 22:00 | 55.5 | 2018 | 7.49 | 2018-05-31
Spain | ESP | 2018-05-14 21:00 | 2018-05-14 23:00 | 51.84 | 2018 | 7.49 | 2018-05-31
Spain | ESP | 2018-05-14 22:00 | 2018-05-15 | 50.12 | 2018 | 7.49 | 2018-05-31
Spain | ESP | 2018-05-14 23:00 | 2018-05-15 01:00 | 45.88 | 2018 | 7.49 | 2018-05-31
Spain | ESP | 2018-05-15 | 2018-05-15 02:00 | 40 | 2018 | 7.49 | 2018-05-31
Spain | ESP | 2018-05-15 01:00 | 2018-05-15 03:00 | 36.65 | 2018 | 7.49 | 2018-05-31
Spain | ESP | 2018-05-15 02:00 | 2018-05-15 04:00 | 36.6 | 2018 | 7.49 | 2018-05-31
Spain | ESP | 2018-05-15 03:00 | 2018-05-15 05:00 | 39.98 | 2018 | 7.49 | 2018-05-31
Spain | ESP | 2018-05-15 04:00 | 2018-05-15 06:00 | 47.5 | 2018 | 7.49 | 2018-05-31
Spain | ESP | 2018-05-15 05:00 | 2018-05-15 07:00 | 54.6 | 2018 | 7.49 | 2018-05-31
Spain | ESP | 2018-05-15 06:00 | 2018-05-15 08:00 | 58.6 | 2018 | 7.49 | 2018-05-31
Spain | ESP | 2018-05-15 07:00 | 2018-05-15 09:00 | 57.01 | 2018 | 7.49 | 2018-05-31
Spain | ESP | 2018-05-15 08:00 | 2018-05-15 10:00 | 55 | 2018 | 7.49 | 2018-05-31
Spain | ESP | 2018-05-15 09:00 | 2018-05-15 11:00 | 54.92 | 2018 | 7.49 | 2018-05-31
Spain | ESP | 2018-05-15 10:00 | 2018-05-15 12:00 | 55 | 2018 | 7.49 | 2018-05-31
Spain | ESP | 2018-05-15 11:00 | 2018-05-15 13:00 | 53.87 | 2018 | 7.49 | 2018-05-31
Spain | ESP | 2018-05-15 12:00 | 2018-05-15 14:00 | 52.47 | 2018 | 7.49 | 2018-05-31
Spain | ESP | 2018-05-15 13:00 | 2018-05-15 15:00 | 51.37 | 2018 | 7.49 | 2018-05-31
Spain | ESP | 2018-05-15 14:00 | 2018-05-15 16:00 | 50.63 | 2018 | 7.49 | 2018-05-31
Spain | ESP | 2018-05-15 15:00 | 2018-05-15 17:00 | 50 | 2018 | 7.49 | 2018-05-31
Spain | ESP | 2018-05-15 16:00 | 2018-05-15 18:00 | 47.9 | 2018 | 7.49 | 2018-05-31
Spain | ESP | 2018-05-15 17:00 | 2018-05-15 19:00 | 50 | 2018 | 7.49 | 2018-05-31
Spain | ESP | 2018-05-15 18:00 | 2018-05-15 20:00 | 52 | 2018 | 7.49 | 2018-05-31
Spain | ESP | 2018-05-15 19:00 | 2018-05-15 21:00 | 56.16 | 2018 | 7.49 | 2018-05-31
Spain | ESP | 2018-05-15 20:00 | 2018-05-15 22:00 | 52.49 | 2018 | 7.49 | 2018-05-31
Spain | ESP | 2018-05-15 21:00 | 2018-05-15 23:00 | 47.76 | 2018 | 7.49 | 2018-05-31
Spain | ESP | 2018-05-15 22:00 | 2018-05-16 | 46.76 | 2018 | 7.49 | 2018-05-31
Spain | ESP | 2018-05-15 23:00 | 2018-05-16 01:00 | 40 | 2018 | 7.49 | 2018-05-31
Spain | ESP | 2018-05-16 | 2018-05-16 02:00 | 38 | 2018 | 7.49 | 2018-05-31
Spain | ESP | 2018-05-16 01:00 | 2018-05-16 03:00 | 36.87 | 2018 | 7.49 | 2018-05-31
Spain | ESP | 2018-05-16 02:00 | 2018-05-16 04:00 | 38 | 2018 | 7.49 | 2018-05-31
Spain | ESP | 2018-05-16 03:00 | 2018-05-16 05:00 | 39.9 | 2018 | 7.49 | 2018-05-31
Spain | ESP | 2018-05-16 04:00 | 2018-05-16 06:00 | 46.78 | 2018 | 7.49 | 2018-05-31
Spain | ESP | 2018-05-16 05:00 | 2018-05-16 07:00 | 55.01 | 2018 | 7.49 | 2018-05-31
Spain | ESP | 2018-05-16 06:00 | 2018-05-16 08:00 | 57.67 | 2018 | 7.49 | 2018-05-31
Spain | ESP | 2018-05-16 07:00 | 2018-05-16 09:00 | 57.12 | 2018 | 7.49 | 2018-05-31
Spain | ESP | 2018-05-16 08:00 | 2018-05-16 10:00 | 55.55 | 2018 | 7.49 | 2018-05-31
Spain | ESP | 2018-05-16 09:00 | 2018-05-16 11:00 | 56.23 | 2018 | 7.49 | 2018-05-31
Spain | ESP | 2018-05-16 10:00 | 2018-05-16 12:00 | 56.97 | 2018 | 7.49 | 2018-05-31
Spain | ESP | 2018-05-16 11:00 | 2018-05-16 13:00 | 56.97 | 2018 | 7.49 | 2018-05-31
Spain | ESP | 2018-05-16 12:00 | 2018-05-16 14:00 | 56.23 | 2018 | 7.49 | 2018-05-31
Spain | ESP | 2018-05-16 13:00 | 2018-05-16 15:00 | 56.4 | 2018 | 7.49 | 2018-05-31
Spain | ESP | 2018-05-16 14:00 | 2018-05-16 16:00 | 56.4 | 2018 | 7.49 | 2018-05-31
Spain | ESP | 2018-05-16 15:00 | 2018-05-16 17:00 | 56.35 | 2018 | 7.49 | 2018-05-31
Spain | ESP | 2018-05-16 16:00 | 2018-05-16 18:00 | 55.23 | 2018 | 7.49 | 2018-05-31
Spain | ESP | 2018-05-16 17:00 | 2018-05-16 19:00 | 54.5 | 2018 | 7.49 | 2018-05-31
Spain | ESP | 2018-05-16 18:00 | 2018-05-16 20:00 | 56.4 | 2018 | 7.49 | 2018-05-31
Spain | ESP | 2018-05-16 19:00 | 2018-05-16 21:00 | 57.57 | 2018 | 7.49 | 2018-05-31
Spain | ESP | 2018-05-16 20:00 | 2018-05-16 22:00 | 55.72 | 2018 | 7.49 | 2018-05-31
Spain | ESP | 2018-05-16 21:00 | 2018-05-16 23:00 | 49.01 | 2018 | 7.49 | 2018-05-31
Spain | ESP | 2018-05-16 22:00 | 2018-05-17 | 48.02 | 2018 | 7.49 | 2018-05-31
Spain | ESP | 2018-05-16 23:00 | 2018-05-17 01:00 | 46 | 2018 | 7.49 | 2018-05-31
Spain | ESP | 2018-05-17 | 2018-05-17 02:00 | 44.44 | 2018 | 7.49 | 2018-05-31
Spain | ESP | 2018-05-17 01:00 | 2018-05-17 03:00 | 44.44 | 2018 | 7.49 | 2018-05-31
Spain | ESP | 2018-05-17 02:00 | 2018-05-17 04:00 | 44.88 | 2018 | 7.49 | 2018-05-31
Spain | ESP | 2018-05-17 03:00 | 2018-05-17 05:00 | 47.49 | 2018 | 7.49 | 2018-05-31
Spain | ESP | 2018-05-17 04:00 | 2018-05-17 06:00 | 50.79 | 2018 | 7.49 | 2018-05-31
Spain | ESP | 2018-05-17 05:00 | 2018-05-17 07:00 | 56.05 | 2018 | 7.49 | 2018-05-31
Spain | ESP | 2018-05-17 06:00 | 2018-05-17 08:00 | 57.03 | 2018 | 7.49 | 2018-05-31
Spain | ESP | 2018-05-17 07:00 | 2018-05-17 09:00 | 57.72 | 2018 | 7.49 | 2018-05-31
Spain | ESP | 2018-05-17 08:00 | 2018-05-17 10:00 | 56.97 | 2018 | 7.49 | 2018-05-31
Spain | ESP | 2018-05-17 09:00 | 2018-05-17 11:00 | 57.49 | 2018 | 7.49 | 2018-05-31
Spain | ESP | 2018-05-17 10:00 | 2018-05-17 12:00 | 58.45 | 2018 | 7.49 | 2018-05-31
Spain | ESP | 2018-05-17 11:00 | 2018-05-17 13:00 | 58.37 | 2018 | 7.49 | 2018-05-31
Spain | ESP | 2018-05-17 12:00 | 2018-05-17 14:00 | 57.46 | 2018 | 7.49 | 2018-05-31
Spain | ESP | 2018-05-17 13:00 | 2018-05-17 15:00 | 57.03 | 2018 | 7.49 | 2018-05-31
Spain | ESP | 2018-05-17 14:00 | 2018-05-17 16:00 | 57.12 | 2018 | 7.49 | 2018-05-31
Spain | ESP | 2018-05-17 15:00 | 2018-05-17 17:00 | 56.97 | 2018 | 7.49 | 2018-05-31
Spain | ESP | 2018-05-17 16:00 | 2018-05-17 18:00 | 56.69 | 2018 | 7.49 | 2018-05-31
Spain | ESP | 2018-05-17 17:00 | 2018-05-17 19:00 | 56.05 | 2018 | 7.49 | 2018-05-31
Spain | ESP | 2018-05-17 18:00 | 2018-05-17 20:00 | 56.69 | 2018 | 7.49 | 2018-05-31
Spain | ESP | 2018-05-17 19:00 | 2018-05-17 21:00 | 58.22 | 2018 | 7.49 | 2018-05-31
Spain | ESP | 2018-05-17 20:00 | 2018-05-17 22:00 | 56.79 | 2018 | 7.49 | 2018-05-31
Spain | ESP | 2018-05-17 21:00 | 2018-05-17 23:00 | 55 | 2018 | 7.49 | 2018-05-31
Spain | ESP | 2018-05-17 22:00 | 2018-05-18 | 55.11 | 2018 | 7.49 | 2018-05-31
Spain | ESP | 2018-05-17 23:00 | 2018-05-18 01:00 | 51.9 | 2018 | 7.49 | 2018-05-31
Spain | ESP | 2018-05-18 | 2018-05-18 02:00 | 49.84 | 2018 | 7.49 | 2018-05-31
Spain | ESP | 2018-05-18 01:00 | 2018-05-18 03:00 | 49.1 | 2018 | 7.49 | 2018-05-31
Spain | ESP | 2018-05-18 02:00 | 2018-05-18 04:00 | 49.93 | 2018 | 7.49 | 2018-05-31
Spain | ESP | 2018-05-18 03:00 | 2018-05-18 05:00 | 53.04 | 2018 | 7.49 | 2018-05-31
Spain | ESP | 2018-05-18 04:00 | 2018-05-18 06:00 | 57.06 | 2018 | 7.49 | 2018-05-31
Spain | ESP | 2018-05-18 05:00 | 2018-05-18 07:00 | 59.01 | 2018 | 7.49 | 2018-05-31
Spain | ESP | 2018-05-18 06:00 | 2018-05-18 08:00 | 59.69 | 2018 | 7.49 | 2018-05-31
Spain | ESP | 2018-05-18 07:00 | 2018-05-18 09:00 | 60 | 2018 | 7.49 | 2018-05-31
Spain | ESP | 2018-05-18 08:00 | 2018-05-18 10:00 | 59.63 | 2018 | 7.49 | 2018-05-31
Spain | ESP | 2018-05-18 09:00 | 2018-05-18 11:00 | 59.45 | 2018 | 7.49 | 2018-05-31
Spain | ESP | 2018-05-18 10:00 | 2018-05-18 12:00 | 59.45 | 2018 | 7.49 | 2018-05-31
Spain | ESP | 2018-05-18 11:00 | 2018-05-18 13:00 | 59.35 | 2018 | 7.49 | 2018-05-31
Spain | ESP | 2018-05-18 12:00 | 2018-05-18 14:00 | 59.01 | 2018 | 7.49 | 2018-05-31
Spain | ESP | 2018-05-18 13:00 | 2018-05-18 15:00 | 58.89 | 2018 | 7.49 | 2018-05-31
Spain | ESP | 2018-05-18 14:00 | 2018-05-18 16:00 | 59.21 | 2018 | 7.49 | 2018-05-31
Spain | ESP | 2018-05-18 15:00 | 2018-05-18 17:00 | 59.01 | 2018 | 7.49 | 2018-05-31
Spain | ESP | 2018-05-18 16:00 | 2018-05-18 18:00 | 59.01 | 2018 | 7.49 | 2018-05-31
Spain | ESP | 2018-05-18 17:00 | 2018-05-18 19:00 | 58.89 | 2018 | 7.49 | 2018-05-31
Spain | ESP | 2018-05-18 18:00 | 2018-05-18 20:00 | 59.45 | 2018 | 7.49 | 2018-05-31
Spain | ESP | 2018-05-18 19:00 | 2018-05-18 21:00 | 60.1 | 2018 | 7.49 | 2018-05-31
Spain | ESP | 2018-05-18 20:00 | 2018-05-18 22:00 | 59.52 | 2018 | 7.49 | 2018-05-31
Spain | ESP | 2018-05-18 21:00 | 2018-05-18 23:00 | 58 | 2018 | 7.49 | 2018-05-31
Spain | ESP | 2018-05-18 22:00 | 2018-05-19 | 61.3 | 2018 | 7.49 | 2018-05-31
Spain | ESP | 2018-05-18 23:00 | 2018-05-19 01:00 | 60.01 | 2018 | 7.49 | 2018-05-31
Spain | ESP | 2018-05-19 | 2018-05-19 02:00 | 59.63 | 2018 | 7.49 | 2018-05-31
Spain | ESP | 2018-05-19 01:00 | 2018-05-19 03:00 | 59.63 | 2018 | 7.49 | 2018-05-31
Spain | ESP | 2018-05-19 02:00 | 2018-05-19 04:00 | 59.59 | 2018 | 7.49 | 2018-05-31
Spain | ESP | 2018-05-19 03:00 | 2018-05-19 05:00 | 60.5 | 2018 | 7.49 | 2018-05-31
Spain | ESP | 2018-05-19 04:00 | 2018-05-19 06:00 | 60.01 | 2018 | 7.49 | 2018-05-31
Spain | ESP | 2018-05-19 05:00 | 2018-05-19 07:00 | 60.01 | 2018 | 7.49 | 2018-05-31
Spain | ESP | 2018-05-19 06:00 | 2018-05-19 08:00 | 59.63 | 2018 | 7.49 | 2018-05-31
Spain | ESP | 2018-05-19 07:00 | 2018-05-19 09:00 | 61.52 | 2018 | 7.49 | 2018-05-31
Spain | ESP | 2018-05-19 08:00 | 2018-05-19 10:00 | 61.7 | 2018 | 7.49 | 2018-05-31
Spain | ESP | 2018-05-19 09:00 | 2018-05-19 11:00 | 61.42 | 2018 | 7.49 | 2018-05-31
Spain | ESP | 2018-05-19 10:00 | 2018-05-19 12:00 | 61.3 | 2018 | 7.49 | 2018-05-31
Spain | ESP | 2018-05-19 11:00 | 2018-05-19 13:00 | 61.3 | 2018 | 7.49 | 2018-05-31
Spain | ESP | 2018-05-19 12:00 | 2018-05-19 14:00 | 61.18 | 2018 | 7.49 | 2018-05-31
Spain | ESP | 2018-05-19 13:00 | 2018-05-19 15:00 | 59.63 | 2018 | 7.49 | 2018-05-31
Spain | ESP | 2018-05-19 14:00 | 2018-05-19 16:00 | 58.65 | 2018 | 7.49 | 2018-05-31
Spain | ESP | 2018-05-19 15:00 | 2018-05-19 17:00 | 58.47 | 2018 | 7.49 | 2018-05-31
Spain | ESP | 2018-05-19 16:00 | 2018-05-19 18:00 | 58.6 | 2018 | 7.49 | 2018-05-31
Spain | ESP | 2018-05-19 17:00 | 2018-05-19 19:00 | 59.56 | 2018 | 7.49 | 2018-05-31
Spain | ESP | 2018-05-19 18:00 | 2018-05-19 20:00 | 60.5 | 2018 | 7.49 | 2018-05-31
Spain | ESP | 2018-05-19 19:00 | 2018-05-19 21:00 | 61.98 | 2018 | 7.49 | 2018-05-31
Spain | ESP | 2018-05-19 20:00 | 2018-05-19 22:00 | 61.71 | 2018 | 7.49 | 2018-05-31
Spain | ESP | 2018-05-19 21:00 | 2018-05-19 23:00 | 61.6 | 2018 | 7.49 | 2018-05-31
Spain | ESP | 2018-05-19 22:00 | 2018-05-20 | 60.5 | 2018 | 7.49 | 2018-05-31
Spain | ESP | 2018-05-19 23:00 | 2018-05-20 01:00 | 60.14 | 2018 | 7.49 | 2018-05-31
Spain | ESP | 2018-05-20 | 2018-05-20 02:00 | 59.97 | 2018 | 7.49 | 2018-05-31
Spain | ESP | 2018-05-20 01:00 | 2018-05-20 03:00 | 59.63 | 2018 | 7.49 | 2018-05-31
Spain | ESP | 2018-05-20 02:00 | 2018-05-20 04:00 | 59.45 | 2018 | 7.49 | 2018-05-31
Spain | ESP | 2018-05-20 03:00 | 2018-05-20 05:00 | 59.21 | 2018 | 7.49 | 2018-05-31
Spain | ESP | 2018-05-20 04:00 | 2018-05-20 06:00 | 57.67 | 2018 | 7.49 | 2018-05-31
Spain | ESP | 2018-05-20 05:00 | 2018-05-20 07:00 | 54.98 | 2018 | 7.49 | 2018-05-31
Spain | ESP | 2018-05-20 06:00 | 2018-05-20 08:00 | 56.35 | 2018 | 7.49 | 2018-05-31
Spain | ESP | 2018-05-20 07:00 | 2018-05-20 09:00 | 59.21 | 2018 | 7.49 | 2018-05-31
Spain | ESP | 2018-05-20 08:00 | 2018-05-20 10:00 | 59.63 | 2018 | 7.49 | 2018-05-31
Spain | ESP | 2018-05-20 09:00 | 2018-05-20 11:00 | 59.97 | 2018 | 7.49 | 2018-05-31
Spain | ESP | 2018-05-20 10:00 | 2018-05-20 12:00 | 59.97 | 2018 | 7.49 | 2018-05-31
Spain | ESP | 2018-05-20 11:00 | 2018-05-20 13:00 | 60 | 2018 | 7.49 | 2018-05-31
Spain | ESP | 2018-05-20 12:00 | 2018-05-20 14:00 | 60 | 2018 | 7.49 | 2018-05-31
Spain | ESP | 2018-05-20 13:00 | 2018-05-20 15:00 | 59.21 | 2018 | 7.49 | 2018-05-31
Spain | ESP | 2018-05-20 14:00 | 2018-05-20 16:00 | 57.33 | 2018 | 7.49 | 2018-05-31
Spain | ESP | 2018-05-20 15:00 | 2018-05-20 17:00 | 56.04 | 2018 | 7.49 | 2018-05-31
Spain | ESP | 2018-05-20 16:00 | 2018-05-20 18:00 | 55.5 | 2018 | 7.49 | 2018-05-31
Spain | ESP | 2018-05-20 17:00 | 2018-05-20 19:00 | 57.63 | 2018 | 7.49 | 2018-05-31
Spain | ESP | 2018-05-20 18:00 | 2018-05-20 20:00 | 59.45 | 2018 | 7.49 | 2018-05-31
Spain | ESP | 2018-05-20 19:00 | 2018-05-20 21:00 | 62.98 | 2018 | 7.49 | 2018-05-31
Spain | ESP | 2018-05-20 20:00 | 2018-05-20 22:00 | 63.01 | 2018 | 7.49 | 2018-05-31
Spain | ESP | 2018-05-20 21:00 | 2018-05-20 23:00 | 62.07 | 2018 | 7.49 | 2018-05-31
Spain | ESP | 2018-05-20 22:00 | 2018-05-21 | 59.63 | 2018 | 7.49 | 2018-05-31
Spain | ESP | 2018-05-20 23:00 | 2018-05-21 01:00 | 59.63 | 2018 | 7.49 | 2018-05-31
Spain | ESP | 2018-05-21 | 2018-05-21 02:00 | 59.45 | 2018 | 7.49 | 2018-05-31
Spain | ESP | 2018-05-21 01:00 | 2018-05-21 03:00 | 59.45 | 2018 | 7.49 | 2018-05-31
Spain | ESP | 2018-05-21 02:00 | 2018-05-21 04:00 | 59.63 | 2018 | 7.49 | 2018-05-31
Spain | ESP | 2018-05-21 03:00 | 2018-05-21 05:00 | 60 | 2018 | 7.49 | 2018-05-31
Spain | ESP | 2018-05-21 04:00 | 2018-05-21 06:00 | 61.8 | 2018 | 7.49 | 2018-05-31
Spain | ESP | 2018-05-21 05:00 | 2018-05-21 07:00 | 62.25 | 2018 | 7.49 | 2018-05-31
Spain | ESP | 2018-05-21 06:00 | 2018-05-21 08:00 | 64.09 | 2018 | 7.49 | 2018-05-31
Spain | ESP | 2018-05-21 07:00 | 2018-05-21 09:00 | 65 | 2018 | 7.49 | 2018-05-31
Spain | ESP | 2018-05-21 08:00 | 2018-05-21 10:00 | 64.62 | 2018 | 7.49 | 2018-05-31
Spain | ESP | 2018-05-21 09:00 | 2018-05-21 11:00 | 64.61 | 2018 | 7.49 | 2018-05-31
Spain | ESP | 2018-05-21 10:00 | 2018-05-21 12:00 | 64.62 | 2018 | 7.49 | 2018-05-31
Spain | ESP | 2018-05-21 11:00 | 2018-05-21 13:00 | 64.39 | 2018 | 7.49 | 2018-05-31
Spain | ESP | 2018-05-21 12:00 | 2018-05-21 14:00 | 64.09 | 2018 | 7.49 | 2018-05-31
Spain | ESP | 2018-05-21 13:00 | 2018-05-21 15:00 | 63.26 | 2018 | 7.49 | 2018-05-31
Spain | ESP | 2018-05-21 14:00 | 2018-05-21 16:00 | 63 | 2018 | 7.49 | 2018-05-31
Spain | ESP | 2018-05-21 15:00 | 2018-05-21 17:00 | 62.8 | 2018 | 7.49 | 2018-05-31
Spain | ESP | 2018-05-21 16:00 | 2018-05-21 18:00 | 61.3 | 2018 | 7.49 | 2018-05-31
Spain | ESP | 2018-05-21 17:00 | 2018-05-21 19:00 | 62.3 | 2018 | 7.49 | 2018-05-31
Spain | ESP | 2018-05-21 18:00 | 2018-05-21 20:00 | 64.01 | 2018 | 7.49 | 2018-05-31
Spain | ESP | 2018-05-21 19:00 | 2018-05-21 21:00 | 66 | 2018 | 7.49 | 2018-05-31
Spain | ESP | 2018-05-21 20:00 | 2018-05-21 22:00 | 65 | 2018 | 7.49 | 2018-05-31
Spain | ESP | 2018-05-21 21:00 | 2018-05-21 23:00 | 63.5 | 2018 | 7.49 | 2018-05-31
Spain | ESP | 2018-05-21 22:00 | 2018-05-22 | 65.1 | 2018 | 7.49 | 2018-05-31
Spain | ESP | 2018-05-21 23:00 | 2018-05-22 01:00 | 65 | 2018 | 7.49 | 2018-05-31
Spain | ESP | 2018-05-22 | 2018-05-22 02:00 | 64.62 | 2018 | 7.49 | 2018-05-31
Spain | ESP | 2018-05-22 01:00 | 2018-05-22 03:00 | 64.2 | 2018 | 7.49 | 2018-05-31
Spain | ESP | 2018-05-22 02:00 | 2018-05-22 04:00 | 64.01 | 2018 | 7.49 | 2018-05-31
Spain | ESP | 2018-05-22 03:00 | 2018-05-22 05:00 | 64.3 | 2018 | 7.49 | 2018-05-31
Spain | ESP | 2018-05-22 04:00 | 2018-05-22 06:00 | 64.62 | 2018 | 7.49 | 2018-05-31
Spain | ESP | 2018-05-22 05:00 | 2018-05-22 07:00 | 63.56 | 2018 | 7.49 | 2018-05-31
Spain | ESP | 2018-05-22 06:00 | 2018-05-22 08:00 | 63.36 | 2018 | 7.49 | 2018-05-31
Spain | ESP | 2018-05-22 07:00 | 2018-05-22 09:00 | 64.01 | 2018 | 7.49 | 2018-05-31
Spain | ESP | 2018-05-22 08:00 | 2018-05-22 10:00 | 63 | 2018 | 7.49 | 2018-05-31
Spain | ESP | 2018-05-22 09:00 | 2018-05-22 11:00 | 62.47 | 2018 | 7.49 | 2018-05-31
Spain | ESP | 2018-05-22 10:00 | 2018-05-22 12:00 | 62.69 | 2018 | 7.49 | 2018-05-31
Spain | ESP | 2018-05-22 11:00 | 2018-05-22 13:00 | 63.16 | 2018 | 7.49 | 2018-05-31
Spain | ESP | 2018-05-22 12:00 | 2018-05-22 14:00 | 62.7 | 2018 | 7.49 | 2018-05-31
Spain | ESP | 2018-05-22 13:00 | 2018-05-22 15:00 | 62.47 | 2018 | 7.49 | 2018-05-31
Spain | ESP | 2018-05-22 14:00 | 2018-05-22 16:00 | 62.47 | 2018 | 7.49 | 2018-05-31
Spain | ESP | 2018-05-22 15:00 | 2018-05-22 17:00 | 62.47 | 2018 | 7.49 | 2018-05-31
Spain | ESP | 2018-05-22 16:00 | 2018-05-22 18:00 | 62.26 | 2018 | 7.49 | 2018-05-31
Spain | ESP | 2018-05-22 17:00 | 2018-05-22 19:00 | 62.47 | 2018 | 7.49 | 2018-05-31
Spain | ESP | 2018-05-22 18:00 | 2018-05-22 20:00 | 63.16 | 2018 | 7.49 | 2018-05-31
Spain | ESP | 2018-05-22 19:00 | 2018-05-22 21:00 | 64.69 | 2018 | 7.49 | 2018-05-31
Spain | ESP | 2018-05-22 20:00 | 2018-05-22 22:00 | 63.56 | 2018 | 7.49 | 2018-05-31
Spain | ESP | 2018-05-22 21:00 | 2018-05-22 23:00 | 62.29 | 2018 | 7.49 | 2018-05-31
Spain | ESP | 2018-05-22 22:00 | 2018-05-23 | 64.21 | 2018 | 7.49 | 2018-05-31
Spain | ESP | 2018-05-22 23:00 | 2018-05-23 01:00 | 64.22 | 2018 | 7.49 | 2018-05-31
Spain | ESP | 2018-05-23 | 2018-05-23 02:00 | 63.69 | 2018 | 7.49 | 2018-05-31
Spain | ESP | 2018-05-23 01:00 | 2018-05-23 03:00 | 63.5 | 2018 | 7.49 | 2018-05-31
Spain | ESP | 2018-05-23 02:00 | 2018-05-23 04:00 | 63.79 | 2018 | 7.49 | 2018-05-31
Spain | ESP | 2018-05-23 03:00 | 2018-05-23 05:00 | 64.22 | 2018 | 7.49 | 2018-05-31
Spain | ESP | 2018-05-23 04:00 | 2018-05-23 06:00 | 65 | 2018 | 7.49 | 2018-05-31
Spain | ESP | 2018-05-23 05:00 | 2018-05-23 07:00 | 64.64 | 2018 | 7.49 | 2018-05-31
Spain | ESP | 2018-05-23 06:00 | 2018-05-23 08:00 | 65.99 | 2018 | 7.49 | 2018-05-31
Spain | ESP | 2018-05-23 07:00 | 2018-05-23 09:00 | 66.01 | 2018 | 7.49 | 2018-05-31
Spain | ESP | 2018-05-23 08:00 | 2018-05-23 10:00 | 65.88 | 2018 | 7.49 | 2018-05-31
Spain | ESP | 2018-05-23 09:00 | 2018-05-23 11:00 | 65.59 | 2018 | 7.49 | 2018-05-31
Spain | ESP | 2018-05-23 10:00 | 2018-05-23 12:00 | 65.89 | 2018 | 7.49 | 2018-05-31
Spain | ESP | 2018-05-23 11:00 | 2018-05-23 13:00 | 65.88 | 2018 | 7.49 | 2018-05-31
Spain | ESP | 2018-05-23 12:00 | 2018-05-23 14:00 | 64.89 | 2018 | 7.49 | 2018-05-31
Spain | ESP | 2018-05-23 13:00 | 2018-05-23 15:00 | 64.49 | 2018 | 7.49 | 2018-05-31
Spain | ESP | 2018-05-23 14:00 | 2018-05-23 16:00 | 64.79 | 2018 | 7.49 | 2018-05-31
Spain | ESP | 2018-05-23 15:00 | 2018-05-23 17:00 | 64.49 | 2018 | 7.49 | 2018-05-31
Spain | ESP | 2018-05-23 16:00 | 2018-05-23 18:00 | 64.22 | 2018 | 7.49 | 2018-05-31
Spain | ESP | 2018-05-23 17:00 | 2018-05-23 19:00 | 64.63 | 2018 | 7.49 | 2018-05-31
Spain | ESP | 2018-05-23 18:00 | 2018-05-23 20:00 | 65.03 | 2018 | 7.49 | 2018-05-31
Spain | ESP | 2018-05-23 19:00 | 2018-05-23 21:00 | 66.64 | 2018 | 7.49 | 2018-05-31
Spain | ESP | 2018-05-23 20:00 | 2018-05-23 22:00 | 65.1 | 2018 | 7.49 | 2018-05-31
Spain | ESP | 2018-05-23 21:00 | 2018-05-23 23:00 | 65 | 2018 | 7.49 | 2018-05-31
Spain | ESP | 2018-05-23 22:00 | 2018-05-24 | 66.45 | 2018 | 7.49 | 2018-05-31
Spain | ESP | 2018-05-23 23:00 | 2018-05-24 01:00 | 65.96 | 2018 | 7.49 | 2018-05-31
Spain | ESP | 2018-05-24 | 2018-05-24 02:00 | 64.97 | 2018 | 7.49 | 2018-05-31
Spain | ESP | 2018-05-24 01:00 | 2018-05-24 03:00 | 64.64 | 2018 | 7.49 | 2018-05-31
Spain | ESP | 2018-05-24 02:00 | 2018-05-24 04:00 | 64.63 | 2018 | 7.49 | 2018-05-31
Spain | ESP | 2018-05-24 03:00 | 2018-05-24 05:00 | 64.65 | 2018 | 7.49 | 2018-05-31
Spain | ESP | 2018-05-24 04:00 | 2018-05-24 06:00 | 65 | 2018 | 7.49 | 2018-05-31
Spain | ESP | 2018-05-24 05:00 | 2018-05-24 07:00 | 64.97 | 2018 | 7.49 | 2018-05-31
Spain | ESP | 2018-05-24 06:00 | 2018-05-24 08:00 | 65.01 | 2018 | 7.49 | 2018-05-31
Spain | ESP | 2018-05-24 07:00 | 2018-05-24 09:00 | 65.96 | 2018 | 7.49 | 2018-05-31
Spain | ESP | 2018-05-24 08:00 | 2018-05-24 10:00 | 65 | 2018 | 7.49 | 2018-05-31
Spain | ESP | 2018-05-24 09:00 | 2018-05-24 11:00 | 64.65 | 2018 | 7.49 | 2018-05-31
Spain | ESP | 2018-05-24 10:00 | 2018-05-24 12:00 | 64.63 | 2018 | 7.49 | 2018-05-31
Spain | ESP | 2018-05-24 11:00 | 2018-05-24 13:00 | 64.52 | 2018 | 7.49 | 2018-05-31
Spain | ESP | 2018-05-24 12:00 | 2018-05-24 14:00 | 63.47 | 2018 | 7.49 | 2018-05-31
Spain | ESP | 2018-05-24 13:00 | 2018-05-24 15:00 | 62.03 | 2018 | 7.49 | 2018-05-31
Spain | ESP | 2018-05-24 14:00 | 2018-05-24 16:00 | 60.34 | 2018 | 7.49 | 2018-05-31
Spain | ESP | 2018-05-24 15:00 | 2018-05-24 17:00 | 60.68 | 2018 | 7.49 | 2018-05-31
Spain | ESP | 2018-05-24 16:00 | 2018-05-24 18:00 | 61.36 | 2018 | 7.49 | 2018-05-31
Spain | ESP | 2018-05-24 17:00 | 2018-05-24 19:00 | 63.34 | 2018 | 7.49 | 2018-05-31
Spain | ESP | 2018-05-24 18:00 | 2018-05-24 20:00 | 64.45 | 2018 | 7.49 | 2018-05-31
Spain | ESP | 2018-05-24 19:00 | 2018-05-24 21:00 | 64.99 | 2018 | 7.49 | 2018-05-31
Spain | ESP | 2018-05-24 20:00 | 2018-05-24 22:00 | 64.45 | 2018 | 7.49 | 2018-05-31
Spain | ESP | 2018-05-24 21:00 | 2018-05-24 23:00 | 64.01 | 2018 | 7.49 | 2018-05-31
Spain | ESP | 2018-05-24 22:00 | 2018-05-25 | 64.63 | 2018 | 7.49 | 2018-05-31
Spain | ESP | 2018-05-24 23:00 | 2018-05-25 01:00 | 64.49 | 2018 | 7.49 | 2018-05-31
Spain | ESP | 2018-05-25 | 2018-05-25 02:00 | 63.49 | 2018 | 7.49 | 2018-05-31
Spain | ESP | 2018-05-25 01:00 | 2018-05-25 03:00 | 63.47 | 2018 | 7.49 | 2018-05-31
Spain | ESP | 2018-05-25 02:00 | 2018-05-25 04:00 | 63.47 | 2018 | 7.49 | 2018-05-31
Spain | ESP | 2018-05-25 03:00 | 2018-05-25 05:00 | 64.21 | 2018 | 7.49 | 2018-05-31
Spain | ESP | 2018-05-25 04:00 | 2018-05-25 06:00 | 64.84 | 2018 | 7.49 | 2018-05-31
Spain | ESP | 2018-05-25 05:00 | 2018-05-25 07:00 | 64.79 | 2018 | 7.49 | 2018-05-31
Spain | ESP | 2018-05-25 06:00 | 2018-05-25 08:00 | 65.88 | 2018 | 7.49 | 2018-05-31
Spain | ESP | 2018-05-25 07:00 | 2018-05-25 09:00 | 66.71 | 2018 | 7.49 | 2018-05-31
Spain | ESP | 2018-05-25 08:00 | 2018-05-25 10:00 | 66.7 | 2018 | 7.49 | 2018-05-31
Spain | ESP | 2018-05-25 09:00 | 2018-05-25 11:00 | 65.96 | 2018 | 7.49 | 2018-05-31
Spain | ESP | 2018-05-25 10:00 | 2018-05-25 12:00 | 65.52 | 2018 | 7.49 | 2018-05-31
Spain | ESP | 2018-05-25 11:00 | 2018-05-25 13:00 | 65 | 2018 | 7.49 | 2018-05-31
Spain | ESP | 2018-05-25 12:00 | 2018-05-25 14:00 | 64.45 | 2018 | 7.49 | 2018-05-31
Spain | ESP | 2018-05-25 13:00 | 2018-05-25 15:00 | 63.43 | 2018 | 7.49 | 2018-05-31
Spain | ESP | 2018-05-25 14:00 | 2018-05-25 16:00 | 62.95 | 2018 | 7.49 | 2018-05-31
Spain | ESP | 2018-05-25 15:00 | 2018-05-25 17:00 | 62.03 | 2018 | 7.49 | 2018-05-31
Spain | ESP | 2018-05-25 16:00 | 2018-05-25 18:00 | 63.43 | 2018 | 7.49 | 2018-05-31
Spain | ESP | 2018-05-25 17:00 | 2018-05-25 19:00 | 64.49 | 2018 | 7.49 | 2018-05-31
Spain | ESP | 2018-05-25 18:00 | 2018-05-25 20:00 | 64.99 | 2018 | 7.49 | 2018-05-31
Spain | ESP | 2018-05-25 19:00 | 2018-05-25 21:00 | 67.05 | 2018 | 7.49 | 2018-05-31
Spain | ESP | 2018-05-25 20:00 | 2018-05-25 22:00 | 66.1 | 2018 | 7.49 | 2018-05-31
Spain | ESP | 2018-05-25 21:00 | 2018-05-25 23:00 | 65.66 | 2018 | 7.49 | 2018-05-31
Spain | ESP | 2018-05-25 22:00 | 2018-05-26 | 64.97 | 2018 | 7.49 | 2018-05-31
Spain | ESP | 2018-05-25 23:00 | 2018-05-26 01:00 | 63.65 | 2018 | 7.49 | 2018-05-31
Spain | ESP | 2018-05-26 | 2018-05-26 02:00 | 60.9 | 2018 | 7.49 | 2018-05-31
Spain | ESP | 2018-05-26 01:00 | 2018-05-26 03:00 | 60.9 | 2018 | 7.49 | 2018-05-31
Spain | ESP | 2018-05-26 02:00 | 2018-05-26 04:00 | 60.59 | 2018 | 7.49 | 2018-05-31
Spain | ESP | 2018-05-26 03:00 | 2018-05-26 05:00 | 60.6 | 2018 | 7.49 | 2018-05-31
Spain | ESP | 2018-05-26 04:00 | 2018-05-26 06:00 | 59.41 | 2018 | 7.49 | 2018-05-31
Spain | ESP | 2018-05-26 05:00 | 2018-05-26 07:00 | 57.99 | 2018 | 7.49 | 2018-05-31
Spain | ESP | 2018-05-26 06:00 | 2018-05-26 08:00 | 61.88 | 2018 | 7.49 | 2018-05-31
Spain | ESP | 2018-05-26 07:00 | 2018-05-26 09:00 | 64.16 | 2018 | 7.49 | 2018-05-31
Spain | ESP | 2018-05-26 08:00 | 2018-05-26 10:00 | 64.5 | 2018 | 7.49 | 2018-05-31
Spain | ESP | 2018-05-26 09:00 | 2018-05-26 11:00 | 64.45 | 2018 | 7.49 | 2018-05-31
Spain | ESP | 2018-05-26 10:00 | 2018-05-26 12:00 | 63.99 | 2018 | 7.49 | 2018-05-31
Spain | ESP | 2018-05-26 11:00 | 2018-05-26 13:00 | 63.47 | 2018 | 7.49 | 2018-05-31
Spain | ESP | 2018-05-26 12:00 | 2018-05-26 14:00 | 60.71 | 2018 | 7.49 | 2018-05-31
Spain | ESP | 2018-05-26 13:00 | 2018-05-26 15:00 | 55 | 2018 | 7.49 | 2018-05-31
Spain | ESP | 2018-05-26 14:00 | 2018-05-26 16:00 | 51.2 | 2018 | 7.49 | 2018-05-31
Spain | ESP | 2018-05-26 15:00 | 2018-05-26 17:00 | 51.2 | 2018 | 7.49 | 2018-05-31
Spain | ESP | 2018-05-26 16:00 | 2018-05-26 18:00 | 53.08 | 2018 | 7.49 | 2018-05-31
Spain | ESP | 2018-05-26 17:00 | 2018-05-26 19:00 | 60.99 | 2018 | 7.49 | 2018-05-31
Spain | ESP | 2018-05-26 18:00 | 2018-05-26 20:00 | 64.45 | 2018 | 7.49 | 2018-05-31
Spain | ESP | 2018-05-26 19:00 | 2018-05-26 21:00 | 66.26 | 2018 | 7.49 | 2018-05-31
Spain | ESP | 2018-05-26 20:00 | 2018-05-26 22:00 | 66.29 | 2018 | 7.49 | 2018-05-31
Spain | ESP | 2018-05-26 21:00 | 2018-05-26 23:00 | 66.1 | 2018 | 7.49 | 2018-05-31
Spain | ESP | 2018-05-26 22:00 | 2018-05-27 | 64.97 | 2018 | 7.49 | 2018-05-31
Spain | ESP | 2018-05-26 23:00 | 2018-05-27 01:00 | 64.45 | 2018 | 7.49 | 2018-05-31
Spain | ESP | 2018-05-27 | 2018-05-27 02:00 | 63.47 | 2018 | 7.49 | 2018-05-31
Spain | ESP | 2018-05-27 01:00 | 2018-05-27 03:00 | 63.19 | 2018 | 7.49 | 2018-05-31
Spain | ESP | 2018-05-27 02:00 | 2018-05-27 04:00 | 61.85 | 2018 | 7.49 | 2018-05-31
Spain | ESP | 2018-05-27 03:00 | 2018-05-27 05:00 | 60 | 2018 | 7.49 | 2018-05-31
Spain | ESP | 2018-05-27 04:00 | 2018-05-27 06:00 | 59 | 2018 | 7.49 | 2018-05-31
Spain | ESP | 2018-05-27 05:00 | 2018-05-27 07:00 | 55.43 | 2018 | 7.49 | 2018-05-31
Spain | ESP | 2018-05-27 06:00 | 2018-05-27 08:00 | 59.43 | 2018 | 7.49 | 2018-05-31
Spain | ESP | 2018-05-27 07:00 | 2018-05-27 09:00 | 62.21 | 2018 | 7.49 | 2018-05-31
Spain | ESP | 2018-05-27 08:00 | 2018-05-27 10:00 | 63.47 | 2018 | 7.49 | 2018-05-31
Spain | ESP | 2018-05-27 09:00 | 2018-05-27 11:00 | 64.21 | 2018 | 7.49 | 2018-05-31
Spain | ESP | 2018-05-27 10:00 | 2018-05-27 12:00 | 64.45 | 2018 | 7.49 | 2018-05-31
Spain | ESP | 2018-05-27 11:00 | 2018-05-27 13:00 | 64.45 | 2018 | 7.49 | 2018-05-31
Spain | ESP | 2018-05-27 12:00 | 2018-05-27 14:00 | 63.43 | 2018 | 7.49 | 2018-05-31
Spain | ESP | 2018-05-27 13:00 | 2018-05-27 15:00 | 58 | 2018 | 7.49 | 2018-05-31
Spain | ESP | 2018-05-27 14:00 | 2018-05-27 16:00 | 52 | 2018 | 7.49 | 2018-05-31
Spain | ESP | 2018-05-27 15:00 | 2018-05-27 17:00 | 51.15 | 2018 | 7.49 | 2018-05-31
Spain | ESP | 2018-05-27 16:00 | 2018-05-27 18:00 | 50.22 | 2018 | 7.49 | 2018-05-31
Spain | ESP | 2018-05-27 17:00 | 2018-05-27 19:00 | 51.17 | 2018 | 7.49 | 2018-05-31
Spain | ESP | 2018-05-27 18:00 | 2018-05-27 20:00 | 55.43 | 2018 | 7.49 | 2018-05-31
Spain | ESP | 2018-05-27 19:00 | 2018-05-27 21:00 | 64.21 | 2018 | 7.49 | 2018-05-31
Spain | ESP | 2018-05-27 20:00 | 2018-05-27 22:00 | 64.45 | 2018 | 7.49 | 2018-05-31
Spain | ESP | 2018-05-27 21:00 | 2018-05-27 23:00 | 61.85 | 2018 | 7.49 | 2018-05-31
Spain | ESP | 2018-05-27 22:00 | 2018-05-28 | 62 | 2018 | 7.49 | 2018-05-31
Spain | ESP | 2018-05-27 23:00 | 2018-05-28 01:00 | 59.01 | 2018 | 7.49 | 2018-05-31
Spain | ESP | 2018-05-28 | 2018-05-28 02:00 | 51.17 | 2018 | 7.49 | 2018-05-31
Spain | ESP | 2018-05-28 01:00 | 2018-05-28 03:00 | 50.22 | 2018 | 7.49 | 2018-05-31
Spain | ESP | 2018-05-28 02:00 | 2018-05-28 04:00 | 50.22 | 2018 | 7.49 | 2018-05-31
Spain | ESP | 2018-05-28 03:00 | 2018-05-28 05:00 | 51.17 | 2018 | 7.49 | 2018-05-31
Spain | ESP | 2018-05-28 04:00 | 2018-05-28 06:00 | 59.9 | 2018 | 7.49 | 2018-05-31
Spain | ESP | 2018-05-28 05:00 | 2018-05-28 07:00 | 63.47 | 2018 | 7.49 | 2018-05-31
Spain | ESP | 2018-05-28 06:00 | 2018-05-28 08:00 | 64.64 | 2018 | 7.49 | 2018-05-31
Spain | ESP | 2018-05-28 07:00 | 2018-05-28 09:00 | 66.1 | 2018 | 7.49 | 2018-05-31
Spain | ESP | 2018-05-28 08:00 | 2018-05-28 10:00 | 66.19 | 2018 | 7.49 | 2018-05-31
Spain | ESP | 2018-05-28 09:00 | 2018-05-28 11:00 | 66.29 | 2018 | 7.49 | 2018-05-31
Spain | ESP | 2018-05-28 10:00 | 2018-05-28 12:00 | 66.69 | 2018 | 7.49 | 2018-05-31
Spain | ESP | 2018-05-28 11:00 | 2018-05-28 13:00 | 65.9 | 2018 | 7.49 | 2018-05-31
Spain | ESP | 2018-05-28 12:00 | 2018-05-28 14:00 | 64.63 | 2018 | 7.49 | 2018-05-31
Spain | ESP | 2018-05-28 13:00 | 2018-05-28 15:00 | 64.45 | 2018 | 7.49 | 2018-05-31
Spain | ESP | 2018-05-28 14:00 | 2018-05-28 16:00 | 63.65 | 2018 | 7.49 | 2018-05-31
Spain | ESP | 2018-05-28 15:00 | 2018-05-28 17:00 | 63.19 | 2018 | 7.49 | 2018-05-31
Spain | ESP | 2018-05-28 16:00 | 2018-05-28 18:00 | 61.88 | 2018 | 7.49 | 2018-05-31
Spain | ESP | 2018-05-28 17:00 | 2018-05-28 19:00 | 64.21 | 2018 | 7.49 | 2018-05-31
Spain | ESP | 2018-05-28 18:00 | 2018-05-28 20:00 | 65.2 | 2018 | 7.49 | 2018-05-31
Spain | ESP | 2018-05-28 19:00 | 2018-05-28 21:00 | 67.13 | 2018 | 7.49 | 2018-05-31
Spain | ESP | 2018-05-28 20:00 | 2018-05-28 22:00 | 66.29 | 2018 | 7.49 | 2018-05-31
Spain | ESP | 2018-05-28 21:00 | 2018-05-28 23:00 | 65.2 | 2018 | 7.49 | 2018-05-31
Spain | ESP | 2018-05-28 22:00 | 2018-05-29 | 65.9 | 2018 | 7.49 | 2018-05-31
Spain | ESP | 2018-05-28 23:00 | 2018-05-29 01:00 | 64.97 | 2018 | 7.49 | 2018-05-31
Spain | ESP | 2018-05-29 | 2018-05-29 02:00 | 64.53 | 2018 | 7.49 | 2018-05-31
Spain | ESP | 2018-05-29 01:00 | 2018-05-29 03:00 | 64.5 | 2018 | 7.49 | 2018-05-31
Spain | ESP | 2018-05-29 02:00 | 2018-05-29 04:00 | 64.93 | 2018 | 7.49 | 2018-05-31
Spain | ESP | 2018-05-29 03:00 | 2018-05-29 05:00 | 65.15 | 2018 | 7.49 | 2018-05-31
Spain | ESP | 2018-05-29 04:00 | 2018-05-29 06:00 | 66.13 | 2018 | 7.49 | 2018-05-31
Spain | ESP | 2018-05-29 05:00 | 2018-05-29 07:00 | 66.26 | 2018 | 7.49 | 2018-05-31
Spain | ESP | 2018-05-29 06:00 | 2018-05-29 08:00 | 66.22 | 2018 | 7.49 | 2018-05-31
Spain | ESP | 2018-05-29 07:00 | 2018-05-29 09:00 | 66.47 | 2018 | 7.49 | 2018-05-31
Spain | ESP | 2018-05-29 08:00 | 2018-05-29 10:00 | 66.26 | 2018 | 7.49 | 2018-05-31
Spain | ESP | 2018-05-29 09:00 | 2018-05-29 11:00 | 66.13 | 2018 | 7.49 | 2018-05-31
Spain | ESP | 2018-05-29 10:00 | 2018-05-29 12:00 | 66.26 | 2018 | 7.49 | 2018-05-31
Spain | ESP | 2018-05-29 11:00 | 2018-05-29 13:00 | 66.13 | 2018 | 7.49 | 2018-05-31
Spain | ESP | 2018-05-29 12:00 | 2018-05-29 14:00 | 65.71 | 2018 | 7.49 | 2018-05-31
Spain | ESP | 2018-05-29 13:00 | 2018-05-29 15:00 | 64.97 | 2018 | 7.49 | 2018-05-31
Spain | ESP | 2018-05-29 14:00 | 2018-05-29 16:00 | 64.5 | 2018 | 7.49 | 2018-05-31
Spain | ESP | 2018-05-29 15:00 | 2018-05-29 17:00 | 63.57 | 2018 | 7.49 | 2018-05-31
Spain | ESP | 2018-05-29 16:00 | 2018-05-29 18:00 | 63.29 | 2018 | 7.49 | 2018-05-31
Spain | ESP | 2018-05-29 17:00 | 2018-05-29 19:00 | 64.79 | 2018 | 7.49 | 2018-05-31
Spain | ESP | 2018-05-29 18:00 | 2018-05-29 20:00 | 66 | 2018 | 7.49 | 2018-05-31
Spain | ESP | 2018-05-29 19:00 | 2018-05-29 21:00 | 66.5 | 2018 | 7.49 | 2018-05-31
Spain | ESP | 2018-05-29 20:00 | 2018-05-29 22:00 | 66.1 | 2018 | 7.49 | 2018-05-31
Spain | ESP | 2018-05-29 21:00 | 2018-05-29 23:00 | 65.81 | 2018 | 7.49 | 2018-05-31
Spain | ESP | 2018-05-29 22:00 | 2018-05-30 | 64.97 | 2018 | 7.49 | 2018-05-31
Spain | ESP | 2018-05-29 23:00 | 2018-05-30 01:00 | 64.29 | 2018 | 7.49 | 2018-05-31
Spain | ESP | 2018-05-30 | 2018-05-30 02:00 | 61.79 | 2018 | 7.49 | 2018-05-31
Spain | ESP | 2018-05-30 01:00 | 2018-05-30 03:00 | 60 | 2018 | 7.49 | 2018-05-31
Spain | ESP | 2018-05-30 02:00 | 2018-05-30 04:00 | 59.41 | 2018 | 7.49 | 2018-05-31
Spain | ESP | 2018-05-30 03:00 | 2018-05-30 05:00 | 61.79 | 2018 | 7.49 | 2018-05-31
Spain | ESP | 2018-05-30 04:00 | 2018-05-30 06:00 | 63.85 | 2018 | 7.49 | 2018-05-31
Spain | ESP | 2018-05-30 05:00 | 2018-05-30 07:00 | 65.94 | 2018 | 7.49 | 2018-05-31
Spain | ESP | 2018-05-30 06:00 | 2018-05-30 08:00 | 66.87 | 2018 | 7.49 | 2018-05-31
Spain | ESP | 2018-05-30 07:00 | 2018-05-30 09:00 | 67.67 | 2018 | 7.49 | 2018-05-31
Spain | ESP | 2018-05-30 08:00 | 2018-05-30 10:00 | 66.95 | 2018 | 7.49 | 2018-05-31
Spain | ESP | 2018-05-30 09:00 | 2018-05-30 11:00 | 67 | 2018 | 7.49 | 2018-05-31
Spain | ESP | 2018-05-30 10:00 | 2018-05-30 12:00 | 67.16 | 2018 | 7.49 | 2018-05-31
Spain | ESP | 2018-05-30 11:00 | 2018-05-30 13:00 | 66.79 | 2018 | 7.49 | 2018-05-31
Spain | ESP | 2018-05-30 12:00 | 2018-05-30 14:00 | 66.26 | 2018 | 7.49 | 2018-05-31
Spain | ESP | 2018-05-30 13:00 | 2018-05-30 15:00 | 65.95 | 2018 | 7.49 | 2018-05-31
Spain | ESP | 2018-05-30 14:00 | 2018-05-30 16:00 | 65.69 | 2018 | 7.49 | 2018-05-31
Spain | ESP | 2018-05-30 15:00 | 2018-05-30 17:00 | 64.97 | 2018 | 7.49 | 2018-05-31
Spain | ESP | 2018-05-30 16:00 | 2018-05-30 18:00 | 65.15 | 2018 | 7.49 | 2018-05-31
Spain | ESP | 2018-05-30 17:00 | 2018-05-30 19:00 | 65.79 | 2018 | 7.49 | 2018-05-31
Spain | ESP | 2018-05-30 18:00 | 2018-05-30 20:00 | 66.26 | 2018 | 7.49 | 2018-05-31
Spain | ESP | 2018-05-30 19:00 | 2018-05-30 21:00 | 66.81 | 2018 | 7.49 | 2018-05-31
Spain | ESP | 2018-05-30 20:00 | 2018-05-30 22:00 | 66.1 | 2018 | 7.49 | 2018-05-31
Spain | ESP | 2018-05-30 21:00 | 2018-05-30 23:00 | 65.15 | 2018 | 7.49 | 2018-05-31
Spain | ESP | 2018-05-30 22:00 | 2018-05-31 | 63.77 | 2018 | 7.49 | 2018-05-31
Spain | ESP | 2018-05-30 23:00 | 2018-05-31 01:00 | 54.95 | 2018 | 7.49 | 2018-05-31
Spain | ESP | 2018-05-31 | 2018-05-31 02:00 | 55.85 | 2018 | 7.49 | 2018-05-31
Spain | ESP | 2018-05-31 01:00 | 2018-05-31 03:00 | 55.43 | 2018 | 7.49 | 2018-05-31
Spain | ESP | 2018-05-31 02:00 | 2018-05-31 04:00 | 55.43 | 2018 | 7.49 | 2018-05-31
Spain | ESP | 2018-05-31 03:00 | 2018-05-31 05:00 | 57.8 | 2018 | 7.49 | 2018-05-31
Spain | ESP | 2018-05-31 04:00 | 2018-05-31 06:00 | 63.24 | 2018 | 7.49 | 2018-05-31
Spain | ESP | 2018-05-31 05:00 | 2018-05-31 07:00 | 63.82 | 2018 | 7.49 | 2018-05-31
Spain | ESP | 2018-05-31 06:00 | 2018-05-31 08:00 | 64.97 | 2018 | 7.49 | 2018-05-31
Spain | ESP | 2018-05-31 07:00 | 2018-05-31 09:00 | 64.63 | 2018 | 7.49 | 2018-05-31
Spain | ESP | 2018-05-31 08:00 | 2018-05-31 10:00 | 63.99 | 2018 | 7.49 | 2018-05-31
Spain | ESP | 2018-05-31 09:00 | 2018-05-31 11:00 | 64.01 | 2018 | 7.49 | 2018-05-31
Spain | ESP | 2018-05-31 10:00 | 2018-05-31 12:00 | 64.6 | 2018 | 7.49 | 2018-05-31
Spain | ESP | 2018-05-31 11:00 | 2018-05-31 13:00 | 64.67 | 2018 | 7.49 | 2018-05-31
Spain | ESP | 2018-05-31 12:00 | 2018-05-31 14:00 | 63.82 | 2018 | 7.49 | 2018-05-31
Spain | ESP | 2018-05-31 13:00 | 2018-05-31 15:00 | 63.47 | 2018 | 7.49 | 2018-05-31
Spain | ESP | 2018-05-31 14:00 | 2018-05-31 16:00 | 63.29 | 2018 | 7.49 | 2018-05-31
Spain | ESP | 2018-05-31 15:00 | 2018-05-31 17:00 | 63.01 | 2018 | 7.49 | 2018-05-31
Spain | ESP | 2018-05-31 16:00 | 2018-05-31 18:00 | 63.01 | 2018 | 7.49 | 2018-05-31
Spain | ESP | 2018-05-31 17:00 | 2018-05-31 19:00 | 63.82 | 2018 | 7.49 | 2018-05-31
Spain | ESP | 2018-05-31 18:00 | 2018-05-31 20:00 | 65.54 | 2018 | 7.49 | 2018-05-31
Spain | ESP | 2018-05-31 19:00 | 2018-05-31 21:00 | 67 | 2018 | 7.49 | 2018-05-31
Spain | ESP | 2018-05-31 20:00 | 2018-05-31 22:00 | 66.69 | 2018 | 7.49 | 2018-05-31
Spain | ESP | 2018-05-31 21:00 | 2018-05-31 23:00 | 64.97 | 2018 | 7.49 | 2018-05-31
Spain | ESP | 2018-05-31 22:00 | 2018-06-01 | 65.61 | 2018 | 7.49 | 2018-05-31
Spain | ESP | 2018-05-31 23:00 | 2018-06-01 01:00 | 64.82 | 2018 | 7.49 | 2018-05-31
Spain | ESP | 2018-06-01 | 2018-06-01 02:00 | 63.35 | 2018 | 7.45 | 2018-06-30
Spain | ESP | 2018-06-01 01:00 | 2018-06-01 03:00 | 63.04 | 2018 | 7.45 | 2018-06-30
Spain | ESP | 2018-06-01 02:00 | 2018-06-01 04:00 | 62.69 | 2018 | 7.45 | 2018-06-30
Spain | ESP | 2018-06-01 03:00 | 2018-06-01 05:00 | 62.4 | 2018 | 7.45 | 2018-06-30
Spain | ESP | 2018-06-01 04:00 | 2018-06-01 06:00 | 64.97 | 2018 | 7.45 | 2018-06-30
Spain | ESP | 2018-06-01 05:00 | 2018-06-01 07:00 | 64.97 | 2018 | 7.45 | 2018-06-30
Spain | ESP | 2018-06-01 06:00 | 2018-06-01 08:00 | 66.13 | 2018 | 7.45 | 2018-06-30
Spain | ESP | 2018-06-01 07:00 | 2018-06-01 09:00 | 66.26 | 2018 | 7.45 | 2018-06-30
Spain | ESP | 2018-06-01 08:00 | 2018-06-01 10:00 | 65.95 | 2018 | 7.45 | 2018-06-30
Spain | ESP | 2018-06-01 09:00 | 2018-06-01 11:00 | 65.08 | 2018 | 7.45 | 2018-06-30
Spain | ESP | 2018-06-01 10:00 | 2018-06-01 12:00 | 65.08 | 2018 | 7.45 | 2018-06-30
Spain | ESP | 2018-06-01 11:00 | 2018-06-01 13:00 | 64.97 | 2018 | 7.45 | 2018-06-30
Spain | ESP | 2018-06-01 12:00 | 2018-06-01 14:00 | 62.86 | 2018 | 7.45 | 2018-06-30
Spain | ESP | 2018-06-01 13:00 | 2018-06-01 15:00 | 60.52 | 2018 | 7.45 | 2018-06-30
Spain | ESP | 2018-06-01 14:00 | 2018-06-01 16:00 | 60 | 2018 | 7.45 | 2018-06-30
Spain | ESP | 2018-06-01 15:00 | 2018-06-01 17:00 | 59.85 | 2018 | 7.45 | 2018-06-30
Spain | ESP | 2018-06-01 16:00 | 2018-06-01 18:00 | 59.72 | 2018 | 7.45 | 2018-06-30
Spain | ESP | 2018-06-01 17:00 | 2018-06-01 19:00 | 60.75 | 2018 | 7.45 | 2018-06-30
Spain | ESP | 2018-06-01 18:00 | 2018-06-01 20:00 | 62.81 | 2018 | 7.45 | 2018-06-30
Spain | ESP | 2018-06-01 19:00 | 2018-06-01 21:00 | 64.14 | 2018 | 7.45 | 2018-06-30
Spain | ESP | 2018-06-01 20:00 | 2018-06-01 22:00 | 63.04 | 2018 | 7.45 | 2018-06-30
Spain | ESP | 2018-06-01 21:00 | 2018-06-01 23:00 | 60.16 | 2018 | 7.45 | 2018-06-30
Spain | ESP | 2018-06-01 22:00 | 2018-06-02 | 60.69 | 2018 | 7.45 | 2018-06-30
Spain | ESP | 2018-06-01 23:00 | 2018-06-02 01:00 | 59.74 | 2018 | 7.45 | 2018-06-30
Spain | ESP | 2018-06-02 | 2018-06-02 02:00 | 59.3 | 2018 | 7.45 | 2018-06-30
Spain | ESP | 2018-06-02 01:00 | 2018-06-02 03:00 | 58.33 | 2018 | 7.45 | 2018-06-30
Spain | ESP | 2018-06-02 02:00 | 2018-06-02 04:00 | 58 | 2018 | 7.45 | 2018-06-30
Spain | ESP | 2018-06-02 03:00 | 2018-06-02 05:00 | 57.07 | 2018 | 7.45 | 2018-06-30
Spain | ESP | 2018-06-02 04:00 | 2018-06-02 06:00 | 56.64 | 2018 | 7.45 | 2018-06-30
Spain | ESP | 2018-06-02 05:00 | 2018-06-02 07:00 | 56.64 | 2018 | 7.45 | 2018-06-30
Spain | ESP | 2018-06-02 06:00 | 2018-06-02 08:00 | 57.13 | 2018 | 7.45 | 2018-06-30
Spain | ESP | 2018-06-02 07:00 | 2018-06-02 09:00 | 63.61 | 2018 | 7.45 | 2018-06-30
Spain | ESP | 2018-06-02 08:00 | 2018-06-02 10:00 | 64.97 | 2018 | 7.45 | 2018-06-30
Spain | ESP | 2018-06-02 09:00 | 2018-06-02 11:00 | 64.97 | 2018 | 7.45 | 2018-06-30
Spain | ESP | 2018-06-02 10:00 | 2018-06-02 12:00 | 64.97 | 2018 | 7.45 | 2018-06-30
Spain | ESP | 2018-06-02 11:00 | 2018-06-02 13:00 | 64.97 | 2018 | 7.45 | 2018-06-30
Spain | ESP | 2018-06-02 12:00 | 2018-06-02 14:00 | 62.86 | 2018 | 7.45 | 2018-06-30
Spain | ESP | 2018-06-02 13:00 | 2018-06-02 15:00 | 58.64 | 2018 | 7.45 | 2018-06-30
Spain | ESP | 2018-06-02 14:00 | 2018-06-02 16:00 | 55 | 2018 | 7.45 | 2018-06-30
Spain | ESP | 2018-06-02 15:00 | 2018-06-02 17:00 | 54.54 | 2018 | 7.45 | 2018-06-30
Spain | ESP | 2018-06-02 16:00 | 2018-06-02 18:00 | 56.13 | 2018 | 7.45 | 2018-06-30
Spain | ESP | 2018-06-02 17:00 | 2018-06-02 19:00 | 61 | 2018 | 7.45 | 2018-06-30
Spain | ESP | 2018-06-02 18:00 | 2018-06-02 20:00 | 64.29 | 2018 | 7.45 | 2018-06-30
Spain | ESP | 2018-06-02 19:00 | 2018-06-02 21:00 | 66 | 2018 | 7.45 | 2018-06-30
Spain | ESP | 2018-06-02 20:00 | 2018-06-02 22:00 | 66 | 2018 | 7.45 | 2018-06-30
Spain | ESP | 2018-06-02 21:00 | 2018-06-02 23:00 | 65.71 | 2018 | 7.45 | 2018-06-30
Spain | ESP | 2018-06-02 22:00 | 2018-06-03 | 64.97 | 2018 | 7.45 | 2018-06-30
Spain | ESP | 2018-06-02 23:00 | 2018-06-03 01:00 | 64.93 | 2018 | 7.45 | 2018-06-30
Spain | ESP | 2018-06-03 | 2018-06-03 02:00 | 62.86 | 2018 | 7.45 | 2018-06-30
Spain | ESP | 2018-06-03 01:00 | 2018-06-03 03:00 | 61.37 | 2018 | 7.45 | 2018-06-30
Spain | ESP | 2018-06-03 02:00 | 2018-06-03 04:00 | 56.64 | 2018 | 7.45 | 2018-06-30
Spain | ESP | 2018-06-03 03:00 | 2018-06-03 05:00 | 52 | 2018 | 7.45 | 2018-06-30
Spain | ESP | 2018-06-03 04:00 | 2018-06-03 06:00 | 50.2 | 2018 | 7.45 | 2018-06-30
Spain | ESP | 2018-06-03 05:00 | 2018-06-03 07:00 | 49.95 | 2018 | 7.45 | 2018-06-30
Spain | ESP | 2018-06-03 06:00 | 2018-06-03 08:00 | 50 | 2018 | 7.45 | 2018-06-30
Spain | ESP | 2018-06-03 07:00 | 2018-06-03 09:00 | 53.01 | 2018 | 7.45 | 2018-06-30
Spain | ESP | 2018-06-03 08:00 | 2018-06-03 10:00 | 55 | 2018 | 7.45 | 2018-06-30
Spain | ESP | 2018-06-03 09:00 | 2018-06-03 11:00 | 54.64 | 2018 | 7.45 | 2018-06-30
Spain | ESP | 2018-06-03 10:00 | 2018-06-03 12:00 | 53.13 | 2018 | 7.45 | 2018-06-30
Spain | ESP | 2018-06-03 11:00 | 2018-06-03 13:00 | 52.04 | 2018 | 7.45 | 2018-06-30
Spain | ESP | 2018-06-03 12:00 | 2018-06-03 14:00 | 52.51 | 2018 | 7.45 | 2018-06-30
Spain | ESP | 2018-06-03 13:00 | 2018-06-03 15:00 | 49.71 | 2018 | 7.45 | 2018-06-30
Spain | ESP | 2018-06-03 14:00 | 2018-06-03 16:00 | 46.97 | 2018 | 7.45 | 2018-06-30
Spain | ESP | 2018-06-03 15:00 | 2018-06-03 17:00 | 46.87 | 2018 | 7.45 | 2018-06-30
Spain | ESP | 2018-06-03 16:00 | 2018-06-03 18:00 | 46.75 | 2018 | 7.45 | 2018-06-30
Spain | ESP | 2018-06-03 17:00 | 2018-06-03 19:00 | 49 | 2018 | 7.45 | 2018-06-30
Spain | ESP | 2018-06-03 18:00 | 2018-06-03 20:00 | 51.5 | 2018 | 7.45 | 2018-06-30
Spain | ESP | 2018-06-03 19:00 | 2018-06-03 21:00 | 63.03 | 2018 | 7.45 | 2018-06-30
Spain | ESP | 2018-06-03 20:00 | 2018-06-03 22:00 | 64.97 | 2018 | 7.45 | 2018-06-30
Spain | ESP | 2018-06-03 21:00 | 2018-06-03 23:00 | 61.79 | 2018 | 7.45 | 2018-06-30
Spain | ESP | 2018-06-03 22:00 | 2018-06-04 | 55.69 | 2018 | 7.45 | 2018-06-30
Spain | ESP | 2018-06-03 23:00 | 2018-06-04 01:00 | 51.94 | 2018 | 7.45 | 2018-06-30
Spain | ESP | 2018-06-04 | 2018-06-04 02:00 | 49.95 | 2018 | 7.45 | 2018-06-30
Spain | ESP | 2018-06-04 01:00 | 2018-06-04 03:00 | 49.66 | 2018 | 7.45 | 2018-06-30
Spain | ESP | 2018-06-04 02:00 | 2018-06-04 04:00 | 49 | 2018 | 7.45 | 2018-06-30
Spain | ESP | 2018-06-04 03:00 | 2018-06-04 05:00 | 49.89 | 2018 | 7.45 | 2018-06-30
Spain | ESP | 2018-06-04 04:00 | 2018-06-04 06:00 | 55 | 2018 | 7.45 | 2018-06-30
Spain | ESP | 2018-06-04 05:00 | 2018-06-04 07:00 | 61.01 | 2018 | 7.45 | 2018-06-30
Spain | ESP | 2018-06-04 06:00 | 2018-06-04 08:00 | 63.01 | 2018 | 7.45 | 2018-06-30
Spain | ESP | 2018-06-04 07:00 | 2018-06-04 09:00 | 63.35 | 2018 | 7.45 | 2018-06-30
Spain | ESP | 2018-06-04 08:00 | 2018-06-04 10:00 | 62.8 | 2018 | 7.45 | 2018-06-30
Spain | ESP | 2018-06-04 09:00 | 2018-06-04 11:00 | 61.79 | 2018 | 7.45 | 2018-06-30
Spain | ESP | 2018-06-04 10:00 | 2018-06-04 12:00 | 61.97 | 2018 | 7.45 | 2018-06-30
Spain | ESP | 2018-06-04 11:00 | 2018-06-04 13:00 | 61.29 | 2018 | 7.45 | 2018-06-30
Spain | ESP | 2018-06-04 12:00 | 2018-06-04 14:00 | 58.67 | 2018 | 7.45 | 2018-06-30
Spain | ESP | 2018-06-04 13:00 | 2018-06-04 15:00 | 56 | 2018 | 7.45 | 2018-06-30
Spain | ESP | 2018-06-04 14:00 | 2018-06-04 16:00 | 55 | 2018 | 7.45 | 2018-06-30
Spain | ESP | 2018-06-04 15:00 | 2018-06-04 17:00 | 56.07 | 2018 | 7.45 | 2018-06-30
Spain | ESP | 2018-06-04 16:00 | 2018-06-04 18:00 | 58.27 | 2018 | 7.45 | 2018-06-30
Spain | ESP | 2018-06-04 17:00 | 2018-06-04 19:00 | 61.79 | 2018 | 7.45 | 2018-06-30
Spain | ESP | 2018-06-04 18:00 | 2018-06-04 20:00 | 61.17 | 2018 | 7.45 | 2018-06-30
Spain | ESP | 2018-06-04 19:00 | 2018-06-04 21:00 | 64.53 | 2018 | 7.45 | 2018-06-30
Spain | ESP | 2018-06-04 20:00 | 2018-06-04 22:00 | 63.79 | 2018 | 7.45 | 2018-06-30
Spain | ESP | 2018-06-04 21:00 | 2018-06-04 23:00 | 58.51 | 2018 | 7.45 | 2018-06-30
Spain | ESP | 2018-06-04 22:00 | 2018-06-05 | 53.22 | 2018 | 7.45 | 2018-06-30
Spain | ESP | 2018-06-04 23:00 | 2018-06-05 01:00 | 52.33 | 2018 | 7.45 | 2018-06-30
Spain | ESP | 2018-06-05 | 2018-06-05 02:00 | 51 | 2018 | 7.45 | 2018-06-30
Spain | ESP | 2018-06-05 01:00 | 2018-06-05 03:00 | 50.17 | 2018 | 7.45 | 2018-06-30
Spain | ESP | 2018-06-05 02:00 | 2018-06-05 04:00 | 50.01 | 2018 | 7.45 | 2018-06-30
Spain | ESP | 2018-06-05 03:00 | 2018-06-05 05:00 | 50.79 | 2018 | 7.45 | 2018-06-30
Spain | ESP | 2018-06-05 04:00 | 2018-06-05 06:00 | 53.13 | 2018 | 7.45 | 2018-06-30
Spain | ESP | 2018-06-05 05:00 | 2018-06-05 07:00 | 58.01 | 2018 | 7.45 | 2018-06-30
Spain | ESP | 2018-06-05 06:00 | 2018-06-05 08:00 | 62.8 | 2018 | 7.45 | 2018-06-30
Spain | ESP | 2018-06-05 07:00 | 2018-06-05 09:00 | 63.9 | 2018 | 7.45 | 2018-06-30
Spain | ESP | 2018-06-05 08:00 | 2018-06-05 10:00 | 63.79 | 2018 | 7.45 | 2018-06-30
Spain | ESP | 2018-06-05 09:00 | 2018-06-05 11:00 | 62.8 | 2018 | 7.45 | 2018-06-30
Spain | ESP | 2018-06-05 10:00 | 2018-06-05 12:00 | 62.86 | 2018 | 7.45 | 2018-06-30
Spain | ESP | 2018-06-05 11:00 | 2018-06-05 13:00 | 62.87 | 2018 | 7.45 | 2018-06-30
Spain | ESP | 2018-06-05 12:00 | 2018-06-05 14:00 | 62.8 | 2018 | 7.45 | 2018-06-30
Spain | ESP | 2018-06-05 13:00 | 2018-06-05 15:00 | 60 | 2018 | 7.45 | 2018-06-30
Spain | ESP | 2018-06-05 14:00 | 2018-06-05 16:00 | 60 | 2018 | 7.45 | 2018-06-30
Spain | ESP | 2018-06-05 15:00 | 2018-06-05 17:00 | 60 | 2018 | 7.45 | 2018-06-30
Spain | ESP | 2018-06-05 16:00 | 2018-06-05 18:00 | 59.46 | 2018 | 7.45 | 2018-06-30
Spain | ESP | 2018-06-05 17:00 | 2018-06-05 19:00 | 62.7 | 2018 | 7.45 | 2018-06-30
Spain | ESP | 2018-06-05 18:00 | 2018-06-05 20:00 | 62.07 | 2018 | 7.45 | 2018-06-30
Spain | ESP | 2018-06-05 19:00 | 2018-06-05 21:00 | 64 | 2018 | 7.45 | 2018-06-30
Spain | ESP | 2018-06-05 20:00 | 2018-06-05 22:00 | 63 | 2018 | 7.45 | 2018-06-30
Spain | ESP | 2018-06-05 21:00 | 2018-06-05 23:00 | 59 | 2018 | 7.45 | 2018-06-30
Spain | ESP | 2018-06-05 22:00 | 2018-06-06 | 62.03 | 2018 | 7.45 | 2018-06-30
Spain | ESP | 2018-06-05 23:00 | 2018-06-06 01:00 | 61.33 | 2018 | 7.45 | 2018-06-30
Spain | ESP | 2018-06-06 | 2018-06-06 02:00 | 58.02 | 2018 | 7.45 | 2018-06-30
Spain | ESP | 2018-06-06 01:00 | 2018-06-06 03:00 | 56.64 | 2018 | 7.45 | 2018-06-30
Spain | ESP | 2018-06-06 02:00 | 2018-06-06 04:00 | 56.64 | 2018 | 7.45 | 2018-06-30
Spain | ESP | 2018-06-06 03:00 | 2018-06-06 05:00 | 57.52 | 2018 | 7.45 | 2018-06-30
Spain | ESP | 2018-06-06 04:00 | 2018-06-06 06:00 | 62.21 | 2018 | 7.45 | 2018-06-30
Spain | ESP | 2018-06-06 05:00 | 2018-06-06 07:00 | 64.93 | 2018 | 7.45 | 2018-06-30
Spain | ESP | 2018-06-06 06:00 | 2018-06-06 08:00 | 65.35 | 2018 | 7.45 | 2018-06-30
Spain | ESP | 2018-06-06 07:00 | 2018-06-06 09:00 | 65.65 | 2018 | 7.45 | 2018-06-30
Spain | ESP | 2018-06-06 08:00 | 2018-06-06 10:00 | 65.11 | 2018 | 7.45 | 2018-06-30
Spain | ESP | 2018-06-06 09:00 | 2018-06-06 11:00 | 65 | 2018 | 7.45 | 2018-06-30
Spain | ESP | 2018-06-06 10:00 | 2018-06-06 12:00 | 65.19 | 2018 | 7.45 | 2018-06-30
Spain | ESP | 2018-06-06 11:00 | 2018-06-06 13:00 | 65 | 2018 | 7.45 | 2018-06-30
Spain | ESP | 2018-06-06 12:00 | 2018-06-06 14:00 | 64.13 | 2018 | 7.45 | 2018-06-30
Spain | ESP | 2018-06-06 13:00 | 2018-06-06 15:00 | 62.86 | 2018 | 7.45 | 2018-06-30
Spain | ESP | 2018-06-06 14:00 | 2018-06-06 16:00 | 62.8 | 2018 | 7.45 | 2018-06-30
Spain | ESP | 2018-06-06 15:00 | 2018-06-06 17:00 | 62.79 | 2018 | 7.45 | 2018-06-30
Spain | ESP | 2018-06-06 16:00 | 2018-06-06 18:00 | 61.25 | 2018 | 7.45 | 2018-06-30
Spain | ESP | 2018-06-06 17:00 | 2018-06-06 19:00 | 63.31 | 2018 | 7.45 | 2018-06-30
Spain | ESP | 2018-06-06 18:00 | 2018-06-06 20:00 | 62.79 | 2018 | 7.45 | 2018-06-30
Spain | ESP | 2018-06-06 19:00 | 2018-06-06 21:00 | 64.4 | 2018 | 7.45 | 2018-06-30
Spain | ESP | 2018-06-06 20:00 | 2018-06-06 22:00 | 63.35 | 2018 | 7.45 | 2018-06-30
Spain | ESP | 2018-06-06 21:00 | 2018-06-06 23:00 | 62 | 2018 | 7.45 | 2018-06-30
Spain | ESP | 2018-06-06 22:00 | 2018-06-07 | 61.03 | 2018 | 7.45 | 2018-06-30
Spain | ESP | 2018-06-06 23:00 | 2018-06-07 01:00 | 60.96 | 2018 | 7.45 | 2018-06-30
Spain | ESP | 2018-06-07 | 2018-06-07 02:00 | 59.47 | 2018 | 7.45 | 2018-06-30
Spain | ESP | 2018-06-07 01:00 | 2018-06-07 03:00 | 56.64 | 2018 | 7.45 | 2018-06-30
Spain | ESP | 2018-06-07 02:00 | 2018-06-07 04:00 | 56.64 | 2018 | 7.45 | 2018-06-30
Spain | ESP | 2018-06-07 03:00 | 2018-06-07 05:00 | 56 | 2018 | 7.45 | 2018-06-30
Spain | ESP | 2018-06-07 04:00 | 2018-06-07 06:00 | 58.21 | 2018 | 7.45 | 2018-06-30
Spain | ESP | 2018-06-07 05:00 | 2018-06-07 07:00 | 60.96 | 2018 | 7.45 | 2018-06-30
Spain | ESP | 2018-06-07 06:00 | 2018-06-07 08:00 | 64.06 | 2018 | 7.45 | 2018-06-30
Spain | ESP | 2018-06-07 07:00 | 2018-06-07 09:00 | 65.2 | 2018 | 7.45 | 2018-06-30
Spain | ESP | 2018-06-07 08:00 | 2018-06-07 10:00 | 64.6 | 2018 | 7.45 | 2018-06-30
Spain | ESP | 2018-06-07 09:00 | 2018-06-07 11:00 | 64.6 | 2018 | 7.45 | 2018-06-30
Spain | ESP | 2018-06-07 10:00 | 2018-06-07 12:00 | 64.67 | 2018 | 7.45 | 2018-06-30
Spain | ESP | 2018-06-07 11:00 | 2018-06-07 13:00 | 63.73 | 2018 | 7.45 | 2018-06-30
Spain | ESP | 2018-06-07 12:00 | 2018-06-07 14:00 | 63.02 | 2018 | 7.45 | 2018-06-30
Spain | ESP | 2018-06-07 13:00 | 2018-06-07 15:00 | 62.99 | 2018 | 7.45 | 2018-06-30
Spain | ESP | 2018-06-07 14:00 | 2018-06-07 16:00 | 64 | 2018 | 7.45 | 2018-06-30
Spain | ESP | 2018-06-07 15:00 | 2018-06-07 17:00 | 64.29 | 2018 | 7.45 | 2018-06-30
Spain | ESP | 2018-06-07 16:00 | 2018-06-07 18:00 | 64.6 | 2018 | 7.45 | 2018-06-30
Spain | ESP | 2018-06-07 17:00 | 2018-06-07 19:00 | 65.51 | 2018 | 7.45 | 2018-06-30
Spain | ESP | 2018-06-07 18:00 | 2018-06-07 20:00 | 65.57 | 2018 | 7.45 | 2018-06-30
Spain | ESP | 2018-06-07 19:00 | 2018-06-07 21:00 | 65.96 | 2018 | 7.45 | 2018-06-30
Spain | ESP | 2018-06-07 20:00 | 2018-06-07 22:00 | 65.77 | 2018 | 7.45 | 2018-06-30
Spain | ESP | 2018-06-07 21:00 | 2018-06-07 23:00 | 64.6 | 2018 | 7.45 | 2018-06-30
Spain | ESP | 2018-06-07 22:00 | 2018-06-08 | 62.8 | 2018 | 7.45 | 2018-06-30
Spain | ESP | 2018-06-07 23:00 | 2018-06-08 01:00 | 62.01 | 2018 | 7.45 | 2018-06-30
Spain | ESP | 2018-06-08 | 2018-06-08 02:00 | 61.55 | 2018 | 7.45 | 2018-06-30
Spain | ESP | 2018-06-08 01:00 | 2018-06-08 03:00 | 60 | 2018 | 7.45 | 2018-06-30
Spain | ESP | 2018-06-08 02:00 | 2018-06-08 04:00 | 58.12 | 2018 | 7.45 | 2018-06-30
Spain | ESP | 2018-06-08 03:00 | 2018-06-08 05:00 | 58.31 | 2018 | 7.45 | 2018-06-30
Spain | ESP | 2018-06-08 04:00 | 2018-06-08 06:00 | 60.09 | 2018 | 7.45 | 2018-06-30
Spain | ESP | 2018-06-08 05:00 | 2018-06-08 07:00 | 61.6 | 2018 | 7.45 | 2018-06-30
Spain | ESP | 2018-06-08 06:00 | 2018-06-08 08:00 | 63.06 | 2018 | 7.45 | 2018-06-30
Spain | ESP | 2018-06-08 07:00 | 2018-06-08 09:00 | 64.6 | 2018 | 7.45 | 2018-06-30
Spain | ESP | 2018-06-08 08:00 | 2018-06-08 10:00 | 64.67 | 2018 | 7.45 | 2018-06-30
Spain | ESP | 2018-06-08 09:00 | 2018-06-08 11:00 | 64.6 | 2018 | 7.45 | 2018-06-30
Spain | ESP | 2018-06-08 10:00 | 2018-06-08 12:00 | 64.6 | 2018 | 7.45 | 2018-06-30
Spain | ESP | 2018-06-08 11:00 | 2018-06-08 13:00 | 63.5 | 2018 | 7.45 | 2018-06-30
Spain | ESP | 2018-06-08 12:00 | 2018-06-08 14:00 | 62.8 | 2018 | 7.45 | 2018-06-30
Spain | ESP | 2018-06-08 13:00 | 2018-06-08 15:00 | 61.55 | 2018 | 7.45 | 2018-06-30
Spain | ESP | 2018-06-08 14:00 | 2018-06-08 16:00 | 61.01 | 2018 | 7.45 | 2018-06-30
Spain | ESP | 2018-06-08 15:00 | 2018-06-08 17:00 | 61.01 | 2018 | 7.45 | 2018-06-30
Spain | ESP | 2018-06-08 16:00 | 2018-06-08 18:00 | 60.96 | 2018 | 7.45 | 2018-06-30
Spain | ESP | 2018-06-08 17:00 | 2018-06-08 19:00 | 61.9 | 2018 | 7.45 | 2018-06-30
Spain | ESP | 2018-06-08 18:00 | 2018-06-08 20:00 | 62.79 | 2018 | 7.45 | 2018-06-30
Spain | ESP | 2018-06-08 19:00 | 2018-06-08 21:00 | 63.5 | 2018 | 7.45 | 2018-06-30
Spain | ESP | 2018-06-08 20:00 | 2018-06-08 22:00 | 62.91 | 2018 | 7.45 | 2018-06-30
Spain | ESP | 2018-06-08 21:00 | 2018-06-08 23:00 | 61.9 | 2018 | 7.45 | 2018-06-30
Spain | ESP | 2018-06-08 22:00 | 2018-06-09 | 62.19 | 2018 | 7.45 | 2018-06-30
Spain | ESP | 2018-06-08 23:00 | 2018-06-09 01:00 | 61.1 | 2018 | 7.45 | 2018-06-30
Spain | ESP | 2018-06-09 | 2018-06-09 02:00 | 61.1 | 2018 | 7.45 | 2018-06-30
Spain | ESP | 2018-06-09 01:00 | 2018-06-09 03:00 | 61.1 | 2018 | 7.45 | 2018-06-30
Spain | ESP | 2018-06-09 02:00 | 2018-06-09 04:00 | 60.78 | 2018 | 7.45 | 2018-06-30
Spain | ESP | 2018-06-09 03:00 | 2018-06-09 05:00 | 59.59 | 2018 | 7.45 | 2018-06-30
Spain | ESP | 2018-06-09 04:00 | 2018-06-09 06:00 | 58.05 | 2018 | 7.45 | 2018-06-30
Spain | ESP | 2018-06-09 05:00 | 2018-06-09 07:00 | 56.47 | 2018 | 7.45 | 2018-06-30
Spain | ESP | 2018-06-09 06:00 | 2018-06-09 08:00 | 56.48 | 2018 | 7.45 | 2018-06-30
Spain | ESP | 2018-06-09 07:00 | 2018-06-09 09:00 | 60.96 | 2018 | 7.45 | 2018-06-30
Spain | ESP | 2018-06-09 08:00 | 2018-06-09 10:00 | 61.5 | 2018 | 7.45 | 2018-06-30
Spain | ESP | 2018-06-09 09:00 | 2018-06-09 11:00 | 61.03 | 2018 | 7.45 | 2018-06-30
Spain | ESP | 2018-06-09 10:00 | 2018-06-09 12:00 | 59.53 | 2018 | 7.45 | 2018-06-30
Spain | ESP | 2018-06-09 11:00 | 2018-06-09 13:00 | 59.59 | 2018 | 7.45 | 2018-06-30
Spain | ESP | 2018-06-09 12:00 | 2018-06-09 14:00 | 59.59 | 2018 | 7.45 | 2018-06-30
Spain | ESP | 2018-06-09 13:00 | 2018-06-09 15:00 | 53.1 | 2018 | 7.45 | 2018-06-30
Spain | ESP | 2018-06-09 14:00 | 2018-06-09 16:00 | 51.1 | 2018 | 7.45 | 2018-06-30
Spain | ESP | 2018-06-09 15:00 | 2018-06-09 17:00 | 50.34 | 2018 | 7.45 | 2018-06-30
Spain | ESP | 2018-06-09 16:00 | 2018-06-09 18:00 | 51.93 | 2018 | 7.45 | 2018-06-30
Spain | ESP | 2018-06-09 17:00 | 2018-06-09 19:00 | 56.07 | 2018 | 7.45 | 2018-06-30
Spain | ESP | 2018-06-09 18:00 | 2018-06-09 20:00 | 59.5 | 2018 | 7.45 | 2018-06-30
Spain | ESP | 2018-06-09 19:00 | 2018-06-09 21:00 | 62.78 | 2018 | 7.45 | 2018-06-30
Spain | ESP | 2018-06-09 20:00 | 2018-06-09 22:00 | 63.51 | 2018 | 7.45 | 2018-06-30
Spain | ESP | 2018-06-09 21:00 | 2018-06-09 23:00 | 62.79 | 2018 | 7.45 | 2018-06-30
Spain | ESP | 2018-06-09 22:00 | 2018-06-10 | 58.01 | 2018 | 7.45 | 2018-06-30
Spain | ESP | 2018-06-09 23:00 | 2018-06-10 01:00 | 57.12 | 2018 | 7.45 | 2018-06-30
Spain | ESP | 2018-06-10 | 2018-06-10 02:00 | 52.9 | 2018 | 7.45 | 2018-06-30
Spain | ESP | 2018-06-10 01:00 | 2018-06-10 03:00 | 52.97 | 2018 | 7.45 | 2018-06-30
Spain | ESP | 2018-06-10 02:00 | 2018-06-10 04:00 | 51.7 | 2018 | 7.45 | 2018-06-30
Spain | ESP | 2018-06-10 03:00 | 2018-06-10 05:00 | 51.62 | 2018 | 7.45 | 2018-06-30
Spain | ESP | 2018-06-10 04:00 | 2018-06-10 06:00 | 51.2 | 2018 | 7.45 | 2018-06-30
Spain | ESP | 2018-06-10 05:00 | 2018-06-10 07:00 | 50 | 2018 | 7.45 | 2018-06-30
Spain | ESP | 2018-06-10 06:00 | 2018-06-10 08:00 | 51.45 | 2018 | 7.45 | 2018-06-30
Spain | ESP | 2018-06-10 07:00 | 2018-06-10 09:00 | 53.5 | 2018 | 7.45 | 2018-06-30
Spain | ESP | 2018-06-10 08:00 | 2018-06-10 10:00 | 58.1 | 2018 | 7.45 | 2018-06-30
Spain | ESP | 2018-06-10 09:00 | 2018-06-10 11:00 | 59.01 | 2018 | 7.45 | 2018-06-30
Spain | ESP | 2018-06-10 10:00 | 2018-06-10 12:00 | 60 | 2018 | 7.45 | 2018-06-30
Spain | ESP | 2018-06-10 11:00 | 2018-06-10 13:00 | 60.6 | 2018 | 7.45 | 2018-06-30
Spain | ESP | 2018-06-10 12:00 | 2018-06-10 14:00 | 60.9 | 2018 | 7.45 | 2018-06-30
Spain | ESP | 2018-06-10 13:00 | 2018-06-10 15:00 | 60 | 2018 | 7.45 | 2018-06-30
Spain | ESP | 2018-06-10 14:00 | 2018-06-10 16:00 | 55 | 2018 | 7.45 | 2018-06-30
Spain | ESP | 2018-06-10 15:00 | 2018-06-10 17:00 | 52 | 2018 | 7.45 | 2018-06-30
Spain | ESP | 2018-06-10 16:00 | 2018-06-10 18:00 | 49.64 | 2018 | 7.45 | 2018-06-30
Spain | ESP | 2018-06-10 17:00 | 2018-06-10 19:00 | 51.49 | 2018 | 7.45 | 2018-06-30
Spain | ESP | 2018-06-10 18:00 | 2018-06-10 20:00 | 56.46 | 2018 | 7.45 | 2018-06-30
Spain | ESP | 2018-06-10 19:00 | 2018-06-10 21:00 | 62.62 | 2018 | 7.45 | 2018-06-30
Spain | ESP | 2018-06-10 20:00 | 2018-06-10 22:00 | 63.3 | 2018 | 7.45 | 2018-06-30
Spain | ESP | 2018-06-10 21:00 | 2018-06-10 23:00 | 62.16 | 2018 | 7.45 | 2018-06-30
Spain | ESP | 2018-06-10 22:00 | 2018-06-11 | 56.47 | 2018 | 7.45 | 2018-06-30
Spain | ESP | 2018-06-10 23:00 | 2018-06-11 01:00 | 54.9 | 2018 | 7.45 | 2018-06-30
Spain | ESP | 2018-06-11 | 2018-06-11 02:00 | 51.43 | 2018 | 7.45 | 2018-06-30
Spain | ESP | 2018-06-11 01:00 | 2018-06-11 03:00 | 51.43 | 2018 | 7.45 | 2018-06-30
Spain | ESP | 2018-06-11 02:00 | 2018-06-11 04:00 | 51.07 | 2018 | 7.45 | 2018-06-30
Spain | ESP | 2018-06-11 03:00 | 2018-06-11 05:00 | 51.67 | 2018 | 7.45 | 2018-06-30
Spain | ESP | 2018-06-11 04:00 | 2018-06-11 06:00 | 57.12 | 2018 | 7.45 | 2018-06-30
Spain | ESP | 2018-06-11 05:00 | 2018-06-11 07:00 | 59 | 2018 | 7.45 | 2018-06-30
Spain | ESP | 2018-06-11 06:00 | 2018-06-11 08:00 | 62.17 | 2018 | 7.45 | 2018-06-30
Spain | ESP | 2018-06-11 07:00 | 2018-06-11 09:00 | 63.04 | 2018 | 7.45 | 2018-06-30
Spain | ESP | 2018-06-11 08:00 | 2018-06-11 10:00 | 63.24 | 2018 | 7.45 | 2018-06-30
Spain | ESP | 2018-06-11 09:00 | 2018-06-11 11:00 | 63.44 | 2018 | 7.45 | 2018-06-30
Spain | ESP | 2018-06-11 10:00 | 2018-06-11 12:00 | 63.24 | 2018 | 7.45 | 2018-06-30
Spain | ESP | 2018-06-11 11:00 | 2018-06-11 13:00 | 63.04 | 2018 | 7.45 | 2018-06-30
Spain | ESP | 2018-06-11 12:00 | 2018-06-11 14:00 | 62.1 | 2018 | 7.45 | 2018-06-30
Spain | ESP | 2018-06-11 13:00 | 2018-06-11 15:00 | 60.87 | 2018 | 7.45 | 2018-06-30
Spain | ESP | 2018-06-11 14:00 | 2018-06-11 16:00 | 60.51 | 2018 | 7.45 | 2018-06-30
Spain | ESP | 2018-06-11 15:00 | 2018-06-11 17:00 | 60.2 | 2018 | 7.45 | 2018-06-30
Spain | ESP | 2018-06-11 16:00 | 2018-06-11 18:00 | 59.62 | 2018 | 7.45 | 2018-06-30
Spain | ESP | 2018-06-11 17:00 | 2018-06-11 19:00 | 59.09 | 2018 | 7.45 | 2018-06-30
Spain | ESP | 2018-06-11 18:00 | 2018-06-11 20:00 | 60.51 | 2018 | 7.45 | 2018-06-30
Spain | ESP | 2018-06-11 19:00 | 2018-06-11 21:00 | 62.78 | 2018 | 7.45 | 2018-06-30
Spain | ESP | 2018-06-11 20:00 | 2018-06-11 22:00 | 60.59 | 2018 | 7.45 | 2018-06-30
Spain | ESP | 2018-06-11 21:00 | 2018-06-11 23:00 | 58.37 | 2018 | 7.45 | 2018-06-30
Spain | ESP | 2018-06-11 22:00 | 2018-06-12 | 56.09 | 2018 | 7.45 | 2018-06-30
Spain | ESP | 2018-06-11 23:00 | 2018-06-12 01:00 | 52.01 | 2018 | 7.45 | 2018-06-30
Spain | ESP | 2018-06-12 | 2018-06-12 02:00 | 51.92 | 2018 | 7.45 | 2018-06-30
Spain | ESP | 2018-06-12 01:00 | 2018-06-12 03:00 | 51.42 | 2018 | 7.45 | 2018-06-30
Spain | ESP | 2018-06-12 02:00 | 2018-06-12 04:00 | 51.18 | 2018 | 7.45 | 2018-06-30
Spain | ESP | 2018-06-12 03:00 | 2018-06-12 05:00 | 51.48 | 2018 | 7.45 | 2018-06-30
Spain | ESP | 2018-06-12 04:00 | 2018-06-12 06:00 | 55.14 | 2018 | 7.45 | 2018-06-30
Spain | ESP | 2018-06-12 05:00 | 2018-06-12 07:00 | 55.02 | 2018 | 7.45 | 2018-06-30
Spain | ESP | 2018-06-12 06:00 | 2018-06-12 08:00 | 60.11 | 2018 | 7.45 | 2018-06-30
Spain | ESP | 2018-06-12 07:00 | 2018-06-12 09:00 | 60.51 | 2018 | 7.45 | 2018-06-30
Spain | ESP | 2018-06-12 08:00 | 2018-06-12 10:00 | 60.11 | 2018 | 7.45 | 2018-06-30
Spain | ESP | 2018-06-12 09:00 | 2018-06-12 11:00 | 60.11 | 2018 | 7.45 | 2018-06-30
Spain | ESP | 2018-06-12 10:00 | 2018-06-12 12:00 | 60.11 | 2018 | 7.45 | 2018-06-30
Spain | ESP | 2018-06-12 11:00 | 2018-06-12 13:00 | 59 | 2018 | 7.45 | 2018-06-30
Spain | ESP | 2018-06-12 12:00 | 2018-06-12 14:00 | 55.41 | 2018 | 7.45 | 2018-06-30
Spain | ESP | 2018-06-12 13:00 | 2018-06-12 15:00 | 51.5 | 2018 | 7.45 | 2018-06-30
Spain | ESP | 2018-06-12 14:00 | 2018-06-12 16:00 | 50.98 | 2018 | 7.45 | 2018-06-30
Spain | ESP | 2018-06-12 15:00 | 2018-06-12 17:00 | 51.62 | 2018 | 7.45 | 2018-06-30
Spain | ESP | 2018-06-12 16:00 | 2018-06-12 18:00 | 52.93 | 2018 | 7.45 | 2018-06-30
Spain | ESP | 2018-06-12 17:00 | 2018-06-12 19:00 | 54.08 | 2018 | 7.45 | 2018-06-30
Spain | ESP | 2018-06-12 18:00 | 2018-06-12 20:00 | 52.78 | 2018 | 7.45 | 2018-06-30
Spain | ESP | 2018-06-12 19:00 | 2018-06-12 21:00 | 58.39 | 2018 | 7.45 | 2018-06-30
Spain | ESP | 2018-06-12 20:00 | 2018-06-12 22:00 | 55.15 | 2018 | 7.45 | 2018-06-30
Spain | ESP | 2018-06-12 21:00 | 2018-06-12 23:00 | 50.66 | 2018 | 7.45 | 2018-06-30
Spain | ESP | 2018-06-12 22:00 | 2018-06-13 | 50.38 | 2018 | 7.45 | 2018-06-30
Spain | ESP | 2018-06-12 23:00 | 2018-06-13 01:00 | 51 | 2018 | 7.45 | 2018-06-30
Spain | ESP | 2018-06-13 | 2018-06-13 02:00 | 50 | 2018 | 7.45 | 2018-06-30
Spain | ESP | 2018-06-13 01:00 | 2018-06-13 03:00 | 48 | 2018 | 7.45 | 2018-06-30
Spain | ESP | 2018-06-13 02:00 | 2018-06-13 04:00 | 48 | 2018 | 7.45 | 2018-06-30
Spain | ESP | 2018-06-13 03:00 | 2018-06-13 05:00 | 49.65 | 2018 | 7.45 | 2018-06-30
Spain | ESP | 2018-06-13 04:00 | 2018-06-13 06:00 | 51.94 | 2018 | 7.45 | 2018-06-30
Spain | ESP | 2018-06-13 05:00 | 2018-06-13 07:00 | 54.05 | 2018 | 7.45 | 2018-06-30
Spain | ESP | 2018-06-13 06:00 | 2018-06-13 08:00 | 55.77 | 2018 | 7.45 | 2018-06-30
Spain | ESP | 2018-06-13 07:00 | 2018-06-13 09:00 | 55.2 | 2018 | 7.45 | 2018-06-30
Spain | ESP | 2018-06-13 08:00 | 2018-06-13 10:00 | 54.94 | 2018 | 7.45 | 2018-06-30
Spain | ESP | 2018-06-13 09:00 | 2018-06-13 11:00 | 55 | 2018 | 7.45 | 2018-06-30
Spain | ESP | 2018-06-13 10:00 | 2018-06-13 12:00 | 53.29 | 2018 | 7.45 | 2018-06-30
Spain | ESP | 2018-06-13 11:00 | 2018-06-13 13:00 | 54.05 | 2018 | 7.45 | 2018-06-30
Spain | ESP | 2018-06-13 12:00 | 2018-06-13 14:00 | 55 | 2018 | 7.45 | 2018-06-30
Spain | ESP | 2018-06-13 13:00 | 2018-06-13 15:00 | 53.85 | 2018 | 7.45 | 2018-06-30
Spain | ESP | 2018-06-13 14:00 | 2018-06-13 16:00 | 53.01 | 2018 | 7.45 | 2018-06-30
Spain | ESP | 2018-06-13 15:00 | 2018-06-13 17:00 | 52.7 | 2018 | 7.45 | 2018-06-30
Spain | ESP | 2018-06-13 16:00 | 2018-06-13 18:00 | 52.7 | 2018 | 7.45 | 2018-06-30
Spain | ESP | 2018-06-13 17:00 | 2018-06-13 19:00 | 54.94 | 2018 | 7.45 | 2018-06-30
Spain | ESP | 2018-06-13 18:00 | 2018-06-13 20:00 | 53.73 | 2018 | 7.45 | 2018-06-30
Spain | ESP | 2018-06-13 19:00 | 2018-06-13 21:00 | 55.09 | 2018 | 7.45 | 2018-06-30
Spain | ESP | 2018-06-13 20:00 | 2018-06-13 22:00 | 54.53 | 2018 | 7.45 | 2018-06-30
Spain | ESP | 2018-06-13 21:00 | 2018-06-13 23:00 | 51.71 | 2018 | 7.45 | 2018-06-30
Spain | ESP | 2018-06-13 22:00 | 2018-06-14 | 57.26 | 2018 | 7.45 | 2018-06-30
Spain | ESP | 2018-06-13 23:00 | 2018-06-14 01:00 | 57.05 | 2018 | 7.45 | 2018-06-30
Spain | ESP | 2018-06-14 | 2018-06-14 02:00 | 55.09 | 2018 | 7.45 | 2018-06-30
Spain | ESP | 2018-06-14 01:00 | 2018-06-14 03:00 | 54.98 | 2018 | 7.45 | 2018-06-30
Spain | ESP | 2018-06-14 02:00 | 2018-06-14 04:00 | 54.87 | 2018 | 7.45 | 2018-06-30
Spain | ESP | 2018-06-14 03:00 | 2018-06-14 05:00 | 55.09 | 2018 | 7.45 | 2018-06-30
Spain | ESP | 2018-06-14 04:00 | 2018-06-14 06:00 | 57.39 | 2018 | 7.45 | 2018-06-30
Spain | ESP | 2018-06-14 05:00 | 2018-06-14 07:00 | 54.98 | 2018 | 7.45 | 2018-06-30
Spain | ESP | 2018-06-14 06:00 | 2018-06-14 08:00 | 56.65 | 2018 | 7.45 | 2018-06-30
Spain | ESP | 2018-06-14 07:00 | 2018-06-14 09:00 | 58.75 | 2018 | 7.45 | 2018-06-30
Spain | ESP | 2018-06-14 08:00 | 2018-06-14 10:00 | 58.54 | 2018 | 7.45 | 2018-06-30
Spain | ESP | 2018-06-14 09:00 | 2018-06-14 11:00 | 58.5 | 2018 | 7.45 | 2018-06-30
Spain | ESP | 2018-06-14 10:00 | 2018-06-14 12:00 | 59.51 | 2018 | 7.45 | 2018-06-30
Spain | ESP | 2018-06-14 11:00 | 2018-06-14 13:00 | 59.29 | 2018 | 7.45 | 2018-06-30
Spain | ESP | 2018-06-14 12:00 | 2018-06-14 14:00 | 58.75 | 2018 | 7.45 | 2018-06-30
Spain | ESP | 2018-06-14 13:00 | 2018-06-14 15:00 | 59.67 | 2018 | 7.45 | 2018-06-30
Spain | ESP | 2018-06-14 14:00 | 2018-06-14 16:00 | 59.67 | 2018 | 7.45 | 2018-06-30
Spain | ESP | 2018-06-14 15:00 | 2018-06-14 17:00 | 59.67 | 2018 | 7.45 | 2018-06-30
Spain | ESP | 2018-06-14 16:00 | 2018-06-14 18:00 | 58.7 | 2018 | 7.45 | 2018-06-30
Spain | ESP | 2018-06-14 17:00 | 2018-06-14 19:00 | 57.02 | 2018 | 7.45 | 2018-06-30
Spain | ESP | 2018-06-14 18:00 | 2018-06-14 20:00 | 58.7 | 2018 | 7.45 | 2018-06-30
Spain | ESP | 2018-06-14 19:00 | 2018-06-14 21:00 | 60.11 | 2018 | 7.45 | 2018-06-30
Spain | ESP | 2018-06-14 20:00 | 2018-06-14 22:00 | 59.67 | 2018 | 7.45 | 2018-06-30
Spain | ESP | 2018-06-14 21:00 | 2018-06-14 23:00 | 58.24 | 2018 | 7.45 | 2018-06-30
Spain | ESP | 2018-06-14 22:00 | 2018-06-15 | 56.89 | 2018 | 7.45 | 2018-06-30
Spain | ESP | 2018-06-14 23:00 | 2018-06-15 01:00 | 57.38 | 2018 | 7.45 | 2018-06-30
Spain | ESP | 2018-06-15 | 2018-06-15 02:00 | 56.47 | 2018 | 7.45 | 2018-06-30
Spain | ESP | 2018-06-15 01:00 | 2018-06-15 03:00 | 55.19 | 2018 | 7.45 | 2018-06-30
Spain | ESP | 2018-06-15 02:00 | 2018-06-15 04:00 | 55.2 | 2018 | 7.45 | 2018-06-30
Spain | ESP | 2018-06-15 03:00 | 2018-06-15 05:00 | 56.89 | 2018 | 7.45 | 2018-06-30
Spain | ESP | 2018-06-15 04:00 | 2018-06-15 06:00 | 56.74 | 2018 | 7.45 | 2018-06-30
Spain | ESP | 2018-06-15 05:00 | 2018-06-15 07:00 | 59.92 | 2018 | 7.45 | 2018-06-30
Spain | ESP | 2018-06-15 06:00 | 2018-06-15 08:00 | 61.9 | 2018 | 7.45 | 2018-06-30
Spain | ESP | 2018-06-15 07:00 | 2018-06-15 09:00 | 61.76 | 2018 | 7.45 | 2018-06-30
Spain | ESP | 2018-06-15 08:00 | 2018-06-15 10:00 | 60.67 | 2018 | 7.45 | 2018-06-30
Spain | ESP | 2018-06-15 09:00 | 2018-06-15 11:00 | 60.46 | 2018 | 7.45 | 2018-06-30
Spain | ESP | 2018-06-15 10:00 | 2018-06-15 12:00 | 60.89 | 2018 | 7.45 | 2018-06-30
Spain | ESP | 2018-06-15 11:00 | 2018-06-15 13:00 | 60.54 | 2018 | 7.45 | 2018-06-30
Spain | ESP | 2018-06-15 12:00 | 2018-06-15 14:00 | 59.5 | 2018 | 7.45 | 2018-06-30
Spain | ESP | 2018-06-15 13:00 | 2018-06-15 15:00 | 57.51 | 2018 | 7.45 | 2018-06-30
Spain | ESP | 2018-06-15 14:00 | 2018-06-15 16:00 | 56.23 | 2018 | 7.45 | 2018-06-30
Spain | ESP | 2018-06-15 15:00 | 2018-06-15 17:00 | 56.69 | 2018 | 7.45 | 2018-06-30
Spain | ESP | 2018-06-15 16:00 | 2018-06-15 18:00 | 56.23 | 2018 | 7.45 | 2018-06-30
Spain | ESP | 2018-06-15 17:00 | 2018-06-15 19:00 | 56.35 | 2018 | 7.45 | 2018-06-30
Spain | ESP | 2018-06-15 18:00 | 2018-06-15 20:00 | 56.1 | 2018 | 7.45 | 2018-06-30
Spain | ESP | 2018-06-15 19:00 | 2018-06-15 21:00 | 56.49 | 2018 | 7.45 | 2018-06-30
Spain | ESP | 2018-06-15 20:00 | 2018-06-15 22:00 | 56.53 | 2018 | 7.45 | 2018-06-30
Spain | ESP | 2018-06-15 21:00 | 2018-06-15 23:00 | 53.12 | 2018 | 7.45 | 2018-06-30
Spain | ESP | 2018-06-15 22:00 | 2018-06-16 | 51.84 | 2018 | 7.45 | 2018-06-30
Spain | ESP | 2018-06-15 23:00 | 2018-06-16 01:00 | 51.22 | 2018 | 7.45 | 2018-06-30
Spain | ESP | 2018-06-16 | 2018-06-16 02:00 | 51.4 | 2018 | 7.45 | 2018-06-30
Spain | ESP | 2018-06-16 01:00 | 2018-06-16 03:00 | 51.1 | 2018 | 7.45 | 2018-06-30
Spain | ESP | 2018-06-16 02:00 | 2018-06-16 04:00 | 51.6 | 2018 | 7.45 | 2018-06-30
Spain | ESP | 2018-06-16 03:00 | 2018-06-16 05:00 | 51.4 | 2018 | 7.45 | 2018-06-30
Spain | ESP | 2018-06-16 04:00 | 2018-06-16 06:00 | 54 | 2018 | 7.45 | 2018-06-30
Spain | ESP | 2018-06-16 05:00 | 2018-06-16 07:00 | 51.63 | 2018 | 7.45 | 2018-06-30
Spain | ESP | 2018-06-16 06:00 | 2018-06-16 08:00 | 52.06 | 2018 | 7.45 | 2018-06-30
Spain | ESP | 2018-06-16 07:00 | 2018-06-16 09:00 | 52.19 | 2018 | 7.45 | 2018-06-30
Spain | ESP | 2018-06-16 08:00 | 2018-06-16 10:00 | 54.02 | 2018 | 7.45 | 2018-06-30
Spain | ESP | 2018-06-16 09:00 | 2018-06-16 11:00 | 55 | 2018 | 7.45 | 2018-06-30
Spain | ESP | 2018-06-16 10:00 | 2018-06-16 12:00 | 55 | 2018 | 7.45 | 2018-06-30
Spain | ESP | 2018-06-16 11:00 | 2018-06-16 13:00 | 55 | 2018 | 7.45 | 2018-06-30
Spain | ESP | 2018-06-16 12:00 | 2018-06-16 14:00 | 57 | 2018 | 7.45 | 2018-06-30
Spain | ESP | 2018-06-16 13:00 | 2018-06-16 15:00 | 52.11 | 2018 | 7.45 | 2018-06-30
Spain | ESP | 2018-06-16 14:00 | 2018-06-16 16:00 | 51.7 | 2018 | 7.45 | 2018-06-30
Spain | ESP | 2018-06-16 15:00 | 2018-06-16 17:00 | 51.2 | 2018 | 7.45 | 2018-06-30
Spain | ESP | 2018-06-16 16:00 | 2018-06-16 18:00 | 51.39 | 2018 | 7.45 | 2018-06-30
Spain | ESP | 2018-06-16 17:00 | 2018-06-16 19:00 | 51.18 | 2018 | 7.45 | 2018-06-30
Spain | ESP | 2018-06-16 18:00 | 2018-06-16 20:00 | 52 | 2018 | 7.45 | 2018-06-30
Spain | ESP | 2018-06-16 19:00 | 2018-06-16 21:00 | 56.9 | 2018 | 7.45 | 2018-06-30
Spain | ESP | 2018-06-16 20:00 | 2018-06-16 22:00 | 54.9 | 2018 | 7.45 | 2018-06-30
Spain | ESP | 2018-06-16 21:00 | 2018-06-16 23:00 | 52.15 | 2018 | 7.45 | 2018-06-30
Spain | ESP | 2018-06-16 22:00 | 2018-06-17 | 47.4 | 2018 | 7.45 | 2018-06-30
Spain | ESP | 2018-06-16 23:00 | 2018-06-17 01:00 | 48 | 2018 | 7.45 | 2018-06-30
Spain | ESP | 2018-06-17 | 2018-06-17 02:00 | 44.1 | 2018 | 7.45 | 2018-06-30
Spain | ESP | 2018-06-17 01:00 | 2018-06-17 03:00 | 43.49 | 2018 | 7.45 | 2018-06-30
Spain | ESP | 2018-06-17 02:00 | 2018-06-17 04:00 | 42.74 | 2018 | 7.45 | 2018-06-30
Spain | ESP | 2018-06-17 03:00 | 2018-06-17 05:00 | 42.61 | 2018 | 7.45 | 2018-06-30
Spain | ESP | 2018-06-17 04:00 | 2018-06-17 06:00 | 41.98 | 2018 | 7.45 | 2018-06-30
Spain | ESP | 2018-06-17 05:00 | 2018-06-17 07:00 | 41.98 | 2018 | 7.45 | 2018-06-30
Spain | ESP | 2018-06-17 06:00 | 2018-06-17 08:00 | 42.99 | 2018 | 7.45 | 2018-06-30
Spain | ESP | 2018-06-17 07:00 | 2018-06-17 09:00 | 44.1 | 2018 | 7.45 | 2018-06-30
Spain | ESP | 2018-06-17 08:00 | 2018-06-17 10:00 | 44.1 | 2018 | 7.45 | 2018-06-30
Spain | ESP | 2018-06-17 09:00 | 2018-06-17 11:00 | 44.76 | 2018 | 7.45 | 2018-06-30
Spain | ESP | 2018-06-17 10:00 | 2018-06-17 12:00 | 46.89 | 2018 | 7.45 | 2018-06-30
Spain | ESP | 2018-06-17 11:00 | 2018-06-17 13:00 | 50 | 2018 | 7.45 | 2018-06-30
Spain | ESP | 2018-06-17 12:00 | 2018-06-17 14:00 | 47.5 | 2018 | 7.45 | 2018-06-30
Spain | ESP | 2018-06-17 13:00 | 2018-06-17 15:00 | 44.1 | 2018 | 7.45 | 2018-06-30
Spain | ESP | 2018-06-17 14:00 | 2018-06-17 16:00 | 41.78 | 2018 | 7.45 | 2018-06-30
Spain | ESP | 2018-06-17 15:00 | 2018-06-17 17:00 | 41.58 | 2018 | 7.45 | 2018-06-30
Spain | ESP | 2018-06-17 16:00 | 2018-06-17 18:00 | 41.58 | 2018 | 7.45 | 2018-06-30
Spain | ESP | 2018-06-17 17:00 | 2018-06-17 19:00 | 41.88 | 2018 | 7.45 | 2018-06-30
Spain | ESP | 2018-06-17 18:00 | 2018-06-17 20:00 | 43.99 | 2018 | 7.45 | 2018-06-30
Spain | ESP | 2018-06-17 19:00 | 2018-06-17 21:00 | 50.4 | 2018 | 7.45 | 2018-06-30
Spain | ESP | 2018-06-17 20:00 | 2018-06-17 22:00 | 53.07 | 2018 | 7.45 | 2018-06-30
Spain | ESP | 2018-06-17 21:00 | 2018-06-17 23:00 | 45.5 | 2018 | 7.45 | 2018-06-30
Spain | ESP | 2018-06-17 22:00 | 2018-06-18 | 55.23 | 2018 | 7.45 | 2018-06-30
Spain | ESP | 2018-06-17 23:00 | 2018-06-18 01:00 | 54.38 | 2018 | 7.45 | 2018-06-30
Spain | ESP | 2018-06-18 | 2018-06-18 02:00 | 53.13 | 2018 | 7.45 | 2018-06-30
Spain | ESP | 2018-06-18 01:00 | 2018-06-18 03:00 | 46.89 | 2018 | 7.45 | 2018-06-30
Spain | ESP | 2018-06-18 02:00 | 2018-06-18 04:00 | 46.89 | 2018 | 7.45 | 2018-06-30
Spain | ESP | 2018-06-18 03:00 | 2018-06-18 05:00 | 52 | 2018 | 7.45 | 2018-06-30
Spain | ESP | 2018-06-18 04:00 | 2018-06-18 06:00 | 54.97 | 2018 | 7.45 | 2018-06-30
Spain | ESP | 2018-06-18 05:00 | 2018-06-18 07:00 | 55.73 | 2018 | 7.45 | 2018-06-30
Spain | ESP | 2018-06-18 06:00 | 2018-06-18 08:00 | 55.48 | 2018 | 7.45 | 2018-06-30
Spain | ESP | 2018-06-18 07:00 | 2018-06-18 09:00 | 55.48 | 2018 | 7.45 | 2018-06-30
Spain | ESP | 2018-06-18 08:00 | 2018-06-18 10:00 | 55.13 | 2018 | 7.45 | 2018-06-30
Spain | ESP | 2018-06-18 09:00 | 2018-06-18 11:00 | 55.7 | 2018 | 7.45 | 2018-06-30
Spain | ESP | 2018-06-18 10:00 | 2018-06-18 12:00 | 57.47 | 2018 | 7.45 | 2018-06-30
Spain | ESP | 2018-06-18 11:00 | 2018-06-18 13:00 | 57.47 | 2018 | 7.45 | 2018-06-30
Spain | ESP | 2018-06-18 12:00 | 2018-06-18 14:00 | 56.87 | 2018 | 7.45 | 2018-06-30
Spain | ESP | 2018-06-18 13:00 | 2018-06-18 15:00 | 56.66 | 2018 | 7.45 | 2018-06-30
Spain | ESP | 2018-06-18 14:00 | 2018-06-18 16:00 | 55.7 | 2018 | 7.45 | 2018-06-30
Spain | ESP | 2018-06-18 15:00 | 2018-06-18 17:00 | 55.7 | 2018 | 7.45 | 2018-06-30
Spain | ESP | 2018-06-18 16:00 | 2018-06-18 18:00 | 55.73 | 2018 | 7.45 | 2018-06-30
Spain | ESP | 2018-06-18 17:00 | 2018-06-18 19:00 | 55.23 | 2018 | 7.45 | 2018-06-30
Spain | ESP | 2018-06-18 18:00 | 2018-06-18 20:00 | 56.4 | 2018 | 7.45 | 2018-06-30
Spain | ESP | 2018-06-18 19:00 | 2018-06-18 21:00 | 57.34 | 2018 | 7.45 | 2018-06-30
Spain | ESP | 2018-06-18 20:00 | 2018-06-18 22:00 | 55 | 2018 | 7.45 | 2018-06-30
Spain | ESP | 2018-06-18 21:00 | 2018-06-18 23:00 | 51.42 | 2018 | 7.45 | 2018-06-30
Spain | ESP | 2018-06-18 22:00 | 2018-06-19 | 50.86 | 2018 | 7.45 | 2018-06-30
Spain | ESP | 2018-06-18 23:00 | 2018-06-19 01:00 | 46.89 | 2018 | 7.45 | 2018-06-30
Spain | ESP | 2018-06-19 | 2018-06-19 02:00 | 42.99 | 2018 | 7.45 | 2018-06-30
Spain | ESP | 2018-06-19 01:00 | 2018-06-19 03:00 | 42.61 | 2018 | 7.45 | 2018-06-30
Spain | ESP | 2018-06-19 02:00 | 2018-06-19 04:00 | 42.6 | 2018 | 7.45 | 2018-06-30
Spain | ESP | 2018-06-19 03:00 | 2018-06-19 05:00 | 43.69 | 2018 | 7.45 | 2018-06-30
Spain | ESP | 2018-06-19 04:00 | 2018-06-19 06:00 | 49.57 | 2018 | 7.45 | 2018-06-30
Spain | ESP | 2018-06-19 05:00 | 2018-06-19 07:00 | 51.75 | 2018 | 7.45 | 2018-06-30
Spain | ESP | 2018-06-19 06:00 | 2018-06-19 08:00 | 53.42 | 2018 | 7.45 | 2018-06-30
Spain | ESP | 2018-06-19 07:00 | 2018-06-19 09:00 | 54.89 | 2018 | 7.45 | 2018-06-30
Spain | ESP | 2018-06-19 08:00 | 2018-06-19 10:00 | 56.66 | 2018 | 7.45 | 2018-06-30
Spain | ESP | 2018-06-19 09:00 | 2018-06-19 11:00 | 58.02 | 2018 | 7.45 | 2018-06-30
Spain | ESP | 2018-06-19 10:00 | 2018-06-19 12:00 | 59.29 | 2018 | 7.45 | 2018-06-30
Spain | ESP | 2018-06-19 11:00 | 2018-06-19 13:00 | 60.3 | 2018 | 7.45 | 2018-06-30
Spain | ESP | 2018-06-19 12:00 | 2018-06-19 14:00 | 59.69 | 2018 | 7.45 | 2018-06-30
Spain | ESP | 2018-06-19 13:00 | 2018-06-19 15:00 | 59.77 | 2018 | 7.45 | 2018-06-30
Spain | ESP | 2018-06-19 14:00 | 2018-06-19 16:00 | 59.98 | 2018 | 7.45 | 2018-06-30
Spain | ESP | 2018-06-19 15:00 | 2018-06-19 17:00 | 60 | 2018 | 7.45 | 2018-06-30
Spain | ESP | 2018-06-19 16:00 | 2018-06-19 18:00 | 59.52 | 2018 | 7.45 | 2018-06-30
Spain | ESP | 2018-06-19 17:00 | 2018-06-19 19:00 | 59.01 | 2018 | 7.45 | 2018-06-30
Spain | ESP | 2018-06-19 18:00 | 2018-06-19 20:00 | 59.52 | 2018 | 7.45 | 2018-06-30
Spain | ESP | 2018-06-19 19:00 | 2018-06-19 21:00 | 60.78 | 2018 | 7.45 | 2018-06-30
Spain | ESP | 2018-06-19 20:00 | 2018-06-19 22:00 | 59.69 | 2018 | 7.45 | 2018-06-30
Spain | ESP | 2018-06-19 21:00 | 2018-06-19 23:00 | 58.43 | 2018 | 7.45 | 2018-06-30
Spain | ESP | 2018-06-19 22:00 | 2018-06-20 | 61.3 | 2018 | 7.45 | 2018-06-30
Spain | ESP | 2018-06-19 23:00 | 2018-06-20 01:00 | 61.14 | 2018 | 7.45 | 2018-06-30
Spain | ESP | 2018-06-20 | 2018-06-20 02:00 | 60.17 | 2018 | 7.45 | 2018-06-30
Spain | ESP | 2018-06-20 01:00 | 2018-06-20 03:00 | 60.03 | 2018 | 7.45 | 2018-06-30
Spain | ESP | 2018-06-20 02:00 | 2018-06-20 04:00 | 60.13 | 2018 | 7.45 | 2018-06-30
Spain | ESP | 2018-06-20 03:00 | 2018-06-20 05:00 | 60.5 | 2018 | 7.45 | 2018-06-30
Spain | ESP | 2018-06-20 04:00 | 2018-06-20 06:00 | 61.89 | 2018 | 7.45 | 2018-06-30
Spain | ESP | 2018-06-20 05:00 | 2018-06-20 07:00 | 62.22 | 2018 | 7.45 | 2018-06-30
Spain | ESP | 2018-06-20 06:00 | 2018-06-20 08:00 | 62.83 | 2018 | 7.45 | 2018-06-30
Spain | ESP | 2018-06-20 07:00 | 2018-06-20 09:00 | 62.59 | 2018 | 7.45 | 2018-06-30
Spain | ESP | 2018-06-20 08:00 | 2018-06-20 10:00 | 62.23 | 2018 | 7.45 | 2018-06-30
Spain | ESP | 2018-06-20 09:00 | 2018-06-20 11:00 | 62 | 2018 | 7.45 | 2018-06-30
Spain | ESP | 2018-06-20 10:00 | 2018-06-20 12:00 | 62.41 | 2018 | 7.45 | 2018-06-30
Spain | ESP | 2018-06-20 11:00 | 2018-06-20 13:00 | 62.16 | 2018 | 7.45 | 2018-06-30
Spain | ESP | 2018-06-20 12:00 | 2018-06-20 14:00 | 61.87 | 2018 | 7.45 | 2018-06-30
Spain | ESP | 2018-06-20 13:00 | 2018-06-20 15:00 | 61.92 | 2018 | 7.45 | 2018-06-30
Spain | ESP | 2018-06-20 14:00 | 2018-06-20 16:00 | 61.74 | 2018 | 7.45 | 2018-06-30
Spain | ESP | 2018-06-20 15:00 | 2018-06-20 17:00 | 61.74 | 2018 | 7.45 | 2018-06-30
Spain | ESP | 2018-06-20 16:00 | 2018-06-20 18:00 | 61.39 | 2018 | 7.45 | 2018-06-30
Spain | ESP | 2018-06-20 17:00 | 2018-06-20 19:00 | 61.14 | 2018 | 7.45 | 2018-06-30
Spain | ESP | 2018-06-20 18:00 | 2018-06-20 20:00 | 61.39 | 2018 | 7.45 | 2018-06-30
Spain | ESP | 2018-06-20 19:00 | 2018-06-20 21:00 | 61.99 | 2018 | 7.45 | 2018-06-30
Spain | ESP | 2018-06-20 20:00 | 2018-06-20 22:00 | 61.46 | 2018 | 7.45 | 2018-06-30
Spain | ESP | 2018-06-20 21:00 | 2018-06-20 23:00 | 59.7 | 2018 | 7.45 | 2018-06-30
Spain | ESP | 2018-06-20 22:00 | 2018-06-21 | 60.17 | 2018 | 7.45 | 2018-06-30
Spain | ESP | 2018-06-20 23:00 | 2018-06-21 01:00 | 60 | 2018 | 7.45 | 2018-06-30
Spain | ESP | 2018-06-21 | 2018-06-21 02:00 | 60 | 2018 | 7.45 | 2018-06-30
Spain | ESP | 2018-06-21 01:00 | 2018-06-21 03:00 | 59.92 | 2018 | 7.45 | 2018-06-30
Spain | ESP | 2018-06-21 02:00 | 2018-06-21 04:00 | 59.67 | 2018 | 7.45 | 2018-06-30
Spain | ESP | 2018-06-21 03:00 | 2018-06-21 05:00 | 59.67 | 2018 | 7.45 | 2018-06-30
Spain | ESP | 2018-06-21 04:00 | 2018-06-21 06:00 | 60.09 | 2018 | 7.45 | 2018-06-30
Spain | ESP | 2018-06-21 05:00 | 2018-06-21 07:00 | 60.49 | 2018 | 7.45 | 2018-06-30
Spain | ESP | 2018-06-21 06:00 | 2018-06-21 08:00 | 61.14 | 2018 | 7.45 | 2018-06-30
Spain | ESP | 2018-06-21 07:00 | 2018-06-21 09:00 | 61.97 | 2018 | 7.45 | 2018-06-30
Spain | ESP | 2018-06-21 08:00 | 2018-06-21 10:00 | 61.39 | 2018 | 7.45 | 2018-06-30
Spain | ESP | 2018-06-21 09:00 | 2018-06-21 11:00 | 61.5 | 2018 | 7.45 | 2018-06-30
Spain | ESP | 2018-06-21 10:00 | 2018-06-21 12:00 | 61.99 | 2018 | 7.45 | 2018-06-30
Spain | ESP | 2018-06-21 11:00 | 2018-06-21 13:00 | 61.97 | 2018 | 7.45 | 2018-06-30
Spain | ESP | 2018-06-21 12:00 | 2018-06-21 14:00 | 61.83 | 2018 | 7.45 | 2018-06-30
Spain | ESP | 2018-06-21 13:00 | 2018-06-21 15:00 | 61.83 | 2018 | 7.45 | 2018-06-30
Spain | ESP | 2018-06-21 14:00 | 2018-06-21 16:00 | 61.99 | 2018 | 7.45 | 2018-06-30
Spain | ESP | 2018-06-21 15:00 | 2018-06-21 17:00 | 61.83 | 2018 | 7.45 | 2018-06-30
Spain | ESP | 2018-06-21 16:00 | 2018-06-21 18:00 | 61 | 2018 | 7.45 | 2018-06-30
Spain | ESP | 2018-06-21 17:00 | 2018-06-21 19:00 | 60.8 | 2018 | 7.45 | 2018-06-30
Spain | ESP | 2018-06-21 18:00 | 2018-06-21 20:00 | 60.69 | 2018 | 7.45 | 2018-06-30
Spain | ESP | 2018-06-21 19:00 | 2018-06-21 21:00 | 61.39 | 2018 | 7.45 | 2018-06-30
Spain | ESP | 2018-06-21 20:00 | 2018-06-21 22:00 | 60.69 | 2018 | 7.45 | 2018-06-30
Spain | ESP | 2018-06-21 21:00 | 2018-06-21 23:00 | 58.68 | 2018 | 7.45 | 2018-06-30
Spain | ESP | 2018-06-21 22:00 | 2018-06-22 | 59.92 | 2018 | 7.45 | 2018-06-30
Spain | ESP | 2018-06-21 23:00 | 2018-06-22 01:00 | 59.12 | 2018 | 7.45 | 2018-06-30
Spain | ESP | 2018-06-22 | 2018-06-22 02:00 | 58.19 | 2018 | 7.45 | 2018-06-30
Spain | ESP | 2018-06-22 01:00 | 2018-06-22 03:00 | 55.3 | 2018 | 7.45 | 2018-06-30
Spain | ESP | 2018-06-22 02:00 | 2018-06-22 04:00 | 55.01 | 2018 | 7.45 | 2018-06-30
Spain | ESP | 2018-06-22 03:00 | 2018-06-22 05:00 | 55.3 | 2018 | 7.45 | 2018-06-30
Spain | ESP | 2018-06-22 04:00 | 2018-06-22 06:00 | 58.68 | 2018 | 7.45 | 2018-06-30
Spain | ESP | 2018-06-22 05:00 | 2018-06-22 07:00 | 60.1 | 2018 | 7.45 | 2018-06-30
Spain | ESP | 2018-06-22 06:00 | 2018-06-22 08:00 | 60.89 | 2018 | 7.45 | 2018-06-30
Spain | ESP | 2018-06-22 07:00 | 2018-06-22 09:00 | 60.89 | 2018 | 7.45 | 2018-06-30
Spain | ESP | 2018-06-22 08:00 | 2018-06-22 10:00 | 61.14 | 2018 | 7.45 | 2018-06-30
Spain | ESP | 2018-06-22 09:00 | 2018-06-22 11:00 | 61.49 | 2018 | 7.45 | 2018-06-30
Spain | ESP | 2018-06-22 10:00 | 2018-06-22 12:00 | 62.01 | 2018 | 7.45 | 2018-06-30
Spain | ESP | 2018-06-22 11:00 | 2018-06-22 13:00 | 61.5 | 2018 | 7.45 | 2018-06-30
Spain | ESP | 2018-06-22 12:00 | 2018-06-22 14:00 | 60.92 | 2018 | 7.45 | 2018-06-30
Spain | ESP | 2018-06-22 13:00 | 2018-06-22 15:00 | 60.77 | 2018 | 7.45 | 2018-06-30
Spain | ESP | 2018-06-22 14:00 | 2018-06-22 16:00 | 60.92 | 2018 | 7.45 | 2018-06-30
Spain | ESP | 2018-06-22 15:00 | 2018-06-22 17:00 | 60.65 | 2018 | 7.45 | 2018-06-30
Spain | ESP | 2018-06-22 16:00 | 2018-06-22 18:00 | 60.27 | 2018 | 7.45 | 2018-06-30
Spain | ESP | 2018-06-22 17:00 | 2018-06-22 19:00 | 60.27 | 2018 | 7.45 | 2018-06-30
Spain | ESP | 2018-06-22 18:00 | 2018-06-22 20:00 | 60.41 | 2018 | 7.45 | 2018-06-30
Spain | ESP | 2018-06-22 19:00 | 2018-06-22 21:00 | 60.3 | 2018 | 7.45 | 2018-06-30
Spain | ESP | 2018-06-22 20:00 | 2018-06-22 22:00 | 60.23 | 2018 | 7.45 | 2018-06-30
Spain | ESP | 2018-06-22 21:00 | 2018-06-22 23:00 | 59.69 | 2018 | 7.45 | 2018-06-30
Spain | ESP | 2018-06-22 22:00 | 2018-06-23 | 52.35 | 2018 | 7.45 | 2018-06-30
Spain | ESP | 2018-06-22 23:00 | 2018-06-23 01:00 | 51.15 | 2018 | 7.45 | 2018-06-30
Spain | ESP | 2018-06-23 | 2018-06-23 02:00 | 51.02 | 2018 | 7.45 | 2018-06-30
Spain | ESP | 2018-06-23 01:00 | 2018-06-23 03:00 | 51.43 | 2018 | 7.45 | 2018-06-30
Spain | ESP | 2018-06-23 02:00 | 2018-06-23 04:00 | 51.5 | 2018 | 7.45 | 2018-06-30
Spain | ESP | 2018-06-23 03:00 | 2018-06-23 05:00 | 52 | 2018 | 7.45 | 2018-06-30
Spain | ESP | 2018-06-23 04:00 | 2018-06-23 06:00 | 51.02 | 2018 | 7.45 | 2018-06-30
Spain | ESP | 2018-06-23 05:00 | 2018-06-23 07:00 | 51.2 | 2018 | 7.45 | 2018-06-30
Spain | ESP | 2018-06-23 06:00 | 2018-06-23 08:00 | 55 | 2018 | 7.45 | 2018-06-30
Spain | ESP | 2018-06-23 07:00 | 2018-06-23 09:00 | 58.57 | 2018 | 7.45 | 2018-06-30
Spain | ESP | 2018-06-23 08:00 | 2018-06-23 10:00 | 60.1 | 2018 | 7.45 | 2018-06-30
Spain | ESP | 2018-06-23 09:00 | 2018-06-23 11:00 | 60.17 | 2018 | 7.45 | 2018-06-30
Spain | ESP | 2018-06-23 10:00 | 2018-06-23 12:00 | 60.17 | 2018 | 7.45 | 2018-06-30
Spain | ESP | 2018-06-23 11:00 | 2018-06-23 13:00 | 60.4 | 2018 | 7.45 | 2018-06-30
Spain | ESP | 2018-06-23 12:00 | 2018-06-23 14:00 | 60.1 | 2018 | 7.45 | 2018-06-30
Spain | ESP | 2018-06-23 13:00 | 2018-06-23 15:00 | 60.1 | 2018 | 7.45 | 2018-06-30
Spain | ESP | 2018-06-23 14:00 | 2018-06-23 16:00 | 59.19 | 2018 | 7.45 | 2018-06-30
Spain | ESP | 2018-06-23 15:00 | 2018-06-23 17:00 | 59.09 | 2018 | 7.45 | 2018-06-30
Spain | ESP | 2018-06-23 16:00 | 2018-06-23 18:00 | 59.19 | 2018 | 7.45 | 2018-06-30
Spain | ESP | 2018-06-23 17:00 | 2018-06-23 19:00 | 59.69 | 2018 | 7.45 | 2018-06-30
Spain | ESP | 2018-06-23 18:00 | 2018-06-23 20:00 | 59.09 | 2018 | 7.45 | 2018-06-30
Spain | ESP | 2018-06-23 19:00 | 2018-06-23 21:00 | 59.98 | 2018 | 7.45 | 2018-06-30
Spain | ESP | 2018-06-23 20:00 | 2018-06-23 22:00 | 60.1 | 2018 | 7.45 | 2018-06-30
Spain | ESP | 2018-06-23 21:00 | 2018-06-23 23:00 | 59.03 | 2018 | 7.45 | 2018-06-30
Spain | ESP | 2018-06-23 22:00 | 2018-06-24 | 60.17 | 2018 | 7.45 | 2018-06-30
Spain | ESP | 2018-06-23 23:00 | 2018-06-24 01:00 | 60 | 2018 | 7.45 | 2018-06-30
Spain | ESP | 2018-06-24 | 2018-06-24 02:00 | 59.12 | 2018 | 7.45 | 2018-06-30
Spain | ESP | 2018-06-24 01:00 | 2018-06-24 03:00 | 58.68 | 2018 | 7.45 | 2018-06-30
Spain | ESP | 2018-06-24 02:00 | 2018-06-24 04:00 | 58.68 | 2018 | 7.45 | 2018-06-30
Spain | ESP | 2018-06-24 03:00 | 2018-06-24 05:00 | 59.09 | 2018 | 7.45 | 2018-06-30
Spain | ESP | 2018-06-24 04:00 | 2018-06-24 06:00 | 58.68 | 2018 | 7.45 | 2018-06-30
Spain | ESP | 2018-06-24 05:00 | 2018-06-24 07:00 | 56 | 2018 | 7.45 | 2018-06-30
Spain | ESP | 2018-06-24 06:00 | 2018-06-24 08:00 | 58.18 | 2018 | 7.45 | 2018-06-30
Spain | ESP | 2018-06-24 07:00 | 2018-06-24 09:00 | 58.68 | 2018 | 7.45 | 2018-06-30
Spain | ESP | 2018-06-24 08:00 | 2018-06-24 10:00 | 59.19 | 2018 | 7.45 | 2018-06-30
Spain | ESP | 2018-06-24 09:00 | 2018-06-24 11:00 | 59.09 | 2018 | 7.45 | 2018-06-30
Spain | ESP | 2018-06-24 10:00 | 2018-06-24 12:00 | 59.69 | 2018 | 7.45 | 2018-06-30
Spain | ESP | 2018-06-24 11:00 | 2018-06-24 13:00 | 60.1 | 2018 | 7.45 | 2018-06-30
Spain | ESP | 2018-06-24 12:00 | 2018-06-24 14:00 | 60.1 | 2018 | 7.45 | 2018-06-30
Spain | ESP | 2018-06-24 13:00 | 2018-06-24 15:00 | 59.96 | 2018 | 7.45 | 2018-06-30
Spain | ESP | 2018-06-24 14:00 | 2018-06-24 16:00 | 59.19 | 2018 | 7.45 | 2018-06-30
Spain | ESP | 2018-06-24 15:00 | 2018-06-24 17:00 | 58.45 | 2018 | 7.45 | 2018-06-30
Spain | ESP | 2018-06-24 16:00 | 2018-06-24 18:00 | 58.43 | 2018 | 7.45 | 2018-06-30
Spain | ESP | 2018-06-24 17:00 | 2018-06-24 19:00 | 58.99 | 2018 | 7.45 | 2018-06-30
Spain | ESP | 2018-06-24 18:00 | 2018-06-24 20:00 | 60.09 | 2018 | 7.45 | 2018-06-30
Spain | ESP | 2018-06-24 19:00 | 2018-06-24 21:00 | 60.41 | 2018 | 7.45 | 2018-06-30
Spain | ESP | 2018-06-24 20:00 | 2018-06-24 22:00 | 61.14 | 2018 | 7.45 | 2018-06-30
Spain | ESP | 2018-06-24 21:00 | 2018-06-24 23:00 | 60.41 | 2018 | 7.45 | 2018-06-30
Spain | ESP | 2018-06-24 22:00 | 2018-06-25 | 60.89 | 2018 | 7.45 | 2018-06-30
Spain | ESP | 2018-06-24 23:00 | 2018-06-25 01:00 | 59.46 | 2018 | 7.45 | 2018-06-30
Spain | ESP | 2018-06-25 | 2018-06-25 02:00 | 56.4 | 2018 | 7.45 | 2018-06-30
Spain | ESP | 2018-06-25 01:00 | 2018-06-25 03:00 | 53 | 2018 | 7.45 | 2018-06-30
Spain | ESP | 2018-06-25 02:00 | 2018-06-25 04:00 | 52.87 | 2018 | 7.45 | 2018-06-30
Spain | ESP | 2018-06-25 03:00 | 2018-06-25 05:00 | 54.9 | 2018 | 7.45 | 2018-06-30
Spain | ESP | 2018-06-25 04:00 | 2018-06-25 06:00 | 58.89 | 2018 | 7.45 | 2018-06-30
Spain | ESP | 2018-06-25 05:00 | 2018-06-25 07:00 | 61.68 | 2018 | 7.45 | 2018-06-30
Spain | ESP | 2018-06-25 06:00 | 2018-06-25 08:00 | 63.43 | 2018 | 7.45 | 2018-06-30
Spain | ESP | 2018-06-25 07:00 | 2018-06-25 09:00 | 64.36 | 2018 | 7.45 | 2018-06-30
Spain | ESP | 2018-06-25 08:00 | 2018-06-25 10:00 | 64.24 | 2018 | 7.45 | 2018-06-30
Spain | ESP | 2018-06-25 09:00 | 2018-06-25 11:00 | 63.94 | 2018 | 7.45 | 2018-06-30
Spain | ESP | 2018-06-25 10:00 | 2018-06-25 12:00 | 64.36 | 2018 | 7.45 | 2018-06-30
Spain | ESP | 2018-06-25 11:00 | 2018-06-25 13:00 | 64.36 | 2018 | 7.45 | 2018-06-30
Spain | ESP | 2018-06-25 12:00 | 2018-06-25 14:00 | 64.01 | 2018 | 7.45 | 2018-06-30
Spain | ESP | 2018-06-25 13:00 | 2018-06-25 15:00 | 63.9 | 2018 | 7.45 | 2018-06-30
Spain | ESP | 2018-06-25 14:00 | 2018-06-25 16:00 | 63.8 | 2018 | 7.45 | 2018-06-30
Spain | ESP | 2018-06-25 15:00 | 2018-06-25 17:00 | 63.68 | 2018 | 7.45 | 2018-06-30
Spain | ESP | 2018-06-25 16:00 | 2018-06-25 18:00 | 63.17 | 2018 | 7.45 | 2018-06-30
Spain | ESP | 2018-06-25 17:00 | 2018-06-25 19:00 | 63.05 | 2018 | 7.45 | 2018-06-30
Spain | ESP | 2018-06-25 18:00 | 2018-06-25 20:00 | 63.05 | 2018 | 7.45 | 2018-06-30
Spain | ESP | 2018-06-25 19:00 | 2018-06-25 21:00 | 63.36 | 2018 | 7.45 | 2018-06-30
Spain | ESP | 2018-06-25 20:00 | 2018-06-25 22:00 | 62.93 | 2018 | 7.45 | 2018-06-30
Spain | ESP | 2018-06-25 21:00 | 2018-06-25 23:00 | 62.45 | 2018 | 7.45 | 2018-06-30
Spain | ESP | 2018-06-25 22:00 | 2018-06-26 | 62.9 | 2018 | 7.45 | 2018-06-30
Spain | ESP | 2018-06-25 23:00 | 2018-06-26 01:00 | 61.3 | 2018 | 7.45 | 2018-06-30
Spain | ESP | 2018-06-26 | 2018-06-26 02:00 | 60.17 | 2018 | 7.45 | 2018-06-30
Spain | ESP | 2018-06-26 01:00 | 2018-06-26 03:00 | 59.89 | 2018 | 7.45 | 2018-06-30
Spain | ESP | 2018-06-26 02:00 | 2018-06-26 04:00 | 60.17 | 2018 | 7.45 | 2018-06-30
Spain | ESP | 2018-06-26 03:00 | 2018-06-26 05:00 | 61.02 | 2018 | 7.45 | 2018-06-30
Spain | ESP | 2018-06-26 04:00 | 2018-06-26 06:00 | 61.24 | 2018 | 7.45 | 2018-06-30
Spain | ESP | 2018-06-26 05:00 | 2018-06-26 07:00 | 63.17 | 2018 | 7.45 | 2018-06-30
Spain | ESP | 2018-06-26 06:00 | 2018-06-26 08:00 | 63.69 | 2018 | 7.45 | 2018-06-30
Spain | ESP | 2018-06-26 07:00 | 2018-06-26 09:00 | 64.17 | 2018 | 7.45 | 2018-06-30
Spain | ESP | 2018-06-26 08:00 | 2018-06-26 10:00 | 63.87 | 2018 | 7.45 | 2018-06-30
Spain | ESP | 2018-06-26 09:00 | 2018-06-26 11:00 | 63.87 | 2018 | 7.45 | 2018-06-30
Spain | ESP | 2018-06-26 10:00 | 2018-06-26 12:00 | 64.2 | 2018 | 7.45 | 2018-06-30
Spain | ESP | 2018-06-26 11:00 | 2018-06-26 13:00 | 64.1 | 2018 | 7.45 | 2018-06-30
Spain | ESP | 2018-06-26 12:00 | 2018-06-26 14:00 | 63.87 | 2018 | 7.45 | 2018-06-30
Spain | ESP | 2018-06-26 13:00 | 2018-06-26 15:00 | 63.45 | 2018 | 7.45 | 2018-06-30
Spain | ESP | 2018-06-26 14:00 | 2018-06-26 16:00 | 63.02 | 2018 | 7.45 | 2018-06-30
Spain | ESP | 2018-06-26 15:00 | 2018-06-26 17:00 | 62.99 | 2018 | 7.45 | 2018-06-30
Spain | ESP | 2018-06-26 16:00 | 2018-06-26 18:00 | 62.66 | 2018 | 7.45 | 2018-06-30
Spain | ESP | 2018-06-26 17:00 | 2018-06-26 19:00 | 62.59 | 2018 | 7.45 | 2018-06-30
Spain | ESP | 2018-06-26 18:00 | 2018-06-26 20:00 | 63.17 | 2018 | 7.45 | 2018-06-30
Spain | ESP | 2018-06-26 19:00 | 2018-06-26 21:00 | 63.87 | 2018 | 7.45 | 2018-06-30
Spain | ESP | 2018-06-26 20:00 | 2018-06-26 22:00 | 63.68 | 2018 | 7.45 | 2018-06-30
Spain | ESP | 2018-06-26 21:00 | 2018-06-26 23:00 | 61.14 | 2018 | 7.45 | 2018-06-30
Spain | ESP | 2018-06-26 22:00 | 2018-06-27 | 62.32 | 2018 | 7.45 | 2018-06-30
Spain | ESP | 2018-06-26 23:00 | 2018-06-27 01:00 | 61.33 | 2018 | 7.45 | 2018-06-30
Spain | ESP | 2018-06-27 | 2018-06-27 02:00 | 60.89 | 2018 | 7.45 | 2018-06-30
Spain | ESP | 2018-06-27 01:00 | 2018-06-27 03:00 | 60.17 | 2018 | 7.45 | 2018-06-30
Spain | ESP | 2018-06-27 02:00 | 2018-06-27 04:00 | 60.17 | 2018 | 7.45 | 2018-06-30
Spain | ESP | 2018-06-27 03:00 | 2018-06-27 05:00 | 60.96 | 2018 | 7.45 | 2018-06-30
Spain | ESP | 2018-06-27 04:00 | 2018-06-27 06:00 | 60.96 | 2018 | 7.45 | 2018-06-30
Spain | ESP | 2018-06-27 05:00 | 2018-06-27 07:00 | 62.41 | 2018 | 7.45 | 2018-06-30
Spain | ESP | 2018-06-27 06:00 | 2018-06-27 08:00 | 63.45 | 2018 | 7.45 | 2018-06-30
Spain | ESP | 2018-06-27 07:00 | 2018-06-27 09:00 | 63.45 | 2018 | 7.45 | 2018-06-30
Spain | ESP | 2018-06-27 08:00 | 2018-06-27 10:00 | 63.49 | 2018 | 7.45 | 2018-06-30
Spain | ESP | 2018-06-27 09:00 | 2018-06-27 11:00 | 63.75 | 2018 | 7.45 | 2018-06-30
Spain | ESP | 2018-06-27 10:00 | 2018-06-27 12:00 | 64.3 | 2018 | 7.45 | 2018-06-30
Spain | ESP | 2018-06-27 11:00 | 2018-06-27 13:00 | 64.24 | 2018 | 7.45 | 2018-06-30
Spain | ESP | 2018-06-27 12:00 | 2018-06-27 14:00 | 63.8 | 2018 | 7.45 | 2018-06-30
Spain | ESP | 2018-06-27 13:00 | 2018-06-27 15:00 | 63.49 | 2018 | 7.45 | 2018-06-30
Spain | ESP | 2018-06-27 14:00 | 2018-06-27 16:00 | 63.6 | 2018 | 7.45 | 2018-06-30
Spain | ESP | 2018-06-27 15:00 | 2018-06-27 17:00 | 63.49 | 2018 | 7.45 | 2018-06-30
Spain | ESP | 2018-06-27 16:00 | 2018-06-27 18:00 | 63.01 | 2018 | 7.45 | 2018-06-30
Spain | ESP | 2018-06-27 17:00 | 2018-06-27 19:00 | 63.01 | 2018 | 7.45 | 2018-06-30
Spain | ESP | 2018-06-27 18:00 | 2018-06-27 20:00 | 62.62 | 2018 | 7.45 | 2018-06-30
Spain | ESP | 2018-06-27 19:00 | 2018-06-27 21:00 | 62.45 | 2018 | 7.45 | 2018-06-30
Spain | ESP | 2018-06-27 20:00 | 2018-06-27 22:00 | 63.11 | 2018 | 7.45 | 2018-06-30
Spain | ESP | 2018-06-27 21:00 | 2018-06-27 23:00 | 61 | 2018 | 7.45 | 2018-06-30
Spain | ESP | 2018-06-27 22:00 | 2018-06-28 | 61.42 | 2018 | 7.45 | 2018-06-30
Spain | ESP | 2018-06-27 23:00 | 2018-06-28 01:00 | 60.17 | 2018 | 7.45 | 2018-06-30
Spain | ESP | 2018-06-28 | 2018-06-28 02:00 | 59.73 | 2018 | 7.45 | 2018-06-30
Spain | ESP | 2018-06-28 01:00 | 2018-06-28 03:00 | 58.49 | 2018 | 7.45 | 2018-06-30
Spain | ESP | 2018-06-28 02:00 | 2018-06-28 04:00 | 58.18 | 2018 | 7.45 | 2018-06-30
Spain | ESP | 2018-06-28 03:00 | 2018-06-28 05:00 | 58.68 | 2018 | 7.45 | 2018-06-30
Spain | ESP | 2018-06-28 04:00 | 2018-06-28 06:00 | 59.19 | 2018 | 7.45 | 2018-06-30
Spain | ESP | 2018-06-28 05:00 | 2018-06-28 07:00 | 60 | 2018 | 7.45 | 2018-06-30
Spain | ESP | 2018-06-28 06:00 | 2018-06-28 08:00 | 62.32 | 2018 | 7.45 | 2018-06-30
Spain | ESP | 2018-06-28 07:00 | 2018-06-28 09:00 | 63.17 | 2018 | 7.45 | 2018-06-30
Spain | ESP | 2018-06-28 08:00 | 2018-06-28 10:00 | 63.36 | 2018 | 7.45 | 2018-06-30
Spain | ESP | 2018-06-28 09:00 | 2018-06-28 11:00 | 63.5 | 2018 | 7.45 | 2018-06-30
Spain | ESP | 2018-06-28 10:00 | 2018-06-28 12:00 | 63.9 | 2018 | 7.45 | 2018-06-30
Spain | ESP | 2018-06-28 11:00 | 2018-06-28 13:00 | 63.5 | 2018 | 7.45 | 2018-06-30
Spain | ESP | 2018-06-28 12:00 | 2018-06-28 14:00 | 63.29 | 2018 | 7.45 | 2018-06-30
Spain | ESP | 2018-06-28 13:00 | 2018-06-28 15:00 | 63.17 | 2018 | 7.45 | 2018-06-30
Spain | ESP | 2018-06-28 14:00 | 2018-06-28 16:00 | 63.17 | 2018 | 7.45 | 2018-06-30
Spain | ESP | 2018-06-28 15:00 | 2018-06-28 17:00 | 63.09 | 2018 | 7.45 | 2018-06-30
Spain | ESP | 2018-06-28 16:00 | 2018-06-28 18:00 | 62.8 | 2018 | 7.45 | 2018-06-30
Spain | ESP | 2018-06-28 17:00 | 2018-06-28 19:00 | 62.3 | 2018 | 7.45 | 2018-06-30
Spain | ESP | 2018-06-28 18:00 | 2018-06-28 20:00 | 62.01 | 2018 | 7.45 | 2018-06-30
Spain | ESP | 2018-06-28 19:00 | 2018-06-28 21:00 | 62.93 | 2018 | 7.45 | 2018-06-30
Spain | ESP | 2018-06-28 20:00 | 2018-06-28 22:00 | 62.99 | 2018 | 7.45 | 2018-06-30
Spain | ESP | 2018-06-28 21:00 | 2018-06-28 23:00 | 61.14 | 2018 | 7.45 | 2018-06-30
Spain | ESP | 2018-06-28 22:00 | 2018-06-29 | 61.89 | 2018 | 7.45 | 2018-06-30
Spain | ESP | 2018-06-28 23:00 | 2018-06-29 01:00 | 60.43 | 2018 | 7.45 | 2018-06-30
Spain | ESP | 2018-06-29 | 2018-06-29 02:00 | 59.98 | 2018 | 7.45 | 2018-06-30
Spain | ESP | 2018-06-29 01:00 | 2018-06-29 03:00 | 59.18 | 2018 | 7.45 | 2018-06-30
Spain | ESP | 2018-06-29 02:00 | 2018-06-29 04:00 | 59.01 | 2018 | 7.45 | 2018-06-30
Spain | ESP | 2018-06-29 03:00 | 2018-06-29 05:00 | 60.13 | 2018 | 7.45 | 2018-06-30
Spain | ESP | 2018-06-29 04:00 | 2018-06-29 06:00 | 61.14 | 2018 | 7.45 | 2018-06-30
Spain | ESP | 2018-06-29 05:00 | 2018-06-29 07:00 | 61.76 | 2018 | 7.45 | 2018-06-30
Spain | ESP | 2018-06-29 06:00 | 2018-06-29 08:00 | 63.17 | 2018 | 7.45 | 2018-06-30
Spain | ESP | 2018-06-29 07:00 | 2018-06-29 09:00 | 63.17 | 2018 | 7.45 | 2018-06-30
Spain | ESP | 2018-06-29 08:00 | 2018-06-29 10:00 | 63.19 | 2018 | 7.45 | 2018-06-30
Spain | ESP | 2018-06-29 09:00 | 2018-06-29 11:00 | 63.17 | 2018 | 7.45 | 2018-06-30
Spain | ESP | 2018-06-29 10:00 | 2018-06-29 12:00 | 63.19 | 2018 | 7.45 | 2018-06-30
Spain | ESP | 2018-06-29 11:00 | 2018-06-29 13:00 | 63.17 | 2018 | 7.45 | 2018-06-30
Spain | ESP | 2018-06-29 12:00 | 2018-06-29 14:00 | 62.64 | 2018 | 7.45 | 2018-06-30
Spain | ESP | 2018-06-29 13:00 | 2018-06-29 15:00 | 62.01 | 2018 | 7.45 | 2018-06-30
Spain | ESP | 2018-06-29 14:00 | 2018-06-29 16:00 | 62.01 | 2018 | 7.45 | 2018-06-30
Spain | ESP | 2018-06-29 15:00 | 2018-06-29 17:00 | 62.01 | 2018 | 7.45 | 2018-06-30
Spain | ESP | 2018-06-29 16:00 | 2018-06-29 18:00 | 62 | 2018 | 7.45 | 2018-06-30
Spain | ESP | 2018-06-29 17:00 | 2018-06-29 19:00 | 61.14 | 2018 | 7.45 | 2018-06-30
Spain | ESP | 2018-06-29 18:00 | 2018-06-29 20:00 | 61.89 | 2018 | 7.45 | 2018-06-30
Spain | ESP | 2018-06-29 19:00 | 2018-06-29 21:00 | 62 | 2018 | 7.45 | 2018-06-30
Spain | ESP | 2018-06-29 20:00 | 2018-06-29 22:00 | 62.52 | 2018 | 7.45 | 2018-06-30
Spain | ESP | 2018-06-29 21:00 | 2018-06-29 23:00 | 61.89 | 2018 | 7.45 | 2018-06-30
Spain | ESP | 2018-06-29 22:00 | 2018-06-30 | 62.81 | 2018 | 7.45 | 2018-06-30
Spain | ESP | 2018-06-29 23:00 | 2018-06-30 01:00 | 61.69 | 2018 | 7.45 | 2018-06-30
Spain | ESP | 2018-06-30 | 2018-06-30 02:00 | 60.89 | 2018 | 7.45 | 2018-06-30
Spain | ESP | 2018-06-30 01:00 | 2018-06-30 03:00 | 60.43 | 2018 | 7.45 | 2018-06-30
Spain | ESP | 2018-06-30 02:00 | 2018-06-30 04:00 | 59.19 | 2018 | 7.45 | 2018-06-30
Spain | ESP | 2018-06-30 03:00 | 2018-06-30 05:00 | 58.68 | 2018 | 7.45 | 2018-06-30
Spain | ESP | 2018-06-30 04:00 | 2018-06-30 06:00 | 57.89 | 2018 | 7.45 | 2018-06-30
Spain | ESP | 2018-06-30 05:00 | 2018-06-30 07:00 | 56.82 | 2018 | 7.45 | 2018-06-30
Spain | ESP | 2018-06-30 06:00 | 2018-06-30 08:00 | 56.69 | 2018 | 7.45 | 2018-06-30
Spain | ESP | 2018-06-30 07:00 | 2018-06-30 09:00 | 57.89 | 2018 | 7.45 | 2018-06-30
Spain | ESP | 2018-06-30 08:00 | 2018-06-30 10:00 | 57.89 | 2018 | 7.45 | 2018-06-30
Spain | ESP | 2018-06-30 09:00 | 2018-06-30 11:00 | 57.89 | 2018 | 7.45 | 2018-06-30
Spain | ESP | 2018-06-30 10:00 | 2018-06-30 12:00 | 58 | 2018 | 7.45 | 2018-06-30
Spain | ESP | 2018-06-30 11:00 | 2018-06-30 13:00 | 57.89 | 2018 | 7.45 | 2018-06-30
Spain | ESP | 2018-06-30 12:00 | 2018-06-30 14:00 | 57.89 | 2018 | 7.45 | 2018-06-30
Spain | ESP | 2018-06-30 13:00 | 2018-06-30 15:00 | 55.58 | 2018 | 7.45 | 2018-06-30
Spain | ESP | 2018-06-30 14:00 | 2018-06-30 16:00 | 54.15 | 2018 | 7.45 | 2018-06-30
Spain | ESP | 2018-06-30 15:00 | 2018-06-30 17:00 | 54.5 | 2018 | 7.45 | 2018-06-30
Spain | ESP | 2018-06-30 16:00 | 2018-06-30 18:00 | 56.96 | 2018 | 7.45 | 2018-06-30
Spain | ESP | 2018-06-30 17:00 | 2018-06-30 19:00 | 58.34 | 2018 | 7.45 | 2018-06-30
Spain | ESP | 2018-06-30 18:00 | 2018-06-30 20:00 | 61.01 | 2018 | 7.45 | 2018-06-30
Spain | ESP | 2018-06-30 19:00 | 2018-06-30 21:00 | 61.89 | 2018 | 7.45 | 2018-06-30
Spain | ESP | 2018-06-30 20:00 | 2018-06-30 22:00 | 62.64 | 2018 | 7.45 | 2018-06-30
Spain | ESP | 2018-06-30 21:00 | 2018-06-30 23:00 | 62.96 | 2018 | 7.45 | 2018-06-30
Spain | ESP | 2018-06-30 22:00 | 2018-07-01 | 62 | 2018 | 7.45 | 2018-06-30
Spain | ESP | 2018-06-30 23:00 | 2018-07-01 01:00 | 61.14 | 2018 | 7.45 | 2018-06-30
Spain | ESP | 2018-07-01 | 2018-07-01 02:00 | 60.89 | 2018 | 7.6 | 2018-07-31
Spain | ESP | 2018-07-01 01:00 | 2018-07-01 03:00 | 58.68 | 2018 | 7.6 | 2018-07-31
Spain | ESP | 2018-07-01 02:00 | 2018-07-01 04:00 | 58.43 | 2018 | 7.6 | 2018-07-31
Spain | ESP | 2018-07-01 03:00 | 2018-07-01 05:00 | 58.34 | 2018 | 7.6 | 2018-07-31
Spain | ESP | 2018-07-01 04:00 | 2018-07-01 06:00 | 56.69 | 2018 | 7.6 | 2018-07-31
Spain | ESP | 2018-07-01 05:00 | 2018-07-01 07:00 | 52.99 | 2018 | 7.6 | 2018-07-31
Spain | ESP | 2018-07-01 06:00 | 2018-07-01 08:00 | 52.99 | 2018 | 7.6 | 2018-07-31
Spain | ESP | 2018-07-01 07:00 | 2018-07-01 09:00 | 55.19 | 2018 | 7.6 | 2018-07-31
Spain | ESP | 2018-07-01 08:00 | 2018-07-01 10:00 | 55.19 | 2018 | 7.6 | 2018-07-31
Spain | ESP | 2018-07-01 09:00 | 2018-07-01 11:00 | 55.67 | 2018 | 7.6 | 2018-07-31
Spain | ESP | 2018-07-01 10:00 | 2018-07-01 12:00 | 55.19 | 2018 | 7.6 | 2018-07-31
Spain | ESP | 2018-07-01 11:00 | 2018-07-01 13:00 | 55 | 2018 | 7.6 | 2018-07-31
Spain | ESP | 2018-07-01 12:00 | 2018-07-01 14:00 | 55 | 2018 | 7.6 | 2018-07-31
Spain | ESP | 2018-07-01 13:00 | 2018-07-01 15:00 | 51.33 | 2018 | 7.6 | 2018-07-31
Spain | ESP | 2018-07-01 14:00 | 2018-07-01 16:00 | 50.19 | 2018 | 7.6 | 2018-07-31
Spain | ESP | 2018-07-01 15:00 | 2018-07-01 17:00 | 50.15 | 2018 | 7.6 | 2018-07-31
Spain | ESP | 2018-07-01 16:00 | 2018-07-01 18:00 | 50.25 | 2018 | 7.6 | 2018-07-31
Spain | ESP | 2018-07-01 17:00 | 2018-07-01 19:00 | 52.09 | 2018 | 7.6 | 2018-07-31
Spain | ESP | 2018-07-01 18:00 | 2018-07-01 20:00 | 55.75 | 2018 | 7.6 | 2018-07-31
Spain | ESP | 2018-07-01 19:00 | 2018-07-01 21:00 | 61.14 | 2018 | 7.6 | 2018-07-31
Spain | ESP | 2018-07-01 20:00 | 2018-07-01 22:00 | 63.19 | 2018 | 7.6 | 2018-07-31
Spain | ESP | 2018-07-01 21:00 | 2018-07-01 23:00 | 62.78 | 2018 | 7.6 | 2018-07-31
Spain | ESP | 2018-07-01 22:00 | 2018-07-02 | 58.69 | 2018 | 7.6 | 2018-07-31
Spain | ESP | 2018-07-01 23:00 | 2018-07-02 01:00 | 54.41 | 2018 | 7.6 | 2018-07-31
Spain | ESP | 2018-07-02 | 2018-07-02 02:00 | 52.09 | 2018 | 7.6 | 2018-07-31
Spain | ESP | 2018-07-02 01:00 | 2018-07-02 03:00 | 52.08 | 2018 | 7.6 | 2018-07-31
Spain | ESP | 2018-07-02 02:00 | 2018-07-02 04:00 | 52.09 | 2018 | 7.6 | 2018-07-31
Spain | ESP | 2018-07-02 03:00 | 2018-07-02 05:00 | 54.41 | 2018 | 7.6 | 2018-07-31
Spain | ESP | 2018-07-02 04:00 | 2018-07-02 06:00 | 59.16 | 2018 | 7.6 | 2018-07-31
Spain | ESP | 2018-07-02 05:00 | 2018-07-02 07:00 | 59.41 | 2018 | 7.6 | 2018-07-31
Spain | ESP | 2018-07-02 06:00 | 2018-07-02 08:00 | 62.16 | 2018 | 7.6 | 2018-07-31
Spain | ESP | 2018-07-02 07:00 | 2018-07-02 09:00 | 63.17 | 2018 | 7.6 | 2018-07-31
Spain | ESP | 2018-07-02 08:00 | 2018-07-02 10:00 | 63.97 | 2018 | 7.6 | 2018-07-31
Spain | ESP | 2018-07-02 09:00 | 2018-07-02 11:00 | 63.95 | 2018 | 7.6 | 2018-07-31
Spain | ESP | 2018-07-02 10:00 | 2018-07-02 12:00 | 64.97 | 2018 | 7.6 | 2018-07-31
Spain | ESP | 2018-07-02 11:00 | 2018-07-02 13:00 | 64.97 | 2018 | 7.6 | 2018-07-31
Spain | ESP | 2018-07-02 12:00 | 2018-07-02 14:00 | 63.8 | 2018 | 7.6 | 2018-07-31
Spain | ESP | 2018-07-02 13:00 | 2018-07-02 15:00 | 63.17 | 2018 | 7.6 | 2018-07-31
Spain | ESP | 2018-07-02 14:00 | 2018-07-02 16:00 | 62.64 | 2018 | 7.6 | 2018-07-31
Spain | ESP | 2018-07-02 15:00 | 2018-07-02 17:00 | 62.64 | 2018 | 7.6 | 2018-07-31
Spain | ESP | 2018-07-02 16:00 | 2018-07-02 18:00 | 62.47 | 2018 | 7.6 | 2018-07-31
Spain | ESP | 2018-07-02 17:00 | 2018-07-02 19:00 | 62.47 | 2018 | 7.6 | 2018-07-31
Spain | ESP | 2018-07-02 18:00 | 2018-07-02 20:00 | 62.8 | 2018 | 7.6 | 2018-07-31
Spain | ESP | 2018-07-02 19:00 | 2018-07-02 21:00 | 63.9 | 2018 | 7.6 | 2018-07-31
Spain | ESP | 2018-07-02 20:00 | 2018-07-02 22:00 | 63 | 2018 | 7.6 | 2018-07-31
Spain | ESP | 2018-07-02 21:00 | 2018-07-02 23:00 | 62.41 | 2018 | 7.6 | 2018-07-31
Spain | ESP | 2018-07-02 22:00 | 2018-07-03 | 61.14 | 2018 | 7.6 | 2018-07-31
Spain | ESP | 2018-07-02 23:00 | 2018-07-03 01:00 | 59.19 | 2018 | 7.6 | 2018-07-31
Spain | ESP | 2018-07-03 | 2018-07-03 02:00 | 57.89 | 2018 | 7.6 | 2018-07-31
Spain | ESP | 2018-07-03 01:00 | 2018-07-03 03:00 | 56.25 | 2018 | 7.6 | 2018-07-31
Spain | ESP | 2018-07-03 02:00 | 2018-07-03 04:00 | 56 | 2018 | 7.6 | 2018-07-31
Spain | ESP | 2018-07-03 03:00 | 2018-07-03 05:00 | 58 | 2018 | 7.6 | 2018-07-31
Spain | ESP | 2018-07-03 04:00 | 2018-07-03 06:00 | 59.19 | 2018 | 7.6 | 2018-07-31
Spain | ESP | 2018-07-03 05:00 | 2018-07-03 07:00 | 59.01 | 2018 | 7.6 | 2018-07-31
Spain | ESP | 2018-07-03 06:00 | 2018-07-03 08:00 | 61.89 | 2018 | 7.6 | 2018-07-31
Spain | ESP | 2018-07-03 07:00 | 2018-07-03 09:00 | 63 | 2018 | 7.6 | 2018-07-31
Spain | ESP | 2018-07-03 08:00 | 2018-07-03 10:00 | 62.96 | 2018 | 7.6 | 2018-07-31
Spain | ESP | 2018-07-03 09:00 | 2018-07-03 11:00 | 63.01 | 2018 | 7.6 | 2018-07-31
Spain | ESP | 2018-07-03 10:00 | 2018-07-03 12:00 | 62.78 | 2018 | 7.6 | 2018-07-31
Spain | ESP | 2018-07-03 11:00 | 2018-07-03 13:00 | 62.52 | 2018 | 7.6 | 2018-07-31
Spain | ESP | 2018-07-03 12:00 | 2018-07-03 14:00 | 62.01 | 2018 | 7.6 | 2018-07-31
Spain | ESP | 2018-07-03 13:00 | 2018-07-03 15:00 | 61.89 | 2018 | 7.6 | 2018-07-31
Spain | ESP | 2018-07-03 14:00 | 2018-07-03 16:00 | 61.96 | 2018 | 7.6 | 2018-07-31
Spain | ESP | 2018-07-03 15:00 | 2018-07-03 17:00 | 62 | 2018 | 7.6 | 2018-07-31
Spain | ESP | 2018-07-03 16:00 | 2018-07-03 18:00 | 63.17 | 2018 | 7.6 | 2018-07-31
Spain | ESP | 2018-07-03 17:00 | 2018-07-03 19:00 | 62.93 | 2018 | 7.6 | 2018-07-31
Spain | ESP | 2018-07-03 18:00 | 2018-07-03 20:00 | 63.03 | 2018 | 7.6 | 2018-07-31
Spain | ESP | 2018-07-03 19:00 | 2018-07-03 21:00 | 62.69 | 2018 | 7.6 | 2018-07-31
Spain | ESP | 2018-07-03 20:00 | 2018-07-03 22:00 | 65 | 2018 | 7.6 | 2018-07-31
Spain | ESP | 2018-07-03 21:00 | 2018-07-03 23:00 | 61.45 | 2018 | 7.6 | 2018-07-31
Spain | ESP | 2018-07-03 22:00 | 2018-07-04 | 61.4 | 2018 | 7.6 | 2018-07-31
Spain | ESP | 2018-07-03 23:00 | 2018-07-04 01:00 | 59.19 | 2018 | 7.6 | 2018-07-31
Spain | ESP | 2018-07-04 | 2018-07-04 02:00 | 59.09 | 2018 | 7.6 | 2018-07-31
Spain | ESP | 2018-07-04 01:00 | 2018-07-04 03:00 | 59.19 | 2018 | 7.6 | 2018-07-31
Spain | ESP | 2018-07-04 02:00 | 2018-07-04 04:00 | 59.19 | 2018 | 7.6 | 2018-07-31
Spain | ESP | 2018-07-04 03:00 | 2018-07-04 05:00 | 60 | 2018 | 7.6 | 2018-07-31
Spain | ESP | 2018-07-04 04:00 | 2018-07-04 06:00 | 60.15 | 2018 | 7.6 | 2018-07-31
Spain | ESP | 2018-07-04 05:00 | 2018-07-04 07:00 | 59.98 | 2018 | 7.6 | 2018-07-31
Spain | ESP | 2018-07-04 06:00 | 2018-07-04 08:00 | 62.64 | 2018 | 7.6 | 2018-07-31
Spain | ESP | 2018-07-04 07:00 | 2018-07-04 09:00 | 66.03 | 2018 | 7.6 | 2018-07-31
Spain | ESP | 2018-07-04 08:00 | 2018-07-04 10:00 | 63.3 | 2018 | 7.6 | 2018-07-31
Spain | ESP | 2018-07-04 09:00 | 2018-07-04 11:00 | 63.49 | 2018 | 7.6 | 2018-07-31
Spain | ESP | 2018-07-04 10:00 | 2018-07-04 12:00 | 62.83 | 2018 | 7.6 | 2018-07-31
Spain | ESP | 2018-07-04 11:00 | 2018-07-04 13:00 | 62.5 | 2018 | 7.6 | 2018-07-31
Spain | ESP | 2018-07-04 12:00 | 2018-07-04 14:00 | 62.01 | 2018 | 7.6 | 2018-07-31
Spain | ESP | 2018-07-04 13:00 | 2018-07-04 15:00 | 61.14 | 2018 | 7.6 | 2018-07-31
Spain | ESP | 2018-07-04 14:00 | 2018-07-04 16:00 | 60.5 | 2018 | 7.6 | 2018-07-31
Spain | ESP | 2018-07-04 15:00 | 2018-07-04 17:00 | 60.83 | 2018 | 7.6 | 2018-07-31
Spain | ESP | 2018-07-04 16:00 | 2018-07-04 18:00 | 60.83 | 2018 | 7.6 | 2018-07-31
Spain | ESP | 2018-07-04 17:00 | 2018-07-04 19:00 | 60.38 | 2018 | 7.6 | 2018-07-31
Spain | ESP | 2018-07-04 18:00 | 2018-07-04 20:00 | 59.93 | 2018 | 7.6 | 2018-07-31
Spain | ESP | 2018-07-04 19:00 | 2018-07-04 21:00 | 58.59 | 2018 | 7.6 | 2018-07-31
Spain | ESP | 2018-07-04 20:00 | 2018-07-04 22:00 | 62.01 | 2018 | 7.6 | 2018-07-31
Spain | ESP | 2018-07-04 21:00 | 2018-07-04 23:00 | 58.68 | 2018 | 7.6 | 2018-07-31
Spain | ESP | 2018-07-04 22:00 | 2018-07-05 | 56.88 | 2018 | 7.6 | 2018-07-31
Spain | ESP | 2018-07-04 23:00 | 2018-07-05 01:00 | 52.09 | 2018 | 7.6 | 2018-07-31
Spain | ESP | 2018-07-05 | 2018-07-05 02:00 | 51.75 | 2018 | 7.6 | 2018-07-31
Spain | ESP | 2018-07-05 01:00 | 2018-07-05 03:00 | 51.79 | 2018 | 7.6 | 2018-07-31
Spain | ESP | 2018-07-05 02:00 | 2018-07-05 04:00 | 51.63 | 2018 | 7.6 | 2018-07-31
Spain | ESP | 2018-07-05 03:00 | 2018-07-05 05:00 | 52.34 | 2018 | 7.6 | 2018-07-31
Spain | ESP | 2018-07-05 04:00 | 2018-07-05 06:00 | 55.35 | 2018 | 7.6 | 2018-07-31
Spain | ESP | 2018-07-05 05:00 | 2018-07-05 07:00 | 57.71 | 2018 | 7.6 | 2018-07-31
Spain | ESP | 2018-07-05 06:00 | 2018-07-05 08:00 | 61.21 | 2018 | 7.6 | 2018-07-31
Spain | ESP | 2018-07-05 07:00 | 2018-07-05 09:00 | 61.21 | 2018 | 7.6 | 2018-07-31
Spain | ESP | 2018-07-05 08:00 | 2018-07-05 10:00 | 61.85 | 2018 | 7.6 | 2018-07-31
Spain | ESP | 2018-07-05 09:00 | 2018-07-05 11:00 | 62.09 | 2018 | 7.6 | 2018-07-31
Spain | ESP | 2018-07-05 10:00 | 2018-07-05 12:00 | 61.89 | 2018 | 7.6 | 2018-07-31
Spain | ESP | 2018-07-05 11:00 | 2018-07-05 13:00 | 62.01 | 2018 | 7.6 | 2018-07-31
Spain | ESP | 2018-07-05 12:00 | 2018-07-05 14:00 | 62.19 | 2018 | 7.6 | 2018-07-31
Spain | ESP | 2018-07-05 13:00 | 2018-07-05 15:00 | 62.64 | 2018 | 7.6 | 2018-07-31
Spain | ESP | 2018-07-05 14:00 | 2018-07-05 16:00 | 62.19 | 2018 | 7.6 | 2018-07-31
Spain | ESP | 2018-07-05 15:00 | 2018-07-05 17:00 | 62.12 | 2018 | 7.6 | 2018-07-31
Spain | ESP | 2018-07-05 16:00 | 2018-07-05 18:00 | 61.99 | 2018 | 7.6 | 2018-07-31
Spain | ESP | 2018-07-05 17:00 | 2018-07-05 19:00 | 61.75 | 2018 | 7.6 | 2018-07-31
Spain | ESP | 2018-07-05 18:00 | 2018-07-05 20:00 | 61.4 | 2018 | 7.6 | 2018-07-31
Spain | ESP | 2018-07-05 19:00 | 2018-07-05 21:00 | 61.79 | 2018 | 7.6 | 2018-07-31
Spain | ESP | 2018-07-05 20:00 | 2018-07-05 22:00 | 61.89 | 2018 | 7.6 | 2018-07-31
Spain | ESP | 2018-07-05 21:00 | 2018-07-05 23:00 | 61.85 | 2018 | 7.6 | 2018-07-31
Spain | ESP | 2018-07-05 22:00 | 2018-07-06 | 61.03 | 2018 | 7.6 | 2018-07-31
Spain | ESP | 2018-07-05 23:00 | 2018-07-06 01:00 | 58.01 | 2018 | 7.6 | 2018-07-31
Spain | ESP | 2018-07-06 | 2018-07-06 02:00 | 56.08 | 2018 | 7.6 | 2018-07-31
Spain | ESP | 2018-07-06 01:00 | 2018-07-06 03:00 | 55 | 2018 | 7.6 | 2018-07-31
Spain | ESP | 2018-07-06 02:00 | 2018-07-06 04:00 | 54.43 | 2018 | 7.6 | 2018-07-31
Spain | ESP | 2018-07-06 03:00 | 2018-07-06 05:00 | 56.9 | 2018 | 7.6 | 2018-07-31
Spain | ESP | 2018-07-06 04:00 | 2018-07-06 06:00 | 60.15 | 2018 | 7.6 | 2018-07-31
Spain | ESP | 2018-07-06 05:00 | 2018-07-06 07:00 | 59.4 | 2018 | 7.6 | 2018-07-31
Spain | ESP | 2018-07-06 06:00 | 2018-07-06 08:00 | 61.4 | 2018 | 7.6 | 2018-07-31
Spain | ESP | 2018-07-06 07:00 | 2018-07-06 09:00 | 62 | 2018 | 7.6 | 2018-07-31
Spain | ESP | 2018-07-06 08:00 | 2018-07-06 10:00 | 62 | 2018 | 7.6 | 2018-07-31
Spain | ESP | 2018-07-06 09:00 | 2018-07-06 11:00 | 62.41 | 2018 | 7.6 | 2018-07-31
Spain | ESP | 2018-07-06 10:00 | 2018-07-06 12:00 | 63.01 | 2018 | 7.6 | 2018-07-31
Spain | ESP | 2018-07-06 11:00 | 2018-07-06 13:00 | 63.09 | 2018 | 7.6 | 2018-07-31
Spain | ESP | 2018-07-06 12:00 | 2018-07-06 14:00 | 62.64 | 2018 | 7.6 | 2018-07-31
Spain | ESP | 2018-07-06 13:00 | 2018-07-06 15:00 | 62.18 | 2018 | 7.6 | 2018-07-31
Spain | ESP | 2018-07-06 14:00 | 2018-07-06 16:00 | 61.9 | 2018 | 7.6 | 2018-07-31
Spain | ESP | 2018-07-06 15:00 | 2018-07-06 17:00 | 61.7 | 2018 | 7.6 | 2018-07-31
Spain | ESP | 2018-07-06 16:00 | 2018-07-06 18:00 | 61.4 | 2018 | 7.6 | 2018-07-31
Spain | ESP | 2018-07-06 17:00 | 2018-07-06 19:00 | 61.25 | 2018 | 7.6 | 2018-07-31
Spain | ESP | 2018-07-06 18:00 | 2018-07-06 20:00 | 61.86 | 2018 | 7.6 | 2018-07-31
Spain | ESP | 2018-07-06 19:00 | 2018-07-06 21:00 | 62 | 2018 | 7.6 | 2018-07-31
Spain | ESP | 2018-07-06 20:00 | 2018-07-06 22:00 | 61.4 | 2018 | 7.6 | 2018-07-31
Spain | ESP | 2018-07-06 21:00 | 2018-07-06 23:00 | 60.55 | 2018 | 7.6 | 2018-07-31
Spain | ESP | 2018-07-06 22:00 | 2018-07-07 | 61.81 | 2018 | 7.6 | 2018-07-31
Spain | ESP | 2018-07-06 23:00 | 2018-07-07 01:00 | 60.55 | 2018 | 7.6 | 2018-07-31
Spain | ESP | 2018-07-07 | 2018-07-07 02:00 | 61.21 | 2018 | 7.6 | 2018-07-31
Spain | ESP | 2018-07-07 01:00 | 2018-07-07 03:00 | 61.14 | 2018 | 7.6 | 2018-07-31
Spain | ESP | 2018-07-07 02:00 | 2018-07-07 04:00 | 61.1 | 2018 | 7.6 | 2018-07-31
Spain | ESP | 2018-07-07 03:00 | 2018-07-07 05:00 | 61.14 | 2018 | 7.6 | 2018-07-31
Spain | ESP | 2018-07-07 04:00 | 2018-07-07 06:00 | 60.55 | 2018 | 7.6 | 2018-07-31
Spain | ESP | 2018-07-07 05:00 | 2018-07-07 07:00 | 60 | 2018 | 7.6 | 2018-07-31
Spain | ESP | 2018-07-07 06:00 | 2018-07-07 08:00 | 60.02 | 2018 | 7.6 | 2018-07-31
Spain | ESP | 2018-07-07 07:00 | 2018-07-07 09:00 | 61.1 | 2018 | 7.6 | 2018-07-31
Spain | ESP | 2018-07-07 08:00 | 2018-07-07 10:00 | 61.21 | 2018 | 7.6 | 2018-07-31
Spain | ESP | 2018-07-07 09:00 | 2018-07-07 11:00 | 61.14 | 2018 | 7.6 | 2018-07-31
Spain | ESP | 2018-07-07 10:00 | 2018-07-07 12:00 | 61.1 | 2018 | 7.6 | 2018-07-31
Spain | ESP | 2018-07-07 11:00 | 2018-07-07 13:00 | 61.21 | 2018 | 7.6 | 2018-07-31
Spain | ESP | 2018-07-07 12:00 | 2018-07-07 14:00 | 61.12 | 2018 | 7.6 | 2018-07-31
Spain | ESP | 2018-07-07 13:00 | 2018-07-07 15:00 | 60.5 | 2018 | 7.6 | 2018-07-31
Spain | ESP | 2018-07-07 14:00 | 2018-07-07 16:00 | 60 | 2018 | 7.6 | 2018-07-31
Spain | ESP | 2018-07-07 15:00 | 2018-07-07 17:00 | 59.51 | 2018 | 7.6 | 2018-07-31
Spain | ESP | 2018-07-07 16:00 | 2018-07-07 18:00 | 59.51 | 2018 | 7.6 | 2018-07-31
Spain | ESP | 2018-07-07 17:00 | 2018-07-07 19:00 | 59.51 | 2018 | 7.6 | 2018-07-31
Spain | ESP | 2018-07-07 18:00 | 2018-07-07 20:00 | 60.22 | 2018 | 7.6 | 2018-07-31
Spain | ESP | 2018-07-07 19:00 | 2018-07-07 21:00 | 61.14 | 2018 | 7.6 | 2018-07-31
Spain | ESP | 2018-07-07 20:00 | 2018-07-07 22:00 | 61.4 | 2018 | 7.6 | 2018-07-31
Spain | ESP | 2018-07-07 21:00 | 2018-07-07 23:00 | 60.29 | 2018 | 7.6 | 2018-07-31
Spain | ESP | 2018-07-07 22:00 | 2018-07-08 | 58.68 | 2018 | 7.6 | 2018-07-31
Spain | ESP | 2018-07-07 23:00 | 2018-07-08 01:00 | 56.93 | 2018 | 7.6 | 2018-07-31
Spain | ESP | 2018-07-08 | 2018-07-08 02:00 | 55.06 | 2018 | 7.6 | 2018-07-31
Spain | ESP | 2018-07-08 01:00 | 2018-07-08 03:00 | 52.41 | 2018 | 7.6 | 2018-07-31
Spain | ESP | 2018-07-08 02:00 | 2018-07-08 04:00 | 52 | 2018 | 7.6 | 2018-07-31
Spain | ESP | 2018-07-08 03:00 | 2018-07-08 05:00 | 52 | 2018 | 7.6 | 2018-07-31
Spain | ESP | 2018-07-08 04:00 | 2018-07-08 06:00 | 52.02 | 2018 | 7.6 | 2018-07-31
Spain | ESP | 2018-07-08 05:00 | 2018-07-08 07:00 | 51.17 | 2018 | 7.6 | 2018-07-31
Spain | ESP | 2018-07-08 06:00 | 2018-07-08 08:00 | 52.27 | 2018 | 7.6 | 2018-07-31
Spain | ESP | 2018-07-08 07:00 | 2018-07-08 09:00 | 53.58 | 2018 | 7.6 | 2018-07-31
Spain | ESP | 2018-07-08 08:00 | 2018-07-08 10:00 | 57.6 | 2018 | 7.6 | 2018-07-31
Spain | ESP | 2018-07-08 09:00 | 2018-07-08 11:00 | 60.07 | 2018 | 7.6 | 2018-07-31
Spain | ESP | 2018-07-08 10:00 | 2018-07-08 12:00 | 60.95 | 2018 | 7.6 | 2018-07-31
Spain | ESP | 2018-07-08 11:00 | 2018-07-08 13:00 | 60.97 | 2018 | 7.6 | 2018-07-31
Spain | ESP | 2018-07-08 12:00 | 2018-07-08 14:00 | 61.14 | 2018 | 7.6 | 2018-07-31
Spain | ESP | 2018-07-08 13:00 | 2018-07-08 15:00 | 60.95 | 2018 | 7.6 | 2018-07-31
Spain | ESP | 2018-07-08 14:00 | 2018-07-08 16:00 | 60.15 | 2018 | 7.6 | 2018-07-31
Spain | ESP | 2018-07-08 15:00 | 2018-07-08 17:00 | 60.95 | 2018 | 7.6 | 2018-07-31
Spain | ESP | 2018-07-08 16:00 | 2018-07-08 18:00 | 60 | 2018 | 7.6 | 2018-07-31
Spain | ESP | 2018-07-08 17:00 | 2018-07-08 19:00 | 60.03 | 2018 | 7.6 | 2018-07-31
Spain | ESP | 2018-07-08 18:00 | 2018-07-08 20:00 | 57.6 | 2018 | 7.6 | 2018-07-31
Spain | ESP | 2018-07-08 19:00 | 2018-07-08 21:00 | 61.4 | 2018 | 7.6 | 2018-07-31
Spain | ESP | 2018-07-08 20:00 | 2018-07-08 22:00 | 62.27 | 2018 | 7.6 | 2018-07-31
Spain | ESP | 2018-07-08 21:00 | 2018-07-08 23:00 | 61.4 | 2018 | 7.6 | 2018-07-31
Spain | ESP | 2018-07-08 22:00 | 2018-07-09 | 61.4 | 2018 | 7.6 | 2018-07-31
Spain | ESP | 2018-07-08 23:00 | 2018-07-09 01:00 | 58.15 | 2018 | 7.6 | 2018-07-31
Spain | ESP | 2018-07-09 | 2018-07-09 02:00 | 53.27 | 2018 | 7.6 | 2018-07-31
Spain | ESP | 2018-07-09 01:00 | 2018-07-09 03:00 | 52.05 | 2018 | 7.6 | 2018-07-31
Spain | ESP | 2018-07-09 02:00 | 2018-07-09 04:00 | 51.98 | 2018 | 7.6 | 2018-07-31
Spain | ESP | 2018-07-09 03:00 | 2018-07-09 05:00 | 52.26 | 2018 | 7.6 | 2018-07-31
Spain | ESP | 2018-07-09 04:00 | 2018-07-09 06:00 | 58.18 | 2018 | 7.6 | 2018-07-31
Spain | ESP | 2018-07-09 05:00 | 2018-07-09 07:00 | 61.55 | 2018 | 7.6 | 2018-07-31
Spain | ESP | 2018-07-09 06:00 | 2018-07-09 08:00 | 62.89 | 2018 | 7.6 | 2018-07-31
Spain | ESP | 2018-07-09 07:00 | 2018-07-09 09:00 | 63.17 | 2018 | 7.6 | 2018-07-31
Spain | ESP | 2018-07-09 08:00 | 2018-07-09 10:00 | 63.91 | 2018 | 7.6 | 2018-07-31
Spain | ESP | 2018-07-09 09:00 | 2018-07-09 11:00 | 64.5 | 2018 | 7.6 | 2018-07-31
Spain | ESP | 2018-07-09 10:00 | 2018-07-09 12:00 | 64.86 | 2018 | 7.6 | 2018-07-31
Spain | ESP | 2018-07-09 11:00 | 2018-07-09 13:00 | 64.95 | 2018 | 7.6 | 2018-07-31
Spain | ESP | 2018-07-09 12:00 | 2018-07-09 14:00 | 64.75 | 2018 | 7.6 | 2018-07-31
Spain | ESP | 2018-07-09 13:00 | 2018-07-09 15:00 | 64.1 | 2018 | 7.6 | 2018-07-31
Spain | ESP | 2018-07-09 14:00 | 2018-07-09 16:00 | 63.91 | 2018 | 7.6 | 2018-07-31
Spain | ESP | 2018-07-09 15:00 | 2018-07-09 17:00 | 63.67 | 2018 | 7.6 | 2018-07-31
Spain | ESP | 2018-07-09 16:00 | 2018-07-09 18:00 | 63.01 | 2018 | 7.6 | 2018-07-31
Spain | ESP | 2018-07-09 17:00 | 2018-07-09 19:00 | 62.64 | 2018 | 7.6 | 2018-07-31
Spain | ESP | 2018-07-09 18:00 | 2018-07-09 20:00 | 62.41 | 2018 | 7.6 | 2018-07-31
Spain | ESP | 2018-07-09 19:00 | 2018-07-09 21:00 | 62.97 | 2018 | 7.6 | 2018-07-31
Spain | ESP | 2018-07-09 20:00 | 2018-07-09 22:00 | 63.17 | 2018 | 7.6 | 2018-07-31
Spain | ESP | 2018-07-09 21:00 | 2018-07-09 23:00 | 61.86 | 2018 | 7.6 | 2018-07-31
Spain | ESP | 2018-07-09 22:00 | 2018-07-10 | 61.14 | 2018 | 7.6 | 2018-07-31
Spain | ESP | 2018-07-09 23:00 | 2018-07-10 01:00 | 56.9 | 2018 | 7.6 | 2018-07-31
Spain | ESP | 2018-07-10 | 2018-07-10 02:00 | 54.18 | 2018 | 7.6 | 2018-07-31
Spain | ESP | 2018-07-10 01:00 | 2018-07-10 03:00 | 52.74 | 2018 | 7.6 | 2018-07-31
Spain | ESP | 2018-07-10 02:00 | 2018-07-10 04:00 | 52.3 | 2018 | 7.6 | 2018-07-31
Spain | ESP | 2018-07-10 03:00 | 2018-07-10 05:00 | 53.26 | 2018 | 7.6 | 2018-07-31
Spain | ESP | 2018-07-10 04:00 | 2018-07-10 06:00 | 57.93 | 2018 | 7.6 | 2018-07-31
Spain | ESP | 2018-07-10 05:00 | 2018-07-10 07:00 | 60.69 | 2018 | 7.6 | 2018-07-31
Spain | ESP | 2018-07-10 06:00 | 2018-07-10 08:00 | 62 | 2018 | 7.6 | 2018-07-31
Spain | ESP | 2018-07-10 07:00 | 2018-07-10 09:00 | 63.17 | 2018 | 7.6 | 2018-07-31
Spain | ESP | 2018-07-10 08:00 | 2018-07-10 10:00 | 63.17 | 2018 | 7.6 | 2018-07-31
Spain | ESP | 2018-07-10 09:00 | 2018-07-10 11:00 | 63.57 | 2018 | 7.6 | 2018-07-31
Spain | ESP | 2018-07-10 10:00 | 2018-07-10 12:00 | 64.09 | 2018 | 7.6 | 2018-07-31
Spain | ESP | 2018-07-10 11:00 | 2018-07-10 13:00 | 64.71 | 2018 | 7.6 | 2018-07-31
Spain | ESP | 2018-07-10 12:00 | 2018-07-10 14:00 | 64.02 | 2018 | 7.6 | 2018-07-31
Spain | ESP | 2018-07-10 13:00 | 2018-07-10 15:00 | 63.8 | 2018 | 7.6 | 2018-07-31
Spain | ESP | 2018-07-10 14:00 | 2018-07-10 16:00 | 63.53 | 2018 | 7.6 | 2018-07-31
Spain | ESP | 2018-07-10 15:00 | 2018-07-10 17:00 | 63.17 | 2018 | 7.6 | 2018-07-31
Spain | ESP | 2018-07-10 16:00 | 2018-07-10 18:00 | 62.24 | 2018 | 7.6 | 2018-07-31
Spain | ESP | 2018-07-10 17:00 | 2018-07-10 19:00 | 61.76 | 2018 | 7.6 | 2018-07-31
Spain | ESP | 2018-07-10 18:00 | 2018-07-10 20:00 | 61.89 | 2018 | 7.6 | 2018-07-31
Spain | ESP | 2018-07-10 19:00 | 2018-07-10 21:00 | 62.64 | 2018 | 7.6 | 2018-07-31
Spain | ESP | 2018-07-10 20:00 | 2018-07-10 22:00 | 62.49 | 2018 | 7.6 | 2018-07-31
Spain | ESP | 2018-07-10 21:00 | 2018-07-10 23:00 | 61.14 | 2018 | 7.6 | 2018-07-31
Spain | ESP | 2018-07-10 22:00 | 2018-07-11 | 61 | 2018 | 7.6 | 2018-07-31
Spain | ESP | 2018-07-10 23:00 | 2018-07-11 01:00 | 54.44 | 2018 | 7.6 | 2018-07-31
Spain | ESP | 2018-07-11 | 2018-07-11 02:00 | 52.31 | 2018 | 7.6 | 2018-07-31
Spain | ESP | 2018-07-11 01:00 | 2018-07-11 03:00 | 51.79 | 2018 | 7.6 | 2018-07-31
Spain | ESP | 2018-07-11 02:00 | 2018-07-11 04:00 | 51.66 | 2018 | 7.6 | 2018-07-31
Spain | ESP | 2018-07-11 03:00 | 2018-07-11 05:00 | 51.91 | 2018 | 7.6 | 2018-07-31
Spain | ESP | 2018-07-11 04:00 | 2018-07-11 06:00 | 56.83 | 2018 | 7.6 | 2018-07-31
Spain | ESP | 2018-07-11 05:00 | 2018-07-11 07:00 | 61.14 | 2018 | 7.6 | 2018-07-31
Spain | ESP | 2018-07-11 06:00 | 2018-07-11 08:00 | 63.17 | 2018 | 7.6 | 2018-07-31
Spain | ESP | 2018-07-11 07:00 | 2018-07-11 09:00 | 63.91 | 2018 | 7.6 | 2018-07-31
Spain | ESP | 2018-07-11 08:00 | 2018-07-11 10:00 | 63.8 | 2018 | 7.6 | 2018-07-31
Spain | ESP | 2018-07-11 09:00 | 2018-07-11 11:00 | 64.03 | 2018 | 7.6 | 2018-07-31
Spain | ESP | 2018-07-11 10:00 | 2018-07-11 12:00 | 65.5 | 2018 | 7.6 | 2018-07-31
Spain | ESP | 2018-07-11 11:00 | 2018-07-11 13:00 | 65.73 | 2018 | 7.6 | 2018-07-31
Spain | ESP | 2018-07-11 12:00 | 2018-07-11 14:00 | 65.01 | 2018 | 7.6 | 2018-07-31
Spain | ESP | 2018-07-11 13:00 | 2018-07-11 15:00 | 64.02 | 2018 | 7.6 | 2018-07-31
Spain | ESP | 2018-07-11 14:00 | 2018-07-11 16:00 | 63.67 | 2018 | 7.6 | 2018-07-31
Spain | ESP | 2018-07-11 15:00 | 2018-07-11 17:00 | 63.01 | 2018 | 7.6 | 2018-07-31
Spain | ESP | 2018-07-11 16:00 | 2018-07-11 18:00 | 62.46 | 2018 | 7.6 | 2018-07-31
Spain | ESP | 2018-07-11 17:00 | 2018-07-11 19:00 | 61.9 | 2018 | 7.6 | 2018-07-31
Spain | ESP | 2018-07-11 18:00 | 2018-07-11 20:00 | 62.49 | 2018 | 7.6 | 2018-07-31
Spain | ESP | 2018-07-11 19:00 | 2018-07-11 21:00 | 63.49 | 2018 | 7.6 | 2018-07-31
Spain | ESP | 2018-07-11 20:00 | 2018-07-11 22:00 | 63.49 | 2018 | 7.6 | 2018-07-31
Spain | ESP | 2018-07-11 21:00 | 2018-07-11 23:00 | 61.89 | 2018 | 7.6 | 2018-07-31
Spain | ESP | 2018-07-11 22:00 | 2018-07-12 | 62 | 2018 | 7.6 | 2018-07-31
Spain | ESP | 2018-07-11 23:00 | 2018-07-12 01:00 | 61.14 | 2018 | 7.6 | 2018-07-31
Spain | ESP | 2018-07-12 | 2018-07-12 02:00 | 58 | 2018 | 7.6 | 2018-07-31
Spain | ESP | 2018-07-12 01:00 | 2018-07-12 03:00 | 57 | 2018 | 7.6 | 2018-07-31
Spain | ESP | 2018-07-12 02:00 | 2018-07-12 04:00 | 56.95 | 2018 | 7.6 | 2018-07-31
Spain | ESP | 2018-07-12 03:00 | 2018-07-12 05:00 | 57.93 | 2018 | 7.6 | 2018-07-31
Spain | ESP | 2018-07-12 04:00 | 2018-07-12 06:00 | 61.5 | 2018 | 7.6 | 2018-07-31
Spain | ESP | 2018-07-12 05:00 | 2018-07-12 07:00 | 63.17 | 2018 | 7.6 | 2018-07-31
Spain | ESP | 2018-07-12 06:00 | 2018-07-12 08:00 | 65.02 | 2018 | 7.6 | 2018-07-31
Spain | ESP | 2018-07-12 07:00 | 2018-07-12 09:00 | 66.86 | 2018 | 7.6 | 2018-07-31
Spain | ESP | 2018-07-12 08:00 | 2018-07-12 10:00 | 66.51 | 2018 | 7.6 | 2018-07-31
Spain | ESP | 2018-07-12 09:00 | 2018-07-12 11:00 | 66.69 | 2018 | 7.6 | 2018-07-31
Spain | ESP | 2018-07-12 10:00 | 2018-07-12 12:00 | 68 | 2018 | 7.6 | 2018-07-31
Spain | ESP | 2018-07-12 11:00 | 2018-07-12 13:00 | 68.3 | 2018 | 7.6 | 2018-07-31
Spain | ESP | 2018-07-12 12:00 | 2018-07-12 14:00 | 67.94 | 2018 | 7.6 | 2018-07-31
Spain | ESP | 2018-07-12 13:00 | 2018-07-12 15:00 | 66.85 | 2018 | 7.6 | 2018-07-31
Spain | ESP | 2018-07-12 14:00 | 2018-07-12 16:00 | 66.67 | 2018 | 7.6 | 2018-07-31
Spain | ESP | 2018-07-12 15:00 | 2018-07-12 17:00 | 66.09 | 2018 | 7.6 | 2018-07-31
Spain | ESP | 2018-07-12 16:00 | 2018-07-12 18:00 | 65.01 | 2018 | 7.6 | 2018-07-31
Spain | ESP | 2018-07-12 17:00 | 2018-07-12 19:00 | 64.35 | 2018 | 7.6 | 2018-07-31
Spain | ESP | 2018-07-12 18:00 | 2018-07-12 20:00 | 64.67 | 2018 | 7.6 | 2018-07-31
Spain | ESP | 2018-07-12 19:00 | 2018-07-12 21:00 | 65.01 | 2018 | 7.6 | 2018-07-31
Spain | ESP | 2018-07-12 20:00 | 2018-07-12 22:00 | 64.67 | 2018 | 7.6 | 2018-07-31
Spain | ESP | 2018-07-12 21:00 | 2018-07-12 23:00 | 62.64 | 2018 | 7.6 | 2018-07-31
Spain | ESP | 2018-07-12 22:00 | 2018-07-13 | 61.86 | 2018 | 7.6 | 2018-07-31
Spain | ESP | 2018-07-12 23:00 | 2018-07-13 01:00 | 60.26 | 2018 | 7.6 | 2018-07-31
Spain | ESP | 2018-07-13 | 2018-07-13 02:00 | 57.93 | 2018 | 7.6 | 2018-07-31
Spain | ESP | 2018-07-13 01:00 | 2018-07-13 03:00 | 56.21 | 2018 | 7.6 | 2018-07-31
Spain | ESP | 2018-07-13 02:00 | 2018-07-13 04:00 | 56.01 | 2018 | 7.6 | 2018-07-31
Spain | ESP | 2018-07-13 03:00 | 2018-07-13 05:00 | 57.93 | 2018 | 7.6 | 2018-07-31
Spain | ESP | 2018-07-13 04:00 | 2018-07-13 06:00 | 61.54 | 2018 | 7.6 | 2018-07-31
Spain | ESP | 2018-07-13 05:00 | 2018-07-13 07:00 | 63.01 | 2018 | 7.6 | 2018-07-31
Spain | ESP | 2018-07-13 06:00 | 2018-07-13 08:00 | 65 | 2018 | 7.6 | 2018-07-31
Spain | ESP | 2018-07-13 07:00 | 2018-07-13 09:00 | 66.09 | 2018 | 7.6 | 2018-07-31
Spain | ESP | 2018-07-13 08:00 | 2018-07-13 10:00 | 65.89 | 2018 | 7.6 | 2018-07-31
Spain | ESP | 2018-07-13 09:00 | 2018-07-13 11:00 | 66 | 2018 | 7.6 | 2018-07-31
Spain | ESP | 2018-07-13 10:00 | 2018-07-13 12:00 | 66.69 | 2018 | 7.6 | 2018-07-31
Spain | ESP | 2018-07-13 11:00 | 2018-07-13 13:00 | 66.69 | 2018 | 7.6 | 2018-07-31
Spain | ESP | 2018-07-13 12:00 | 2018-07-13 14:00 | 65.17 | 2018 | 7.6 | 2018-07-31
Spain | ESP | 2018-07-13 13:00 | 2018-07-13 15:00 | 65.02 | 2018 | 7.6 | 2018-07-31
Spain | ESP | 2018-07-13 14:00 | 2018-07-13 16:00 | 64.94 | 2018 | 7.6 | 2018-07-31
Spain | ESP | 2018-07-13 15:00 | 2018-07-13 17:00 | 64.94 | 2018 | 7.6 | 2018-07-31
Spain | ESP | 2018-07-13 16:00 | 2018-07-13 18:00 | 63.99 | 2018 | 7.6 | 2018-07-31
Spain | ESP | 2018-07-13 17:00 | 2018-07-13 19:00 | 63.8 | 2018 | 7.6 | 2018-07-31
Spain | ESP | 2018-07-13 18:00 | 2018-07-13 20:00 | 64.5 | 2018 | 7.6 | 2018-07-31
Spain | ESP | 2018-07-13 19:00 | 2018-07-13 21:00 | 65.22 | 2018 | 7.6 | 2018-07-31
Spain | ESP | 2018-07-13 20:00 | 2018-07-13 22:00 | 65.17 | 2018 | 7.6 | 2018-07-31
Spain | ESP | 2018-07-13 21:00 | 2018-07-13 23:00 | 63.91 | 2018 | 7.6 | 2018-07-31
Spain | ESP | 2018-07-13 22:00 | 2018-07-14 | 64.39 | 2018 | 7.6 | 2018-07-31
Spain | ESP | 2018-07-13 23:00 | 2018-07-14 01:00 | 63.43 | 2018 | 7.6 | 2018-07-31
Spain | ESP | 2018-07-14 | 2018-07-14 02:00 | 62.86 | 2018 | 7.6 | 2018-07-31
Spain | ESP | 2018-07-14 01:00 | 2018-07-14 03:00 | 62.24 | 2018 | 7.6 | 2018-07-31
Spain | ESP | 2018-07-14 02:00 | 2018-07-14 04:00 | 62.14 | 2018 | 7.6 | 2018-07-31
Spain | ESP | 2018-07-14 03:00 | 2018-07-14 05:00 | 62 | 2018 | 7.6 | 2018-07-31
Spain | ESP | 2018-07-14 04:00 | 2018-07-14 06:00 | 61.15 | 2018 | 7.6 | 2018-07-31
Spain | ESP | 2018-07-14 05:00 | 2018-07-14 07:00 | 61.18 | 2018 | 7.6 | 2018-07-31
Spain | ESP | 2018-07-14 06:00 | 2018-07-14 08:00 | 62.14 | 2018 | 7.6 | 2018-07-31
Spain | ESP | 2018-07-14 07:00 | 2018-07-14 09:00 | 62.76 | 2018 | 7.6 | 2018-07-31
Spain | ESP | 2018-07-14 08:00 | 2018-07-14 10:00 | 63.69 | 2018 | 7.6 | 2018-07-31
Spain | ESP | 2018-07-14 09:00 | 2018-07-14 11:00 | 63.81 | 2018 | 7.6 | 2018-07-31
Spain | ESP | 2018-07-14 10:00 | 2018-07-14 12:00 | 63.81 | 2018 | 7.6 | 2018-07-31
Spain | ESP | 2018-07-14 11:00 | 2018-07-14 13:00 | 63.04 | 2018 | 7.6 | 2018-07-31
Spain | ESP | 2018-07-14 12:00 | 2018-07-14 14:00 | 62.7 | 2018 | 7.6 | 2018-07-31
Spain | ESP | 2018-07-14 13:00 | 2018-07-14 15:00 | 61.81 | 2018 | 7.6 | 2018-07-31
Spain | ESP | 2018-07-14 14:00 | 2018-07-14 16:00 | 60.01 | 2018 | 7.6 | 2018-07-31
Spain | ESP | 2018-07-14 15:00 | 2018-07-14 17:00 | 59 | 2018 | 7.6 | 2018-07-31
Spain | ESP | 2018-07-14 16:00 | 2018-07-14 18:00 | 58.43 | 2018 | 7.6 | 2018-07-31
Spain | ESP | 2018-07-14 17:00 | 2018-07-14 19:00 | 59.96 | 2018 | 7.6 | 2018-07-31
Spain | ESP | 2018-07-14 18:00 | 2018-07-14 20:00 | 62.14 | 2018 | 7.6 | 2018-07-31
Spain | ESP | 2018-07-14 19:00 | 2018-07-14 21:00 | 63.13 | 2018 | 7.6 | 2018-07-31
Spain | ESP | 2018-07-14 20:00 | 2018-07-14 22:00 | 63.86 | 2018 | 7.6 | 2018-07-31
Spain | ESP | 2018-07-14 21:00 | 2018-07-14 23:00 | 63.23 | 2018 | 7.6 | 2018-07-31
Spain | ESP | 2018-07-14 22:00 | 2018-07-15 | 63.69 | 2018 | 7.6 | 2018-07-31
Spain | ESP | 2018-07-14 23:00 | 2018-07-15 01:00 | 62.21 | 2018 | 7.6 | 2018-07-31
Spain | ESP | 2018-07-15 | 2018-07-15 02:00 | 61.15 | 2018 | 7.6 | 2018-07-31
Spain | ESP | 2018-07-15 01:00 | 2018-07-15 03:00 | 60.95 | 2018 | 7.6 | 2018-07-31
Spain | ESP | 2018-07-15 02:00 | 2018-07-15 04:00 | 58 | 2018 | 7.6 | 2018-07-31
Spain | ESP | 2018-07-15 03:00 | 2018-07-15 05:00 | 58.43 | 2018 | 7.6 | 2018-07-31
Spain | ESP | 2018-07-15 04:00 | 2018-07-15 06:00 | 58.07 | 2018 | 7.6 | 2018-07-31
Spain | ESP | 2018-07-15 05:00 | 2018-07-15 07:00 | 57.75 | 2018 | 7.6 | 2018-07-31
Spain | ESP | 2018-07-15 06:00 | 2018-07-15 08:00 | 61 | 2018 | 7.6 | 2018-07-31
Spain | ESP | 2018-07-15 07:00 | 2018-07-15 09:00 | 62.16 | 2018 | 7.6 | 2018-07-31
Spain | ESP | 2018-07-15 08:00 | 2018-07-15 10:00 | 62.45 | 2018 | 7.6 | 2018-07-31
Spain | ESP | 2018-07-15 09:00 | 2018-07-15 11:00 | 63.04 | 2018 | 7.6 | 2018-07-31
Spain | ESP | 2018-07-15 10:00 | 2018-07-15 12:00 | 63.01 | 2018 | 7.6 | 2018-07-31
Spain | ESP | 2018-07-15 11:00 | 2018-07-15 13:00 | 63 | 2018 | 7.6 | 2018-07-31
Spain | ESP | 2018-07-15 12:00 | 2018-07-15 14:00 | 62.14 | 2018 | 7.6 | 2018-07-31
Spain | ESP | 2018-07-15 13:00 | 2018-07-15 15:00 | 58 | 2018 | 7.6 | 2018-07-31
Spain | ESP | 2018-07-15 14:00 | 2018-07-15 16:00 | 54.83 | 2018 | 7.6 | 2018-07-31
Spain | ESP | 2018-07-15 15:00 | 2018-07-15 17:00 | 52 | 2018 | 7.6 | 2018-07-31
Spain | ESP | 2018-07-15 16:00 | 2018-07-15 18:00 | 51.72 | 2018 | 7.6 | 2018-07-31
Spain | ESP | 2018-07-15 17:00 | 2018-07-15 19:00 | 54.25 | 2018 | 7.6 | 2018-07-31
Spain | ESP | 2018-07-15 18:00 | 2018-07-15 20:00 | 56.05 | 2018 | 7.6 | 2018-07-31
Spain | ESP | 2018-07-15 19:00 | 2018-07-15 21:00 | 59.01 | 2018 | 7.6 | 2018-07-31
Spain | ESP | 2018-07-15 20:00 | 2018-07-15 22:00 | 62.86 | 2018 | 7.6 | 2018-07-31
Spain | ESP | 2018-07-15 21:00 | 2018-07-15 23:00 | 59.01 | 2018 | 7.6 | 2018-07-31
Spain | ESP | 2018-07-15 22:00 | 2018-07-16 | 60 | 2018 | 7.6 | 2018-07-31
Spain | ESP | 2018-07-15 23:00 | 2018-07-16 01:00 | 52.84 | 2018 | 7.6 | 2018-07-31
Spain | ESP | 2018-07-16 | 2018-07-16 02:00 | 50.35 | 2018 | 7.6 | 2018-07-31
Spain | ESP | 2018-07-16 01:00 | 2018-07-16 03:00 | 50 | 2018 | 7.6 | 2018-07-31
Spain | ESP | 2018-07-16 02:00 | 2018-07-16 04:00 | 49.83 | 2018 | 7.6 | 2018-07-31
Spain | ESP | 2018-07-16 03:00 | 2018-07-16 05:00 | 50 | 2018 | 7.6 | 2018-07-31
Spain | ESP | 2018-07-16 04:00 | 2018-07-16 06:00 | 53.05 | 2018 | 7.6 | 2018-07-31
Spain | ESP | 2018-07-16 05:00 | 2018-07-16 07:00 | 58.09 | 2018 | 7.6 | 2018-07-31
Spain | ESP | 2018-07-16 06:00 | 2018-07-16 08:00 | 62.16 | 2018 | 7.6 | 2018-07-31
Spain | ESP | 2018-07-16 07:00 | 2018-07-16 09:00 | 62.75 | 2018 | 7.6 | 2018-07-31
Spain | ESP | 2018-07-16 08:00 | 2018-07-16 10:00 | 62.86 | 2018 | 7.6 | 2018-07-31
Spain | ESP | 2018-07-16 09:00 | 2018-07-16 11:00 | 63 | 2018 | 7.6 | 2018-07-31
Spain | ESP | 2018-07-16 10:00 | 2018-07-16 12:00 | 63.6 | 2018 | 7.6 | 2018-07-31
Spain | ESP | 2018-07-16 11:00 | 2018-07-16 13:00 | 63.9 | 2018 | 7.6 | 2018-07-31
Spain | ESP | 2018-07-16 12:00 | 2018-07-16 14:00 | 63.78 | 2018 | 7.6 | 2018-07-31
Spain | ESP | 2018-07-16 13:00 | 2018-07-16 15:00 | 63.31 | 2018 | 7.6 | 2018-07-31
Spain | ESP | 2018-07-16 14:00 | 2018-07-16 16:00 | 64 | 2018 | 7.6 | 2018-07-31
Spain | ESP | 2018-07-16 15:00 | 2018-07-16 17:00 | 64.39 | 2018 | 7.6 | 2018-07-31
Spain | ESP | 2018-07-16 16:00 | 2018-07-16 18:00 | 64 | 2018 | 7.6 | 2018-07-31
Spain | ESP | 2018-07-16 17:00 | 2018-07-16 19:00 | 64 | 2018 | 7.6 | 2018-07-31
Spain | ESP | 2018-07-16 18:00 | 2018-07-16 20:00 | 64.5 | 2018 | 7.6 | 2018-07-31
Spain | ESP | 2018-07-16 19:00 | 2018-07-16 21:00 | 66.3 | 2018 | 7.6 | 2018-07-31
Spain | ESP | 2018-07-16 20:00 | 2018-07-16 22:00 | 66.3 | 2018 | 7.6 | 2018-07-31
Spain | ESP | 2018-07-16 21:00 | 2018-07-16 23:00 | 64.56 | 2018 | 7.6 | 2018-07-31
Spain | ESP | 2018-07-16 22:00 | 2018-07-17 | 63.03 | 2018 | 7.6 | 2018-07-31
Spain | ESP | 2018-07-16 23:00 | 2018-07-17 01:00 | 61.15 | 2018 | 7.6 | 2018-07-31
Spain | ESP | 2018-07-17 | 2018-07-17 02:00 | 57.46 | 2018 | 7.6 | 2018-07-31
Spain | ESP | 2018-07-17 01:00 | 2018-07-17 03:00 | 56.85 | 2018 | 7.6 | 2018-07-31
Spain | ESP | 2018-07-17 02:00 | 2018-07-17 04:00 | 56 | 2018 | 7.6 | 2018-07-31
Spain | ESP | 2018-07-17 03:00 | 2018-07-17 05:00 | 56.85 | 2018 | 7.6 | 2018-07-31
Spain | ESP | 2018-07-17 04:00 | 2018-07-17 06:00 | 61.15 | 2018 | 7.6 | 2018-07-31
Spain | ESP | 2018-07-17 05:00 | 2018-07-17 07:00 | 62.86 | 2018 | 7.6 | 2018-07-31
Spain | ESP | 2018-07-17 06:00 | 2018-07-17 08:00 | 64.59 | 2018 | 7.6 | 2018-07-31
Spain | ESP | 2018-07-17 07:00 | 2018-07-17 09:00 | 65.36 | 2018 | 7.6 | 2018-07-31
Spain | ESP | 2018-07-17 08:00 | 2018-07-17 10:00 | 65.69 | 2018 | 7.6 | 2018-07-31
Spain | ESP | 2018-07-17 09:00 | 2018-07-17 11:00 | 65.69 | 2018 | 7.6 | 2018-07-31
Spain | ESP | 2018-07-17 10:00 | 2018-07-17 12:00 | 66.76 | 2018 | 7.6 | 2018-07-31
Spain | ESP | 2018-07-17 11:00 | 2018-07-17 13:00 | 66.94 | 2018 | 7.6 | 2018-07-31
Spain | ESP | 2018-07-17 12:00 | 2018-07-17 14:00 | 66.01 | 2018 | 7.6 | 2018-07-31
Spain | ESP | 2018-07-17 13:00 | 2018-07-17 15:00 | 65.67 | 2018 | 7.6 | 2018-07-31
Spain | ESP | 2018-07-17 14:00 | 2018-07-17 16:00 | 65.36 | 2018 | 7.6 | 2018-07-31
Spain | ESP | 2018-07-17 15:00 | 2018-07-17 17:00 | 65 | 2018 | 7.6 | 2018-07-31
Spain | ESP | 2018-07-17 16:00 | 2018-07-17 18:00 | 64.46 | 2018 | 7.6 | 2018-07-31
Spain | ESP | 2018-07-17 17:00 | 2018-07-17 19:00 | 63.9 | 2018 | 7.6 | 2018-07-31
Spain | ESP | 2018-07-17 18:00 | 2018-07-17 20:00 | 64.02 | 2018 | 7.6 | 2018-07-31
Spain | ESP | 2018-07-17 19:00 | 2018-07-17 21:00 | 64.46 | 2018 | 7.6 | 2018-07-31
Spain | ESP | 2018-07-17 20:00 | 2018-07-17 22:00 | 63.97 | 2018 | 7.6 | 2018-07-31
Spain | ESP | 2018-07-17 21:00 | 2018-07-17 23:00 | 60.57 | 2018 | 7.6 | 2018-07-31
Spain | ESP | 2018-07-17 22:00 | 2018-07-18 | 60.62 | 2018 | 7.6 | 2018-07-31
Spain | ESP | 2018-07-17 23:00 | 2018-07-18 01:00 | 56.85 | 2018 | 7.6 | 2018-07-31
Spain | ESP | 2018-07-18 | 2018-07-18 02:00 | 55 | 2018 | 7.6 | 2018-07-31
Spain | ESP | 2018-07-18 01:00 | 2018-07-18 03:00 | 54.65 | 2018 | 7.6 | 2018-07-31
Spain | ESP | 2018-07-18 02:00 | 2018-07-18 04:00 | 54.65 | 2018 | 7.6 | 2018-07-31
Spain | ESP | 2018-07-18 03:00 | 2018-07-18 05:00 | 55.53 | 2018 | 7.6 | 2018-07-31
Spain | ESP | 2018-07-18 04:00 | 2018-07-18 06:00 | 61.15 | 2018 | 7.6 | 2018-07-31
Spain | ESP | 2018-07-18 05:00 | 2018-07-18 07:00 | 64 | 2018 | 7.6 | 2018-07-31
Spain | ESP | 2018-07-18 06:00 | 2018-07-18 08:00 | 65.52 | 2018 | 7.6 | 2018-07-31
Spain | ESP | 2018-07-18 07:00 | 2018-07-18 09:00 | 66.69 | 2018 | 7.6 | 2018-07-31
Spain | ESP | 2018-07-18 08:00 | 2018-07-18 10:00 | 66.69 | 2018 | 7.6 | 2018-07-31
Spain | ESP | 2018-07-18 09:00 | 2018-07-18 11:00 | 66.69 | 2018 | 7.6 | 2018-07-31
Spain | ESP | 2018-07-18 10:00 | 2018-07-18 12:00 | 66.69 | 2018 | 7.6 | 2018-07-31
Spain | ESP | 2018-07-18 11:00 | 2018-07-18 13:00 | 66.76 | 2018 | 7.6 | 2018-07-31
Spain | ESP | 2018-07-18 12:00 | 2018-07-18 14:00 | 66.07 | 2018 | 7.6 | 2018-07-31
Spain | ESP | 2018-07-18 13:00 | 2018-07-18 15:00 | 65.61 | 2018 | 7.6 | 2018-07-31
Spain | ESP | 2018-07-18 14:00 | 2018-07-18 16:00 | 65.61 | 2018 | 7.6 | 2018-07-31
Spain | ESP | 2018-07-18 15:00 | 2018-07-18 17:00 | 65.67 | 2018 | 7.6 | 2018-07-31
Spain | ESP | 2018-07-18 16:00 | 2018-07-18 18:00 | 65.2 | 2018 | 7.6 | 2018-07-31
Spain | ESP | 2018-07-18 17:00 | 2018-07-18 19:00 | 64.69 | 2018 | 7.6 | 2018-07-31
Spain | ESP | 2018-07-18 18:00 | 2018-07-18 20:00 | 65.32 | 2018 | 7.6 | 2018-07-31
Spain | ESP | 2018-07-18 19:00 | 2018-07-18 21:00 | 66.1 | 2018 | 7.6 | 2018-07-31
Spain | ESP | 2018-07-18 20:00 | 2018-07-18 22:00 | 65.69 | 2018 | 7.6 | 2018-07-31
Spain | ESP | 2018-07-18 21:00 | 2018-07-18 23:00 | 65.36 | 2018 | 7.6 | 2018-07-31
Spain | ESP | 2018-07-18 22:00 | 2018-07-19 | 64.46 | 2018 | 7.6 | 2018-07-31
Spain | ESP | 2018-07-18 23:00 | 2018-07-19 01:00 | 63.18 | 2018 | 7.6 | 2018-07-31
Spain | ESP | 2018-07-19 | 2018-07-19 02:00 | 62 | 2018 | 7.6 | 2018-07-31
Spain | ESP | 2018-07-19 01:00 | 2018-07-19 03:00 | 59.4 | 2018 | 7.6 | 2018-07-31
Spain | ESP | 2018-07-19 02:00 | 2018-07-19 04:00 | 59.4 | 2018 | 7.6 | 2018-07-31
Spain | ESP | 2018-07-19 03:00 | 2018-07-19 05:00 | 61.15 | 2018 | 7.6 | 2018-07-31
Spain | ESP | 2018-07-19 04:00 | 2018-07-19 06:00 | 63.9 | 2018 | 7.6 | 2018-07-31
Spain | ESP | 2018-07-19 05:00 | 2018-07-19 07:00 | 64.46 | 2018 | 7.6 | 2018-07-31
Spain | ESP | 2018-07-19 06:00 | 2018-07-19 08:00 | 65.9 | 2018 | 7.6 | 2018-07-31
Spain | ESP | 2018-07-19 07:00 | 2018-07-19 09:00 | 67.02 | 2018 | 7.6 | 2018-07-31
Spain | ESP | 2018-07-19 08:00 | 2018-07-19 10:00 | 66.89 | 2018 | 7.6 | 2018-07-31
Spain | ESP | 2018-07-19 09:00 | 2018-07-19 11:00 | 66.69 | 2018 | 7.6 | 2018-07-31
Spain | ESP | 2018-07-19 10:00 | 2018-07-19 12:00 | 67.02 | 2018 | 7.6 | 2018-07-31
Spain | ESP | 2018-07-19 11:00 | 2018-07-19 13:00 | 66.69 | 2018 | 7.6 | 2018-07-31
Spain | ESP | 2018-07-19 12:00 | 2018-07-19 14:00 | 65.69 | 2018 | 7.6 | 2018-07-31
Spain | ESP | 2018-07-19 13:00 | 2018-07-19 15:00 | 65.59 | 2018 | 7.6 | 2018-07-31
Spain | ESP | 2018-07-19 14:00 | 2018-07-19 16:00 | 65.21 | 2018 | 7.6 | 2018-07-31
Spain | ESP | 2018-07-19 15:00 | 2018-07-19 17:00 | 64.69 | 2018 | 7.6 | 2018-07-31
Spain | ESP | 2018-07-19 16:00 | 2018-07-19 18:00 | 64.14 | 2018 | 7.6 | 2018-07-31
Spain | ESP | 2018-07-19 17:00 | 2018-07-19 19:00 | 63.9 | 2018 | 7.6 | 2018-07-31
Spain | ESP | 2018-07-19 18:00 | 2018-07-19 20:00 | 64.07 | 2018 | 7.6 | 2018-07-31
Spain | ESP | 2018-07-19 19:00 | 2018-07-19 21:00 | 64.39 | 2018 | 7.6 | 2018-07-31
Spain | ESP | 2018-07-19 20:00 | 2018-07-19 22:00 | 64.33 | 2018 | 7.6 | 2018-07-31
Spain | ESP | 2018-07-19 21:00 | 2018-07-19 23:00 | 63.68 | 2018 | 7.6 | 2018-07-31
Spain | ESP | 2018-07-19 22:00 | 2018-07-20 | 62.21 | 2018 | 7.6 | 2018-07-31
Spain | ESP | 2018-07-19 23:00 | 2018-07-20 01:00 | 58 | 2018 | 7.6 | 2018-07-31
Spain | ESP | 2018-07-20 | 2018-07-20 02:00 | 56.85 | 2018 | 7.6 | 2018-07-31
Spain | ESP | 2018-07-20 01:00 | 2018-07-20 03:00 | 55.99 | 2018 | 7.6 | 2018-07-31
Spain | ESP | 2018-07-20 02:00 | 2018-07-20 04:00 | 55.68 | 2018 | 7.6 | 2018-07-31
Spain | ESP | 2018-07-20 03:00 | 2018-07-20 05:00 | 56.85 | 2018 | 7.6 | 2018-07-31
Spain | ESP | 2018-07-20 04:00 | 2018-07-20 06:00 | 61.36 | 2018 | 7.6 | 2018-07-31
Spain | ESP | 2018-07-20 05:00 | 2018-07-20 07:00 | 63.01 | 2018 | 7.6 | 2018-07-31
Spain | ESP | 2018-07-20 06:00 | 2018-07-20 08:00 | 64.46 | 2018 | 7.6 | 2018-07-31
Spain | ESP | 2018-07-20 07:00 | 2018-07-20 09:00 | 65.67 | 2018 | 7.6 | 2018-07-31
Spain | ESP | 2018-07-20 08:00 | 2018-07-20 10:00 | 65.96 | 2018 | 7.6 | 2018-07-31
Spain | ESP | 2018-07-20 09:00 | 2018-07-20 11:00 | 65.96 | 2018 | 7.6 | 2018-07-31
Spain | ESP | 2018-07-20 10:00 | 2018-07-20 12:00 | 66.49 | 2018 | 7.6 | 2018-07-31
Spain | ESP | 2018-07-20 11:00 | 2018-07-20 13:00 | 66.3 | 2018 | 7.6 | 2018-07-31
Spain | ESP | 2018-07-20 12:00 | 2018-07-20 14:00 | 64.81 | 2018 | 7.6 | 2018-07-31
Spain | ESP | 2018-07-20 13:00 | 2018-07-20 15:00 | 63.9 | 2018 | 7.6 | 2018-07-31
Spain | ESP | 2018-07-20 14:00 | 2018-07-20 16:00 | 62.5 | 2018 | 7.6 | 2018-07-31
Spain | ESP | 2018-07-20 15:00 | 2018-07-20 17:00 | 61.17 | 2018 | 7.6 | 2018-07-31
Spain | ESP | 2018-07-20 16:00 | 2018-07-20 18:00 | 58.5 | 2018 | 7.6 | 2018-07-31
Spain | ESP | 2018-07-20 17:00 | 2018-07-20 19:00 | 58.95 | 2018 | 7.6 | 2018-07-31
Spain | ESP | 2018-07-20 18:00 | 2018-07-20 20:00 | 60.99 | 2018 | 7.6 | 2018-07-31
Spain | ESP | 2018-07-20 19:00 | 2018-07-20 21:00 | 62.5 | 2018 | 7.6 | 2018-07-31
Spain | ESP | 2018-07-20 20:00 | 2018-07-20 22:00 | 63 | 2018 | 7.6 | 2018-07-31
Spain | ESP | 2018-07-20 21:00 | 2018-07-20 23:00 | 62.12 | 2018 | 7.6 | 2018-07-31
Spain | ESP | 2018-07-20 22:00 | 2018-07-21 | 62.14 | 2018 | 7.6 | 2018-07-31
Spain | ESP | 2018-07-20 23:00 | 2018-07-21 01:00 | 60 | 2018 | 7.6 | 2018-07-31
Spain | ESP | 2018-07-21 | 2018-07-21 02:00 | 57.93 | 2018 | 7.6 | 2018-07-31
Spain | ESP | 2018-07-21 01:00 | 2018-07-21 03:00 | 58.01 | 2018 | 7.6 | 2018-07-31
Spain | ESP | 2018-07-21 02:00 | 2018-07-21 04:00 | 58.01 | 2018 | 7.6 | 2018-07-31
Spain | ESP | 2018-07-21 03:00 | 2018-07-21 05:00 | 58.68 | 2018 | 7.6 | 2018-07-31
Spain | ESP | 2018-07-21 04:00 | 2018-07-21 06:00 | 60 | 2018 | 7.6 | 2018-07-31
Spain | ESP | 2018-07-21 05:00 | 2018-07-21 07:00 | 60.01 | 2018 | 7.6 | 2018-07-31
Spain | ESP | 2018-07-21 06:00 | 2018-07-21 08:00 | 61.15 | 2018 | 7.6 | 2018-07-31
Spain | ESP | 2018-07-21 07:00 | 2018-07-21 09:00 | 62.76 | 2018 | 7.6 | 2018-07-31
Spain | ESP | 2018-07-21 08:00 | 2018-07-21 10:00 | 63.86 | 2018 | 7.6 | 2018-07-31
Spain | ESP | 2018-07-21 09:00 | 2018-07-21 11:00 | 63.9 | 2018 | 7.6 | 2018-07-31
Spain | ESP | 2018-07-21 10:00 | 2018-07-21 12:00 | 64.21 | 2018 | 7.6 | 2018-07-31
Spain | ESP | 2018-07-21 11:00 | 2018-07-21 13:00 | 64.21 | 2018 | 7.6 | 2018-07-31
Spain | ESP | 2018-07-21 12:00 | 2018-07-21 14:00 | 64.14 | 2018 | 7.6 | 2018-07-31
Spain | ESP | 2018-07-21 13:00 | 2018-07-21 15:00 | 63.01 | 2018 | 7.6 | 2018-07-31
Spain | ESP | 2018-07-21 14:00 | 2018-07-21 16:00 | 62.14 | 2018 | 7.6 | 2018-07-31
Spain | ESP | 2018-07-21 15:00 | 2018-07-21 17:00 | 60.89 | 2018 | 7.6 | 2018-07-31
Spain | ESP | 2018-07-21 16:00 | 2018-07-21 18:00 | 59.58 | 2018 | 7.6 | 2018-07-31
Spain | ESP | 2018-07-21 17:00 | 2018-07-21 19:00 | 60.89 | 2018 | 7.6 | 2018-07-31
Spain | ESP | 2018-07-21 18:00 | 2018-07-21 20:00 | 62.21 | 2018 | 7.6 | 2018-07-31
Spain | ESP | 2018-07-21 19:00 | 2018-07-21 21:00 | 63.19 | 2018 | 7.6 | 2018-07-31
Spain | ESP | 2018-07-21 20:00 | 2018-07-21 22:00 | 64.14 | 2018 | 7.6 | 2018-07-31
Spain | ESP | 2018-07-21 21:00 | 2018-07-21 23:00 | 63.5 | 2018 | 7.6 | 2018-07-31
Spain | ESP | 2018-07-21 22:00 | 2018-07-22 | 64.14 | 2018 | 7.6 | 2018-07-31
Spain | ESP | 2018-07-21 23:00 | 2018-07-22 01:00 | 62.91 | 2018 | 7.6 | 2018-07-31
Spain | ESP | 2018-07-22 | 2018-07-22 02:00 | 61.66 | 2018 | 7.6 | 2018-07-31
Spain | ESP | 2018-07-22 01:00 | 2018-07-22 03:00 | 59.41 | 2018 | 7.6 | 2018-07-31
Spain | ESP | 2018-07-22 02:00 | 2018-07-22 04:00 | 57.93 | 2018 | 7.6 | 2018-07-31
Spain | ESP | 2018-07-22 03:00 | 2018-07-22 05:00 | 57.56 | 2018 | 7.6 | 2018-07-31
Spain | ESP | 2018-07-22 04:00 | 2018-07-22 06:00 | 56.7 | 2018 | 7.6 | 2018-07-31
Spain | ESP | 2018-07-22 05:00 | 2018-07-22 07:00 | 54.6 | 2018 | 7.6 | 2018-07-31
Spain | ESP | 2018-07-22 06:00 | 2018-07-22 08:00 | 57.09 | 2018 | 7.6 | 2018-07-31
Spain | ESP | 2018-07-22 07:00 | 2018-07-22 09:00 | 57.81 | 2018 | 7.6 | 2018-07-31
Spain | ESP | 2018-07-22 08:00 | 2018-07-22 10:00 | 57.5 | 2018 | 7.6 | 2018-07-31
Spain | ESP | 2018-07-22 09:00 | 2018-07-22 11:00 | 58.07 | 2018 | 7.6 | 2018-07-31
Spain | ESP | 2018-07-22 10:00 | 2018-07-22 12:00 | 61 | 2018 | 7.6 | 2018-07-31
Spain | ESP | 2018-07-22 11:00 | 2018-07-22 13:00 | 62.21 | 2018 | 7.6 | 2018-07-31
Spain | ESP | 2018-07-22 12:00 | 2018-07-22 14:00 | 62.21 | 2018 | 7.6 | 2018-07-31
Spain | ESP | 2018-07-22 13:00 | 2018-07-22 15:00 | 61.15 | 2018 | 7.6 | 2018-07-31
Spain | ESP | 2018-07-22 14:00 | 2018-07-22 16:00 | 60.16 | 2018 | 7.6 | 2018-07-31
Spain | ESP | 2018-07-22 15:00 | 2018-07-22 17:00 | 58.5 | 2018 | 7.6 | 2018-07-31
Spain | ESP | 2018-07-22 16:00 | 2018-07-22 18:00 | 57.09 | 2018 | 7.6 | 2018-07-31
Spain | ESP | 2018-07-22 17:00 | 2018-07-22 19:00 | 57.46 | 2018 | 7.6 | 2018-07-31
Spain | ESP | 2018-07-22 18:00 | 2018-07-22 20:00 | 58.43 | 2018 | 7.6 | 2018-07-31
Spain | ESP | 2018-07-22 19:00 | 2018-07-22 21:00 | 62.14 | 2018 | 7.6 | 2018-07-31
Spain | ESP | 2018-07-22 20:00 | 2018-07-22 22:00 | 64.14 | 2018 | 7.6 | 2018-07-31
Spain | ESP | 2018-07-22 21:00 | 2018-07-22 23:00 | 62.14 | 2018 | 7.6 | 2018-07-31
Spain | ESP | 2018-07-22 22:00 | 2018-07-23 | 62.14 | 2018 | 7.6 | 2018-07-31
Spain | ESP | 2018-07-22 23:00 | 2018-07-23 01:00 | 58.14 | 2018 | 7.6 | 2018-07-31
Spain | ESP | 2018-07-23 | 2018-07-23 02:00 | 55.51 | 2018 | 7.6 | 2018-07-31
Spain | ESP | 2018-07-23 01:00 | 2018-07-23 03:00 | 54.48 | 2018 | 7.6 | 2018-07-31
Spain | ESP | 2018-07-23 02:00 | 2018-07-23 04:00 | 53.93 | 2018 | 7.6 | 2018-07-31
Spain | ESP | 2018-07-23 03:00 | 2018-07-23 05:00 | 54.48 | 2018 | 7.6 | 2018-07-31
Spain | ESP | 2018-07-23 04:00 | 2018-07-23 06:00 | 58.18 | 2018 | 7.6 | 2018-07-31
Spain | ESP | 2018-07-23 05:00 | 2018-07-23 07:00 | 62.76 | 2018 | 7.6 | 2018-07-31
Spain | ESP | 2018-07-23 06:00 | 2018-07-23 08:00 | 65.59 | 2018 | 7.6 | 2018-07-31
Spain | ESP | 2018-07-23 07:00 | 2018-07-23 09:00 | 66.8 | 2018 | 7.6 | 2018-07-31
Spain | ESP | 2018-07-23 08:00 | 2018-07-23 10:00 | 66.79 | 2018 | 7.6 | 2018-07-31
Spain | ESP | 2018-07-23 09:00 | 2018-07-23 11:00 | 66.41 | 2018 | 7.6 | 2018-07-31
Spain | ESP | 2018-07-23 10:00 | 2018-07-23 12:00 | 67 | 2018 | 7.6 | 2018-07-31
Spain | ESP | 2018-07-23 11:00 | 2018-07-23 13:00 | 66.9 | 2018 | 7.6 | 2018-07-31
Spain | ESP | 2018-07-23 12:00 | 2018-07-23 14:00 | 66.3 | 2018 | 7.6 | 2018-07-31
Spain | ESP | 2018-07-23 13:00 | 2018-07-23 15:00 | 65.41 | 2018 | 7.6 | 2018-07-31
Spain | ESP | 2018-07-23 14:00 | 2018-07-23 16:00 | 65.4 | 2018 | 7.6 | 2018-07-31
Spain | ESP | 2018-07-23 15:00 | 2018-07-23 17:00 | 65.4 | 2018 | 7.6 | 2018-07-31
Spain | ESP | 2018-07-23 16:00 | 2018-07-23 18:00 | 65.36 | 2018 | 7.6 | 2018-07-31
Spain | ESP | 2018-07-23 17:00 | 2018-07-23 19:00 | 64.39 | 2018 | 7.6 | 2018-07-31
Spain | ESP | 2018-07-23 18:00 | 2018-07-23 20:00 | 65.41 | 2018 | 7.6 | 2018-07-31
Spain | ESP | 2018-07-23 19:00 | 2018-07-23 21:00 | 66.24 | 2018 | 7.6 | 2018-07-31
Spain | ESP | 2018-07-23 20:00 | 2018-07-23 22:00 | 66.01 | 2018 | 7.6 | 2018-07-31
Spain | ESP | 2018-07-23 21:00 | 2018-07-23 23:00 | 65.36 | 2018 | 7.6 | 2018-07-31
Spain | ESP | 2018-07-23 22:00 | 2018-07-24 | 64.75 | 2018 | 7.6 | 2018-07-31
Spain | ESP | 2018-07-23 23:00 | 2018-07-24 01:00 | 63.18 | 2018 | 7.6 | 2018-07-31
Spain | ESP | 2018-07-24 | 2018-07-24 02:00 | 61.17 | 2018 | 7.6 | 2018-07-31
Spain | ESP | 2018-07-24 01:00 | 2018-07-24 03:00 | 58.68 | 2018 | 7.6 | 2018-07-31
Spain | ESP | 2018-07-24 02:00 | 2018-07-24 04:00 | 58.4 | 2018 | 7.6 | 2018-07-31
Spain | ESP | 2018-07-24 03:00 | 2018-07-24 05:00 | 59.88 | 2018 | 7.6 | 2018-07-31
Spain | ESP | 2018-07-24 04:00 | 2018-07-24 06:00 | 62.21 | 2018 | 7.6 | 2018-07-31
Spain | ESP | 2018-07-24 05:00 | 2018-07-24 07:00 | 63.68 | 2018 | 7.6 | 2018-07-31
Spain | ESP | 2018-07-24 06:00 | 2018-07-24 08:00 | 65.99 | 2018 | 7.6 | 2018-07-31
Spain | ESP | 2018-07-24 07:00 | 2018-07-24 09:00 | 67.07 | 2018 | 7.6 | 2018-07-31
Spain | ESP | 2018-07-24 08:00 | 2018-07-24 10:00 | 67.81 | 2018 | 7.6 | 2018-07-31
Spain | ESP | 2018-07-24 09:00 | 2018-07-24 11:00 | 67.98 | 2018 | 7.6 | 2018-07-31
Spain | ESP | 2018-07-24 10:00 | 2018-07-24 12:00 | 68.81 | 2018 | 7.6 | 2018-07-31
Spain | ESP | 2018-07-24 11:00 | 2018-07-24 13:00 | 68.81 | 2018 | 7.6 | 2018-07-31
Spain | ESP | 2018-07-24 12:00 | 2018-07-24 14:00 | 67.98 | 2018 | 7.6 | 2018-07-31
Spain | ESP | 2018-07-24 13:00 | 2018-07-24 15:00 | 67.35 | 2018 | 7.6 | 2018-07-31
Spain | ESP | 2018-07-24 14:00 | 2018-07-24 16:00 | 67.01 | 2018 | 7.6 | 2018-07-31
Spain | ESP | 2018-07-24 15:00 | 2018-07-24 17:00 | 67 | 2018 | 7.6 | 2018-07-31
Spain | ESP | 2018-07-24 16:00 | 2018-07-24 18:00 | 65.67 | 2018 | 7.6 | 2018-07-31
Spain | ESP | 2018-07-24 17:00 | 2018-07-24 19:00 | 65.51 | 2018 | 7.6 | 2018-07-31
Spain | ESP | 2018-07-24 18:00 | 2018-07-24 20:00 | 64.22 | 2018 | 7.6 | 2018-07-31
Spain | ESP | 2018-07-24 19:00 | 2018-07-24 21:00 | 65.36 | 2018 | 7.6 | 2018-07-31
Spain | ESP | 2018-07-24 20:00 | 2018-07-24 22:00 | 65.01 | 2018 | 7.6 | 2018-07-31
Spain | ESP | 2018-07-24 21:00 | 2018-07-24 23:00 | 63.3 | 2018 | 7.6 | 2018-07-31
Spain | ESP | 2018-07-24 22:00 | 2018-07-25 | 63.75 | 2018 | 7.6 | 2018-07-31
Spain | ESP | 2018-07-24 23:00 | 2018-07-25 01:00 | 62.21 | 2018 | 7.6 | 2018-07-31
Spain | ESP | 2018-07-25 | 2018-07-25 02:00 | 60 | 2018 | 7.6 | 2018-07-31
Spain | ESP | 2018-07-25 01:00 | 2018-07-25 03:00 | 57.93 | 2018 | 7.6 | 2018-07-31
Spain | ESP | 2018-07-25 02:00 | 2018-07-25 04:00 | 57.43 | 2018 | 7.6 | 2018-07-31
Spain | ESP | 2018-07-25 03:00 | 2018-07-25 05:00 | 58.43 | 2018 | 7.6 | 2018-07-31
Spain | ESP | 2018-07-25 04:00 | 2018-07-25 06:00 | 62.46 | 2018 | 7.6 | 2018-07-31
Spain | ESP | 2018-07-25 05:00 | 2018-07-25 07:00 | 63.9 | 2018 | 7.6 | 2018-07-31
Spain | ESP | 2018-07-25 06:00 | 2018-07-25 08:00 | 65.33 | 2018 | 7.6 | 2018-07-31
Spain | ESP | 2018-07-25 07:00 | 2018-07-25 09:00 | 66.39 | 2018 | 7.6 | 2018-07-31
Spain | ESP | 2018-07-25 08:00 | 2018-07-25 10:00 | 67 | 2018 | 7.6 | 2018-07-31
Spain | ESP | 2018-07-25 09:00 | 2018-07-25 11:00 | 67 | 2018 | 7.6 | 2018-07-31
Spain | ESP | 2018-07-25 10:00 | 2018-07-25 12:00 | 68.69 | 2018 | 7.6 | 2018-07-31
Spain | ESP | 2018-07-25 11:00 | 2018-07-25 13:00 | 68.02 | 2018 | 7.6 | 2018-07-31
Spain | ESP | 2018-07-25 12:00 | 2018-07-25 14:00 | 67.81 | 2018 | 7.6 | 2018-07-31
Spain | ESP | 2018-07-25 13:00 | 2018-07-25 15:00 | 67 | 2018 | 7.6 | 2018-07-31
Spain | ESP | 2018-07-25 14:00 | 2018-07-25 16:00 | 67 | 2018 | 7.6 | 2018-07-31
Spain | ESP | 2018-07-25 15:00 | 2018-07-25 17:00 | 67 | 2018 | 7.6 | 2018-07-31
Spain | ESP | 2018-07-25 16:00 | 2018-07-25 18:00 | 65.8 | 2018 | 7.6 | 2018-07-31
Spain | ESP | 2018-07-25 17:00 | 2018-07-25 19:00 | 66.9 | 2018 | 7.6 | 2018-07-31
Spain | ESP | 2018-07-25 18:00 | 2018-07-25 20:00 | 65.67 | 2018 | 7.6 | 2018-07-31
Spain | ESP | 2018-07-25 19:00 | 2018-07-25 21:00 | 66.66 | 2018 | 7.6 | 2018-07-31
Spain | ESP | 2018-07-25 20:00 | 2018-07-25 22:00 | 66.39 | 2018 | 7.6 | 2018-07-31
Spain | ESP | 2018-07-25 21:00 | 2018-07-25 23:00 | 65.39 | 2018 | 7.6 | 2018-07-31
Spain | ESP | 2018-07-25 22:00 | 2018-07-26 | 65.67 | 2018 | 7.6 | 2018-07-31
Spain | ESP | 2018-07-25 23:00 | 2018-07-26 01:00 | 64.23 | 2018 | 7.6 | 2018-07-31
Spain | ESP | 2018-07-26 | 2018-07-26 02:00 | 63.5 | 2018 | 7.6 | 2018-07-31
Spain | ESP | 2018-07-26 01:00 | 2018-07-26 03:00 | 62.21 | 2018 | 7.6 | 2018-07-31
Spain | ESP | 2018-07-26 02:00 | 2018-07-26 04:00 | 62.21 | 2018 | 7.6 | 2018-07-31
Spain | ESP | 2018-07-26 03:00 | 2018-07-26 05:00 | 63.18 | 2018 | 7.6 | 2018-07-31
Spain | ESP | 2018-07-26 04:00 | 2018-07-26 06:00 | 64.39 | 2018 | 7.6 | 2018-07-31
Spain | ESP | 2018-07-26 05:00 | 2018-07-26 07:00 | 65.01 | 2018 | 7.6 | 2018-07-31
Spain | ESP | 2018-07-26 06:00 | 2018-07-26 08:00 | 66.09 | 2018 | 7.6 | 2018-07-31
Spain | ESP | 2018-07-26 07:00 | 2018-07-26 09:00 | 67.09 | 2018 | 7.6 | 2018-07-31
Spain | ESP | 2018-07-26 08:00 | 2018-07-26 10:00 | 68 | 2018 | 7.6 | 2018-07-31
Spain | ESP | 2018-07-26 09:00 | 2018-07-26 11:00 | 68.09 | 2018 | 7.6 | 2018-07-31
Spain | ESP | 2018-07-26 10:00 | 2018-07-26 12:00 | 68.98 | 2018 | 7.6 | 2018-07-31
Spain | ESP | 2018-07-26 11:00 | 2018-07-26 13:00 | 68.99 | 2018 | 7.6 | 2018-07-31
Spain | ESP | 2018-07-26 12:00 | 2018-07-26 14:00 | 68 | 2018 | 7.6 | 2018-07-31
Spain | ESP | 2018-07-26 13:00 | 2018-07-26 15:00 | 67.22 | 2018 | 7.6 | 2018-07-31
Spain | ESP | 2018-07-26 14:00 | 2018-07-26 16:00 | 67 | 2018 | 7.6 | 2018-07-31
Spain | ESP | 2018-07-26 15:00 | 2018-07-26 17:00 | 67.09 | 2018 | 7.6 | 2018-07-31
Spain | ESP | 2018-07-26 16:00 | 2018-07-26 18:00 | 67.19 | 2018 | 7.6 | 2018-07-31
Spain | ESP | 2018-07-26 17:00 | 2018-07-26 19:00 | 69.3 | 2018 | 7.6 | 2018-07-31
Spain | ESP | 2018-07-26 18:00 | 2018-07-26 20:00 | 66.3 | 2018 | 7.6 | 2018-07-31
Spain | ESP | 2018-07-26 19:00 | 2018-07-26 21:00 | 65.36 | 2018 | 7.6 | 2018-07-31
Spain | ESP | 2018-07-26 20:00 | 2018-07-26 22:00 | 65.7 | 2018 | 7.6 | 2018-07-31
Spain | ESP | 2018-07-26 21:00 | 2018-07-26 23:00 | 63.64 | 2018 | 7.6 | 2018-07-31
Spain | ESP | 2018-07-26 22:00 | 2018-07-27 | 65.5 | 2018 | 7.6 | 2018-07-31
Spain | ESP | 2018-07-26 23:00 | 2018-07-27 01:00 | 64.21 | 2018 | 7.6 | 2018-07-31
Spain | ESP | 2018-07-27 | 2018-07-27 02:00 | 63.19 | 2018 | 7.6 | 2018-07-31
Spain | ESP | 2018-07-27 01:00 | 2018-07-27 03:00 | 62.21 | 2018 | 7.6 | 2018-07-31
Spain | ESP | 2018-07-27 02:00 | 2018-07-27 04:00 | 62.39 | 2018 | 7.6 | 2018-07-31
Spain | ESP | 2018-07-27 03:00 | 2018-07-27 05:00 | 63.43 | 2018 | 7.6 | 2018-07-31
Spain | ESP | 2018-07-27 04:00 | 2018-07-27 06:00 | 65.41 | 2018 | 7.6 | 2018-07-31
Spain | ESP | 2018-07-27 05:00 | 2018-07-27 07:00 | 65.67 | 2018 | 7.6 | 2018-07-31
Spain | ESP | 2018-07-27 06:00 | 2018-07-27 08:00 | 66.84 | 2018 | 7.6 | 2018-07-31
Spain | ESP | 2018-07-27 07:00 | 2018-07-27 09:00 | 68.09 | 2018 | 7.6 | 2018-07-31
Spain | ESP | 2018-07-27 08:00 | 2018-07-27 10:00 | 68.41 | 2018 | 7.6 | 2018-07-31
Spain | ESP | 2018-07-27 09:00 | 2018-07-27 11:00 | 68.36 | 2018 | 7.6 | 2018-07-31
Spain | ESP | 2018-07-27 10:00 | 2018-07-27 12:00 | 68.86 | 2018 | 7.6 | 2018-07-31
Spain | ESP | 2018-07-27 11:00 | 2018-07-27 13:00 | 67.61 | 2018 | 7.6 | 2018-07-31
Spain | ESP | 2018-07-27 12:00 | 2018-07-27 14:00 | 66.03 | 2018 | 7.6 | 2018-07-31
Spain | ESP | 2018-07-27 13:00 | 2018-07-27 15:00 | 64.88 | 2018 | 7.6 | 2018-07-31
Spain | ESP | 2018-07-27 14:00 | 2018-07-27 16:00 | 64.23 | 2018 | 7.6 | 2018-07-31
Spain | ESP | 2018-07-27 15:00 | 2018-07-27 17:00 | 63.9 | 2018 | 7.6 | 2018-07-31
Spain | ESP | 2018-07-27 16:00 | 2018-07-27 18:00 | 63.12 | 2018 | 7.6 | 2018-07-31
Spain | ESP | 2018-07-27 17:00 | 2018-07-27 19:00 | 62.46 | 2018 | 7.6 | 2018-07-31
Spain | ESP | 2018-07-27 18:00 | 2018-07-27 20:00 | 62.21 | 2018 | 7.6 | 2018-07-31
Spain | ESP | 2018-07-27 19:00 | 2018-07-27 21:00 | 62.21 | 2018 | 7.6 | 2018-07-31
Spain | ESP | 2018-07-27 20:00 | 2018-07-27 22:00 | 62.14 | 2018 | 7.6 | 2018-07-31
Spain | ESP | 2018-07-27 21:00 | 2018-07-27 23:00 | 58.21 | 2018 | 7.6 | 2018-07-31
Spain | ESP | 2018-07-27 22:00 | 2018-07-28 | 64 | 2018 | 7.6 | 2018-07-31
Spain | ESP | 2018-07-27 23:00 | 2018-07-28 01:00 | 63.9 | 2018 | 7.6 | 2018-07-31
Spain | ESP | 2018-07-28 | 2018-07-28 02:00 | 63.2 | 2018 | 7.6 | 2018-07-31
Spain | ESP | 2018-07-28 01:00 | 2018-07-28 03:00 | 62.21 | 2018 | 7.6 | 2018-07-31
Spain | ESP | 2018-07-28 02:00 | 2018-07-28 04:00 | 62.21 | 2018 | 7.6 | 2018-07-31
Spain | ESP | 2018-07-28 03:00 | 2018-07-28 05:00 | 62.21 | 2018 | 7.6 | 2018-07-31
Spain | ESP | 2018-07-28 04:00 | 2018-07-28 06:00 | 62.8 | 2018 | 7.6 | 2018-07-31
Spain | ESP | 2018-07-28 05:00 | 2018-07-28 07:00 | 62.5 | 2018 | 7.6 | 2018-07-31
Spain | ESP | 2018-07-28 06:00 | 2018-07-28 08:00 | 63.1 | 2018 | 7.6 | 2018-07-31
Spain | ESP | 2018-07-28 07:00 | 2018-07-28 09:00 | 62.8 | 2018 | 7.6 | 2018-07-31
Spain | ESP | 2018-07-28 08:00 | 2018-07-28 10:00 | 64.01 | 2018 | 7.6 | 2018-07-31
Spain | ESP | 2018-07-28 09:00 | 2018-07-28 11:00 | 64.39 | 2018 | 7.6 | 2018-07-31
Spain | ESP | 2018-07-28 10:00 | 2018-07-28 12:00 | 64.71 | 2018 | 7.6 | 2018-07-31
Spain | ESP | 2018-07-28 11:00 | 2018-07-28 13:00 | 65 | 2018 | 7.6 | 2018-07-31
Spain | ESP | 2018-07-28 12:00 | 2018-07-28 14:00 | 64.39 | 2018 | 7.6 | 2018-07-31
Spain | ESP | 2018-07-28 13:00 | 2018-07-28 15:00 | 64.14 | 2018 | 7.6 | 2018-07-31
Spain | ESP | 2018-07-28 14:00 | 2018-07-28 16:00 | 63.06 | 2018 | 7.6 | 2018-07-31
Spain | ESP | 2018-07-28 15:00 | 2018-07-28 17:00 | 62.21 | 2018 | 7.6 | 2018-07-31
Spain | ESP | 2018-07-28 16:00 | 2018-07-28 18:00 | 62.14 | 2018 | 7.6 | 2018-07-31
Spain | ESP | 2018-07-28 17:00 | 2018-07-28 19:00 | 62.21 | 2018 | 7.6 | 2018-07-31
Spain | ESP | 2018-07-28 18:00 | 2018-07-28 20:00 | 63.9 | 2018 | 7.6 | 2018-07-31
Spain | ESP | 2018-07-28 19:00 | 2018-07-28 21:00 | 65.67 | 2018 | 7.6 | 2018-07-31
Spain | ESP | 2018-07-28 20:00 | 2018-07-28 22:00 | 65.86 | 2018 | 7.6 | 2018-07-31
Spain | ESP | 2018-07-28 21:00 | 2018-07-28 23:00 | 65.7 | 2018 | 7.6 | 2018-07-31
Spain | ESP | 2018-07-28 22:00 | 2018-07-29 | 66.21 | 2018 | 7.6 | 2018-07-31
Spain | ESP | 2018-07-28 23:00 | 2018-07-29 01:00 | 64.67 | 2018 | 7.6 | 2018-07-31
Spain | ESP | 2018-07-29 | 2018-07-29 02:00 | 62.21 | 2018 | 7.6 | 2018-07-31
Spain | ESP | 2018-07-29 01:00 | 2018-07-29 03:00 | 63 | 2018 | 7.6 | 2018-07-31
Spain | ESP | 2018-07-29 02:00 | 2018-07-29 04:00 | 62 | 2018 | 7.6 | 2018-07-31
Spain | ESP | 2018-07-29 03:00 | 2018-07-29 05:00 | 60.61 | 2018 | 7.6 | 2018-07-31
Spain | ESP | 2018-07-29 04:00 | 2018-07-29 06:00 | 58.81 | 2018 | 7.6 | 2018-07-31
Spain | ESP | 2018-07-29 05:00 | 2018-07-29 07:00 | 56.75 | 2018 | 7.6 | 2018-07-31
Spain | ESP | 2018-07-29 06:00 | 2018-07-29 08:00 | 56.79 | 2018 | 7.6 | 2018-07-31
Spain | ESP | 2018-07-29 07:00 | 2018-07-29 09:00 | 55.47 | 2018 | 7.6 | 2018-07-31
Spain | ESP | 2018-07-29 08:00 | 2018-07-29 10:00 | 57.99 | 2018 | 7.6 | 2018-07-31
Spain | ESP | 2018-07-29 09:00 | 2018-07-29 11:00 | 58.43 | 2018 | 7.6 | 2018-07-31
Spain | ESP | 2018-07-29 10:00 | 2018-07-29 12:00 | 58.91 | 2018 | 7.6 | 2018-07-31
Spain | ESP | 2018-07-29 11:00 | 2018-07-29 13:00 | 61 | 2018 | 7.6 | 2018-07-31
Spain | ESP | 2018-07-29 12:00 | 2018-07-29 14:00 | 61.11 | 2018 | 7.6 | 2018-07-31
Spain | ESP | 2018-07-29 13:00 | 2018-07-29 15:00 | 58.19 | 2018 | 7.6 | 2018-07-31
Spain | ESP | 2018-07-29 14:00 | 2018-07-29 16:00 | 54.25 | 2018 | 7.6 | 2018-07-31
Spain | ESP | 2018-07-29 15:00 | 2018-07-29 17:00 | 53.93 | 2018 | 7.6 | 2018-07-31
Spain | ESP | 2018-07-29 16:00 | 2018-07-29 18:00 | 52.15 | 2018 | 7.6 | 2018-07-31
Spain | ESP | 2018-07-29 17:00 | 2018-07-29 19:00 | 55.76 | 2018 | 7.6 | 2018-07-31
Spain | ESP | 2018-07-29 18:00 | 2018-07-29 20:00 | 57.43 | 2018 | 7.6 | 2018-07-31
Spain | ESP | 2018-07-29 19:00 | 2018-07-29 21:00 | 63.71 | 2018 | 7.6 | 2018-07-31
Spain | ESP | 2018-07-29 20:00 | 2018-07-29 22:00 | 65.4 | 2018 | 7.6 | 2018-07-31
Spain | ESP | 2018-07-29 21:00 | 2018-07-29 23:00 | 62.8 | 2018 | 7.6 | 2018-07-31
Spain | ESP | 2018-07-29 22:00 | 2018-07-30 | 62.21 | 2018 | 7.6 | 2018-07-31
Spain | ESP | 2018-07-29 23:00 | 2018-07-30 01:00 | 60.4 | 2018 | 7.6 | 2018-07-31
Spain | ESP | 2018-07-30 | 2018-07-30 02:00 | 57.85 | 2018 | 7.6 | 2018-07-31
Spain | ESP | 2018-07-30 01:00 | 2018-07-30 03:00 | 56.41 | 2018 | 7.6 | 2018-07-31
Spain | ESP | 2018-07-30 02:00 | 2018-07-30 04:00 | 56.03 | 2018 | 7.6 | 2018-07-31
Spain | ESP | 2018-07-30 03:00 | 2018-07-30 05:00 | 58.01 | 2018 | 7.6 | 2018-07-31
Spain | ESP | 2018-07-30 04:00 | 2018-07-30 06:00 | 63.18 | 2018 | 7.6 | 2018-07-31
Spain | ESP | 2018-07-30 05:00 | 2018-07-30 07:00 | 64.07 | 2018 | 7.6 | 2018-07-31
Spain | ESP | 2018-07-30 06:00 | 2018-07-30 08:00 | 65.7 | 2018 | 7.6 | 2018-07-31
Spain | ESP | 2018-07-30 07:00 | 2018-07-30 09:00 | 67.53 | 2018 | 7.6 | 2018-07-31
Spain | ESP | 2018-07-30 08:00 | 2018-07-30 10:00 | 67.8 | 2018 | 7.6 | 2018-07-31
Spain | ESP | 2018-07-30 09:00 | 2018-07-30 11:00 | 67.8 | 2018 | 7.6 | 2018-07-31
Spain | ESP | 2018-07-30 10:00 | 2018-07-30 12:00 | 67.98 | 2018 | 7.6 | 2018-07-31
Spain | ESP | 2018-07-30 11:00 | 2018-07-30 13:00 | 68.01 | 2018 | 7.6 | 2018-07-31
Spain | ESP | 2018-07-30 12:00 | 2018-07-30 14:00 | 67.55 | 2018 | 7.6 | 2018-07-31
Spain | ESP | 2018-07-30 13:00 | 2018-07-30 15:00 | 66.3 | 2018 | 7.6 | 2018-07-31
Spain | ESP | 2018-07-30 14:00 | 2018-07-30 16:00 | 65.86 | 2018 | 7.6 | 2018-07-31
Spain | ESP | 2018-07-30 15:00 | 2018-07-30 17:00 | 65.86 | 2018 | 7.6 | 2018-07-31
Spain | ESP | 2018-07-30 16:00 | 2018-07-30 18:00 | 65.35 | 2018 | 7.6 | 2018-07-31
Spain | ESP | 2018-07-30 17:00 | 2018-07-30 19:00 | 64.8 | 2018 | 7.6 | 2018-07-31
Spain | ESP | 2018-07-30 18:00 | 2018-07-30 20:00 | 65.67 | 2018 | 7.6 | 2018-07-31
Spain | ESP | 2018-07-30 19:00 | 2018-07-30 21:00 | 67.28 | 2018 | 7.6 | 2018-07-31
Spain | ESP | 2018-07-30 20:00 | 2018-07-30 22:00 | 66.92 | 2018 | 7.6 | 2018-07-31
Spain | ESP | 2018-07-30 21:00 | 2018-07-30 23:00 | 66.3 | 2018 | 7.6 | 2018-07-31
Spain | ESP | 2018-07-30 22:00 | 2018-07-31 | 65.67 | 2018 | 7.6 | 2018-07-31
Spain | ESP | 2018-07-30 23:00 | 2018-07-31 01:00 | 65.07 | 2018 | 7.6 | 2018-07-31
Spain | ESP | 2018-07-31 | 2018-07-31 02:00 | 63.9 | 2018 | 7.6 | 2018-07-31
Spain | ESP | 2018-07-31 01:00 | 2018-07-31 03:00 | 62.5 | 2018 | 7.6 | 2018-07-31
Spain | ESP | 2018-07-31 02:00 | 2018-07-31 04:00 | 62.21 | 2018 | 7.6 | 2018-07-31
Spain | ESP | 2018-07-31 03:00 | 2018-07-31 05:00 | 63 | 2018 | 7.6 | 2018-07-31
Spain | ESP | 2018-07-31 04:00 | 2018-07-31 06:00 | 64.5 | 2018 | 7.6 | 2018-07-31
Spain | ESP | 2018-07-31 05:00 | 2018-07-31 07:00 | 64.39 | 2018 | 7.6 | 2018-07-31
Spain | ESP | 2018-07-31 06:00 | 2018-07-31 08:00 | 65.77 | 2018 | 7.6 | 2018-07-31
Spain | ESP | 2018-07-31 07:00 | 2018-07-31 09:00 | 66.3 | 2018 | 7.6 | 2018-07-31
Spain | ESP | 2018-07-31 08:00 | 2018-07-31 10:00 | 67.08 | 2018 | 7.6 | 2018-07-31
Spain | ESP | 2018-07-31 09:00 | 2018-07-31 11:00 | 67.42 | 2018 | 7.6 | 2018-07-31
Spain | ESP | 2018-07-31 10:00 | 2018-07-31 12:00 | 67.97 | 2018 | 7.6 | 2018-07-31
Spain | ESP | 2018-07-31 11:00 | 2018-07-31 13:00 | 68.19 | 2018 | 7.6 | 2018-07-31
Spain | ESP | 2018-07-31 12:00 | 2018-07-31 14:00 | 67.97 | 2018 | 7.6 | 2018-07-31
Spain | ESP | 2018-07-31 13:00 | 2018-07-31 15:00 | 67.42 | 2018 | 7.6 | 2018-07-31
Spain | ESP | 2018-07-31 14:00 | 2018-07-31 16:00 | 66.9 | 2018 | 7.6 | 2018-07-31
Spain | ESP | 2018-07-31 15:00 | 2018-07-31 17:00 | 66.3 | 2018 | 7.6 | 2018-07-31
Spain | ESP | 2018-07-31 16:00 | 2018-07-31 18:00 | 65.67 | 2018 | 7.6 | 2018-07-31
Spain | ESP | 2018-07-31 17:00 | 2018-07-31 19:00 | 65.96 | 2018 | 7.6 | 2018-07-31
Spain | ESP | 2018-07-31 18:00 | 2018-07-31 20:00 | 65.32 | 2018 | 7.6 | 2018-07-31
Spain | ESP | 2018-07-31 19:00 | 2018-07-31 21:00 | 65.32 | 2018 | 7.6 | 2018-07-31
Spain | ESP | 2018-07-31 20:00 | 2018-07-31 22:00 | 64.14 | 2018 | 7.6 | 2018-07-31
Spain | ESP | 2018-07-31 21:00 | 2018-07-31 23:00 | 60.91 | 2018 | 7.6 | 2018-07-31
Spain | ESP | 2018-07-31 22:00 | 2018-08-01 | 62.01 | 2018 | 7.6 | 2018-07-31
Spain | ESP | 2018-07-31 23:00 | 2018-08-01 01:00 | 58.01 | 2018 | 7.6 | 2018-07-31
Spain | ESP | 2018-08-01 | 2018-08-01 02:00 | 54.25 | 2018 | 8.08 | 2018-08-31
Spain | ESP | 2018-08-01 01:00 | 2018-08-01 03:00 | 52.74 | 2018 | 8.08 | 2018-08-31
Spain | ESP | 2018-08-01 02:00 | 2018-08-01 04:00 | 52.3 | 2018 | 8.08 | 2018-08-31
Spain | ESP | 2018-08-01 03:00 | 2018-08-01 05:00 | 52.33 | 2018 | 8.08 | 2018-08-31
Spain | ESP | 2018-08-01 04:00 | 2018-08-01 06:00 | 55 | 2018 | 8.08 | 2018-08-31
Spain | ESP | 2018-08-01 05:00 | 2018-08-01 07:00 | 58.44 | 2018 | 8.08 | 2018-08-31
Spain | ESP | 2018-08-01 06:00 | 2018-08-01 08:00 | 63.9 | 2018 | 8.08 | 2018-08-31
Spain | ESP | 2018-08-01 07:00 | 2018-08-01 09:00 | 65.1 | 2018 | 8.08 | 2018-08-31
Spain | ESP | 2018-08-01 08:00 | 2018-08-01 10:00 | 65.7 | 2018 | 8.08 | 2018-08-31
Spain | ESP | 2018-08-01 09:00 | 2018-08-01 11:00 | 66.8 | 2018 | 8.08 | 2018-08-31
Spain | ESP | 2018-08-01 10:00 | 2018-08-01 12:00 | 67.97 | 2018 | 8.08 | 2018-08-31
Spain | ESP | 2018-08-01 11:00 | 2018-08-01 13:00 | 68.34 | 2018 | 8.08 | 2018-08-31
Spain | ESP | 2018-08-01 12:00 | 2018-08-01 14:00 | 68.19 | 2018 | 8.08 | 2018-08-31
Spain | ESP | 2018-08-01 13:00 | 2018-08-01 15:00 | 67.89 | 2018 | 8.08 | 2018-08-31
Spain | ESP | 2018-08-01 14:00 | 2018-08-01 16:00 | 67.51 | 2018 | 8.08 | 2018-08-31
Spain | ESP | 2018-08-01 15:00 | 2018-08-01 17:00 | 67 | 2018 | 8.08 | 2018-08-31
Spain | ESP | 2018-08-01 16:00 | 2018-08-01 18:00 | 65.87 | 2018 | 8.08 | 2018-08-31
Spain | ESP | 2018-08-01 17:00 | 2018-08-01 19:00 | 65.87 | 2018 | 8.08 | 2018-08-31
Spain | ESP | 2018-08-01 18:00 | 2018-08-01 20:00 | 65.01 | 2018 | 8.08 | 2018-08-31
Spain | ESP | 2018-08-01 19:00 | 2018-08-01 21:00 | 65.86 | 2018 | 8.08 | 2018-08-31
Spain | ESP | 2018-08-01 20:00 | 2018-08-01 22:00 | 65.32 | 2018 | 8.08 | 2018-08-31
Spain | ESP | 2018-08-01 21:00 | 2018-08-01 23:00 | 62.51 | 2018 | 8.08 | 2018-08-31
Spain | ESP | 2018-08-01 22:00 | 2018-08-02 | 60.71 | 2018 | 8.08 | 2018-08-31
Spain | ESP | 2018-08-01 23:00 | 2018-08-02 01:00 | 58.4 | 2018 | 8.08 | 2018-08-31
Spain | ESP | 2018-08-02 | 2018-08-02 02:00 | 54.9 | 2018 | 8.08 | 2018-08-31
Spain | ESP | 2018-08-02 01:00 | 2018-08-02 03:00 | 53.2 | 2018 | 8.08 | 2018-08-31
Spain | ESP | 2018-08-02 02:00 | 2018-08-02 04:00 | 52.93 | 2018 | 8.08 | 2018-08-31
Spain | ESP | 2018-08-02 03:00 | 2018-08-02 05:00 | 53.2 | 2018 | 8.08 | 2018-08-31
Spain | ESP | 2018-08-02 04:00 | 2018-08-02 06:00 | 58.07 | 2018 | 8.08 | 2018-08-31
Spain | ESP | 2018-08-02 05:00 | 2018-08-02 07:00 | 62.21 | 2018 | 8.08 | 2018-08-31
Spain | ESP | 2018-08-02 06:00 | 2018-08-02 08:00 | 64.66 | 2018 | 8.08 | 2018-08-31
Spain | ESP | 2018-08-02 07:00 | 2018-08-02 09:00 | 65.7 | 2018 | 8.08 | 2018-08-31
Spain | ESP | 2018-08-02 08:00 | 2018-08-02 10:00 | 65.7 | 2018 | 8.08 | 2018-08-31
Spain | ESP | 2018-08-02 09:00 | 2018-08-02 11:00 | 66.66 | 2018 | 8.08 | 2018-08-31
Spain | ESP | 2018-08-02 10:00 | 2018-08-02 12:00 | 68.02 | 2018 | 8.08 | 2018-08-31
Spain | ESP | 2018-08-02 11:00 | 2018-08-02 13:00 | 68.89 | 2018 | 8.08 | 2018-08-31
Spain | ESP | 2018-08-02 12:00 | 2018-08-02 14:00 | 68.86 | 2018 | 8.08 | 2018-08-31
Spain | ESP | 2018-08-02 13:00 | 2018-08-02 15:00 | 68.5 | 2018 | 8.08 | 2018-08-31
Spain | ESP | 2018-08-02 14:00 | 2018-08-02 16:00 | 68.48 | 2018 | 8.08 | 2018-08-31
Spain | ESP | 2018-08-02 15:00 | 2018-08-02 17:00 | 68.5 | 2018 | 8.08 | 2018-08-31
Spain | ESP | 2018-08-02 16:00 | 2018-08-02 18:00 | 67.98 | 2018 | 8.08 | 2018-08-31
Spain | ESP | 2018-08-02 17:00 | 2018-08-02 19:00 | 69.41 | 2018 | 8.08 | 2018-08-31
Spain | ESP | 2018-08-02 18:00 | 2018-08-02 20:00 | 68 | 2018 | 8.08 | 2018-08-31
Spain | ESP | 2018-08-02 19:00 | 2018-08-02 21:00 | 69.81 | 2018 | 8.08 | 2018-08-31
Spain | ESP | 2018-08-02 20:00 | 2018-08-02 22:00 | 69.3 | 2018 | 8.08 | 2018-08-31
Spain | ESP | 2018-08-02 21:00 | 2018-08-02 23:00 | 66.66 | 2018 | 8.08 | 2018-08-31
Spain | ESP | 2018-08-02 22:00 | 2018-08-03 | 67.76 | 2018 | 8.08 | 2018-08-31
Spain | ESP | 2018-08-02 23:00 | 2018-08-03 01:00 | 65.6 | 2018 | 8.08 | 2018-08-31
Spain | ESP | 2018-08-03 | 2018-08-03 02:00 | 63.9 | 2018 | 8.08 | 2018-08-31
Spain | ESP | 2018-08-03 01:00 | 2018-08-03 03:00 | 62.21 | 2018 | 8.08 | 2018-08-31
Spain | ESP | 2018-08-03 02:00 | 2018-08-03 04:00 | 62.14 | 2018 | 8.08 | 2018-08-31
Spain | ESP | 2018-08-03 03:00 | 2018-08-03 05:00 | 62.68 | 2018 | 8.08 | 2018-08-31
Spain | ESP | 2018-08-03 04:00 | 2018-08-03 06:00 | 65.67 | 2018 | 8.08 | 2018-08-31
Spain | ESP | 2018-08-03 05:00 | 2018-08-03 07:00 | 67.76 | 2018 | 8.08 | 2018-08-31
Spain | ESP | 2018-08-03 06:00 | 2018-08-03 08:00 | 69.21 | 2018 | 8.08 | 2018-08-31
Spain | ESP | 2018-08-03 07:00 | 2018-08-03 09:00 | 70.26 | 2018 | 8.08 | 2018-08-31
Spain | ESP | 2018-08-03 08:00 | 2018-08-03 10:00 | 70.46 | 2018 | 8.08 | 2018-08-31
Spain | ESP | 2018-08-03 09:00 | 2018-08-03 11:00 | 70 | 2018 | 8.08 | 2018-08-31
Spain | ESP | 2018-08-03 10:00 | 2018-08-03 12:00 | 70.7 | 2018 | 8.08 | 2018-08-31
Spain | ESP | 2018-08-03 11:00 | 2018-08-03 13:00 | 70.41 | 2018 | 8.08 | 2018-08-31
Spain | ESP | 2018-08-03 12:00 | 2018-08-03 14:00 | 70 | 2018 | 8.08 | 2018-08-31
Spain | ESP | 2018-08-03 13:00 | 2018-08-03 15:00 | 69 | 2018 | 8.08 | 2018-08-31
Spain | ESP | 2018-08-03 14:00 | 2018-08-03 16:00 | 68 | 2018 | 8.08 | 2018-08-31
Spain | ESP | 2018-08-03 15:00 | 2018-08-03 17:00 | 69.72 | 2018 | 8.08 | 2018-08-31
Spain | ESP | 2018-08-03 16:00 | 2018-08-03 18:00 | 70.51 | 2018 | 8.08 | 2018-08-31
Spain | ESP | 2018-08-03 17:00 | 2018-08-03 19:00 | 70.26 | 2018 | 8.08 | 2018-08-31
Spain | ESP | 2018-08-03 18:00 | 2018-08-03 20:00 | 70.35 | 2018 | 8.08 | 2018-08-31
Spain | ESP | 2018-08-03 19:00 | 2018-08-03 21:00 | 70.01 | 2018 | 8.08 | 2018-08-31
Spain | ESP | 2018-08-03 20:00 | 2018-08-03 22:00 | 66.98 | 2018 | 8.08 | 2018-08-31
Spain | ESP | 2018-08-03 21:00 | 2018-08-03 23:00 | 65.7 | 2018 | 8.08 | 2018-08-31
Spain | ESP | 2018-08-03 22:00 | 2018-08-04 | 69.61 | 2018 | 8.08 | 2018-08-31
Spain | ESP | 2018-08-03 23:00 | 2018-08-04 01:00 | 66.8 | 2018 | 8.08 | 2018-08-31
Spain | ESP | 2018-08-04 | 2018-08-04 02:00 | 65.67 | 2018 | 8.08 | 2018-08-31
Spain | ESP | 2018-08-04 01:00 | 2018-08-04 03:00 | 64.39 | 2018 | 8.08 | 2018-08-31
Spain | ESP | 2018-08-04 02:00 | 2018-08-04 04:00 | 63.9 | 2018 | 8.08 | 2018-08-31
Spain | ESP | 2018-08-04 03:00 | 2018-08-04 05:00 | 63.67 | 2018 | 8.08 | 2018-08-31
Spain | ESP | 2018-08-04 04:00 | 2018-08-04 06:00 | 62.21 | 2018 | 8.08 | 2018-08-31
Spain | ESP | 2018-08-04 05:00 | 2018-08-04 07:00 | 62 | 2018 | 8.08 | 2018-08-31
Spain | ESP | 2018-08-04 06:00 | 2018-08-04 08:00 | 62.21 | 2018 | 8.08 | 2018-08-31
Spain | ESP | 2018-08-04 07:00 | 2018-08-04 09:00 | 65 | 2018 | 8.08 | 2018-08-31
Spain | ESP | 2018-08-04 08:00 | 2018-08-04 10:00 | 66.3 | 2018 | 8.08 | 2018-08-31
Spain | ESP | 2018-08-04 09:00 | 2018-08-04 11:00 | 67.67 | 2018 | 8.08 | 2018-08-31
Spain | ESP | 2018-08-04 10:00 | 2018-08-04 12:00 | 68 | 2018 | 8.08 | 2018-08-31
Spain | ESP | 2018-08-04 11:00 | 2018-08-04 13:00 | 69.61 | 2018 | 8.08 | 2018-08-31
Spain | ESP | 2018-08-04 12:00 | 2018-08-04 14:00 | 69.23 | 2018 | 8.08 | 2018-08-31
Spain | ESP | 2018-08-04 13:00 | 2018-08-04 15:00 | 66.92 | 2018 | 8.08 | 2018-08-31
Spain | ESP | 2018-08-04 14:00 | 2018-08-04 16:00 | 65.67 | 2018 | 8.08 | 2018-08-31
Spain | ESP | 2018-08-04 15:00 | 2018-08-04 17:00 | 64.39 | 2018 | 8.08 | 2018-08-31
Spain | ESP | 2018-08-04 16:00 | 2018-08-04 18:00 | 63.52 | 2018 | 8.08 | 2018-08-31
Spain | ESP | 2018-08-04 17:00 | 2018-08-04 19:00 | 63.43 | 2018 | 8.08 | 2018-08-31
Spain | ESP | 2018-08-04 18:00 | 2018-08-04 20:00 | 64.14 | 2018 | 8.08 | 2018-08-31
Spain | ESP | 2018-08-04 19:00 | 2018-08-04 21:00 | 65.7 | 2018 | 8.08 | 2018-08-31
Spain | ESP | 2018-08-04 20:00 | 2018-08-04 22:00 | 65.7 | 2018 | 8.08 | 2018-08-31
Spain | ESP | 2018-08-04 21:00 | 2018-08-04 23:00 | 64.39 | 2018 | 8.08 | 2018-08-31
Spain | ESP | 2018-08-04 22:00 | 2018-08-05 | 65.7 | 2018 | 8.08 | 2018-08-31
Spain | ESP | 2018-08-04 23:00 | 2018-08-05 01:00 | 63.43 | 2018 | 8.08 | 2018-08-31
Spain | ESP | 2018-08-05 | 2018-08-05 02:00 | 62.01 | 2018 | 8.08 | 2018-08-31
Spain | ESP | 2018-08-05 01:00 | 2018-08-05 03:00 | 58.76 | 2018 | 8.08 | 2018-08-31
Spain | ESP | 2018-08-05 02:00 | 2018-08-05 04:00 | 58.35 | 2018 | 8.08 | 2018-08-31
Spain | ESP | 2018-08-05 03:00 | 2018-08-05 05:00 | 58.27 | 2018 | 8.08 | 2018-08-31
Spain | ESP | 2018-08-05 04:00 | 2018-08-05 06:00 | 58.27 | 2018 | 8.08 | 2018-08-31
Spain | ESP | 2018-08-05 05:00 | 2018-08-05 07:00 | 55.46 | 2018 | 8.08 | 2018-08-31
Spain | ESP | 2018-08-05 06:00 | 2018-08-05 08:00 | 57.46 | 2018 | 8.08 | 2018-08-31
Spain | ESP | 2018-08-05 07:00 | 2018-08-05 09:00 | 61.16 | 2018 | 8.08 | 2018-08-31
Spain | ESP | 2018-08-05 08:00 | 2018-08-05 10:00 | 62.21 | 2018 | 8.08 | 2018-08-31
Spain | ESP | 2018-08-05 09:00 | 2018-08-05 11:00 | 65.32 | 2018 | 8.08 | 2018-08-31
Spain | ESP | 2018-08-05 10:00 | 2018-08-05 12:00 | 66.3 | 2018 | 8.08 | 2018-08-31
Spain | ESP | 2018-08-05 11:00 | 2018-08-05 13:00 | 67.75 | 2018 | 8.08 | 2018-08-31
Spain | ESP | 2018-08-05 12:00 | 2018-08-05 14:00 | 68.01 | 2018 | 8.08 | 2018-08-31
Spain | ESP | 2018-08-05 13:00 | 2018-08-05 15:00 | 66.8 | 2018 | 8.08 | 2018-08-31
Spain | ESP | 2018-08-05 14:00 | 2018-08-05 16:00 | 66.24 | 2018 | 8.08 | 2018-08-31
Spain | ESP | 2018-08-05 15:00 | 2018-08-05 17:00 | 65.67 | 2018 | 8.08 | 2018-08-31
Spain | ESP | 2018-08-05 16:00 | 2018-08-05 18:00 | 65.67 | 2018 | 8.08 | 2018-08-31
Spain | ESP | 2018-08-05 17:00 | 2018-08-05 19:00 | 65.32 | 2018 | 8.08 | 2018-08-31
Spain | ESP | 2018-08-05 18:00 | 2018-08-05 20:00 | 66.69 | 2018 | 8.08 | 2018-08-31
Spain | ESP | 2018-08-05 19:00 | 2018-08-05 21:00 | 70 | 2018 | 8.08 | 2018-08-31
Spain | ESP | 2018-08-05 20:00 | 2018-08-05 22:00 | 70.97 | 2018 | 8.08 | 2018-08-31
Spain | ESP | 2018-08-05 21:00 | 2018-08-05 23:00 | 70 | 2018 | 8.08 | 2018-08-31
Spain | ESP | 2018-08-05 22:00 | 2018-08-06 | 66.3 | 2018 | 8.08 | 2018-08-31
Spain | ESP | 2018-08-05 23:00 | 2018-08-06 01:00 | 63.9 | 2018 | 8.08 | 2018-08-31
Spain | ESP | 2018-08-06 | 2018-08-06 02:00 | 62.21 | 2018 | 8.08 | 2018-08-31
Spain | ESP | 2018-08-06 01:00 | 2018-08-06 03:00 | 61.15 | 2018 | 8.08 | 2018-08-31
Spain | ESP | 2018-08-06 02:00 | 2018-08-06 04:00 | 60.02 | 2018 | 8.08 | 2018-08-31
Spain | ESP | 2018-08-06 03:00 | 2018-08-06 05:00 | 62.14 | 2018 | 8.08 | 2018-08-31
Spain | ESP | 2018-08-06 04:00 | 2018-08-06 06:00 | 64.55 | 2018 | 8.08 | 2018-08-31
Spain | ESP | 2018-08-06 05:00 | 2018-08-06 07:00 | 65.67 | 2018 | 8.08 | 2018-08-31
Spain | ESP | 2018-08-06 06:00 | 2018-08-06 08:00 | 68.01 | 2018 | 8.08 | 2018-08-31
Spain | ESP | 2018-08-06 07:00 | 2018-08-06 09:00 | 70 | 2018 | 8.08 | 2018-08-31
Spain | ESP | 2018-08-06 08:00 | 2018-08-06 10:00 | 70.26 | 2018 | 8.08 | 2018-08-31
Spain | ESP | 2018-08-06 09:00 | 2018-08-06 11:00 | 70.41 | 2018 | 8.08 | 2018-08-31
Spain | ESP | 2018-08-06 10:00 | 2018-08-06 12:00 | 70.66 | 2018 | 8.08 | 2018-08-31
Spain | ESP | 2018-08-06 11:00 | 2018-08-06 13:00 | 70.69 | 2018 | 8.08 | 2018-08-31
Spain | ESP | 2018-08-06 12:00 | 2018-08-06 14:00 | 70.49 | 2018 | 8.08 | 2018-08-31
Spain | ESP | 2018-08-06 13:00 | 2018-08-06 15:00 | 70.23 | 2018 | 8.08 | 2018-08-31
Spain | ESP | 2018-08-06 14:00 | 2018-08-06 16:00 | 70 | 2018 | 8.08 | 2018-08-31
Spain | ESP | 2018-08-06 15:00 | 2018-08-06 17:00 | 71.71 | 2018 | 8.08 | 2018-08-31
Spain | ESP | 2018-08-06 16:00 | 2018-08-06 18:00 | 74.02 | 2018 | 8.08 | 2018-08-31
Spain | ESP | 2018-08-06 17:00 | 2018-08-06 19:00 | 74 | 2018 | 8.08 | 2018-08-31
Spain | ESP | 2018-08-06 18:00 | 2018-08-06 20:00 | 73.79 | 2018 | 8.08 | 2018-08-31
Spain | ESP | 2018-08-06 19:00 | 2018-08-06 21:00 | 74.82 | 2018 | 8.08 | 2018-08-31
Spain | ESP | 2018-08-06 20:00 | 2018-08-06 22:00 | 71.61 | 2018 | 8.08 | 2018-08-31
Spain | ESP | 2018-08-06 21:00 | 2018-08-06 23:00 | 67.5 | 2018 | 8.08 | 2018-08-31
Spain | ESP | 2018-08-06 22:00 | 2018-08-07 | 62.21 | 2018 | 8.08 | 2018-08-31
Spain | ESP | 2018-08-06 23:00 | 2018-08-07 01:00 | 58.96 | 2018 | 8.08 | 2018-08-31
Spain | ESP | 2018-08-07 | 2018-08-07 02:00 | 55.85 | 2018 | 8.08 | 2018-08-31
Spain | ESP | 2018-08-07 01:00 | 2018-08-07 03:00 | 54.57 | 2018 | 8.08 | 2018-08-31
Spain | ESP | 2018-08-07 02:00 | 2018-08-07 04:00 | 53.49 | 2018 | 8.08 | 2018-08-31
Spain | ESP | 2018-08-07 03:00 | 2018-08-07 05:00 | 53.49 | 2018 | 8.08 | 2018-08-31
Spain | ESP | 2018-08-07 04:00 | 2018-08-07 06:00 | 57.99 | 2018 | 8.08 | 2018-08-31
Spain | ESP | 2018-08-07 05:00 | 2018-08-07 07:00 | 64.45 | 2018 | 8.08 | 2018-08-31
Spain | ESP | 2018-08-07 06:00 | 2018-08-07 08:00 | 66.8 | 2018 | 8.08 | 2018-08-31
Spain | ESP | 2018-08-07 07:00 | 2018-08-07 09:00 | 70.44 | 2018 | 8.08 | 2018-08-31
Spain | ESP | 2018-08-07 08:00 | 2018-08-07 10:00 | 69 | 2018 | 8.08 | 2018-08-31
Spain | ESP | 2018-08-07 09:00 | 2018-08-07 11:00 | 67.94 | 2018 | 8.08 | 2018-08-31
Spain | ESP | 2018-08-07 10:00 | 2018-08-07 12:00 | 67 | 2018 | 8.08 | 2018-08-31
Spain | ESP | 2018-08-07 11:00 | 2018-08-07 13:00 | 67.01 | 2018 | 8.08 | 2018-08-31
Spain | ESP | 2018-08-07 12:00 | 2018-08-07 14:00 | 66.3 | 2018 | 8.08 | 2018-08-31
Spain | ESP | 2018-08-07 13:00 | 2018-08-07 15:00 | 66.99 | 2018 | 8.08 | 2018-08-31
Spain | ESP | 2018-08-07 14:00 | 2018-08-07 16:00 | 67.19 | 2018 | 8.08 | 2018-08-31
Spain | ESP | 2018-08-07 15:00 | 2018-08-07 17:00 | 69 | 2018 | 8.08 | 2018-08-31
Spain | ESP | 2018-08-07 16:00 | 2018-08-07 18:00 | 68.64 | 2018 | 8.08 | 2018-08-31
Spain | ESP | 2018-08-07 17:00 | 2018-08-07 19:00 | 68 | 2018 | 8.08 | 2018-08-31
Spain | ESP | 2018-08-07 18:00 | 2018-08-07 20:00 | 67.33 | 2018 | 8.08 | 2018-08-31
Spain | ESP | 2018-08-07 19:00 | 2018-08-07 21:00 | 67.99 | 2018 | 8.08 | 2018-08-31
Spain | ESP | 2018-08-07 20:00 | 2018-08-07 22:00 | 66.91 | 2018 | 8.08 | 2018-08-31
Spain | ESP | 2018-08-07 21:00 | 2018-08-07 23:00 | 62.21 | 2018 | 8.08 | 2018-08-31
Spain | ESP | 2018-08-07 22:00 | 2018-08-08 | 64.39 | 2018 | 8.08 | 2018-08-31
Spain | ESP | 2018-08-07 23:00 | 2018-08-08 01:00 | 62.21 | 2018 | 8.08 | 2018-08-31
Spain | ESP | 2018-08-08 | 2018-08-08 02:00 | 60.01 | 2018 | 8.08 | 2018-08-31
Spain | ESP | 2018-08-08 01:00 | 2018-08-08 03:00 | 58.79 | 2018 | 8.08 | 2018-08-31
Spain | ESP | 2018-08-08 02:00 | 2018-08-08 04:00 | 58.76 | 2018 | 8.08 | 2018-08-31
Spain | ESP | 2018-08-08 03:00 | 2018-08-08 05:00 | 60 | 2018 | 8.08 | 2018-08-31
Spain | ESP | 2018-08-08 04:00 | 2018-08-08 06:00 | 63.18 | 2018 | 8.08 | 2018-08-31
Spain | ESP | 2018-08-08 05:00 | 2018-08-08 07:00 | 64.14 | 2018 | 8.08 | 2018-08-31
Spain | ESP | 2018-08-08 06:00 | 2018-08-08 08:00 | 65.67 | 2018 | 8.08 | 2018-08-31
Spain | ESP | 2018-08-08 07:00 | 2018-08-08 09:00 | 67.61 | 2018 | 8.08 | 2018-08-31
Spain | ESP | 2018-08-08 08:00 | 2018-08-08 10:00 | 67.19 | 2018 | 8.08 | 2018-08-31
Spain | ESP | 2018-08-08 09:00 | 2018-08-08 11:00 | 67.06 | 2018 | 8.08 | 2018-08-31
Spain | ESP | 2018-08-08 10:00 | 2018-08-08 12:00 | 68 | 2018 | 8.08 | 2018-08-31
Spain | ESP | 2018-08-08 11:00 | 2018-08-08 13:00 | 68.01 | 2018 | 8.08 | 2018-08-31
Spain | ESP | 2018-08-08 12:00 | 2018-08-08 14:00 | 67.75 | 2018 | 8.08 | 2018-08-31
Spain | ESP | 2018-08-08 13:00 | 2018-08-08 15:00 | 66.41 | 2018 | 8.08 | 2018-08-31
Spain | ESP | 2018-08-08 14:00 | 2018-08-08 16:00 | 65.67 | 2018 | 8.08 | 2018-08-31
Spain | ESP | 2018-08-08 15:00 | 2018-08-08 17:00 | 64.14 | 2018 | 8.08 | 2018-08-31
Spain | ESP | 2018-08-08 16:00 | 2018-08-08 18:00 | 65.7 | 2018 | 8.08 | 2018-08-31
Spain | ESP | 2018-08-08 17:00 | 2018-08-08 19:00 | 65.67 | 2018 | 8.08 | 2018-08-31
Spain | ESP | 2018-08-08 18:00 | 2018-08-08 20:00 | 66.41 | 2018 | 8.08 | 2018-08-31
Spain | ESP | 2018-08-08 19:00 | 2018-08-08 21:00 | 68 | 2018 | 8.08 | 2018-08-31
Spain | ESP | 2018-08-08 20:00 | 2018-08-08 22:00 | 68.01 | 2018 | 8.08 | 2018-08-31
Spain | ESP | 2018-08-08 21:00 | 2018-08-08 23:00 | 64.97 | 2018 | 8.08 | 2018-08-31
Spain | ESP | 2018-08-08 22:00 | 2018-08-09 | 62.48 | 2018 | 8.08 | 2018-08-31
Spain | ESP | 2018-08-08 23:00 | 2018-08-09 01:00 | 59.91 | 2018 | 8.08 | 2018-08-31
Spain | ESP | 2018-08-09 | 2018-08-09 02:00 | 55.3 | 2018 | 8.08 | 2018-08-31
Spain | ESP | 2018-08-09 01:00 | 2018-08-09 03:00 | 54.57 | 2018 | 8.08 | 2018-08-31
Spain | ESP | 2018-08-09 02:00 | 2018-08-09 04:00 | 53.69 | 2018 | 8.08 | 2018-08-31
Spain | ESP | 2018-08-09 03:00 | 2018-08-09 05:00 | 55.3 | 2018 | 8.08 | 2018-08-31
Spain | ESP | 2018-08-09 04:00 | 2018-08-09 06:00 | 58.96 | 2018 | 8.08 | 2018-08-31
Spain | ESP | 2018-08-09 05:00 | 2018-08-09 07:00 | 62.14 | 2018 | 8.08 | 2018-08-31
Spain | ESP | 2018-08-09 06:00 | 2018-08-09 08:00 | 63.9 | 2018 | 8.08 | 2018-08-31
Spain | ESP | 2018-08-09 07:00 | 2018-08-09 09:00 | 64.88 | 2018 | 8.08 | 2018-08-31
Spain | ESP | 2018-08-09 08:00 | 2018-08-09 10:00 | 64.67 | 2018 | 8.08 | 2018-08-31
Spain | ESP | 2018-08-09 09:00 | 2018-08-09 11:00 | 64.59 | 2018 | 8.08 | 2018-08-31
Spain | ESP | 2018-08-09 10:00 | 2018-08-09 12:00 | 65.67 | 2018 | 8.08 | 2018-08-31
Spain | ESP | 2018-08-09 11:00 | 2018-08-09 13:00 | 66.01 | 2018 | 8.08 | 2018-08-31
Spain | ESP | 2018-08-09 12:00 | 2018-08-09 14:00 | 65.41 | 2018 | 8.08 | 2018-08-31
Spain | ESP | 2018-08-09 13:00 | 2018-08-09 15:00 | 64.99 | 2018 | 8.08 | 2018-08-31
Spain | ESP | 2018-08-09 14:00 | 2018-08-09 16:00 | 64.39 | 2018 | 8.08 | 2018-08-31
Spain | ESP | 2018-08-09 15:00 | 2018-08-09 17:00 | 64 | 2018 | 8.08 | 2018-08-31
Spain | ESP | 2018-08-09 16:00 | 2018-08-09 18:00 | 62.48 | 2018 | 8.08 | 2018-08-31
Spain | ESP | 2018-08-09 17:00 | 2018-08-09 19:00 | 62.3 | 2018 | 8.08 | 2018-08-31
Spain | ESP | 2018-08-09 18:00 | 2018-08-09 20:00 | 63.9 | 2018 | 8.08 | 2018-08-31
Spain | ESP | 2018-08-09 19:00 | 2018-08-09 21:00 | 65.7 | 2018 | 8.08 | 2018-08-31
Spain | ESP | 2018-08-09 20:00 | 2018-08-09 22:00 | 65.67 | 2018 | 8.08 | 2018-08-31
Spain | ESP | 2018-08-09 21:00 | 2018-08-09 23:00 | 63.67 | 2018 | 8.08 | 2018-08-31
Spain | ESP | 2018-08-09 22:00 | 2018-08-10 | 59.32 | 2018 | 8.08 | 2018-08-31
Spain | ESP | 2018-08-09 23:00 | 2018-08-10 01:00 | 55.46 | 2018 | 8.08 | 2018-08-31
Spain | ESP | 2018-08-10 | 2018-08-10 02:00 | 53.14 | 2018 | 8.08 | 2018-08-31
Spain | ESP | 2018-08-10 01:00 | 2018-08-10 03:00 | 52.26 | 2018 | 8.08 | 2018-08-31
Spain | ESP | 2018-08-10 02:00 | 2018-08-10 04:00 | 52.19 | 2018 | 8.08 | 2018-08-31
Spain | ESP | 2018-08-10 03:00 | 2018-08-10 05:00 | 52.5 | 2018 | 8.08 | 2018-08-31
Spain | ESP | 2018-08-10 04:00 | 2018-08-10 06:00 | 55 | 2018 | 8.08 | 2018-08-31
Spain | ESP | 2018-08-10 05:00 | 2018-08-10 07:00 | 58.08 | 2018 | 8.08 | 2018-08-31
Spain | ESP | 2018-08-10 06:00 | 2018-08-10 08:00 | 62.21 | 2018 | 8.08 | 2018-08-31
Spain | ESP | 2018-08-10 07:00 | 2018-08-10 09:00 | 64.14 | 2018 | 8.08 | 2018-08-31
Spain | ESP | 2018-08-10 08:00 | 2018-08-10 10:00 | 65.23 | 2018 | 8.08 | 2018-08-31
Spain | ESP | 2018-08-10 09:00 | 2018-08-10 11:00 | 66.24 | 2018 | 8.08 | 2018-08-31
Spain | ESP | 2018-08-10 10:00 | 2018-08-10 12:00 | 68.5 | 2018 | 8.08 | 2018-08-31
Spain | ESP | 2018-08-10 11:00 | 2018-08-10 13:00 | 69.21 | 2018 | 8.08 | 2018-08-31
Spain | ESP | 2018-08-10 12:00 | 2018-08-10 14:00 | 68.54 | 2018 | 8.08 | 2018-08-31
Spain | ESP | 2018-08-10 13:00 | 2018-08-10 15:00 | 67.35 | 2018 | 8.08 | 2018-08-31
Spain | ESP | 2018-08-10 14:00 | 2018-08-10 16:00 | 66.8 | 2018 | 8.08 | 2018-08-31
Spain | ESP | 2018-08-10 15:00 | 2018-08-10 17:00 | 66.01 | 2018 | 8.08 | 2018-08-31
Spain | ESP | 2018-08-10 16:00 | 2018-08-10 18:00 | 65.3 | 2018 | 8.08 | 2018-08-31
Spain | ESP | 2018-08-10 17:00 | 2018-08-10 19:00 | 64.14 | 2018 | 8.08 | 2018-08-31
Spain | ESP | 2018-08-10 18:00 | 2018-08-10 20:00 | 64.14 | 2018 | 8.08 | 2018-08-31
Spain | ESP | 2018-08-10 19:00 | 2018-08-10 21:00 | 65.7 | 2018 | 8.08 | 2018-08-31
Spain | ESP | 2018-08-10 20:00 | 2018-08-10 22:00 | 65.84 | 2018 | 8.08 | 2018-08-31
Spain | ESP | 2018-08-10 21:00 | 2018-08-10 23:00 | 64.39 | 2018 | 8.08 | 2018-08-31
Spain | ESP | 2018-08-10 22:00 | 2018-08-11 | 63.9 | 2018 | 8.08 | 2018-08-31
Spain | ESP | 2018-08-10 23:00 | 2018-08-11 01:00 | 62.21 | 2018 | 8.08 | 2018-08-31
Spain | ESP | 2018-08-11 | 2018-08-11 02:00 | 62.14 | 2018 | 8.08 | 2018-08-31
Spain | ESP | 2018-08-11 01:00 | 2018-08-11 03:00 | 61.15 | 2018 | 8.08 | 2018-08-31
Spain | ESP | 2018-08-11 02:00 | 2018-08-11 04:00 | 61.12 | 2018 | 8.08 | 2018-08-31
Spain | ESP | 2018-08-11 03:00 | 2018-08-11 05:00 | 60.68 | 2018 | 8.08 | 2018-08-31
Spain | ESP | 2018-08-11 04:00 | 2018-08-11 06:00 | 59.19 | 2018 | 8.08 | 2018-08-31
Spain | ESP | 2018-08-11 05:00 | 2018-08-11 07:00 | 59.19 | 2018 | 8.08 | 2018-08-31
Spain | ESP | 2018-08-11 06:00 | 2018-08-11 08:00 | 61.15 | 2018 | 8.08 | 2018-08-31
Spain | ESP | 2018-08-11 07:00 | 2018-08-11 09:00 | 63 | 2018 | 8.08 | 2018-08-31
Spain | ESP | 2018-08-11 08:00 | 2018-08-11 10:00 | 63.78 | 2018 | 8.08 | 2018-08-31
Spain | ESP | 2018-08-11 09:00 | 2018-08-11 11:00 | 64.03 | 2018 | 8.08 | 2018-08-31
Spain | ESP | 2018-08-11 10:00 | 2018-08-11 12:00 | 65.18 | 2018 | 8.08 | 2018-08-31
Spain | ESP | 2018-08-11 11:00 | 2018-08-11 13:00 | 65.67 | 2018 | 8.08 | 2018-08-31
Spain | ESP | 2018-08-11 12:00 | 2018-08-11 14:00 | 65.67 | 2018 | 8.08 | 2018-08-31
Spain | ESP | 2018-08-11 13:00 | 2018-08-11 15:00 | 64.66 | 2018 | 8.08 | 2018-08-31
Spain | ESP | 2018-08-11 14:00 | 2018-08-11 16:00 | 64.19 | 2018 | 8.08 | 2018-08-31
Spain | ESP | 2018-08-11 15:00 | 2018-08-11 17:00 | 63.9 | 2018 | 8.08 | 2018-08-31
Spain | ESP | 2018-08-11 16:00 | 2018-08-11 18:00 | 63.1 | 2018 | 8.08 | 2018-08-31
Spain | ESP | 2018-08-11 17:00 | 2018-08-11 19:00 | 63.9 | 2018 | 8.08 | 2018-08-31
Spain | ESP | 2018-08-11 18:00 | 2018-08-11 20:00 | 65.2 | 2018 | 8.08 | 2018-08-31
Spain | ESP | 2018-08-11 19:00 | 2018-08-11 21:00 | 66.95 | 2018 | 8.08 | 2018-08-31
Spain | ESP | 2018-08-11 20:00 | 2018-08-11 22:00 | 67.69 | 2018 | 8.08 | 2018-08-31
Spain | ESP | 2018-08-11 21:00 | 2018-08-11 23:00 | 65.67 | 2018 | 8.08 | 2018-08-31
Spain | ESP | 2018-08-11 22:00 | 2018-08-12 | 65.57 | 2018 | 8.08 | 2018-08-31
Spain | ESP | 2018-08-11 23:00 | 2018-08-12 01:00 | 64.14 | 2018 | 8.08 | 2018-08-31
Spain | ESP | 2018-08-12 | 2018-08-12 02:00 | 64.14 | 2018 | 8.08 | 2018-08-31
Spain | ESP | 2018-08-12 01:00 | 2018-08-12 03:00 | 64.39 | 2018 | 8.08 | 2018-08-31
Spain | ESP | 2018-08-12 02:00 | 2018-08-12 04:00 | 63.9 | 2018 | 8.08 | 2018-08-31
Spain | ESP | 2018-08-12 03:00 | 2018-08-12 05:00 | 63.9 | 2018 | 8.08 | 2018-08-31
Spain | ESP | 2018-08-12 04:00 | 2018-08-12 06:00 | 63.9 | 2018 | 8.08 | 2018-08-31
Spain | ESP | 2018-08-12 05:00 | 2018-08-12 07:00 | 62.14 | 2018 | 8.08 | 2018-08-31
Spain | ESP | 2018-08-12 06:00 | 2018-08-12 08:00 | 59.9 | 2018 | 8.08 | 2018-08-31
Spain | ESP | 2018-08-12 07:00 | 2018-08-12 09:00 | 61.99 | 2018 | 8.08 | 2018-08-31
Spain | ESP | 2018-08-12 08:00 | 2018-08-12 10:00 | 60 | 2018 | 8.08 | 2018-08-31
Spain | ESP | 2018-08-12 09:00 | 2018-08-12 11:00 | 62.14 | 2018 | 8.08 | 2018-08-31
Spain | ESP | 2018-08-12 10:00 | 2018-08-12 12:00 | 62.14 | 2018 | 8.08 | 2018-08-31
Spain | ESP | 2018-08-12 11:00 | 2018-08-12 13:00 | 62 | 2018 | 8.08 | 2018-08-31
Spain | ESP | 2018-08-12 12:00 | 2018-08-12 14:00 | 60 | 2018 | 8.08 | 2018-08-31
Spain | ESP | 2018-08-12 13:00 | 2018-08-12 15:00 | 57.5 | 2018 | 8.08 | 2018-08-31
Spain | ESP | 2018-08-12 14:00 | 2018-08-12 16:00 | 52.37 | 2018 | 8.08 | 2018-08-31
Spain | ESP | 2018-08-12 15:00 | 2018-08-12 17:00 | 51.77 | 2018 | 8.08 | 2018-08-31
Spain | ESP | 2018-08-12 16:00 | 2018-08-12 18:00 | 51.61 | 2018 | 8.08 | 2018-08-31
Spain | ESP | 2018-08-12 17:00 | 2018-08-12 19:00 | 57.55 | 2018 | 8.08 | 2018-08-31
Spain | ESP | 2018-08-12 18:00 | 2018-08-12 20:00 | 61.35 | 2018 | 8.08 | 2018-08-31
Spain | ESP | 2018-08-12 19:00 | 2018-08-12 21:00 | 65.67 | 2018 | 8.08 | 2018-08-31
Spain | ESP | 2018-08-12 20:00 | 2018-08-12 22:00 | 67.75 | 2018 | 8.08 | 2018-08-31
Spain | ESP | 2018-08-12 21:00 | 2018-08-12 23:00 | 66.01 | 2018 | 8.08 | 2018-08-31
Spain | ESP | 2018-08-12 22:00 | 2018-08-13 | 64.14 | 2018 | 8.08 | 2018-08-31
Spain | ESP | 2018-08-12 23:00 | 2018-08-13 01:00 | 62.14 | 2018 | 8.08 | 2018-08-31
Spain | ESP | 2018-08-13 | 2018-08-13 02:00 | 59.46 | 2018 | 8.08 | 2018-08-31
Spain | ESP | 2018-08-13 01:00 | 2018-08-13 03:00 | 58.9 | 2018 | 8.08 | 2018-08-31
Spain | ESP | 2018-08-13 02:00 | 2018-08-13 04:00 | 58 | 2018 | 8.08 | 2018-08-31
Spain | ESP | 2018-08-13 03:00 | 2018-08-13 05:00 | 59.16 | 2018 | 8.08 | 2018-08-31
Spain | ESP | 2018-08-13 04:00 | 2018-08-13 06:00 | 62.14 | 2018 | 8.08 | 2018-08-31
Spain | ESP | 2018-08-13 05:00 | 2018-08-13 07:00 | 62.21 | 2018 | 8.08 | 2018-08-31
Spain | ESP | 2018-08-13 06:00 | 2018-08-13 08:00 | 64.44 | 2018 | 8.08 | 2018-08-31
Spain | ESP | 2018-08-13 07:00 | 2018-08-13 09:00 | 66.19 | 2018 | 8.08 | 2018-08-31
Spain | ESP | 2018-08-13 08:00 | 2018-08-13 10:00 | 65.7 | 2018 | 8.08 | 2018-08-31
Spain | ESP | 2018-08-13 09:00 | 2018-08-13 11:00 | 66.04 | 2018 | 8.08 | 2018-08-31
Spain | ESP | 2018-08-13 10:00 | 2018-08-13 12:00 | 67.3 | 2018 | 8.08 | 2018-08-31
Spain | ESP | 2018-08-13 11:00 | 2018-08-13 13:00 | 67.77 | 2018 | 8.08 | 2018-08-31
Spain | ESP | 2018-08-13 12:00 | 2018-08-13 14:00 | 67.02 | 2018 | 8.08 | 2018-08-31
Spain | ESP | 2018-08-13 13:00 | 2018-08-13 15:00 | 65.99 | 2018 | 8.08 | 2018-08-31
Spain | ESP | 2018-08-13 14:00 | 2018-08-13 16:00 | 65.19 | 2018 | 8.08 | 2018-08-31
Spain | ESP | 2018-08-13 15:00 | 2018-08-13 17:00 | 64.24 | 2018 | 8.08 | 2018-08-31
Spain | ESP | 2018-08-13 16:00 | 2018-08-13 18:00 | 63.06 | 2018 | 8.08 | 2018-08-31
Spain | ESP | 2018-08-13 17:00 | 2018-08-13 19:00 | 62.18 | 2018 | 8.08 | 2018-08-31
Spain | ESP | 2018-08-13 18:00 | 2018-08-13 20:00 | 62.89 | 2018 | 8.08 | 2018-08-31
Spain | ESP | 2018-08-13 19:00 | 2018-08-13 21:00 | 64.24 | 2018 | 8.08 | 2018-08-31
Spain | ESP | 2018-08-13 20:00 | 2018-08-13 22:00 | 64.18 | 2018 | 8.08 | 2018-08-31
Spain | ESP | 2018-08-13 21:00 | 2018-08-13 23:00 | 61.15 | 2018 | 8.08 | 2018-08-31
Spain | ESP | 2018-08-13 22:00 | 2018-08-14 | 62.14 | 2018 | 8.08 | 2018-08-31
Spain | ESP | 2018-08-13 23:00 | 2018-08-14 01:00 | 61.07 | 2018 | 8.08 | 2018-08-31
Spain | ESP | 2018-08-14 | 2018-08-14 02:00 | 54.61 | 2018 | 8.08 | 2018-08-31
Spain | ESP | 2018-08-14 01:00 | 2018-08-14 03:00 | 52.32 | 2018 | 8.08 | 2018-08-31
Spain | ESP | 2018-08-14 02:00 | 2018-08-14 04:00 | 51.85 | 2018 | 8.08 | 2018-08-31
Spain | ESP | 2018-08-14 03:00 | 2018-08-14 05:00 | 51.79 | 2018 | 8.08 | 2018-08-31
Spain | ESP | 2018-08-14 04:00 | 2018-08-14 06:00 | 58.03 | 2018 | 8.08 | 2018-08-31
Spain | ESP | 2018-08-14 05:00 | 2018-08-14 07:00 | 61.71 | 2018 | 8.08 | 2018-08-31
Spain | ESP | 2018-08-14 06:00 | 2018-08-14 08:00 | 64.07 | 2018 | 8.08 | 2018-08-31
Spain | ESP | 2018-08-14 07:00 | 2018-08-14 09:00 | 64.39 | 2018 | 8.08 | 2018-08-31
Spain | ESP | 2018-08-14 08:00 | 2018-08-14 10:00 | 64.03 | 2018 | 8.08 | 2018-08-31
Spain | ESP | 2018-08-14 09:00 | 2018-08-14 11:00 | 63.53 | 2018 | 8.08 | 2018-08-31
Spain | ESP | 2018-08-14 10:00 | 2018-08-14 12:00 | 64.03 | 2018 | 8.08 | 2018-08-31
Spain | ESP | 2018-08-14 11:00 | 2018-08-14 13:00 | 64.8 | 2018 | 8.08 | 2018-08-31
Spain | ESP | 2018-08-14 12:00 | 2018-08-14 14:00 | 64.56 | 2018 | 8.08 | 2018-08-31
Spain | ESP | 2018-08-14 13:00 | 2018-08-14 15:00 | 64.11 | 2018 | 8.08 | 2018-08-31
Spain | ESP | 2018-08-14 14:00 | 2018-08-14 16:00 | 63.9 | 2018 | 8.08 | 2018-08-31
Spain | ESP | 2018-08-14 15:00 | 2018-08-14 17:00 | 64 | 2018 | 8.08 | 2018-08-31
Spain | ESP | 2018-08-14 16:00 | 2018-08-14 18:00 | 63.29 | 2018 | 8.08 | 2018-08-31
Spain | ESP | 2018-08-14 17:00 | 2018-08-14 19:00 | 63.53 | 2018 | 8.08 | 2018-08-31
Spain | ESP | 2018-08-14 18:00 | 2018-08-14 20:00 | 63.53 | 2018 | 8.08 | 2018-08-31
Spain | ESP | 2018-08-14 19:00 | 2018-08-14 21:00 | 64.39 | 2018 | 8.08 | 2018-08-31
Spain | ESP | 2018-08-14 20:00 | 2018-08-14 22:00 | 63.9 | 2018 | 8.08 | 2018-08-31
Spain | ESP | 2018-08-14 21:00 | 2018-08-14 23:00 | 61.99 | 2018 | 8.08 | 2018-08-31
Spain | ESP | 2018-08-14 22:00 | 2018-08-15 | 59.01 | 2018 | 8.08 | 2018-08-31
Spain | ESP | 2018-08-14 23:00 | 2018-08-15 01:00 | 54.79 | 2018 | 8.08 | 2018-08-31
Spain | ESP | 2018-08-15 | 2018-08-15 02:00 | 50.81 | 2018 | 8.08 | 2018-08-31
Spain | ESP | 2018-08-15 01:00 | 2018-08-15 03:00 | 50.64 | 2018 | 8.08 | 2018-08-31
Spain | ESP | 2018-08-15 02:00 | 2018-08-15 04:00 | 50.3 | 2018 | 8.08 | 2018-08-31
Spain | ESP | 2018-08-15 03:00 | 2018-08-15 05:00 | 50.3 | 2018 | 8.08 | 2018-08-31
Spain | ESP | 2018-08-15 04:00 | 2018-08-15 06:00 | 50.69 | 2018 | 8.08 | 2018-08-31
Spain | ESP | 2018-08-15 05:00 | 2018-08-15 07:00 | 51.8 | 2018 | 8.08 | 2018-08-31
Spain | ESP | 2018-08-15 06:00 | 2018-08-15 08:00 | 51.79 | 2018 | 8.08 | 2018-08-31
Spain | ESP | 2018-08-15 07:00 | 2018-08-15 09:00 | 57.85 | 2018 | 8.08 | 2018-08-31
Spain | ESP | 2018-08-15 08:00 | 2018-08-15 10:00 | 59.07 | 2018 | 8.08 | 2018-08-31
Spain | ESP | 2018-08-15 09:00 | 2018-08-15 11:00 | 62 | 2018 | 8.08 | 2018-08-31
Spain | ESP | 2018-08-15 10:00 | 2018-08-15 12:00 | 63.51 | 2018 | 8.08 | 2018-08-31
Spain | ESP | 2018-08-15 11:00 | 2018-08-15 13:00 | 64.19 | 2018 | 8.08 | 2018-08-31
Spain | ESP | 2018-08-15 12:00 | 2018-08-15 14:00 | 64.39 | 2018 | 8.08 | 2018-08-31
Spain | ESP | 2018-08-15 13:00 | 2018-08-15 15:00 | 64 | 2018 | 8.08 | 2018-08-31
Spain | ESP | 2018-08-15 14:00 | 2018-08-15 16:00 | 64.04 | 2018 | 8.08 | 2018-08-31
Spain | ESP | 2018-08-15 15:00 | 2018-08-15 17:00 | 64 | 2018 | 8.08 | 2018-08-31
Spain | ESP | 2018-08-15 16:00 | 2018-08-15 18:00 | 62.21 | 2018 | 8.08 | 2018-08-31
Spain | ESP | 2018-08-15 17:00 | 2018-08-15 19:00 | 64.28 | 2018 | 8.08 | 2018-08-31
Spain | ESP | 2018-08-15 18:00 | 2018-08-15 20:00 | 65 | 2018 | 8.08 | 2018-08-31
Spain | ESP | 2018-08-15 19:00 | 2018-08-15 21:00 | 67 | 2018 | 8.08 | 2018-08-31
Spain | ESP | 2018-08-15 20:00 | 2018-08-15 22:00 | 67.75 | 2018 | 8.08 | 2018-08-31
Spain | ESP | 2018-08-15 21:00 | 2018-08-15 23:00 | 65.69 | 2018 | 8.08 | 2018-08-31
Spain | ESP | 2018-08-15 22:00 | 2018-08-16 | 64.75 | 2018 | 8.08 | 2018-08-31
Spain | ESP | 2018-08-15 23:00 | 2018-08-16 01:00 | 62.5 | 2018 | 8.08 | 2018-08-31
Spain | ESP | 2018-08-16 | 2018-08-16 02:00 | 60.66 | 2018 | 8.08 | 2018-08-31
Spain | ESP | 2018-08-16 01:00 | 2018-08-16 03:00 | 59.89 | 2018 | 8.08 | 2018-08-31
Spain | ESP | 2018-08-16 02:00 | 2018-08-16 04:00 | 58.7 | 2018 | 8.08 | 2018-08-31
Spain | ESP | 2018-08-16 03:00 | 2018-08-16 05:00 | 60.1 | 2018 | 8.08 | 2018-08-31
Spain | ESP | 2018-08-16 04:00 | 2018-08-16 06:00 | 63.58 | 2018 | 8.08 | 2018-08-31
Spain | ESP | 2018-08-16 05:00 | 2018-08-16 07:00 | 64.39 | 2018 | 8.08 | 2018-08-31
Spain | ESP | 2018-08-16 06:00 | 2018-08-16 08:00 | 64.94 | 2018 | 8.08 | 2018-08-31
Spain | ESP | 2018-08-16 07:00 | 2018-08-16 09:00 | 65.7 | 2018 | 8.08 | 2018-08-31
Spain | ESP | 2018-08-16 08:00 | 2018-08-16 10:00 | 65.8 | 2018 | 8.08 | 2018-08-31
Spain | ESP | 2018-08-16 09:00 | 2018-08-16 11:00 | 66.1 | 2018 | 8.08 | 2018-08-31
Spain | ESP | 2018-08-16 10:00 | 2018-08-16 12:00 | 66.51 | 2018 | 8.08 | 2018-08-31
Spain | ESP | 2018-08-16 11:00 | 2018-08-16 13:00 | 66.51 | 2018 | 8.08 | 2018-08-31
Spain | ESP | 2018-08-16 12:00 | 2018-08-16 14:00 | 66.18 | 2018 | 8.08 | 2018-08-31
Spain | ESP | 2018-08-16 13:00 | 2018-08-16 15:00 | 65 | 2018 | 8.08 | 2018-08-31
Spain | ESP | 2018-08-16 14:00 | 2018-08-16 16:00 | 64.39 | 2018 | 8.08 | 2018-08-31
Spain | ESP | 2018-08-16 15:00 | 2018-08-16 17:00 | 64.14 | 2018 | 8.08 | 2018-08-31
Spain | ESP | 2018-08-16 16:00 | 2018-08-16 18:00 | 65.7 | 2018 | 8.08 | 2018-08-31
Spain | ESP | 2018-08-16 17:00 | 2018-08-16 19:00 | 66.51 | 2018 | 8.08 | 2018-08-31
Spain | ESP | 2018-08-16 18:00 | 2018-08-16 20:00 | 66.51 | 2018 | 8.08 | 2018-08-31
Spain | ESP | 2018-08-16 19:00 | 2018-08-16 21:00 | 66.2 | 2018 | 8.08 | 2018-08-31
Spain | ESP | 2018-08-16 20:00 | 2018-08-16 22:00 | 64.39 | 2018 | 8.08 | 2018-08-31
Spain | ESP | 2018-08-16 21:00 | 2018-08-16 23:00 | 60.03 | 2018 | 8.08 | 2018-08-31
Spain | ESP | 2018-08-16 22:00 | 2018-08-17 | 62.25 | 2018 | 8.08 | 2018-08-31
Spain | ESP | 2018-08-16 23:00 | 2018-08-17 01:00 | 61.15 | 2018 | 8.08 | 2018-08-31
Spain | ESP | 2018-08-17 | 2018-08-17 02:00 | 53.8 | 2018 | 8.08 | 2018-08-31
Spain | ESP | 2018-08-17 01:00 | 2018-08-17 03:00 | 51.85 | 2018 | 8.08 | 2018-08-31
Spain | ESP | 2018-08-17 02:00 | 2018-08-17 04:00 | 50.3 | 2018 | 8.08 | 2018-08-31
Spain | ESP | 2018-08-17 03:00 | 2018-08-17 05:00 | 50.3 | 2018 | 8.08 | 2018-08-31
Spain | ESP | 2018-08-17 04:00 | 2018-08-17 06:00 | 56.64 | 2018 | 8.08 | 2018-08-31
Spain | ESP | 2018-08-17 05:00 | 2018-08-17 07:00 | 62.82 | 2018 | 8.08 | 2018-08-31
Spain | ESP | 2018-08-17 06:00 | 2018-08-17 08:00 | 63.99 | 2018 | 8.08 | 2018-08-31
Spain | ESP | 2018-08-17 07:00 | 2018-08-17 09:00 | 64.39 | 2018 | 8.08 | 2018-08-31
Spain | ESP | 2018-08-17 08:00 | 2018-08-17 10:00 | 63.05 | 2018 | 8.08 | 2018-08-31
Spain | ESP | 2018-08-17 09:00 | 2018-08-17 11:00 | 62.82 | 2018 | 8.08 | 2018-08-31
Spain | ESP | 2018-08-17 10:00 | 2018-08-17 12:00 | 63 | 2018 | 8.08 | 2018-08-31
Spain | ESP | 2018-08-17 11:00 | 2018-08-17 13:00 | 63.9 | 2018 | 8.08 | 2018-08-31
Spain | ESP | 2018-08-17 12:00 | 2018-08-17 14:00 | 63.9 | 2018 | 8.08 | 2018-08-31
Spain | ESP | 2018-08-17 13:00 | 2018-08-17 15:00 | 62.38 | 2018 | 8.08 | 2018-08-31
Spain | ESP | 2018-08-17 14:00 | 2018-08-17 16:00 | 62.38 | 2018 | 8.08 | 2018-08-31
Spain | ESP | 2018-08-17 15:00 | 2018-08-17 17:00 | 63 | 2018 | 8.08 | 2018-08-31
Spain | ESP | 2018-08-17 16:00 | 2018-08-17 18:00 | 64.46 | 2018 | 8.08 | 2018-08-31
Spain | ESP | 2018-08-17 17:00 | 2018-08-17 19:00 | 64.6 | 2018 | 8.08 | 2018-08-31
Spain | ESP | 2018-08-17 18:00 | 2018-08-17 20:00 | 64.57 | 2018 | 8.08 | 2018-08-31
Spain | ESP | 2018-08-17 19:00 | 2018-08-17 21:00 | 64.48 | 2018 | 8.08 | 2018-08-31
Spain | ESP | 2018-08-17 20:00 | 2018-08-17 22:00 | 63.9 | 2018 | 8.08 | 2018-08-31
Spain | ESP | 2018-08-17 21:00 | 2018-08-17 23:00 | 54.58 | 2018 | 8.08 | 2018-08-31
Spain | ESP | 2018-08-17 22:00 | 2018-08-18 | 57.28 | 2018 | 8.08 | 2018-08-31
Spain | ESP | 2018-08-17 23:00 | 2018-08-18 01:00 | 55.41 | 2018 | 8.08 | 2018-08-31
Spain | ESP | 2018-08-18 | 2018-08-18 02:00 | 49.31 | 2018 | 8.08 | 2018-08-31
Spain | ESP | 2018-08-18 01:00 | 2018-08-18 03:00 | 47.55 | 2018 | 8.08 | 2018-08-31
Spain | ESP | 2018-08-18 02:00 | 2018-08-18 04:00 | 47.3 | 2018 | 8.08 | 2018-08-31
Spain | ESP | 2018-08-18 03:00 | 2018-08-18 05:00 | 47.05 | 2018 | 8.08 | 2018-08-31
Spain | ESP | 2018-08-18 04:00 | 2018-08-18 06:00 | 47.89 | 2018 | 8.08 | 2018-08-31
Spain | ESP | 2018-08-18 05:00 | 2018-08-18 07:00 | 49.5 | 2018 | 8.08 | 2018-08-31
Spain | ESP | 2018-08-18 06:00 | 2018-08-18 08:00 | 53.89 | 2018 | 8.08 | 2018-08-31
Spain | ESP | 2018-08-18 07:00 | 2018-08-18 09:00 | 56.41 | 2018 | 8.08 | 2018-08-31
Spain | ESP | 2018-08-18 08:00 | 2018-08-18 10:00 | 53.6 | 2018 | 8.08 | 2018-08-31
Spain | ESP | 2018-08-18 09:00 | 2018-08-18 11:00 | 53.9 | 2018 | 8.08 | 2018-08-31
Spain | ESP | 2018-08-18 10:00 | 2018-08-18 12:00 | 58.27 | 2018 | 8.08 | 2018-08-31
Spain | ESP | 2018-08-18 11:00 | 2018-08-18 13:00 | 62.14 | 2018 | 8.08 | 2018-08-31
Spain | ESP | 2018-08-18 12:00 | 2018-08-18 14:00 | 63.8 | 2018 | 8.08 | 2018-08-31
Spain | ESP | 2018-08-18 13:00 | 2018-08-18 15:00 | 62.32 | 2018 | 8.08 | 2018-08-31
Spain | ESP | 2018-08-18 14:00 | 2018-08-18 16:00 | 62.14 | 2018 | 8.08 | 2018-08-31
Spain | ESP | 2018-08-18 15:00 | 2018-08-18 17:00 | 61.75 | 2018 | 8.08 | 2018-08-31
Spain | ESP | 2018-08-18 16:00 | 2018-08-18 18:00 | 62.14 | 2018 | 8.08 | 2018-08-31
Spain | ESP | 2018-08-18 17:00 | 2018-08-18 19:00 | 64.45 | 2018 | 8.08 | 2018-08-31
Spain | ESP | 2018-08-18 18:00 | 2018-08-18 20:00 | 64.9 | 2018 | 8.08 | 2018-08-31
Spain | ESP | 2018-08-18 19:00 | 2018-08-18 21:00 | 65.04 | 2018 | 8.08 | 2018-08-31
Spain | ESP | 2018-08-18 20:00 | 2018-08-18 22:00 | 64.98 | 2018 | 8.08 | 2018-08-31
Spain | ESP | 2018-08-18 21:00 | 2018-08-18 23:00 | 62.14 | 2018 | 8.08 | 2018-08-31
Spain | ESP | 2018-08-18 22:00 | 2018-08-19 | 55.56 | 2018 | 8.08 | 2018-08-31
Spain | ESP | 2018-08-18 23:00 | 2018-08-19 01:00 | 54.5 | 2018 | 8.08 | 2018-08-31
Spain | ESP | 2018-08-19 | 2018-08-19 02:00 | 52.5 | 2018 | 8.08 | 2018-08-31
Spain | ESP | 2018-08-19 01:00 | 2018-08-19 03:00 | 50.2 | 2018 | 8.08 | 2018-08-31
Spain | ESP | 2018-08-19 02:00 | 2018-08-19 04:00 | 50 | 2018 | 8.08 | 2018-08-31
Spain | ESP | 2018-08-19 03:00 | 2018-08-19 05:00 | 49.19 | 2018 | 8.08 | 2018-08-31
Spain | ESP | 2018-08-19 04:00 | 2018-08-19 06:00 | 49.69 | 2018 | 8.08 | 2018-08-31
Spain | ESP | 2018-08-19 05:00 | 2018-08-19 07:00 | 49.19 | 2018 | 8.08 | 2018-08-31
Spain | ESP | 2018-08-19 06:00 | 2018-08-19 08:00 | 49.19 | 2018 | 8.08 | 2018-08-31
Spain | ESP | 2018-08-19 07:00 | 2018-08-19 09:00 | 50.5 | 2018 | 8.08 | 2018-08-31
Spain | ESP | 2018-08-19 08:00 | 2018-08-19 10:00 | 52.26 | 2018 | 8.08 | 2018-08-31
Spain | ESP | 2018-08-19 09:00 | 2018-08-19 11:00 | 54.74 | 2018 | 8.08 | 2018-08-31
Spain | ESP | 2018-08-19 10:00 | 2018-08-19 12:00 | 60.4 | 2018 | 8.08 | 2018-08-31
Spain | ESP | 2018-08-19 11:00 | 2018-08-19 13:00 | 62.21 | 2018 | 8.08 | 2018-08-31
Spain | ESP | 2018-08-19 12:00 | 2018-08-19 14:00 | 63.14 | 2018 | 8.08 | 2018-08-31
Spain | ESP | 2018-08-19 13:00 | 2018-08-19 15:00 | 62.14 | 2018 | 8.08 | 2018-08-31
Spain | ESP | 2018-08-19 14:00 | 2018-08-19 16:00 | 61.15 | 2018 | 8.08 | 2018-08-31
Spain | ESP | 2018-08-19 15:00 | 2018-08-19 17:00 | 58 | 2018 | 8.08 | 2018-08-31
Spain | ESP | 2018-08-19 16:00 | 2018-08-19 18:00 | 57.85 | 2018 | 8.08 | 2018-08-31
Spain | ESP | 2018-08-19 17:00 | 2018-08-19 19:00 | 62.26 | 2018 | 8.08 | 2018-08-31
Spain | ESP | 2018-08-19 18:00 | 2018-08-19 20:00 | 63.41 | 2018 | 8.08 | 2018-08-31
Spain | ESP | 2018-08-19 19:00 | 2018-08-19 21:00 | 64.23 | 2018 | 8.08 | 2018-08-31
Spain | ESP | 2018-08-19 20:00 | 2018-08-19 22:00 | 64.6 | 2018 | 8.08 | 2018-08-31
Spain | ESP | 2018-08-19 21:00 | 2018-08-19 23:00 | 62.26 | 2018 | 8.08 | 2018-08-31
Spain | ESP | 2018-08-19 22:00 | 2018-08-20 | 61 | 2018 | 8.08 | 2018-08-31
Spain | ESP | 2018-08-19 23:00 | 2018-08-20 01:00 | 54.98 | 2018 | 8.08 | 2018-08-31
Spain | ESP | 2018-08-20 | 2018-08-20 02:00 | 52.52 | 2018 | 8.08 | 2018-08-31
Spain | ESP | 2018-08-20 01:00 | 2018-08-20 03:00 | 52.52 | 2018 | 8.08 | 2018-08-31
Spain | ESP | 2018-08-20 02:00 | 2018-08-20 04:00 | 50.2 | 2018 | 8.08 | 2018-08-31
Spain | ESP | 2018-08-20 03:00 | 2018-08-20 05:00 | 50.8 | 2018 | 8.08 | 2018-08-31
Spain | ESP | 2018-08-20 04:00 | 2018-08-20 06:00 | 55.57 | 2018 | 8.08 | 2018-08-31
Spain | ESP | 2018-08-20 05:00 | 2018-08-20 07:00 | 63.43 | 2018 | 8.08 | 2018-08-31
Spain | ESP | 2018-08-20 06:00 | 2018-08-20 08:00 | 64.46 | 2018 | 8.08 | 2018-08-31
Spain | ESP | 2018-08-20 07:00 | 2018-08-20 09:00 | 64.99 | 2018 | 8.08 | 2018-08-31
Spain | ESP | 2018-08-20 08:00 | 2018-08-20 10:00 | 65.55 | 2018 | 8.08 | 2018-08-31
Spain | ESP | 2018-08-20 09:00 | 2018-08-20 11:00 | 67.41 | 2018 | 8.08 | 2018-08-31
Spain | ESP | 2018-08-20 10:00 | 2018-08-20 12:00 | 67.75 | 2018 | 8.08 | 2018-08-31
Spain | ESP | 2018-08-20 11:00 | 2018-08-20 13:00 | 68.55 | 2018 | 8.08 | 2018-08-31
Spain | ESP | 2018-08-20 12:00 | 2018-08-20 14:00 | 68.68 | 2018 | 8.08 | 2018-08-31
Spain | ESP | 2018-08-20 13:00 | 2018-08-20 15:00 | 68.55 | 2018 | 8.08 | 2018-08-31
Spain | ESP | 2018-08-20 14:00 | 2018-08-20 16:00 | 68.01 | 2018 | 8.08 | 2018-08-31
Spain | ESP | 2018-08-20 15:00 | 2018-08-20 17:00 | 67.75 | 2018 | 8.08 | 2018-08-31
Spain | ESP | 2018-08-20 16:00 | 2018-08-20 18:00 | 66.78 | 2018 | 8.08 | 2018-08-31
Spain | ESP | 2018-08-20 17:00 | 2018-08-20 19:00 | 67.03 | 2018 | 8.08 | 2018-08-31
Spain | ESP | 2018-08-20 18:00 | 2018-08-20 20:00 | 67.01 | 2018 | 8.08 | 2018-08-31
Spain | ESP | 2018-08-20 19:00 | 2018-08-20 21:00 | 66.98 | 2018 | 8.08 | 2018-08-31
Spain | ESP | 2018-08-20 20:00 | 2018-08-20 22:00 | 66.65 | 2018 | 8.08 | 2018-08-31
Spain | ESP | 2018-08-20 21:00 | 2018-08-20 23:00 | 63.5 | 2018 | 8.08 | 2018-08-31
Spain | ESP | 2018-08-20 22:00 | 2018-08-21 | 59.83 | 2018 | 8.08 | 2018-08-31
Spain | ESP | 2018-08-20 23:00 | 2018-08-21 01:00 | 56.65 | 2018 | 8.08 | 2018-08-31
Spain | ESP | 2018-08-21 | 2018-08-21 02:00 | 55.38 | 2018 | 8.08 | 2018-08-31
Spain | ESP | 2018-08-21 01:00 | 2018-08-21 03:00 | 54.37 | 2018 | 8.08 | 2018-08-31
Spain | ESP | 2018-08-21 02:00 | 2018-08-21 04:00 | 54.61 | 2018 | 8.08 | 2018-08-31
Spain | ESP | 2018-08-21 03:00 | 2018-08-21 05:00 | 54.98 | 2018 | 8.08 | 2018-08-31
Spain | ESP | 2018-08-21 04:00 | 2018-08-21 06:00 | 65 | 2018 | 8.08 | 2018-08-31
Spain | ESP | 2018-08-21 05:00 | 2018-08-21 07:00 | 67.42 | 2018 | 8.08 | 2018-08-31
Spain | ESP | 2018-08-21 06:00 | 2018-08-21 08:00 | 68.52 | 2018 | 8.08 | 2018-08-31
Spain | ESP | 2018-08-21 07:00 | 2018-08-21 09:00 | 70.69 | 2018 | 8.08 | 2018-08-31
Spain | ESP | 2018-08-21 08:00 | 2018-08-21 10:00 | 70.69 | 2018 | 8.08 | 2018-08-31
Spain | ESP | 2018-08-21 09:00 | 2018-08-21 11:00 | 71.02 | 2018 | 8.08 | 2018-08-31
Spain | ESP | 2018-08-21 10:00 | 2018-08-21 12:00 | 71.34 | 2018 | 8.08 | 2018-08-31
Spain | ESP | 2018-08-21 11:00 | 2018-08-21 13:00 | 71.1 | 2018 | 8.08 | 2018-08-31
Spain | ESP | 2018-08-21 12:00 | 2018-08-21 14:00 | 70.51 | 2018 | 8.08 | 2018-08-31
Spain | ESP | 2018-08-21 13:00 | 2018-08-21 15:00 | 69.06 | 2018 | 8.08 | 2018-08-31
Spain | ESP | 2018-08-21 14:00 | 2018-08-21 16:00 | 69 | 2018 | 8.08 | 2018-08-31
Spain | ESP | 2018-08-21 15:00 | 2018-08-21 17:00 | 71.1 | 2018 | 8.08 | 2018-08-31
Spain | ESP | 2018-08-21 16:00 | 2018-08-21 18:00 | 71.01 | 2018 | 8.08 | 2018-08-31
Spain | ESP | 2018-08-21 17:00 | 2018-08-21 19:00 | 70.53 | 2018 | 8.08 | 2018-08-31
Spain | ESP | 2018-08-21 18:00 | 2018-08-21 20:00 | 70.69 | 2018 | 8.08 | 2018-08-31
Spain | ESP | 2018-08-21 19:00 | 2018-08-21 21:00 | 71.42 | 2018 | 8.08 | 2018-08-31
Spain | ESP | 2018-08-21 20:00 | 2018-08-21 22:00 | 68.93 | 2018 | 8.08 | 2018-08-31
Spain | ESP | 2018-08-21 21:00 | 2018-08-21 23:00 | 63.55 | 2018 | 8.08 | 2018-08-31
Spain | ESP | 2018-08-21 22:00 | 2018-08-22 | 64.39 | 2018 | 8.08 | 2018-08-31
Spain | ESP | 2018-08-21 23:00 | 2018-08-22 01:00 | 62.71 | 2018 | 8.08 | 2018-08-31
Spain | ESP | 2018-08-22 | 2018-08-22 02:00 | 61.26 | 2018 | 8.08 | 2018-08-31
Spain | ESP | 2018-08-22 01:00 | 2018-08-22 03:00 | 60.54 | 2018 | 8.08 | 2018-08-31
Spain | ESP | 2018-08-22 02:00 | 2018-08-22 04:00 | 60.63 | 2018 | 8.08 | 2018-08-31
Spain | ESP | 2018-08-22 03:00 | 2018-08-22 05:00 | 62.08 | 2018 | 8.08 | 2018-08-31
Spain | ESP | 2018-08-22 04:00 | 2018-08-22 06:00 | 66.06 | 2018 | 8.08 | 2018-08-31
Spain | ESP | 2018-08-22 05:00 | 2018-08-22 07:00 | 70 | 2018 | 8.08 | 2018-08-31
Spain | ESP | 2018-08-22 06:00 | 2018-08-22 08:00 | 71.9 | 2018 | 8.08 | 2018-08-31
Spain | ESP | 2018-08-22 07:00 | 2018-08-22 09:00 | 72.14 | 2018 | 8.08 | 2018-08-31
Spain | ESP | 2018-08-22 08:00 | 2018-08-22 10:00 | 70.53 | 2018 | 8.08 | 2018-08-31
Spain | ESP | 2018-08-22 09:00 | 2018-08-22 11:00 | 70.51 | 2018 | 8.08 | 2018-08-31
Spain | ESP | 2018-08-22 10:00 | 2018-08-22 12:00 | 71.79 | 2018 | 8.08 | 2018-08-31
Spain | ESP | 2018-08-22 11:00 | 2018-08-22 13:00 | 71.16 | 2018 | 8.08 | 2018-08-31
Spain | ESP | 2018-08-22 12:00 | 2018-08-22 14:00 | 71.68 | 2018 | 8.08 | 2018-08-31
Spain | ESP | 2018-08-22 13:00 | 2018-08-22 15:00 | 71.69 | 2018 | 8.08 | 2018-08-31
Spain | ESP | 2018-08-22 14:00 | 2018-08-22 16:00 | 70.67 | 2018 | 8.08 | 2018-08-31
Spain | ESP | 2018-08-22 15:00 | 2018-08-22 17:00 | 70.51 | 2018 | 8.08 | 2018-08-31
Spain | ESP | 2018-08-22 16:00 | 2018-08-22 18:00 | 70.51 | 2018 | 8.08 | 2018-08-31
Spain | ESP | 2018-08-22 17:00 | 2018-08-22 19:00 | 70.34 | 2018 | 8.08 | 2018-08-31
Spain | ESP | 2018-08-22 18:00 | 2018-08-22 20:00 | 71.01 | 2018 | 8.08 | 2018-08-31
Spain | ESP | 2018-08-22 19:00 | 2018-08-22 21:00 | 72.89 | 2018 | 8.08 | 2018-08-31
Spain | ESP | 2018-08-22 20:00 | 2018-08-22 22:00 | 72.14 | 2018 | 8.08 | 2018-08-31
Spain | ESP | 2018-08-22 21:00 | 2018-08-22 23:00 | 67.43 | 2018 | 8.08 | 2018-08-31
Spain | ESP | 2018-08-22 22:00 | 2018-08-23 | 67.9 | 2018 | 8.08 | 2018-08-31
Spain | ESP | 2018-08-22 23:00 | 2018-08-23 01:00 | 63.43 | 2018 | 8.08 | 2018-08-31
Spain | ESP | 2018-08-23 | 2018-08-23 02:00 | 61.26 | 2018 | 8.08 | 2018-08-31
Spain | ESP | 2018-08-23 01:00 | 2018-08-23 03:00 | 60.69 | 2018 | 8.08 | 2018-08-31
Spain | ESP | 2018-08-23 02:00 | 2018-08-23 04:00 | 60 | 2018 | 8.08 | 2018-08-31
Spain | ESP | 2018-08-23 03:00 | 2018-08-23 05:00 | 60.69 | 2018 | 8.08 | 2018-08-31
Spain | ESP | 2018-08-23 04:00 | 2018-08-23 06:00 | 66.67 | 2018 | 8.08 | 2018-08-31
Spain | ESP | 2018-08-23 05:00 | 2018-08-23 07:00 | 69.89 | 2018 | 8.08 | 2018-08-31
Spain | ESP | 2018-08-23 06:00 | 2018-08-23 08:00 | 70.1 | 2018 | 8.08 | 2018-08-31
Spain | ESP | 2018-08-23 07:00 | 2018-08-23 09:00 | 71.98 | 2018 | 8.08 | 2018-08-31
Spain | ESP | 2018-08-23 08:00 | 2018-08-23 10:00 | 71.69 | 2018 | 8.08 | 2018-08-31
Spain | ESP | 2018-08-23 09:00 | 2018-08-23 11:00 | 71.14 | 2018 | 8.08 | 2018-08-31
Spain | ESP | 2018-08-23 10:00 | 2018-08-23 12:00 | 70 | 2018 | 8.08 | 2018-08-31
Spain | ESP | 2018-08-23 11:00 | 2018-08-23 13:00 | 69.11 | 2018 | 8.08 | 2018-08-31
Spain | ESP | 2018-08-23 12:00 | 2018-08-23 14:00 | 68.89 | 2018 | 8.08 | 2018-08-31
Spain | ESP | 2018-08-23 13:00 | 2018-08-23 15:00 | 67 | 2018 | 8.08 | 2018-08-31
Spain | ESP | 2018-08-23 14:00 | 2018-08-23 16:00 | 67.86 | 2018 | 8.08 | 2018-08-31
Spain | ESP | 2018-08-23 15:00 | 2018-08-23 17:00 | 70 | 2018 | 8.08 | 2018-08-31
Spain | ESP | 2018-08-23 16:00 | 2018-08-23 18:00 | 70.52 | 2018 | 8.08 | 2018-08-31
Spain | ESP | 2018-08-23 17:00 | 2018-08-23 19:00 | 70.09 | 2018 | 8.08 | 2018-08-31
Spain | ESP | 2018-08-23 18:00 | 2018-08-23 20:00 | 70 | 2018 | 8.08 | 2018-08-31
Spain | ESP | 2018-08-23 19:00 | 2018-08-23 21:00 | 71.74 | 2018 | 8.08 | 2018-08-31
Spain | ESP | 2018-08-23 20:00 | 2018-08-23 22:00 | 69.89 | 2018 | 8.08 | 2018-08-31
Spain | ESP | 2018-08-23 21:00 | 2018-08-23 23:00 | 64 | 2018 | 8.08 | 2018-08-31
Spain | ESP | 2018-08-23 22:00 | 2018-08-24 | 65.18 | 2018 | 8.08 | 2018-08-31
Spain | ESP | 2018-08-23 23:00 | 2018-08-24 01:00 | 61.26 | 2018 | 8.08 | 2018-08-31
Spain | ESP | 2018-08-24 | 2018-08-24 02:00 | 59.16 | 2018 | 8.08 | 2018-08-31
Spain | ESP | 2018-08-24 01:00 | 2018-08-24 03:00 | 57.57 | 2018 | 8.08 | 2018-08-31
Spain | ESP | 2018-08-24 02:00 | 2018-08-24 04:00 | 55.71 | 2018 | 8.08 | 2018-08-31
Spain | ESP | 2018-08-24 03:00 | 2018-08-24 05:00 | 55.62 | 2018 | 8.08 | 2018-08-31
Spain | ESP | 2018-08-24 04:00 | 2018-08-24 06:00 | 61.26 | 2018 | 8.08 | 2018-08-31
Spain | ESP | 2018-08-24 05:00 | 2018-08-24 07:00 | 66.9 | 2018 | 8.08 | 2018-08-31
Spain | ESP | 2018-08-24 06:00 | 2018-08-24 08:00 | 68.67 | 2018 | 8.08 | 2018-08-31
Spain | ESP | 2018-08-24 07:00 | 2018-08-24 09:00 | 68.84 | 2018 | 8.08 | 2018-08-31
Spain | ESP | 2018-08-24 08:00 | 2018-08-24 10:00 | 68.32 | 2018 | 8.08 | 2018-08-31
Spain | ESP | 2018-08-24 09:00 | 2018-08-24 11:00 | 67.86 | 2018 | 8.08 | 2018-08-31
Spain | ESP | 2018-08-24 10:00 | 2018-08-24 12:00 | 67.46 | 2018 | 8.08 | 2018-08-31
Spain | ESP | 2018-08-24 11:00 | 2018-08-24 13:00 | 67.53 | 2018 | 8.08 | 2018-08-31
Spain | ESP | 2018-08-24 12:00 | 2018-08-24 14:00 | 67.24 | 2018 | 8.08 | 2018-08-31
Spain | ESP | 2018-08-24 13:00 | 2018-08-24 15:00 | 65.21 | 2018 | 8.08 | 2018-08-31
Spain | ESP | 2018-08-24 14:00 | 2018-08-24 16:00 | 65 | 2018 | 8.08 | 2018-08-31
Spain | ESP | 2018-08-24 15:00 | 2018-08-24 17:00 | 63.14 | 2018 | 8.08 | 2018-08-31
Spain | ESP | 2018-08-24 16:00 | 2018-08-24 18:00 | 64.5 | 2018 | 8.08 | 2018-08-31
Spain | ESP | 2018-08-24 17:00 | 2018-08-24 19:00 | 68.47 | 2018 | 8.08 | 2018-08-31
Spain | ESP | 2018-08-24 18:00 | 2018-08-24 20:00 | 68 | 2018 | 8.08 | 2018-08-31
Spain | ESP | 2018-08-24 19:00 | 2018-08-24 21:00 | 67.14 | 2018 | 8.08 | 2018-08-31
Spain | ESP | 2018-08-24 20:00 | 2018-08-24 22:00 | 65.94 | 2018 | 8.08 | 2018-08-31
Spain | ESP | 2018-08-24 21:00 | 2018-08-24 23:00 | 64.67 | 2018 | 8.08 | 2018-08-31
Spain | ESP | 2018-08-24 22:00 | 2018-08-25 | 64.03 | 2018 | 8.08 | 2018-08-31
Spain | ESP | 2018-08-24 23:00 | 2018-08-25 01:00 | 61.26 | 2018 | 8.08 | 2018-08-31
Spain | ESP | 2018-08-25 | 2018-08-25 02:00 | 60 | 2018 | 8.08 | 2018-08-31
Spain | ESP | 2018-08-25 01:00 | 2018-08-25 03:00 | 58 | 2018 | 8.08 | 2018-08-31
Spain | ESP | 2018-08-25 02:00 | 2018-08-25 04:00 | 57.5 | 2018 | 8.08 | 2018-08-31
Spain | ESP | 2018-08-25 03:00 | 2018-08-25 05:00 | 56.7 | 2018 | 8.08 | 2018-08-31
Spain | ESP | 2018-08-25 04:00 | 2018-08-25 06:00 | 57.57 | 2018 | 8.08 | 2018-08-31
Spain | ESP | 2018-08-25 05:00 | 2018-08-25 07:00 | 57 | 2018 | 8.08 | 2018-08-31
Spain | ESP | 2018-08-25 06:00 | 2018-08-25 08:00 | 58.05 | 2018 | 8.08 | 2018-08-31
Spain | ESP | 2018-08-25 07:00 | 2018-08-25 09:00 | 61.26 | 2018 | 8.08 | 2018-08-31
Spain | ESP | 2018-08-25 08:00 | 2018-08-25 10:00 | 61.26 | 2018 | 8.08 | 2018-08-31
Spain | ESP | 2018-08-25 09:00 | 2018-08-25 11:00 | 62 | 2018 | 8.08 | 2018-08-31
Spain | ESP | 2018-08-25 10:00 | 2018-08-25 12:00 | 64.47 | 2018 | 8.08 | 2018-08-31
Spain | ESP | 2018-08-25 11:00 | 2018-08-25 13:00 | 65.21 | 2018 | 8.08 | 2018-08-31
Spain | ESP | 2018-08-25 12:00 | 2018-08-25 14:00 | 65.23 | 2018 | 8.08 | 2018-08-31
Spain | ESP | 2018-08-25 13:00 | 2018-08-25 15:00 | 64.16 | 2018 | 8.08 | 2018-08-31
Spain | ESP | 2018-08-25 14:00 | 2018-08-25 16:00 | 61.26 | 2018 | 8.08 | 2018-08-31
Spain | ESP | 2018-08-25 15:00 | 2018-08-25 17:00 | 59.02 | 2018 | 8.08 | 2018-08-31
Spain | ESP | 2018-08-25 16:00 | 2018-08-25 18:00 | 64.15 | 2018 | 8.08 | 2018-08-31
Spain | ESP | 2018-08-25 17:00 | 2018-08-25 19:00 | 66.01 | 2018 | 8.08 | 2018-08-31
Spain | ESP | 2018-08-25 18:00 | 2018-08-25 20:00 | 67.99 | 2018 | 8.08 | 2018-08-31
Spain | ESP | 2018-08-25 19:00 | 2018-08-25 21:00 | 67.67 | 2018 | 8.08 | 2018-08-31
Spain | ESP | 2018-08-25 20:00 | 2018-08-25 22:00 | 66.69 | 2018 | 8.08 | 2018-08-31
Spain | ESP | 2018-08-25 21:00 | 2018-08-25 23:00 | 66.05 | 2018 | 8.08 | 2018-08-31
Spain | ESP | 2018-08-25 22:00 | 2018-08-26 | 65.5 | 2018 | 8.08 | 2018-08-31
Spain | ESP | 2018-08-25 23:00 | 2018-08-26 01:00 | 64.69 | 2018 | 8.08 | 2018-08-31
Spain | ESP | 2018-08-26 | 2018-08-26 02:00 | 60.64 | 2018 | 8.08 | 2018-08-31
Spain | ESP | 2018-08-26 01:00 | 2018-08-26 03:00 | 60.64 | 2018 | 8.08 | 2018-08-31
Spain | ESP | 2018-08-26 02:00 | 2018-08-26 04:00 | 59 | 2018 | 8.08 | 2018-08-31
Spain | ESP | 2018-08-26 03:00 | 2018-08-26 05:00 | 59.3 | 2018 | 8.08 | 2018-08-31
Spain | ESP | 2018-08-26 04:00 | 2018-08-26 06:00 | 60.64 | 2018 | 8.08 | 2018-08-31
Spain | ESP | 2018-08-26 05:00 | 2018-08-26 07:00 | 60.64 | 2018 | 8.08 | 2018-08-31
Spain | ESP | 2018-08-26 06:00 | 2018-08-26 08:00 | 60.64 | 2018 | 8.08 | 2018-08-31
Spain | ESP | 2018-08-26 07:00 | 2018-08-26 09:00 | 63.24 | 2018 | 8.08 | 2018-08-31
Spain | ESP | 2018-08-26 08:00 | 2018-08-26 10:00 | 63.42 | 2018 | 8.08 | 2018-08-31
Spain | ESP | 2018-08-26 09:00 | 2018-08-26 11:00 | 64.69 | 2018 | 8.08 | 2018-08-31
Spain | ESP | 2018-08-26 10:00 | 2018-08-26 12:00 | 65.21 | 2018 | 8.08 | 2018-08-31
Spain | ESP | 2018-08-26 11:00 | 2018-08-26 13:00 | 66.8 | 2018 | 8.08 | 2018-08-31
Spain | ESP | 2018-08-26 12:00 | 2018-08-26 14:00 | 67.14 | 2018 | 8.08 | 2018-08-31
Spain | ESP | 2018-08-26 13:00 | 2018-08-26 15:00 | 65.21 | 2018 | 8.08 | 2018-08-31
Spain | ESP | 2018-08-26 14:00 | 2018-08-26 16:00 | 64.69 | 2018 | 8.08 | 2018-08-31
Spain | ESP | 2018-08-26 15:00 | 2018-08-26 17:00 | 64.69 | 2018 | 8.08 | 2018-08-31
Spain | ESP | 2018-08-26 16:00 | 2018-08-26 18:00 | 63.38 | 2018 | 8.08 | 2018-08-31
Spain | ESP | 2018-08-26 17:00 | 2018-08-26 19:00 | 68.1 | 2018 | 8.08 | 2018-08-31
Spain | ESP | 2018-08-26 18:00 | 2018-08-26 20:00 | 70 | 2018 | 8.08 | 2018-08-31
Spain | ESP | 2018-08-26 19:00 | 2018-08-26 21:00 | 71.69 | 2018 | 8.08 | 2018-08-31
Spain | ESP | 2018-08-26 20:00 | 2018-08-26 22:00 | 71.74 | 2018 | 8.08 | 2018-08-31
Spain | ESP | 2018-08-26 21:00 | 2018-08-26 23:00 | 70.46 | 2018 | 8.08 | 2018-08-31
Spain | ESP | 2018-08-26 22:00 | 2018-08-27 | 67.14 | 2018 | 8.08 | 2018-08-31
Spain | ESP | 2018-08-26 23:00 | 2018-08-27 01:00 | 64 | 2018 | 8.08 | 2018-08-31
Spain | ESP | 2018-08-27 | 2018-08-27 02:00 | 60.38 | 2018 | 8.08 | 2018-08-31
Spain | ESP | 2018-08-27 01:00 | 2018-08-27 03:00 | 57 | 2018 | 8.08 | 2018-08-31
Spain | ESP | 2018-08-27 02:00 | 2018-08-27 04:00 | 56.38 | 2018 | 8.08 | 2018-08-31
Spain | ESP | 2018-08-27 03:00 | 2018-08-27 05:00 | 56.66 | 2018 | 8.08 | 2018-08-31
Spain | ESP | 2018-08-27 04:00 | 2018-08-27 06:00 | 60.64 | 2018 | 8.08 | 2018-08-31
Spain | ESP | 2018-08-27 05:00 | 2018-08-27 07:00 | 64.69 | 2018 | 8.08 | 2018-08-31
Spain | ESP | 2018-08-27 06:00 | 2018-08-27 08:00 | 66.9 | 2018 | 8.08 | 2018-08-31
Spain | ESP | 2018-08-27 07:00 | 2018-08-27 09:00 | 68.06 | 2018 | 8.08 | 2018-08-31
Spain | ESP | 2018-08-27 08:00 | 2018-08-27 10:00 | 68.34 | 2018 | 8.08 | 2018-08-31
Spain | ESP | 2018-08-27 09:00 | 2018-08-27 11:00 | 67.9 | 2018 | 8.08 | 2018-08-31
Spain | ESP | 2018-08-27 10:00 | 2018-08-27 12:00 | 68.55 | 2018 | 8.08 | 2018-08-31
Spain | ESP | 2018-08-27 11:00 | 2018-08-27 13:00 | 68.67 | 2018 | 8.08 | 2018-08-31
Spain | ESP | 2018-08-27 12:00 | 2018-08-27 14:00 | 68.67 | 2018 | 8.08 | 2018-08-31
Spain | ESP | 2018-08-27 13:00 | 2018-08-27 15:00 | 67.9 | 2018 | 8.08 | 2018-08-31
Spain | ESP | 2018-08-27 14:00 | 2018-08-27 16:00 | 67.98 | 2018 | 8.08 | 2018-08-31
Spain | ESP | 2018-08-27 15:00 | 2018-08-27 17:00 | 70.25 | 2018 | 8.08 | 2018-08-31
Spain | ESP | 2018-08-27 16:00 | 2018-08-27 18:00 | 70.89 | 2018 | 8.08 | 2018-08-31
Spain | ESP | 2018-08-27 17:00 | 2018-08-27 19:00 | 71.69 | 2018 | 8.08 | 2018-08-31
Spain | ESP | 2018-08-27 18:00 | 2018-08-27 20:00 | 72.09 | 2018 | 8.08 | 2018-08-31
Spain | ESP | 2018-08-27 19:00 | 2018-08-27 21:00 | 72.51 | 2018 | 8.08 | 2018-08-31
Spain | ESP | 2018-08-27 20:00 | 2018-08-27 22:00 | 71.74 | 2018 | 8.08 | 2018-08-31
Spain | ESP | 2018-08-27 21:00 | 2018-08-27 23:00 | 68.52 | 2018 | 8.08 | 2018-08-31
Spain | ESP | 2018-08-27 22:00 | 2018-08-28 | 65.58 | 2018 | 8.08 | 2018-08-31
Spain | ESP | 2018-08-27 23:00 | 2018-08-28 01:00 | 62.5 | 2018 | 8.08 | 2018-08-31
Spain | ESP | 2018-08-28 | 2018-08-28 02:00 | 60.4 | 2018 | 8.08 | 2018-08-31
Spain | ESP | 2018-08-28 01:00 | 2018-08-28 03:00 | 59.12 | 2018 | 8.08 | 2018-08-31
Spain | ESP | 2018-08-28 02:00 | 2018-08-28 04:00 | 58.07 | 2018 | 8.08 | 2018-08-31
Spain | ESP | 2018-08-28 03:00 | 2018-08-28 05:00 | 58.78 | 2018 | 8.08 | 2018-08-31
Spain | ESP | 2018-08-28 04:00 | 2018-08-28 06:00 | 64.69 | 2018 | 8.08 | 2018-08-31
Spain | ESP | 2018-08-28 05:00 | 2018-08-28 07:00 | 70 | 2018 | 8.08 | 2018-08-31
Spain | ESP | 2018-08-28 06:00 | 2018-08-28 08:00 | 70.69 | 2018 | 8.08 | 2018-08-31
Spain | ESP | 2018-08-28 07:00 | 2018-08-28 09:00 | 72.24 | 2018 | 8.08 | 2018-08-31
Spain | ESP | 2018-08-28 08:00 | 2018-08-28 10:00 | 72.14 | 2018 | 8.08 | 2018-08-31
Spain | ESP | 2018-08-28 09:00 | 2018-08-28 11:00 | 71.19 | 2018 | 8.08 | 2018-08-31
Spain | ESP | 2018-08-28 10:00 | 2018-08-28 12:00 | 70.19 | 2018 | 8.08 | 2018-08-31
Spain | ESP | 2018-08-28 11:00 | 2018-08-28 13:00 | 67.47 | 2018 | 8.08 | 2018-08-31
Spain | ESP | 2018-08-28 12:00 | 2018-08-28 14:00 | 68.01 | 2018 | 8.08 | 2018-08-31
Spain | ESP | 2018-08-28 13:00 | 2018-08-28 15:00 | 67.14 | 2018 | 8.08 | 2018-08-31
Spain | ESP | 2018-08-28 14:00 | 2018-08-28 16:00 | 68.74 | 2018 | 8.08 | 2018-08-31
Spain | ESP | 2018-08-28 15:00 | 2018-08-28 17:00 | 70 | 2018 | 8.08 | 2018-08-31
Spain | ESP | 2018-08-28 16:00 | 2018-08-28 18:00 | 70 | 2018 | 8.08 | 2018-08-31
Spain | ESP | 2018-08-28 17:00 | 2018-08-28 19:00 | 70.19 | 2018 | 8.08 | 2018-08-31
Spain | ESP | 2018-08-28 18:00 | 2018-08-28 20:00 | 72.14 | 2018 | 8.08 | 2018-08-31
Spain | ESP | 2018-08-28 19:00 | 2018-08-28 21:00 | 74.46 | 2018 | 8.08 | 2018-08-31
Spain | ESP | 2018-08-28 20:00 | 2018-08-28 22:00 | 72.14 | 2018 | 8.08 | 2018-08-31
Spain | ESP | 2018-08-28 21:00 | 2018-08-28 23:00 | 68.19 | 2018 | 8.08 | 2018-08-31
Spain | ESP | 2018-08-28 22:00 | 2018-08-29 | 70.5 | 2018 | 8.08 | 2018-08-31
Spain | ESP | 2018-08-28 23:00 | 2018-08-29 01:00 | 68.03 | 2018 | 8.08 | 2018-08-31
Spain | ESP | 2018-08-29 | 2018-08-29 02:00 | 67.14 | 2018 | 8.08 | 2018-08-31
Spain | ESP | 2018-08-29 01:00 | 2018-08-29 03:00 | 65.21 | 2018 | 8.08 | 2018-08-31
Spain | ESP | 2018-08-29 02:00 | 2018-08-29 04:00 | 64.99 | 2018 | 8.08 | 2018-08-31
Spain | ESP | 2018-08-29 03:00 | 2018-08-29 05:00 | 64.99 | 2018 | 8.08 | 2018-08-31
Spain | ESP | 2018-08-29 04:00 | 2018-08-29 06:00 | 66.9 | 2018 | 8.08 | 2018-08-31
Spain | ESP | 2018-08-29 05:00 | 2018-08-29 07:00 | 71.95 | 2018 | 8.08 | 2018-08-31
Spain | ESP | 2018-08-29 06:00 | 2018-08-29 08:00 | 73.66 | 2018 | 8.08 | 2018-08-31
Spain | ESP | 2018-08-29 07:00 | 2018-08-29 09:00 | 76.58 | 2018 | 8.08 | 2018-08-31
Spain | ESP | 2018-08-29 08:00 | 2018-08-29 10:00 | 75.01 | 2018 | 8.08 | 2018-08-31
Spain | ESP | 2018-08-29 09:00 | 2018-08-29 11:00 | 75 | 2018 | 8.08 | 2018-08-31
Spain | ESP | 2018-08-29 10:00 | 2018-08-29 12:00 | 75 | 2018 | 8.08 | 2018-08-31
Spain | ESP | 2018-08-29 11:00 | 2018-08-29 13:00 | 75.18 | 2018 | 8.08 | 2018-08-31
Spain | ESP | 2018-08-29 12:00 | 2018-08-29 14:00 | 74.01 | 2018 | 8.08 | 2018-08-31
Spain | ESP | 2018-08-29 13:00 | 2018-08-29 15:00 | 72.5 | 2018 | 8.08 | 2018-08-31
Spain | ESP | 2018-08-29 14:00 | 2018-08-29 16:00 | 72.53 | 2018 | 8.08 | 2018-08-31
Spain | ESP | 2018-08-29 15:00 | 2018-08-29 17:00 | 72.19 | 2018 | 8.08 | 2018-08-31
Spain | ESP | 2018-08-29 16:00 | 2018-08-29 18:00 | 72.63 | 2018 | 8.08 | 2018-08-31
Spain | ESP | 2018-08-29 17:00 | 2018-08-29 19:00 | 72.01 | 2018 | 8.08 | 2018-08-31
Spain | ESP | 2018-08-29 18:00 | 2018-08-29 20:00 | 72.4 | 2018 | 8.08 | 2018-08-31
Spain | ESP | 2018-08-29 19:00 | 2018-08-29 21:00 | 70.74 | 2018 | 8.08 | 2018-08-31
Spain | ESP | 2018-08-29 20:00 | 2018-08-29 22:00 | 69.84 | 2018 | 8.08 | 2018-08-31
Spain | ESP | 2018-08-29 21:00 | 2018-08-29 23:00 | 64.69 | 2018 | 8.08 | 2018-08-31
Spain | ESP | 2018-08-29 22:00 | 2018-08-30 | 65.14 | 2018 | 8.08 | 2018-08-31
Spain | ESP | 2018-08-29 23:00 | 2018-08-30 01:00 | 61.21 | 2018 | 8.08 | 2018-08-31
Spain | ESP | 2018-08-30 | 2018-08-30 02:00 | 59.59 | 2018 | 8.08 | 2018-08-31
Spain | ESP | 2018-08-30 01:00 | 2018-08-30 03:00 | 58.5 | 2018 | 8.08 | 2018-08-31
Spain | ESP | 2018-08-30 02:00 | 2018-08-30 04:00 | 57.99 | 2018 | 8.08 | 2018-08-31
Spain | ESP | 2018-08-30 03:00 | 2018-08-30 05:00 | 59.12 | 2018 | 8.08 | 2018-08-31
Spain | ESP | 2018-08-30 04:00 | 2018-08-30 06:00 | 64.15 | 2018 | 8.08 | 2018-08-31
Spain | ESP | 2018-08-30 05:00 | 2018-08-30 07:00 | 71.34 | 2018 | 8.08 | 2018-08-31
Spain | ESP | 2018-08-30 06:00 | 2018-08-30 08:00 | 74.01 | 2018 | 8.08 | 2018-08-31
Spain | ESP | 2018-08-30 07:00 | 2018-08-30 09:00 | 76.75 | 2018 | 8.08 | 2018-08-31
Spain | ESP | 2018-08-30 08:00 | 2018-08-30 10:00 | 75.43 | 2018 | 8.08 | 2018-08-31
Spain | ESP | 2018-08-30 09:00 | 2018-08-30 11:00 | 74.52 | 2018 | 8.08 | 2018-08-31
Spain | ESP | 2018-08-30 10:00 | 2018-08-30 12:00 | 74.23 | 2018 | 8.08 | 2018-08-31
Spain | ESP | 2018-08-30 11:00 | 2018-08-30 13:00 | 74.96 | 2018 | 8.08 | 2018-08-31
Spain | ESP | 2018-08-30 12:00 | 2018-08-30 14:00 | 73.77 | 2018 | 8.08 | 2018-08-31
Spain | ESP | 2018-08-30 13:00 | 2018-08-30 15:00 | 73.77 | 2018 | 8.08 | 2018-08-31
Spain | ESP | 2018-08-30 14:00 | 2018-08-30 16:00 | 72.93 | 2018 | 8.08 | 2018-08-31
Spain | ESP | 2018-08-30 15:00 | 2018-08-30 17:00 | 72.13 | 2018 | 8.08 | 2018-08-31
Spain | ESP | 2018-08-30 16:00 | 2018-08-30 18:00 | 73.66 | 2018 | 8.08 | 2018-08-31
Spain | ESP | 2018-08-30 17:00 | 2018-08-30 19:00 | 73.77 | 2018 | 8.08 | 2018-08-31
Spain | ESP | 2018-08-30 18:00 | 2018-08-30 20:00 | 73.69 | 2018 | 8.08 | 2018-08-31
Spain | ESP | 2018-08-30 19:00 | 2018-08-30 21:00 | 73.34 | 2018 | 8.08 | 2018-08-31
Spain | ESP | 2018-08-30 20:00 | 2018-08-30 22:00 | 71.59 | 2018 | 8.08 | 2018-08-31
Spain | ESP | 2018-08-30 21:00 | 2018-08-30 23:00 | 66.19 | 2018 | 8.08 | 2018-08-31
Spain | ESP | 2018-08-30 22:00 | 2018-08-31 | 64.69 | 2018 | 8.08 | 2018-08-31
Spain | ESP | 2018-08-30 23:00 | 2018-08-31 01:00 | 61 | 2018 | 8.08 | 2018-08-31
Spain | ESP | 2018-08-31 | 2018-08-31 02:00 | 59.29 | 2018 | 8.08 | 2018-08-31
Spain | ESP | 2018-08-31 01:00 | 2018-08-31 03:00 | 57.82 | 2018 | 8.08 | 2018-08-31
Spain | ESP | 2018-08-31 02:00 | 2018-08-31 04:00 | 57.82 | 2018 | 8.08 | 2018-08-31
Spain | ESP | 2018-08-31 03:00 | 2018-08-31 05:00 | 57.82 | 2018 | 8.08 | 2018-08-31
Spain | ESP | 2018-08-31 04:00 | 2018-08-31 06:00 | 64.15 | 2018 | 8.08 | 2018-08-31
Spain | ESP | 2018-08-31 05:00 | 2018-08-31 07:00 | 72.18 | 2018 | 8.08 | 2018-08-31
Spain | ESP | 2018-08-31 06:00 | 2018-08-31 08:00 | 73.51 | 2018 | 8.08 | 2018-08-31
Spain | ESP | 2018-08-31 07:00 | 2018-08-31 09:00 | 74.4 | 2018 | 8.08 | 2018-08-31
Spain | ESP | 2018-08-31 08:00 | 2018-08-31 10:00 | 73.66 | 2018 | 8.08 | 2018-08-31
Spain | ESP | 2018-08-31 09:00 | 2018-08-31 11:00 | 73.49 | 2018 | 8.08 | 2018-08-31
Spain | ESP | 2018-08-31 10:00 | 2018-08-31 12:00 | 72.5 | 2018 | 8.08 | 2018-08-31
Spain | ESP | 2018-08-31 11:00 | 2018-08-31 13:00 | 72.47 | 2018 | 8.08 | 2018-08-31
Spain | ESP | 2018-08-31 12:00 | 2018-08-31 14:00 | 72.45 | 2018 | 8.08 | 2018-08-31
Spain | ESP | 2018-08-31 13:00 | 2018-08-31 15:00 | 71.29 | 2018 | 8.08 | 2018-08-31
Spain | ESP | 2018-08-31 14:00 | 2018-08-31 16:00 | 70.5 | 2018 | 8.08 | 2018-08-31
Spain | ESP | 2018-08-31 15:00 | 2018-08-31 17:00 | 70.27 | 2018 | 8.08 | 2018-08-31
Spain | ESP | 2018-08-31 16:00 | 2018-08-31 18:00 | 72.17 | 2018 | 8.08 | 2018-08-31
Spain | ESP | 2018-08-31 17:00 | 2018-08-31 19:00 | 72.19 | 2018 | 8.08 | 2018-08-31
Spain | ESP | 2018-08-31 18:00 | 2018-08-31 20:00 | 73.31 | 2018 | 8.08 | 2018-08-31
Spain | ESP | 2018-08-31 19:00 | 2018-08-31 21:00 | 72.51 | 2018 | 8.08 | 2018-08-31
Spain | ESP | 2018-08-31 20:00 | 2018-08-31 22:00 | 69.98 | 2018 | 8.08 | 2018-08-31
Spain | ESP | 2018-08-31 21:00 | 2018-08-31 23:00 | 65.25 | 2018 | 8.08 | 2018-08-31
Spain | ESP | 2018-08-31 22:00 | 2018-09-01 | 67.49 | 2018 | 8.08 | 2018-08-31
Spain | ESP | 2018-08-31 23:00 | 2018-09-01 01:00 | 61.91 | 2018 | 8.08 | 2018-08-31
Spain | ESP | 2018-09-01 | 2018-09-01 02:00 | 59.28 | 2018 | 9.52 | 2018-09-30
Spain | ESP | 2018-09-01 01:00 | 2018-09-01 03:00 | 58.07 | 2018 | 9.52 | 2018-09-30
Spain | ESP | 2018-09-01 02:00 | 2018-09-01 04:00 | 57.57 | 2018 | 9.52 | 2018-09-30
Spain | ESP | 2018-09-01 03:00 | 2018-09-01 05:00 | 56.74 | 2018 | 9.52 | 2018-09-30
Spain | ESP | 2018-09-01 04:00 | 2018-09-01 06:00 | 56.62 | 2018 | 9.52 | 2018-09-30
Spain | ESP | 2018-09-01 05:00 | 2018-09-01 07:00 | 57.95 | 2018 | 9.52 | 2018-09-30
Spain | ESP | 2018-09-01 06:00 | 2018-09-01 08:00 | 60.91 | 2018 | 9.52 | 2018-09-30
Spain | ESP | 2018-09-01 07:00 | 2018-09-01 09:00 | 66.5 | 2018 | 9.52 | 2018-09-30
Spain | ESP | 2018-09-01 08:00 | 2018-09-01 10:00 | 64.68 | 2018 | 9.52 | 2018-09-30
Spain | ESP | 2018-09-01 09:00 | 2018-09-01 11:00 | 64.86 | 2018 | 9.52 | 2018-09-30
Spain | ESP | 2018-09-01 10:00 | 2018-09-01 12:00 | 63.62 | 2018 | 9.52 | 2018-09-30
Spain | ESP | 2018-09-01 11:00 | 2018-09-01 13:00 | 66.86 | 2018 | 9.52 | 2018-09-30
Spain | ESP | 2018-09-01 12:00 | 2018-09-01 14:00 | 67.19 | 2018 | 9.52 | 2018-09-30
Spain | ESP | 2018-09-01 13:00 | 2018-09-01 15:00 | 66.37 | 2018 | 9.52 | 2018-09-30
Spain | ESP | 2018-09-01 14:00 | 2018-09-01 16:00 | 63.96 | 2018 | 9.52 | 2018-09-30
Spain | ESP | 2018-09-01 15:00 | 2018-09-01 17:00 | 62.43 | 2018 | 9.52 | 2018-09-30
Spain | ESP | 2018-09-01 16:00 | 2018-09-01 18:00 | 68.49 | 2018 | 9.52 | 2018-09-30
Spain | ESP | 2018-09-01 17:00 | 2018-09-01 19:00 | 70 | 2018 | 9.52 | 2018-09-30
Spain | ESP | 2018-09-01 18:00 | 2018-09-01 20:00 | 71.14 | 2018 | 9.52 | 2018-09-30
Spain | ESP | 2018-09-01 19:00 | 2018-09-01 21:00 | 70.67 | 2018 | 9.52 | 2018-09-30
Spain | ESP | 2018-09-01 20:00 | 2018-09-01 22:00 | 68.72 | 2018 | 9.52 | 2018-09-30
Spain | ESP | 2018-09-01 21:00 | 2018-09-01 23:00 | 67.15 | 2018 | 9.52 | 2018-09-30
Spain | ESP | 2018-09-01 22:00 | 2018-09-02 | 65.8 | 2018 | 9.52 | 2018-09-30
Spain | ESP | 2018-09-01 23:00 | 2018-09-02 01:00 | 60.91 | 2018 | 9.52 | 2018-09-30
Spain | ESP | 2018-09-02 | 2018-09-02 02:00 | 59.28 | 2018 | 9.52 | 2018-09-30
Spain | ESP | 2018-09-02 01:00 | 2018-09-02 03:00 | 59.28 | 2018 | 9.52 | 2018-09-30
Spain | ESP | 2018-09-02 02:00 | 2018-09-02 04:00 | 58.95 | 2018 | 9.52 | 2018-09-30
Spain | ESP | 2018-09-02 03:00 | 2018-09-02 05:00 | 59.28 | 2018 | 9.52 | 2018-09-30
Spain | ESP | 2018-09-02 04:00 | 2018-09-02 06:00 | 59.28 | 2018 | 9.52 | 2018-09-30
Spain | ESP | 2018-09-02 05:00 | 2018-09-02 07:00 | 59.28 | 2018 | 9.52 | 2018-09-30
Spain | ESP | 2018-09-02 06:00 | 2018-09-02 08:00 | 59.28 | 2018 | 9.52 | 2018-09-30
Spain | ESP | 2018-09-02 07:00 | 2018-09-02 09:00 | 61.69 | 2018 | 9.52 | 2018-09-30
Spain | ESP | 2018-09-02 08:00 | 2018-09-02 10:00 | 61.69 | 2018 | 9.52 | 2018-09-30
Spain | ESP | 2018-09-02 09:00 | 2018-09-02 11:00 | 63.5 | 2018 | 9.52 | 2018-09-30
Spain | ESP | 2018-09-02 10:00 | 2018-09-02 12:00 | 64.78 | 2018 | 9.52 | 2018-09-30
Spain | ESP | 2018-09-02 11:00 | 2018-09-02 13:00 | 65.8 | 2018 | 9.52 | 2018-09-30
Spain | ESP | 2018-09-02 12:00 | 2018-09-02 14:00 | 65.8 | 2018 | 9.52 | 2018-09-30
Spain | ESP | 2018-09-02 13:00 | 2018-09-02 15:00 | 63.96 | 2018 | 9.52 | 2018-09-30
Spain | ESP | 2018-09-02 14:00 | 2018-09-02 16:00 | 65.01 | 2018 | 9.52 | 2018-09-30
Spain | ESP | 2018-09-02 15:00 | 2018-09-02 17:00 | 65.8 | 2018 | 9.52 | 2018-09-30
Spain | ESP | 2018-09-02 16:00 | 2018-09-02 18:00 | 63.5 | 2018 | 9.52 | 2018-09-30
Spain | ESP | 2018-09-02 17:00 | 2018-09-02 19:00 | 67.72 | 2018 | 9.52 | 2018-09-30
Spain | ESP | 2018-09-02 18:00 | 2018-09-02 20:00 | 70.67 | 2018 | 9.52 | 2018-09-30
Spain | ESP | 2018-09-02 19:00 | 2018-09-02 21:00 | 73.07 | 2018 | 9.52 | 2018-09-30
Spain | ESP | 2018-09-02 20:00 | 2018-09-02 22:00 | 72.3 | 2018 | 9.52 | 2018-09-30
Spain | ESP | 2018-09-02 21:00 | 2018-09-02 23:00 | 71.39 | 2018 | 9.52 | 2018-09-30
Spain | ESP | 2018-09-02 22:00 | 2018-09-03 | 70.47 | 2018 | 9.52 | 2018-09-30
Spain | ESP | 2018-09-02 23:00 | 2018-09-03 01:00 | 68.14 | 2018 | 9.52 | 2018-09-30
Spain | ESP | 2018-09-03 | 2018-09-03 02:00 | 65.1 | 2018 | 9.52 | 2018-09-30
Spain | ESP | 2018-09-03 01:00 | 2018-09-03 03:00 | 62.52 | 2018 | 9.52 | 2018-09-30
Spain | ESP | 2018-09-03 02:00 | 2018-09-03 04:00 | 61.69 | 2018 | 9.52 | 2018-09-30
Spain | ESP | 2018-09-03 03:00 | 2018-09-03 05:00 | 61.69 | 2018 | 9.52 | 2018-09-30
Spain | ESP | 2018-09-03 04:00 | 2018-09-03 06:00 | 68.14 | 2018 | 9.52 | 2018-09-30
Spain | ESP | 2018-09-03 05:00 | 2018-09-03 07:00 | 72 | 2018 | 9.52 | 2018-09-30
Spain | ESP | 2018-09-03 06:00 | 2018-09-03 08:00 | 73.55 | 2018 | 9.52 | 2018-09-30
Spain | ESP | 2018-09-03 07:00 | 2018-09-03 09:00 | 73.91 | 2018 | 9.52 | 2018-09-30
Spain | ESP | 2018-09-03 08:00 | 2018-09-03 10:00 | 73.51 | 2018 | 9.52 | 2018-09-30
Spain | ESP | 2018-09-03 09:00 | 2018-09-03 11:00 | 73.6 | 2018 | 9.52 | 2018-09-30
Spain | ESP | 2018-09-03 10:00 | 2018-09-03 12:00 | 74.17 | 2018 | 9.52 | 2018-09-30
Spain | ESP | 2018-09-03 11:00 | 2018-09-03 13:00 | 74.17 | 2018 | 9.52 | 2018-09-30
Spain | ESP | 2018-09-03 12:00 | 2018-09-03 14:00 | 72.5 | 2018 | 9.52 | 2018-09-30
Spain | ESP | 2018-09-03 13:00 | 2018-09-03 15:00 | 72.19 | 2018 | 9.52 | 2018-09-30
Spain | ESP | 2018-09-03 14:00 | 2018-09-03 16:00 | 71.68 | 2018 | 9.52 | 2018-09-30
Spain | ESP | 2018-09-03 15:00 | 2018-09-03 17:00 | 71.07 | 2018 | 9.52 | 2018-09-30
Spain | ESP | 2018-09-03 16:00 | 2018-09-03 18:00 | 72.3 | 2018 | 9.52 | 2018-09-30
Spain | ESP | 2018-09-03 17:00 | 2018-09-03 19:00 | 72.99 | 2018 | 9.52 | 2018-09-30
Spain | ESP | 2018-09-03 18:00 | 2018-09-03 20:00 | 72.91 | 2018 | 9.52 | 2018-09-30
Spain | ESP | 2018-09-03 19:00 | 2018-09-03 21:00 | 72.19 | 2018 | 9.52 | 2018-09-30
Spain | ESP | 2018-09-03 20:00 | 2018-09-03 22:00 | 71.14 | 2018 | 9.52 | 2018-09-30
Spain | ESP | 2018-09-03 21:00 | 2018-09-03 23:00 | 69.02 | 2018 | 9.52 | 2018-09-30
Spain | ESP | 2018-09-03 22:00 | 2018-09-04 | 68.77 | 2018 | 9.52 | 2018-09-30
Spain | ESP | 2018-09-03 23:00 | 2018-09-04 01:00 | 67.15 | 2018 | 9.52 | 2018-09-30
Spain | ESP | 2018-09-04 | 2018-09-04 02:00 | 64.07 | 2018 | 9.52 | 2018-09-30
Spain | ESP | 2018-09-04 01:00 | 2018-09-04 03:00 | 61.69 | 2018 | 9.52 | 2018-09-30
Spain | ESP | 2018-09-04 02:00 | 2018-09-04 04:00 | 61.69 | 2018 | 9.52 | 2018-09-30
Spain | ESP | 2018-09-04 03:00 | 2018-09-04 05:00 | 62.99 | 2018 | 9.52 | 2018-09-30
Spain | ESP | 2018-09-04 04:00 | 2018-09-04 06:00 | 68.21 | 2018 | 9.52 | 2018-09-30
Spain | ESP | 2018-09-04 05:00 | 2018-09-04 07:00 | 73.02 | 2018 | 9.52 | 2018-09-30
Spain | ESP | 2018-09-04 06:00 | 2018-09-04 08:00 | 74.68 | 2018 | 9.52 | 2018-09-30
Spain | ESP | 2018-09-04 07:00 | 2018-09-04 09:00 | 74.91 | 2018 | 9.52 | 2018-09-30
Spain | ESP | 2018-09-04 08:00 | 2018-09-04 10:00 | 74.42 | 2018 | 9.52 | 2018-09-30
Spain | ESP | 2018-09-04 09:00 | 2018-09-04 11:00 | 74.3 | 2018 | 9.52 | 2018-09-30
Spain | ESP | 2018-09-04 10:00 | 2018-09-04 12:00 | 74.42 | 2018 | 9.52 | 2018-09-30
Spain | ESP | 2018-09-04 11:00 | 2018-09-04 13:00 | 74.7 | 2018 | 9.52 | 2018-09-30
Spain | ESP | 2018-09-04 12:00 | 2018-09-04 14:00 | 74.42 | 2018 | 9.52 | 2018-09-30
Spain | ESP | 2018-09-04 13:00 | 2018-09-04 15:00 | 73.73 | 2018 | 9.52 | 2018-09-30
Spain | ESP | 2018-09-04 14:00 | 2018-09-04 16:00 | 73.18 | 2018 | 9.52 | 2018-09-30
Spain | ESP | 2018-09-04 15:00 | 2018-09-04 17:00 | 72.94 | 2018 | 9.52 | 2018-09-30
Spain | ESP | 2018-09-04 16:00 | 2018-09-04 18:00 | 73.99 | 2018 | 9.52 | 2018-09-30
Spain | ESP | 2018-09-04 17:00 | 2018-09-04 19:00 | 75 | 2018 | 9.52 | 2018-09-30
Spain | ESP | 2018-09-04 18:00 | 2018-09-04 20:00 | 75 | 2018 | 9.52 | 2018-09-30
Spain | ESP | 2018-09-04 19:00 | 2018-09-04 21:00 | 73.81 | 2018 | 9.52 | 2018-09-30
Spain | ESP | 2018-09-04 20:00 | 2018-09-04 22:00 | 73.01 | 2018 | 9.52 | 2018-09-30
Spain | ESP | 2018-09-04 21:00 | 2018-09-04 23:00 | 71.25 | 2018 | 9.52 | 2018-09-30
Spain | ESP | 2018-09-04 22:00 | 2018-09-05 | 71.02 | 2018 | 9.52 | 2018-09-30
Spain | ESP | 2018-09-04 23:00 | 2018-09-05 01:00 | 70 | 2018 | 9.52 | 2018-09-30
Spain | ESP | 2018-09-05 | 2018-09-05 02:00 | 68.21 | 2018 | 9.52 | 2018-09-30
Spain | ESP | 2018-09-05 01:00 | 2018-09-05 03:00 | 68.14 | 2018 | 9.52 | 2018-09-30
Spain | ESP | 2018-09-05 02:00 | 2018-09-05 04:00 | 68 | 2018 | 9.52 | 2018-09-30
Spain | ESP | 2018-09-05 03:00 | 2018-09-05 05:00 | 68.21 | 2018 | 9.52 | 2018-09-30
Spain | ESP | 2018-09-05 04:00 | 2018-09-05 06:00 | 71.54 | 2018 | 9.52 | 2018-09-30
Spain | ESP | 2018-09-05 05:00 | 2018-09-05 07:00 | 75.65 | 2018 | 9.52 | 2018-09-30
Spain | ESP | 2018-09-05 06:00 | 2018-09-05 08:00 | 76.76 | 2018 | 9.52 | 2018-09-30
Spain | ESP | 2018-09-05 07:00 | 2018-09-05 09:00 | 77.06 | 2018 | 9.52 | 2018-09-30
Spain | ESP | 2018-09-05 08:00 | 2018-09-05 10:00 | 77.01 | 2018 | 9.52 | 2018-09-30
Spain | ESP | 2018-09-05 09:00 | 2018-09-05 11:00 | 77.47 | 2018 | 9.52 | 2018-09-30
Spain | ESP | 2018-09-05 10:00 | 2018-09-05 12:00 | 77.61 | 2018 | 9.52 | 2018-09-30
Spain | ESP | 2018-09-05 11:00 | 2018-09-05 13:00 | 77.1 | 2018 | 9.52 | 2018-09-30
Spain | ESP | 2018-09-05 12:00 | 2018-09-05 14:00 | 76.72 | 2018 | 9.52 | 2018-09-30
Spain | ESP | 2018-09-05 13:00 | 2018-09-05 15:00 | 76.03 | 2018 | 9.52 | 2018-09-30
Spain | ESP | 2018-09-05 14:00 | 2018-09-05 16:00 | 75.7 | 2018 | 9.52 | 2018-09-30
Spain | ESP | 2018-09-05 15:00 | 2018-09-05 17:00 | 75.57 | 2018 | 9.52 | 2018-09-30
Spain | ESP | 2018-09-05 16:00 | 2018-09-05 18:00 | 76.76 | 2018 | 9.52 | 2018-09-30
Spain | ESP | 2018-09-05 17:00 | 2018-09-05 19:00 | 78.34 | 2018 | 9.52 | 2018-09-30
Spain | ESP | 2018-09-05 18:00 | 2018-09-05 20:00 | 79.33 | 2018 | 9.52 | 2018-09-30
Spain | ESP | 2018-09-05 19:00 | 2018-09-05 21:00 | 77.25 | 2018 | 9.52 | 2018-09-30
Spain | ESP | 2018-09-05 20:00 | 2018-09-05 22:00 | 75.7 | 2018 | 9.52 | 2018-09-30
Spain | ESP | 2018-09-05 21:00 | 2018-09-05 23:00 | 74.8 | 2018 | 9.52 | 2018-09-30
Spain | ESP | 2018-09-05 22:00 | 2018-09-06 | 71.39 | 2018 | 9.52 | 2018-09-30
Spain | ESP | 2018-09-05 23:00 | 2018-09-06 01:00 | 69.9 | 2018 | 9.52 | 2018-09-30
Spain | ESP | 2018-09-06 | 2018-09-06 02:00 | 67.15 | 2018 | 9.52 | 2018-09-30
Spain | ESP | 2018-09-06 01:00 | 2018-09-06 03:00 | 64.52 | 2018 | 9.52 | 2018-09-30
Spain | ESP | 2018-09-06 02:00 | 2018-09-06 04:00 | 61.69 | 2018 | 9.52 | 2018-09-30
Spain | ESP | 2018-09-06 03:00 | 2018-09-06 05:00 | 62.99 | 2018 | 9.52 | 2018-09-30
Spain | ESP | 2018-09-06 04:00 | 2018-09-06 06:00 | 68.98 | 2018 | 9.52 | 2018-09-30
Spain | ESP | 2018-09-06 05:00 | 2018-09-06 07:00 | 73.78 | 2018 | 9.52 | 2018-09-30
Spain | ESP | 2018-09-06 06:00 | 2018-09-06 08:00 | 74.95 | 2018 | 9.52 | 2018-09-30
Spain | ESP | 2018-09-06 07:00 | 2018-09-06 09:00 | 75.57 | 2018 | 9.52 | 2018-09-30
Spain | ESP | 2018-09-06 08:00 | 2018-09-06 10:00 | 74.36 | 2018 | 9.52 | 2018-09-30
Spain | ESP | 2018-09-06 09:00 | 2018-09-06 11:00 | 73.4 | 2018 | 9.52 | 2018-09-30
Spain | ESP | 2018-09-06 10:00 | 2018-09-06 12:00 | 72.01 | 2018 | 9.52 | 2018-09-30
Spain | ESP | 2018-09-06 11:00 | 2018-09-06 13:00 | 72.3 | 2018 | 9.52 | 2018-09-30
Spain | ESP | 2018-09-06 12:00 | 2018-09-06 14:00 | 72.01 | 2018 | 9.52 | 2018-09-30
Spain | ESP | 2018-09-06 13:00 | 2018-09-06 15:00 | 71.8 | 2018 | 9.52 | 2018-09-30
Spain | ESP | 2018-09-06 14:00 | 2018-09-06 16:00 | 71.42 | 2018 | 9.52 | 2018-09-30
Spain | ESP | 2018-09-06 15:00 | 2018-09-06 17:00 | 73.73 | 2018 | 9.52 | 2018-09-30
Spain | ESP | 2018-09-06 16:00 | 2018-09-06 18:00 | 73.89 | 2018 | 9.52 | 2018-09-30
Spain | ESP | 2018-09-06 17:00 | 2018-09-06 19:00 | 74.03 | 2018 | 9.52 | 2018-09-30
Spain | ESP | 2018-09-06 18:00 | 2018-09-06 20:00 | 74.3 | 2018 | 9.52 | 2018-09-30
Spain | ESP | 2018-09-06 19:00 | 2018-09-06 21:00 | 72.3 | 2018 | 9.52 | 2018-09-30
Spain | ESP | 2018-09-06 20:00 | 2018-09-06 22:00 | 70.39 | 2018 | 9.52 | 2018-09-30
Spain | ESP | 2018-09-06 21:00 | 2018-09-06 23:00 | 68.14 | 2018 | 9.52 | 2018-09-30
Spain | ESP | 2018-09-06 22:00 | 2018-09-07 | 67 | 2018 | 9.52 | 2018-09-30
Spain | ESP | 2018-09-06 23:00 | 2018-09-07 01:00 | 60.91 | 2018 | 9.52 | 2018-09-30
Spain | ESP | 2018-09-07 | 2018-09-07 02:00 | 57.95 | 2018 | 9.52 | 2018-09-30
Spain | ESP | 2018-09-07 01:00 | 2018-09-07 03:00 | 56.33 | 2018 | 9.52 | 2018-09-30
Spain | ESP | 2018-09-07 02:00 | 2018-09-07 04:00 | 55.69 | 2018 | 9.52 | 2018-09-30
Spain | ESP | 2018-09-07 03:00 | 2018-09-07 05:00 | 55.88 | 2018 | 9.52 | 2018-09-30
Spain | ESP | 2018-09-07 04:00 | 2018-09-07 06:00 | 66.98 | 2018 | 9.52 | 2018-09-30
Spain | ESP | 2018-09-07 05:00 | 2018-09-07 07:00 | 71.14 | 2018 | 9.52 | 2018-09-30
Spain | ESP | 2018-09-07 06:00 | 2018-09-07 08:00 | 72.66 | 2018 | 9.52 | 2018-09-30
Spain | ESP | 2018-09-07 07:00 | 2018-09-07 09:00 | 74.42 | 2018 | 9.52 | 2018-09-30
Spain | ESP | 2018-09-07 08:00 | 2018-09-07 10:00 | 72.68 | 2018 | 9.52 | 2018-09-30
Spain | ESP | 2018-09-07 09:00 | 2018-09-07 11:00 | 71.3 | 2018 | 9.52 | 2018-09-30
Spain | ESP | 2018-09-07 10:00 | 2018-09-07 12:00 | 71.14 | 2018 | 9.52 | 2018-09-30
Spain | ESP | 2018-09-07 11:00 | 2018-09-07 13:00 | 70.97 | 2018 | 9.52 | 2018-09-30
Spain | ESP | 2018-09-07 12:00 | 2018-09-07 14:00 | 70.97 | 2018 | 9.52 | 2018-09-30
Spain | ESP | 2018-09-07 13:00 | 2018-09-07 15:00 | 71.08 | 2018 | 9.52 | 2018-09-30
Spain | ESP | 2018-09-07 14:00 | 2018-09-07 16:00 | 71.39 | 2018 | 9.52 | 2018-09-30
Spain | ESP | 2018-09-07 15:00 | 2018-09-07 17:00 | 71.39 | 2018 | 9.52 | 2018-09-30
Spain | ESP | 2018-09-07 16:00 | 2018-09-07 18:00 | 70.67 | 2018 | 9.52 | 2018-09-30
Spain | ESP | 2018-09-07 17:00 | 2018-09-07 19:00 | 71.14 | 2018 | 9.52 | 2018-09-30
Spain | ESP | 2018-09-07 18:00 | 2018-09-07 20:00 | 72.01 | 2018 | 9.52 | 2018-09-30
Spain | ESP | 2018-09-07 19:00 | 2018-09-07 21:00 | 71.68 | 2018 | 9.52 | 2018-09-30
Spain | ESP | 2018-09-07 20:00 | 2018-09-07 22:00 | 69.72 | 2018 | 9.52 | 2018-09-30
Spain | ESP | 2018-09-07 21:00 | 2018-09-07 23:00 | 68.14 | 2018 | 9.52 | 2018-09-30
Spain | ESP | 2018-09-07 22:00 | 2018-09-08 | 69.9 | 2018 | 9.52 | 2018-09-30
Spain | ESP | 2018-09-07 23:00 | 2018-09-08 01:00 | 68.14 | 2018 | 9.52 | 2018-09-30
Spain | ESP | 2018-09-08 | 2018-09-08 02:00 | 65.62 | 2018 | 9.52 | 2018-09-30
Spain | ESP | 2018-09-08 01:00 | 2018-09-08 03:00 | 63.51 | 2018 | 9.52 | 2018-09-30
Spain | ESP | 2018-09-08 02:00 | 2018-09-08 04:00 | 61.51 | 2018 | 9.52 | 2018-09-30
Spain | ESP | 2018-09-08 03:00 | 2018-09-08 05:00 | 61.45 | 2018 | 9.52 | 2018-09-30
Spain | ESP | 2018-09-08 04:00 | 2018-09-08 06:00 | 64.1 | 2018 | 9.52 | 2018-09-30
Spain | ESP | 2018-09-08 05:00 | 2018-09-08 07:00 | 65.55 | 2018 | 9.52 | 2018-09-30
Spain | ESP | 2018-09-08 06:00 | 2018-09-08 08:00 | 65.55 | 2018 | 9.52 | 2018-09-30
Spain | ESP | 2018-09-08 07:00 | 2018-09-08 09:00 | 69.67 | 2018 | 9.52 | 2018-09-30
Spain | ESP | 2018-09-08 08:00 | 2018-09-08 10:00 | 70.4 | 2018 | 9.52 | 2018-09-30
Spain | ESP | 2018-09-08 09:00 | 2018-09-08 11:00 | 70.67 | 2018 | 9.52 | 2018-09-30
Spain | ESP | 2018-09-08 10:00 | 2018-09-08 12:00 | 70.67 | 2018 | 9.52 | 2018-09-30
Spain | ESP | 2018-09-08 11:00 | 2018-09-08 13:00 | 71.14 | 2018 | 9.52 | 2018-09-30
Spain | ESP | 2018-09-08 12:00 | 2018-09-08 14:00 | 71.01 | 2018 | 9.52 | 2018-09-30
Spain | ESP | 2018-09-08 13:00 | 2018-09-08 15:00 | 70 | 2018 | 9.52 | 2018-09-30
Spain | ESP | 2018-09-08 14:00 | 2018-09-08 16:00 | 69.7 | 2018 | 9.52 | 2018-09-30
Spain | ESP | 2018-09-08 15:00 | 2018-09-08 17:00 | 69.9 | 2018 | 9.52 | 2018-09-30
Spain | ESP | 2018-09-08 16:00 | 2018-09-08 18:00 | 70.35 | 2018 | 9.52 | 2018-09-30
Spain | ESP | 2018-09-08 17:00 | 2018-09-08 19:00 | 72.3 | 2018 | 9.52 | 2018-09-30
Spain | ESP | 2018-09-08 18:00 | 2018-09-08 20:00 | 74.91 | 2018 | 9.52 | 2018-09-30
Spain | ESP | 2018-09-08 19:00 | 2018-09-08 21:00 | 76.04 | 2018 | 9.52 | 2018-09-30
Spain | ESP | 2018-09-08 20:00 | 2018-09-08 22:00 | 74.8 | 2018 | 9.52 | 2018-09-30
Spain | ESP | 2018-09-08 21:00 | 2018-09-08 23:00 | 73.73 | 2018 | 9.52 | 2018-09-30
Spain | ESP | 2018-09-08 22:00 | 2018-09-09 | 74 | 2018 | 9.52 | 2018-09-30
Spain | ESP | 2018-09-08 23:00 | 2018-09-09 01:00 | 71.68 | 2018 | 9.52 | 2018-09-30
Spain | ESP | 2018-09-09 | 2018-09-09 02:00 | 70.66 | 2018 | 9.52 | 2018-09-30
Spain | ESP | 2018-09-09 01:00 | 2018-09-09 03:00 | 69.9 | 2018 | 9.52 | 2018-09-30
Spain | ESP | 2018-09-09 02:00 | 2018-09-09 04:00 | 69.5 | 2018 | 9.52 | 2018-09-30
Spain | ESP | 2018-09-09 03:00 | 2018-09-09 05:00 | 69.67 | 2018 | 9.52 | 2018-09-30
Spain | ESP | 2018-09-09 04:00 | 2018-09-09 06:00 | 69.9 | 2018 | 9.52 | 2018-09-30
Spain | ESP | 2018-09-09 05:00 | 2018-09-09 07:00 | 69.67 | 2018 | 9.52 | 2018-09-30
Spain | ESP | 2018-09-09 06:00 | 2018-09-09 08:00 | 69.67 | 2018 | 9.52 | 2018-09-30
Spain | ESP | 2018-09-09 07:00 | 2018-09-09 09:00 | 70.67 | 2018 | 9.52 | 2018-09-30
Spain | ESP | 2018-09-09 08:00 | 2018-09-09 10:00 | 71.6 | 2018 | 9.52 | 2018-09-30
Spain | ESP | 2018-09-09 09:00 | 2018-09-09 11:00 | 71.39 | 2018 | 9.52 | 2018-09-30
Spain | ESP | 2018-09-09 10:00 | 2018-09-09 12:00 | 71.39 | 2018 | 9.52 | 2018-09-30
Spain | ESP | 2018-09-09 11:00 | 2018-09-09 13:00 | 71.79 | 2018 | 9.52 | 2018-09-30
Spain | ESP | 2018-09-09 12:00 | 2018-09-09 14:00 | 71.85 | 2018 | 9.52 | 2018-09-30
Spain | ESP | 2018-09-09 13:00 | 2018-09-09 15:00 | 70 | 2018 | 9.52 | 2018-09-30
Spain | ESP | 2018-09-09 14:00 | 2018-09-09 16:00 | 68.21 | 2018 | 9.52 | 2018-09-30
Spain | ESP | 2018-09-09 15:00 | 2018-09-09 17:00 | 68.07 | 2018 | 9.52 | 2018-09-30
Spain | ESP | 2018-09-09 16:00 | 2018-09-09 18:00 | 68.14 | 2018 | 9.52 | 2018-09-30
Spain | ESP | 2018-09-09 17:00 | 2018-09-09 19:00 | 71.9 | 2018 | 9.52 | 2018-09-30
Spain | ESP | 2018-09-09 18:00 | 2018-09-09 20:00 | 74.11 | 2018 | 9.52 | 2018-09-30
Spain | ESP | 2018-09-09 19:00 | 2018-09-09 21:00 | 74.42 | 2018 | 9.52 | 2018-09-30
Spain | ESP | 2018-09-09 20:00 | 2018-09-09 22:00 | 72.01 | 2018 | 9.52 | 2018-09-30
Spain | ESP | 2018-09-09 21:00 | 2018-09-09 23:00 | 70.67 | 2018 | 9.52 | 2018-09-30
Spain | ESP | 2018-09-09 22:00 | 2018-09-10 | 69.67 | 2018 | 9.52 | 2018-09-30
Spain | ESP | 2018-09-09 23:00 | 2018-09-10 01:00 | 67.15 | 2018 | 9.52 | 2018-09-30
Spain | ESP | 2018-09-10 | 2018-09-10 02:00 | 64.09 | 2018 | 9.52 | 2018-09-30
Spain | ESP | 2018-09-10 01:00 | 2018-09-10 03:00 | 62.69 | 2018 | 9.52 | 2018-09-30
Spain | ESP | 2018-09-10 02:00 | 2018-09-10 04:00 | 62.19 | 2018 | 9.52 | 2018-09-30
Spain | ESP | 2018-09-10 03:00 | 2018-09-10 05:00 | 62.91 | 2018 | 9.52 | 2018-09-30
Spain | ESP | 2018-09-10 04:00 | 2018-09-10 06:00 | 70.24 | 2018 | 9.52 | 2018-09-30
Spain | ESP | 2018-09-10 05:00 | 2018-09-10 07:00 | 74.3 | 2018 | 9.52 | 2018-09-30
Spain | ESP | 2018-09-10 06:00 | 2018-09-10 08:00 | 75.19 | 2018 | 9.52 | 2018-09-30
Spain | ESP | 2018-09-10 07:00 | 2018-09-10 09:00 | 76.04 | 2018 | 9.52 | 2018-09-30
Spain | ESP | 2018-09-10 08:00 | 2018-09-10 10:00 | 75.43 | 2018 | 9.52 | 2018-09-30
Spain | ESP | 2018-09-10 09:00 | 2018-09-10 11:00 | 75.36 | 2018 | 9.52 | 2018-09-30
Spain | ESP | 2018-09-10 10:00 | 2018-09-10 12:00 | 75.7 | 2018 | 9.52 | 2018-09-30
Spain | ESP | 2018-09-10 11:00 | 2018-09-10 13:00 | 75.7 | 2018 | 9.52 | 2018-09-30
Spain | ESP | 2018-09-10 12:00 | 2018-09-10 14:00 | 75.43 | 2018 | 9.52 | 2018-09-30
Spain | ESP | 2018-09-10 13:00 | 2018-09-10 15:00 | 74.95 | 2018 | 9.52 | 2018-09-30
Spain | ESP | 2018-09-10 14:00 | 2018-09-10 16:00 | 74.51 | 2018 | 9.52 | 2018-09-30
Spain | ESP | 2018-09-10 15:00 | 2018-09-10 17:00 | 74.74 | 2018 | 9.52 | 2018-09-30
Spain | ESP | 2018-09-10 16:00 | 2018-09-10 18:00 | 75.4 | 2018 | 9.52 | 2018-09-30
Spain | ESP | 2018-09-10 17:00 | 2018-09-10 19:00 | 77.36 | 2018 | 9.52 | 2018-09-30
Spain | ESP | 2018-09-10 18:00 | 2018-09-10 20:00 | 79.93 | 2018 | 9.52 | 2018-09-30
Spain | ESP | 2018-09-10 19:00 | 2018-09-10 21:00 | 75.74 | 2018 | 9.52 | 2018-09-30
Spain | ESP | 2018-09-10 20:00 | 2018-09-10 22:00 | 73.18 | 2018 | 9.52 | 2018-09-30
Spain | ESP | 2018-09-10 21:00 | 2018-09-10 23:00 | 70.67 | 2018 | 9.52 | 2018-09-30
Spain | ESP | 2018-09-10 22:00 | 2018-09-11 | 69.69 | 2018 | 9.52 | 2018-09-30
Spain | ESP | 2018-09-10 23:00 | 2018-09-11 01:00 | 67.15 | 2018 | 9.52 | 2018-09-30
Spain | ESP | 2018-09-11 | 2018-09-11 02:00 | 64.95 | 2018 | 9.52 | 2018-09-30
Spain | ESP | 2018-09-11 01:00 | 2018-09-11 03:00 | 63.62 | 2018 | 9.52 | 2018-09-30
Spain | ESP | 2018-09-11 02:00 | 2018-09-11 04:00 | 61.56 | 2018 | 9.52 | 2018-09-30
Spain | ESP | 2018-09-11 03:00 | 2018-09-11 05:00 | 63.62 | 2018 | 9.52 | 2018-09-30
Spain | ESP | 2018-09-11 04:00 | 2018-09-11 06:00 | 68.21 | 2018 | 9.52 | 2018-09-30
Spain | ESP | 2018-09-11 05:00 | 2018-09-11 07:00 | 72.5 | 2018 | 9.52 | 2018-09-30
Spain | ESP | 2018-09-11 06:00 | 2018-09-11 08:00 | 73.92 | 2018 | 9.52 | 2018-09-30
Spain | ESP | 2018-09-11 07:00 | 2018-09-11 09:00 | 73.85 | 2018 | 9.52 | 2018-09-30
Spain | ESP | 2018-09-11 08:00 | 2018-09-11 10:00 | 73.51 | 2018 | 9.52 | 2018-09-30
Spain | ESP | 2018-09-11 09:00 | 2018-09-11 11:00 | 73.09 | 2018 | 9.52 | 2018-09-30
Spain | ESP | 2018-09-11 10:00 | 2018-09-11 12:00 | 73.74 | 2018 | 9.52 | 2018-09-30
Spain | ESP | 2018-09-11 11:00 | 2018-09-11 13:00 | 73.93 | 2018 | 9.52 | 2018-09-30
Spain | ESP | 2018-09-11 12:00 | 2018-09-11 14:00 | 73.92 | 2018 | 9.52 | 2018-09-30
Spain | ESP | 2018-09-11 13:00 | 2018-09-11 15:00 | 73.92 | 2018 | 9.52 | 2018-09-30
Spain | ESP | 2018-09-11 14:00 | 2018-09-11 16:00 | 73.92 | 2018 | 9.52 | 2018-09-30
Spain | ESP | 2018-09-11 15:00 | 2018-09-11 17:00 | 73.96 | 2018 | 9.52 | 2018-09-30
Spain | ESP | 2018-09-11 16:00 | 2018-09-11 18:00 | 75.12 | 2018 | 9.52 | 2018-09-30
Spain | ESP | 2018-09-11 17:00 | 2018-09-11 19:00 | 76.04 | 2018 | 9.52 | 2018-09-30
Spain | ESP | 2018-09-11 18:00 | 2018-09-11 20:00 | 79 | 2018 | 9.52 | 2018-09-30
Spain | ESP | 2018-09-11 19:00 | 2018-09-11 21:00 | 76.23 | 2018 | 9.52 | 2018-09-30
Spain | ESP | 2018-09-11 20:00 | 2018-09-11 22:00 | 74.42 | 2018 | 9.52 | 2018-09-30
Spain | ESP | 2018-09-11 21:00 | 2018-09-11 23:00 | 73.01 | 2018 | 9.52 | 2018-09-30
Spain | ESP | 2018-09-11 22:00 | 2018-09-12 | 71.71 | 2018 | 9.52 | 2018-09-30
Spain | ESP | 2018-09-11 23:00 | 2018-09-12 01:00 | 70.67 | 2018 | 9.52 | 2018-09-30
Spain | ESP | 2018-09-12 | 2018-09-12 02:00 | 69.9 | 2018 | 9.52 | 2018-09-30
Spain | ESP | 2018-09-12 01:00 | 2018-09-12 03:00 | 68.21 | 2018 | 9.52 | 2018-09-30
Spain | ESP | 2018-09-12 02:00 | 2018-09-12 04:00 | 68.62 | 2018 | 9.52 | 2018-09-30
Spain | ESP | 2018-09-12 03:00 | 2018-09-12 05:00 | 70 | 2018 | 9.52 | 2018-09-30
Spain | ESP | 2018-09-12 04:00 | 2018-09-12 06:00 | 73.92 | 2018 | 9.52 | 2018-09-30
Spain | ESP | 2018-09-12 05:00 | 2018-09-12 07:00 | 76.04 | 2018 | 9.52 | 2018-09-30
Spain | ESP | 2018-09-12 06:00 | 2018-09-12 08:00 | 76.04 | 2018 | 9.52 | 2018-09-30
Spain | ESP | 2018-09-12 07:00 | 2018-09-12 09:00 | 77.7 | 2018 | 9.52 | 2018-09-30
Spain | ESP | 2018-09-12 08:00 | 2018-09-12 10:00 | 77.07 | 2018 | 9.52 | 2018-09-30
Spain | ESP | 2018-09-12 09:00 | 2018-09-12 11:00 | 77 | 2018 | 9.52 | 2018-09-30
Spain | ESP | 2018-09-12 10:00 | 2018-09-12 12:00 | 77.88 | 2018 | 9.52 | 2018-09-30
Spain | ESP | 2018-09-12 11:00 | 2018-09-12 13:00 | 78 | 2018 | 9.52 | 2018-09-30
Spain | ESP | 2018-09-12 12:00 | 2018-09-12 14:00 | 77.89 | 2018 | 9.52 | 2018-09-30
Spain | ESP | 2018-09-12 13:00 | 2018-09-12 15:00 | 77.69 | 2018 | 9.52 | 2018-09-30
Spain | ESP | 2018-09-12 14:00 | 2018-09-12 16:00 | 77.69 | 2018 | 9.52 | 2018-09-30
Spain | ESP | 2018-09-12 15:00 | 2018-09-12 17:00 | 77.03 | 2018 | 9.52 | 2018-09-30
Spain | ESP | 2018-09-12 16:00 | 2018-09-12 18:00 | 77.64 | 2018 | 9.52 | 2018-09-30
Spain | ESP | 2018-09-12 17:00 | 2018-09-12 19:00 | 78.78 | 2018 | 9.52 | 2018-09-30
Spain | ESP | 2018-09-12 18:00 | 2018-09-12 20:00 | 80.08 | 2018 | 9.52 | 2018-09-30
Spain | ESP | 2018-09-12 19:00 | 2018-09-12 21:00 | 79.05 | 2018 | 9.52 | 2018-09-30
Spain | ESP | 2018-09-12 20:00 | 2018-09-12 22:00 | 76.04 | 2018 | 9.52 | 2018-09-30
Spain | ESP | 2018-09-12 21:00 | 2018-09-12 23:00 | 74.74 | 2018 | 9.52 | 2018-09-30
Spain | ESP | 2018-09-12 22:00 | 2018-09-13 | 73.27 | 2018 | 9.52 | 2018-09-30
Spain | ESP | 2018-09-12 23:00 | 2018-09-13 01:00 | 71.39 | 2018 | 9.52 | 2018-09-30
Spain | ESP | 2018-09-13 | 2018-09-13 02:00 | 69.9 | 2018 | 9.52 | 2018-09-30
Spain | ESP | 2018-09-13 01:00 | 2018-09-13 03:00 | 68.21 | 2018 | 9.52 | 2018-09-30
Spain | ESP | 2018-09-13 02:00 | 2018-09-13 04:00 | 68 | 2018 | 9.52 | 2018-09-30
Spain | ESP | 2018-09-13 03:00 | 2018-09-13 05:00 | 68.21 | 2018 | 9.52 | 2018-09-30
Spain | ESP | 2018-09-13 04:00 | 2018-09-13 06:00 | 72.11 | 2018 | 9.52 | 2018-09-30
Spain | ESP | 2018-09-13 05:00 | 2018-09-13 07:00 | 77.89 | 2018 | 9.52 | 2018-09-30
Spain | ESP | 2018-09-13 06:00 | 2018-09-13 08:00 | 79.66 | 2018 | 9.52 | 2018-09-30
Spain | ESP | 2018-09-13 07:00 | 2018-09-13 09:00 | 79.94 | 2018 | 9.52 | 2018-09-30
Spain | ESP | 2018-09-13 08:00 | 2018-09-13 10:00 | 78.89 | 2018 | 9.52 | 2018-09-30
Spain | ESP | 2018-09-13 09:00 | 2018-09-13 11:00 | 77.75 | 2018 | 9.52 | 2018-09-30
Spain | ESP | 2018-09-13 10:00 | 2018-09-13 12:00 | 76.66 | 2018 | 9.52 | 2018-09-30
Spain | ESP | 2018-09-13 11:00 | 2018-09-13 13:00 | 76.26 | 2018 | 9.52 | 2018-09-30
Spain | ESP | 2018-09-13 12:00 | 2018-09-13 14:00 | 75.99 | 2018 | 9.52 | 2018-09-30
Spain | ESP | 2018-09-13 13:00 | 2018-09-13 15:00 | 75 | 2018 | 9.52 | 2018-09-30
Spain | ESP | 2018-09-13 14:00 | 2018-09-13 16:00 | 75.25 | 2018 | 9.52 | 2018-09-30
Spain | ESP | 2018-09-13 15:00 | 2018-09-13 17:00 | 75.7 | 2018 | 9.52 | 2018-09-30
Spain | ESP | 2018-09-13 16:00 | 2018-09-13 18:00 | 77.6 | 2018 | 9.52 | 2018-09-30
Spain | ESP | 2018-09-13 17:00 | 2018-09-13 19:00 | 78.19 | 2018 | 9.52 | 2018-09-30
Spain | ESP | 2018-09-13 18:00 | 2018-09-13 20:00 | 78.8 | 2018 | 9.52 | 2018-09-30
Spain | ESP | 2018-09-13 19:00 | 2018-09-13 21:00 | 76.04 | 2018 | 9.52 | 2018-09-30
Spain | ESP | 2018-09-13 20:00 | 2018-09-13 22:00 | 72.9 | 2018 | 9.52 | 2018-09-30
Spain | ESP | 2018-09-13 21:00 | 2018-09-13 23:00 | 70.67 | 2018 | 9.52 | 2018-09-30
Spain | ESP | 2018-09-13 22:00 | 2018-09-14 | 69.9 | 2018 | 9.52 | 2018-09-30
Spain | ESP | 2018-09-13 23:00 | 2018-09-14 01:00 | 67.03 | 2018 | 9.52 | 2018-09-30
Spain | ESP | 2018-09-14 | 2018-09-14 02:00 | 63.62 | 2018 | 9.52 | 2018-09-30
Spain | ESP | 2018-09-14 01:00 | 2018-09-14 03:00 | 63.11 | 2018 | 9.52 | 2018-09-30
Spain | ESP | 2018-09-14 02:00 | 2018-09-14 04:00 | 63.49 | 2018 | 9.52 | 2018-09-30
Spain | ESP | 2018-09-14 03:00 | 2018-09-14 05:00 | 66 | 2018 | 9.52 | 2018-09-30
Spain | ESP | 2018-09-14 04:00 | 2018-09-14 06:00 | 70.91 | 2018 | 9.52 | 2018-09-30
Spain | ESP | 2018-09-14 05:00 | 2018-09-14 07:00 | 75.16 | 2018 | 9.52 | 2018-09-30
Spain | ESP | 2018-09-14 06:00 | 2018-09-14 08:00 | 78.45 | 2018 | 9.52 | 2018-09-30
Spain | ESP | 2018-09-14 07:00 | 2018-09-14 09:00 | 78.46 | 2018 | 9.52 | 2018-09-30
Spain | ESP | 2018-09-14 08:00 | 2018-09-14 10:00 | 77.45 | 2018 | 9.52 | 2018-09-30
Spain | ESP | 2018-09-14 09:00 | 2018-09-14 11:00 | 76.8 | 2018 | 9.52 | 2018-09-30
Spain | ESP | 2018-09-14 10:00 | 2018-09-14 12:00 | 77.07 | 2018 | 9.52 | 2018-09-30
Spain | ESP | 2018-09-14 11:00 | 2018-09-14 13:00 | 77.75 | 2018 | 9.52 | 2018-09-30
Spain | ESP | 2018-09-14 12:00 | 2018-09-14 14:00 | 77.13 | 2018 | 9.52 | 2018-09-30
Spain | ESP | 2018-09-14 13:00 | 2018-09-14 15:00 | 76.04 | 2018 | 9.52 | 2018-09-30
Spain | ESP | 2018-09-14 14:00 | 2018-09-14 16:00 | 75.95 | 2018 | 9.52 | 2018-09-30
Spain | ESP | 2018-09-14 15:00 | 2018-09-14 17:00 | 75.7 | 2018 | 9.52 | 2018-09-30
Spain | ESP | 2018-09-14 16:00 | 2018-09-14 18:00 | 74.92 | 2018 | 9.52 | 2018-09-30
Spain | ESP | 2018-09-14 17:00 | 2018-09-14 19:00 | 74.91 | 2018 | 9.52 | 2018-09-30
Spain | ESP | 2018-09-14 18:00 | 2018-09-14 20:00 | 74.74 | 2018 | 9.52 | 2018-09-30
Spain | ESP | 2018-09-14 19:00 | 2018-09-14 21:00 | 74.93 | 2018 | 9.52 | 2018-09-30
Spain | ESP | 2018-09-14 20:00 | 2018-09-14 22:00 | 72.3 | 2018 | 9.52 | 2018-09-30
Spain | ESP | 2018-09-14 21:00 | 2018-09-14 23:00 | 70.29 | 2018 | 9.52 | 2018-09-30
Spain | ESP | 2018-09-14 22:00 | 2018-09-15 | 70.9 | 2018 | 9.52 | 2018-09-30
Spain | ESP | 2018-09-14 23:00 | 2018-09-15 01:00 | 69.93 | 2018 | 9.52 | 2018-09-30
Spain | ESP | 2018-09-15 | 2018-09-15 02:00 | 68.21 | 2018 | 9.52 | 2018-09-30
Spain | ESP | 2018-09-15 01:00 | 2018-09-15 03:00 | 67.4 | 2018 | 9.52 | 2018-09-30
Spain | ESP | 2018-09-15 02:00 | 2018-09-15 04:00 | 67 | 2018 | 9.52 | 2018-09-30
Spain | ESP | 2018-09-15 03:00 | 2018-09-15 05:00 | 66.82 | 2018 | 9.52 | 2018-09-30
Spain | ESP | 2018-09-15 04:00 | 2018-09-15 06:00 | 67.4 | 2018 | 9.52 | 2018-09-30
Spain | ESP | 2018-09-15 05:00 | 2018-09-15 07:00 | 69.4 | 2018 | 9.52 | 2018-09-30
Spain | ESP | 2018-09-15 06:00 | 2018-09-15 08:00 | 67.15 | 2018 | 9.52 | 2018-09-30
Spain | ESP | 2018-09-15 07:00 | 2018-09-15 09:00 | 69.74 | 2018 | 9.52 | 2018-09-30
Spain | ESP | 2018-09-15 08:00 | 2018-09-15 10:00 | 70.67 | 2018 | 9.52 | 2018-09-30
Spain | ESP | 2018-09-15 09:00 | 2018-09-15 11:00 | 71.14 | 2018 | 9.52 | 2018-09-30
Spain | ESP | 2018-09-15 10:00 | 2018-09-15 12:00 | 71.39 | 2018 | 9.52 | 2018-09-30
Spain | ESP | 2018-09-15 11:00 | 2018-09-15 13:00 | 72.3 | 2018 | 9.52 | 2018-09-30
Spain | ESP | 2018-09-15 12:00 | 2018-09-15 14:00 | 72 | 2018 | 9.52 | 2018-09-30
Spain | ESP | 2018-09-15 13:00 | 2018-09-15 15:00 | 70.67 | 2018 | 9.52 | 2018-09-30
Spain | ESP | 2018-09-15 14:00 | 2018-09-15 16:00 | 69.5 | 2018 | 9.52 | 2018-09-30
Spain | ESP | 2018-09-15 15:00 | 2018-09-15 17:00 | 68.57 | 2018 | 9.52 | 2018-09-30
Spain | ESP | 2018-09-15 16:00 | 2018-09-15 18:00 | 69.64 | 2018 | 9.52 | 2018-09-30
Spain | ESP | 2018-09-15 17:00 | 2018-09-15 19:00 | 71.14 | 2018 | 9.52 | 2018-09-30
Spain | ESP | 2018-09-15 18:00 | 2018-09-15 20:00 | 74.64 | 2018 | 9.52 | 2018-09-30
Spain | ESP | 2018-09-15 19:00 | 2018-09-15 21:00 | 75.7 | 2018 | 9.52 | 2018-09-30
Spain | ESP | 2018-09-15 20:00 | 2018-09-15 22:00 | 74.42 | 2018 | 9.52 | 2018-09-30
Spain | ESP | 2018-09-15 21:00 | 2018-09-15 23:00 | 75 | 2018 | 9.52 | 2018-09-30
Spain | ESP | 2018-09-15 22:00 | 2018-09-16 | 73.75 | 2018 | 9.52 | 2018-09-30
Spain | ESP | 2018-09-15 23:00 | 2018-09-16 01:00 | 71.76 | 2018 | 9.52 | 2018-09-30
Spain | ESP | 2018-09-16 | 2018-09-16 02:00 | 71.14 | 2018 | 9.52 | 2018-09-30
Spain | ESP | 2018-09-16 01:00 | 2018-09-16 03:00 | 71.14 | 2018 | 9.52 | 2018-09-30
Spain | ESP | 2018-09-16 02:00 | 2018-09-16 04:00 | 69.9 | 2018 | 9.52 | 2018-09-30
Spain | ESP | 2018-09-16 03:00 | 2018-09-16 05:00 | 69.67 | 2018 | 9.52 | 2018-09-30
Spain | ESP | 2018-09-16 04:00 | 2018-09-16 06:00 | 69.9 | 2018 | 9.52 | 2018-09-30
Spain | ESP | 2018-09-16 05:00 | 2018-09-16 07:00 | 69.9 | 2018 | 9.52 | 2018-09-30
Spain | ESP | 2018-09-16 06:00 | 2018-09-16 08:00 | 69.67 | 2018 | 9.52 | 2018-09-30
Spain | ESP | 2018-09-16 07:00 | 2018-09-16 09:00 | 71.02 | 2018 | 9.52 | 2018-09-30
Spain | ESP | 2018-09-16 08:00 | 2018-09-16 10:00 | 70.67 | 2018 | 9.52 | 2018-09-30
Spain | ESP | 2018-09-16 09:00 | 2018-09-16 11:00 | 70.17 | 2018 | 9.52 | 2018-09-30
Spain | ESP | 2018-09-16 10:00 | 2018-09-16 12:00 | 69.99 | 2018 | 9.52 | 2018-09-30
Spain | ESP | 2018-09-16 11:00 | 2018-09-16 13:00 | 71.25 | 2018 | 9.52 | 2018-09-30
Spain | ESP | 2018-09-16 12:00 | 2018-09-16 14:00 | 71.14 | 2018 | 9.52 | 2018-09-30
Spain | ESP | 2018-09-16 13:00 | 2018-09-16 15:00 | 69.9 | 2018 | 9.52 | 2018-09-30
Spain | ESP | 2018-09-16 14:00 | 2018-09-16 16:00 | 68.21 | 2018 | 9.52 | 2018-09-30
Spain | ESP | 2018-09-16 15:00 | 2018-09-16 17:00 | 68.14 | 2018 | 9.52 | 2018-09-30
Spain | ESP | 2018-09-16 16:00 | 2018-09-16 18:00 | 63.13 | 2018 | 9.52 | 2018-09-30
Spain | ESP | 2018-09-16 17:00 | 2018-09-16 19:00 | 70.78 | 2018 | 9.52 | 2018-09-30
Spain | ESP | 2018-09-16 18:00 | 2018-09-16 20:00 | 74.8 | 2018 | 9.52 | 2018-09-30
Spain | ESP | 2018-09-16 19:00 | 2018-09-16 21:00 | 77.99 | 2018 | 9.52 | 2018-09-30
Spain | ESP | 2018-09-16 20:00 | 2018-09-16 22:00 | 75.69 | 2018 | 9.52 | 2018-09-30
Spain | ESP | 2018-09-16 21:00 | 2018-09-16 23:00 | 74.6 | 2018 | 9.52 | 2018-09-30
Spain | ESP | 2018-09-16 22:00 | 2018-09-17 | 68.21 | 2018 | 9.52 | 2018-09-30
Spain | ESP | 2018-09-16 23:00 | 2018-09-17 01:00 | 66.65 | 2018 | 9.52 | 2018-09-30
Spain | ESP | 2018-09-17 | 2018-09-17 02:00 | 65.86 | 2018 | 9.52 | 2018-09-30
Spain | ESP | 2018-09-17 01:00 | 2018-09-17 03:00 | 63.62 | 2018 | 9.52 | 2018-09-30
Spain | ESP | 2018-09-17 02:00 | 2018-09-17 04:00 | 63.09 | 2018 | 9.52 | 2018-09-30
Spain | ESP | 2018-09-17 03:00 | 2018-09-17 05:00 | 63.09 | 2018 | 9.52 | 2018-09-30
Spain | ESP | 2018-09-17 04:00 | 2018-09-17 06:00 | 69.9 | 2018 | 9.52 | 2018-09-30
Spain | ESP | 2018-09-17 05:00 | 2018-09-17 07:00 | 75.47 | 2018 | 9.52 | 2018-09-30
Spain | ESP | 2018-09-17 06:00 | 2018-09-17 08:00 | 75.91 | 2018 | 9.52 | 2018-09-30
Spain | ESP | 2018-09-17 07:00 | 2018-09-17 09:00 | 75.91 | 2018 | 9.52 | 2018-09-30
Spain | ESP | 2018-09-17 08:00 | 2018-09-17 10:00 | 74.69 | 2018 | 9.52 | 2018-09-30
Spain | ESP | 2018-09-17 09:00 | 2018-09-17 11:00 | 72.26 | 2018 | 9.52 | 2018-09-30
Spain | ESP | 2018-09-17 10:00 | 2018-09-17 12:00 | 72.3 | 2018 | 9.52 | 2018-09-30
Spain | ESP | 2018-09-17 11:00 | 2018-09-17 13:00 | 72.25 | 2018 | 9.52 | 2018-09-30
Spain | ESP | 2018-09-17 12:00 | 2018-09-17 14:00 | 71.68 | 2018 | 9.52 | 2018-09-30
Spain | ESP | 2018-09-17 13:00 | 2018-09-17 15:00 | 72.25 | 2018 | 9.52 | 2018-09-30
Spain | ESP | 2018-09-17 14:00 | 2018-09-17 16:00 | 72.29 | 2018 | 9.52 | 2018-09-30
Spain | ESP | 2018-09-17 15:00 | 2018-09-17 17:00 | 75 | 2018 | 9.52 | 2018-09-30
Spain | ESP | 2018-09-17 16:00 | 2018-09-17 18:00 | 77.03 | 2018 | 9.52 | 2018-09-30
Spain | ESP | 2018-09-17 17:00 | 2018-09-17 19:00 | 80.01 | 2018 | 9.52 | 2018-09-30
Spain | ESP | 2018-09-17 18:00 | 2018-09-17 20:00 | 81.82 | 2018 | 9.52 | 2018-09-30
Spain | ESP | 2018-09-17 19:00 | 2018-09-17 21:00 | 78.75 | 2018 | 9.52 | 2018-09-30
Spain | ESP | 2018-09-17 20:00 | 2018-09-17 22:00 | 74.42 | 2018 | 9.52 | 2018-09-30
Spain | ESP | 2018-09-17 21:00 | 2018-09-17 23:00 | 74.42 | 2018 | 9.52 | 2018-09-30
Spain | ESP | 2018-09-17 22:00 | 2018-09-18 | 72.25 | 2018 | 9.52 | 2018-09-30
Spain | ESP | 2018-09-17 23:00 | 2018-09-18 01:00 | 71.14 | 2018 | 9.52 | 2018-09-30
Spain | ESP | 2018-09-18 | 2018-09-18 02:00 | 69.9 | 2018 | 9.52 | 2018-09-30
Spain | ESP | 2018-09-18 01:00 | 2018-09-18 03:00 | 69.19 | 2018 | 9.52 | 2018-09-30
Spain | ESP | 2018-09-18 02:00 | 2018-09-18 04:00 | 69.19 | 2018 | 9.52 | 2018-09-30
Spain | ESP | 2018-09-18 03:00 | 2018-09-18 05:00 | 70.14 | 2018 | 9.52 | 2018-09-30
Spain | ESP | 2018-09-18 04:00 | 2018-09-18 06:00 | 73.35 | 2018 | 9.52 | 2018-09-30
Spain | ESP | 2018-09-18 05:00 | 2018-09-18 07:00 | 74.5 | 2018 | 9.52 | 2018-09-30
Spain | ESP | 2018-09-18 06:00 | 2018-09-18 08:00 | 75.43 | 2018 | 9.52 | 2018-09-30
Spain | ESP | 2018-09-18 07:00 | 2018-09-18 09:00 | 75.99 | 2018 | 9.52 | 2018-09-30
Spain | ESP | 2018-09-18 08:00 | 2018-09-18 10:00 | 76.01 | 2018 | 9.52 | 2018-09-30
Spain | ESP | 2018-09-18 09:00 | 2018-09-18 11:00 | 76 | 2018 | 9.52 | 2018-09-30
Spain | ESP | 2018-09-18 10:00 | 2018-09-18 12:00 | 77.01 | 2018 | 9.52 | 2018-09-30
Spain | ESP | 2018-09-18 11:00 | 2018-09-18 13:00 | 76.93 | 2018 | 9.52 | 2018-09-30
Spain | ESP | 2018-09-18 12:00 | 2018-09-18 14:00 | 75.89 | 2018 | 9.52 | 2018-09-30
Spain | ESP | 2018-09-18 13:00 | 2018-09-18 15:00 | 75.7 | 2018 | 9.52 | 2018-09-30
Spain | ESP | 2018-09-18 14:00 | 2018-09-18 16:00 | 75.69 | 2018 | 9.52 | 2018-09-30
Spain | ESP | 2018-09-18 15:00 | 2018-09-18 17:00 | 75.89 | 2018 | 9.52 | 2018-09-30
Spain | ESP | 2018-09-18 16:00 | 2018-09-18 18:00 | 75 | 2018 | 9.52 | 2018-09-30
Spain | ESP | 2018-09-18 17:00 | 2018-09-18 19:00 | 77.65 | 2018 | 9.52 | 2018-09-30
Spain | ESP | 2018-09-18 18:00 | 2018-09-18 20:00 | 81.1 | 2018 | 9.52 | 2018-09-30
Spain | ESP | 2018-09-18 19:00 | 2018-09-18 21:00 | 80.2 | 2018 | 9.52 | 2018-09-30
Spain | ESP | 2018-09-18 20:00 | 2018-09-18 22:00 | 75.89 | 2018 | 9.52 | 2018-09-30
Spain | ESP | 2018-09-18 21:00 | 2018-09-18 23:00 | 76 | 2018 | 9.52 | 2018-09-30
Spain | ESP | 2018-09-18 22:00 | 2018-09-19 | 75.89 | 2018 | 9.52 | 2018-09-30
Spain | ESP | 2018-09-18 23:00 | 2018-09-19 01:00 | 75 | 2018 | 9.52 | 2018-09-30
Spain | ESP | 2018-09-19 | 2018-09-19 02:00 | 73.64 | 2018 | 9.52 | 2018-09-30
Spain | ESP | 2018-09-19 01:00 | 2018-09-19 03:00 | 72.3 | 2018 | 9.52 | 2018-09-30
Spain | ESP | 2018-09-19 02:00 | 2018-09-19 04:00 | 72.11 | 2018 | 9.52 | 2018-09-30
Spain | ESP | 2018-09-19 03:00 | 2018-09-19 05:00 | 72.25 | 2018 | 9.52 | 2018-09-30
Spain | ESP | 2018-09-19 04:00 | 2018-09-19 06:00 | 74.86 | 2018 | 9.52 | 2018-09-30
Spain | ESP | 2018-09-19 05:00 | 2018-09-19 07:00 | 75.99 | 2018 | 9.52 | 2018-09-30
Spain | ESP | 2018-09-19 06:00 | 2018-09-19 08:00 | 79.79 | 2018 | 9.52 | 2018-09-30
Spain | ESP | 2018-09-19 07:00 | 2018-09-19 09:00 | 80.01 | 2018 | 9.52 | 2018-09-30
Spain | ESP | 2018-09-19 08:00 | 2018-09-19 10:00 | 77.86 | 2018 | 9.52 | 2018-09-30
Spain | ESP | 2018-09-19 09:00 | 2018-09-19 11:00 | 75.23 | 2018 | 9.52 | 2018-09-30
Spain | ESP | 2018-09-19 10:00 | 2018-09-19 12:00 | 75.89 | 2018 | 9.52 | 2018-09-30
Spain | ESP | 2018-09-19 11:00 | 2018-09-19 13:00 | 75.99 | 2018 | 9.52 | 2018-09-30
Spain | ESP | 2018-09-19 12:00 | 2018-09-19 14:00 | 75.89 | 2018 | 9.52 | 2018-09-30
Spain | ESP | 2018-09-19 13:00 | 2018-09-19 15:00 | 75.87 | 2018 | 9.52 | 2018-09-30
Spain | ESP | 2018-09-19 14:00 | 2018-09-19 16:00 | 75.89 | 2018 | 9.52 | 2018-09-30
Spain | ESP | 2018-09-19 15:00 | 2018-09-19 17:00 | 75.89 | 2018 | 9.52 | 2018-09-30
Spain | ESP | 2018-09-19 16:00 | 2018-09-19 18:00 | 75.23 | 2018 | 9.52 | 2018-09-30
Spain | ESP | 2018-09-19 17:00 | 2018-09-19 19:00 | 75.99 | 2018 | 9.52 | 2018-09-30
Spain | ESP | 2018-09-19 18:00 | 2018-09-19 20:00 | 79.87 | 2018 | 9.52 | 2018-09-30
Spain | ESP | 2018-09-19 19:00 | 2018-09-19 21:00 | 79.39 | 2018 | 9.52 | 2018-09-30
Spain | ESP | 2018-09-19 20:00 | 2018-09-19 22:00 | 75.7 | 2018 | 9.52 | 2018-09-30
Spain | ESP | 2018-09-19 21:00 | 2018-09-19 23:00 | 75.89 | 2018 | 9.52 | 2018-09-30
Spain | ESP | 2018-09-19 22:00 | 2018-09-20 | 74.89 | 2018 | 9.52 | 2018-09-30
Spain | ESP | 2018-09-19 23:00 | 2018-09-20 01:00 | 73.95 | 2018 | 9.52 | 2018-09-30
Spain | ESP | 2018-09-20 | 2018-09-20 02:00 | 72.3 | 2018 | 9.52 | 2018-09-30
Spain | ESP | 2018-09-20 01:00 | 2018-09-20 03:00 | 71.75 | 2018 | 9.52 | 2018-09-30
Spain | ESP | 2018-09-20 02:00 | 2018-09-20 04:00 | 71.22 | 2018 | 9.52 | 2018-09-30
Spain | ESP | 2018-09-20 03:00 | 2018-09-20 05:00 | 72 | 2018 | 9.52 | 2018-09-30
Spain | ESP | 2018-09-20 04:00 | 2018-09-20 06:00 | 74.21 | 2018 | 9.52 | 2018-09-30
Spain | ESP | 2018-09-20 05:00 | 2018-09-20 07:00 | 75.7 | 2018 | 9.52 | 2018-09-30
Spain | ESP | 2018-09-20 06:00 | 2018-09-20 08:00 | 75.94 | 2018 | 9.52 | 2018-09-30
Spain | ESP | 2018-09-20 07:00 | 2018-09-20 09:00 | 76.3 | 2018 | 9.52 | 2018-09-30
Spain | ESP | 2018-09-20 08:00 | 2018-09-20 10:00 | 75 | 2018 | 9.52 | 2018-09-30
Spain | ESP | 2018-09-20 09:00 | 2018-09-20 11:00 | 74.3 | 2018 | 9.52 | 2018-09-30
Spain | ESP | 2018-09-20 10:00 | 2018-09-20 12:00 | 74.73 | 2018 | 9.52 | 2018-09-30
Spain | ESP | 2018-09-20 11:00 | 2018-09-20 13:00 | 74.3 | 2018 | 9.52 | 2018-09-30
Spain | ESP | 2018-09-20 12:00 | 2018-09-20 14:00 | 73.54 | 2018 | 9.52 | 2018-09-30
Spain | ESP | 2018-09-20 13:00 | 2018-09-20 15:00 | 73.5 | 2018 | 9.52 | 2018-09-30
Spain | ESP | 2018-09-20 14:00 | 2018-09-20 16:00 | 73.24 | 2018 | 9.52 | 2018-09-30
Spain | ESP | 2018-09-20 15:00 | 2018-09-20 17:00 | 73.95 | 2018 | 9.52 | 2018-09-30
Spain | ESP | 2018-09-20 16:00 | 2018-09-20 18:00 | 75.01 | 2018 | 9.52 | 2018-09-30
Spain | ESP | 2018-09-20 17:00 | 2018-09-20 19:00 | 79.63 | 2018 | 9.52 | 2018-09-30
Spain | ESP | 2018-09-20 18:00 | 2018-09-20 20:00 | 78.89 | 2018 | 9.52 | 2018-09-30
Spain | ESP | 2018-09-20 19:00 | 2018-09-20 21:00 | 76.04 | 2018 | 9.52 | 2018-09-30
Spain | ESP | 2018-09-20 20:00 | 2018-09-20 22:00 | 72.3 | 2018 | 9.52 | 2018-09-30
Spain | ESP | 2018-09-20 21:00 | 2018-09-20 23:00 | 74.01 | 2018 | 9.52 | 2018-09-30
Spain | ESP | 2018-09-20 22:00 | 2018-09-21 | 72.3 | 2018 | 9.52 | 2018-09-30
Spain | ESP | 2018-09-20 23:00 | 2018-09-21 01:00 | 70.67 | 2018 | 9.52 | 2018-09-30
Spain | ESP | 2018-09-21 | 2018-09-21 02:00 | 69.5 | 2018 | 9.52 | 2018-09-30
Spain | ESP | 2018-09-21 01:00 | 2018-09-21 03:00 | 69.5 | 2018 | 9.52 | 2018-09-30
Spain | ESP | 2018-09-21 02:00 | 2018-09-21 04:00 | 68.62 | 2018 | 9.52 | 2018-09-30
Spain | ESP | 2018-09-21 03:00 | 2018-09-21 05:00 | 69 | 2018 | 9.52 | 2018-09-30
Spain | ESP | 2018-09-21 04:00 | 2018-09-21 06:00 | 72.26 | 2018 | 9.52 | 2018-09-30
Spain | ESP | 2018-09-21 05:00 | 2018-09-21 07:00 | 72.25 | 2018 | 9.52 | 2018-09-30
Spain | ESP | 2018-09-21 06:00 | 2018-09-21 08:00 | 74.29 | 2018 | 9.52 | 2018-09-30
Spain | ESP | 2018-09-21 07:00 | 2018-09-21 09:00 | 75 | 2018 | 9.52 | 2018-09-30
Spain | ESP | 2018-09-21 08:00 | 2018-09-21 10:00 | 75.01 | 2018 | 9.52 | 2018-09-30
Spain | ESP | 2018-09-21 09:00 | 2018-09-21 11:00 | 75 | 2018 | 9.52 | 2018-09-30
Spain | ESP | 2018-09-21 10:00 | 2018-09-21 12:00 | 75.7 | 2018 | 9.52 | 2018-09-30
Spain | ESP | 2018-09-21 11:00 | 2018-09-21 13:00 | 75.7 | 2018 | 9.52 | 2018-09-30
Spain | ESP | 2018-09-21 12:00 | 2018-09-21 14:00 | 75.15 | 2018 | 9.52 | 2018-09-30
Spain | ESP | 2018-09-21 13:00 | 2018-09-21 15:00 | 74.6 | 2018 | 9.52 | 2018-09-30
Spain | ESP | 2018-09-21 14:00 | 2018-09-21 16:00 | 74.3 | 2018 | 9.52 | 2018-09-30
Spain | ESP | 2018-09-21 15:00 | 2018-09-21 17:00 | 74 | 2018 | 9.52 | 2018-09-30
Spain | ESP | 2018-09-21 16:00 | 2018-09-21 18:00 | 72.35 | 2018 | 9.52 | 2018-09-30
Spain | ESP | 2018-09-21 17:00 | 2018-09-21 19:00 | 75 | 2018 | 9.52 | 2018-09-30
Spain | ESP | 2018-09-21 18:00 | 2018-09-21 20:00 | 75.79 | 2018 | 9.52 | 2018-09-30
Spain | ESP | 2018-09-21 19:00 | 2018-09-21 21:00 | 75.01 | 2018 | 9.52 | 2018-09-30
Spain | ESP | 2018-09-21 20:00 | 2018-09-21 22:00 | 72.75 | 2018 | 9.52 | 2018-09-30
Spain | ESP | 2018-09-21 21:00 | 2018-09-21 23:00 | 73.95 | 2018 | 9.52 | 2018-09-30
Spain | ESP | 2018-09-21 22:00 | 2018-09-22 | 74.4 | 2018 | 9.52 | 2018-09-30
Spain | ESP | 2018-09-21 23:00 | 2018-09-22 01:00 | 73.37 | 2018 | 9.52 | 2018-09-30
Spain | ESP | 2018-09-22 | 2018-09-22 02:00 | 72.3 | 2018 | 9.52 | 2018-09-30
Spain | ESP | 2018-09-22 01:00 | 2018-09-22 03:00 | 71.86 | 2018 | 9.52 | 2018-09-30
Spain | ESP | 2018-09-22 02:00 | 2018-09-22 04:00 | 71.39 | 2018 | 9.52 | 2018-09-30
Spain | ESP | 2018-09-22 03:00 | 2018-09-22 05:00 | 71.39 | 2018 | 9.52 | 2018-09-30
Spain | ESP | 2018-09-22 04:00 | 2018-09-22 06:00 | 72.17 | 2018 | 9.52 | 2018-09-30
Spain | ESP | 2018-09-22 05:00 | 2018-09-22 07:00 | 72.59 | 2018 | 9.52 | 2018-09-30
Spain | ESP | 2018-09-22 06:00 | 2018-09-22 08:00 | 69.93 | 2018 | 9.52 | 2018-09-30
Spain | ESP | 2018-09-22 07:00 | 2018-09-22 09:00 | 73.37 | 2018 | 9.52 | 2018-09-30
Spain | ESP | 2018-09-22 08:00 | 2018-09-22 10:00 | 73.24 | 2018 | 9.52 | 2018-09-30
Spain | ESP | 2018-09-22 09:00 | 2018-09-22 11:00 | 72.59 | 2018 | 9.52 | 2018-09-30
Spain | ESP | 2018-09-22 10:00 | 2018-09-22 12:00 | 71.15 | 2018 | 9.52 | 2018-09-30
Spain | ESP | 2018-09-22 11:00 | 2018-09-22 13:00 | 70.67 | 2018 | 9.52 | 2018-09-30
Spain | ESP | 2018-09-22 12:00 | 2018-09-22 14:00 | 70.59 | 2018 | 9.52 | 2018-09-30
Spain | ESP | 2018-09-22 13:00 | 2018-09-22 15:00 | 68.47 | 2018 | 9.52 | 2018-09-30
Spain | ESP | 2018-09-22 14:00 | 2018-09-22 16:00 | 68.11 | 2018 | 9.52 | 2018-09-30
Spain | ESP | 2018-09-22 15:00 | 2018-09-22 17:00 | 68.1 | 2018 | 9.52 | 2018-09-30
Spain | ESP | 2018-09-22 16:00 | 2018-09-22 18:00 | 71.39 | 2018 | 9.52 | 2018-09-30
Spain | ESP | 2018-09-22 17:00 | 2018-09-22 19:00 | 75.7 | 2018 | 9.52 | 2018-09-30
Spain | ESP | 2018-09-22 18:00 | 2018-09-22 20:00 | 77.08 | 2018 | 9.52 | 2018-09-30
Spain | ESP | 2018-09-22 19:00 | 2018-09-22 21:00 | 75.69 | 2018 | 9.52 | 2018-09-30
Spain | ESP | 2018-09-22 20:00 | 2018-09-22 22:00 | 72.01 | 2018 | 9.52 | 2018-09-30
Spain | ESP | 2018-09-22 21:00 | 2018-09-22 23:00 | 72.01 | 2018 | 9.52 | 2018-09-30
Spain | ESP | 2018-09-22 22:00 | 2018-09-23 | 71.39 | 2018 | 9.52 | 2018-09-30
Spain | ESP | 2018-09-22 23:00 | 2018-09-23 01:00 | 69.93 | 2018 | 9.52 | 2018-09-30
Spain | ESP | 2018-09-23 | 2018-09-23 02:00 | 69.9 | 2018 | 9.52 | 2018-09-30
Spain | ESP | 2018-09-23 01:00 | 2018-09-23 03:00 | 70.59 | 2018 | 9.52 | 2018-09-30
Spain | ESP | 2018-09-23 02:00 | 2018-09-23 04:00 | 69.93 | 2018 | 9.52 | 2018-09-30
Spain | ESP | 2018-09-23 03:00 | 2018-09-23 05:00 | 69.93 | 2018 | 9.52 | 2018-09-30
Spain | ESP | 2018-09-23 04:00 | 2018-09-23 06:00 | 70.67 | 2018 | 9.52 | 2018-09-30
Spain | ESP | 2018-09-23 05:00 | 2018-09-23 07:00 | 70.67 | 2018 | 9.52 | 2018-09-30
Spain | ESP | 2018-09-23 06:00 | 2018-09-23 08:00 | 71.14 | 2018 | 9.52 | 2018-09-30
Spain | ESP | 2018-09-23 07:00 | 2018-09-23 09:00 | 72.3 | 2018 | 9.52 | 2018-09-30
Spain | ESP | 2018-09-23 08:00 | 2018-09-23 10:00 | 72.01 | 2018 | 9.52 | 2018-09-30
Spain | ESP | 2018-09-23 09:00 | 2018-09-23 11:00 | 71.39 | 2018 | 9.52 | 2018-09-30
Spain | ESP | 2018-09-23 10:00 | 2018-09-23 12:00 | 71.5 | 2018 | 9.52 | 2018-09-30
Spain | ESP | 2018-09-23 11:00 | 2018-09-23 13:00 | 71.5 | 2018 | 9.52 | 2018-09-30
Spain | ESP | 2018-09-23 12:00 | 2018-09-23 14:00 | 72 | 2018 | 9.52 | 2018-09-30
Spain | ESP | 2018-09-23 13:00 | 2018-09-23 15:00 | 70.59 | 2018 | 9.52 | 2018-09-30
Spain | ESP | 2018-09-23 14:00 | 2018-09-23 16:00 | 68.21 | 2018 | 9.52 | 2018-09-30
Spain | ESP | 2018-09-23 15:00 | 2018-09-23 17:00 | 65 | 2018 | 9.52 | 2018-09-30
Spain | ESP | 2018-09-23 16:00 | 2018-09-23 18:00 | 59.31 | 2018 | 9.52 | 2018-09-30
Spain | ESP | 2018-09-23 17:00 | 2018-09-23 19:00 | 61.78 | 2018 | 9.52 | 2018-09-30
Spain | ESP | 2018-09-23 18:00 | 2018-09-23 20:00 | 67.36 | 2018 | 9.52 | 2018-09-30
Spain | ESP | 2018-09-23 19:00 | 2018-09-23 21:00 | 72.3 | 2018 | 9.52 | 2018-09-30
Spain | ESP | 2018-09-23 20:00 | 2018-09-23 22:00 | 70.01 | 2018 | 9.52 | 2018-09-30
Spain | ESP | 2018-09-23 21:00 | 2018-09-23 23:00 | 68.21 | 2018 | 9.52 | 2018-09-30
Spain | ESP | 2018-09-23 22:00 | 2018-09-24 | 57.51 | 2018 | 9.52 | 2018-09-30
Spain | ESP | 2018-09-23 23:00 | 2018-09-24 01:00 | 55.78 | 2018 | 9.52 | 2018-09-30
Spain | ESP | 2018-09-24 | 2018-09-24 02:00 | 48.1 | 2018 | 9.52 | 2018-09-30
Spain | ESP | 2018-09-24 01:00 | 2018-09-24 03:00 | 48.1 | 2018 | 9.52 | 2018-09-30
Spain | ESP | 2018-09-24 02:00 | 2018-09-24 04:00 | 47.9 | 2018 | 9.52 | 2018-09-30
Spain | ESP | 2018-09-24 03:00 | 2018-09-24 05:00 | 50.42 | 2018 | 9.52 | 2018-09-30
Spain | ESP | 2018-09-24 04:00 | 2018-09-24 06:00 | 60.46 | 2018 | 9.52 | 2018-09-30
Spain | ESP | 2018-09-24 05:00 | 2018-09-24 07:00 | 71.39 | 2018 | 9.52 | 2018-09-30
Spain | ESP | 2018-09-24 06:00 | 2018-09-24 08:00 | 72.3 | 2018 | 9.52 | 2018-09-30
Spain | ESP | 2018-09-24 07:00 | 2018-09-24 09:00 | 72.3 | 2018 | 9.52 | 2018-09-30
Spain | ESP | 2018-09-24 08:00 | 2018-09-24 10:00 | 72.13 | 2018 | 9.52 | 2018-09-30
Spain | ESP | 2018-09-24 09:00 | 2018-09-24 11:00 | 71.49 | 2018 | 9.52 | 2018-09-30
Spain | ESP | 2018-09-24 10:00 | 2018-09-24 12:00 | 71.06 | 2018 | 9.52 | 2018-09-30
Spain | ESP | 2018-09-24 11:00 | 2018-09-24 13:00 | 70.92 | 2018 | 9.52 | 2018-09-30
Spain | ESP | 2018-09-24 12:00 | 2018-09-24 14:00 | 69.9 | 2018 | 9.52 | 2018-09-30
Spain | ESP | 2018-09-24 13:00 | 2018-09-24 15:00 | 69.29 | 2018 | 9.52 | 2018-09-30
Spain | ESP | 2018-09-24 14:00 | 2018-09-24 16:00 | 68.8 | 2018 | 9.52 | 2018-09-30
Spain | ESP | 2018-09-24 15:00 | 2018-09-24 17:00 | 69.56 | 2018 | 9.52 | 2018-09-30
Spain | ESP | 2018-09-24 16:00 | 2018-09-24 18:00 | 71.68 | 2018 | 9.52 | 2018-09-30
Spain | ESP | 2018-09-24 17:00 | 2018-09-24 19:00 | 72.45 | 2018 | 9.52 | 2018-09-30
Spain | ESP | 2018-09-24 18:00 | 2018-09-24 20:00 | 74.29 | 2018 | 9.52 | 2018-09-30
Spain | ESP | 2018-09-24 19:00 | 2018-09-24 21:00 | 72.13 | 2018 | 9.52 | 2018-09-30
Spain | ESP | 2018-09-24 20:00 | 2018-09-24 22:00 | 70.01 | 2018 | 9.52 | 2018-09-30
Spain | ESP | 2018-09-24 21:00 | 2018-09-24 23:00 | 69.29 | 2018 | 9.52 | 2018-09-30
Spain | ESP | 2018-09-24 22:00 | 2018-09-25 | 55.96 | 2018 | 9.52 | 2018-09-30
Spain | ESP | 2018-09-24 23:00 | 2018-09-25 01:00 | 52.49 | 2018 | 9.52 | 2018-09-30
Spain | ESP | 2018-09-25 | 2018-09-25 02:00 | 51.61 | 2018 | 9.52 | 2018-09-30
Spain | ESP | 2018-09-25 01:00 | 2018-09-25 03:00 | 51.8 | 2018 | 9.52 | 2018-09-30
Spain | ESP | 2018-09-25 02:00 | 2018-09-25 04:00 | 51.8 | 2018 | 9.52 | 2018-09-30
Spain | ESP | 2018-09-25 03:00 | 2018-09-25 05:00 | 54.5 | 2018 | 9.52 | 2018-09-30
Spain | ESP | 2018-09-25 04:00 | 2018-09-25 06:00 | 65.5 | 2018 | 9.52 | 2018-09-30
Spain | ESP | 2018-09-25 05:00 | 2018-09-25 07:00 | 74.21 | 2018 | 9.52 | 2018-09-30
Spain | ESP | 2018-09-25 06:00 | 2018-09-25 08:00 | 74.9 | 2018 | 9.52 | 2018-09-30
Spain | ESP | 2018-09-25 07:00 | 2018-09-25 09:00 | 75.21 | 2018 | 9.52 | 2018-09-30
Spain | ESP | 2018-09-25 08:00 | 2018-09-25 10:00 | 74.21 | 2018 | 9.52 | 2018-09-30
Spain | ESP | 2018-09-25 09:00 | 2018-09-25 11:00 | 71.29 | 2018 | 9.52 | 2018-09-30
Spain | ESP | 2018-09-25 10:00 | 2018-09-25 12:00 | 72.01 | 2018 | 9.52 | 2018-09-30
Spain | ESP | 2018-09-25 11:00 | 2018-09-25 13:00 | 73.01 | 2018 | 9.52 | 2018-09-30
Spain | ESP | 2018-09-25 12:00 | 2018-09-25 14:00 | 73.6 | 2018 | 9.52 | 2018-09-30
Spain | ESP | 2018-09-25 13:00 | 2018-09-25 15:00 | 73.24 | 2018 | 9.52 | 2018-09-30
Spain | ESP | 2018-09-25 14:00 | 2018-09-25 16:00 | 72.51 | 2018 | 9.52 | 2018-09-30
Spain | ESP | 2018-09-25 15:00 | 2018-09-25 17:00 | 72.39 | 2018 | 9.52 | 2018-09-30
Spain | ESP | 2018-09-25 16:00 | 2018-09-25 18:00 | 75.09 | 2018 | 9.52 | 2018-09-30
Spain | ESP | 2018-09-25 17:00 | 2018-09-25 19:00 | 75.94 | 2018 | 9.52 | 2018-09-30
Spain | ESP | 2018-09-25 18:00 | 2018-09-25 20:00 | 79.73 | 2018 | 9.52 | 2018-09-30
Spain | ESP | 2018-09-25 19:00 | 2018-09-25 21:00 | 74.39 | 2018 | 9.52 | 2018-09-30
Spain | ESP | 2018-09-25 20:00 | 2018-09-25 22:00 | 70 | 2018 | 9.52 | 2018-09-30
Spain | ESP | 2018-09-25 21:00 | 2018-09-25 23:00 | 69.7 | 2018 | 9.52 | 2018-09-30
Spain | ESP | 2018-09-25 22:00 | 2018-09-26 | 64.36 | 2018 | 9.52 | 2018-09-30
Spain | ESP | 2018-09-25 23:00 | 2018-09-26 01:00 | 63.5 | 2018 | 9.52 | 2018-09-30
Spain | ESP | 2018-09-26 | 2018-09-26 02:00 | 60 | 2018 | 9.52 | 2018-09-30
Spain | ESP | 2018-09-26 01:00 | 2018-09-26 03:00 | 60 | 2018 | 9.52 | 2018-09-30
Spain | ESP | 2018-09-26 02:00 | 2018-09-26 04:00 | 60 | 2018 | 9.52 | 2018-09-30
Spain | ESP | 2018-09-26 03:00 | 2018-09-26 05:00 | 60.46 | 2018 | 9.52 | 2018-09-30
Spain | ESP | 2018-09-26 04:00 | 2018-09-26 06:00 | 70 | 2018 | 9.52 | 2018-09-30
Spain | ESP | 2018-09-26 05:00 | 2018-09-26 07:00 | 75.36 | 2018 | 9.52 | 2018-09-30
Spain | ESP | 2018-09-26 06:00 | 2018-09-26 08:00 | 75.25 | 2018 | 9.52 | 2018-09-30
Spain | ESP | 2018-09-26 07:00 | 2018-09-26 09:00 | 74.9 | 2018 | 9.52 | 2018-09-30
Spain | ESP | 2018-09-26 08:00 | 2018-09-26 10:00 | 74.1 | 2018 | 9.52 | 2018-09-30
Spain | ESP | 2018-09-26 09:00 | 2018-09-26 11:00 | 72.5 | 2018 | 9.52 | 2018-09-30
Spain | ESP | 2018-09-26 10:00 | 2018-09-26 12:00 | 73.29 | 2018 | 9.52 | 2018-09-30
Spain | ESP | 2018-09-26 11:00 | 2018-09-26 13:00 | 73.62 | 2018 | 9.52 | 2018-09-30
Spain | ESP | 2018-09-26 12:00 | 2018-09-26 14:00 | 73.6 | 2018 | 9.52 | 2018-09-30
Spain | ESP | 2018-09-26 13:00 | 2018-09-26 15:00 | 73.62 | 2018 | 9.52 | 2018-09-30
Spain | ESP | 2018-09-26 14:00 | 2018-09-26 16:00 | 73.67 | 2018 | 9.52 | 2018-09-30
Spain | ESP | 2018-09-26 15:00 | 2018-09-26 17:00 | 73.67 | 2018 | 9.52 | 2018-09-30
Spain | ESP | 2018-09-26 16:00 | 2018-09-26 18:00 | 74.75 | 2018 | 9.52 | 2018-09-30
Spain | ESP | 2018-09-26 17:00 | 2018-09-26 19:00 | 76.78 | 2018 | 9.52 | 2018-09-30
Spain | ESP | 2018-09-26 18:00 | 2018-09-26 20:00 | 79.99 | 2018 | 9.52 | 2018-09-30
Spain | ESP | 2018-09-26 19:00 | 2018-09-26 21:00 | 75.54 | 2018 | 9.52 | 2018-09-30
Spain | ESP | 2018-09-26 20:00 | 2018-09-26 22:00 | 74.21 | 2018 | 9.52 | 2018-09-30
Spain | ESP | 2018-09-26 21:00 | 2018-09-26 23:00 | 73.62 | 2018 | 9.52 | 2018-09-30
Spain | ESP | 2018-09-26 22:00 | 2018-09-27 | 69.93 | 2018 | 9.52 | 2018-09-30
Spain | ESP | 2018-09-26 23:00 | 2018-09-27 01:00 | 67.36 | 2018 | 9.52 | 2018-09-30
Spain | ESP | 2018-09-27 | 2018-09-27 02:00 | 64.36 | 2018 | 9.52 | 2018-09-30
Spain | ESP | 2018-09-27 01:00 | 2018-09-27 03:00 | 63.91 | 2018 | 9.52 | 2018-09-30
Spain | ESP | 2018-09-27 02:00 | 2018-09-27 04:00 | 63.91 | 2018 | 9.52 | 2018-09-30
Spain | ESP | 2018-09-27 03:00 | 2018-09-27 05:00 | 64.36 | 2018 | 9.52 | 2018-09-30
Spain | ESP | 2018-09-27 04:00 | 2018-09-27 06:00 | 72.3 | 2018 | 9.52 | 2018-09-30
Spain | ESP | 2018-09-27 05:00 | 2018-09-27 07:00 | 74.9 | 2018 | 9.52 | 2018-09-30
Spain | ESP | 2018-09-27 06:00 | 2018-09-27 08:00 | 78 | 2018 | 9.52 | 2018-09-30
Spain | ESP | 2018-09-27 07:00 | 2018-09-27 09:00 | 75.21 | 2018 | 9.52 | 2018-09-30
Spain | ESP | 2018-09-27 08:00 | 2018-09-27 10:00 | 74.89 | 2018 | 9.52 | 2018-09-30
Spain | ESP | 2018-09-27 09:00 | 2018-09-27 11:00 | 74.5 | 2018 | 9.52 | 2018-09-30
Spain | ESP | 2018-09-27 10:00 | 2018-09-27 12:00 | 75 | 2018 | 9.52 | 2018-09-30
Spain | ESP | 2018-09-27 11:00 | 2018-09-27 13:00 | 75.1 | 2018 | 9.52 | 2018-09-30
Spain | ESP | 2018-09-27 12:00 | 2018-09-27 14:00 | 75 | 2018 | 9.52 | 2018-09-30
Spain | ESP | 2018-09-27 13:00 | 2018-09-27 15:00 | 75 | 2018 | 9.52 | 2018-09-30
Spain | ESP | 2018-09-27 14:00 | 2018-09-27 16:00 | 75.1 | 2018 | 9.52 | 2018-09-30
Spain | ESP | 2018-09-27 15:00 | 2018-09-27 17:00 | 75.01 | 2018 | 9.52 | 2018-09-30
Spain | ESP | 2018-09-27 16:00 | 2018-09-27 18:00 | 75 | 2018 | 9.52 | 2018-09-30
Spain | ESP | 2018-09-27 17:00 | 2018-09-27 19:00 | 78.26 | 2018 | 9.52 | 2018-09-30
Spain | ESP | 2018-09-27 18:00 | 2018-09-27 20:00 | 79.73 | 2018 | 9.52 | 2018-09-30
Spain | ESP | 2018-09-27 19:00 | 2018-09-27 21:00 | 78 | 2018 | 9.52 | 2018-09-30
Spain | ESP | 2018-09-27 20:00 | 2018-09-27 22:00 | 75.21 | 2018 | 9.52 | 2018-09-30
Spain | ESP | 2018-09-27 21:00 | 2018-09-27 23:00 | 74.9 | 2018 | 9.52 | 2018-09-30
Spain | ESP | 2018-09-27 22:00 | 2018-09-28 | 76.3 | 2018 | 9.52 | 2018-09-30
Spain | ESP | 2018-09-27 23:00 | 2018-09-28 01:00 | 75 | 2018 | 9.52 | 2018-09-30
Spain | ESP | 2018-09-28 | 2018-09-28 02:00 | 74.25 | 2018 | 9.52 | 2018-09-30
Spain | ESP | 2018-09-28 01:00 | 2018-09-28 03:00 | 74 | 2018 | 9.52 | 2018-09-30
Spain | ESP | 2018-09-28 02:00 | 2018-09-28 04:00 | 73.64 | 2018 | 9.52 | 2018-09-30
Spain | ESP | 2018-09-28 03:00 | 2018-09-28 05:00 | 74.07 | 2018 | 9.52 | 2018-09-30
Spain | ESP | 2018-09-28 04:00 | 2018-09-28 06:00 | 75.67 | 2018 | 9.52 | 2018-09-30
Spain | ESP | 2018-09-28 05:00 | 2018-09-28 07:00 | 78 | 2018 | 9.52 | 2018-09-30
Spain | ESP | 2018-09-28 06:00 | 2018-09-28 08:00 | 80 | 2018 | 9.52 | 2018-09-30
Spain | ESP | 2018-09-28 07:00 | 2018-09-28 09:00 | 79.91 | 2018 | 9.52 | 2018-09-30
Spain | ESP | 2018-09-28 08:00 | 2018-09-28 10:00 | 79 | 2018 | 9.52 | 2018-09-30
Spain | ESP | 2018-09-28 09:00 | 2018-09-28 11:00 | 76.47 | 2018 | 9.52 | 2018-09-30
Spain | ESP | 2018-09-28 10:00 | 2018-09-28 12:00 | 77.42 | 2018 | 9.52 | 2018-09-30
Spain | ESP | 2018-09-28 11:00 | 2018-09-28 13:00 | 77.37 | 2018 | 9.52 | 2018-09-30
Spain | ESP | 2018-09-28 12:00 | 2018-09-28 14:00 | 76.45 | 2018 | 9.52 | 2018-09-30
Spain | ESP | 2018-09-28 13:00 | 2018-09-28 15:00 | 76.39 | 2018 | 9.52 | 2018-09-30
Spain | ESP | 2018-09-28 14:00 | 2018-09-28 16:00 | 75.71 | 2018 | 9.52 | 2018-09-30
Spain | ESP | 2018-09-28 15:00 | 2018-09-28 17:00 | 75 | 2018 | 9.52 | 2018-09-30
Spain | ESP | 2018-09-28 16:00 | 2018-09-28 18:00 | 74.75 | 2018 | 9.52 | 2018-09-30
Spain | ESP | 2018-09-28 17:00 | 2018-09-28 19:00 | 74.69 | 2018 | 9.52 | 2018-09-30
Spain | ESP | 2018-09-28 18:00 | 2018-09-28 20:00 | 76.3 | 2018 | 9.52 | 2018-09-30
Spain | ESP | 2018-09-28 19:00 | 2018-09-28 21:00 | 75.89 | 2018 | 9.52 | 2018-09-30
Spain | ESP | 2018-09-28 20:00 | 2018-09-28 22:00 | 74.14 | 2018 | 9.52 | 2018-09-30
Spain | ESP | 2018-09-28 21:00 | 2018-09-28 23:00 | 71.75 | 2018 | 9.52 | 2018-09-30
Spain | ESP | 2018-09-28 22:00 | 2018-09-29 | 71.3 | 2018 | 9.52 | 2018-09-30
Spain | ESP | 2018-09-28 23:00 | 2018-09-29 01:00 | 65.1 | 2018 | 9.52 | 2018-09-30
Spain | ESP | 2018-09-29 | 2018-09-29 02:00 | 63.91 | 2018 | 9.52 | 2018-09-30
Spain | ESP | 2018-09-29 01:00 | 2018-09-29 03:00 | 63.53 | 2018 | 9.52 | 2018-09-30
Spain | ESP | 2018-09-29 02:00 | 2018-09-29 04:00 | 61.62 | 2018 | 9.52 | 2018-09-30
Spain | ESP | 2018-09-29 03:00 | 2018-09-29 05:00 | 61.03 | 2018 | 9.52 | 2018-09-30
Spain | ESP | 2018-09-29 04:00 | 2018-09-29 06:00 | 63.91 | 2018 | 9.52 | 2018-09-30
Spain | ESP | 2018-09-29 05:00 | 2018-09-29 07:00 | 68.2 | 2018 | 9.52 | 2018-09-30
Spain | ESP | 2018-09-29 06:00 | 2018-09-29 08:00 | 64.8 | 2018 | 9.52 | 2018-09-30
Spain | ESP | 2018-09-29 07:00 | 2018-09-29 09:00 | 72.69 | 2018 | 9.52 | 2018-09-30
Spain | ESP | 2018-09-29 08:00 | 2018-09-29 10:00 | 73.17 | 2018 | 9.52 | 2018-09-30
Spain | ESP | 2018-09-29 09:00 | 2018-09-29 11:00 | 72.69 | 2018 | 9.52 | 2018-09-30
Spain | ESP | 2018-09-29 10:00 | 2018-09-29 12:00 | 73.67 | 2018 | 9.52 | 2018-09-30
Spain | ESP | 2018-09-29 11:00 | 2018-09-29 13:00 | 74.14 | 2018 | 9.52 | 2018-09-30
Spain | ESP | 2018-09-29 12:00 | 2018-09-29 14:00 | 73.69 | 2018 | 9.52 | 2018-09-30
Spain | ESP | 2018-09-29 13:00 | 2018-09-29 15:00 | 72.16 | 2018 | 9.52 | 2018-09-30
Spain | ESP | 2018-09-29 14:00 | 2018-09-29 16:00 | 69.7 | 2018 | 9.52 | 2018-09-30
Spain | ESP | 2018-09-29 15:00 | 2018-09-29 17:00 | 68.62 | 2018 | 9.52 | 2018-09-30
Spain | ESP | 2018-09-29 16:00 | 2018-09-29 18:00 | 70.01 | 2018 | 9.52 | 2018-09-30
Spain | ESP | 2018-09-29 17:00 | 2018-09-29 19:00 | 75.46 | 2018 | 9.52 | 2018-09-30
Spain | ESP | 2018-09-29 18:00 | 2018-09-29 20:00 | 77.49 | 2018 | 9.52 | 2018-09-30
Spain | ESP | 2018-09-29 19:00 | 2018-09-29 21:00 | 76.3 | 2018 | 9.52 | 2018-09-30
Spain | ESP | 2018-09-29 20:00 | 2018-09-29 22:00 | 74.33 | 2018 | 9.52 | 2018-09-30
Spain | ESP | 2018-09-29 21:00 | 2018-09-29 23:00 | 74.21 | 2018 | 9.52 | 2018-09-30
Spain | ESP | 2018-09-29 22:00 | 2018-09-30 | 73.03 | 2018 | 9.52 | 2018-09-30
Spain | ESP | 2018-09-29 23:00 | 2018-09-30 01:00 | 73.37 | 2018 | 9.52 | 2018-09-30
Spain | ESP | 2018-09-30 | 2018-09-30 02:00 | 69.65 | 2018 | 9.52 | 2018-09-30
Spain | ESP | 2018-09-30 01:00 | 2018-09-30 03:00 | 67.01 | 2018 | 9.52 | 2018-09-30
Spain | ESP | 2018-09-30 02:00 | 2018-09-30 04:00 | 65.1 | 2018 | 9.52 | 2018-09-30
Spain | ESP | 2018-09-30 03:00 | 2018-09-30 05:00 | 64.4 | 2018 | 9.52 | 2018-09-30
Spain | ESP | 2018-09-30 04:00 | 2018-09-30 06:00 | 66.19 | 2018 | 9.52 | 2018-09-30
Spain | ESP | 2018-09-30 05:00 | 2018-09-30 07:00 | 69.68 | 2018 | 9.52 | 2018-09-30
Spain | ESP | 2018-09-30 06:00 | 2018-09-30 08:00 | 69.5 | 2018 | 9.52 | 2018-09-30
Spain | ESP | 2018-09-30 07:00 | 2018-09-30 09:00 | 73.69 | 2018 | 9.52 | 2018-09-30
Spain | ESP | 2018-09-30 08:00 | 2018-09-30 10:00 | 73.03 | 2018 | 9.52 | 2018-09-30
Spain | ESP | 2018-09-30 09:00 | 2018-09-30 11:00 | 70.67 | 2018 | 9.52 | 2018-09-30
Spain | ESP | 2018-09-30 10:00 | 2018-09-30 12:00 | 72.14 | 2018 | 9.52 | 2018-09-30
Spain | ESP | 2018-09-30 11:00 | 2018-09-30 13:00 | 73.03 | 2018 | 9.52 | 2018-09-30
Spain | ESP | 2018-09-30 12:00 | 2018-09-30 14:00 | 72.31 | 2018 | 9.52 | 2018-09-30
Spain | ESP | 2018-09-30 13:00 | 2018-09-30 15:00 | 67 | 2018 | 9.52 | 2018-09-30
Spain | ESP | 2018-09-30 14:00 | 2018-09-30 16:00 | 61.87 | 2018 | 9.52 | 2018-09-30
Spain | ESP | 2018-09-30 15:00 | 2018-09-30 17:00 | 61.03 | 2018 | 9.52 | 2018-09-30
Spain | ESP | 2018-09-30 16:00 | 2018-09-30 18:00 | 64.62 | 2018 | 9.52 | 2018-09-30
Spain | ESP | 2018-09-30 17:00 | 2018-09-30 19:00 | 74.21 | 2018 | 9.52 | 2018-09-30
Spain | ESP | 2018-09-30 18:00 | 2018-09-30 20:00 | 74.39 | 2018 | 9.52 | 2018-09-30
Spain | ESP | 2018-09-30 19:00 | 2018-09-30 21:00 | 74.27 | 2018 | 9.52 | 2018-09-30
Spain | ESP | 2018-09-30 20:00 | 2018-09-30 22:00 | 69.5 | 2018 | 9.52 | 2018-09-30
Spain | ESP | 2018-09-30 21:00 | 2018-09-30 23:00 | 61.19 | 2018 | 9.52 | 2018-09-30
Spain | ESP | 2018-09-30 22:00 | 2018-10-01 | 59.53 | 2018 | 9.52 | 2018-09-30
Spain | ESP | 2018-09-30 23:00 | 2018-10-01 01:00 | 56.1 | 2018 | 9.52 | 2018-09-30
Spain | ESP | 2018-10-01 | 2018-10-01 02:00 | 51.41 | 2018 | 8.79 | 2018-10-31
Spain | ESP | 2018-10-01 01:00 | 2018-10-01 03:00 | 47.38 | 2018 | 8.79 | 2018-10-31
Spain | ESP | 2018-10-01 02:00 | 2018-10-01 04:00 | 47.59 | 2018 | 8.79 | 2018-10-31
Spain | ESP | 2018-10-01 03:00 | 2018-10-01 05:00 | 51.61 | 2018 | 8.79 | 2018-10-31
Spain | ESP | 2018-10-01 04:00 | 2018-10-01 06:00 | 69.13 | 2018 | 8.79 | 2018-10-31
Spain | ESP | 2018-10-01 05:00 | 2018-10-01 07:00 | 74.9 | 2018 | 8.79 | 2018-10-31
Spain | ESP | 2018-10-01 06:00 | 2018-10-01 08:00 | 75.67 | 2018 | 8.79 | 2018-10-31
Spain | ESP | 2018-10-01 07:00 | 2018-10-01 09:00 | 76.24 | 2018 | 8.79 | 2018-10-31
Spain | ESP | 2018-10-01 08:00 | 2018-10-01 10:00 | 73.7 | 2018 | 8.79 | 2018-10-31
Spain | ESP | 2018-10-01 09:00 | 2018-10-01 11:00 | 72.45 | 2018 | 8.79 | 2018-10-31
Spain | ESP | 2018-10-01 10:00 | 2018-10-01 12:00 | 69.95 | 2018 | 8.79 | 2018-10-31
Spain | ESP | 2018-10-01 11:00 | 2018-10-01 13:00 | 66.23 | 2018 | 8.79 | 2018-10-31
Spain | ESP | 2018-10-01 12:00 | 2018-10-01 14:00 | 61.17 | 2018 | 8.79 | 2018-10-31
Spain | ESP | 2018-10-01 13:00 | 2018-10-01 15:00 | 59.45 | 2018 | 8.79 | 2018-10-31
Spain | ESP | 2018-10-01 14:00 | 2018-10-01 16:00 | 58.18 | 2018 | 8.79 | 2018-10-31
Spain | ESP | 2018-10-01 15:00 | 2018-10-01 17:00 | 60.42 | 2018 | 8.79 | 2018-10-31
Spain | ESP | 2018-10-01 16:00 | 2018-10-01 18:00 | 69.93 | 2018 | 8.79 | 2018-10-31
Spain | ESP | 2018-10-01 17:00 | 2018-10-01 19:00 | 75 | 2018 | 8.79 | 2018-10-31
Spain | ESP | 2018-10-01 18:00 | 2018-10-01 20:00 | 75.67 | 2018 | 8.79 | 2018-10-31
Spain | ESP | 2018-10-01 19:00 | 2018-10-01 21:00 | 70.08 | 2018 | 8.79 | 2018-10-31
Spain | ESP | 2018-10-01 20:00 | 2018-10-01 22:00 | 64.91 | 2018 | 8.79 | 2018-10-31
Spain | ESP | 2018-10-01 21:00 | 2018-10-01 23:00 | 59.49 | 2018 | 8.79 | 2018-10-31
Spain | ESP | 2018-10-01 22:00 | 2018-10-02 | 59.14 | 2018 | 8.79 | 2018-10-31
Spain | ESP | 2018-10-01 23:00 | 2018-10-02 01:00 | 56.97 | 2018 | 8.79 | 2018-10-31
Spain | ESP | 2018-10-02 | 2018-10-02 02:00 | 51.41 | 2018 | 8.79 | 2018-10-31
Spain | ESP | 2018-10-02 01:00 | 2018-10-02 03:00 | 48.55 | 2018 | 8.79 | 2018-10-31
Spain | ESP | 2018-10-02 02:00 | 2018-10-02 04:00 | 48.29 | 2018 | 8.79 | 2018-10-31
Spain | ESP | 2018-10-02 03:00 | 2018-10-02 05:00 | 50.64 | 2018 | 8.79 | 2018-10-31
Spain | ESP | 2018-10-02 04:00 | 2018-10-02 06:00 | 58.18 | 2018 | 8.79 | 2018-10-31
Spain | ESP | 2018-10-02 05:00 | 2018-10-02 07:00 | 73.43 | 2018 | 8.79 | 2018-10-31
Spain | ESP | 2018-10-02 06:00 | 2018-10-02 08:00 | 74.26 | 2018 | 8.79 | 2018-10-31
Spain | ESP | 2018-10-02 07:00 | 2018-10-02 09:00 | 75.49 | 2018 | 8.79 | 2018-10-31
Spain | ESP | 2018-10-02 08:00 | 2018-10-02 10:00 | 73.7 | 2018 | 8.79 | 2018-10-31
Spain | ESP | 2018-10-02 09:00 | 2018-10-02 11:00 | 70.47 | 2018 | 8.79 | 2018-10-31
Spain | ESP | 2018-10-02 10:00 | 2018-10-02 12:00 | 71.5 | 2018 | 8.79 | 2018-10-31
Spain | ESP | 2018-10-02 11:00 | 2018-10-02 13:00 | 69.93 | 2018 | 8.79 | 2018-10-31
Spain | ESP | 2018-10-02 12:00 | 2018-10-02 14:00 | 65.99 | 2018 | 8.79 | 2018-10-31
Spain | ESP | 2018-10-02 13:00 | 2018-10-02 15:00 | 65.1 | 2018 | 8.79 | 2018-10-31
Spain | ESP | 2018-10-02 14:00 | 2018-10-02 16:00 | 65.01 | 2018 | 8.79 | 2018-10-31
Spain | ESP | 2018-10-02 15:00 | 2018-10-02 17:00 | 67.13 | 2018 | 8.79 | 2018-10-31
Spain | ESP | 2018-10-02 16:00 | 2018-10-02 18:00 | 73.94 | 2018 | 8.79 | 2018-10-31
Spain | ESP | 2018-10-02 17:00 | 2018-10-02 19:00 | 78.76 | 2018 | 8.79 | 2018-10-31
Spain | ESP | 2018-10-02 18:00 | 2018-10-02 20:00 | 80 | 2018 | 8.79 | 2018-10-31
Spain | ESP | 2018-10-02 19:00 | 2018-10-02 21:00 | 75.21 | 2018 | 8.79 | 2018-10-31
Spain | ESP | 2018-10-02 20:00 | 2018-10-02 22:00 | 69.95 | 2018 | 8.79 | 2018-10-31
Spain | ESP | 2018-10-02 21:00 | 2018-10-02 23:00 | 65.1 | 2018 | 8.79 | 2018-10-31
Spain | ESP | 2018-10-02 22:00 | 2018-10-03 | 61.87 | 2018 | 8.79 | 2018-10-31
Spain | ESP | 2018-10-02 23:00 | 2018-10-03 01:00 | 58.79 | 2018 | 8.79 | 2018-10-31
Spain | ESP | 2018-10-03 | 2018-10-03 02:00 | 57.55 | 2018 | 8.79 | 2018-10-31
Spain | ESP | 2018-10-03 01:00 | 2018-10-03 03:00 | 57 | 2018 | 8.79 | 2018-10-31
Spain | ESP | 2018-10-03 02:00 | 2018-10-03 04:00 | 57 | 2018 | 8.79 | 2018-10-31
Spain | ESP | 2018-10-03 03:00 | 2018-10-03 05:00 | 57 | 2018 | 8.79 | 2018-10-31
Spain | ESP | 2018-10-03 04:00 | 2018-10-03 06:00 | 61.03 | 2018 | 8.79 | 2018-10-31
Spain | ESP | 2018-10-03 05:00 | 2018-10-03 07:00 | 77 | 2018 | 8.79 | 2018-10-31
Spain | ESP | 2018-10-03 06:00 | 2018-10-03 08:00 | 78.68 | 2018 | 8.79 | 2018-10-31
Spain | ESP | 2018-10-03 07:00 | 2018-10-03 09:00 | 79.73 | 2018 | 8.79 | 2018-10-31
Spain | ESP | 2018-10-03 08:00 | 2018-10-03 10:00 | 78 | 2018 | 8.79 | 2018-10-31
Spain | ESP | 2018-10-03 09:00 | 2018-10-03 11:00 | 76.89 | 2018 | 8.79 | 2018-10-31
Spain | ESP | 2018-10-03 10:00 | 2018-10-03 12:00 | 75.67 | 2018 | 8.79 | 2018-10-31
Spain | ESP | 2018-10-03 11:00 | 2018-10-03 13:00 | 75.85 | 2018 | 8.79 | 2018-10-31
Spain | ESP | 2018-10-03 12:00 | 2018-10-03 14:00 | 74.01 | 2018 | 8.79 | 2018-10-31
Spain | ESP | 2018-10-03 13:00 | 2018-10-03 15:00 | 73.78 | 2018 | 8.79 | 2018-10-31
Spain | ESP | 2018-10-03 14:00 | 2018-10-03 16:00 | 73.7 | 2018 | 8.79 | 2018-10-31
Spain | ESP | 2018-10-03 15:00 | 2018-10-03 17:00 | 74.14 | 2018 | 8.79 | 2018-10-31
Spain | ESP | 2018-10-03 16:00 | 2018-10-03 18:00 | 77.03 | 2018 | 8.79 | 2018-10-31
Spain | ESP | 2018-10-03 17:00 | 2018-10-03 19:00 | 80 | 2018 | 8.79 | 2018-10-31
Spain | ESP | 2018-10-03 18:00 | 2018-10-03 20:00 | 81.65 | 2018 | 8.79 | 2018-10-31
Spain | ESP | 2018-10-03 19:00 | 2018-10-03 21:00 | 78.27 | 2018 | 8.79 | 2018-10-31
Spain | ESP | 2018-10-03 20:00 | 2018-10-03 22:00 | 74.89 | 2018 | 8.79 | 2018-10-31
Spain | ESP | 2018-10-03 21:00 | 2018-10-03 23:00 | 71.1 | 2018 | 8.79 | 2018-10-31
Spain | ESP | 2018-10-03 22:00 | 2018-10-04 | 65.08 | 2018 | 8.79 | 2018-10-31
Spain | ESP | 2018-10-03 23:00 | 2018-10-04 01:00 | 62.21 | 2018 | 8.79 | 2018-10-31
Spain | ESP | 2018-10-04 | 2018-10-04 02:00 | 61.85 | 2018 | 8.79 | 2018-10-31
Spain | ESP | 2018-10-04 01:00 | 2018-10-04 03:00 | 61.67 | 2018 | 8.79 | 2018-10-31
Spain | ESP | 2018-10-04 02:00 | 2018-10-04 04:00 | 61.85 | 2018 | 8.79 | 2018-10-31
Spain | ESP | 2018-10-04 03:00 | 2018-10-04 05:00 | 61.89 | 2018 | 8.79 | 2018-10-31
Spain | ESP | 2018-10-04 04:00 | 2018-10-04 06:00 | 74.67 | 2018 | 8.79 | 2018-10-31
Spain | ESP | 2018-10-04 05:00 | 2018-10-04 07:00 | 80.37 | 2018 | 8.79 | 2018-10-31
Spain | ESP | 2018-10-04 06:00 | 2018-10-04 08:00 | 81.22 | 2018 | 8.79 | 2018-10-31
Spain | ESP | 2018-10-04 07:00 | 2018-10-04 09:00 | 82.3 | 2018 | 8.79 | 2018-10-31
Spain | ESP | 2018-10-04 08:00 | 2018-10-04 10:00 | 79.17 | 2018 | 8.79 | 2018-10-31
Spain | ESP | 2018-10-04 09:00 | 2018-10-04 11:00 | 76.89 | 2018 | 8.79 | 2018-10-31
Spain | ESP | 2018-10-04 10:00 | 2018-10-04 12:00 | 75.04 | 2018 | 8.79 | 2018-10-31
Spain | ESP | 2018-10-04 11:00 | 2018-10-04 13:00 | 75.21 | 2018 | 8.79 | 2018-10-31
Spain | ESP | 2018-10-04 12:00 | 2018-10-04 14:00 | 74.9 | 2018 | 8.79 | 2018-10-31
Spain | ESP | 2018-10-04 13:00 | 2018-10-04 15:00 | 74.89 | 2018 | 8.79 | 2018-10-31
Spain | ESP | 2018-10-04 14:00 | 2018-10-04 16:00 | 74.89 | 2018 | 8.79 | 2018-10-31
Spain | ESP | 2018-10-04 15:00 | 2018-10-04 17:00 | 77.24 | 2018 | 8.79 | 2018-10-31
Spain | ESP | 2018-10-04 16:00 | 2018-10-04 18:00 | 80 | 2018 | 8.79 | 2018-10-31
Spain | ESP | 2018-10-04 17:00 | 2018-10-04 19:00 | 80.48 | 2018 | 8.79 | 2018-10-31
Spain | ESP | 2018-10-04 18:00 | 2018-10-04 20:00 | 84.13 | 2018 | 8.79 | 2018-10-31
Spain | ESP | 2018-10-04 19:00 | 2018-10-04 21:00 | 79.81 | 2018 | 8.79 | 2018-10-31
Spain | ESP | 2018-10-04 20:00 | 2018-10-04 22:00 | 76.2 | 2018 | 8.79 | 2018-10-31
Spain | ESP | 2018-10-04 21:00 | 2018-10-04 23:00 | 71.18 | 2018 | 8.79 | 2018-10-31
Spain | ESP | 2018-10-04 22:00 | 2018-10-05 | 72.16 | 2018 | 8.79 | 2018-10-31
Spain | ESP | 2018-10-04 23:00 | 2018-10-05 01:00 | 69.8 | 2018 | 8.79 | 2018-10-31
Spain | ESP | 2018-10-05 | 2018-10-05 02:00 | 64.4 | 2018 | 8.79 | 2018-10-31
Spain | ESP | 2018-10-05 01:00 | 2018-10-05 03:00 | 63.25 | 2018 | 8.79 | 2018-10-31
Spain | ESP | 2018-10-05 02:00 | 2018-10-05 04:00 | 63.19 | 2018 | 8.79 | 2018-10-31
Spain | ESP | 2018-10-05 03:00 | 2018-10-05 05:00 | 61.74 | 2018 | 8.79 | 2018-10-31
Spain | ESP | 2018-10-05 04:00 | 2018-10-05 06:00 | 71.92 | 2018 | 8.79 | 2018-10-31
Spain | ESP | 2018-10-05 05:00 | 2018-10-05 07:00 | 79.08 | 2018 | 8.79 | 2018-10-31
Spain | ESP | 2018-10-05 06:00 | 2018-10-05 08:00 | 80 | 2018 | 8.79 | 2018-10-31
Spain | ESP | 2018-10-05 07:00 | 2018-10-05 09:00 | 79.47 | 2018 | 8.79 | 2018-10-31
Spain | ESP | 2018-10-05 08:00 | 2018-10-05 10:00 | 76.39 | 2018 | 8.79 | 2018-10-31
Spain | ESP | 2018-10-05 09:00 | 2018-10-05 11:00 | 75 | 2018 | 8.79 | 2018-10-31
Spain | ESP | 2018-10-05 10:00 | 2018-10-05 12:00 | 74.9 | 2018 | 8.79 | 2018-10-31
Spain | ESP | 2018-10-05 11:00 | 2018-10-05 13:00 | 74.9 | 2018 | 8.79 | 2018-10-31
Spain | ESP | 2018-10-05 12:00 | 2018-10-05 14:00 | 72.89 | 2018 | 8.79 | 2018-10-31
Spain | ESP | 2018-10-05 13:00 | 2018-10-05 15:00 | 69.95 | 2018 | 8.79 | 2018-10-31
Spain | ESP | 2018-10-05 14:00 | 2018-10-05 16:00 | 69.25 | 2018 | 8.79 | 2018-10-31
Spain | ESP | 2018-10-05 15:00 | 2018-10-05 17:00 | 75 | 2018 | 8.79 | 2018-10-31
Spain | ESP | 2018-10-05 16:00 | 2018-10-05 18:00 | 78.09 | 2018 | 8.79 | 2018-10-31
Spain | ESP | 2018-10-05 17:00 | 2018-10-05 19:00 | 79.91 | 2018 | 8.79 | 2018-10-31
Spain | ESP | 2018-10-05 18:00 | 2018-10-05 20:00 | 79.9 | 2018 | 8.79 | 2018-10-31
Spain | ESP | 2018-10-05 19:00 | 2018-10-05 21:00 | 76.89 | 2018 | 8.79 | 2018-10-31
Spain | ESP | 2018-10-05 20:00 | 2018-10-05 22:00 | 74.14 | 2018 | 8.79 | 2018-10-31
Spain | ESP | 2018-10-05 21:00 | 2018-10-05 23:00 | 68.67 | 2018 | 8.79 | 2018-10-31
Spain | ESP | 2018-10-05 22:00 | 2018-10-06 | 74.9 | 2018 | 8.79 | 2018-10-31
Spain | ESP | 2018-10-05 23:00 | 2018-10-06 01:00 | 74.62 | 2018 | 8.79 | 2018-10-31
Spain | ESP | 2018-10-06 | 2018-10-06 02:00 | 73.43 | 2018 | 8.79 | 2018-10-31
Spain | ESP | 2018-10-06 01:00 | 2018-10-06 03:00 | 71.01 | 2018 | 8.79 | 2018-10-31
Spain | ESP | 2018-10-06 02:00 | 2018-10-06 04:00 | 69.4 | 2018 | 8.79 | 2018-10-31
Spain | ESP | 2018-10-06 03:00 | 2018-10-06 05:00 | 65.67 | 2018 | 8.79 | 2018-10-31
Spain | ESP | 2018-10-06 04:00 | 2018-10-06 06:00 | 63.8 | 2018 | 8.79 | 2018-10-31
Spain | ESP | 2018-10-06 05:00 | 2018-10-06 07:00 | 66.08 | 2018 | 8.79 | 2018-10-31
Spain | ESP | 2018-10-06 06:00 | 2018-10-06 08:00 | 68 | 2018 | 8.79 | 2018-10-31
Spain | ESP | 2018-10-06 07:00 | 2018-10-06 09:00 | 74.14 | 2018 | 8.79 | 2018-10-31
Spain | ESP | 2018-10-06 08:00 | 2018-10-06 10:00 | 74.39 | 2018 | 8.79 | 2018-10-31
Spain | ESP | 2018-10-06 09:00 | 2018-10-06 11:00 | 73.58 | 2018 | 8.79 | 2018-10-31
Spain | ESP | 2018-10-06 10:00 | 2018-10-06 12:00 | 71.99 | 2018 | 8.79 | 2018-10-31
Spain | ESP | 2018-10-06 11:00 | 2018-10-06 13:00 | 69.68 | 2018 | 8.79 | 2018-10-31
Spain | ESP | 2018-10-06 12:00 | 2018-10-06 14:00 | 61.89 | 2018 | 8.79 | 2018-10-31
Spain | ESP | 2018-10-06 13:00 | 2018-10-06 15:00 | 57.51 | 2018 | 8.79 | 2018-10-31
Spain | ESP | 2018-10-06 14:00 | 2018-10-06 16:00 | 54.94 | 2018 | 8.79 | 2018-10-31
Spain | ESP | 2018-10-06 15:00 | 2018-10-06 17:00 | 59.93 | 2018 | 8.79 | 2018-10-31
Spain | ESP | 2018-10-06 16:00 | 2018-10-06 18:00 | 70 | 2018 | 8.79 | 2018-10-31
Spain | ESP | 2018-10-06 17:00 | 2018-10-06 19:00 | 74.75 | 2018 | 8.79 | 2018-10-31
Spain | ESP | 2018-10-06 18:00 | 2018-10-06 20:00 | 75.78 | 2018 | 8.79 | 2018-10-31
Spain | ESP | 2018-10-06 19:00 | 2018-10-06 21:00 | 70 | 2018 | 8.79 | 2018-10-31
Spain | ESP | 2018-10-06 20:00 | 2018-10-06 22:00 | 61.95 | 2018 | 8.79 | 2018-10-31
Spain | ESP | 2018-10-06 21:00 | 2018-10-06 23:00 | 61.84 | 2018 | 8.79 | 2018-10-31
Spain | ESP | 2018-10-06 22:00 | 2018-10-07 | 57.87 | 2018 | 8.79 | 2018-10-31
Spain | ESP | 2018-10-06 23:00 | 2018-10-07 01:00 | 54.6 | 2018 | 8.79 | 2018-10-31
Spain | ESP | 2018-10-07 | 2018-10-07 02:00 | 53 | 2018 | 8.79 | 2018-10-31
Spain | ESP | 2018-10-07 01:00 | 2018-10-07 03:00 | 50.4 | 2018 | 8.79 | 2018-10-31
Spain | ESP | 2018-10-07 02:00 | 2018-10-07 04:00 | 46.5 | 2018 | 8.79 | 2018-10-31
Spain | ESP | 2018-10-07 03:00 | 2018-10-07 05:00 | 46 | 2018 | 8.79 | 2018-10-31
Spain | ESP | 2018-10-07 04:00 | 2018-10-07 06:00 | 49.97 | 2018 | 8.79 | 2018-10-31
Spain | ESP | 2018-10-07 05:00 | 2018-10-07 07:00 | 53.5 | 2018 | 8.79 | 2018-10-31
Spain | ESP | 2018-10-07 06:00 | 2018-10-07 08:00 | 54.2 | 2018 | 8.79 | 2018-10-31
Spain | ESP | 2018-10-07 07:00 | 2018-10-07 09:00 | 55.98 | 2018 | 8.79 | 2018-10-31
Spain | ESP | 2018-10-07 08:00 | 2018-10-07 10:00 | 55.09 | 2018 | 8.79 | 2018-10-31
Spain | ESP | 2018-10-07 09:00 | 2018-10-07 11:00 | 55.13 | 2018 | 8.79 | 2018-10-31
Spain | ESP | 2018-10-07 10:00 | 2018-10-07 12:00 | 54.06 | 2018 | 8.79 | 2018-10-31
Spain | ESP | 2018-10-07 11:00 | 2018-10-07 13:00 | 50.9 | 2018 | 8.79 | 2018-10-31
Spain | ESP | 2018-10-07 12:00 | 2018-10-07 14:00 | 49.91 | 2018 | 8.79 | 2018-10-31
Spain | ESP | 2018-10-07 13:00 | 2018-10-07 15:00 | 49.05 | 2018 | 8.79 | 2018-10-31
Spain | ESP | 2018-10-07 14:00 | 2018-10-07 16:00 | 50.21 | 2018 | 8.79 | 2018-10-31
Spain | ESP | 2018-10-07 15:00 | 2018-10-07 17:00 | 55.48 | 2018 | 8.79 | 2018-10-31
Spain | ESP | 2018-10-07 16:00 | 2018-10-07 18:00 | 63.01 | 2018 | 8.79 | 2018-10-31
Spain | ESP | 2018-10-07 17:00 | 2018-10-07 19:00 | 72.2 | 2018 | 8.79 | 2018-10-31
Spain | ESP | 2018-10-07 18:00 | 2018-10-07 20:00 | 77.07 | 2018 | 8.79 | 2018-10-31
Spain | ESP | 2018-10-07 19:00 | 2018-10-07 21:00 | 71.47 | 2018 | 8.79 | 2018-10-31
Spain | ESP | 2018-10-07 20:00 | 2018-10-07 22:00 | 69.11 | 2018 | 8.79 | 2018-10-31
Spain | ESP | 2018-10-07 21:00 | 2018-10-07 23:00 | 64.02 | 2018 | 8.79 | 2018-10-31
Spain | ESP | 2018-10-07 22:00 | 2018-10-08 | 55.88 | 2018 | 8.79 | 2018-10-31
Spain | ESP | 2018-10-07 23:00 | 2018-10-08 01:00 | 53.98 | 2018 | 8.79 | 2018-10-31
Spain | ESP | 2018-10-08 | 2018-10-08 02:00 | 51.5 | 2018 | 8.79 | 2018-10-31
Spain | ESP | 2018-10-08 01:00 | 2018-10-08 03:00 | 50.39 | 2018 | 8.79 | 2018-10-31
Spain | ESP | 2018-10-08 02:00 | 2018-10-08 04:00 | 50.39 | 2018 | 8.79 | 2018-10-31
Spain | ESP | 2018-10-08 03:00 | 2018-10-08 05:00 | 53.4 | 2018 | 8.79 | 2018-10-31
Spain | ESP | 2018-10-08 04:00 | 2018-10-08 06:00 | 62.94 | 2018 | 8.79 | 2018-10-31
Spain | ESP | 2018-10-08 05:00 | 2018-10-08 07:00 | 73.67 | 2018 | 8.79 | 2018-10-31
Spain | ESP | 2018-10-08 06:00 | 2018-10-08 08:00 | 74.67 | 2018 | 8.79 | 2018-10-31
Spain | ESP | 2018-10-08 07:00 | 2018-10-08 09:00 | 74.04 | 2018 | 8.79 | 2018-10-31
Spain | ESP | 2018-10-08 08:00 | 2018-10-08 10:00 | 73 | 2018 | 8.79 | 2018-10-31
Spain | ESP | 2018-10-08 09:00 | 2018-10-08 11:00 | 72.88 | 2018 | 8.79 | 2018-10-31
Spain | ESP | 2018-10-08 10:00 | 2018-10-08 12:00 | 71.69 | 2018 | 8.79 | 2018-10-31
Spain | ESP | 2018-10-08 11:00 | 2018-10-08 13:00 | 71.69 | 2018 | 8.79 | 2018-10-31
Spain | ESP | 2018-10-08 12:00 | 2018-10-08 14:00 | 70.73 | 2018 | 8.79 | 2018-10-31
Spain | ESP | 2018-10-08 13:00 | 2018-10-08 15:00 | 70.53 | 2018 | 8.79 | 2018-10-31
Spain | ESP | 2018-10-08 14:00 | 2018-10-08 16:00 | 71 | 2018 | 8.79 | 2018-10-31
Spain | ESP | 2018-10-08 15:00 | 2018-10-08 17:00 | 74.9 | 2018 | 8.79 | 2018-10-31
Spain | ESP | 2018-10-08 16:00 | 2018-10-08 18:00 | 75 | 2018 | 8.79 | 2018-10-31
Spain | ESP | 2018-10-08 17:00 | 2018-10-08 19:00 | 76.34 | 2018 | 8.79 | 2018-10-31
Spain | ESP | 2018-10-08 18:00 | 2018-10-08 20:00 | 79.23 | 2018 | 8.79 | 2018-10-31
Spain | ESP | 2018-10-08 19:00 | 2018-10-08 21:00 | 78.31 | 2018 | 8.79 | 2018-10-31
Spain | ESP | 2018-10-08 20:00 | 2018-10-08 22:00 | 74.27 | 2018 | 8.79 | 2018-10-31
Spain | ESP | 2018-10-08 21:00 | 2018-10-08 23:00 | 71.69 | 2018 | 8.79 | 2018-10-31
Spain | ESP | 2018-10-08 22:00 | 2018-10-09 | 68.51 | 2018 | 8.79 | 2018-10-31
Spain | ESP | 2018-10-08 23:00 | 2018-10-09 01:00 | 62.51 | 2018 | 8.79 | 2018-10-31
Spain | ESP | 2018-10-09 | 2018-10-09 02:00 | 61.23 | 2018 | 8.79 | 2018-10-31
Spain | ESP | 2018-10-09 01:00 | 2018-10-09 03:00 | 60.15 | 2018 | 8.79 | 2018-10-31
Spain | ESP | 2018-10-09 02:00 | 2018-10-09 04:00 | 59.76 | 2018 | 8.79 | 2018-10-31
Spain | ESP | 2018-10-09 03:00 | 2018-10-09 05:00 | 60.77 | 2018 | 8.79 | 2018-10-31
Spain | ESP | 2018-10-09 04:00 | 2018-10-09 06:00 | 74.27 | 2018 | 8.79 | 2018-10-31
Spain | ESP | 2018-10-09 05:00 | 2018-10-09 07:00 | 74.25 | 2018 | 8.79 | 2018-10-31
Spain | ESP | 2018-10-09 06:00 | 2018-10-09 08:00 | 74.29 | 2018 | 8.79 | 2018-10-31
Spain | ESP | 2018-10-09 07:00 | 2018-10-09 09:00 | 74.81 | 2018 | 8.79 | 2018-10-31
Spain | ESP | 2018-10-09 08:00 | 2018-10-09 10:00 | 74.81 | 2018 | 8.79 | 2018-10-31
Spain | ESP | 2018-10-09 09:00 | 2018-10-09 11:00 | 72.2 | 2018 | 8.79 | 2018-10-31
Spain | ESP | 2018-10-09 10:00 | 2018-10-09 12:00 | 72.05 | 2018 | 8.79 | 2018-10-31
Spain | ESP | 2018-10-09 11:00 | 2018-10-09 13:00 | 71 | 2018 | 8.79 | 2018-10-31
Spain | ESP | 2018-10-09 12:00 | 2018-10-09 14:00 | 66.72 | 2018 | 8.79 | 2018-10-31
Spain | ESP | 2018-10-09 13:00 | 2018-10-09 15:00 | 67.25 | 2018 | 8.79 | 2018-10-31
Spain | ESP | 2018-10-09 14:00 | 2018-10-09 16:00 | 70.79 | 2018 | 8.79 | 2018-10-31
Spain | ESP | 2018-10-09 15:00 | 2018-10-09 17:00 | 74.27 | 2018 | 8.79 | 2018-10-31
Spain | ESP | 2018-10-09 16:00 | 2018-10-09 18:00 | 72.78 | 2018 | 8.79 | 2018-10-31
Spain | ESP | 2018-10-09 17:00 | 2018-10-09 19:00 | 74.27 | 2018 | 8.79 | 2018-10-31
Spain | ESP | 2018-10-09 18:00 | 2018-10-09 20:00 | 77.62 | 2018 | 8.79 | 2018-10-31
Spain | ESP | 2018-10-09 19:00 | 2018-10-09 21:00 | 77.24 | 2018 | 8.79 | 2018-10-31
Spain | ESP | 2018-10-09 20:00 | 2018-10-09 22:00 | 70.02 | 2018 | 8.79 | 2018-10-31
Spain | ESP | 2018-10-09 21:00 | 2018-10-09 23:00 | 63.15 | 2018 | 8.79 | 2018-10-31
Spain | ESP | 2018-10-09 22:00 | 2018-10-10 | 62.47 | 2018 | 8.79 | 2018-10-31
Spain | ESP | 2018-10-09 23:00 | 2018-10-10 01:00 | 59.64 | 2018 | 8.79 | 2018-10-31
Spain | ESP | 2018-10-10 | 2018-10-10 02:00 | 58.11 | 2018 | 8.79 | 2018-10-31
Spain | ESP | 2018-10-10 01:00 | 2018-10-10 03:00 | 57.63 | 2018 | 8.79 | 2018-10-31
Spain | ESP | 2018-10-10 02:00 | 2018-10-10 04:00 | 57.6 | 2018 | 8.79 | 2018-10-31
Spain | ESP | 2018-10-10 03:00 | 2018-10-10 05:00 | 56.93 | 2018 | 8.79 | 2018-10-31
Spain | ESP | 2018-10-10 04:00 | 2018-10-10 06:00 | 72.16 | 2018 | 8.79 | 2018-10-31
Spain | ESP | 2018-10-10 05:00 | 2018-10-10 07:00 | 75.36 | 2018 | 8.79 | 2018-10-31
Spain | ESP | 2018-10-10 06:00 | 2018-10-10 08:00 | 76.82 | 2018 | 8.79 | 2018-10-31
Spain | ESP | 2018-10-10 07:00 | 2018-10-10 09:00 | 77.2 | 2018 | 8.79 | 2018-10-31
Spain | ESP | 2018-10-10 08:00 | 2018-10-10 10:00 | 77.54 | 2018 | 8.79 | 2018-10-31
Spain | ESP | 2018-10-10 09:00 | 2018-10-10 11:00 | 74.49 | 2018 | 8.79 | 2018-10-31
Spain | ESP | 2018-10-10 10:00 | 2018-10-10 12:00 | 73 | 2018 | 8.79 | 2018-10-31
Spain | ESP | 2018-10-10 11:00 | 2018-10-10 13:00 | 69.39 | 2018 | 8.79 | 2018-10-31
Spain | ESP | 2018-10-10 12:00 | 2018-10-10 14:00 | 65.27 | 2018 | 8.79 | 2018-10-31
Spain | ESP | 2018-10-10 13:00 | 2018-10-10 15:00 | 61.45 | 2018 | 8.79 | 2018-10-31
Spain | ESP | 2018-10-10 14:00 | 2018-10-10 16:00 | 61.19 | 2018 | 8.79 | 2018-10-31
Spain | ESP | 2018-10-10 15:00 | 2018-10-10 17:00 | 69.3 | 2018 | 8.79 | 2018-10-31
Spain | ESP | 2018-10-10 16:00 | 2018-10-10 18:00 | 70.46 | 2018 | 8.79 | 2018-10-31
Spain | ESP | 2018-10-10 17:00 | 2018-10-10 19:00 | 73.01 | 2018 | 8.79 | 2018-10-31
Spain | ESP | 2018-10-10 18:00 | 2018-10-10 20:00 | 73.82 | 2018 | 8.79 | 2018-10-31
Spain | ESP | 2018-10-10 19:00 | 2018-10-10 21:00 | 71.07 | 2018 | 8.79 | 2018-10-31
Spain | ESP | 2018-10-10 20:00 | 2018-10-10 22:00 | 62.4 | 2018 | 8.79 | 2018-10-31
Spain | ESP | 2018-10-10 21:00 | 2018-10-10 23:00 | 59.63 | 2018 | 8.79 | 2018-10-31
Spain | ESP | 2018-10-10 22:00 | 2018-10-11 | 56.93 | 2018 | 8.79 | 2018-10-31
Spain | ESP | 2018-10-10 23:00 | 2018-10-11 01:00 | 53.53 | 2018 | 8.79 | 2018-10-31
Spain | ESP | 2018-10-11 | 2018-10-11 02:00 | 50.03 | 2018 | 8.79 | 2018-10-31
Spain | ESP | 2018-10-11 01:00 | 2018-10-11 03:00 | 49.67 | 2018 | 8.79 | 2018-10-31
Spain | ESP | 2018-10-11 02:00 | 2018-10-11 04:00 | 49.57 | 2018 | 8.79 | 2018-10-31
Spain | ESP | 2018-10-11 03:00 | 2018-10-11 05:00 | 49.87 | 2018 | 8.79 | 2018-10-31
Spain | ESP | 2018-10-11 04:00 | 2018-10-11 06:00 | 56.12 | 2018 | 8.79 | 2018-10-31
Spain | ESP | 2018-10-11 05:00 | 2018-10-11 07:00 | 70.05 | 2018 | 8.79 | 2018-10-31
Spain | ESP | 2018-10-11 06:00 | 2018-10-11 08:00 | 72.85 | 2018 | 8.79 | 2018-10-31
Spain | ESP | 2018-10-11 07:00 | 2018-10-11 09:00 | 73.36 | 2018 | 8.79 | 2018-10-31
Spain | ESP | 2018-10-11 08:00 | 2018-10-11 10:00 | 73.17 | 2018 | 8.79 | 2018-10-31
Spain | ESP | 2018-10-11 09:00 | 2018-10-11 11:00 | 70.78 | 2018 | 8.79 | 2018-10-31
Spain | ESP | 2018-10-11 10:00 | 2018-10-11 12:00 | 70.15 | 2018 | 8.79 | 2018-10-31
Spain | ESP | 2018-10-11 11:00 | 2018-10-11 13:00 | 66.83 | 2018 | 8.79 | 2018-10-31
Spain | ESP | 2018-10-11 12:00 | 2018-10-11 14:00 | 62 | 2018 | 8.79 | 2018-10-31
Spain | ESP | 2018-10-11 13:00 | 2018-10-11 15:00 | 61.46 | 2018 | 8.79 | 2018-10-31
Spain | ESP | 2018-10-11 14:00 | 2018-10-11 16:00 | 65.06 | 2018 | 8.79 | 2018-10-31
Spain | ESP | 2018-10-11 15:00 | 2018-10-11 17:00 | 72.85 | 2018 | 8.79 | 2018-10-31
Spain | ESP | 2018-10-11 16:00 | 2018-10-11 18:00 | 73.65 | 2018 | 8.79 | 2018-10-31
Spain | ESP | 2018-10-11 17:00 | 2018-10-11 19:00 | 75 | 2018 | 8.79 | 2018-10-31
Spain | ESP | 2018-10-11 18:00 | 2018-10-11 20:00 | 76.44 | 2018 | 8.79 | 2018-10-31
Spain | ESP | 2018-10-11 19:00 | 2018-10-11 21:00 | 72.82 | 2018 | 8.79 | 2018-10-31
Spain | ESP | 2018-10-11 20:00 | 2018-10-11 22:00 | 69.68 | 2018 | 8.79 | 2018-10-31
Spain | ESP | 2018-10-11 21:00 | 2018-10-11 23:00 | 65.03 | 2018 | 8.79 | 2018-10-31
Spain | ESP | 2018-10-11 22:00 | 2018-10-12 | 57.22 | 2018 | 8.79 | 2018-10-31
Spain | ESP | 2018-10-11 23:00 | 2018-10-12 01:00 | 54.99 | 2018 | 8.79 | 2018-10-31
Spain | ESP | 2018-10-12 | 2018-10-12 02:00 | 52.25 | 2018 | 8.79 | 2018-10-31
Spain | ESP | 2018-10-12 01:00 | 2018-10-12 03:00 | 50.43 | 2018 | 8.79 | 2018-10-31
Spain | ESP | 2018-10-12 02:00 | 2018-10-12 04:00 | 50.3 | 2018 | 8.79 | 2018-10-31
Spain | ESP | 2018-10-12 03:00 | 2018-10-12 05:00 | 50.3 | 2018 | 8.79 | 2018-10-31
Spain | ESP | 2018-10-12 04:00 | 2018-10-12 06:00 | 56.63 | 2018 | 8.79 | 2018-10-31
Spain | ESP | 2018-10-12 05:00 | 2018-10-12 07:00 | 65.2 | 2018 | 8.79 | 2018-10-31
Spain | ESP | 2018-10-12 06:00 | 2018-10-12 08:00 | 68.01 | 2018 | 8.79 | 2018-10-31
Spain | ESP | 2018-10-12 07:00 | 2018-10-12 09:00 | 69.76 | 2018 | 8.79 | 2018-10-31
Spain | ESP | 2018-10-12 08:00 | 2018-10-12 10:00 | 69.64 | 2018 | 8.79 | 2018-10-31
Spain | ESP | 2018-10-12 09:00 | 2018-10-12 11:00 | 66.14 | 2018 | 8.79 | 2018-10-31
Spain | ESP | 2018-10-12 10:00 | 2018-10-12 12:00 | 63.73 | 2018 | 8.79 | 2018-10-31
Spain | ESP | 2018-10-12 11:00 | 2018-10-12 13:00 | 56.9 | 2018 | 8.79 | 2018-10-31
Spain | ESP | 2018-10-12 12:00 | 2018-10-12 14:00 | 56.64 | 2018 | 8.79 | 2018-10-31
Spain | ESP | 2018-10-12 13:00 | 2018-10-12 15:00 | 55 | 2018 | 8.79 | 2018-10-31
Spain | ESP | 2018-10-12 14:00 | 2018-10-12 16:00 | 56.96 | 2018 | 8.79 | 2018-10-31
Spain | ESP | 2018-10-12 15:00 | 2018-10-12 17:00 | 67.32 | 2018 | 8.79 | 2018-10-31
Spain | ESP | 2018-10-12 16:00 | 2018-10-12 18:00 | 68.68 | 2018 | 8.79 | 2018-10-31
Spain | ESP | 2018-10-12 17:00 | 2018-10-12 19:00 | 70.46 | 2018 | 8.79 | 2018-10-31
Spain | ESP | 2018-10-12 18:00 | 2018-10-12 20:00 | 72.82 | 2018 | 8.79 | 2018-10-31
Spain | ESP | 2018-10-12 19:00 | 2018-10-12 21:00 | 70.15 | 2018 | 8.79 | 2018-10-31
Spain | ESP | 2018-10-12 20:00 | 2018-10-12 22:00 | 67.85 | 2018 | 8.79 | 2018-10-31
Spain | ESP | 2018-10-12 21:00 | 2018-10-12 23:00 | 62.41 | 2018 | 8.79 | 2018-10-31
Spain | ESP | 2018-10-12 22:00 | 2018-10-13 | 64.45 | 2018 | 8.79 | 2018-10-31
Spain | ESP | 2018-10-12 23:00 | 2018-10-13 01:00 | 57.11 | 2018 | 8.79 | 2018-10-31
Spain | ESP | 2018-10-13 | 2018-10-13 02:00 | 54.87 | 2018 | 8.79 | 2018-10-31
Spain | ESP | 2018-10-13 01:00 | 2018-10-13 03:00 | 54.57 | 2018 | 8.79 | 2018-10-31
Spain | ESP | 2018-10-13 02:00 | 2018-10-13 04:00 | 54.42 | 2018 | 8.79 | 2018-10-31
Spain | ESP | 2018-10-13 03:00 | 2018-10-13 05:00 | 54.17 | 2018 | 8.79 | 2018-10-31
Spain | ESP | 2018-10-13 04:00 | 2018-10-13 06:00 | 54.47 | 2018 | 8.79 | 2018-10-31
Spain | ESP | 2018-10-13 05:00 | 2018-10-13 07:00 | 58.71 | 2018 | 8.79 | 2018-10-31
Spain | ESP | 2018-10-13 06:00 | 2018-10-13 08:00 | 62.9 | 2018 | 8.79 | 2018-10-31
Spain | ESP | 2018-10-13 07:00 | 2018-10-13 09:00 | 65.92 | 2018 | 8.79 | 2018-10-31
Spain | ESP | 2018-10-13 08:00 | 2018-10-13 10:00 | 64.93 | 2018 | 8.79 | 2018-10-31
Spain | ESP | 2018-10-13 09:00 | 2018-10-13 11:00 | 60.46 | 2018 | 8.79 | 2018-10-31
Spain | ESP | 2018-10-13 10:00 | 2018-10-13 12:00 | 58.82 | 2018 | 8.79 | 2018-10-31
Spain | ESP | 2018-10-13 11:00 | 2018-10-13 13:00 | 58.35 | 2018 | 8.79 | 2018-10-31
Spain | ESP | 2018-10-13 12:00 | 2018-10-13 14:00 | 57.19 | 2018 | 8.79 | 2018-10-31
Spain | ESP | 2018-10-13 13:00 | 2018-10-13 15:00 | 54.87 | 2018 | 8.79 | 2018-10-31
Spain | ESP | 2018-10-13 14:00 | 2018-10-13 16:00 | 54.87 | 2018 | 8.79 | 2018-10-31
Spain | ESP | 2018-10-13 15:00 | 2018-10-13 17:00 | 60.46 | 2018 | 8.79 | 2018-10-31
Spain | ESP | 2018-10-13 16:00 | 2018-10-13 18:00 | 64.93 | 2018 | 8.79 | 2018-10-31
Spain | ESP | 2018-10-13 17:00 | 2018-10-13 19:00 | 72.82 | 2018 | 8.79 | 2018-10-31
Spain | ESP | 2018-10-13 18:00 | 2018-10-13 20:00 | 75.4 | 2018 | 8.79 | 2018-10-31
Spain | ESP | 2018-10-13 19:00 | 2018-10-13 21:00 | 73.36 | 2018 | 8.79 | 2018-10-31
Spain | ESP | 2018-10-13 20:00 | 2018-10-13 22:00 | 70.15 | 2018 | 8.79 | 2018-10-31
Spain | ESP | 2018-10-13 21:00 | 2018-10-13 23:00 | 69.39 | 2018 | 8.79 | 2018-10-31
Spain | ESP | 2018-10-13 22:00 | 2018-10-14 | 54.47 | 2018 | 8.79 | 2018-10-31
Spain | ESP | 2018-10-13 23:00 | 2018-10-14 01:00 | 54.05 | 2018 | 8.79 | 2018-10-31
Spain | ESP | 2018-10-14 | 2018-10-14 02:00 | 50.03 | 2018 | 8.79 | 2018-10-31
Spain | ESP | 2018-10-14 01:00 | 2018-10-14 03:00 | 49.47 | 2018 | 8.79 | 2018-10-31
Spain | ESP | 2018-10-14 02:00 | 2018-10-14 04:00 | 46.44 | 2018 | 8.79 | 2018-10-31
Spain | ESP | 2018-10-14 03:00 | 2018-10-14 05:00 | 40 | 2018 | 8.79 | 2018-10-31
Spain | ESP | 2018-10-14 04:00 | 2018-10-14 06:00 | 38.39 | 2018 | 8.79 | 2018-10-31
Spain | ESP | 2018-10-14 05:00 | 2018-10-14 07:00 | 38.5 | 2018 | 8.79 | 2018-10-31
Spain | ESP | 2018-10-14 06:00 | 2018-10-14 08:00 | 38.87 | 2018 | 8.79 | 2018-10-31
Spain | ESP | 2018-10-14 07:00 | 2018-10-14 09:00 | 49.05 | 2018 | 8.79 | 2018-10-31
Spain | ESP | 2018-10-14 08:00 | 2018-10-14 10:00 | 50 | 2018 | 8.79 | 2018-10-31
Spain | ESP | 2018-10-14 09:00 | 2018-10-14 11:00 | 49.6 | 2018 | 8.79 | 2018-10-31
Spain | ESP | 2018-10-14 10:00 | 2018-10-14 12:00 | 50.34 | 2018 | 8.79 | 2018-10-31
Spain | ESP | 2018-10-14 11:00 | 2018-10-14 13:00 | 53.5 | 2018 | 8.79 | 2018-10-31
Spain | ESP | 2018-10-14 12:00 | 2018-10-14 14:00 | 54.01 | 2018 | 8.79 | 2018-10-31
Spain | ESP | 2018-10-14 13:00 | 2018-10-14 15:00 | 51.6 | 2018 | 8.79 | 2018-10-31
Spain | ESP | 2018-10-14 14:00 | 2018-10-14 16:00 | 51.6 | 2018 | 8.79 | 2018-10-31
Spain | ESP | 2018-10-14 15:00 | 2018-10-14 17:00 | 54.2 | 2018 | 8.79 | 2018-10-31
Spain | ESP | 2018-10-14 16:00 | 2018-10-14 18:00 | 56.56 | 2018 | 8.79 | 2018-10-31
Spain | ESP | 2018-10-14 17:00 | 2018-10-14 19:00 | 68.09 | 2018 | 8.79 | 2018-10-31
Spain | ESP | 2018-10-14 18:00 | 2018-10-14 20:00 | 73.36 | 2018 | 8.79 | 2018-10-31
Spain | ESP | 2018-10-14 19:00 | 2018-10-14 21:00 | 71.62 | 2018 | 8.79 | 2018-10-31
Spain | ESP | 2018-10-14 20:00 | 2018-10-14 22:00 | 70.09 | 2018 | 8.79 | 2018-10-31
Spain | ESP | 2018-10-14 21:00 | 2018-10-14 23:00 | 66.57 | 2018 | 8.79 | 2018-10-31
Spain | ESP | 2018-10-14 22:00 | 2018-10-15 | 49.23 | 2018 | 8.79 | 2018-10-31
Spain | ESP | 2018-10-14 23:00 | 2018-10-15 01:00 | 39.5 | 2018 | 8.79 | 2018-10-31
Spain | ESP | 2018-10-15 | 2018-10-15 02:00 | 35.81 | 2018 | 8.79 | 2018-10-31
Spain | ESP | 2018-10-15 01:00 | 2018-10-15 03:00 | 35.61 | 2018 | 8.79 | 2018-10-31
Spain | ESP | 2018-10-15 02:00 | 2018-10-15 04:00 | 33 | 2018 | 8.79 | 2018-10-31
Spain | ESP | 2018-10-15 03:00 | 2018-10-15 05:00 | 42 | 2018 | 8.79 | 2018-10-31
Spain | ESP | 2018-10-15 04:00 | 2018-10-15 06:00 | 50.43 | 2018 | 8.79 | 2018-10-31
Spain | ESP | 2018-10-15 05:00 | 2018-10-15 07:00 | 57.16 | 2018 | 8.79 | 2018-10-31
Spain | ESP | 2018-10-15 06:00 | 2018-10-15 08:00 | 63.57 | 2018 | 8.79 | 2018-10-31
Spain | ESP | 2018-10-15 07:00 | 2018-10-15 09:00 | 65.18 | 2018 | 8.79 | 2018-10-31
Spain | ESP | 2018-10-15 08:00 | 2018-10-15 10:00 | 66.78 | 2018 | 8.79 | 2018-10-31
Spain | ESP | 2018-10-15 09:00 | 2018-10-15 11:00 | 65.97 | 2018 | 8.79 | 2018-10-31
Spain | ESP | 2018-10-15 10:00 | 2018-10-15 12:00 | 69.89 | 2018 | 8.79 | 2018-10-31
Spain | ESP | 2018-10-15 11:00 | 2018-10-15 13:00 | 70 | 2018 | 8.79 | 2018-10-31
Spain | ESP | 2018-10-15 12:00 | 2018-10-15 14:00 | 69.64 | 2018 | 8.79 | 2018-10-31
Spain | ESP | 2018-10-15 13:00 | 2018-10-15 15:00 | 70.46 | 2018 | 8.79 | 2018-10-31
Spain | ESP | 2018-10-15 14:00 | 2018-10-15 16:00 | 71.86 | 2018 | 8.79 | 2018-10-31
Spain | ESP | 2018-10-15 15:00 | 2018-10-15 17:00 | 73.47 | 2018 | 8.79 | 2018-10-31
Spain | ESP | 2018-10-15 16:00 | 2018-10-15 18:00 | 74.25 | 2018 | 8.79 | 2018-10-31
Spain | ESP | 2018-10-15 17:00 | 2018-10-15 19:00 | 75.14 | 2018 | 8.79 | 2018-10-31
Spain | ESP | 2018-10-15 18:00 | 2018-10-15 20:00 | 78.89 | 2018 | 8.79 | 2018-10-31
Spain | ESP | 2018-10-15 19:00 | 2018-10-15 21:00 | 75.57 | 2018 | 8.79 | 2018-10-31
Spain | ESP | 2018-10-15 20:00 | 2018-10-15 22:00 | 70.46 | 2018 | 8.79 | 2018-10-31
Spain | ESP | 2018-10-15 21:00 | 2018-10-15 23:00 | 69.39 | 2018 | 8.79 | 2018-10-31
Spain | ESP | 2018-10-15 22:00 | 2018-10-16 | 71.07 | 2018 | 8.79 | 2018-10-31
Spain | ESP | 2018-10-15 23:00 | 2018-10-16 01:00 | 70.46 | 2018 | 8.79 | 2018-10-31
Spain | ESP | 2018-10-16 | 2018-10-16 02:00 | 69.64 | 2018 | 8.79 | 2018-10-31
Spain | ESP | 2018-10-16 01:00 | 2018-10-16 03:00 | 68.95 | 2018 | 8.79 | 2018-10-31
Spain | ESP | 2018-10-16 02:00 | 2018-10-16 04:00 | 66.8 | 2018 | 8.79 | 2018-10-31
Spain | ESP | 2018-10-16 03:00 | 2018-10-16 05:00 | 66.48 | 2018 | 8.79 | 2018-10-31
Spain | ESP | 2018-10-16 04:00 | 2018-10-16 06:00 | 73.36 | 2018 | 8.79 | 2018-10-31
Spain | ESP | 2018-10-16 05:00 | 2018-10-16 07:00 | 76.11 | 2018 | 8.79 | 2018-10-31
Spain | ESP | 2018-10-16 06:00 | 2018-10-16 08:00 | 76.34 | 2018 | 8.79 | 2018-10-31
Spain | ESP | 2018-10-16 07:00 | 2018-10-16 09:00 | 76.56 | 2018 | 8.79 | 2018-10-31
Spain | ESP | 2018-10-16 08:00 | 2018-10-16 10:00 | 76.44 | 2018 | 8.79 | 2018-10-31
Spain | ESP | 2018-10-16 09:00 | 2018-10-16 11:00 | 75.68 | 2018 | 8.79 | 2018-10-31
Spain | ESP | 2018-10-16 10:00 | 2018-10-16 12:00 | 74.51 | 2018 | 8.79 | 2018-10-31
Spain | ESP | 2018-10-16 11:00 | 2018-10-16 13:00 | 74.57 | 2018 | 8.79 | 2018-10-31
Spain | ESP | 2018-10-16 12:00 | 2018-10-16 14:00 | 71.79 | 2018 | 8.79 | 2018-10-31
Spain | ESP | 2018-10-16 13:00 | 2018-10-16 15:00 | 72.41 | 2018 | 8.79 | 2018-10-31
Spain | ESP | 2018-10-16 14:00 | 2018-10-16 16:00 | 74.04 | 2018 | 8.79 | 2018-10-31
Spain | ESP | 2018-10-16 15:00 | 2018-10-16 17:00 | 75.45 | 2018 | 8.79 | 2018-10-31
Spain | ESP | 2018-10-16 16:00 | 2018-10-16 18:00 | 75.25 | 2018 | 8.79 | 2018-10-31
Spain | ESP | 2018-10-16 17:00 | 2018-10-16 19:00 | 75.57 | 2018 | 8.79 | 2018-10-31
Spain | ESP | 2018-10-16 18:00 | 2018-10-16 20:00 | 78.78 | 2018 | 8.79 | 2018-10-31
Spain | ESP | 2018-10-16 19:00 | 2018-10-16 21:00 | 76.71 | 2018 | 8.79 | 2018-10-31
Spain | ESP | 2018-10-16 20:00 | 2018-10-16 22:00 | 73.36 | 2018 | 8.79 | 2018-10-31
Spain | ESP | 2018-10-16 21:00 | 2018-10-16 23:00 | 70 | 2018 | 8.79 | 2018-10-31
Spain | ESP | 2018-10-16 22:00 | 2018-10-17 | 70.15 | 2018 | 8.79 | 2018-10-31
Spain | ESP | 2018-10-16 23:00 | 2018-10-17 01:00 | 70.08 | 2018 | 8.79 | 2018-10-31
Spain | ESP | 2018-10-17 | 2018-10-17 02:00 | 68.95 | 2018 | 8.79 | 2018-10-31
Spain | ESP | 2018-10-17 01:00 | 2018-10-17 03:00 | 66.89 | 2018 | 8.79 | 2018-10-31
Spain | ESP | 2018-10-17 02:00 | 2018-10-17 04:00 | 64.93 | 2018 | 8.79 | 2018-10-31
Spain | ESP | 2018-10-17 03:00 | 2018-10-17 05:00 | 63.76 | 2018 | 8.79 | 2018-10-31
Spain | ESP | 2018-10-17 04:00 | 2018-10-17 06:00 | 73.6 | 2018 | 8.79 | 2018-10-31
Spain | ESP | 2018-10-17 05:00 | 2018-10-17 07:00 | 75.56 | 2018 | 8.79 | 2018-10-31
Spain | ESP | 2018-10-17 06:00 | 2018-10-17 08:00 | 75.89 | 2018 | 8.79 | 2018-10-31
Spain | ESP | 2018-10-17 07:00 | 2018-10-17 09:00 | 76.03 | 2018 | 8.79 | 2018-10-31
Spain | ESP | 2018-10-17 08:00 | 2018-10-17 10:00 | 75.57 | 2018 | 8.79 | 2018-10-31
Spain | ESP | 2018-10-17 09:00 | 2018-10-17 11:00 | 75 | 2018 | 8.79 | 2018-10-31
Spain | ESP | 2018-10-17 10:00 | 2018-10-17 12:00 | 75.09 | 2018 | 8.79 | 2018-10-31
Spain | ESP | 2018-10-17 11:00 | 2018-10-17 13:00 | 74.51 | 2018 | 8.79 | 2018-10-31
Spain | ESP | 2018-10-17 12:00 | 2018-10-17 14:00 | 72.25 | 2018 | 8.79 | 2018-10-31
Spain | ESP | 2018-10-17 13:00 | 2018-10-17 15:00 | 71.84 | 2018 | 8.79 | 2018-10-31
Spain | ESP | 2018-10-17 14:00 | 2018-10-17 16:00 | 73.36 | 2018 | 8.79 | 2018-10-31
Spain | ESP | 2018-10-17 15:00 | 2018-10-17 17:00 | 73.65 | 2018 | 8.79 | 2018-10-31
Spain | ESP | 2018-10-17 16:00 | 2018-10-17 18:00 | 73.08 | 2018 | 8.79 | 2018-10-31
Spain | ESP | 2018-10-17 17:00 | 2018-10-17 19:00 | 74.51 | 2018 | 8.79 | 2018-10-31
Spain | ESP | 2018-10-17 18:00 | 2018-10-17 20:00 | 76.61 | 2018 | 8.79 | 2018-10-31
Spain | ESP | 2018-10-17 19:00 | 2018-10-17 21:00 | 75.57 | 2018 | 8.79 | 2018-10-31
Spain | ESP | 2018-10-17 20:00 | 2018-10-17 22:00 | 70 | 2018 | 8.79 | 2018-10-31
Spain | ESP | 2018-10-17 21:00 | 2018-10-17 23:00 | 63.08 | 2018 | 8.79 | 2018-10-31
Spain | ESP | 2018-10-17 22:00 | 2018-10-18 | 65.94 | 2018 | 8.79 | 2018-10-31
Spain | ESP | 2018-10-17 23:00 | 2018-10-18 01:00 | 61.33 | 2018 | 8.79 | 2018-10-31
Spain | ESP | 2018-10-18 | 2018-10-18 02:00 | 57.37 | 2018 | 8.79 | 2018-10-31
Spain | ESP | 2018-10-18 01:00 | 2018-10-18 03:00 | 55.95 | 2018 | 8.79 | 2018-10-31
Spain | ESP | 2018-10-18 02:00 | 2018-10-18 04:00 | 54.5 | 2018 | 8.79 | 2018-10-31
Spain | ESP | 2018-10-18 03:00 | 2018-10-18 05:00 | 54.09 | 2018 | 8.79 | 2018-10-31
Spain | ESP | 2018-10-18 04:00 | 2018-10-18 06:00 | 61.06 | 2018 | 8.79 | 2018-10-31
Spain | ESP | 2018-10-18 05:00 | 2018-10-18 07:00 | 70.42 | 2018 | 8.79 | 2018-10-31
Spain | ESP | 2018-10-18 06:00 | 2018-10-18 08:00 | 71.47 | 2018 | 8.79 | 2018-10-31
Spain | ESP | 2018-10-18 07:00 | 2018-10-18 09:00 | 71.93 | 2018 | 8.79 | 2018-10-31
Spain | ESP | 2018-10-18 08:00 | 2018-10-18 10:00 | 72.1 | 2018 | 8.79 | 2018-10-31
Spain | ESP | 2018-10-18 09:00 | 2018-10-18 11:00 | 71.1 | 2018 | 8.79 | 2018-10-31
Spain | ESP | 2018-10-18 10:00 | 2018-10-18 12:00 | 70.15 | 2018 | 8.79 | 2018-10-31
Spain | ESP | 2018-10-18 11:00 | 2018-10-18 13:00 | 68.95 | 2018 | 8.79 | 2018-10-31
Spain | ESP | 2018-10-18 12:00 | 2018-10-18 14:00 | 64.16 | 2018 | 8.79 | 2018-10-31
Spain | ESP | 2018-10-18 13:00 | 2018-10-18 15:00 | 62.53 | 2018 | 8.79 | 2018-10-31
Spain | ESP | 2018-10-18 14:00 | 2018-10-18 16:00 | 62.53 | 2018 | 8.79 | 2018-10-31
Spain | ESP | 2018-10-18 15:00 | 2018-10-18 17:00 | 70.5 | 2018 | 8.79 | 2018-10-31
Spain | ESP | 2018-10-18 16:00 | 2018-10-18 18:00 | 70 | 2018 | 8.79 | 2018-10-31
Spain | ESP | 2018-10-18 17:00 | 2018-10-18 19:00 | 71.01 | 2018 | 8.79 | 2018-10-31
Spain | ESP | 2018-10-18 18:00 | 2018-10-18 20:00 | 74.1 | 2018 | 8.79 | 2018-10-31
Spain | ESP | 2018-10-18 19:00 | 2018-10-18 21:00 | 66.22 | 2018 | 8.79 | 2018-10-31
Spain | ESP | 2018-10-18 20:00 | 2018-10-18 22:00 | 62.07 | 2018 | 8.79 | 2018-10-31
Spain | ESP | 2018-10-18 21:00 | 2018-10-18 23:00 | 59.32 | 2018 | 8.79 | 2018-10-31
Spain | ESP | 2018-10-18 22:00 | 2018-10-19 | 54.12 | 2018 | 8.79 | 2018-10-31
Spain | ESP | 2018-10-18 23:00 | 2018-10-19 01:00 | 52.51 | 2018 | 8.79 | 2018-10-31
Spain | ESP | 2018-10-19 | 2018-10-19 02:00 | 50.63 | 2018 | 8.79 | 2018-10-31
Spain | ESP | 2018-10-19 01:00 | 2018-10-19 03:00 | 49.94 | 2018 | 8.79 | 2018-10-31
Spain | ESP | 2018-10-19 02:00 | 2018-10-19 04:00 | 50.22 | 2018 | 8.79 | 2018-10-31
Spain | ESP | 2018-10-19 03:00 | 2018-10-19 05:00 | 52.25 | 2018 | 8.79 | 2018-10-31
Spain | ESP | 2018-10-19 04:00 | 2018-10-19 06:00 | 57.16 | 2018 | 8.79 | 2018-10-31
Spain | ESP | 2018-10-19 05:00 | 2018-10-19 07:00 | 69.17 | 2018 | 8.79 | 2018-10-31
Spain | ESP | 2018-10-19 06:00 | 2018-10-19 08:00 | 70 | 2018 | 8.79 | 2018-10-31
Spain | ESP | 2018-10-19 07:00 | 2018-10-19 09:00 | 70.46 | 2018 | 8.79 | 2018-10-31
Spain | ESP | 2018-10-19 08:00 | 2018-10-19 10:00 | 70.46 | 2018 | 8.79 | 2018-10-31
Spain | ESP | 2018-10-19 09:00 | 2018-10-19 11:00 | 70 | 2018 | 8.79 | 2018-10-31
Spain | ESP | 2018-10-19 10:00 | 2018-10-19 12:00 | 69.4 | 2018 | 8.79 | 2018-10-31
Spain | ESP | 2018-10-19 11:00 | 2018-10-19 13:00 | 63.5 | 2018 | 8.79 | 2018-10-31
Spain | ESP | 2018-10-19 12:00 | 2018-10-19 14:00 | 60.91 | 2018 | 8.79 | 2018-10-31
Spain | ESP | 2018-10-19 13:00 | 2018-10-19 15:00 | 60.92 | 2018 | 8.79 | 2018-10-31
Spain | ESP | 2018-10-19 14:00 | 2018-10-19 16:00 | 62.17 | 2018 | 8.79 | 2018-10-31
Spain | ESP | 2018-10-19 15:00 | 2018-10-19 17:00 | 68.95 | 2018 | 8.79 | 2018-10-31
Spain | ESP | 2018-10-19 16:00 | 2018-10-19 18:00 | 68.95 | 2018 | 8.79 | 2018-10-31
Spain | ESP | 2018-10-19 17:00 | 2018-10-19 19:00 | 70 | 2018 | 8.79 | 2018-10-31
Spain | ESP | 2018-10-19 18:00 | 2018-10-19 20:00 | 73.19 | 2018 | 8.79 | 2018-10-31
Spain | ESP | 2018-10-19 19:00 | 2018-10-19 21:00 | 68.95 | 2018 | 8.79 | 2018-10-31
Spain | ESP | 2018-10-19 20:00 | 2018-10-19 22:00 | 60.43 | 2018 | 8.79 | 2018-10-31
Spain | ESP | 2018-10-19 21:00 | 2018-10-19 23:00 | 57.98 | 2018 | 8.79 | 2018-10-31
Spain | ESP | 2018-10-19 22:00 | 2018-10-20 | 64.75 | 2018 | 8.79 | 2018-10-31
Spain | ESP | 2018-10-19 23:00 | 2018-10-20 01:00 | 56.55 | 2018 | 8.79 | 2018-10-31
Spain | ESP | 2018-10-20 | 2018-10-20 02:00 | 53.01 | 2018 | 8.79 | 2018-10-31
Spain | ESP | 2018-10-20 01:00 | 2018-10-20 03:00 | 52.55 | 2018 | 8.79 | 2018-10-31
Spain | ESP | 2018-10-20 02:00 | 2018-10-20 04:00 | 52.46 | 2018 | 8.79 | 2018-10-31
Spain | ESP | 2018-10-20 03:00 | 2018-10-20 05:00 | 51.2 | 2018 | 8.79 | 2018-10-31
Spain | ESP | 2018-10-20 04:00 | 2018-10-20 06:00 | 52.4 | 2018 | 8.79 | 2018-10-31
Spain | ESP | 2018-10-20 05:00 | 2018-10-20 07:00 | 56.03 | 2018 | 8.79 | 2018-10-31
Spain | ESP | 2018-10-20 06:00 | 2018-10-20 08:00 | 60 | 2018 | 8.79 | 2018-10-31
Spain | ESP | 2018-10-20 07:00 | 2018-10-20 09:00 | 67.26 | 2018 | 8.79 | 2018-10-31
Spain | ESP | 2018-10-20 08:00 | 2018-10-20 10:00 | 66.48 | 2018 | 8.79 | 2018-10-31
Spain | ESP | 2018-10-20 09:00 | 2018-10-20 11:00 | 61.78 | 2018 | 8.79 | 2018-10-31
Spain | ESP | 2018-10-20 10:00 | 2018-10-20 12:00 | 59.21 | 2018 | 8.79 | 2018-10-31
Spain | ESP | 2018-10-20 11:00 | 2018-10-20 13:00 | 57.35 | 2018 | 8.79 | 2018-10-31
Spain | ESP | 2018-10-20 12:00 | 2018-10-20 14:00 | 55.01 | 2018 | 8.79 | 2018-10-31
Spain | ESP | 2018-10-20 13:00 | 2018-10-20 15:00 | 53.05 | 2018 | 8.79 | 2018-10-31
Spain | ESP | 2018-10-20 14:00 | 2018-10-20 16:00 | 55.11 | 2018 | 8.79 | 2018-10-31
Spain | ESP | 2018-10-20 15:00 | 2018-10-20 17:00 | 61.24 | 2018 | 8.79 | 2018-10-31
Spain | ESP | 2018-10-20 16:00 | 2018-10-20 18:00 | 68.4 | 2018 | 8.79 | 2018-10-31
Spain | ESP | 2018-10-20 17:00 | 2018-10-20 19:00 | 70.01 | 2018 | 8.79 | 2018-10-31
Spain | ESP | 2018-10-20 18:00 | 2018-10-20 20:00 | 71.69 | 2018 | 8.79 | 2018-10-31
Spain | ESP | 2018-10-20 19:00 | 2018-10-20 21:00 | 64.75 | 2018 | 8.79 | 2018-10-31
Spain | ESP | 2018-10-20 20:00 | 2018-10-20 22:00 | 60.01 | 2018 | 8.79 | 2018-10-31
Spain | ESP | 2018-10-20 21:00 | 2018-10-20 23:00 | 60.86 | 2018 | 8.79 | 2018-10-31
Spain | ESP | 2018-10-20 22:00 | 2018-10-21 | 55 | 2018 | 8.79 | 2018-10-31
Spain | ESP | 2018-10-20 23:00 | 2018-10-21 01:00 | 54.01 | 2018 | 8.79 | 2018-10-31
Spain | ESP | 2018-10-21 | 2018-10-21 02:00 | 51.53 | 2018 | 8.79 | 2018-10-31
Spain | ESP | 2018-10-21 01:00 | 2018-10-21 03:00 | 50.5 | 2018 | 8.79 | 2018-10-31
Spain | ESP | 2018-10-21 02:00 | 2018-10-21 04:00 | 50.33 | 2018 | 8.79 | 2018-10-31
Spain | ESP | 2018-10-21 03:00 | 2018-10-21 05:00 | 50.5 | 2018 | 8.79 | 2018-10-31
Spain | ESP | 2018-10-21 04:00 | 2018-10-21 06:00 | 52.02 | 2018 | 8.79 | 2018-10-31
Spain | ESP | 2018-10-21 05:00 | 2018-10-21 07:00 | 56.03 | 2018 | 8.79 | 2018-10-31
Spain | ESP | 2018-10-21 06:00 | 2018-10-21 08:00 | 59 | 2018 | 8.79 | 2018-10-31
Spain | ESP | 2018-10-21 07:00 | 2018-10-21 09:00 | 61.03 | 2018 | 8.79 | 2018-10-31
Spain | ESP | 2018-10-21 08:00 | 2018-10-21 10:00 | 60.94 | 2018 | 8.79 | 2018-10-31
Spain | ESP | 2018-10-21 09:00 | 2018-10-21 11:00 | 60.79 | 2018 | 8.79 | 2018-10-31
Spain | ESP | 2018-10-21 10:00 | 2018-10-21 12:00 | 61 | 2018 | 8.79 | 2018-10-31
Spain | ESP | 2018-10-21 11:00 | 2018-10-21 13:00 | 65.92 | 2018 | 8.79 | 2018-10-31
Spain | ESP | 2018-10-21 12:00 | 2018-10-21 14:00 | 66.16 | 2018 | 8.79 | 2018-10-31
Spain | ESP | 2018-10-21 13:00 | 2018-10-21 15:00 | 60 | 2018 | 8.79 | 2018-10-31
Spain | ESP | 2018-10-21 14:00 | 2018-10-21 16:00 | 58.64 | 2018 | 8.79 | 2018-10-31
Spain | ESP | 2018-10-21 15:00 | 2018-10-21 17:00 | 60.99 | 2018 | 8.79 | 2018-10-31
Spain | ESP | 2018-10-21 16:00 | 2018-10-21 18:00 | 68.95 | 2018 | 8.79 | 2018-10-31
Spain | ESP | 2018-10-21 17:00 | 2018-10-21 19:00 | 72.82 | 2018 | 8.79 | 2018-10-31
Spain | ESP | 2018-10-21 18:00 | 2018-10-21 20:00 | 72.5 | 2018 | 8.79 | 2018-10-31
Spain | ESP | 2018-10-21 19:00 | 2018-10-21 21:00 | 71.01 | 2018 | 8.79 | 2018-10-31
Spain | ESP | 2018-10-21 20:00 | 2018-10-21 22:00 | 69.69 | 2018 | 8.79 | 2018-10-31
Spain | ESP | 2018-10-21 21:00 | 2018-10-21 23:00 | 66.56 | 2018 | 8.79 | 2018-10-31
Spain | ESP | 2018-10-21 22:00 | 2018-10-22 | 60.59 | 2018 | 8.79 | 2018-10-31
Spain | ESP | 2018-10-21 23:00 | 2018-10-22 01:00 | 56.55 | 2018 | 8.79 | 2018-10-31
Spain | ESP | 2018-10-22 | 2018-10-22 02:00 | 54.64 | 2018 | 8.79 | 2018-10-31
Spain | ESP | 2018-10-22 01:00 | 2018-10-22 03:00 | 54.08 | 2018 | 8.79 | 2018-10-31
Spain | ESP | 2018-10-22 02:00 | 2018-10-22 04:00 | 53.55 | 2018 | 8.79 | 2018-10-31
Spain | ESP | 2018-10-22 03:00 | 2018-10-22 05:00 | 53.55 | 2018 | 8.79 | 2018-10-31
Spain | ESP | 2018-10-22 04:00 | 2018-10-22 06:00 | 60 | 2018 | 8.79 | 2018-10-31
Spain | ESP | 2018-10-22 05:00 | 2018-10-22 07:00 | 71.31 | 2018 | 8.79 | 2018-10-31
Spain | ESP | 2018-10-22 06:00 | 2018-10-22 08:00 | 72.89 | 2018 | 8.79 | 2018-10-31
Spain | ESP | 2018-10-22 07:00 | 2018-10-22 09:00 | 72.82 | 2018 | 8.79 | 2018-10-31
Spain | ESP | 2018-10-22 08:00 | 2018-10-22 10:00 | 71.15 | 2018 | 8.79 | 2018-10-31
Spain | ESP | 2018-10-22 09:00 | 2018-10-22 11:00 | 70.17 | 2018 | 8.79 | 2018-10-31
Spain | ESP | 2018-10-22 10:00 | 2018-10-22 12:00 | 68.37 | 2018 | 8.79 | 2018-10-31
Spain | ESP | 2018-10-22 11:00 | 2018-10-22 13:00 | 62.17 | 2018 | 8.79 | 2018-10-31
Spain | ESP | 2018-10-22 12:00 | 2018-10-22 14:00 | 58.79 | 2018 | 8.79 | 2018-10-31
Spain | ESP | 2018-10-22 13:00 | 2018-10-22 15:00 | 58 | 2018 | 8.79 | 2018-10-31
Spain | ESP | 2018-10-22 14:00 | 2018-10-22 16:00 | 57.88 | 2018 | 8.79 | 2018-10-31
Spain | ESP | 2018-10-22 15:00 | 2018-10-22 17:00 | 66.54 | 2018 | 8.79 | 2018-10-31
Spain | ESP | 2018-10-22 16:00 | 2018-10-22 18:00 | 68.17 | 2018 | 8.79 | 2018-10-31
Spain | ESP | 2018-10-22 17:00 | 2018-10-22 19:00 | 70.03 | 2018 | 8.79 | 2018-10-31
Spain | ESP | 2018-10-22 18:00 | 2018-10-22 20:00 | 72.82 | 2018 | 8.79 | 2018-10-31
Spain | ESP | 2018-10-22 19:00 | 2018-10-22 21:00 | 67.55 | 2018 | 8.79 | 2018-10-31
Spain | ESP | 2018-10-22 20:00 | 2018-10-22 22:00 | 59.72 | 2018 | 8.79 | 2018-10-31
Spain | ESP | 2018-10-22 21:00 | 2018-10-22 23:00 | 55.11 | 2018 | 8.79 | 2018-10-31
Spain | ESP | 2018-10-22 22:00 | 2018-10-23 | 54.23 | 2018 | 8.79 | 2018-10-31
Spain | ESP | 2018-10-22 23:00 | 2018-10-23 01:00 | 52.9 | 2018 | 8.79 | 2018-10-31
Spain | ESP | 2018-10-23 | 2018-10-23 02:00 | 50.14 | 2018 | 8.79 | 2018-10-31
Spain | ESP | 2018-10-23 01:00 | 2018-10-23 03:00 | 49.14 | 2018 | 8.79 | 2018-10-31
Spain | ESP | 2018-10-23 02:00 | 2018-10-23 04:00 | 49 | 2018 | 8.79 | 2018-10-31
Spain | ESP | 2018-10-23 03:00 | 2018-10-23 05:00 | 50 | 2018 | 8.79 | 2018-10-31
Spain | ESP | 2018-10-23 04:00 | 2018-10-23 06:00 | 54.4 | 2018 | 8.79 | 2018-10-31
Spain | ESP | 2018-10-23 05:00 | 2018-10-23 07:00 | 68.64 | 2018 | 8.79 | 2018-10-31
Spain | ESP | 2018-10-23 06:00 | 2018-10-23 08:00 | 70 | 2018 | 8.79 | 2018-10-31
Spain | ESP | 2018-10-23 07:00 | 2018-10-23 09:00 | 70.46 | 2018 | 8.79 | 2018-10-31
Spain | ESP | 2018-10-23 08:00 | 2018-10-23 10:00 | 70.46 | 2018 | 8.79 | 2018-10-31
Spain | ESP | 2018-10-23 09:00 | 2018-10-23 11:00 | 70.01 | 2018 | 8.79 | 2018-10-31
Spain | ESP | 2018-10-23 10:00 | 2018-10-23 12:00 | 68.89 | 2018 | 8.79 | 2018-10-31
Spain | ESP | 2018-10-23 11:00 | 2018-10-23 13:00 | 64.96 | 2018 | 8.79 | 2018-10-31
Spain | ESP | 2018-10-23 12:00 | 2018-10-23 14:00 | 60.85 | 2018 | 8.79 | 2018-10-31
Spain | ESP | 2018-10-23 13:00 | 2018-10-23 15:00 | 58.99 | 2018 | 8.79 | 2018-10-31
Spain | ESP | 2018-10-23 14:00 | 2018-10-23 16:00 | 59.25 | 2018 | 8.79 | 2018-10-31
Spain | ESP | 2018-10-23 15:00 | 2018-10-23 17:00 | 64.26 | 2018 | 8.79 | 2018-10-31
Spain | ESP | 2018-10-23 16:00 | 2018-10-23 18:00 | 70.99 | 2018 | 8.79 | 2018-10-31
Spain | ESP | 2018-10-23 17:00 | 2018-10-23 19:00 | 73.41 | 2018 | 8.79 | 2018-10-31
Spain | ESP | 2018-10-23 18:00 | 2018-10-23 20:00 | 75.45 | 2018 | 8.79 | 2018-10-31
Spain | ESP | 2018-10-23 19:00 | 2018-10-23 21:00 | 70.46 | 2018 | 8.79 | 2018-10-31
Spain | ESP | 2018-10-23 20:00 | 2018-10-23 22:00 | 67.64 | 2018 | 8.79 | 2018-10-31
Spain | ESP | 2018-10-23 21:00 | 2018-10-23 23:00 | 59.78 | 2018 | 8.79 | 2018-10-31
Spain | ESP | 2018-10-23 22:00 | 2018-10-24 | 58.64 | 2018 | 8.79 | 2018-10-31
Spain | ESP | 2018-10-23 23:00 | 2018-10-24 01:00 | 58.08 | 2018 | 8.79 | 2018-10-31
Spain | ESP | 2018-10-24 | 2018-10-24 02:00 | 55.11 | 2018 | 8.79 | 2018-10-31
Spain | ESP | 2018-10-24 01:00 | 2018-10-24 03:00 | 55 | 2018 | 8.79 | 2018-10-31
Spain | ESP | 2018-10-24 02:00 | 2018-10-24 04:00 | 54.23 | 2018 | 8.79 | 2018-10-31
Spain | ESP | 2018-10-24 03:00 | 2018-10-24 05:00 | 54.31 | 2018 | 8.79 | 2018-10-31
Spain | ESP | 2018-10-24 04:00 | 2018-10-24 06:00 | 58 | 2018 | 8.79 | 2018-10-31
Spain | ESP | 2018-10-24 05:00 | 2018-10-24 07:00 | 70.46 | 2018 | 8.79 | 2018-10-31
Spain | ESP | 2018-10-24 06:00 | 2018-10-24 08:00 | 73.34 | 2018 | 8.79 | 2018-10-31
Spain | ESP | 2018-10-24 07:00 | 2018-10-24 09:00 | 73.36 | 2018 | 8.79 | 2018-10-31
Spain | ESP | 2018-10-24 08:00 | 2018-10-24 10:00 | 73.36 | 2018 | 8.79 | 2018-10-31
Spain | ESP | 2018-10-24 09:00 | 2018-10-24 11:00 | 71.51 | 2018 | 8.79 | 2018-10-31
Spain | ESP | 2018-10-24 10:00 | 2018-10-24 12:00 | 70.67 | 2018 | 8.79 | 2018-10-31
Spain | ESP | 2018-10-24 11:00 | 2018-10-24 13:00 | 70 | 2018 | 8.79 | 2018-10-31
Spain | ESP | 2018-10-24 12:00 | 2018-10-24 14:00 | 67 | 2018 | 8.79 | 2018-10-31
Spain | ESP | 2018-10-24 13:00 | 2018-10-24 15:00 | 64.2 | 2018 | 8.79 | 2018-10-31
Spain | ESP | 2018-10-24 14:00 | 2018-10-24 16:00 | 64.93 | 2018 | 8.79 | 2018-10-31
Spain | ESP | 2018-10-24 15:00 | 2018-10-24 17:00 | 67.85 | 2018 | 8.79 | 2018-10-31
Spain | ESP | 2018-10-24 16:00 | 2018-10-24 18:00 | 69.17 | 2018 | 8.79 | 2018-10-31
Spain | ESP | 2018-10-24 17:00 | 2018-10-24 19:00 | 72.24 | 2018 | 8.79 | 2018-10-31
Spain | ESP | 2018-10-24 18:00 | 2018-10-24 20:00 | 75 | 2018 | 8.79 | 2018-10-31
Spain | ESP | 2018-10-24 19:00 | 2018-10-24 21:00 | 73.36 | 2018 | 8.79 | 2018-10-31
Spain | ESP | 2018-10-24 20:00 | 2018-10-24 22:00 | 68.62 | 2018 | 8.79 | 2018-10-31
Spain | ESP | 2018-10-24 21:00 | 2018-10-24 23:00 | 66.9 | 2018 | 8.79 | 2018-10-31
Spain | ESP | 2018-10-24 22:00 | 2018-10-25 | 65.2 | 2018 | 8.79 | 2018-10-31
Spain | ESP | 2018-10-24 23:00 | 2018-10-25 01:00 | 64.75 | 2018 | 8.79 | 2018-10-31
Spain | ESP | 2018-10-25 | 2018-10-25 02:00 | 60.19 | 2018 | 8.79 | 2018-10-31
Spain | ESP | 2018-10-25 01:00 | 2018-10-25 03:00 | 59.87 | 2018 | 8.79 | 2018-10-31
Spain | ESP | 2018-10-25 02:00 | 2018-10-25 04:00 | 59.85 | 2018 | 8.79 | 2018-10-31
Spain | ESP | 2018-10-25 03:00 | 2018-10-25 05:00 | 62.01 | 2018 | 8.79 | 2018-10-31
Spain | ESP | 2018-10-25 04:00 | 2018-10-25 06:00 | 68.94 | 2018 | 8.79 | 2018-10-31
Spain | ESP | 2018-10-25 05:00 | 2018-10-25 07:00 | 73.45 | 2018 | 8.79 | 2018-10-31
Spain | ESP | 2018-10-25 06:00 | 2018-10-25 08:00 | 74.75 | 2018 | 8.79 | 2018-10-31
Spain | ESP | 2018-10-25 07:00 | 2018-10-25 09:00 | 75.36 | 2018 | 8.79 | 2018-10-31
Spain | ESP | 2018-10-25 08:00 | 2018-10-25 10:00 | 75.18 | 2018 | 8.79 | 2018-10-31
Spain | ESP | 2018-10-25 09:00 | 2018-10-25 11:00 | 74.07 | 2018 | 8.79 | 2018-10-31
Spain | ESP | 2018-10-25 10:00 | 2018-10-25 12:00 | 74.25 | 2018 | 8.79 | 2018-10-31
Spain | ESP | 2018-10-25 11:00 | 2018-10-25 13:00 | 74.05 | 2018 | 8.79 | 2018-10-31
Spain | ESP | 2018-10-25 12:00 | 2018-10-25 14:00 | 72.82 | 2018 | 8.79 | 2018-10-31
Spain | ESP | 2018-10-25 13:00 | 2018-10-25 15:00 | 70.15 | 2018 | 8.79 | 2018-10-31
Spain | ESP | 2018-10-25 14:00 | 2018-10-25 16:00 | 70 | 2018 | 8.79 | 2018-10-31
Spain | ESP | 2018-10-25 15:00 | 2018-10-25 17:00 | 74.15 | 2018 | 8.79 | 2018-10-31
Spain | ESP | 2018-10-25 16:00 | 2018-10-25 18:00 | 74.67 | 2018 | 8.79 | 2018-10-31
Spain | ESP | 2018-10-25 17:00 | 2018-10-25 19:00 | 75.75 | 2018 | 8.79 | 2018-10-31
Spain | ESP | 2018-10-25 18:00 | 2018-10-25 20:00 | 78.05 | 2018 | 8.79 | 2018-10-31
Spain | ESP | 2018-10-25 19:00 | 2018-10-25 21:00 | 75.75 | 2018 | 8.79 | 2018-10-31
Spain | ESP | 2018-10-25 20:00 | 2018-10-25 22:00 | 72.39 | 2018 | 8.79 | 2018-10-31
Spain | ESP | 2018-10-25 21:00 | 2018-10-25 23:00 | 70 | 2018 | 8.79 | 2018-10-31
Spain | ESP | 2018-10-25 22:00 | 2018-10-26 | 72.82 | 2018 | 8.79 | 2018-10-31
Spain | ESP | 2018-10-25 23:00 | 2018-10-26 01:00 | 70.46 | 2018 | 8.79 | 2018-10-31
Spain | ESP | 2018-10-26 | 2018-10-26 02:00 | 69.39 | 2018 | 8.79 | 2018-10-31
Spain | ESP | 2018-10-26 01:00 | 2018-10-26 03:00 | 67.08 | 2018 | 8.79 | 2018-10-31
Spain | ESP | 2018-10-26 02:00 | 2018-10-26 04:00 | 65.41 | 2018 | 8.79 | 2018-10-31
Spain | ESP | 2018-10-26 03:00 | 2018-10-26 05:00 | 65.18 | 2018 | 8.79 | 2018-10-31
Spain | ESP | 2018-10-26 04:00 | 2018-10-26 06:00 | 70.22 | 2018 | 8.79 | 2018-10-31
Spain | ESP | 2018-10-26 05:00 | 2018-10-26 07:00 | 75.01 | 2018 | 8.79 | 2018-10-31
Spain | ESP | 2018-10-26 06:00 | 2018-10-26 08:00 | 76.01 | 2018 | 8.79 | 2018-10-31
Spain | ESP | 2018-10-26 07:00 | 2018-10-26 09:00 | 77.06 | 2018 | 8.79 | 2018-10-31
Spain | ESP | 2018-10-26 08:00 | 2018-10-26 10:00 | 77.14 | 2018 | 8.79 | 2018-10-31
Spain | ESP | 2018-10-26 09:00 | 2018-10-26 11:00 | 77.01 | 2018 | 8.79 | 2018-10-31
Spain | ESP | 2018-10-26 10:00 | 2018-10-26 12:00 | 76.82 | 2018 | 8.79 | 2018-10-31
Spain | ESP | 2018-10-26 11:00 | 2018-10-26 13:00 | 74.23 | 2018 | 8.79 | 2018-10-31
Spain | ESP | 2018-10-26 12:00 | 2018-10-26 14:00 | 70.46 | 2018 | 8.79 | 2018-10-31
Spain | ESP | 2018-10-26 13:00 | 2018-10-26 15:00 | 69.36 | 2018 | 8.79 | 2018-10-31
Spain | ESP | 2018-10-26 14:00 | 2018-10-26 16:00 | 68.01 | 2018 | 8.79 | 2018-10-31
Spain | ESP | 2018-10-26 15:00 | 2018-10-26 17:00 | 69.64 | 2018 | 8.79 | 2018-10-31
Spain | ESP | 2018-10-26 16:00 | 2018-10-26 18:00 | 70.15 | 2018 | 8.79 | 2018-10-31
Spain | ESP | 2018-10-26 17:00 | 2018-10-26 19:00 | 71.78 | 2018 | 8.79 | 2018-10-31
Spain | ESP | 2018-10-26 18:00 | 2018-10-26 20:00 | 73.65 | 2018 | 8.79 | 2018-10-31
Spain | ESP | 2018-10-26 19:00 | 2018-10-26 21:00 | 68.2 | 2018 | 8.79 | 2018-10-31
Spain | ESP | 2018-10-26 20:00 | 2018-10-26 22:00 | 66.02 | 2018 | 8.79 | 2018-10-31
Spain | ESP | 2018-10-26 21:00 | 2018-10-26 23:00 | 64.02 | 2018 | 8.79 | 2018-10-31
Spain | ESP | 2018-10-26 22:00 | 2018-10-27 | 68.49 | 2018 | 8.79 | 2018-10-31
Spain | ESP | 2018-10-26 23:00 | 2018-10-27 01:00 | 64.51 | 2018 | 8.79 | 2018-10-31
Spain | ESP | 2018-10-27 | 2018-10-27 02:00 | 61.65 | 2018 | 8.79 | 2018-10-31
Spain | ESP | 2018-10-27 01:00 | 2018-10-27 03:00 | 54.6 | 2018 | 8.79 | 2018-10-31
Spain | ESP | 2018-10-27 02:00 | 2018-10-27 04:00 | 53.07 | 2018 | 8.79 | 2018-10-31
Spain | ESP | 2018-10-27 03:00 | 2018-10-27 05:00 | 53.14 | 2018 | 8.79 | 2018-10-31
Spain | ESP | 2018-10-27 04:00 | 2018-10-27 06:00 | 53.99 | 2018 | 8.79 | 2018-10-31
Spain | ESP | 2018-10-27 05:00 | 2018-10-27 07:00 | 55 | 2018 | 8.79 | 2018-10-31
Spain | ESP | 2018-10-27 06:00 | 2018-10-27 08:00 | 55.49 | 2018 | 8.79 | 2018-10-31
Spain | ESP | 2018-10-27 07:00 | 2018-10-27 09:00 | 66.18 | 2018 | 8.79 | 2018-10-31
Spain | ESP | 2018-10-27 08:00 | 2018-10-27 10:00 | 70 | 2018 | 8.79 | 2018-10-31
Spain | ESP | 2018-10-27 09:00 | 2018-10-27 11:00 | 69.39 | 2018 | 8.79 | 2018-10-31
Spain | ESP | 2018-10-27 10:00 | 2018-10-27 12:00 | 65.99 | 2018 | 8.79 | 2018-10-31
Spain | ESP | 2018-10-27 11:00 | 2018-10-27 13:00 | 65.61 | 2018 | 8.79 | 2018-10-31
Spain | ESP | 2018-10-27 12:00 | 2018-10-27 14:00 | 60.17 | 2018 | 8.79 | 2018-10-31
Spain | ESP | 2018-10-27 13:00 | 2018-10-27 15:00 | 53.56 | 2018 | 8.79 | 2018-10-31
Spain | ESP | 2018-10-27 14:00 | 2018-10-27 16:00 | 52.6 | 2018 | 8.79 | 2018-10-31
Spain | ESP | 2018-10-27 15:00 | 2018-10-27 17:00 | 52.6 | 2018 | 8.79 | 2018-10-31
Spain | ESP | 2018-10-27 16:00 | 2018-10-27 18:00 | 53.35 | 2018 | 8.79 | 2018-10-31
Spain | ESP | 2018-10-27 17:00 | 2018-10-27 19:00 | 63.11 | 2018 | 8.79 | 2018-10-31
Spain | ESP | 2018-10-27 18:00 | 2018-10-27 20:00 | 70.44 | 2018 | 8.79 | 2018-10-31
Spain | ESP | 2018-10-27 19:00 | 2018-10-27 21:00 | 68.95 | 2018 | 8.79 | 2018-10-31
Spain | ESP | 2018-10-27 20:00 | 2018-10-27 22:00 | 65.18 | 2018 | 8.79 | 2018-10-31
Spain | ESP | 2018-10-27 21:00 | 2018-10-27 23:00 | 59.49 | 2018 | 8.79 | 2018-10-31
Spain | ESP | 2018-10-27 22:00 | 2018-10-28 | 64.47 | 2018 | 8.79 | 2018-10-31
Spain | ESP | 2018-10-27 23:00 | 2018-10-28 01:00 | 54.83 | 2018 | 8.79 | 2018-10-31
Spain | ESP | 2018-10-28 | 2018-10-28 02:00 | 52.4 | 2018 | 8.79 | 2018-10-31
Spain | ESP | 2018-10-28 01:00 | 2018-10-28 02:00 | 50.12 | 2018 | 8.79 | 2018-10-31
Spain | ESP | 2018-10-28 02:00 | 2018-10-28 03:00 | 45.92 | 2018 | 8.79 | 2018-10-31
Spain | ESP | 2018-10-28 03:00 | 2018-10-28 04:00 | 44 | 2018 | 8.79 | 2018-10-31
Spain | ESP | 2018-10-28 04:00 | 2018-10-28 05:00 | 44.79 | 2018 | 8.79 | 2018-10-31
Spain | ESP | 2018-10-28 05:00 | 2018-10-28 06:00 | 47.27 | 2018 | 8.79 | 2018-10-31
Spain | ESP | 2018-10-28 06:00 | 2018-10-28 07:00 | 48.86 | 2018 | 8.79 | 2018-10-31
Spain | ESP | 2018-10-28 07:00 | 2018-10-28 08:00 | 50.1 | 2018 | 8.79 | 2018-10-31
Spain | ESP | 2018-10-28 08:00 | 2018-10-28 09:00 | 51.1 | 2018 | 8.79 | 2018-10-31
Spain | ESP | 2018-10-28 09:00 | 2018-10-28 10:00 | 50.1 | 2018 | 8.79 | 2018-10-31
Spain | ESP | 2018-10-28 10:00 | 2018-10-28 11:00 | 50.62 | 2018 | 8.79 | 2018-10-31
Spain | ESP | 2018-10-28 11:00 | 2018-10-28 12:00 | 52.6 | 2018 | 8.79 | 2018-10-31
Spain | ESP | 2018-10-28 12:00 | 2018-10-28 13:00 | 51.9 | 2018 | 8.79 | 2018-10-31
Spain | ESP | 2018-10-28 13:00 | 2018-10-28 14:00 | 49.68 | 2018 | 8.79 | 2018-10-31
Spain | ESP | 2018-10-28 14:00 | 2018-10-28 15:00 | 46.99 | 2018 | 8.79 | 2018-10-31
Spain | ESP | 2018-10-28 15:00 | 2018-10-28 16:00 | 47.36 | 2018 | 8.79 | 2018-10-31
Spain | ESP | 2018-10-28 16:00 | 2018-10-28 17:00 | 54.92 | 2018 | 8.79 | 2018-10-31
Spain | ESP | 2018-10-28 17:00 | 2018-10-28 18:00 | 65.02 | 2018 | 8.79 | 2018-10-31
Spain | ESP | 2018-10-28 18:00 | 2018-10-28 19:00 | 69.14 | 2018 | 8.79 | 2018-10-31
Spain | ESP | 2018-10-28 19:00 | 2018-10-28 20:00 | 70 | 2018 | 8.79 | 2018-10-31
Spain | ESP | 2018-10-28 20:00 | 2018-10-28 21:00 | 70 | 2018 | 8.79 | 2018-10-31
Spain | ESP | 2018-10-28 21:00 | 2018-10-28 22:00 | 68.61 | 2018 | 8.79 | 2018-10-31
Spain | ESP | 2018-10-28 22:00 | 2018-10-28 23:00 | 60 | 2018 | 8.79 | 2018-10-31
Spain | ESP | 2018-10-28 23:00 | 2018-10-29 | 51.75 | 2018 | 8.79 | 2018-10-31
Spain | ESP | 2018-10-29 | 2018-10-29 01:00 | 48 | 2018 | 8.79 | 2018-10-31
Spain | ESP | 2018-10-29 01:00 | 2018-10-29 02:00 | 42.92 | 2018 | 8.79 | 2018-10-31
Spain | ESP | 2018-10-29 02:00 | 2018-10-29 03:00 | 36.33 | 2018 | 8.79 | 2018-10-31
Spain | ESP | 2018-10-29 03:00 | 2018-10-29 04:00 | 36.66 | 2018 | 8.79 | 2018-10-31
Spain | ESP | 2018-10-29 04:00 | 2018-10-29 05:00 | 47.62 | 2018 | 8.79 | 2018-10-31
Spain | ESP | 2018-10-29 05:00 | 2018-10-29 06:00 | 53.31 | 2018 | 8.79 | 2018-10-31
Spain | ESP | 2018-10-29 06:00 | 2018-10-29 07:00 | 65.5 | 2018 | 8.79 | 2018-10-31
Spain | ESP | 2018-10-29 07:00 | 2018-10-29 08:00 | 68.69 | 2018 | 8.79 | 2018-10-31
Spain | ESP | 2018-10-29 08:00 | 2018-10-29 09:00 | 69.1 | 2018 | 8.79 | 2018-10-31
Spain | ESP | 2018-10-29 09:00 | 2018-10-29 10:00 | 66.87 | 2018 | 8.79 | 2018-10-31
Spain | ESP | 2018-10-29 10:00 | 2018-10-29 11:00 | 64.01 | 2018 | 8.79 | 2018-10-31
Spain | ESP | 2018-10-29 11:00 | 2018-10-29 12:00 | 61.41 | 2018 | 8.79 | 2018-10-31
Spain | ESP | 2018-10-29 12:00 | 2018-10-29 13:00 | 63.97 | 2018 | 8.79 | 2018-10-31
Spain | ESP | 2018-10-29 13:00 | 2018-10-29 14:00 | 57.05 | 2018 | 8.79 | 2018-10-31
Spain | ESP | 2018-10-29 14:00 | 2018-10-29 15:00 | 56.01 | 2018 | 8.79 | 2018-10-31
Spain | ESP | 2018-10-29 15:00 | 2018-10-29 16:00 | 58.07 | 2018 | 8.79 | 2018-10-31
Spain | ESP | 2018-10-29 16:00 | 2018-10-29 17:00 | 65.86 | 2018 | 8.79 | 2018-10-31
Spain | ESP | 2018-10-29 17:00 | 2018-10-29 18:00 | 69.64 | 2018 | 8.79 | 2018-10-31
Spain | ESP | 2018-10-29 18:00 | 2018-10-29 19:00 | 73.36 | 2018 | 8.79 | 2018-10-31
Spain | ESP | 2018-10-29 19:00 | 2018-10-29 20:00 | 75.57 | 2018 | 8.79 | 2018-10-31
Spain | ESP | 2018-10-29 20:00 | 2018-10-29 21:00 | 73 | 2018 | 8.79 | 2018-10-31
Spain | ESP | 2018-10-29 21:00 | 2018-10-29 22:00 | 69.39 | 2018 | 8.79 | 2018-10-31
Spain | ESP | 2018-10-29 22:00 | 2018-10-29 23:00 | 65.01 | 2018 | 8.79 | 2018-10-31
Spain | ESP | 2018-10-29 23:00 | 2018-10-30 | 54.08 | 2018 | 8.79 | 2018-10-31
Spain | ESP | 2018-10-30 | 2018-10-30 01:00 | 53.13 | 2018 | 8.79 | 2018-10-31
Spain | ESP | 2018-10-30 01:00 | 2018-10-30 02:00 | 52.9 | 2018 | 8.79 | 2018-10-31
Spain | ESP | 2018-10-30 02:00 | 2018-10-30 03:00 | 52.52 | 2018 | 8.79 | 2018-10-31
Spain | ESP | 2018-10-30 03:00 | 2018-10-30 04:00 | 53 | 2018 | 8.79 | 2018-10-31
Spain | ESP | 2018-10-30 04:00 | 2018-10-30 05:00 | 55.49 | 2018 | 8.79 | 2018-10-31
Spain | ESP | 2018-10-30 05:00 | 2018-10-30 06:00 | 59.2 | 2018 | 8.79 | 2018-10-31
Spain | ESP | 2018-10-30 06:00 | 2018-10-30 07:00 | 67.9 | 2018 | 8.79 | 2018-10-31
Spain | ESP | 2018-10-30 07:00 | 2018-10-30 08:00 | 69.69 | 2018 | 8.79 | 2018-10-31
Spain | ESP | 2018-10-30 08:00 | 2018-10-30 09:00 | 70.4 | 2018 | 8.79 | 2018-10-31
Spain | ESP | 2018-10-30 09:00 | 2018-10-30 10:00 | 70.42 | 2018 | 8.79 | 2018-10-31
Spain | ESP | 2018-10-30 10:00 | 2018-10-30 11:00 | 70.25 | 2018 | 8.79 | 2018-10-31
Spain | ESP | 2018-10-30 11:00 | 2018-10-30 12:00 | 70.45 | 2018 | 8.79 | 2018-10-31
Spain | ESP | 2018-10-30 12:00 | 2018-10-30 13:00 | 70.2 | 2018 | 8.79 | 2018-10-31
Spain | ESP | 2018-10-30 13:00 | 2018-10-30 14:00 | 69.43 | 2018 | 8.79 | 2018-10-31
Spain | ESP | 2018-10-30 14:00 | 2018-10-30 15:00 | 67.81 | 2018 | 8.79 | 2018-10-31
Spain | ESP | 2018-10-30 15:00 | 2018-10-30 16:00 | 67.89 | 2018 | 8.79 | 2018-10-31
Spain | ESP | 2018-10-30 16:00 | 2018-10-30 17:00 | 69.72 | 2018 | 8.79 | 2018-10-31
Spain | ESP | 2018-10-30 17:00 | 2018-10-30 18:00 | 70.09 | 2018 | 8.79 | 2018-10-31
Spain | ESP | 2018-10-30 18:00 | 2018-10-30 19:00 | 72.1 | 2018 | 8.79 | 2018-10-31
Spain | ESP | 2018-10-30 19:00 | 2018-10-30 20:00 | 74.28 | 2018 | 8.79 | 2018-10-31
Spain | ESP | 2018-10-30 20:00 | 2018-10-30 21:00 | 73.01 | 2018 | 8.79 | 2018-10-31
Spain | ESP | 2018-10-30 21:00 | 2018-10-30 22:00 | 70.29 | 2018 | 8.79 | 2018-10-31
Spain | ESP | 2018-10-30 22:00 | 2018-10-30 23:00 | 65.46 | 2018 | 8.79 | 2018-10-31
Spain | ESP | 2018-10-30 23:00 | 2018-10-31 | 65.55 | 2018 | 8.79 | 2018-10-31
Spain | ESP | 2018-10-31 | 2018-10-31 01:00 | 60.77 | 2018 | 8.79 | 2018-10-31
Spain | ESP | 2018-10-31 01:00 | 2018-10-31 02:00 | 59.57 | 2018 | 8.79 | 2018-10-31
Spain | ESP | 2018-10-31 02:00 | 2018-10-31 03:00 | 56.16 | 2018 | 8.79 | 2018-10-31
Spain | ESP | 2018-10-31 03:00 | 2018-10-31 04:00 | 55.49 | 2018 | 8.79 | 2018-10-31
Spain | ESP | 2018-10-31 04:00 | 2018-10-31 05:00 | 57.05 | 2018 | 8.79 | 2018-10-31
Spain | ESP | 2018-10-31 05:00 | 2018-10-31 06:00 | 68.68 | 2018 | 8.79 | 2018-10-31
Spain | ESP | 2018-10-31 06:00 | 2018-10-31 07:00 | 71.07 | 2018 | 8.79 | 2018-10-31
Spain | ESP | 2018-10-31 07:00 | 2018-10-31 08:00 | 71.7 | 2018 | 8.79 | 2018-10-31
Spain | ESP | 2018-10-31 08:00 | 2018-10-31 09:00 | 72.98 | 2018 | 8.79 | 2018-10-31
Spain | ESP | 2018-10-31 09:00 | 2018-10-31 10:00 | 73.1 | 2018 | 8.79 | 2018-10-31
Spain | ESP | 2018-10-31 10:00 | 2018-10-31 11:00 | 71.9 | 2018 | 8.79 | 2018-10-31
Spain | ESP | 2018-10-31 11:00 | 2018-10-31 12:00 | 71.9 | 2018 | 8.79 | 2018-10-31
Spain | ESP | 2018-10-31 12:00 | 2018-10-31 13:00 | 72.1 | 2018 | 8.79 | 2018-10-31
Spain | ESP | 2018-10-31 13:00 | 2018-10-31 14:00 | 71.61 | 2018 | 8.79 | 2018-10-31
Spain | ESP | 2018-10-31 14:00 | 2018-10-31 15:00 | 71.18 | 2018 | 8.79 | 2018-10-31
Spain | ESP | 2018-10-31 15:00 | 2018-10-31 16:00 | 71.22 | 2018 | 8.79 | 2018-10-31
Spain | ESP | 2018-10-31 16:00 | 2018-10-31 17:00 | 72.59 | 2018 | 8.79 | 2018-10-31
Spain | ESP | 2018-10-31 17:00 | 2018-10-31 18:00 | 73 | 2018 | 8.79 | 2018-10-31
Spain | ESP | 2018-10-31 18:00 | 2018-10-31 19:00 | 74.81 | 2018 | 8.79 | 2018-10-31
Spain | ESP | 2018-10-31 19:00 | 2018-10-31 20:00 | 75.93 | 2018 | 8.79 | 2018-10-31
Spain | ESP | 2018-10-31 20:00 | 2018-10-31 21:00 | 70.13 | 2018 | 8.79 | 2018-10-31
Spain | ESP | 2018-10-31 21:00 | 2018-10-31 22:00 | 67.89 | 2018 | 8.79 | 2018-10-31
Spain | ESP | 2018-10-31 22:00 | 2018-10-31 23:00 | 67.64 | 2018 | 8.79 | 2018-10-31
Spain | ESP | 2018-10-31 23:00 | 2018-11-01 | 71.61 | 2018 | 8.79 | 2018-10-31
Spain | ESP | 2018-11-01 | 2018-11-01 01:00 | 68.71 | 2018 | 8.27 | 2018-11-30
Spain | ESP | 2018-11-01 01:00 | 2018-11-01 02:00 | 67.64 | 2018 | 8.27 | 2018-11-30
Spain | ESP | 2018-11-01 02:00 | 2018-11-01 03:00 | 66.53 | 2018 | 8.27 | 2018-11-30
Spain | ESP | 2018-11-01 03:00 | 2018-11-01 04:00 | 62.45 | 2018 | 8.27 | 2018-11-30
Spain | ESP | 2018-11-01 04:00 | 2018-11-01 05:00 | 59.2 | 2018 | 8.27 | 2018-11-30
Spain | ESP | 2018-11-01 05:00 | 2018-11-01 06:00 | 59.2 | 2018 | 8.27 | 2018-11-30
Spain | ESP | 2018-11-01 06:00 | 2018-11-01 07:00 | 59.52 | 2018 | 8.27 | 2018-11-30
Spain | ESP | 2018-11-01 07:00 | 2018-11-01 08:00 | 59.2 | 2018 | 8.27 | 2018-11-30
Spain | ESP | 2018-11-01 08:00 | 2018-11-01 09:00 | 64.18 | 2018 | 8.27 | 2018-11-30
Spain | ESP | 2018-11-01 09:00 | 2018-11-01 10:00 | 64.99 | 2018 | 8.27 | 2018-11-30
Spain | ESP | 2018-11-01 10:00 | 2018-11-01 11:00 | 64.46 | 2018 | 8.27 | 2018-11-30
Spain | ESP | 2018-11-01 11:00 | 2018-11-01 12:00 | 62.88 | 2018 | 8.27 | 2018-11-30
Spain | ESP | 2018-11-01 12:00 | 2018-11-01 13:00 | 63.28 | 2018 | 8.27 | 2018-11-30
Spain | ESP | 2018-11-01 13:00 | 2018-11-01 14:00 | 58.36 | 2018 | 8.27 | 2018-11-30
Spain | ESP | 2018-11-01 14:00 | 2018-11-01 15:00 | 54.69 | 2018 | 8.27 | 2018-11-30
Spain | ESP | 2018-11-01 15:00 | 2018-11-01 16:00 | 54.49 | 2018 | 8.27 | 2018-11-30
Spain | ESP | 2018-11-01 16:00 | 2018-11-01 17:00 | 62.99 | 2018 | 8.27 | 2018-11-30
Spain | ESP | 2018-11-01 17:00 | 2018-11-01 18:00 | 70.69 | 2018 | 8.27 | 2018-11-30
Spain | ESP | 2018-11-01 18:00 | 2018-11-01 19:00 | 71.28 | 2018 | 8.27 | 2018-11-30
Spain | ESP | 2018-11-01 19:00 | 2018-11-01 20:00 | 71.07 | 2018 | 8.27 | 2018-11-30
Spain | ESP | 2018-11-01 20:00 | 2018-11-01 21:00 | 69.8 | 2018 | 8.27 | 2018-11-30
Spain | ESP | 2018-11-01 21:00 | 2018-11-01 22:00 | 67.64 | 2018 | 8.27 | 2018-11-30
Spain | ESP | 2018-11-01 22:00 | 2018-11-01 23:00 | 59.11 | 2018 | 8.27 | 2018-11-30
Spain | ESP | 2018-11-01 23:00 | 2018-11-02 | 56.86 | 2018 | 8.27 | 2018-11-30
Spain | ESP | 2018-11-02 | 2018-11-02 01:00 | 54.24 | 2018 | 8.27 | 2018-11-30
Spain | ESP | 2018-11-02 01:00 | 2018-11-02 02:00 | 49.55 | 2018 | 8.27 | 2018-11-30
Spain | ESP | 2018-11-02 02:00 | 2018-11-02 03:00 | 48.9 | 2018 | 8.27 | 2018-11-30
Spain | ESP | 2018-11-02 03:00 | 2018-11-02 04:00 | 48.1 | 2018 | 8.27 | 2018-11-30
Spain | ESP | 2018-11-02 04:00 | 2018-11-02 05:00 | 51.15 | 2018 | 8.27 | 2018-11-30
Spain | ESP | 2018-11-02 05:00 | 2018-11-02 06:00 | 60.18 | 2018 | 8.27 | 2018-11-30
Spain | ESP | 2018-11-02 06:00 | 2018-11-02 07:00 | 67.2 | 2018 | 8.27 | 2018-11-30
Spain | ESP | 2018-11-02 07:00 | 2018-11-02 08:00 | 68.4 | 2018 | 8.27 | 2018-11-30
Spain | ESP | 2018-11-02 08:00 | 2018-11-02 09:00 | 70.07 | 2018 | 8.27 | 2018-11-30
Spain | ESP | 2018-11-02 09:00 | 2018-11-02 10:00 | 70.71 | 2018 | 8.27 | 2018-11-30
Spain | ESP | 2018-11-02 10:00 | 2018-11-02 11:00 | 69.8 | 2018 | 8.27 | 2018-11-30
Spain | ESP | 2018-11-02 11:00 | 2018-11-02 12:00 | 68.4 | 2018 | 8.27 | 2018-11-30
Spain | ESP | 2018-11-02 12:00 | 2018-11-02 13:00 | 67.2 | 2018 | 8.27 | 2018-11-30
Spain | ESP | 2018-11-02 13:00 | 2018-11-02 14:00 | 64.2 | 2018 | 8.27 | 2018-11-30
Spain | ESP | 2018-11-02 14:00 | 2018-11-02 15:00 | 65.82 | 2018 | 8.27 | 2018-11-30
Spain | ESP | 2018-11-02 15:00 | 2018-11-02 16:00 | 65.85 | 2018 | 8.27 | 2018-11-30
Spain | ESP | 2018-11-02 16:00 | 2018-11-02 17:00 | 67.64 | 2018 | 8.27 | 2018-11-30
Spain | ESP | 2018-11-02 17:00 | 2018-11-02 18:00 | 70.69 | 2018 | 8.27 | 2018-11-30
Spain | ESP | 2018-11-02 18:00 | 2018-11-02 19:00 | 72.5 | 2018 | 8.27 | 2018-11-30
Spain | ESP | 2018-11-02 19:00 | 2018-11-02 20:00 | 71.42 | 2018 | 8.27 | 2018-11-30
Spain | ESP | 2018-11-02 20:00 | 2018-11-02 21:00 | 67.23 | 2018 | 8.27 | 2018-11-30
Spain | ESP | 2018-11-02 21:00 | 2018-11-02 22:00 | 67.89 | 2018 | 8.27 | 2018-11-30
Spain | ESP | 2018-11-02 22:00 | 2018-11-02 23:00 | 67.16 | 2018 | 8.27 | 2018-11-30
Spain | ESP | 2018-11-02 23:00 | 2018-11-03 | 65.21 | 2018 | 8.27 | 2018-11-30
Spain | ESP | 2018-11-03 | 2018-11-03 01:00 | 56.27 | 2018 | 8.27 | 2018-11-30
Spain | ESP | 2018-11-03 01:00 | 2018-11-03 02:00 | 54.94 | 2018 | 8.27 | 2018-11-30
Spain | ESP | 2018-11-03 02:00 | 2018-11-03 03:00 | 52.12 | 2018 | 8.27 | 2018-11-30
Spain | ESP | 2018-11-03 03:00 | 2018-11-03 04:00 | 50.1 | 2018 | 8.27 | 2018-11-30
Spain | ESP | 2018-11-03 04:00 | 2018-11-03 05:00 | 52.61 | 2018 | 8.27 | 2018-11-30
Spain | ESP | 2018-11-03 05:00 | 2018-11-03 06:00 | 54.24 | 2018 | 8.27 | 2018-11-30
Spain | ESP | 2018-11-03 06:00 | 2018-11-03 07:00 | 57 | 2018 | 8.27 | 2018-11-30
Spain | ESP | 2018-11-03 07:00 | 2018-11-03 08:00 | 61.5 | 2018 | 8.27 | 2018-11-30
Spain | ESP | 2018-11-03 08:00 | 2018-11-03 09:00 | 65.03 | 2018 | 8.27 | 2018-11-30
Spain | ESP | 2018-11-03 09:00 | 2018-11-03 10:00 | 64.45 | 2018 | 8.27 | 2018-11-30
Spain | ESP | 2018-11-03 10:00 | 2018-11-03 11:00 | 66.58 | 2018 | 8.27 | 2018-11-30
Spain | ESP | 2018-11-03 11:00 | 2018-11-03 12:00 | 67.13 | 2018 | 8.27 | 2018-11-30
Spain | ESP | 2018-11-03 12:00 | 2018-11-03 13:00 | 67.21 | 2018 | 8.27 | 2018-11-30
Spain | ESP | 2018-11-03 13:00 | 2018-11-03 14:00 | 66.26 | 2018 | 8.27 | 2018-11-30
Spain | ESP | 2018-11-03 14:00 | 2018-11-03 15:00 | 63.08 | 2018 | 8.27 | 2018-11-30
Spain | ESP | 2018-11-03 15:00 | 2018-11-03 16:00 | 62.18 | 2018 | 8.27 | 2018-11-30
Spain | ESP | 2018-11-03 16:00 | 2018-11-03 17:00 | 70 | 2018 | 8.27 | 2018-11-30
Spain | ESP | 2018-11-03 17:00 | 2018-11-03 18:00 | 75 | 2018 | 8.27 | 2018-11-30
Spain | ESP | 2018-11-03 18:00 | 2018-11-03 19:00 | 75.56 | 2018 | 8.27 | 2018-11-30
Spain | ESP | 2018-11-03 19:00 | 2018-11-03 20:00 | 72.69 | 2018 | 8.27 | 2018-11-30
Spain | ESP | 2018-11-03 20:00 | 2018-11-03 21:00 | 71.96 | 2018 | 8.27 | 2018-11-30
Spain | ESP | 2018-11-03 21:00 | 2018-11-03 22:00 | 69.36 | 2018 | 8.27 | 2018-11-30
Spain | ESP | 2018-11-03 22:00 | 2018-11-03 23:00 | 70 | 2018 | 8.27 | 2018-11-30
Spain | ESP | 2018-11-03 23:00 | 2018-11-04 | 69.94 | 2018 | 8.27 | 2018-11-30
Spain | ESP | 2018-11-04 | 2018-11-04 01:00 | 67.2 | 2018 | 8.27 | 2018-11-30
Spain | ESP | 2018-11-04 01:00 | 2018-11-04 02:00 | 63.93 | 2018 | 8.27 | 2018-11-30
Spain | ESP | 2018-11-04 02:00 | 2018-11-04 03:00 | 58 | 2018 | 8.27 | 2018-11-30
Spain | ESP | 2018-11-04 03:00 | 2018-11-04 04:00 | 54.94 | 2018 | 8.27 | 2018-11-30
Spain | ESP | 2018-11-04 04:00 | 2018-11-04 05:00 | 54.79 | 2018 | 8.27 | 2018-11-30
Spain | ESP | 2018-11-04 05:00 | 2018-11-04 06:00 | 54.84 | 2018 | 8.27 | 2018-11-30
Spain | ESP | 2018-11-04 06:00 | 2018-11-04 07:00 | 54.94 | 2018 | 8.27 | 2018-11-30
Spain | ESP | 2018-11-04 07:00 | 2018-11-04 08:00 | 54.99 | 2018 | 8.27 | 2018-11-30
Spain | ESP | 2018-11-04 08:00 | 2018-11-04 09:00 | 58.61 | 2018 | 8.27 | 2018-11-30
Spain | ESP | 2018-11-04 09:00 | 2018-11-04 10:00 | 62.5 | 2018 | 8.27 | 2018-11-30
Spain | ESP | 2018-11-04 10:00 | 2018-11-04 11:00 | 62.8 | 2018 | 8.27 | 2018-11-30
Spain | ESP | 2018-11-04 11:00 | 2018-11-04 12:00 | 58.97 | 2018 | 8.27 | 2018-11-30
Spain | ESP | 2018-11-04 12:00 | 2018-11-04 13:00 | 56.42 | 2018 | 8.27 | 2018-11-30
Spain | ESP | 2018-11-04 13:00 | 2018-11-04 14:00 | 54.99 | 2018 | 8.27 | 2018-11-30
Spain | ESP | 2018-11-04 14:00 | 2018-11-04 15:00 | 52.3 | 2018 | 8.27 | 2018-11-30
Spain | ESP | 2018-11-04 15:00 | 2018-11-04 16:00 | 52.3 | 2018 | 8.27 | 2018-11-30
Spain | ESP | 2018-11-04 16:00 | 2018-11-04 17:00 | 62.99 | 2018 | 8.27 | 2018-11-30
Spain | ESP | 2018-11-04 17:00 | 2018-11-04 18:00 | 67.17 | 2018 | 8.27 | 2018-11-30
Spain | ESP | 2018-11-04 18:00 | 2018-11-04 19:00 | 68.68 | 2018 | 8.27 | 2018-11-30
Spain | ESP | 2018-11-04 19:00 | 2018-11-04 20:00 | 64.28 | 2018 | 8.27 | 2018-11-30
Spain | ESP | 2018-11-04 20:00 | 2018-11-04 21:00 | 64.18 | 2018 | 8.27 | 2018-11-30
Spain | ESP | 2018-11-04 21:00 | 2018-11-04 22:00 | 60.5 | 2018 | 8.27 | 2018-11-30
Spain | ESP | 2018-11-04 22:00 | 2018-11-04 23:00 | 54.99 | 2018 | 8.27 | 2018-11-30
Spain | ESP | 2018-11-04 23:00 | 2018-11-05 | 50.77 | 2018 | 8.27 | 2018-11-30
Spain | ESP | 2018-11-05 | 2018-11-05 01:00 | 46.61 | 2018 | 8.27 | 2018-11-30
Spain | ESP | 2018-11-05 01:00 | 2018-11-05 02:00 | 44.56 | 2018 | 8.27 | 2018-11-30
Spain | ESP | 2018-11-05 02:00 | 2018-11-05 03:00 | 41.92 | 2018 | 8.27 | 2018-11-30
Spain | ESP | 2018-11-05 03:00 | 2018-11-05 04:00 | 41.07 | 2018 | 8.27 | 2018-11-30
Spain | ESP | 2018-11-05 04:00 | 2018-11-05 05:00 | 46.17 | 2018 | 8.27 | 2018-11-30
Spain | ESP | 2018-11-05 05:00 | 2018-11-05 06:00 | 54.22 | 2018 | 8.27 | 2018-11-30
Spain | ESP | 2018-11-05 06:00 | 2018-11-05 07:00 | 67.64 | 2018 | 8.27 | 2018-11-30
Spain | ESP | 2018-11-05 07:00 | 2018-11-05 08:00 | 69 | 2018 | 8.27 | 2018-11-30
Spain | ESP | 2018-11-05 08:00 | 2018-11-05 09:00 | 70.02 | 2018 | 8.27 | 2018-11-30
Spain | ESP | 2018-11-05 09:00 | 2018-11-05 10:00 | 68.68 | 2018 | 8.27 | 2018-11-30
Spain | ESP | 2018-11-05 10:00 | 2018-11-05 11:00 | 68.31 | 2018 | 8.27 | 2018-11-30
Spain | ESP | 2018-11-05 11:00 | 2018-11-05 12:00 | 66.07 | 2018 | 8.27 | 2018-11-30
Spain | ESP | 2018-11-05 12:00 | 2018-11-05 13:00 | 67.2 | 2018 | 8.27 | 2018-11-30
Spain | ESP | 2018-11-05 13:00 | 2018-11-05 14:00 | 66 | 2018 | 8.27 | 2018-11-30
Spain | ESP | 2018-11-05 14:00 | 2018-11-05 15:00 | 64.62 | 2018 | 8.27 | 2018-11-30
Spain | ESP | 2018-11-05 15:00 | 2018-11-05 16:00 | 63.8 | 2018 | 8.27 | 2018-11-30
Spain | ESP | 2018-11-05 16:00 | 2018-11-05 17:00 | 67.2 | 2018 | 8.27 | 2018-11-30
Spain | ESP | 2018-11-05 17:00 | 2018-11-05 18:00 | 70 | 2018 | 8.27 | 2018-11-30
Spain | ESP | 2018-11-05 18:00 | 2018-11-05 19:00 | 72.43 | 2018 | 8.27 | 2018-11-30
Spain | ESP | 2018-11-05 19:00 | 2018-11-05 20:00 | 69.21 | 2018 | 8.27 | 2018-11-30
Spain | ESP | 2018-11-05 20:00 | 2018-11-05 21:00 | 64.18 | 2018 | 8.27 | 2018-11-30
Spain | ESP | 2018-11-05 21:00 | 2018-11-05 22:00 | 62.03 | 2018 | 8.27 | 2018-11-30
Spain | ESP | 2018-11-05 22:00 | 2018-11-05 23:00 | 54.84 | 2018 | 8.27 | 2018-11-30
Spain | ESP | 2018-11-05 23:00 | 2018-11-06 | 51 | 2018 | 8.27 | 2018-11-30
Spain | ESP | 2018-11-06 | 2018-11-06 01:00 | 47.64 | 2018 | 8.27 | 2018-11-30
Spain | ESP | 2018-11-06 01:00 | 2018-11-06 02:00 | 44.82 | 2018 | 8.27 | 2018-11-30
Spain | ESP | 2018-11-06 02:00 | 2018-11-06 03:00 | 43.53 | 2018 | 8.27 | 2018-11-30
Spain | ESP | 2018-11-06 03:00 | 2018-11-06 04:00 | 43.93 | 2018 | 8.27 | 2018-11-30
Spain | ESP | 2018-11-06 04:00 | 2018-11-06 05:00 | 48.18 | 2018 | 8.27 | 2018-11-30
Spain | ESP | 2018-11-06 05:00 | 2018-11-06 06:00 | 52.3 | 2018 | 8.27 | 2018-11-30
Spain | ESP | 2018-11-06 06:00 | 2018-11-06 07:00 | 64.43 | 2018 | 8.27 | 2018-11-30
Spain | ESP | 2018-11-06 07:00 | 2018-11-06 08:00 | 67.32 | 2018 | 8.27 | 2018-11-30
Spain | ESP | 2018-11-06 08:00 | 2018-11-06 09:00 | 68.25 | 2018 | 8.27 | 2018-11-30
Spain | ESP | 2018-11-06 09:00 | 2018-11-06 10:00 | 65.44 | 2018 | 8.27 | 2018-11-30
Spain | ESP | 2018-11-06 10:00 | 2018-11-06 11:00 | 63.86 | 2018 | 8.27 | 2018-11-30
Spain | ESP | 2018-11-06 11:00 | 2018-11-06 12:00 | 60.73 | 2018 | 8.27 | 2018-11-30
Spain | ESP | 2018-11-06 12:00 | 2018-11-06 13:00 | 62.41 | 2018 | 8.27 | 2018-11-30
Spain | ESP | 2018-11-06 13:00 | 2018-11-06 14:00 | 63.14 | 2018 | 8.27 | 2018-11-30
Spain | ESP | 2018-11-06 14:00 | 2018-11-06 15:00 | 64 | 2018 | 8.27 | 2018-11-30
Spain | ESP | 2018-11-06 15:00 | 2018-11-06 16:00 | 65.2 | 2018 | 8.27 | 2018-11-30
Spain | ESP | 2018-11-06 16:00 | 2018-11-06 17:00 | 67.64 | 2018 | 8.27 | 2018-11-30
Spain | ESP | 2018-11-06 17:00 | 2018-11-06 18:00 | 67.64 | 2018 | 8.27 | 2018-11-30
Spain | ESP | 2018-11-06 18:00 | 2018-11-06 19:00 | 71.61 | 2018 | 8.27 | 2018-11-30
Spain | ESP | 2018-11-06 19:00 | 2018-11-06 20:00 | 67.2 | 2018 | 8.27 | 2018-11-30
Spain | ESP | 2018-11-06 20:00 | 2018-11-06 21:00 | 59.9 | 2018 | 8.27 | 2018-11-30
Spain | ESP | 2018-11-06 21:00 | 2018-11-06 22:00 | 55.22 | 2018 | 8.27 | 2018-11-30
Spain | ESP | 2018-11-06 22:00 | 2018-11-06 23:00 | 52.07 | 2018 | 8.27 | 2018-11-30
Spain | ESP | 2018-11-06 23:00 | 2018-11-07 | 44.65 | 2018 | 8.27 | 2018-11-30
Spain | ESP | 2018-11-07 | 2018-11-07 01:00 | 43.6 | 2018 | 8.27 | 2018-11-30
Spain | ESP | 2018-11-07 01:00 | 2018-11-07 02:00 | 41.59 | 2018 | 8.27 | 2018-11-30
Spain | ESP | 2018-11-07 02:00 | 2018-11-07 03:00 | 40.64 | 2018 | 8.27 | 2018-11-30
Spain | ESP | 2018-11-07 03:00 | 2018-11-07 04:00 | 39.37 | 2018 | 8.27 | 2018-11-30
Spain | ESP | 2018-11-07 04:00 | 2018-11-07 05:00 | 43.77 | 2018 | 8.27 | 2018-11-30
Spain | ESP | 2018-11-07 05:00 | 2018-11-07 06:00 | 50.79 | 2018 | 8.27 | 2018-11-30
Spain | ESP | 2018-11-07 06:00 | 2018-11-07 07:00 | 61.99 | 2018 | 8.27 | 2018-11-30
Spain | ESP | 2018-11-07 07:00 | 2018-11-07 08:00 | 64.18 | 2018 | 8.27 | 2018-11-30
Spain | ESP | 2018-11-07 08:00 | 2018-11-07 09:00 | 64.18 | 2018 | 8.27 | 2018-11-30
Spain | ESP | 2018-11-07 09:00 | 2018-11-07 10:00 | 61.56 | 2018 | 8.27 | 2018-11-30
Spain | ESP | 2018-11-07 10:00 | 2018-11-07 11:00 | 61.06 | 2018 | 8.27 | 2018-11-30
Spain | ESP | 2018-11-07 11:00 | 2018-11-07 12:00 | 60 | 2018 | 8.27 | 2018-11-30
Spain | ESP | 2018-11-07 12:00 | 2018-11-07 13:00 | 62.1 | 2018 | 8.27 | 2018-11-30
Spain | ESP | 2018-11-07 13:00 | 2018-11-07 14:00 | 62.94 | 2018 | 8.27 | 2018-11-30
Spain | ESP | 2018-11-07 14:00 | 2018-11-07 15:00 | 65.61 | 2018 | 8.27 | 2018-11-30
Spain | ESP | 2018-11-07 15:00 | 2018-11-07 16:00 | 67.7 | 2018 | 8.27 | 2018-11-30
Spain | ESP | 2018-11-07 16:00 | 2018-11-07 17:00 | 70.99 | 2018 | 8.27 | 2018-11-30
Spain | ESP | 2018-11-07 17:00 | 2018-11-07 18:00 | 73.57 | 2018 | 8.27 | 2018-11-30
Spain | ESP | 2018-11-07 18:00 | 2018-11-07 19:00 | 73.09 | 2018 | 8.27 | 2018-11-30
Spain | ESP | 2018-11-07 19:00 | 2018-11-07 20:00 | 73.9 | 2018 | 8.27 | 2018-11-30
Spain | ESP | 2018-11-07 20:00 | 2018-11-07 21:00 | 73 | 2018 | 8.27 | 2018-11-30
Spain | ESP | 2018-11-07 21:00 | 2018-11-07 22:00 | 70.03 | 2018 | 8.27 | 2018-11-30
Spain | ESP | 2018-11-07 22:00 | 2018-11-07 23:00 | 68.4 | 2018 | 8.27 | 2018-11-30
Spain | ESP | 2018-11-07 23:00 | 2018-11-08 | 65 | 2018 | 8.27 | 2018-11-30
Spain | ESP | 2018-11-08 | 2018-11-08 01:00 | 62.76 | 2018 | 8.27 | 2018-11-30
Spain | ESP | 2018-11-08 01:00 | 2018-11-08 02:00 | 55.86 | 2018 | 8.27 | 2018-11-30
Spain | ESP | 2018-11-08 02:00 | 2018-11-08 03:00 | 53.34 | 2018 | 8.27 | 2018-11-30
Spain | ESP | 2018-11-08 03:00 | 2018-11-08 04:00 | 51.4 | 2018 | 8.27 | 2018-11-30
Spain | ESP | 2018-11-08 04:00 | 2018-11-08 05:00 | 50.98 | 2018 | 8.27 | 2018-11-30
Spain | ESP | 2018-11-08 05:00 | 2018-11-08 06:00 | 57.11 | 2018 | 8.27 | 2018-11-30
Spain | ESP | 2018-11-08 06:00 | 2018-11-08 07:00 | 67 | 2018 | 8.27 | 2018-11-30
Spain | ESP | 2018-11-08 07:00 | 2018-11-08 08:00 | 68.4 | 2018 | 8.27 | 2018-11-30
Spain | ESP | 2018-11-08 08:00 | 2018-11-08 09:00 | 68.59 | 2018 | 8.27 | 2018-11-30
Spain | ESP | 2018-11-08 09:00 | 2018-11-08 10:00 | 67.71 | 2018 | 8.27 | 2018-11-30
Spain | ESP | 2018-11-08 10:00 | 2018-11-08 11:00 | 65.51 | 2018 | 8.27 | 2018-11-30
Spain | ESP | 2018-11-08 11:00 | 2018-11-08 12:00 | 64.82 | 2018 | 8.27 | 2018-11-30
Spain | ESP | 2018-11-08 12:00 | 2018-11-08 13:00 | 63.93 | 2018 | 8.27 | 2018-11-30
Spain | ESP | 2018-11-08 13:00 | 2018-11-08 14:00 | 62.64 | 2018 | 8.27 | 2018-11-30
Spain | ESP | 2018-11-08 14:00 | 2018-11-08 15:00 | 63 | 2018 | 8.27 | 2018-11-30
Spain | ESP | 2018-11-08 15:00 | 2018-11-08 16:00 | 63.92 | 2018 | 8.27 | 2018-11-30
Spain | ESP | 2018-11-08 16:00 | 2018-11-08 17:00 | 65.2 | 2018 | 8.27 | 2018-11-30
Spain | ESP | 2018-11-08 17:00 | 2018-11-08 18:00 | 68.25 | 2018 | 8.27 | 2018-11-30
Spain | ESP | 2018-11-08 18:00 | 2018-11-08 19:00 | 70.01 | 2018 | 8.27 | 2018-11-30
Spain | ESP | 2018-11-08 19:00 | 2018-11-08 20:00 | 69.07 | 2018 | 8.27 | 2018-11-30
Spain | ESP | 2018-11-08 20:00 | 2018-11-08 21:00 | 63.75 | 2018 | 8.27 | 2018-11-30
Spain | ESP | 2018-11-08 21:00 | 2018-11-08 22:00 | 59.63 | 2018 | 8.27 | 2018-11-30
Spain | ESP | 2018-11-08 22:00 | 2018-11-08 23:00 | 54.97 | 2018 | 8.27 | 2018-11-30
Spain | ESP | 2018-11-08 23:00 | 2018-11-09 | 52.3 | 2018 | 8.27 | 2018-11-30
Spain | ESP | 2018-11-09 | 2018-11-09 01:00 | 50.6 | 2018 | 8.27 | 2018-11-30
Spain | ESP | 2018-11-09 01:00 | 2018-11-09 02:00 | 48.12 | 2018 | 8.27 | 2018-11-30
Spain | ESP | 2018-11-09 02:00 | 2018-11-09 03:00 | 47.64 | 2018 | 8.27 | 2018-11-30
Spain | ESP | 2018-11-09 03:00 | 2018-11-09 04:00 | 47.84 | 2018 | 8.27 | 2018-11-30
Spain | ESP | 2018-11-09 04:00 | 2018-11-09 05:00 | 51 | 2018 | 8.27 | 2018-11-30
Spain | ESP | 2018-11-09 05:00 | 2018-11-09 06:00 | 62.04 | 2018 | 8.27 | 2018-11-30
Spain | ESP | 2018-11-09 06:00 | 2018-11-09 07:00 | 67.14 | 2018 | 8.27 | 2018-11-30
Spain | ESP | 2018-11-09 07:00 | 2018-11-09 08:00 | 68.07 | 2018 | 8.27 | 2018-11-30
Spain | ESP | 2018-11-09 08:00 | 2018-11-09 09:00 | 68 | 2018 | 8.27 | 2018-11-30
Spain | ESP | 2018-11-09 09:00 | 2018-11-09 10:00 | 66.93 | 2018 | 8.27 | 2018-11-30
Spain | ESP | 2018-11-09 10:00 | 2018-11-09 11:00 | 65 | 2018 | 8.27 | 2018-11-30
Spain | ESP | 2018-11-09 11:00 | 2018-11-09 12:00 | 63.25 | 2018 | 8.27 | 2018-11-30
Spain | ESP | 2018-11-09 12:00 | 2018-11-09 13:00 | 62.01 | 2018 | 8.27 | 2018-11-30
Spain | ESP | 2018-11-09 13:00 | 2018-11-09 14:00 | 59.82 | 2018 | 8.27 | 2018-11-30
Spain | ESP | 2018-11-09 14:00 | 2018-11-09 15:00 | 59.4 | 2018 | 8.27 | 2018-11-30
Spain | ESP | 2018-11-09 15:00 | 2018-11-09 16:00 | 60.65 | 2018 | 8.27 | 2018-11-30
Spain | ESP | 2018-11-09 16:00 | 2018-11-09 17:00 | 63.49 | 2018 | 8.27 | 2018-11-30
Spain | ESP | 2018-11-09 17:00 | 2018-11-09 18:00 | 66.78 | 2018 | 8.27 | 2018-11-30
Spain | ESP | 2018-11-09 18:00 | 2018-11-09 19:00 | 66.44 | 2018 | 8.27 | 2018-11-30
Spain | ESP | 2018-11-09 19:00 | 2018-11-09 20:00 | 61.26 | 2018 | 8.27 | 2018-11-30
Spain | ESP | 2018-11-09 20:00 | 2018-11-09 21:00 | 56.12 | 2018 | 8.27 | 2018-11-30
Spain | ESP | 2018-11-09 21:00 | 2018-11-09 22:00 | 54.64 | 2018 | 8.27 | 2018-11-30
Spain | ESP | 2018-11-09 22:00 | 2018-11-09 23:00 | 51.84 | 2018 | 8.27 | 2018-11-30
Spain | ESP | 2018-11-09 23:00 | 2018-11-10 | 48.8 | 2018 | 8.27 | 2018-11-30
Spain | ESP | 2018-11-10 | 2018-11-10 01:00 | 43.45 | 2018 | 8.27 | 2018-11-30
Spain | ESP | 2018-11-10 01:00 | 2018-11-10 02:00 | 40.59 | 2018 | 8.27 | 2018-11-30
Spain | ESP | 2018-11-10 02:00 | 2018-11-10 03:00 | 38.92 | 2018 | 8.27 | 2018-11-30
Spain | ESP | 2018-11-10 03:00 | 2018-11-10 04:00 | 38.05 | 2018 | 8.27 | 2018-11-30
Spain | ESP | 2018-11-10 04:00 | 2018-11-10 05:00 | 38.2 | 2018 | 8.27 | 2018-11-30
Spain | ESP | 2018-11-10 05:00 | 2018-11-10 06:00 | 39.65 | 2018 | 8.27 | 2018-11-30
Spain | ESP | 2018-11-10 06:00 | 2018-11-10 07:00 | 42.69 | 2018 | 8.27 | 2018-11-30
Spain | ESP | 2018-11-10 07:00 | 2018-11-10 08:00 | 46 | 2018 | 8.27 | 2018-11-30
Spain | ESP | 2018-11-10 08:00 | 2018-11-10 09:00 | 51 | 2018 | 8.27 | 2018-11-30
Spain | ESP | 2018-11-10 09:00 | 2018-11-10 10:00 | 54.07 | 2018 | 8.27 | 2018-11-30
Spain | ESP | 2018-11-10 10:00 | 2018-11-10 11:00 | 55.5 | 2018 | 8.27 | 2018-11-30
Spain | ESP | 2018-11-10 11:00 | 2018-11-10 12:00 | 56.15 | 2018 | 8.27 | 2018-11-30
Spain | ESP | 2018-11-10 12:00 | 2018-11-10 13:00 | 56.96 | 2018 | 8.27 | 2018-11-30
Spain | ESP | 2018-11-10 13:00 | 2018-11-10 14:00 | 55.05 | 2018 | 8.27 | 2018-11-30
Spain | ESP | 2018-11-10 14:00 | 2018-11-10 15:00 | 54.72 | 2018 | 8.27 | 2018-11-30
Spain | ESP | 2018-11-10 15:00 | 2018-11-10 16:00 | 53.09 | 2018 | 8.27 | 2018-11-30
Spain | ESP | 2018-11-10 16:00 | 2018-11-10 17:00 | 60.1 | 2018 | 8.27 | 2018-11-30
Spain | ESP | 2018-11-10 17:00 | 2018-11-10 18:00 | 68.1 | 2018 | 8.27 | 2018-11-30
Spain | ESP | 2018-11-10 18:00 | 2018-11-10 19:00 | 67.33 | 2018 | 8.27 | 2018-11-30
Spain | ESP | 2018-11-10 19:00 | 2018-11-10 20:00 | 62.6 | 2018 | 8.27 | 2018-11-30
Spain | ESP | 2018-11-10 20:00 | 2018-11-10 21:00 | 61 | 2018 | 8.27 | 2018-11-30
Spain | ESP | 2018-11-10 21:00 | 2018-11-10 22:00 | 56.01 | 2018 | 8.27 | 2018-11-30
Spain | ESP | 2018-11-10 22:00 | 2018-11-10 23:00 | 53.05 | 2018 | 8.27 | 2018-11-30
Spain | ESP | 2018-11-10 23:00 | 2018-11-11 | 53.64 | 2018 | 8.27 | 2018-11-30
Spain | ESP | 2018-11-11 | 2018-11-11 01:00 | 46.3 | 2018 | 8.27 | 2018-11-30
Spain | ESP | 2018-11-11 01:00 | 2018-11-11 02:00 | 42.81 | 2018 | 8.27 | 2018-11-30
Spain | ESP | 2018-11-11 02:00 | 2018-11-11 03:00 | 36.08 | 2018 | 8.27 | 2018-11-30
Spain | ESP | 2018-11-11 03:00 | 2018-11-11 04:00 | 34.38 | 2018 | 8.27 | 2018-11-30
Spain | ESP | 2018-11-11 04:00 | 2018-11-11 05:00 | 34.49 | 2018 | 8.27 | 2018-11-30
Spain | ESP | 2018-11-11 05:00 | 2018-11-11 06:00 | 35.46 | 2018 | 8.27 | 2018-11-30
Spain | ESP | 2018-11-11 06:00 | 2018-11-11 07:00 | 40.38 | 2018 | 8.27 | 2018-11-30
Spain | ESP | 2018-11-11 07:00 | 2018-11-11 08:00 | 44.19 | 2018 | 8.27 | 2018-11-30
Spain | ESP | 2018-11-11 08:00 | 2018-11-11 09:00 | 46.7 | 2018 | 8.27 | 2018-11-30
Spain | ESP | 2018-11-11 09:00 | 2018-11-11 10:00 | 50 | 2018 | 8.27 | 2018-11-30
Spain | ESP | 2018-11-11 10:00 | 2018-11-11 11:00 | 56.07 | 2018 | 8.27 | 2018-11-30
Spain | ESP | 2018-11-11 11:00 | 2018-11-11 12:00 | 60 | 2018 | 8.27 | 2018-11-30
Spain | ESP | 2018-11-11 12:00 | 2018-11-11 13:00 | 62.08 | 2018 | 8.27 | 2018-11-30
Spain | ESP | 2018-11-11 13:00 | 2018-11-11 14:00 | 60.2 | 2018 | 8.27 | 2018-11-30
Spain | ESP | 2018-11-11 14:00 | 2018-11-11 15:00 | 56.09 | 2018 | 8.27 | 2018-11-30
Spain | ESP | 2018-11-11 15:00 | 2018-11-11 16:00 | 56.09 | 2018 | 8.27 | 2018-11-30
Spain | ESP | 2018-11-11 16:00 | 2018-11-11 17:00 | 62.55 | 2018 | 8.27 | 2018-11-30
Spain | ESP | 2018-11-11 17:00 | 2018-11-11 18:00 | 68.28 | 2018 | 8.27 | 2018-11-30
Spain | ESP | 2018-11-11 18:00 | 2018-11-11 19:00 | 69.66 | 2018 | 8.27 | 2018-11-30
Spain | ESP | 2018-11-11 19:00 | 2018-11-11 20:00 | 70.78 | 2018 | 8.27 | 2018-11-30
Spain | ESP | 2018-11-11 20:00 | 2018-11-11 21:00 | 70.99 | 2018 | 8.27 | 2018-11-30
Spain | ESP | 2018-11-11 21:00 | 2018-11-11 22:00 | 69.83 | 2018 | 8.27 | 2018-11-30
Spain | ESP | 2018-11-11 22:00 | 2018-11-11 23:00 | 67.06 | 2018 | 8.27 | 2018-11-30
Spain | ESP | 2018-11-11 23:00 | 2018-11-12 | 54.89 | 2018 | 8.27 | 2018-11-30
Spain | ESP | 2018-11-12 | 2018-11-12 01:00 | 49.55 | 2018 | 8.27 | 2018-11-30
Spain | ESP | 2018-11-12 01:00 | 2018-11-12 02:00 | 46.9 | 2018 | 8.27 | 2018-11-30
Spain | ESP | 2018-11-12 02:00 | 2018-11-12 03:00 | 46.9 | 2018 | 8.27 | 2018-11-30
Spain | ESP | 2018-11-12 03:00 | 2018-11-12 04:00 | 47 | 2018 | 8.27 | 2018-11-30
Spain | ESP | 2018-11-12 04:00 | 2018-11-12 05:00 | 49.13 | 2018 | 8.27 | 2018-11-30
Spain | ESP | 2018-11-12 05:00 | 2018-11-12 06:00 | 64.68 | 2018 | 8.27 | 2018-11-30
Spain | ESP | 2018-11-12 06:00 | 2018-11-12 07:00 | 69.87 | 2018 | 8.27 | 2018-11-30
Spain | ESP | 2018-11-12 07:00 | 2018-11-12 08:00 | 68.71 | 2018 | 8.27 | 2018-11-30
Spain | ESP | 2018-11-12 08:00 | 2018-11-12 09:00 | 69.62 | 2018 | 8.27 | 2018-11-30
Spain | ESP | 2018-11-12 09:00 | 2018-11-12 10:00 | 68.71 | 2018 | 8.27 | 2018-11-30
Spain | ESP | 2018-11-12 10:00 | 2018-11-12 11:00 | 69.06 | 2018 | 8.27 | 2018-11-30
Spain | ESP | 2018-11-12 11:00 | 2018-11-12 12:00 | 67.73 | 2018 | 8.27 | 2018-11-30
Spain | ESP | 2018-11-12 12:00 | 2018-11-12 13:00 | 67.39 | 2018 | 8.27 | 2018-11-30
Spain | ESP | 2018-11-12 13:00 | 2018-11-12 14:00 | 67.18 | 2018 | 8.27 | 2018-11-30
Spain | ESP | 2018-11-12 14:00 | 2018-11-12 15:00 | 68 | 2018 | 8.27 | 2018-11-30
Spain | ESP | 2018-11-12 15:00 | 2018-11-12 16:00 | 68.85 | 2018 | 8.27 | 2018-11-30
Spain | ESP | 2018-11-12 16:00 | 2018-11-12 17:00 | 72.8 | 2018 | 8.27 | 2018-11-30
Spain | ESP | 2018-11-12 17:00 | 2018-11-12 18:00 | 75 | 2018 | 8.27 | 2018-11-30
Spain | ESP | 2018-11-12 18:00 | 2018-11-12 19:00 | 75.43 | 2018 | 8.27 | 2018-11-30
Spain | ESP | 2018-11-12 19:00 | 2018-11-12 20:00 | 71.11 | 2018 | 8.27 | 2018-11-30
Spain | ESP | 2018-11-12 20:00 | 2018-11-12 21:00 | 70.16 | 2018 | 8.27 | 2018-11-30
Spain | ESP | 2018-11-12 21:00 | 2018-11-12 22:00 | 67.18 | 2018 | 8.27 | 2018-11-30
Spain | ESP | 2018-11-12 22:00 | 2018-11-12 23:00 | 60.5 | 2018 | 8.27 | 2018-11-30
Spain | ESP | 2018-11-12 23:00 | 2018-11-13 | 63.68 | 2018 | 8.27 | 2018-11-30
Spain | ESP | 2018-11-13 | 2018-11-13 01:00 | 60.81 | 2018 | 8.27 | 2018-11-30
Spain | ESP | 2018-11-13 01:00 | 2018-11-13 02:00 | 57.5 | 2018 | 8.27 | 2018-11-30
Spain | ESP | 2018-11-13 02:00 | 2018-11-13 03:00 | 54.68 | 2018 | 8.27 | 2018-11-30
Spain | ESP | 2018-11-13 03:00 | 2018-11-13 04:00 | 53.9 | 2018 | 8.27 | 2018-11-30
Spain | ESP | 2018-11-13 04:00 | 2018-11-13 05:00 | 53.08 | 2018 | 8.27 | 2018-11-30
Spain | ESP | 2018-11-13 05:00 | 2018-11-13 06:00 | 62.22 | 2018 | 8.27 | 2018-11-30
Spain | ESP | 2018-11-13 06:00 | 2018-11-13 07:00 | 68.25 | 2018 | 8.27 | 2018-11-30
Spain | ESP | 2018-11-13 07:00 | 2018-11-13 08:00 | 70 | 2018 | 8.27 | 2018-11-30
Spain | ESP | 2018-11-13 08:00 | 2018-11-13 09:00 | 70.49 | 2018 | 8.27 | 2018-11-30
Spain | ESP | 2018-11-13 09:00 | 2018-11-13 10:00 | 68.31 | 2018 | 8.27 | 2018-11-30
Spain | ESP | 2018-11-13 10:00 | 2018-11-13 11:00 | 68.07 | 2018 | 8.27 | 2018-11-30
Spain | ESP | 2018-11-13 11:00 | 2018-11-13 12:00 | 66.4 | 2018 | 8.27 | 2018-11-30
Spain | ESP | 2018-11-13 12:00 | 2018-11-13 13:00 | 66.83 | 2018 | 8.27 | 2018-11-30
Spain | ESP | 2018-11-13 13:00 | 2018-11-13 14:00 | 67.14 | 2018 | 8.27 | 2018-11-30
Spain | ESP | 2018-11-13 14:00 | 2018-11-13 15:00 | 68.07 | 2018 | 8.27 | 2018-11-30
Spain | ESP | 2018-11-13 15:00 | 2018-11-13 16:00 | 68.68 | 2018 | 8.27 | 2018-11-30
Spain | ESP | 2018-11-13 16:00 | 2018-11-13 17:00 | 69.66 | 2018 | 8.27 | 2018-11-30
Spain | ESP | 2018-11-13 17:00 | 2018-11-13 18:00 | 71.48 | 2018 | 8.27 | 2018-11-30
Spain | ESP | 2018-11-13 18:00 | 2018-11-13 19:00 | 72.36 | 2018 | 8.27 | 2018-11-30
Spain | ESP | 2018-11-13 19:00 | 2018-11-13 20:00 | 72.46 | 2018 | 8.27 | 2018-11-30
Spain | ESP | 2018-11-13 20:00 | 2018-11-13 21:00 | 67.14 | 2018 | 8.27 | 2018-11-30
Spain | ESP | 2018-11-13 21:00 | 2018-11-13 22:00 | 65.87 | 2018 | 8.27 | 2018-11-30
Spain | ESP | 2018-11-13 22:00 | 2018-11-13 23:00 | 58.55 | 2018 | 8.27 | 2018-11-30
Spain | ESP | 2018-11-13 23:00 | 2018-11-14 | 60.16 | 2018 | 8.27 | 2018-11-30
Spain | ESP | 2018-11-14 | 2018-11-14 01:00 | 55.13 | 2018 | 8.27 | 2018-11-30
Spain | ESP | 2018-11-14 01:00 | 2018-11-14 02:00 | 51.95 | 2018 | 8.27 | 2018-11-30
Spain | ESP | 2018-11-14 02:00 | 2018-11-14 03:00 | 50.01 | 2018 | 8.27 | 2018-11-30
Spain | ESP | 2018-11-14 03:00 | 2018-11-14 04:00 | 49.91 | 2018 | 8.27 | 2018-11-30
Spain | ESP | 2018-11-14 04:00 | 2018-11-14 05:00 | 50.77 | 2018 | 8.27 | 2018-11-30
Spain | ESP | 2018-11-14 05:00 | 2018-11-14 06:00 | 60.3 | 2018 | 8.27 | 2018-11-30
Spain | ESP | 2018-11-14 06:00 | 2018-11-14 07:00 | 66.91 | 2018 | 8.27 | 2018-11-30
Spain | ESP | 2018-11-14 07:00 | 2018-11-14 08:00 | 68.25 | 2018 | 8.27 | 2018-11-30
Spain | ESP | 2018-11-14 08:00 | 2018-11-14 09:00 | 68.42 | 2018 | 8.27 | 2018-11-30
Spain | ESP | 2018-11-14 09:00 | 2018-11-14 10:00 | 67.62 | 2018 | 8.27 | 2018-11-30
Spain | ESP | 2018-11-14 10:00 | 2018-11-14 11:00 | 66.03 | 2018 | 8.27 | 2018-11-30
Spain | ESP | 2018-11-14 11:00 | 2018-11-14 12:00 | 63.2 | 2018 | 8.27 | 2018-11-30
Spain | ESP | 2018-11-14 12:00 | 2018-11-14 13:00 | 64.18 | 2018 | 8.27 | 2018-11-30
Spain | ESP | 2018-11-14 13:00 | 2018-11-14 14:00 | 65.9 | 2018 | 8.27 | 2018-11-30
Spain | ESP | 2018-11-14 14:00 | 2018-11-14 15:00 | 67.89 | 2018 | 8.27 | 2018-11-30
Spain | ESP | 2018-11-14 15:00 | 2018-11-14 16:00 | 68.25 | 2018 | 8.27 | 2018-11-30
Spain | ESP | 2018-11-14 16:00 | 2018-11-14 17:00 | 69.03 | 2018 | 8.27 | 2018-11-30
Spain | ESP | 2018-11-14 17:00 | 2018-11-14 18:00 | 70.16 | 2018 | 8.27 | 2018-11-30
Spain | ESP | 2018-11-14 18:00 | 2018-11-14 19:00 | 70.31 | 2018 | 8.27 | 2018-11-30
Spain | ESP | 2018-11-14 19:00 | 2018-11-14 20:00 | 68.88 | 2018 | 8.27 | 2018-11-30
Spain | ESP | 2018-11-14 20:00 | 2018-11-14 21:00 | 63 | 2018 | 8.27 | 2018-11-30
Spain | ESP | 2018-11-14 21:00 | 2018-11-14 22:00 | 60 | 2018 | 8.27 | 2018-11-30
Spain | ESP | 2018-11-14 22:00 | 2018-11-14 23:00 | 57.49 | 2018 | 8.27 | 2018-11-30
Spain | ESP | 2018-11-14 23:00 | 2018-11-15 | 56.83 | 2018 | 8.27 | 2018-11-30
Spain | ESP | 2018-11-15 | 2018-11-15 01:00 | 51.95 | 2018 | 8.27 | 2018-11-30
Spain | ESP | 2018-11-15 01:00 | 2018-11-15 02:00 | 51.27 | 2018 | 8.27 | 2018-11-30
Spain | ESP | 2018-11-15 02:00 | 2018-11-15 03:00 | 50.29 | 2018 | 8.27 | 2018-11-30
Spain | ESP | 2018-11-15 03:00 | 2018-11-15 04:00 | 51.03 | 2018 | 8.27 | 2018-11-30
Spain | ESP | 2018-11-15 04:00 | 2018-11-15 05:00 | 53.17 | 2018 | 8.27 | 2018-11-30
Spain | ESP | 2018-11-15 05:00 | 2018-11-15 06:00 | 65.05 | 2018 | 8.27 | 2018-11-30
Spain | ESP | 2018-11-15 06:00 | 2018-11-15 07:00 | 67.49 | 2018 | 8.27 | 2018-11-30
Spain | ESP | 2018-11-15 07:00 | 2018-11-15 08:00 | 68.24 | 2018 | 8.27 | 2018-11-30
Spain | ESP | 2018-11-15 08:00 | 2018-11-15 09:00 | 68.71 | 2018 | 8.27 | 2018-11-30
Spain | ESP | 2018-11-15 09:00 | 2018-11-15 10:00 | 69.21 | 2018 | 8.27 | 2018-11-30
Spain | ESP | 2018-11-15 10:00 | 2018-11-15 11:00 | 68.4 | 2018 | 8.27 | 2018-11-30
Spain | ESP | 2018-11-15 11:00 | 2018-11-15 12:00 | 67.19 | 2018 | 8.27 | 2018-11-30
Spain | ESP | 2018-11-15 12:00 | 2018-11-15 13:00 | 67.51 | 2018 | 8.27 | 2018-11-30
Spain | ESP | 2018-11-15 13:00 | 2018-11-15 14:00 | 68.43 | 2018 | 8.27 | 2018-11-30
Spain | ESP | 2018-11-15 14:00 | 2018-11-15 15:00 | 68.99 | 2018 | 8.27 | 2018-11-30
Spain | ESP | 2018-11-15 15:00 | 2018-11-15 16:00 | 69.03 | 2018 | 8.27 | 2018-11-30
Spain | ESP | 2018-11-15 16:00 | 2018-11-15 17:00 | 70 | 2018 | 8.27 | 2018-11-30
Spain | ESP | 2018-11-15 17:00 | 2018-11-15 18:00 | 71.61 | 2018 | 8.27 | 2018-11-30
Spain | ESP | 2018-11-15 18:00 | 2018-11-15 19:00 | 72.5 | 2018 | 8.27 | 2018-11-30
Spain | ESP | 2018-11-15 19:00 | 2018-11-15 20:00 | 71.07 | 2018 | 8.27 | 2018-11-30
Spain | ESP | 2018-11-15 20:00 | 2018-11-15 21:00 | 68.27 | 2018 | 8.27 | 2018-11-30
Spain | ESP | 2018-11-15 21:00 | 2018-11-15 22:00 | 67.49 | 2018 | 8.27 | 2018-11-30
Spain | ESP | 2018-11-15 22:00 | 2018-11-15 23:00 | 64.01 | 2018 | 8.27 | 2018-11-30
Spain | ESP | 2018-11-15 23:00 | 2018-11-16 | 62.6 | 2018 | 8.27 | 2018-11-30
Spain | ESP | 2018-11-16 | 2018-11-16 01:00 | 56.85 | 2018 | 8.27 | 2018-11-30
Spain | ESP | 2018-11-16 01:00 | 2018-11-16 02:00 | 53.89 | 2018 | 8.27 | 2018-11-30
Spain | ESP | 2018-11-16 02:00 | 2018-11-16 03:00 | 51.97 | 2018 | 8.27 | 2018-11-30
Spain | ESP | 2018-11-16 03:00 | 2018-11-16 04:00 | 51.49 | 2018 | 8.27 | 2018-11-30
Spain | ESP | 2018-11-16 04:00 | 2018-11-16 05:00 | 55.77 | 2018 | 8.27 | 2018-11-30
Spain | ESP | 2018-11-16 05:00 | 2018-11-16 06:00 | 65.05 | 2018 | 8.27 | 2018-11-30
Spain | ESP | 2018-11-16 06:00 | 2018-11-16 07:00 | 68.4 | 2018 | 8.27 | 2018-11-30
Spain | ESP | 2018-11-16 07:00 | 2018-11-16 08:00 | 69.47 | 2018 | 8.27 | 2018-11-30
Spain | ESP | 2018-11-16 08:00 | 2018-11-16 09:00 | 69.99 | 2018 | 8.27 | 2018-11-30
Spain | ESP | 2018-11-16 09:00 | 2018-11-16 10:00 | 69.98 | 2018 | 8.27 | 2018-11-30
Spain | ESP | 2018-11-16 10:00 | 2018-11-16 11:00 | 69.64 | 2018 | 8.27 | 2018-11-30
Spain | ESP | 2018-11-16 11:00 | 2018-11-16 12:00 | 68.24 | 2018 | 8.27 | 2018-11-30
Spain | ESP | 2018-11-16 12:00 | 2018-11-16 13:00 | 67 | 2018 | 8.27 | 2018-11-30
Spain | ESP | 2018-11-16 13:00 | 2018-11-16 14:00 | 67 | 2018 | 8.27 | 2018-11-30
Spain | ESP | 2018-11-16 14:00 | 2018-11-16 15:00 | 68.09 | 2018 | 8.27 | 2018-11-30
Spain | ESP | 2018-11-16 15:00 | 2018-11-16 16:00 | 68.4 | 2018 | 8.27 | 2018-11-30
Spain | ESP | 2018-11-16 16:00 | 2018-11-16 17:00 | 68.71 | 2018 | 8.27 | 2018-11-30
Spain | ESP | 2018-11-16 17:00 | 2018-11-16 18:00 | 70 | 2018 | 8.27 | 2018-11-30
Spain | ESP | 2018-11-16 18:00 | 2018-11-16 19:00 | 70.81 | 2018 | 8.27 | 2018-11-30
Spain | ESP | 2018-11-16 19:00 | 2018-11-16 20:00 | 68.69 | 2018 | 8.27 | 2018-11-30
Spain | ESP | 2018-11-16 20:00 | 2018-11-16 21:00 | 64.48 | 2018 | 8.27 | 2018-11-30
Spain | ESP | 2018-11-16 21:00 | 2018-11-16 22:00 | 62.61 | 2018 | 8.27 | 2018-11-30
Spain | ESP | 2018-11-16 22:00 | 2018-11-16 23:00 | 59.96 | 2018 | 8.27 | 2018-11-30
Spain | ESP | 2018-11-16 23:00 | 2018-11-17 | 64.98 | 2018 | 8.27 | 2018-11-30
Spain | ESP | 2018-11-17 | 2018-11-17 01:00 | 60.97 | 2018 | 8.27 | 2018-11-30
Spain | ESP | 2018-11-17 01:00 | 2018-11-17 02:00 | 56.42 | 2018 | 8.27 | 2018-11-30
Spain | ESP | 2018-11-17 02:00 | 2018-11-17 03:00 | 53.99 | 2018 | 8.27 | 2018-11-30
Spain | ESP | 2018-11-17 03:00 | 2018-11-17 04:00 | 50.39 | 2018 | 8.27 | 2018-11-30
Spain | ESP | 2018-11-17 04:00 | 2018-11-17 05:00 | 55.87 | 2018 | 8.27 | 2018-11-30
Spain | ESP | 2018-11-17 05:00 | 2018-11-17 06:00 | 55.69 | 2018 | 8.27 | 2018-11-30
Spain | ESP | 2018-11-17 06:00 | 2018-11-17 07:00 | 58.56 | 2018 | 8.27 | 2018-11-30
Spain | ESP | 2018-11-17 07:00 | 2018-11-17 08:00 | 61.21 | 2018 | 8.27 | 2018-11-30
Spain | ESP | 2018-11-17 08:00 | 2018-11-17 09:00 | 66 | 2018 | 8.27 | 2018-11-30
Spain | ESP | 2018-11-17 09:00 | 2018-11-17 10:00 | 65.76 | 2018 | 8.27 | 2018-11-30
Spain | ESP | 2018-11-17 10:00 | 2018-11-17 11:00 | 61.98 | 2018 | 8.27 | 2018-11-30
Spain | ESP | 2018-11-17 11:00 | 2018-11-17 12:00 | 59.41 | 2018 | 8.27 | 2018-11-30
Spain | ESP | 2018-11-17 12:00 | 2018-11-17 13:00 | 60.05 | 2018 | 8.27 | 2018-11-30
Spain | ESP | 2018-11-17 13:00 | 2018-11-17 14:00 | 60.85 | 2018 | 8.27 | 2018-11-30
Spain | ESP | 2018-11-17 14:00 | 2018-11-17 15:00 | 59.34 | 2018 | 8.27 | 2018-11-30
Spain | ESP | 2018-11-17 15:00 | 2018-11-17 16:00 | 61.46 | 2018 | 8.27 | 2018-11-30
Spain | ESP | 2018-11-17 16:00 | 2018-11-17 17:00 | 66 | 2018 | 8.27 | 2018-11-30
Spain | ESP | 2018-11-17 17:00 | 2018-11-17 18:00 | 69.81 | 2018 | 8.27 | 2018-11-30
Spain | ESP | 2018-11-17 18:00 | 2018-11-17 19:00 | 70.01 | 2018 | 8.27 | 2018-11-30
Spain | ESP | 2018-11-17 19:00 | 2018-11-17 20:00 | 65 | 2018 | 8.27 | 2018-11-30
Spain | ESP | 2018-11-17 20:00 | 2018-11-17 21:00 | 63.75 | 2018 | 8.27 | 2018-11-30
Spain | ESP | 2018-11-17 21:00 | 2018-11-17 22:00 | 60.08 | 2018 | 8.27 | 2018-11-30
Spain | ESP | 2018-11-17 22:00 | 2018-11-17 23:00 | 57.99 | 2018 | 8.27 | 2018-11-30
Spain | ESP | 2018-11-17 23:00 | 2018-11-18 | 56.7 | 2018 | 8.27 | 2018-11-30
Spain | ESP | 2018-11-18 | 2018-11-18 01:00 | 51.18 | 2018 | 8.27 | 2018-11-30
Spain | ESP | 2018-11-18 01:00 | 2018-11-18 02:00 | 50.01 | 2018 | 8.27 | 2018-11-30
Spain | ESP | 2018-11-18 02:00 | 2018-11-18 03:00 | 47.96 | 2018 | 8.27 | 2018-11-30
Spain | ESP | 2018-11-18 03:00 | 2018-11-18 04:00 | 47.47 | 2018 | 8.27 | 2018-11-30
Spain | ESP | 2018-11-18 04:00 | 2018-11-18 05:00 | 48.75 | 2018 | 8.27 | 2018-11-30
Spain | ESP | 2018-11-18 05:00 | 2018-11-18 06:00 | 48.01 | 2018 | 8.27 | 2018-11-30
Spain | ESP | 2018-11-18 06:00 | 2018-11-18 07:00 | 49.67 | 2018 | 8.27 | 2018-11-30
Spain | ESP | 2018-11-18 07:00 | 2018-11-18 08:00 | 53.05 | 2018 | 8.27 | 2018-11-30
Spain | ESP | 2018-11-18 08:00 | 2018-11-18 09:00 | 54.43 | 2018 | 8.27 | 2018-11-30
Spain | ESP | 2018-11-18 09:00 | 2018-11-18 10:00 | 58.34 | 2018 | 8.27 | 2018-11-30
Spain | ESP | 2018-11-18 10:00 | 2018-11-18 11:00 | 59.41 | 2018 | 8.27 | 2018-11-30
Spain | ESP | 2018-11-18 11:00 | 2018-11-18 12:00 | 59.98 | 2018 | 8.27 | 2018-11-30
Spain | ESP | 2018-11-18 12:00 | 2018-11-18 13:00 | 59.41 | 2018 | 8.27 | 2018-11-30
Spain | ESP | 2018-11-18 13:00 | 2018-11-18 14:00 | 59.41 | 2018 | 8.27 | 2018-11-30
Spain | ESP | 2018-11-18 14:00 | 2018-11-18 15:00 | 53.28 | 2018 | 8.27 | 2018-11-30
Spain | ESP | 2018-11-18 15:00 | 2018-11-18 16:00 | 53.22 | 2018 | 8.27 | 2018-11-30
Spain | ESP | 2018-11-18 16:00 | 2018-11-18 17:00 | 60.01 | 2018 | 8.27 | 2018-11-30
Spain | ESP | 2018-11-18 17:00 | 2018-11-18 18:00 | 68.4 | 2018 | 8.27 | 2018-11-30
Spain | ESP | 2018-11-18 18:00 | 2018-11-18 19:00 | 69.87 | 2018 | 8.27 | 2018-11-30
Spain | ESP | 2018-11-18 19:00 | 2018-11-18 20:00 | 69.57 | 2018 | 8.27 | 2018-11-30
Spain | ESP | 2018-11-18 20:00 | 2018-11-18 21:00 | 66.84 | 2018 | 8.27 | 2018-11-30
Spain | ESP | 2018-11-18 21:00 | 2018-11-18 22:00 | 66.84 | 2018 | 8.27 | 2018-11-30
Spain | ESP | 2018-11-18 22:00 | 2018-11-18 23:00 | 64.54 | 2018 | 8.27 | 2018-11-30
Spain | ESP | 2018-11-18 23:00 | 2018-11-19 | 66.26 | 2018 | 8.27 | 2018-11-30
Spain | ESP | 2018-11-19 | 2018-11-19 01:00 | 62.44 | 2018 | 8.27 | 2018-11-30
Spain | ESP | 2018-11-19 01:00 | 2018-11-19 02:00 | 59.93 | 2018 | 8.27 | 2018-11-30
Spain | ESP | 2018-11-19 02:00 | 2018-11-19 03:00 | 56.53 | 2018 | 8.27 | 2018-11-30
Spain | ESP | 2018-11-19 03:00 | 2018-11-19 04:00 | 55.14 | 2018 | 8.27 | 2018-11-30
Spain | ESP | 2018-11-19 04:00 | 2018-11-19 05:00 | 60.95 | 2018 | 8.27 | 2018-11-30
Spain | ESP | 2018-11-19 05:00 | 2018-11-19 06:00 | 70 | 2018 | 8.27 | 2018-11-30
Spain | ESP | 2018-11-19 06:00 | 2018-11-19 07:00 | 71.05 | 2018 | 8.27 | 2018-11-30
Spain | ESP | 2018-11-19 07:00 | 2018-11-19 08:00 | 72 | 2018 | 8.27 | 2018-11-30
Spain | ESP | 2018-11-19 08:00 | 2018-11-19 09:00 | 72.2 | 2018 | 8.27 | 2018-11-30
Spain | ESP | 2018-11-19 09:00 | 2018-11-19 10:00 | 72.69 | 2018 | 8.27 | 2018-11-30
Spain | ESP | 2018-11-19 10:00 | 2018-11-19 11:00 | 72.2 | 2018 | 8.27 | 2018-11-30
Spain | ESP | 2018-11-19 11:00 | 2018-11-19 12:00 | 72.2 | 2018 | 8.27 | 2018-11-30
Spain | ESP | 2018-11-19 12:00 | 2018-11-19 13:00 | 72.2 | 2018 | 8.27 | 2018-11-30
Spain | ESP | 2018-11-19 13:00 | 2018-11-19 14:00 | 71.05 | 2018 | 8.27 | 2018-11-30
Spain | ESP | 2018-11-19 14:00 | 2018-11-19 15:00 | 70.11 | 2018 | 8.27 | 2018-11-30
Spain | ESP | 2018-11-19 15:00 | 2018-11-19 16:00 | 70 | 2018 | 8.27 | 2018-11-30
Spain | ESP | 2018-11-19 16:00 | 2018-11-19 17:00 | 70 | 2018 | 8.27 | 2018-11-30
Spain | ESP | 2018-11-19 17:00 | 2018-11-19 18:00 | 71.91 | 2018 | 8.27 | 2018-11-30
Spain | ESP | 2018-11-19 18:00 | 2018-11-19 19:00 | 73 | 2018 | 8.27 | 2018-11-30
Spain | ESP | 2018-11-19 19:00 | 2018-11-19 20:00 | 73.1 | 2018 | 8.27 | 2018-11-30
Spain | ESP | 2018-11-19 20:00 | 2018-11-19 21:00 | 71 | 2018 | 8.27 | 2018-11-30
Spain | ESP | 2018-11-19 21:00 | 2018-11-19 22:00 | 70 | 2018 | 8.27 | 2018-11-30
Spain | ESP | 2018-11-19 22:00 | 2018-11-19 23:00 | 67.89 | 2018 | 8.27 | 2018-11-30
Spain | ESP | 2018-11-19 23:00 | 2018-11-20 | 64.55 | 2018 | 8.27 | 2018-11-30
Spain | ESP | 2018-11-20 | 2018-11-20 01:00 | 59.9 | 2018 | 8.27 | 2018-11-30
Spain | ESP | 2018-11-20 01:00 | 2018-11-20 02:00 | 55.66 | 2018 | 8.27 | 2018-11-30
Spain | ESP | 2018-11-20 02:00 | 2018-11-20 03:00 | 51.87 | 2018 | 8.27 | 2018-11-30
Spain | ESP | 2018-11-20 03:00 | 2018-11-20 04:00 | 52.07 | 2018 | 8.27 | 2018-11-30
Spain | ESP | 2018-11-20 04:00 | 2018-11-20 05:00 | 55.61 | 2018 | 8.27 | 2018-11-30
Spain | ESP | 2018-11-20 05:00 | 2018-11-20 06:00 | 60.83 | 2018 | 8.27 | 2018-11-30
Spain | ESP | 2018-11-20 06:00 | 2018-11-20 07:00 | 67.2 | 2018 | 8.27 | 2018-11-30
Spain | ESP | 2018-11-20 07:00 | 2018-11-20 08:00 | 68.4 | 2018 | 8.27 | 2018-11-30
Spain | ESP | 2018-11-20 08:00 | 2018-11-20 09:00 | 68.71 | 2018 | 8.27 | 2018-11-30
Spain | ESP | 2018-11-20 09:00 | 2018-11-20 10:00 | 68.49 | 2018 | 8.27 | 2018-11-30
Spain | ESP | 2018-11-20 10:00 | 2018-11-20 11:00 | 67.89 | 2018 | 8.27 | 2018-11-30
Spain | ESP | 2018-11-20 11:00 | 2018-11-20 12:00 | 66 | 2018 | 8.27 | 2018-11-30
Spain | ESP | 2018-11-20 12:00 | 2018-11-20 13:00 | 65 | 2018 | 8.27 | 2018-11-30
Spain | ESP | 2018-11-20 13:00 | 2018-11-20 14:00 | 62 | 2018 | 8.27 | 2018-11-30
Spain | ESP | 2018-11-20 14:00 | 2018-11-20 15:00 | 62.35 | 2018 | 8.27 | 2018-11-30
Spain | ESP | 2018-11-20 15:00 | 2018-11-20 16:00 | 62.55 | 2018 | 8.27 | 2018-11-30
Spain | ESP | 2018-11-20 16:00 | 2018-11-20 17:00 | 64.67 | 2018 | 8.27 | 2018-11-30
Spain | ESP | 2018-11-20 17:00 | 2018-11-20 18:00 | 68.05 | 2018 | 8.27 | 2018-11-30
Spain | ESP | 2018-11-20 18:00 | 2018-11-20 19:00 | 68.75 | 2018 | 8.27 | 2018-11-30
Spain | ESP | 2018-11-20 19:00 | 2018-11-20 20:00 | 69.9 | 2018 | 8.27 | 2018-11-30
Spain | ESP | 2018-11-20 20:00 | 2018-11-20 21:00 | 68.71 | 2018 | 8.27 | 2018-11-30
Spain | ESP | 2018-11-20 21:00 | 2018-11-20 22:00 | 67.2 | 2018 | 8.27 | 2018-11-30
Spain | ESP | 2018-11-20 22:00 | 2018-11-20 23:00 | 64.7 | 2018 | 8.27 | 2018-11-30
Spain | ESP | 2018-11-20 23:00 | 2018-11-21 | 59.41 | 2018 | 8.27 | 2018-11-30
Spain | ESP | 2018-11-21 | 2018-11-21 01:00 | 57 | 2018 | 8.27 | 2018-11-30
Spain | ESP | 2018-11-21 01:00 | 2018-11-21 02:00 | 56.07 | 2018 | 8.27 | 2018-11-30
Spain | ESP | 2018-11-21 02:00 | 2018-11-21 03:00 | 54.82 | 2018 | 8.27 | 2018-11-30
Spain | ESP | 2018-11-21 03:00 | 2018-11-21 04:00 | 54.34 | 2018 | 8.27 | 2018-11-30
Spain | ESP | 2018-11-21 04:00 | 2018-11-21 05:00 | 56.12 | 2018 | 8.27 | 2018-11-30
Spain | ESP | 2018-11-21 05:00 | 2018-11-21 06:00 | 59.41 | 2018 | 8.27 | 2018-11-30
Spain | ESP | 2018-11-21 06:00 | 2018-11-21 07:00 | 66.22 | 2018 | 8.27 | 2018-11-30
Spain | ESP | 2018-11-21 07:00 | 2018-11-21 08:00 | 68.21 | 2018 | 8.27 | 2018-11-30
Spain | ESP | 2018-11-21 08:00 | 2018-11-21 09:00 | 68.38 | 2018 | 8.27 | 2018-11-30
Spain | ESP | 2018-11-21 09:00 | 2018-11-21 10:00 | 68.01 | 2018 | 8.27 | 2018-11-30
Spain | ESP | 2018-11-21 10:00 | 2018-11-21 11:00 | 67.66 | 2018 | 8.27 | 2018-11-30
Spain | ESP | 2018-11-21 11:00 | 2018-11-21 12:00 | 67 | 2018 | 8.27 | 2018-11-30
Spain | ESP | 2018-11-21 12:00 | 2018-11-21 13:00 | 66.22 | 2018 | 8.27 | 2018-11-30
Spain | ESP | 2018-11-21 13:00 | 2018-11-21 14:00 | 64 | 2018 | 8.27 | 2018-11-30
Spain | ESP | 2018-11-21 14:00 | 2018-11-21 15:00 | 64.71 | 2018 | 8.27 | 2018-11-30
Spain | ESP | 2018-11-21 15:00 | 2018-11-21 16:00 | 66.13 | 2018 | 8.27 | 2018-11-30
Spain | ESP | 2018-11-21 16:00 | 2018-11-21 17:00 | 68.07 | 2018 | 8.27 | 2018-11-30
Spain | ESP | 2018-11-21 17:00 | 2018-11-21 18:00 | 70 | 2018 | 8.27 | 2018-11-30
Spain | ESP | 2018-11-21 18:00 | 2018-11-21 19:00 | 70.52 | 2018 | 8.27 | 2018-11-30
Spain | ESP | 2018-11-21 19:00 | 2018-11-21 20:00 | 71.51 | 2018 | 8.27 | 2018-11-30
Spain | ESP | 2018-11-21 20:00 | 2018-11-21 21:00 | 70.1 | 2018 | 8.27 | 2018-11-30
Spain | ESP | 2018-11-21 21:00 | 2018-11-21 22:00 | 68.59 | 2018 | 8.27 | 2018-11-30
Spain | ESP | 2018-11-21 22:00 | 2018-11-21 23:00 | 67.66 | 2018 | 8.27 | 2018-11-30
Spain | ESP | 2018-11-21 23:00 | 2018-11-22 | 60 | 2018 | 8.27 | 2018-11-30
Spain | ESP | 2018-11-22 | 2018-11-22 01:00 | 57.62 | 2018 | 8.27 | 2018-11-30
Spain | ESP | 2018-11-22 01:00 | 2018-11-22 02:00 | 56.07 | 2018 | 8.27 | 2018-11-30
Spain | ESP | 2018-11-22 02:00 | 2018-11-22 03:00 | 55.04 | 2018 | 8.27 | 2018-11-30
Spain | ESP | 2018-11-22 03:00 | 2018-11-22 04:00 | 55.04 | 2018 | 8.27 | 2018-11-30
Spain | ESP | 2018-11-22 04:00 | 2018-11-22 05:00 | 56.7 | 2018 | 8.27 | 2018-11-30
Spain | ESP | 2018-11-22 05:00 | 2018-11-22 06:00 | 60 | 2018 | 8.27 | 2018-11-30
Spain | ESP | 2018-11-22 06:00 | 2018-11-22 07:00 | 67.59 | 2018 | 8.27 | 2018-11-30
Spain | ESP | 2018-11-22 07:00 | 2018-11-22 08:00 | 68.71 | 2018 | 8.27 | 2018-11-30
Spain | ESP | 2018-11-22 08:00 | 2018-11-22 09:00 | 69.99 | 2018 | 8.27 | 2018-11-30
Spain | ESP | 2018-11-22 09:00 | 2018-11-22 10:00 | 69.57 | 2018 | 8.27 | 2018-11-30
Spain | ESP | 2018-11-22 10:00 | 2018-11-22 11:00 | 69.05 | 2018 | 8.27 | 2018-11-30
Spain | ESP | 2018-11-22 11:00 | 2018-11-22 12:00 | 68.73 | 2018 | 8.27 | 2018-11-30
Spain | ESP | 2018-11-22 12:00 | 2018-11-22 13:00 | 68.4 | 2018 | 8.27 | 2018-11-30
Spain | ESP | 2018-11-22 13:00 | 2018-11-22 14:00 | 68.01 | 2018 | 8.27 | 2018-11-30
Spain | ESP | 2018-11-22 14:00 | 2018-11-22 15:00 | 68.28 | 2018 | 8.27 | 2018-11-30
Spain | ESP | 2018-11-22 15:00 | 2018-11-22 16:00 | 68.71 | 2018 | 8.27 | 2018-11-30
Spain | ESP | 2018-11-22 16:00 | 2018-11-22 17:00 | 69.57 | 2018 | 8.27 | 2018-11-30
Spain | ESP | 2018-11-22 17:00 | 2018-11-22 18:00 | 70.99 | 2018 | 8.27 | 2018-11-30
Spain | ESP | 2018-11-22 18:00 | 2018-11-22 19:00 | 71.92 | 2018 | 8.27 | 2018-11-30
Spain | ESP | 2018-11-22 19:00 | 2018-11-22 20:00 | 71.94 | 2018 | 8.27 | 2018-11-30
Spain | ESP | 2018-11-22 20:00 | 2018-11-22 21:00 | 71.51 | 2018 | 8.27 | 2018-11-30
Spain | ESP | 2018-11-22 21:00 | 2018-11-22 22:00 | 69.57 | 2018 | 8.27 | 2018-11-30
Spain | ESP | 2018-11-22 22:00 | 2018-11-22 23:00 | 68.25 | 2018 | 8.27 | 2018-11-30
Spain | ESP | 2018-11-22 23:00 | 2018-11-23 | 66.93 | 2018 | 8.27 | 2018-11-30
Spain | ESP | 2018-11-23 | 2018-11-23 01:00 | 64.07 | 2018 | 8.27 | 2018-11-30
Spain | ESP | 2018-11-23 01:00 | 2018-11-23 02:00 | 61.21 | 2018 | 8.27 | 2018-11-30
Spain | ESP | 2018-11-23 02:00 | 2018-11-23 03:00 | 59.5 | 2018 | 8.27 | 2018-11-30
Spain | ESP | 2018-11-23 03:00 | 2018-11-23 04:00 | 59.41 | 2018 | 8.27 | 2018-11-30
Spain | ESP | 2018-11-23 04:00 | 2018-11-23 05:00 | 62.7 | 2018 | 8.27 | 2018-11-30
Spain | ESP | 2018-11-23 05:00 | 2018-11-23 06:00 | 68.05 | 2018 | 8.27 | 2018-11-30
Spain | ESP | 2018-11-23 06:00 | 2018-11-23 07:00 | 70.16 | 2018 | 8.27 | 2018-11-30
Spain | ESP | 2018-11-23 07:00 | 2018-11-23 08:00 | 70.99 | 2018 | 8.27 | 2018-11-30
Spain | ESP | 2018-11-23 08:00 | 2018-11-23 09:00 | 71.63 | 2018 | 8.27 | 2018-11-30
Spain | ESP | 2018-11-23 09:00 | 2018-11-23 10:00 | 71.07 | 2018 | 8.27 | 2018-11-30
Spain | ESP | 2018-11-23 10:00 | 2018-11-23 11:00 | 70.3 | 2018 | 8.27 | 2018-11-30
Spain | ESP | 2018-11-23 11:00 | 2018-11-23 12:00 | 70 | 2018 | 8.27 | 2018-11-30
Spain | ESP | 2018-11-23 12:00 | 2018-11-23 13:00 | 68.71 | 2018 | 8.27 | 2018-11-30
Spain | ESP | 2018-11-23 13:00 | 2018-11-23 14:00 | 67.17 | 2018 | 8.27 | 2018-11-30
Spain | ESP | 2018-11-23 14:00 | 2018-11-23 15:00 | 64.8 | 2018 | 8.27 | 2018-11-30
Spain | ESP | 2018-11-23 15:00 | 2018-11-23 16:00 | 64.72 | 2018 | 8.27 | 2018-11-30
Spain | ESP | 2018-11-23 16:00 | 2018-11-23 17:00 | 67.17 | 2018 | 8.27 | 2018-11-30
Spain | ESP | 2018-11-23 17:00 | 2018-11-23 18:00 | 69.92 | 2018 | 8.27 | 2018-11-30
Spain | ESP | 2018-11-23 18:00 | 2018-11-23 19:00 | 70.16 | 2018 | 8.27 | 2018-11-30
Spain | ESP | 2018-11-23 19:00 | 2018-11-23 20:00 | 70.16 | 2018 | 8.27 | 2018-11-30
Spain | ESP | 2018-11-23 20:00 | 2018-11-23 21:00 | 68.71 | 2018 | 8.27 | 2018-11-30
Spain | ESP | 2018-11-23 21:00 | 2018-11-23 22:00 | 67.45 | 2018 | 8.27 | 2018-11-30
Spain | ESP | 2018-11-23 22:00 | 2018-11-23 23:00 | 65 | 2018 | 8.27 | 2018-11-30
Spain | ESP | 2018-11-23 23:00 | 2018-11-24 | 63.77 | 2018 | 8.27 | 2018-11-30
Spain | ESP | 2018-11-24 | 2018-11-24 01:00 | 61.51 | 2018 | 8.27 | 2018-11-30
Spain | ESP | 2018-11-24 01:00 | 2018-11-24 02:00 | 59.76 | 2018 | 8.27 | 2018-11-30
Spain | ESP | 2018-11-24 02:00 | 2018-11-24 03:00 | 55.67 | 2018 | 8.27 | 2018-11-30
Spain | ESP | 2018-11-24 03:00 | 2018-11-24 04:00 | 54.01 | 2018 | 8.27 | 2018-11-30
Spain | ESP | 2018-11-24 04:00 | 2018-11-24 05:00 | 55.42 | 2018 | 8.27 | 2018-11-30
Spain | ESP | 2018-11-24 05:00 | 2018-11-24 06:00 | 57.78 | 2018 | 8.27 | 2018-11-30
Spain | ESP | 2018-11-24 06:00 | 2018-11-24 07:00 | 61.7 | 2018 | 8.27 | 2018-11-30
Spain | ESP | 2018-11-24 07:00 | 2018-11-24 08:00 | 65.09 | 2018 | 8.27 | 2018-11-30
Spain | ESP | 2018-11-24 08:00 | 2018-11-24 09:00 | 69.13 | 2018 | 8.27 | 2018-11-30
Spain | ESP | 2018-11-24 09:00 | 2018-11-24 10:00 | 70.01 | 2018 | 8.27 | 2018-11-30
Spain | ESP | 2018-11-24 10:00 | 2018-11-24 11:00 | 68.71 | 2018 | 8.27 | 2018-11-30
Spain | ESP | 2018-11-24 11:00 | 2018-11-24 12:00 | 66.21 | 2018 | 8.27 | 2018-11-30
Spain | ESP | 2018-11-24 12:00 | 2018-11-24 13:00 | 64.8 | 2018 | 8.27 | 2018-11-30
Spain | ESP | 2018-11-24 13:00 | 2018-11-24 14:00 | 62 | 2018 | 8.27 | 2018-11-30
Spain | ESP | 2018-11-24 14:00 | 2018-11-24 15:00 | 58.33 | 2018 | 8.27 | 2018-11-30
Spain | ESP | 2018-11-24 15:00 | 2018-11-24 16:00 | 57.73 | 2018 | 8.27 | 2018-11-30
Spain | ESP | 2018-11-24 16:00 | 2018-11-24 17:00 | 59 | 2018 | 8.27 | 2018-11-30
Spain | ESP | 2018-11-24 17:00 | 2018-11-24 18:00 | 67.09 | 2018 | 8.27 | 2018-11-30
Spain | ESP | 2018-11-24 18:00 | 2018-11-24 19:00 | 68.24 | 2018 | 8.27 | 2018-11-30
Spain | ESP | 2018-11-24 19:00 | 2018-11-24 20:00 | 67.18 | 2018 | 8.27 | 2018-11-30
Spain | ESP | 2018-11-24 20:00 | 2018-11-24 21:00 | 63.14 | 2018 | 8.27 | 2018-11-30
Spain | ESP | 2018-11-24 21:00 | 2018-11-24 22:00 | 61.53 | 2018 | 8.27 | 2018-11-30
Spain | ESP | 2018-11-24 22:00 | 2018-11-24 23:00 | 55.67 | 2018 | 8.27 | 2018-11-30
Spain | ESP | 2018-11-24 23:00 | 2018-11-25 | 53.89 | 2018 | 8.27 | 2018-11-30
Spain | ESP | 2018-11-25 | 2018-11-25 01:00 | 51.67 | 2018 | 8.27 | 2018-11-30
Spain | ESP | 2018-11-25 01:00 | 2018-11-25 02:00 | 50.34 | 2018 | 8.27 | 2018-11-30
Spain | ESP | 2018-11-25 02:00 | 2018-11-25 03:00 | 48.46 | 2018 | 8.27 | 2018-11-30
Spain | ESP | 2018-11-25 03:00 | 2018-11-25 04:00 | 48.07 | 2018 | 8.27 | 2018-11-30
Spain | ESP | 2018-11-25 04:00 | 2018-11-25 05:00 | 48.07 | 2018 | 8.27 | 2018-11-30
Spain | ESP | 2018-11-25 05:00 | 2018-11-25 06:00 | 49.09 | 2018 | 8.27 | 2018-11-30
Spain | ESP | 2018-11-25 06:00 | 2018-11-25 07:00 | 53.33 | 2018 | 8.27 | 2018-11-30
Spain | ESP | 2018-11-25 07:00 | 2018-11-25 08:00 | 54.26 | 2018 | 8.27 | 2018-11-30
Spain | ESP | 2018-11-25 08:00 | 2018-11-25 09:00 | 59.06 | 2018 | 8.27 | 2018-11-30
Spain | ESP | 2018-11-25 09:00 | 2018-11-25 10:00 | 62.02 | 2018 | 8.27 | 2018-11-30
Spain | ESP | 2018-11-25 10:00 | 2018-11-25 11:00 | 63.26 | 2018 | 8.27 | 2018-11-30
Spain | ESP | 2018-11-25 11:00 | 2018-11-25 12:00 | 65.15 | 2018 | 8.27 | 2018-11-30
Spain | ESP | 2018-11-25 12:00 | 2018-11-25 13:00 | 63.41 | 2018 | 8.27 | 2018-11-30
Spain | ESP | 2018-11-25 13:00 | 2018-11-25 14:00 | 58.97 | 2018 | 8.27 | 2018-11-30
Spain | ESP | 2018-11-25 14:00 | 2018-11-25 15:00 | 59.03 | 2018 | 8.27 | 2018-11-30
Spain | ESP | 2018-11-25 15:00 | 2018-11-25 16:00 | 61.47 | 2018 | 8.27 | 2018-11-30
Spain | ESP | 2018-11-25 16:00 | 2018-11-25 17:00 | 67.65 | 2018 | 8.27 | 2018-11-30
Spain | ESP | 2018-11-25 17:00 | 2018-11-25 18:00 | 70 | 2018 | 8.27 | 2018-11-30
Spain | ESP | 2018-11-25 18:00 | 2018-11-25 19:00 | 70.62 | 2018 | 8.27 | 2018-11-30
Spain | ESP | 2018-11-25 19:00 | 2018-11-25 20:00 | 70 | 2018 | 8.27 | 2018-11-30
Spain | ESP | 2018-11-25 20:00 | 2018-11-25 21:00 | 65.45 | 2018 | 8.27 | 2018-11-30
Spain | ESP | 2018-11-25 21:00 | 2018-11-25 22:00 | 62.7 | 2018 | 8.27 | 2018-11-30
Spain | ESP | 2018-11-25 22:00 | 2018-11-25 23:00 | 58.54 | 2018 | 8.27 | 2018-11-30
Spain | ESP | 2018-11-25 23:00 | 2018-11-26 | 52.57 | 2018 | 8.27 | 2018-11-30
Spain | ESP | 2018-11-26 | 2018-11-26 01:00 | 49.44 | 2018 | 8.27 | 2018-11-30
Spain | ESP | 2018-11-26 01:00 | 2018-11-26 02:00 | 47.41 | 2018 | 8.27 | 2018-11-30
Spain | ESP | 2018-11-26 02:00 | 2018-11-26 03:00 | 45.6 | 2018 | 8.27 | 2018-11-30
Spain | ESP | 2018-11-26 03:00 | 2018-11-26 04:00 | 42.1 | 2018 | 8.27 | 2018-11-30
Spain | ESP | 2018-11-26 04:00 | 2018-11-26 05:00 | 46.34 | 2018 | 8.27 | 2018-11-30
Spain | ESP | 2018-11-26 05:00 | 2018-11-26 06:00 | 49.01 | 2018 | 8.27 | 2018-11-30
Spain | ESP | 2018-11-26 06:00 | 2018-11-26 07:00 | 54.45 | 2018 | 8.27 | 2018-11-30
Spain | ESP | 2018-11-26 07:00 | 2018-11-26 08:00 | 60.38 | 2018 | 8.27 | 2018-11-30
Spain | ESP | 2018-11-26 08:00 | 2018-11-26 09:00 | 63.96 | 2018 | 8.27 | 2018-11-30
Spain | ESP | 2018-11-26 09:00 | 2018-11-26 10:00 | 63.93 | 2018 | 8.27 | 2018-11-30
Spain | ESP | 2018-11-26 10:00 | 2018-11-26 11:00 | 61.71 | 2018 | 8.27 | 2018-11-30
Spain | ESP | 2018-11-26 11:00 | 2018-11-26 12:00 | 59 | 2018 | 8.27 | 2018-11-30
Spain | ESP | 2018-11-26 12:00 | 2018-11-26 13:00 | 58.33 | 2018 | 8.27 | 2018-11-30
Spain | ESP | 2018-11-26 13:00 | 2018-11-26 14:00 | 57.8 | 2018 | 8.27 | 2018-11-30
Spain | ESP | 2018-11-26 14:00 | 2018-11-26 15:00 | 58.8 | 2018 | 8.27 | 2018-11-30
Spain | ESP | 2018-11-26 15:00 | 2018-11-26 16:00 | 62.01 | 2018 | 8.27 | 2018-11-30
Spain | ESP | 2018-11-26 16:00 | 2018-11-26 17:00 | 65.69 | 2018 | 8.27 | 2018-11-30
Spain | ESP | 2018-11-26 17:00 | 2018-11-26 18:00 | 68.4 | 2018 | 8.27 | 2018-11-30
Spain | ESP | 2018-11-26 18:00 | 2018-11-26 19:00 | 69.49 | 2018 | 8.27 | 2018-11-30
Spain | ESP | 2018-11-26 19:00 | 2018-11-26 20:00 | 70.15 | 2018 | 8.27 | 2018-11-30
Spain | ESP | 2018-11-26 20:00 | 2018-11-26 21:00 | 70 | 2018 | 8.27 | 2018-11-30
Spain | ESP | 2018-11-26 21:00 | 2018-11-26 22:00 | 67.5 | 2018 | 8.27 | 2018-11-30
Spain | ESP | 2018-11-26 22:00 | 2018-11-26 23:00 | 62.31 | 2018 | 8.27 | 2018-11-30
Spain | ESP | 2018-11-26 23:00 | 2018-11-27 | 61.1 | 2018 | 8.27 | 2018-11-30
Spain | ESP | 2018-11-27 | 2018-11-27 01:00 | 58.33 | 2018 | 8.27 | 2018-11-30
Spain | ESP | 2018-11-27 01:00 | 2018-11-27 02:00 | 56.61 | 2018 | 8.27 | 2018-11-30
Spain | ESP | 2018-11-27 02:00 | 2018-11-27 03:00 | 51.67 | 2018 | 8.27 | 2018-11-30
Spain | ESP | 2018-11-27 03:00 | 2018-11-27 04:00 | 51.97 | 2018 | 8.27 | 2018-11-30
Spain | ESP | 2018-11-27 04:00 | 2018-11-27 05:00 | 56.19 | 2018 | 8.27 | 2018-11-30
Spain | ESP | 2018-11-27 05:00 | 2018-11-27 06:00 | 63.04 | 2018 | 8.27 | 2018-11-30
Spain | ESP | 2018-11-27 06:00 | 2018-11-27 07:00 | 67.18 | 2018 | 8.27 | 2018-11-30
Spain | ESP | 2018-11-27 07:00 | 2018-11-27 08:00 | 68.53 | 2018 | 8.27 | 2018-11-30
Spain | ESP | 2018-11-27 08:00 | 2018-11-27 09:00 | 68.89 | 2018 | 8.27 | 2018-11-30
Spain | ESP | 2018-11-27 09:00 | 2018-11-27 10:00 | 69.5 | 2018 | 8.27 | 2018-11-30
Spain | ESP | 2018-11-27 10:00 | 2018-11-27 11:00 | 68.69 | 2018 | 8.27 | 2018-11-30
Spain | ESP | 2018-11-27 11:00 | 2018-11-27 12:00 | 68.4 | 2018 | 8.27 | 2018-11-30
Spain | ESP | 2018-11-27 12:00 | 2018-11-27 13:00 | 68.07 | 2018 | 8.27 | 2018-11-30
Spain | ESP | 2018-11-27 13:00 | 2018-11-27 14:00 | 67.33 | 2018 | 8.27 | 2018-11-30
Spain | ESP | 2018-11-27 14:00 | 2018-11-27 15:00 | 67.39 | 2018 | 8.27 | 2018-11-30
Spain | ESP | 2018-11-27 15:00 | 2018-11-27 16:00 | 67.96 | 2018 | 8.27 | 2018-11-30
Spain | ESP | 2018-11-27 16:00 | 2018-11-27 17:00 | 68.74 | 2018 | 8.27 | 2018-11-30
Spain | ESP | 2018-11-27 17:00 | 2018-11-27 18:00 | 70.15 | 2018 | 8.27 | 2018-11-30
Spain | ESP | 2018-11-27 18:00 | 2018-11-27 19:00 | 71.51 | 2018 | 8.27 | 2018-11-30
Spain | ESP | 2018-11-27 19:00 | 2018-11-27 20:00 | 70.61 | 2018 | 8.27 | 2018-11-30
Spain | ESP | 2018-11-27 20:00 | 2018-11-27 21:00 | 67.54 | 2018 | 8.27 | 2018-11-30
Spain | ESP | 2018-11-27 21:00 | 2018-11-27 22:00 | 63.87 | 2018 | 8.27 | 2018-11-30
Spain | ESP | 2018-11-27 22:00 | 2018-11-27 23:00 | 59.4 | 2018 | 8.27 | 2018-11-30
Spain | ESP | 2018-11-27 23:00 | 2018-11-28 | 58.22 | 2018 | 8.27 | 2018-11-30
Spain | ESP | 2018-11-28 | 2018-11-28 01:00 | 51.9 | 2018 | 8.27 | 2018-11-30
Spain | ESP | 2018-11-28 01:00 | 2018-11-28 02:00 | 50.06 | 2018 | 8.27 | 2018-11-30
Spain | ESP | 2018-11-28 02:00 | 2018-11-28 03:00 | 48.57 | 2018 | 8.27 | 2018-11-30
Spain | ESP | 2018-11-28 03:00 | 2018-11-28 04:00 | 48.41 | 2018 | 8.27 | 2018-11-30
Spain | ESP | 2018-11-28 04:00 | 2018-11-28 05:00 | 49.1 | 2018 | 8.27 | 2018-11-30
Spain | ESP | 2018-11-28 05:00 | 2018-11-28 06:00 | 57.63 | 2018 | 8.27 | 2018-11-30
Spain | ESP | 2018-11-28 06:00 | 2018-11-28 07:00 | 67.98 | 2018 | 8.27 | 2018-11-30
Spain | ESP | 2018-11-28 07:00 | 2018-11-28 08:00 | 69.47 | 2018 | 8.27 | 2018-11-30
Spain | ESP | 2018-11-28 08:00 | 2018-11-28 09:00 | 68.07 | 2018 | 8.27 | 2018-11-30
Spain | ESP | 2018-11-28 09:00 | 2018-11-28 10:00 | 67.63 | 2018 | 8.27 | 2018-11-30
Spain | ESP | 2018-11-28 10:00 | 2018-11-28 11:00 | 66.94 | 2018 | 8.27 | 2018-11-30
Spain | ESP | 2018-11-28 11:00 | 2018-11-28 12:00 | 65.61 | 2018 | 8.27 | 2018-11-30
Spain | ESP | 2018-11-28 12:00 | 2018-11-28 13:00 | 65.5 | 2018 | 8.27 | 2018-11-30
Spain | ESP | 2018-11-28 13:00 | 2018-11-28 14:00 | 65.51 | 2018 | 8.27 | 2018-11-30
Spain | ESP | 2018-11-28 14:00 | 2018-11-28 15:00 | 65.97 | 2018 | 8.27 | 2018-11-30
Spain | ESP | 2018-11-28 15:00 | 2018-11-28 16:00 | 67.03 | 2018 | 8.27 | 2018-11-30
Spain | ESP | 2018-11-28 16:00 | 2018-11-28 17:00 | 69.47 | 2018 | 8.27 | 2018-11-30
Spain | ESP | 2018-11-28 17:00 | 2018-11-28 18:00 | 70.83 | 2018 | 8.27 | 2018-11-30
Spain | ESP | 2018-11-28 18:00 | 2018-11-28 19:00 | 70.01 | 2018 | 8.27 | 2018-11-30
Spain | ESP | 2018-11-28 19:00 | 2018-11-28 20:00 | 68.25 | 2018 | 8.27 | 2018-11-30
Spain | ESP | 2018-11-28 20:00 | 2018-11-28 21:00 | 67.49 | 2018 | 8.27 | 2018-11-30
Spain | ESP | 2018-11-28 21:00 | 2018-11-28 22:00 | 61.3 | 2018 | 8.27 | 2018-11-30
Spain | ESP | 2018-11-28 22:00 | 2018-11-28 23:00 | 57.98 | 2018 | 8.27 | 2018-11-30
Spain | ESP | 2018-11-28 23:00 | 2018-11-29 | 56.3 | 2018 | 8.27 | 2018-11-30
Spain | ESP | 2018-11-29 | 2018-11-29 01:00 | 51.84 | 2018 | 8.27 | 2018-11-30
Spain | ESP | 2018-11-29 01:00 | 2018-11-29 02:00 | 50.1 | 2018 | 8.27 | 2018-11-30
Spain | ESP | 2018-11-29 02:00 | 2018-11-29 03:00 | 47 | 2018 | 8.27 | 2018-11-30
Spain | ESP | 2018-11-29 03:00 | 2018-11-29 04:00 | 46.67 | 2018 | 8.27 | 2018-11-30
Spain | ESP | 2018-11-29 04:00 | 2018-11-29 05:00 | 49.64 | 2018 | 8.27 | 2018-11-30
Spain | ESP | 2018-11-29 05:00 | 2018-11-29 06:00 | 58.33 | 2018 | 8.27 | 2018-11-30
Spain | ESP | 2018-11-29 06:00 | 2018-11-29 07:00 | 65.24 | 2018 | 8.27 | 2018-11-30
Spain | ESP | 2018-11-29 07:00 | 2018-11-29 08:00 | 67.33 | 2018 | 8.27 | 2018-11-30
Spain | ESP | 2018-11-29 08:00 | 2018-11-29 09:00 | 67.34 | 2018 | 8.27 | 2018-11-30
Spain | ESP | 2018-11-29 09:00 | 2018-11-29 10:00 | 67.09 | 2018 | 8.27 | 2018-11-30
Spain | ESP | 2018-11-29 10:00 | 2018-11-29 11:00 | 65.96 | 2018 | 8.27 | 2018-11-30
Spain | ESP | 2018-11-29 11:00 | 2018-11-29 12:00 | 64.3 | 2018 | 8.27 | 2018-11-30
Spain | ESP | 2018-11-29 12:00 | 2018-11-29 13:00 | 63.94 | 2018 | 8.27 | 2018-11-30
Spain | ESP | 2018-11-29 13:00 | 2018-11-29 14:00 | 63.09 | 2018 | 8.27 | 2018-11-30
Spain | ESP | 2018-11-29 14:00 | 2018-11-29 15:00 | 63.92 | 2018 | 8.27 | 2018-11-30
Spain | ESP | 2018-11-29 15:00 | 2018-11-29 16:00 | 67.2 | 2018 | 8.27 | 2018-11-30
Spain | ESP | 2018-11-29 16:00 | 2018-11-29 17:00 | 68.71 | 2018 | 8.27 | 2018-11-30
Spain | ESP | 2018-11-29 17:00 | 2018-11-29 18:00 | 70.15 | 2018 | 8.27 | 2018-11-30
Spain | ESP | 2018-11-29 18:00 | 2018-11-29 19:00 | 70.83 | 2018 | 8.27 | 2018-11-30
Spain | ESP | 2018-11-29 19:00 | 2018-11-29 20:00 | 69.22 | 2018 | 8.27 | 2018-11-30
Spain | ESP | 2018-11-29 20:00 | 2018-11-29 21:00 | 67 | 2018 | 8.27 | 2018-11-30
Spain | ESP | 2018-11-29 21:00 | 2018-11-29 22:00 | 63.05 | 2018 | 8.27 | 2018-11-30
Spain | ESP | 2018-11-29 22:00 | 2018-11-29 23:00 | 61.01 | 2018 | 8.27 | 2018-11-30
Spain | ESP | 2018-11-29 23:00 | 2018-11-30 | 61.04 | 2018 | 8.27 | 2018-11-30
Spain | ESP | 2018-11-30 | 2018-11-30 01:00 | 55.67 | 2018 | 8.27 | 2018-11-30
Spain | ESP | 2018-11-30 01:00 | 2018-11-30 02:00 | 51.56 | 2018 | 8.27 | 2018-11-30
Spain | ESP | 2018-11-30 02:00 | 2018-11-30 03:00 | 50 | 2018 | 8.27 | 2018-11-30
Spain | ESP | 2018-11-30 03:00 | 2018-11-30 04:00 | 48.57 | 2018 | 8.27 | 2018-11-30
Spain | ESP | 2018-11-30 04:00 | 2018-11-30 05:00 | 49.07 | 2018 | 8.27 | 2018-11-30
Spain | ESP | 2018-11-30 05:00 | 2018-11-30 06:00 | 55.2 | 2018 | 8.27 | 2018-11-30
Spain | ESP | 2018-11-30 06:00 | 2018-11-30 07:00 | 67.2 | 2018 | 8.27 | 2018-11-30
Spain | ESP | 2018-11-30 07:00 | 2018-11-30 08:00 | 68.25 | 2018 | 8.27 | 2018-11-30
Spain | ESP | 2018-11-30 08:00 | 2018-11-30 09:00 | 68.03 | 2018 | 8.27 | 2018-11-30
Spain | ESP | 2018-11-30 09:00 | 2018-11-30 10:00 | 68.19 | 2018 | 8.27 | 2018-11-30
Spain | ESP | 2018-11-30 10:00 | 2018-11-30 11:00 | 67.92 | 2018 | 8.27 | 2018-11-30
Spain | ESP | 2018-11-30 11:00 | 2018-11-30 12:00 | 67.2 | 2018 | 8.27 | 2018-11-30
Spain | ESP | 2018-11-30 12:00 | 2018-11-30 13:00 | 66.19 | 2018 | 8.27 | 2018-11-30
Spain | ESP | 2018-11-30 13:00 | 2018-11-30 14:00 | 63.89 | 2018 | 8.27 | 2018-11-30
Spain | ESP | 2018-11-30 14:00 | 2018-11-30 15:00 | 63.81 | 2018 | 8.27 | 2018-11-30
Spain | ESP | 2018-11-30 15:00 | 2018-11-30 16:00 | 64.79 | 2018 | 8.27 | 2018-11-30
Spain | ESP | 2018-11-30 16:00 | 2018-11-30 17:00 | 67.2 | 2018 | 8.27 | 2018-11-30
Spain | ESP | 2018-11-30 17:00 | 2018-11-30 18:00 | 68.49 | 2018 | 8.27 | 2018-11-30
Spain | ESP | 2018-11-30 18:00 | 2018-11-30 19:00 | 69.04 | 2018 | 8.27 | 2018-11-30
Spain | ESP | 2018-11-30 19:00 | 2018-11-30 20:00 | 68.4 | 2018 | 8.27 | 2018-11-30
Spain | ESP | 2018-11-30 20:00 | 2018-11-30 21:00 | 66.39 | 2018 | 8.27 | 2018-11-30
Spain | ESP | 2018-11-30 21:00 | 2018-11-30 22:00 | 63.75 | 2018 | 8.27 | 2018-11-30
Spain | ESP | 2018-11-30 22:00 | 2018-11-30 23:00 | 63.89 | 2018 | 8.27 | 2018-11-30
Spain | ESP | 2018-11-30 23:00 | 2018-12-01 | 67.2 | 2018 | 8.27 | 2018-11-30
Spain | ESP | 2018-12-01 | 2018-12-01 01:00 | 63.34 | 2018 | 7.98 | 2018-12-31
Spain | ESP | 2018-12-01 01:00 | 2018-12-01 02:00 | 54.89 | 2018 | 7.98 | 2018-12-31
Spain | ESP | 2018-12-01 02:00 | 2018-12-01 03:00 | 55.29 | 2018 | 7.98 | 2018-12-31
Spain | ESP | 2018-12-01 03:00 | 2018-12-01 04:00 | 52.01 | 2018 | 7.98 | 2018-12-31
Spain | ESP | 2018-12-01 04:00 | 2018-12-01 05:00 | 52.01 | 2018 | 7.98 | 2018-12-31
Spain | ESP | 2018-12-01 05:00 | 2018-12-01 06:00 | 55.9 | 2018 | 7.98 | 2018-12-31
Spain | ESP | 2018-12-01 06:00 | 2018-12-01 07:00 | 57 | 2018 | 7.98 | 2018-12-31
Spain | ESP | 2018-12-01 07:00 | 2018-12-01 08:00 | 58.46 | 2018 | 7.98 | 2018-12-31
Spain | ESP | 2018-12-01 08:00 | 2018-12-01 09:00 | 63.98 | 2018 | 7.98 | 2018-12-31
Spain | ESP | 2018-12-01 09:00 | 2018-12-01 10:00 | 65.1 | 2018 | 7.98 | 2018-12-31
Spain | ESP | 2018-12-01 10:00 | 2018-12-01 11:00 | 65.76 | 2018 | 7.98 | 2018-12-31
Spain | ESP | 2018-12-01 11:00 | 2018-12-01 12:00 | 64.77 | 2018 | 7.98 | 2018-12-31
Spain | ESP | 2018-12-01 12:00 | 2018-12-01 13:00 | 62.76 | 2018 | 7.98 | 2018-12-31
Spain | ESP | 2018-12-01 13:00 | 2018-12-01 14:00 | 59.65 | 2018 | 7.98 | 2018-12-31
Spain | ESP | 2018-12-01 14:00 | 2018-12-01 15:00 | 55.79 | 2018 | 7.98 | 2018-12-31
Spain | ESP | 2018-12-01 15:00 | 2018-12-01 16:00 | 53.14 | 2018 | 7.98 | 2018-12-31
Spain | ESP | 2018-12-01 16:00 | 2018-12-01 17:00 | 63.89 | 2018 | 7.98 | 2018-12-31
Spain | ESP | 2018-12-01 17:00 | 2018-12-01 18:00 | 67.09 | 2018 | 7.98 | 2018-12-31
Spain | ESP | 2018-12-01 18:00 | 2018-12-01 19:00 | 67.03 | 2018 | 7.98 | 2018-12-31
Spain | ESP | 2018-12-01 19:00 | 2018-12-01 20:00 | 65.67 | 2018 | 7.98 | 2018-12-31
Spain | ESP | 2018-12-01 20:00 | 2018-12-01 21:00 | 65.01 | 2018 | 7.98 | 2018-12-31
Spain | ESP | 2018-12-01 21:00 | 2018-12-01 22:00 | 63.65 | 2018 | 7.98 | 2018-12-31
Spain | ESP | 2018-12-01 22:00 | 2018-12-01 23:00 | 60.05 | 2018 | 7.98 | 2018-12-31
Spain | ESP | 2018-12-01 23:00 | 2018-12-02 | 55.79 | 2018 | 7.98 | 2018-12-31
Spain | ESP | 2018-12-02 | 2018-12-02 01:00 | 48.57 | 2018 | 7.98 | 2018-12-31
Spain | ESP | 2018-12-02 01:00 | 2018-12-02 02:00 | 46.65 | 2018 | 7.98 | 2018-12-31
Spain | ESP | 2018-12-02 02:00 | 2018-12-02 03:00 | 45.65 | 2018 | 7.98 | 2018-12-31
Spain | ESP | 2018-12-02 03:00 | 2018-12-02 04:00 | 45.15 | 2018 | 7.98 | 2018-12-31
Spain | ESP | 2018-12-02 04:00 | 2018-12-02 05:00 | 45.65 | 2018 | 7.98 | 2018-12-31
Spain | ESP | 2018-12-02 05:00 | 2018-12-02 06:00 | 46.14 | 2018 | 7.98 | 2018-12-31
Spain | ESP | 2018-12-02 06:00 | 2018-12-02 07:00 | 46.65 | 2018 | 7.98 | 2018-12-31
Spain | ESP | 2018-12-02 07:00 | 2018-12-02 08:00 | 47 | 2018 | 7.98 | 2018-12-31
Spain | ESP | 2018-12-02 08:00 | 2018-12-02 09:00 | 49.68 | 2018 | 7.98 | 2018-12-31
Spain | ESP | 2018-12-02 09:00 | 2018-12-02 10:00 | 55.79 | 2018 | 7.98 | 2018-12-31
Spain | ESP | 2018-12-02 10:00 | 2018-12-02 11:00 | 58.46 | 2018 | 7.98 | 2018-12-31
Spain | ESP | 2018-12-02 11:00 | 2018-12-02 12:00 | 58.46 | 2018 | 7.98 | 2018-12-31
Spain | ESP | 2018-12-02 12:00 | 2018-12-02 13:00 | 63.17 | 2018 | 7.98 | 2018-12-31
Spain | ESP | 2018-12-02 13:00 | 2018-12-02 14:00 | 62.01 | 2018 | 7.98 | 2018-12-31
Spain | ESP | 2018-12-02 14:00 | 2018-12-02 15:00 | 57.27 | 2018 | 7.98 | 2018-12-31
Spain | ESP | 2018-12-02 15:00 | 2018-12-02 16:00 | 57 | 2018 | 7.98 | 2018-12-31
Spain | ESP | 2018-12-02 16:00 | 2018-12-02 17:00 | 62.31 | 2018 | 7.98 | 2018-12-31
Spain | ESP | 2018-12-02 17:00 | 2018-12-02 18:00 | 66.92 | 2018 | 7.98 | 2018-12-31
Spain | ESP | 2018-12-02 18:00 | 2018-12-02 19:00 | 67.2 | 2018 | 7.98 | 2018-12-31
Spain | ESP | 2018-12-02 19:00 | 2018-12-02 20:00 | 67.67 | 2018 | 7.98 | 2018-12-31
Spain | ESP | 2018-12-02 20:00 | 2018-12-02 21:00 | 67.53 | 2018 | 7.98 | 2018-12-31
Spain | ESP | 2018-12-02 21:00 | 2018-12-02 22:00 | 67.09 | 2018 | 7.98 | 2018-12-31
Spain | ESP | 2018-12-02 22:00 | 2018-12-02 23:00 | 62.76 | 2018 | 7.98 | 2018-12-31
Spain | ESP | 2018-12-02 23:00 | 2018-12-03 | 49.62 | 2018 | 7.98 | 2018-12-31
Spain | ESP | 2018-12-03 | 2018-12-03 01:00 | 47.07 | 2018 | 7.98 | 2018-12-31
Spain | ESP | 2018-12-03 01:00 | 2018-12-03 02:00 | 45.67 | 2018 | 7.98 | 2018-12-31
Spain | ESP | 2018-12-03 02:00 | 2018-12-03 03:00 | 45.51 | 2018 | 7.98 | 2018-12-31
Spain | ESP | 2018-12-03 03:00 | 2018-12-03 04:00 | 45.67 | 2018 | 7.98 | 2018-12-31
Spain | ESP | 2018-12-03 04:00 | 2018-12-03 05:00 | 47.07 | 2018 | 7.98 | 2018-12-31
Spain | ESP | 2018-12-03 05:00 | 2018-12-03 06:00 | 54.34 | 2018 | 7.98 | 2018-12-31
Spain | ESP | 2018-12-03 06:00 | 2018-12-03 07:00 | 64.82 | 2018 | 7.98 | 2018-12-31
Spain | ESP | 2018-12-03 07:00 | 2018-12-03 08:00 | 64.98 | 2018 | 7.98 | 2018-12-31
Spain | ESP | 2018-12-03 08:00 | 2018-12-03 09:00 | 66.77 | 2018 | 7.98 | 2018-12-31
Spain | ESP | 2018-12-03 09:00 | 2018-12-03 10:00 | 67.18 | 2018 | 7.98 | 2018-12-31
Spain | ESP | 2018-12-03 10:00 | 2018-12-03 11:00 | 67.1 | 2018 | 7.98 | 2018-12-31
Spain | ESP | 2018-12-03 11:00 | 2018-12-03 12:00 | 66.76 | 2018 | 7.98 | 2018-12-31
Spain | ESP | 2018-12-03 12:00 | 2018-12-03 13:00 | 67.1 | 2018 | 7.98 | 2018-12-31
Spain | ESP | 2018-12-03 13:00 | 2018-12-03 14:00 | 65 | 2018 | 7.98 | 2018-12-31
Spain | ESP | 2018-12-03 14:00 | 2018-12-03 15:00 | 66 | 2018 | 7.98 | 2018-12-31
Spain | ESP | 2018-12-03 15:00 | 2018-12-03 16:00 | 67.2 | 2018 | 7.98 | 2018-12-31
Spain | ESP | 2018-12-03 16:00 | 2018-12-03 17:00 | 68.83 | 2018 | 7.98 | 2018-12-31
Spain | ESP | 2018-12-03 17:00 | 2018-12-03 18:00 | 70.15 | 2018 | 7.98 | 2018-12-31
Spain | ESP | 2018-12-03 18:00 | 2018-12-03 19:00 | 70 | 2018 | 7.98 | 2018-12-31
Spain | ESP | 2018-12-03 19:00 | 2018-12-03 20:00 | 70.01 | 2018 | 7.98 | 2018-12-31
Spain | ESP | 2018-12-03 20:00 | 2018-12-03 21:00 | 69.89 | 2018 | 7.98 | 2018-12-31
Spain | ESP | 2018-12-03 21:00 | 2018-12-03 22:00 | 68.4 | 2018 | 7.98 | 2018-12-31
Spain | ESP | 2018-12-03 22:00 | 2018-12-03 23:00 | 67.51 | 2018 | 7.98 | 2018-12-31
Spain | ESP | 2018-12-03 23:00 | 2018-12-04 | 64.01 | 2018 | 7.98 | 2018-12-31
Spain | ESP | 2018-12-04 | 2018-12-04 01:00 | 60 | 2018 | 7.98 | 2018-12-31
Spain | ESP | 2018-12-04 01:00 | 2018-12-04 02:00 | 58.62 | 2018 | 7.98 | 2018-12-31
Spain | ESP | 2018-12-04 02:00 | 2018-12-04 03:00 | 58.46 | 2018 | 7.98 | 2018-12-31
Spain | ESP | 2018-12-04 03:00 | 2018-12-04 04:00 | 58.46 | 2018 | 7.98 | 2018-12-31
Spain | ESP | 2018-12-04 04:00 | 2018-12-04 05:00 | 60.22 | 2018 | 7.98 | 2018-12-31
Spain | ESP | 2018-12-04 05:00 | 2018-12-04 06:00 | 64.62 | 2018 | 7.98 | 2018-12-31
Spain | ESP | 2018-12-04 06:00 | 2018-12-04 07:00 | 68.91 | 2018 | 7.98 | 2018-12-31
Spain | ESP | 2018-12-04 07:00 | 2018-12-04 08:00 | 69.69 | 2018 | 7.98 | 2018-12-31
Spain | ESP | 2018-12-04 08:00 | 2018-12-04 09:00 | 69.68 | 2018 | 7.98 | 2018-12-31
Spain | ESP | 2018-12-04 09:00 | 2018-12-04 10:00 | 68.8 | 2018 | 7.98 | 2018-12-31
Spain | ESP | 2018-12-04 10:00 | 2018-12-04 11:00 | 68.79 | 2018 | 7.98 | 2018-12-31
Spain | ESP | 2018-12-04 11:00 | 2018-12-04 12:00 | 67.75 | 2018 | 7.98 | 2018-12-31
Spain | ESP | 2018-12-04 12:00 | 2018-12-04 13:00 | 67.51 | 2018 | 7.98 | 2018-12-31
Spain | ESP | 2018-12-04 13:00 | 2018-12-04 14:00 | 68.01 | 2018 | 7.98 | 2018-12-31
Spain | ESP | 2018-12-04 14:00 | 2018-12-04 15:00 | 68.64 | 2018 | 7.98 | 2018-12-31
Spain | ESP | 2018-12-04 15:00 | 2018-12-04 16:00 | 69.02 | 2018 | 7.98 | 2018-12-31
Spain | ESP | 2018-12-04 16:00 | 2018-12-04 17:00 | 69.83 | 2018 | 7.98 | 2018-12-31
Spain | ESP | 2018-12-04 17:00 | 2018-12-04 18:00 | 71.19 | 2018 | 7.98 | 2018-12-31
Spain | ESP | 2018-12-04 18:00 | 2018-12-04 19:00 | 71.42 | 2018 | 7.98 | 2018-12-31
Spain | ESP | 2018-12-04 19:00 | 2018-12-04 20:00 | 69.04 | 2018 | 7.98 | 2018-12-31
Spain | ESP | 2018-12-04 20:00 | 2018-12-04 21:00 | 68.91 | 2018 | 7.98 | 2018-12-31
Spain | ESP | 2018-12-04 21:00 | 2018-12-04 22:00 | 68.25 | 2018 | 7.98 | 2018-12-31
Spain | ESP | 2018-12-04 22:00 | 2018-12-04 23:00 | 67.2 | 2018 | 7.98 | 2018-12-31
Spain | ESP | 2018-12-04 23:00 | 2018-12-05 | 63.75 | 2018 | 7.98 | 2018-12-31
Spain | ESP | 2018-12-05 | 2018-12-05 01:00 | 58.46 | 2018 | 7.98 | 2018-12-31
Spain | ESP | 2018-12-05 01:00 | 2018-12-05 02:00 | 55.53 | 2018 | 7.98 | 2018-12-31
Spain | ESP | 2018-12-05 02:00 | 2018-12-05 03:00 | 53.31 | 2018 | 7.98 | 2018-12-31
Spain | ESP | 2018-12-05 03:00 | 2018-12-05 04:00 | 52 | 2018 | 7.98 | 2018-12-31
Spain | ESP | 2018-12-05 04:00 | 2018-12-05 05:00 | 55 | 2018 | 7.98 | 2018-12-31
Spain | ESP | 2018-12-05 05:00 | 2018-12-05 06:00 | 58.46 | 2018 | 7.98 | 2018-12-31
Spain | ESP | 2018-12-05 06:00 | 2018-12-05 07:00 | 67.03 | 2018 | 7.98 | 2018-12-31
Spain | ESP | 2018-12-05 07:00 | 2018-12-05 08:00 | 68.01 | 2018 | 7.98 | 2018-12-31
Spain | ESP | 2018-12-05 08:00 | 2018-12-05 09:00 | 68.07 | 2018 | 7.98 | 2018-12-31
Spain | ESP | 2018-12-05 09:00 | 2018-12-05 10:00 | 68 | 2018 | 7.98 | 2018-12-31
Spain | ESP | 2018-12-05 10:00 | 2018-12-05 11:00 | 67.18 | 2018 | 7.98 | 2018-12-31
Spain | ESP | 2018-12-05 11:00 | 2018-12-05 12:00 | 66.58 | 2018 | 7.98 | 2018-12-31
Spain | ESP | 2018-12-05 12:00 | 2018-12-05 13:00 | 66.1 | 2018 | 7.98 | 2018-12-31
Spain | ESP | 2018-12-05 13:00 | 2018-12-05 14:00 | 65.55 | 2018 | 7.98 | 2018-12-31
Spain | ESP | 2018-12-05 14:00 | 2018-12-05 15:00 | 65.38 | 2018 | 7.98 | 2018-12-31
Spain | ESP | 2018-12-05 15:00 | 2018-12-05 16:00 | 65.64 | 2018 | 7.98 | 2018-12-31
Spain | ESP | 2018-12-05 16:00 | 2018-12-05 17:00 | 67.03 | 2018 | 7.98 | 2018-12-31
Spain | ESP | 2018-12-05 17:00 | 2018-12-05 18:00 | 68.09 | 2018 | 7.98 | 2018-12-31
Spain | ESP | 2018-12-05 18:00 | 2018-12-05 19:00 | 65.91 | 2018 | 7.98 | 2018-12-31
Spain | ESP | 2018-12-05 19:00 | 2018-12-05 20:00 | 65.58 | 2018 | 7.98 | 2018-12-31
Spain | ESP | 2018-12-05 20:00 | 2018-12-05 21:00 | 65.04 | 2018 | 7.98 | 2018-12-31
Spain | ESP | 2018-12-05 21:00 | 2018-12-05 22:00 | 64.33 | 2018 | 7.98 | 2018-12-31
Spain | ESP | 2018-12-05 22:00 | 2018-12-05 23:00 | 61.94 | 2018 | 7.98 | 2018-12-31
Spain | ESP | 2018-12-05 23:00 | 2018-12-06 | 56.7 | 2018 | 7.98 | 2018-12-31
Spain | ESP | 2018-12-06 | 2018-12-06 01:00 | 52.84 | 2018 | 7.98 | 2018-12-31
Spain | ESP | 2018-12-06 01:00 | 2018-12-06 02:00 | 49.08 | 2018 | 7.98 | 2018-12-31
Spain | ESP | 2018-12-06 02:00 | 2018-12-06 03:00 | 48.68 | 2018 | 7.98 | 2018-12-31
Spain | ESP | 2018-12-06 03:00 | 2018-12-06 04:00 | 48.68 | 2018 | 7.98 | 2018-12-31
Spain | ESP | 2018-12-06 04:00 | 2018-12-06 05:00 | 48.88 | 2018 | 7.98 | 2018-12-31
Spain | ESP | 2018-12-06 05:00 | 2018-12-06 06:00 | 54.04 | 2018 | 7.98 | 2018-12-31
Spain | ESP | 2018-12-06 06:00 | 2018-12-06 07:00 | 64.04 | 2018 | 7.98 | 2018-12-31
Spain | ESP | 2018-12-06 07:00 | 2018-12-06 08:00 | 64.33 | 2018 | 7.98 | 2018-12-31
Spain | ESP | 2018-12-06 08:00 | 2018-12-06 09:00 | 65.75 | 2018 | 7.98 | 2018-12-31
Spain | ESP | 2018-12-06 09:00 | 2018-12-06 10:00 | 67.09 | 2018 | 7.98 | 2018-12-31
Spain | ESP | 2018-12-06 10:00 | 2018-12-06 11:00 | 67.07 | 2018 | 7.98 | 2018-12-31
Spain | ESP | 2018-12-06 11:00 | 2018-12-06 12:00 | 66.11 | 2018 | 7.98 | 2018-12-31
Spain | ESP | 2018-12-06 12:00 | 2018-12-06 13:00 | 65.23 | 2018 | 7.98 | 2018-12-31
Spain | ESP | 2018-12-06 13:00 | 2018-12-06 14:00 | 64.23 | 2018 | 7.98 | 2018-12-31
Spain | ESP | 2018-12-06 14:00 | 2018-12-06 15:00 | 60.85 | 2018 | 7.98 | 2018-12-31
Spain | ESP | 2018-12-06 15:00 | 2018-12-06 16:00 | 62.48 | 2018 | 7.98 | 2018-12-31
Spain | ESP | 2018-12-06 16:00 | 2018-12-06 17:00 | 66.58 | 2018 | 7.98 | 2018-12-31
Spain | ESP | 2018-12-06 17:00 | 2018-12-06 18:00 | 67.83 | 2018 | 7.98 | 2018-12-31
Spain | ESP | 2018-12-06 18:00 | 2018-12-06 19:00 | 66.1 | 2018 | 7.98 | 2018-12-31
Spain | ESP | 2018-12-06 19:00 | 2018-12-06 20:00 | 65.01 | 2018 | 7.98 | 2018-12-31
Spain | ESP | 2018-12-06 20:00 | 2018-12-06 21:00 | 65.23 | 2018 | 7.98 | 2018-12-31
Spain | ESP | 2018-12-06 21:00 | 2018-12-06 22:00 | 65.23 | 2018 | 7.98 | 2018-12-31
Spain | ESP | 2018-12-06 22:00 | 2018-12-06 23:00 | 64.18 | 2018 | 7.98 | 2018-12-31
Spain | ESP | 2018-12-06 23:00 | 2018-12-07 | 64.23 | 2018 | 7.98 | 2018-12-31
Spain | ESP | 2018-12-07 | 2018-12-07 01:00 | 63 | 2018 | 7.98 | 2018-12-31
Spain | ESP | 2018-12-07 01:00 | 2018-12-07 02:00 | 56.7 | 2018 | 7.98 | 2018-12-31
Spain | ESP | 2018-12-07 02:00 | 2018-12-07 03:00 | 54.1 | 2018 | 7.98 | 2018-12-31
Spain | ESP | 2018-12-07 03:00 | 2018-12-07 04:00 | 51.72 | 2018 | 7.98 | 2018-12-31
Spain | ESP | 2018-12-07 04:00 | 2018-12-07 05:00 | 53.31 | 2018 | 7.98 | 2018-12-31
Spain | ESP | 2018-12-07 05:00 | 2018-12-07 06:00 | 60 | 2018 | 7.98 | 2018-12-31
Spain | ESP | 2018-12-07 06:00 | 2018-12-07 07:00 | 63.89 | 2018 | 7.98 | 2018-12-31
Spain | ESP | 2018-12-07 07:00 | 2018-12-07 08:00 | 64.62 | 2018 | 7.98 | 2018-12-31
Spain | ESP | 2018-12-07 08:00 | 2018-12-07 09:00 | 64.23 | 2018 | 7.98 | 2018-12-31
Spain | ESP | 2018-12-07 09:00 | 2018-12-07 10:00 | 64.07 | 2018 | 7.98 | 2018-12-31
Spain | ESP | 2018-12-07 10:00 | 2018-12-07 11:00 | 63.71 | 2018 | 7.98 | 2018-12-31
Spain | ESP | 2018-12-07 11:00 | 2018-12-07 12:00 | 62.24 | 2018 | 7.98 | 2018-12-31
Spain | ESP | 2018-12-07 12:00 | 2018-12-07 13:00 | 63 | 2018 | 7.98 | 2018-12-31
Spain | ESP | 2018-12-07 13:00 | 2018-12-07 14:00 | 62.12 | 2018 | 7.98 | 2018-12-31
Spain | ESP | 2018-12-07 14:00 | 2018-12-07 15:00 | 60.22 | 2018 | 7.98 | 2018-12-31
Spain | ESP | 2018-12-07 15:00 | 2018-12-07 16:00 | 59.87 | 2018 | 7.98 | 2018-12-31
Spain | ESP | 2018-12-07 16:00 | 2018-12-07 17:00 | 63 | 2018 | 7.98 | 2018-12-31
Spain | ESP | 2018-12-07 17:00 | 2018-12-07 18:00 | 64.21 | 2018 | 7.98 | 2018-12-31
Spain | ESP | 2018-12-07 18:00 | 2018-12-07 19:00 | 64.41 | 2018 | 7.98 | 2018-12-31
Spain | ESP | 2018-12-07 19:00 | 2018-12-07 20:00 | 64.8 | 2018 | 7.98 | 2018-12-31
Spain | ESP | 2018-12-07 20:00 | 2018-12-07 21:00 | 64.3 | 2018 | 7.98 | 2018-12-31
Spain | ESP | 2018-12-07 21:00 | 2018-12-07 22:00 | 64.01 | 2018 | 7.98 | 2018-12-31
Spain | ESP | 2018-12-07 22:00 | 2018-12-07 23:00 | 62.19 | 2018 | 7.98 | 2018-12-31
Spain | ESP | 2018-12-07 23:00 | 2018-12-08 | 54.1 | 2018 | 7.98 | 2018-12-31
Spain | ESP | 2018-12-08 | 2018-12-08 01:00 | 50.9 | 2018 | 7.98 | 2018-12-31
Spain | ESP | 2018-12-08 01:00 | 2018-12-08 02:00 | 49 | 2018 | 7.98 | 2018-12-31
Spain | ESP | 2018-12-08 02:00 | 2018-12-08 03:00 | 48.91 | 2018 | 7.98 | 2018-12-31
Spain | ESP | 2018-12-08 03:00 | 2018-12-08 04:00 | 48.57 | 2018 | 7.98 | 2018-12-31
Spain | ESP | 2018-12-08 04:00 | 2018-12-08 05:00 | 48.91 | 2018 | 7.98 | 2018-12-31
Spain | ESP | 2018-12-08 05:00 | 2018-12-08 06:00 | 49.47 | 2018 | 7.98 | 2018-12-31
Spain | ESP | 2018-12-08 06:00 | 2018-12-08 07:00 | 51 | 2018 | 7.98 | 2018-12-31
Spain | ESP | 2018-12-08 07:00 | 2018-12-08 08:00 | 59.41 | 2018 | 7.98 | 2018-12-31
Spain | ESP | 2018-12-08 08:00 | 2018-12-08 09:00 | 63.93 | 2018 | 7.98 | 2018-12-31
Spain | ESP | 2018-12-08 09:00 | 2018-12-08 10:00 | 64.12 | 2018 | 7.98 | 2018-12-31
Spain | ESP | 2018-12-08 10:00 | 2018-12-08 11:00 | 64.16 | 2018 | 7.98 | 2018-12-31
Spain | ESP | 2018-12-08 11:00 | 2018-12-08 12:00 | 64.18 | 2018 | 7.98 | 2018-12-31
Spain | ESP | 2018-12-08 12:00 | 2018-12-08 13:00 | 64.33 | 2018 | 7.98 | 2018-12-31
Spain | ESP | 2018-12-08 13:00 | 2018-12-08 14:00 | 64.23 | 2018 | 7.98 | 2018-12-31
Spain | ESP | 2018-12-08 14:00 | 2018-12-08 15:00 | 64.13 | 2018 | 7.98 | 2018-12-31
Spain | ESP | 2018-12-08 15:00 | 2018-12-08 16:00 | 64.15 | 2018 | 7.98 | 2018-12-31
Spain | ESP | 2018-12-08 16:00 | 2018-12-08 17:00 | 64.78 | 2018 | 7.98 | 2018-12-31
Spain | ESP | 2018-12-08 17:00 | 2018-12-08 18:00 | 66.58 | 2018 | 7.98 | 2018-12-31
Spain | ESP | 2018-12-08 18:00 | 2018-12-08 19:00 | 67.15 | 2018 | 7.98 | 2018-12-31
Spain | ESP | 2018-12-08 19:00 | 2018-12-08 20:00 | 67.75 | 2018 | 7.98 | 2018-12-31
Spain | ESP | 2018-12-08 20:00 | 2018-12-08 21:00 | 67.83 | 2018 | 7.98 | 2018-12-31
Spain | ESP | 2018-12-08 21:00 | 2018-12-08 22:00 | 67.17 | 2018 | 7.98 | 2018-12-31
Spain | ESP | 2018-12-08 22:00 | 2018-12-08 23:00 | 65.04 | 2018 | 7.98 | 2018-12-31
Spain | ESP | 2018-12-08 23:00 | 2018-12-09 | 64.23 | 2018 | 7.98 | 2018-12-31
Spain | ESP | 2018-12-09 | 2018-12-09 01:00 | 59.17 | 2018 | 7.98 | 2018-12-31
Spain | ESP | 2018-12-09 01:00 | 2018-12-09 02:00 | 53.84 | 2018 | 7.98 | 2018-12-31
Spain | ESP | 2018-12-09 02:00 | 2018-12-09 03:00 | 51.28 | 2018 | 7.98 | 2018-12-31
Spain | ESP | 2018-12-09 03:00 | 2018-12-09 04:00 | 50.28 | 2018 | 7.98 | 2018-12-31
Spain | ESP | 2018-12-09 04:00 | 2018-12-09 05:00 | 50.17 | 2018 | 7.98 | 2018-12-31
Spain | ESP | 2018-12-09 05:00 | 2018-12-09 06:00 | 50.31 | 2018 | 7.98 | 2018-12-31
Spain | ESP | 2018-12-09 06:00 | 2018-12-09 07:00 | 50.28 | 2018 | 7.98 | 2018-12-31
Spain | ESP | 2018-12-09 07:00 | 2018-12-09 08:00 | 51.2 | 2018 | 7.98 | 2018-12-31
Spain | ESP | 2018-12-09 08:00 | 2018-12-09 09:00 | 56 | 2018 | 7.98 | 2018-12-31
Spain | ESP | 2018-12-09 09:00 | 2018-12-09 10:00 | 62.19 | 2018 | 7.98 | 2018-12-31
Spain | ESP | 2018-12-09 10:00 | 2018-12-09 11:00 | 62.76 | 2018 | 7.98 | 2018-12-31
Spain | ESP | 2018-12-09 11:00 | 2018-12-09 12:00 | 62.01 | 2018 | 7.98 | 2018-12-31
Spain | ESP | 2018-12-09 12:00 | 2018-12-09 13:00 | 64.05 | 2018 | 7.98 | 2018-12-31
Spain | ESP | 2018-12-09 13:00 | 2018-12-09 14:00 | 63.93 | 2018 | 7.98 | 2018-12-31
Spain | ESP | 2018-12-09 14:00 | 2018-12-09 15:00 | 60.28 | 2018 | 7.98 | 2018-12-31
Spain | ESP | 2018-12-09 15:00 | 2018-12-09 16:00 | 59.41 | 2018 | 7.98 | 2018-12-31
Spain | ESP | 2018-12-09 16:00 | 2018-12-09 17:00 | 64.01 | 2018 | 7.98 | 2018-12-31
Spain | ESP | 2018-12-09 17:00 | 2018-12-09 18:00 | 66.01 | 2018 | 7.98 | 2018-12-31
Spain | ESP | 2018-12-09 18:00 | 2018-12-09 19:00 | 65.04 | 2018 | 7.98 | 2018-12-31
Spain | ESP | 2018-12-09 19:00 | 2018-12-09 20:00 | 66.46 | 2018 | 7.98 | 2018-12-31
Spain | ESP | 2018-12-09 20:00 | 2018-12-09 21:00 | 66.69 | 2018 | 7.98 | 2018-12-31
Spain | ESP | 2018-12-09 21:00 | 2018-12-09 22:00 | 65.98 | 2018 | 7.98 | 2018-12-31
Spain | ESP | 2018-12-09 22:00 | 2018-12-09 23:00 | 63.93 | 2018 | 7.98 | 2018-12-31
Spain | ESP | 2018-12-09 23:00 | 2018-12-10 | 62.72 | 2018 | 7.98 | 2018-12-31
Spain | ESP | 2018-12-10 | 2018-12-10 01:00 | 55.84 | 2018 | 7.98 | 2018-12-31
Spain | ESP | 2018-12-10 01:00 | 2018-12-10 02:00 | 51.99 | 2018 | 7.98 | 2018-12-31
Spain | ESP | 2018-12-10 02:00 | 2018-12-10 03:00 | 51.2 | 2018 | 7.98 | 2018-12-31
Spain | ESP | 2018-12-10 03:00 | 2018-12-10 04:00 | 50.17 | 2018 | 7.98 | 2018-12-31
Spain | ESP | 2018-12-10 04:00 | 2018-12-10 05:00 | 50.31 | 2018 | 7.98 | 2018-12-31
Spain | ESP | 2018-12-10 05:00 | 2018-12-10 06:00 | 55 | 2018 | 7.98 | 2018-12-31
Spain | ESP | 2018-12-10 06:00 | 2018-12-10 07:00 | 64.2 | 2018 | 7.98 | 2018-12-31
Spain | ESP | 2018-12-10 07:00 | 2018-12-10 08:00 | 66.22 | 2018 | 7.98 | 2018-12-31
Spain | ESP | 2018-12-10 08:00 | 2018-12-10 09:00 | 65.9 | 2018 | 7.98 | 2018-12-31
Spain | ESP | 2018-12-10 09:00 | 2018-12-10 10:00 | 64.92 | 2018 | 7.98 | 2018-12-31
Spain | ESP | 2018-12-10 10:00 | 2018-12-10 11:00 | 64.24 | 2018 | 7.98 | 2018-12-31
Spain | ESP | 2018-12-10 11:00 | 2018-12-10 12:00 | 64.12 | 2018 | 7.98 | 2018-12-31
Spain | ESP | 2018-12-10 12:00 | 2018-12-10 13:00 | 64.65 | 2018 | 7.98 | 2018-12-31
Spain | ESP | 2018-12-10 13:00 | 2018-12-10 14:00 | 63.9 | 2018 | 7.98 | 2018-12-31
Spain | ESP | 2018-12-10 14:00 | 2018-12-10 15:00 | 63.93 | 2018 | 7.98 | 2018-12-31
Spain | ESP | 2018-12-10 15:00 | 2018-12-10 16:00 | 64.65 | 2018 | 7.98 | 2018-12-31
Spain | ESP | 2018-12-10 16:00 | 2018-12-10 17:00 | 68.03 | 2018 | 7.98 | 2018-12-31
Spain | ESP | 2018-12-10 17:00 | 2018-12-10 18:00 | 69.71 | 2018 | 7.98 | 2018-12-31
Spain | ESP | 2018-12-10 18:00 | 2018-12-10 19:00 | 68.53 | 2018 | 7.98 | 2018-12-31
Spain | ESP | 2018-12-10 19:00 | 2018-12-10 20:00 | 68.25 | 2018 | 7.98 | 2018-12-31
Spain | ESP | 2018-12-10 20:00 | 2018-12-10 21:00 | 68.07 | 2018 | 7.98 | 2018-12-31
Spain | ESP | 2018-12-10 21:00 | 2018-12-10 22:00 | 67.05 | 2018 | 7.98 | 2018-12-31
Spain | ESP | 2018-12-10 22:00 | 2018-12-10 23:00 | 65.04 | 2018 | 7.98 | 2018-12-31
Spain | ESP | 2018-12-10 23:00 | 2018-12-11 | 66.23 | 2018 | 7.98 | 2018-12-31
Spain | ESP | 2018-12-11 | 2018-12-11 01:00 | 61.79 | 2018 | 7.98 | 2018-12-31
Spain | ESP | 2018-12-11 01:00 | 2018-12-11 02:00 | 59.24 | 2018 | 7.98 | 2018-12-31
Spain | ESP | 2018-12-11 02:00 | 2018-12-11 03:00 | 56.7 | 2018 | 7.98 | 2018-12-31
Spain | ESP | 2018-12-11 03:00 | 2018-12-11 04:00 | 56.7 | 2018 | 7.98 | 2018-12-31
Spain | ESP | 2018-12-11 04:00 | 2018-12-11 05:00 | 56.7 | 2018 | 7.98 | 2018-12-31
Spain | ESP | 2018-12-11 05:00 | 2018-12-11 06:00 | 61.01 | 2018 | 7.98 | 2018-12-31
Spain | ESP | 2018-12-11 06:00 | 2018-12-11 07:00 | 67.98 | 2018 | 7.98 | 2018-12-31
Spain | ESP | 2018-12-11 07:00 | 2018-12-11 08:00 | 69.9 | 2018 | 7.98 | 2018-12-31
Spain | ESP | 2018-12-11 08:00 | 2018-12-11 09:00 | 69.88 | 2018 | 7.98 | 2018-12-31
Spain | ESP | 2018-12-11 09:00 | 2018-12-11 10:00 | 68.53 | 2018 | 7.98 | 2018-12-31
Spain | ESP | 2018-12-11 10:00 | 2018-12-11 11:00 | 67.21 | 2018 | 7.98 | 2018-12-31
Spain | ESP | 2018-12-11 11:00 | 2018-12-11 12:00 | 64.62 | 2018 | 7.98 | 2018-12-31
Spain | ESP | 2018-12-11 12:00 | 2018-12-11 13:00 | 65.06 | 2018 | 7.98 | 2018-12-31
Spain | ESP | 2018-12-11 13:00 | 2018-12-11 14:00 | 65.91 | 2018 | 7.98 | 2018-12-31
Spain | ESP | 2018-12-11 14:00 | 2018-12-11 15:00 | 67.65 | 2018 | 7.98 | 2018-12-31
Spain | ESP | 2018-12-11 15:00 | 2018-12-11 16:00 | 68.07 | 2018 | 7.98 | 2018-12-31
Spain | ESP | 2018-12-11 16:00 | 2018-12-11 17:00 | 68.71 | 2018 | 7.98 | 2018-12-31
Spain | ESP | 2018-12-11 17:00 | 2018-12-11 18:00 | 69.65 | 2018 | 7.98 | 2018-12-31
Spain | ESP | 2018-12-11 18:00 | 2018-12-11 19:00 | 69.95 | 2018 | 7.98 | 2018-12-31
Spain | ESP | 2018-12-11 19:00 | 2018-12-11 20:00 | 68.04 | 2018 | 7.98 | 2018-12-31
Spain | ESP | 2018-12-11 20:00 | 2018-12-11 21:00 | 67.3 | 2018 | 7.98 | 2018-12-31
Spain | ESP | 2018-12-11 21:00 | 2018-12-11 22:00 | 64.62 | 2018 | 7.98 | 2018-12-31
Spain | ESP | 2018-12-11 22:00 | 2018-12-11 23:00 | 63.47 | 2018 | 7.98 | 2018-12-31
Spain | ESP | 2018-12-11 23:00 | 2018-12-12 | 62.93 | 2018 | 7.98 | 2018-12-31
Spain | ESP | 2018-12-12 | 2018-12-12 01:00 | 57 | 2018 | 7.98 | 2018-12-31
Spain | ESP | 2018-12-12 01:00 | 2018-12-12 02:00 | 54.76 | 2018 | 7.98 | 2018-12-31
Spain | ESP | 2018-12-12 02:00 | 2018-12-12 03:00 | 52.1 | 2018 | 7.98 | 2018-12-31
Spain | ESP | 2018-12-12 03:00 | 2018-12-12 04:00 | 52.1 | 2018 | 7.98 | 2018-12-31
Spain | ESP | 2018-12-12 04:00 | 2018-12-12 05:00 | 53.86 | 2018 | 7.98 | 2018-12-31
Spain | ESP | 2018-12-12 05:00 | 2018-12-12 06:00 | 66.47 | 2018 | 7.98 | 2018-12-31
Spain | ESP | 2018-12-12 06:00 | 2018-12-12 07:00 | 68.65 | 2018 | 7.98 | 2018-12-31
Spain | ESP | 2018-12-12 07:00 | 2018-12-12 08:00 | 69.53 | 2018 | 7.98 | 2018-12-31
Spain | ESP | 2018-12-12 08:00 | 2018-12-12 09:00 | 70 | 2018 | 7.98 | 2018-12-31
Spain | ESP | 2018-12-12 09:00 | 2018-12-12 10:00 | 69.88 | 2018 | 7.98 | 2018-12-31
Spain | ESP | 2018-12-12 10:00 | 2018-12-12 11:00 | 69.43 | 2018 | 7.98 | 2018-12-31
Spain | ESP | 2018-12-12 11:00 | 2018-12-12 12:00 | 69.01 | 2018 | 7.98 | 2018-12-31
Spain | ESP | 2018-12-12 12:00 | 2018-12-12 13:00 | 68.75 | 2018 | 7.98 | 2018-12-31
Spain | ESP | 2018-12-12 13:00 | 2018-12-12 14:00 | 68.15 | 2018 | 7.98 | 2018-12-31
Spain | ESP | 2018-12-12 14:00 | 2018-12-12 15:00 | 68.07 | 2018 | 7.98 | 2018-12-31
Spain | ESP | 2018-12-12 15:00 | 2018-12-12 16:00 | 67.83 | 2018 | 7.98 | 2018-12-31
Spain | ESP | 2018-12-12 16:00 | 2018-12-12 17:00 | 68.07 | 2018 | 7.98 | 2018-12-31
Spain | ESP | 2018-12-12 17:00 | 2018-12-12 18:00 | 68.4 | 2018 | 7.98 | 2018-12-31
Spain | ESP | 2018-12-12 18:00 | 2018-12-12 19:00 | 68.25 | 2018 | 7.98 | 2018-12-31
Spain | ESP | 2018-12-12 19:00 | 2018-12-12 20:00 | 68.15 | 2018 | 7.98 | 2018-12-31
Spain | ESP | 2018-12-12 20:00 | 2018-12-12 21:00 | 66.1 | 2018 | 7.98 | 2018-12-31
Spain | ESP | 2018-12-12 21:00 | 2018-12-12 22:00 | 63.45 | 2018 | 7.98 | 2018-12-31
Spain | ESP | 2018-12-12 22:00 | 2018-12-12 23:00 | 57.32 | 2018 | 7.98 | 2018-12-31
Spain | ESP | 2018-12-12 23:00 | 2018-12-13 | 55 | 2018 | 7.98 | 2018-12-31
Spain | ESP | 2018-12-13 | 2018-12-13 01:00 | 51.28 | 2018 | 7.98 | 2018-12-31
Spain | ESP | 2018-12-13 01:00 | 2018-12-13 02:00 | 49.1 | 2018 | 7.98 | 2018-12-31
Spain | ESP | 2018-12-13 02:00 | 2018-12-13 03:00 | 47.99 | 2018 | 7.98 | 2018-12-31
Spain | ESP | 2018-12-13 03:00 | 2018-12-13 04:00 | 47.47 | 2018 | 7.98 | 2018-12-31
Spain | ESP | 2018-12-13 04:00 | 2018-12-13 05:00 | 47.67 | 2018 | 7.98 | 2018-12-31
Spain | ESP | 2018-12-13 05:00 | 2018-12-13 06:00 | 51.1 | 2018 | 7.98 | 2018-12-31
Spain | ESP | 2018-12-13 06:00 | 2018-12-13 07:00 | 62.34 | 2018 | 7.98 | 2018-12-31
Spain | ESP | 2018-12-13 07:00 | 2018-12-13 08:00 | 67 | 2018 | 7.98 | 2018-12-31
Spain | ESP | 2018-12-13 08:00 | 2018-12-13 09:00 | 68.07 | 2018 | 7.98 | 2018-12-31
Spain | ESP | 2018-12-13 09:00 | 2018-12-13 10:00 | 68.01 | 2018 | 7.98 | 2018-12-31
Spain | ESP | 2018-12-13 10:00 | 2018-12-13 11:00 | 67.18 | 2018 | 7.98 | 2018-12-31
Spain | ESP | 2018-12-13 11:00 | 2018-12-13 12:00 | 66.75 | 2018 | 7.98 | 2018-12-31
Spain | ESP | 2018-12-13 12:00 | 2018-12-13 13:00 | 66.06 | 2018 | 7.98 | 2018-12-31
Spain | ESP | 2018-12-13 13:00 | 2018-12-13 14:00 | 63.9 | 2018 | 7.98 | 2018-12-31
Spain | ESP | 2018-12-13 14:00 | 2018-12-13 15:00 | 60.88 | 2018 | 7.98 | 2018-12-31
Spain | ESP | 2018-12-13 15:00 | 2018-12-13 16:00 | 59.41 | 2018 | 7.98 | 2018-12-31
Spain | ESP | 2018-12-13 16:00 | 2018-12-13 17:00 | 62 | 2018 | 7.98 | 2018-12-31
Spain | ESP | 2018-12-13 17:00 | 2018-12-13 18:00 | 65.81 | 2018 | 7.98 | 2018-12-31
Spain | ESP | 2018-12-13 18:00 | 2018-12-13 19:00 | 66.75 | 2018 | 7.98 | 2018-12-31
Spain | ESP | 2018-12-13 19:00 | 2018-12-13 20:00 | 67.2 | 2018 | 7.98 | 2018-12-31
Spain | ESP | 2018-12-13 20:00 | 2018-12-13 21:00 | 67.2 | 2018 | 7.98 | 2018-12-31
Spain | ESP | 2018-12-13 21:00 | 2018-12-13 22:00 | 65.66 | 2018 | 7.98 | 2018-12-31
Spain | ESP | 2018-12-13 22:00 | 2018-12-13 23:00 | 59.41 | 2018 | 7.98 | 2018-12-31
Spain | ESP | 2018-12-13 23:00 | 2018-12-14 | 52.16 | 2018 | 7.98 | 2018-12-31
Spain | ESP | 2018-12-14 | 2018-12-14 01:00 | 51.2 | 2018 | 7.98 | 2018-12-31
Spain | ESP | 2018-12-14 01:00 | 2018-12-14 02:00 | 49.7 | 2018 | 7.98 | 2018-12-31
Spain | ESP | 2018-12-14 02:00 | 2018-12-14 03:00 | 49.5 | 2018 | 7.98 | 2018-12-31
Spain | ESP | 2018-12-14 03:00 | 2018-12-14 04:00 | 49.7 | 2018 | 7.98 | 2018-12-31
Spain | ESP | 2018-12-14 04:00 | 2018-12-14 05:00 | 50.96 | 2018 | 7.98 | 2018-12-31
Spain | ESP | 2018-12-14 05:00 | 2018-12-14 06:00 | 53 | 2018 | 7.98 | 2018-12-31
Spain | ESP | 2018-12-14 06:00 | 2018-12-14 07:00 | 64.45 | 2018 | 7.98 | 2018-12-31
Spain | ESP | 2018-12-14 07:00 | 2018-12-14 08:00 | 67.5 | 2018 | 7.98 | 2018-12-31
Spain | ESP | 2018-12-14 08:00 | 2018-12-14 09:00 | 68.07 | 2018 | 7.98 | 2018-12-31
Spain | ESP | 2018-12-14 09:00 | 2018-12-14 10:00 | 68 | 2018 | 7.98 | 2018-12-31
Spain | ESP | 2018-12-14 10:00 | 2018-12-14 11:00 | 67.18 | 2018 | 7.98 | 2018-12-31
Spain | ESP | 2018-12-14 11:00 | 2018-12-14 12:00 | 65.09 | 2018 | 7.98 | 2018-12-31
Spain | ESP | 2018-12-14 12:00 | 2018-12-14 13:00 | 64.45 | 2018 | 7.98 | 2018-12-31
Spain | ESP | 2018-12-14 13:00 | 2018-12-14 14:00 | 62.19 | 2018 | 7.98 | 2018-12-31
Spain | ESP | 2018-12-14 14:00 | 2018-12-14 15:00 | 61.79 | 2018 | 7.98 | 2018-12-31
Spain | ESP | 2018-12-14 15:00 | 2018-12-14 16:00 | 63.7 | 2018 | 7.98 | 2018-12-31
Spain | ESP | 2018-12-14 16:00 | 2018-12-14 17:00 | 67.1 | 2018 | 7.98 | 2018-12-31
Spain | ESP | 2018-12-14 17:00 | 2018-12-14 18:00 | 68.25 | 2018 | 7.98 | 2018-12-31
Spain | ESP | 2018-12-14 18:00 | 2018-12-14 19:00 | 68.53 | 2018 | 7.98 | 2018-12-31
Spain | ESP | 2018-12-14 19:00 | 2018-12-14 20:00 | 68.64 | 2018 | 7.98 | 2018-12-31
Spain | ESP | 2018-12-14 20:00 | 2018-12-14 21:00 | 68.5 | 2018 | 7.98 | 2018-12-31
Spain | ESP | 2018-12-14 21:00 | 2018-12-14 22:00 | 67.67 | 2018 | 7.98 | 2018-12-31
Spain | ESP | 2018-12-14 22:00 | 2018-12-14 23:00 | 66 | 2018 | 7.98 | 2018-12-31
Spain | ESP | 2018-12-14 23:00 | 2018-12-15 | 66.3 | 2018 | 7.98 | 2018-12-31
Spain | ESP | 2018-12-15 | 2018-12-15 01:00 | 60.9 | 2018 | 7.98 | 2018-12-31
Spain | ESP | 2018-12-15 01:00 | 2018-12-15 02:00 | 58 | 2018 | 7.98 | 2018-12-31
Spain | ESP | 2018-12-15 02:00 | 2018-12-15 03:00 | 52.74 | 2018 | 7.98 | 2018-12-31
Spain | ESP | 2018-12-15 03:00 | 2018-12-15 04:00 | 51.25 | 2018 | 7.98 | 2018-12-31
Spain | ESP | 2018-12-15 04:00 | 2018-12-15 05:00 | 50.81 | 2018 | 7.98 | 2018-12-31
Spain | ESP | 2018-12-15 05:00 | 2018-12-15 06:00 | 51.76 | 2018 | 7.98 | 2018-12-31
Spain | ESP | 2018-12-15 06:00 | 2018-12-15 07:00 | 56.7 | 2018 | 7.98 | 2018-12-31
Spain | ESP | 2018-12-15 07:00 | 2018-12-15 08:00 | 57.5 | 2018 | 7.98 | 2018-12-31
Spain | ESP | 2018-12-15 08:00 | 2018-12-15 09:00 | 64.18 | 2018 | 7.98 | 2018-12-31
Spain | ESP | 2018-12-15 09:00 | 2018-12-15 10:00 | 65.96 | 2018 | 7.98 | 2018-12-31
Spain | ESP | 2018-12-15 10:00 | 2018-12-15 11:00 | 64.97 | 2018 | 7.98 | 2018-12-31
Spain | ESP | 2018-12-15 11:00 | 2018-12-15 12:00 | 63.75 | 2018 | 7.98 | 2018-12-31
Spain | ESP | 2018-12-15 12:00 | 2018-12-15 13:00 | 63.1 | 2018 | 7.98 | 2018-12-31
Spain | ESP | 2018-12-15 13:00 | 2018-12-15 14:00 | 58 | 2018 | 7.98 | 2018-12-31
Spain | ESP | 2018-12-15 14:00 | 2018-12-15 15:00 | 58.72 | 2018 | 7.98 | 2018-12-31
Spain | ESP | 2018-12-15 15:00 | 2018-12-15 16:00 | 59.07 | 2018 | 7.98 | 2018-12-31
Spain | ESP | 2018-12-15 16:00 | 2018-12-15 17:00 | 62.72 | 2018 | 7.98 | 2018-12-31
Spain | ESP | 2018-12-15 17:00 | 2018-12-15 18:00 | 66.88 | 2018 | 7.98 | 2018-12-31
Spain | ESP | 2018-12-15 18:00 | 2018-12-15 19:00 | 67.5 | 2018 | 7.98 | 2018-12-31
Spain | ESP | 2018-12-15 19:00 | 2018-12-15 20:00 | 60.78 | 2018 | 7.98 | 2018-12-31
Spain | ESP | 2018-12-15 20:00 | 2018-12-15 21:00 | 59.53 | 2018 | 7.98 | 2018-12-31
Spain | ESP | 2018-12-15 21:00 | 2018-12-15 22:00 | 60.48 | 2018 | 7.98 | 2018-12-31
Spain | ESP | 2018-12-15 22:00 | 2018-12-15 23:00 | 59.41 | 2018 | 7.98 | 2018-12-31
Spain | ESP | 2018-12-15 23:00 | 2018-12-16 | 55.19 | 2018 | 7.98 | 2018-12-31
Spain | ESP | 2018-12-16 | 2018-12-16 01:00 | 51.2 | 2018 | 7.98 | 2018-12-31
Spain | ESP | 2018-12-16 01:00 | 2018-12-16 02:00 | 49.58 | 2018 | 7.98 | 2018-12-31
Spain | ESP | 2018-12-16 02:00 | 2018-12-16 03:00 | 46.74 | 2018 | 7.98 | 2018-12-31
Spain | ESP | 2018-12-16 03:00 | 2018-12-16 04:00 | 46 | 2018 | 7.98 | 2018-12-31
Spain | ESP | 2018-12-16 04:00 | 2018-12-16 05:00 | 46.77 | 2018 | 7.98 | 2018-12-31
Spain | ESP | 2018-12-16 05:00 | 2018-12-16 06:00 | 49.11 | 2018 | 7.98 | 2018-12-31
Spain | ESP | 2018-12-16 06:00 | 2018-12-16 07:00 | 50.81 | 2018 | 7.98 | 2018-12-31
Spain | ESP | 2018-12-16 07:00 | 2018-12-16 08:00 | 51.6 | 2018 | 7.98 | 2018-12-31
Spain | ESP | 2018-12-16 08:00 | 2018-12-16 09:00 | 56.72 | 2018 | 7.98 | 2018-12-31
Spain | ESP | 2018-12-16 09:00 | 2018-12-16 10:00 | 57.98 | 2018 | 7.98 | 2018-12-31
Spain | ESP | 2018-12-16 10:00 | 2018-12-16 11:00 | 58.82 | 2018 | 7.98 | 2018-12-31
Spain | ESP | 2018-12-16 11:00 | 2018-12-16 12:00 | 57.21 | 2018 | 7.98 | 2018-12-31
Spain | ESP | 2018-12-16 12:00 | 2018-12-16 13:00 | 57.21 | 2018 | 7.98 | 2018-12-31
Spain | ESP | 2018-12-16 13:00 | 2018-12-16 14:00 | 57.05 | 2018 | 7.98 | 2018-12-31
Spain | ESP | 2018-12-16 14:00 | 2018-12-16 15:00 | 54.1 | 2018 | 7.98 | 2018-12-31
Spain | ESP | 2018-12-16 15:00 | 2018-12-16 16:00 | 57.21 | 2018 | 7.98 | 2018-12-31
Spain | ESP | 2018-12-16 16:00 | 2018-12-16 17:00 | 62.01 | 2018 | 7.98 | 2018-12-31
Spain | ESP | 2018-12-16 17:00 | 2018-12-16 18:00 | 67.31 | 2018 | 7.98 | 2018-12-31
Spain | ESP | 2018-12-16 18:00 | 2018-12-16 19:00 | 68.1 | 2018 | 7.98 | 2018-12-31
Spain | ESP | 2018-12-16 19:00 | 2018-12-16 20:00 | 68.07 | 2018 | 7.98 | 2018-12-31
Spain | ESP | 2018-12-16 20:00 | 2018-12-16 21:00 | 64.12 | 2018 | 7.98 | 2018-12-31
Spain | ESP | 2018-12-16 21:00 | 2018-12-16 22:00 | 66.01 | 2018 | 7.98 | 2018-12-31
Spain | ESP | 2018-12-16 22:00 | 2018-12-16 23:00 | 57.26 | 2018 | 7.98 | 2018-12-31
Spain | ESP | 2018-12-16 23:00 | 2018-12-17 | 52.08 | 2018 | 7.98 | 2018-12-31
Spain | ESP | 2018-12-17 | 2018-12-17 01:00 | 51 | 2018 | 7.98 | 2018-12-31
Spain | ESP | 2018-12-17 01:00 | 2018-12-17 02:00 | 49.92 | 2018 | 7.98 | 2018-12-31
Spain | ESP | 2018-12-17 02:00 | 2018-12-17 03:00 | 49.05 | 2018 | 7.98 | 2018-12-31
Spain | ESP | 2018-12-17 03:00 | 2018-12-17 04:00 | 49.47 | 2018 | 7.98 | 2018-12-31
Spain | ESP | 2018-12-17 04:00 | 2018-12-17 05:00 | 52.03 | 2018 | 7.98 | 2018-12-31
Spain | ESP | 2018-12-17 05:00 | 2018-12-17 06:00 | 65.15 | 2018 | 7.98 | 2018-12-31
Spain | ESP | 2018-12-17 06:00 | 2018-12-17 07:00 | 69.59 | 2018 | 7.98 | 2018-12-31
Spain | ESP | 2018-12-17 07:00 | 2018-12-17 08:00 | 69.2 | 2018 | 7.98 | 2018-12-31
Spain | ESP | 2018-12-17 08:00 | 2018-12-17 09:00 | 69.99 | 2018 | 7.98 | 2018-12-31
Spain | ESP | 2018-12-17 09:00 | 2018-12-17 10:00 | 70 | 2018 | 7.98 | 2018-12-31
Spain | ESP | 2018-12-17 10:00 | 2018-12-17 11:00 | 69.95 | 2018 | 7.98 | 2018-12-31
Spain | ESP | 2018-12-17 11:00 | 2018-12-17 12:00 | 69.88 | 2018 | 7.98 | 2018-12-31
Spain | ESP | 2018-12-17 12:00 | 2018-12-17 13:00 | 69.54 | 2018 | 7.98 | 2018-12-31
Spain | ESP | 2018-12-17 13:00 | 2018-12-17 14:00 | 68.99 | 2018 | 7.98 | 2018-12-31
Spain | ESP | 2018-12-17 14:00 | 2018-12-17 15:00 | 69.08 | 2018 | 7.98 | 2018-12-31
Spain | ESP | 2018-12-17 15:00 | 2018-12-17 16:00 | 69.11 | 2018 | 7.98 | 2018-12-31
Spain | ESP | 2018-12-17 16:00 | 2018-12-17 17:00 | 69.59 | 2018 | 7.98 | 2018-12-31
Spain | ESP | 2018-12-17 17:00 | 2018-12-17 18:00 | 70.64 | 2018 | 7.98 | 2018-12-31
Spain | ESP | 2018-12-17 18:00 | 2018-12-17 19:00 | 70.95 | 2018 | 7.98 | 2018-12-31
Spain | ESP | 2018-12-17 19:00 | 2018-12-17 20:00 | 71.1 | 2018 | 7.98 | 2018-12-31
Spain | ESP | 2018-12-17 20:00 | 2018-12-17 21:00 | 68.15 | 2018 | 7.98 | 2018-12-31
Spain | ESP | 2018-12-17 21:00 | 2018-12-17 22:00 | 64.8 | 2018 | 7.98 | 2018-12-31
Spain | ESP | 2018-12-17 22:00 | 2018-12-17 23:00 | 58.78 | 2018 | 7.98 | 2018-12-31
Spain | ESP | 2018-12-17 23:00 | 2018-12-18 | 53 | 2018 | 7.98 | 2018-12-31
Spain | ESP | 2018-12-18 | 2018-12-18 01:00 | 51.03 | 2018 | 7.98 | 2018-12-31
Spain | ESP | 2018-12-18 01:00 | 2018-12-18 02:00 | 50 | 2018 | 7.98 | 2018-12-31
Spain | ESP | 2018-12-18 02:00 | 2018-12-18 03:00 | 49.04 | 2018 | 7.98 | 2018-12-31
Spain | ESP | 2018-12-18 03:00 | 2018-12-18 04:00 | 49 | 2018 | 7.98 | 2018-12-31
Spain | ESP | 2018-12-18 04:00 | 2018-12-18 05:00 | 50.87 | 2018 | 7.98 | 2018-12-31
Spain | ESP | 2018-12-18 05:00 | 2018-12-18 06:00 | 58.81 | 2018 | 7.98 | 2018-12-31
Spain | ESP | 2018-12-18 06:00 | 2018-12-18 07:00 | 66.14 | 2018 | 7.98 | 2018-12-31
Spain | ESP | 2018-12-18 07:00 | 2018-12-18 08:00 | 67.83 | 2018 | 7.98 | 2018-12-31
Spain | ESP | 2018-12-18 08:00 | 2018-12-18 09:00 | 68.07 | 2018 | 7.98 | 2018-12-31
Spain | ESP | 2018-12-18 09:00 | 2018-12-18 10:00 | 67.73 | 2018 | 7.98 | 2018-12-31
Spain | ESP | 2018-12-18 10:00 | 2018-12-18 11:00 | 66.15 | 2018 | 7.98 | 2018-12-31
Spain | ESP | 2018-12-18 11:00 | 2018-12-18 12:00 | 65.83 | 2018 | 7.98 | 2018-12-31
Spain | ESP | 2018-12-18 12:00 | 2018-12-18 13:00 | 66.05 | 2018 | 7.98 | 2018-12-31
Spain | ESP | 2018-12-18 13:00 | 2018-12-18 14:00 | 66.01 | 2018 | 7.98 | 2018-12-31
Spain | ESP | 2018-12-18 14:00 | 2018-12-18 15:00 | 66.15 | 2018 | 7.98 | 2018-12-31
Spain | ESP | 2018-12-18 15:00 | 2018-12-18 16:00 | 65.87 | 2018 | 7.98 | 2018-12-31
Spain | ESP | 2018-12-18 16:00 | 2018-12-18 17:00 | 67 | 2018 | 7.98 | 2018-12-31
Spain | ESP | 2018-12-18 17:00 | 2018-12-18 18:00 | 67.23 | 2018 | 7.98 | 2018-12-31
Spain | ESP | 2018-12-18 18:00 | 2018-12-18 19:00 | 67.65 | 2018 | 7.98 | 2018-12-31
Spain | ESP | 2018-12-18 19:00 | 2018-12-18 20:00 | 66.2 | 2018 | 7.98 | 2018-12-31
Spain | ESP | 2018-12-18 20:00 | 2018-12-18 21:00 | 66.03 | 2018 | 7.98 | 2018-12-31
Spain | ESP | 2018-12-18 21:00 | 2018-12-18 22:00 | 63.64 | 2018 | 7.98 | 2018-12-31
Spain | ESP | 2018-12-18 22:00 | 2018-12-18 23:00 | 58 | 2018 | 7.98 | 2018-12-31
Spain | ESP | 2018-12-18 23:00 | 2018-12-19 | 53.58 | 2018 | 7.98 | 2018-12-31
Spain | ESP | 2018-12-19 | 2018-12-19 01:00 | 50 | 2018 | 7.98 | 2018-12-31
Spain | ESP | 2018-12-19 01:00 | 2018-12-19 02:00 | 47.1 | 2018 | 7.98 | 2018-12-31
Spain | ESP | 2018-12-19 02:00 | 2018-12-19 03:00 | 46.41 | 2018 | 7.98 | 2018-12-31
Spain | ESP | 2018-12-19 03:00 | 2018-12-19 04:00 | 45.7 | 2018 | 7.98 | 2018-12-31
Spain | ESP | 2018-12-19 04:00 | 2018-12-19 05:00 | 47.99 | 2018 | 7.98 | 2018-12-31
Spain | ESP | 2018-12-19 05:00 | 2018-12-19 06:00 | 52.27 | 2018 | 7.98 | 2018-12-31
Spain | ESP | 2018-12-19 06:00 | 2018-12-19 07:00 | 63.75 | 2018 | 7.98 | 2018-12-31
Spain | ESP | 2018-12-19 07:00 | 2018-12-19 08:00 | 65.15 | 2018 | 7.98 | 2018-12-31
Spain | ESP | 2018-12-19 08:00 | 2018-12-19 09:00 | 66.58 | 2018 | 7.98 | 2018-12-31
Spain | ESP | 2018-12-19 09:00 | 2018-12-19 10:00 | 65.05 | 2018 | 7.98 | 2018-12-31
Spain | ESP | 2018-12-19 10:00 | 2018-12-19 11:00 | 64.43 | 2018 | 7.98 | 2018-12-31
Spain | ESP | 2018-12-19 11:00 | 2018-12-19 12:00 | 64.18 | 2018 | 7.98 | 2018-12-31
Spain | ESP | 2018-12-19 12:00 | 2018-12-19 13:00 | 64.1 | 2018 | 7.98 | 2018-12-31
Spain | ESP | 2018-12-19 13:00 | 2018-12-19 14:00 | 63.7 | 2018 | 7.98 | 2018-12-31
Spain | ESP | 2018-12-19 14:00 | 2018-12-19 15:00 | 64.18 | 2018 | 7.98 | 2018-12-31
Spain | ESP | 2018-12-19 15:00 | 2018-12-19 16:00 | 64.47 | 2018 | 7.98 | 2018-12-31
Spain | ESP | 2018-12-19 16:00 | 2018-12-19 17:00 | 66.15 | 2018 | 7.98 | 2018-12-31
Spain | ESP | 2018-12-19 17:00 | 2018-12-19 18:00 | 69.49 | 2018 | 7.98 | 2018-12-31
Spain | ESP | 2018-12-19 18:00 | 2018-12-19 19:00 | 69.08 | 2018 | 7.98 | 2018-12-31
Spain | ESP | 2018-12-19 19:00 | 2018-12-19 20:00 | 66.96 | 2018 | 7.98 | 2018-12-31
Spain | ESP | 2018-12-19 20:00 | 2018-12-19 21:00 | 64.47 | 2018 | 7.98 | 2018-12-31
Spain | ESP | 2018-12-19 21:00 | 2018-12-19 22:00 | 63.16 | 2018 | 7.98 | 2018-12-31
Spain | ESP | 2018-12-19 22:00 | 2018-12-19 23:00 | 59.11 | 2018 | 7.98 | 2018-12-31
Spain | ESP | 2018-12-19 23:00 | 2018-12-20 | 62.3 | 2018 | 7.98 | 2018-12-31
Spain | ESP | 2018-12-20 | 2018-12-20 01:00 | 56.2 | 2018 | 7.98 | 2018-12-31
Spain | ESP | 2018-12-20 01:00 | 2018-12-20 02:00 | 53.17 | 2018 | 7.98 | 2018-12-31
Spain | ESP | 2018-12-20 02:00 | 2018-12-20 03:00 | 52.79 | 2018 | 7.98 | 2018-12-31
Spain | ESP | 2018-12-20 03:00 | 2018-12-20 04:00 | 52.79 | 2018 | 7.98 | 2018-12-31
Spain | ESP | 2018-12-20 04:00 | 2018-12-20 05:00 | 54.1 | 2018 | 7.98 | 2018-12-31
Spain | ESP | 2018-12-20 05:00 | 2018-12-20 06:00 | 60 | 2018 | 7.98 | 2018-12-31
Spain | ESP | 2018-12-20 06:00 | 2018-12-20 07:00 | 66.29 | 2018 | 7.98 | 2018-12-31
Spain | ESP | 2018-12-20 07:00 | 2018-12-20 08:00 | 68.49 | 2018 | 7.98 | 2018-12-31
Spain | ESP | 2018-12-20 08:00 | 2018-12-20 09:00 | 68.4 | 2018 | 7.98 | 2018-12-31
Spain | ESP | 2018-12-20 09:00 | 2018-12-20 10:00 | 67.04 | 2018 | 7.98 | 2018-12-31
Spain | ESP | 2018-12-20 10:00 | 2018-12-20 11:00 | 66.8 | 2018 | 7.98 | 2018-12-31
Spain | ESP | 2018-12-20 11:00 | 2018-12-20 12:00 | 65.25 | 2018 | 7.98 | 2018-12-31
Spain | ESP | 2018-12-20 12:00 | 2018-12-20 13:00 | 65.25 | 2018 | 7.98 | 2018-12-31
Spain | ESP | 2018-12-20 13:00 | 2018-12-20 14:00 | 64.64 | 2018 | 7.98 | 2018-12-31
Spain | ESP | 2018-12-20 14:00 | 2018-12-20 15:00 | 64.89 | 2018 | 7.98 | 2018-12-31
Spain | ESP | 2018-12-20 15:00 | 2018-12-20 16:00 | 65.01 | 2018 | 7.98 | 2018-12-31
Spain | ESP | 2018-12-20 16:00 | 2018-12-20 17:00 | 67.83 | 2018 | 7.98 | 2018-12-31
Spain | ESP | 2018-12-20 17:00 | 2018-12-20 18:00 | 68.49 | 2018 | 7.98 | 2018-12-31
Spain | ESP | 2018-12-20 18:00 | 2018-12-20 19:00 | 67.84 | 2018 | 7.98 | 2018-12-31
Spain | ESP | 2018-12-20 19:00 | 2018-12-20 20:00 | 68.01 | 2018 | 7.98 | 2018-12-31
Spain | ESP | 2018-12-20 20:00 | 2018-12-20 21:00 | 67.2 | 2018 | 7.98 | 2018-12-31
Spain | ESP | 2018-12-20 21:00 | 2018-12-20 22:00 | 65.19 | 2018 | 7.98 | 2018-12-31
Spain | ESP | 2018-12-20 22:00 | 2018-12-20 23:00 | 63.57 | 2018 | 7.98 | 2018-12-31
Spain | ESP | 2018-12-20 23:00 | 2018-12-21 | 59.95 | 2018 | 7.98 | 2018-12-31
Spain | ESP | 2018-12-21 | 2018-12-21 01:00 | 54.1 | 2018 | 7.98 | 2018-12-31
Spain | ESP | 2018-12-21 01:00 | 2018-12-21 02:00 | 52.27 | 2018 | 7.98 | 2018-12-31
Spain | ESP | 2018-12-21 02:00 | 2018-12-21 03:00 | 50.1 | 2018 | 7.98 | 2018-12-31
Spain | ESP | 2018-12-21 03:00 | 2018-12-21 04:00 | 49.99 | 2018 | 7.98 | 2018-12-31
Spain | ESP | 2018-12-21 04:00 | 2018-12-21 05:00 | 50.59 | 2018 | 7.98 | 2018-12-31
Spain | ESP | 2018-12-21 05:00 | 2018-12-21 06:00 | 55 | 2018 | 7.98 | 2018-12-31
Spain | ESP | 2018-12-21 06:00 | 2018-12-21 07:00 | 64.01 | 2018 | 7.98 | 2018-12-31
Spain | ESP | 2018-12-21 07:00 | 2018-12-21 08:00 | 64.49 | 2018 | 7.98 | 2018-12-31
Spain | ESP | 2018-12-21 08:00 | 2018-12-21 09:00 | 64.64 | 2018 | 7.98 | 2018-12-31
Spain | ESP | 2018-12-21 09:00 | 2018-12-21 10:00 | 64.25 | 2018 | 7.98 | 2018-12-31
Spain | ESP | 2018-12-21 10:00 | 2018-12-21 11:00 | 63.93 | 2018 | 7.98 | 2018-12-31
Spain | ESP | 2018-12-21 11:00 | 2018-12-21 12:00 | 62.71 | 2018 | 7.98 | 2018-12-31
Spain | ESP | 2018-12-21 12:00 | 2018-12-21 13:00 | 63.2 | 2018 | 7.98 | 2018-12-31
Spain | ESP | 2018-12-21 13:00 | 2018-12-21 14:00 | 60.48 | 2018 | 7.98 | 2018-12-31
Spain | ESP | 2018-12-21 14:00 | 2018-12-21 15:00 | 60.48 | 2018 | 7.98 | 2018-12-31
Spain | ESP | 2018-12-21 15:00 | 2018-12-21 16:00 | 61.24 | 2018 | 7.98 | 2018-12-31
Spain | ESP | 2018-12-21 16:00 | 2018-12-21 17:00 | 64.25 | 2018 | 7.98 | 2018-12-31
Spain | ESP | 2018-12-21 17:00 | 2018-12-21 18:00 | 65.01 | 2018 | 7.98 | 2018-12-31
Spain | ESP | 2018-12-21 18:00 | 2018-12-21 19:00 | 65.25 | 2018 | 7.98 | 2018-12-31
Spain | ESP | 2018-12-21 19:00 | 2018-12-21 20:00 | 65.78 | 2018 | 7.98 | 2018-12-31
Spain | ESP | 2018-12-21 20:00 | 2018-12-21 21:00 | 65 | 2018 | 7.98 | 2018-12-31
Spain | ESP | 2018-12-21 21:00 | 2018-12-21 22:00 | 64.25 | 2018 | 7.98 | 2018-12-31
Spain | ESP | 2018-12-21 22:00 | 2018-12-21 23:00 | 62.45 | 2018 | 7.98 | 2018-12-31
Spain | ESP | 2018-12-21 23:00 | 2018-12-22 | 63.12 | 2018 | 7.98 | 2018-12-31
Spain | ESP | 2018-12-22 | 2018-12-22 01:00 | 57.75 | 2018 | 7.98 | 2018-12-31
Spain | ESP | 2018-12-22 01:00 | 2018-12-22 02:00 | 54.72 | 2018 | 7.98 | 2018-12-31
Spain | ESP | 2018-12-22 02:00 | 2018-12-22 03:00 | 54.1 | 2018 | 7.98 | 2018-12-31
Spain | ESP | 2018-12-22 03:00 | 2018-12-22 04:00 | 54.1 | 2018 | 7.98 | 2018-12-31
Spain | ESP | 2018-12-22 04:00 | 2018-12-22 05:00 | 54.39 | 2018 | 7.98 | 2018-12-31
Spain | ESP | 2018-12-22 05:00 | 2018-12-22 06:00 | 55.29 | 2018 | 7.98 | 2018-12-31
Spain | ESP | 2018-12-22 06:00 | 2018-12-22 07:00 | 58.85 | 2018 | 7.98 | 2018-12-31
Spain | ESP | 2018-12-22 07:00 | 2018-12-22 08:00 | 58.19 | 2018 | 7.98 | 2018-12-31
Spain | ESP | 2018-12-22 08:00 | 2018-12-22 09:00 | 63.59 | 2018 | 7.98 | 2018-12-31
Spain | ESP | 2018-12-22 09:00 | 2018-12-22 10:00 | 65.01 | 2018 | 7.98 | 2018-12-31
Spain | ESP | 2018-12-22 10:00 | 2018-12-22 11:00 | 64.7 | 2018 | 7.98 | 2018-12-31
Spain | ESP | 2018-12-22 11:00 | 2018-12-22 12:00 | 64.51 | 2018 | 7.98 | 2018-12-31
Spain | ESP | 2018-12-22 12:00 | 2018-12-22 13:00 | 65 | 2018 | 7.98 | 2018-12-31
Spain | ESP | 2018-12-22 13:00 | 2018-12-22 14:00 | 64.85 | 2018 | 7.98 | 2018-12-31
Spain | ESP | 2018-12-22 14:00 | 2018-12-22 15:00 | 64.7 | 2018 | 7.98 | 2018-12-31
Spain | ESP | 2018-12-22 15:00 | 2018-12-22 16:00 | 64.7 | 2018 | 7.98 | 2018-12-31
Spain | ESP | 2018-12-22 16:00 | 2018-12-22 17:00 | 66.25 | 2018 | 7.98 | 2018-12-31
Spain | ESP | 2018-12-22 17:00 | 2018-12-22 18:00 | 68.07 | 2018 | 7.98 | 2018-12-31
Spain | ESP | 2018-12-22 18:00 | 2018-12-22 19:00 | 67.9 | 2018 | 7.98 | 2018-12-31
Spain | ESP | 2018-12-22 19:00 | 2018-12-22 20:00 | 68.01 | 2018 | 7.98 | 2018-12-31
Spain | ESP | 2018-12-22 20:00 | 2018-12-22 21:00 | 67.9 | 2018 | 7.98 | 2018-12-31
Spain | ESP | 2018-12-22 21:00 | 2018-12-22 22:00 | 67.18 | 2018 | 7.98 | 2018-12-31
Spain | ESP | 2018-12-22 22:00 | 2018-12-22 23:00 | 66.8 | 2018 | 7.98 | 2018-12-31
Spain | ESP | 2018-12-22 23:00 | 2018-12-23 | 66.25 | 2018 | 7.98 | 2018-12-31
Spain | ESP | 2018-12-23 | 2018-12-23 01:00 | 63.13 | 2018 | 7.98 | 2018-12-31
Spain | ESP | 2018-12-23 01:00 | 2018-12-23 02:00 | 58.02 | 2018 | 7.98 | 2018-12-31
Spain | ESP | 2018-12-23 02:00 | 2018-12-23 03:00 | 54.71 | 2018 | 7.98 | 2018-12-31
Spain | ESP | 2018-12-23 03:00 | 2018-12-23 04:00 | 54.42 | 2018 | 7.98 | 2018-12-31
Spain | ESP | 2018-12-23 04:00 | 2018-12-23 05:00 | 54.1 | 2018 | 7.98 | 2018-12-31
Spain | ESP | 2018-12-23 05:00 | 2018-12-23 06:00 | 54.99 | 2018 | 7.98 | 2018-12-31
Spain | ESP | 2018-12-23 06:00 | 2018-12-23 07:00 | 57.36 | 2018 | 7.98 | 2018-12-31
Spain | ESP | 2018-12-23 07:00 | 2018-12-23 08:00 | 57.75 | 2018 | 7.98 | 2018-12-31
Spain | ESP | 2018-12-23 08:00 | 2018-12-23 09:00 | 62.73 | 2018 | 7.98 | 2018-12-31
Spain | ESP | 2018-12-23 09:00 | 2018-12-23 10:00 | 64.45 | 2018 | 7.98 | 2018-12-31
Spain | ESP | 2018-12-23 10:00 | 2018-12-23 11:00 | 65 | 2018 | 7.98 | 2018-12-31
Spain | ESP | 2018-12-23 11:00 | 2018-12-23 12:00 | 65.18 | 2018 | 7.98 | 2018-12-31
Spain | ESP | 2018-12-23 12:00 | 2018-12-23 13:00 | 66.01 | 2018 | 7.98 | 2018-12-31
Spain | ESP | 2018-12-23 13:00 | 2018-12-23 14:00 | 66 | 2018 | 7.98 | 2018-12-31
Spain | ESP | 2018-12-23 14:00 | 2018-12-23 15:00 | 64.8 | 2018 | 7.98 | 2018-12-31
Spain | ESP | 2018-12-23 15:00 | 2018-12-23 16:00 | 64.51 | 2018 | 7.98 | 2018-12-31
Spain | ESP | 2018-12-23 16:00 | 2018-12-23 17:00 | 65.44 | 2018 | 7.98 | 2018-12-31
Spain | ESP | 2018-12-23 17:00 | 2018-12-23 18:00 | 68.01 | 2018 | 7.98 | 2018-12-31
Spain | ESP | 2018-12-23 18:00 | 2018-12-23 19:00 | 68.25 | 2018 | 7.98 | 2018-12-31
Spain | ESP | 2018-12-23 19:00 | 2018-12-23 20:00 | 68.4 | 2018 | 7.98 | 2018-12-31
Spain | ESP | 2018-12-23 20:00 | 2018-12-23 21:00 | 68.98 | 2018 | 7.98 | 2018-12-31
Spain | ESP | 2018-12-23 21:00 | 2018-12-23 22:00 | 67.62 | 2018 | 7.98 | 2018-12-31
Spain | ESP | 2018-12-23 22:00 | 2018-12-23 23:00 | 65.55 | 2018 | 7.98 | 2018-12-31
Spain | ESP | 2018-12-23 23:00 | 2018-12-24 | 67.2 | 2018 | 7.98 | 2018-12-31
Spain | ESP | 2018-12-24 | 2018-12-24 01:00 | 63.59 | 2018 | 7.98 | 2018-12-31
Spain | ESP | 2018-12-24 01:00 | 2018-12-24 02:00 | 59.87 | 2018 | 7.98 | 2018-12-31
Spain | ESP | 2018-12-24 02:00 | 2018-12-24 03:00 | 55.25 | 2018 | 7.98 | 2018-12-31
Spain | ESP | 2018-12-24 03:00 | 2018-12-24 04:00 | 55 | 2018 | 7.98 | 2018-12-31
Spain | ESP | 2018-12-24 04:00 | 2018-12-24 05:00 | 55.11 | 2018 | 7.98 | 2018-12-31
Spain | ESP | 2018-12-24 05:00 | 2018-12-24 06:00 | 59.71 | 2018 | 7.98 | 2018-12-31
Spain | ESP | 2018-12-24 06:00 | 2018-12-24 07:00 | 61.07 | 2018 | 7.98 | 2018-12-31
Spain | ESP | 2018-12-24 07:00 | 2018-12-24 08:00 | 65.01 | 2018 | 7.98 | 2018-12-31
Spain | ESP | 2018-12-24 08:00 | 2018-12-24 09:00 | 67.18 | 2018 | 7.98 | 2018-12-31
Spain | ESP | 2018-12-24 09:00 | 2018-12-24 10:00 | 67.51 | 2018 | 7.98 | 2018-12-31
Spain | ESP | 2018-12-24 10:00 | 2018-12-24 11:00 | 67.2 | 2018 | 7.98 | 2018-12-31
Spain | ESP | 2018-12-24 11:00 | 2018-12-24 12:00 | 66.64 | 2018 | 7.98 | 2018-12-31
Spain | ESP | 2018-12-24 12:00 | 2018-12-24 13:00 | 66.64 | 2018 | 7.98 | 2018-12-31
Spain | ESP | 2018-12-24 13:00 | 2018-12-24 14:00 | 65.52 | 2018 | 7.98 | 2018-12-31
Spain | ESP | 2018-12-24 14:00 | 2018-12-24 15:00 | 64.18 | 2018 | 7.98 | 2018-12-31
Spain | ESP | 2018-12-24 15:00 | 2018-12-24 16:00 | 63.38 | 2018 | 7.98 | 2018-12-31
Spain | ESP | 2018-12-24 16:00 | 2018-12-24 17:00 | 68.7 | 2018 | 7.98 | 2018-12-31
Spain | ESP | 2018-12-24 17:00 | 2018-12-24 18:00 | 69 | 2018 | 7.98 | 2018-12-31
Spain | ESP | 2018-12-24 18:00 | 2018-12-24 19:00 | 68.07 | 2018 | 7.98 | 2018-12-31
Spain | ESP | 2018-12-24 19:00 | 2018-12-24 20:00 | 67.65 | 2018 | 7.98 | 2018-12-31
Spain | ESP | 2018-12-24 20:00 | 2018-12-24 21:00 | 65.97 | 2018 | 7.98 | 2018-12-31
Spain | ESP | 2018-12-24 21:00 | 2018-12-24 22:00 | 64.24 | 2018 | 7.98 | 2018-12-31
Spain | ESP | 2018-12-24 22:00 | 2018-12-24 23:00 | 64.45 | 2018 | 7.98 | 2018-12-31
Spain | ESP | 2018-12-24 23:00 | 2018-12-25 | 67.2 | 2018 | 7.98 | 2018-12-31
Spain | ESP | 2018-12-25 | 2018-12-25 01:00 | 65 | 2018 | 7.98 | 2018-12-31
Spain | ESP | 2018-12-25 01:00 | 2018-12-25 02:00 | 60.49 | 2018 | 7.98 | 2018-12-31
Spain | ESP | 2018-12-25 02:00 | 2018-12-25 03:00 | 55 | 2018 | 7.98 | 2018-12-31
Spain | ESP | 2018-12-25 03:00 | 2018-12-25 04:00 | 54.5 | 2018 | 7.98 | 2018-12-31
Spain | ESP | 2018-12-25 04:00 | 2018-12-25 05:00 | 54.5 | 2018 | 7.98 | 2018-12-31
Spain | ESP | 2018-12-25 05:00 | 2018-12-25 06:00 | 54.6 | 2018 | 7.98 | 2018-12-31
Spain | ESP | 2018-12-25 06:00 | 2018-12-25 07:00 | 55.25 | 2018 | 7.98 | 2018-12-31
Spain | ESP | 2018-12-25 07:00 | 2018-12-25 08:00 | 55.25 | 2018 | 7.98 | 2018-12-31
Spain | ESP | 2018-12-25 08:00 | 2018-12-25 09:00 | 59.92 | 2018 | 7.98 | 2018-12-31
Spain | ESP | 2018-12-25 09:00 | 2018-12-25 10:00 | 63.59 | 2018 | 7.98 | 2018-12-31
Spain | ESP | 2018-12-25 10:00 | 2018-12-25 11:00 | 65.52 | 2018 | 7.98 | 2018-12-31
Spain | ESP | 2018-12-25 11:00 | 2018-12-25 12:00 | 65.67 | 2018 | 7.98 | 2018-12-31
Spain | ESP | 2018-12-25 12:00 | 2018-12-25 13:00 | 66.58 | 2018 | 7.98 | 2018-12-31
Spain | ESP | 2018-12-25 13:00 | 2018-12-25 14:00 | 65.52 | 2018 | 7.98 | 2018-12-31
Spain | ESP | 2018-12-25 14:00 | 2018-12-25 15:00 | 62.75 | 2018 | 7.98 | 2018-12-31
Spain | ESP | 2018-12-25 15:00 | 2018-12-25 16:00 | 62.73 | 2018 | 7.98 | 2018-12-31
Spain | ESP | 2018-12-25 16:00 | 2018-12-25 17:00 | 63.59 | 2018 | 7.98 | 2018-12-31
Spain | ESP | 2018-12-25 17:00 | 2018-12-25 18:00 | 65.52 | 2018 | 7.98 | 2018-12-31
Spain | ESP | 2018-12-25 18:00 | 2018-12-25 19:00 | 66.7 | 2018 | 7.98 | 2018-12-31
Spain | ESP | 2018-12-25 19:00 | 2018-12-25 20:00 | 67.65 | 2018 | 7.98 | 2018-12-31
Spain | ESP | 2018-12-25 20:00 | 2018-12-25 21:00 | 68.7 | 2018 | 7.98 | 2018-12-31
Spain | ESP | 2018-12-25 21:00 | 2018-12-25 22:00 | 68.07 | 2018 | 7.98 | 2018-12-31
Spain | ESP | 2018-12-25 22:00 | 2018-12-25 23:00 | 64.89 | 2018 | 7.98 | 2018-12-31
Spain | ESP | 2018-12-25 23:00 | 2018-12-26 | 60.94 | 2018 | 7.98 | 2018-12-31
Spain | ESP | 2018-12-26 | 2018-12-26 01:00 | 54.71 | 2018 | 7.98 | 2018-12-31
Spain | ESP | 2018-12-26 01:00 | 2018-12-26 02:00 | 50.93 | 2018 | 7.98 | 2018-12-31
Spain | ESP | 2018-12-26 02:00 | 2018-12-26 03:00 | 49.3 | 2018 | 7.98 | 2018-12-31
Spain | ESP | 2018-12-26 03:00 | 2018-12-26 04:00 | 49.3 | 2018 | 7.98 | 2018-12-31
Spain | ESP | 2018-12-26 04:00 | 2018-12-26 05:00 | 50.89 | 2018 | 7.98 | 2018-12-31
Spain | ESP | 2018-12-26 05:00 | 2018-12-26 06:00 | 54.71 | 2018 | 7.98 | 2018-12-31
Spain | ESP | 2018-12-26 06:00 | 2018-12-26 07:00 | 60 | 2018 | 7.98 | 2018-12-31
Spain | ESP | 2018-12-26 07:00 | 2018-12-26 08:00 | 64.18 | 2018 | 7.98 | 2018-12-31
Spain | ESP | 2018-12-26 08:00 | 2018-12-26 09:00 | 67 | 2018 | 7.98 | 2018-12-31
Spain | ESP | 2018-12-26 09:00 | 2018-12-26 10:00 | 67.02 | 2018 | 7.98 | 2018-12-31
Spain | ESP | 2018-12-26 10:00 | 2018-12-26 11:00 | 66.89 | 2018 | 7.98 | 2018-12-31
Spain | ESP | 2018-12-26 11:00 | 2018-12-26 12:00 | 66.66 | 2018 | 7.98 | 2018-12-31
Spain | ESP | 2018-12-26 12:00 | 2018-12-26 13:00 | 67.2 | 2018 | 7.98 | 2018-12-31
Spain | ESP | 2018-12-26 13:00 | 2018-12-26 14:00 | 67.01 | 2018 | 7.98 | 2018-12-31
Spain | ESP | 2018-12-26 14:00 | 2018-12-26 15:00 | 66.14 | 2018 | 7.98 | 2018-12-31
Spain | ESP | 2018-12-26 15:00 | 2018-12-26 16:00 | 67.01 | 2018 | 7.98 | 2018-12-31
Spain | ESP | 2018-12-26 16:00 | 2018-12-26 17:00 | 68.4 | 2018 | 7.98 | 2018-12-31
Spain | ESP | 2018-12-26 17:00 | 2018-12-26 18:00 | 70.15 | 2018 | 7.98 | 2018-12-31
Spain | ESP | 2018-12-26 18:00 | 2018-12-26 19:00 | 69.8 | 2018 | 7.98 | 2018-12-31
Spain | ESP | 2018-12-26 19:00 | 2018-12-26 20:00 | 69.15 | 2018 | 7.98 | 2018-12-31
Spain | ESP | 2018-12-26 20:00 | 2018-12-26 21:00 | 69.15 | 2018 | 7.98 | 2018-12-31
Spain | ESP | 2018-12-26 21:00 | 2018-12-26 22:00 | 68.1 | 2018 | 7.98 | 2018-12-31
Spain | ESP | 2018-12-26 22:00 | 2018-12-26 23:00 | 67.2 | 2018 | 7.98 | 2018-12-31
Spain | ESP | 2018-12-26 23:00 | 2018-12-27 | 68.52 | 2018 | 7.98 | 2018-12-31
Spain | ESP | 2018-12-27 | 2018-12-27 01:00 | 67.01 | 2018 | 7.98 | 2018-12-31
Spain | ESP | 2018-12-27 01:00 | 2018-12-27 02:00 | 63.75 | 2018 | 7.98 | 2018-12-31
Spain | ESP | 2018-12-27 02:00 | 2018-12-27 03:00 | 60.69 | 2018 | 7.98 | 2018-12-31
Spain | ESP | 2018-12-27 03:00 | 2018-12-27 04:00 | 59.86 | 2018 | 7.98 | 2018-12-31
Spain | ESP | 2018-12-27 04:00 | 2018-12-27 05:00 | 62.72 | 2018 | 7.98 | 2018-12-31
Spain | ESP | 2018-12-27 05:00 | 2018-12-27 06:00 | 66.01 | 2018 | 7.98 | 2018-12-31
Spain | ESP | 2018-12-27 06:00 | 2018-12-27 07:00 | 68.01 | 2018 | 7.98 | 2018-12-31
Spain | ESP | 2018-12-27 07:00 | 2018-12-27 08:00 | 68.25 | 2018 | 7.98 | 2018-12-31
Spain | ESP | 2018-12-27 08:00 | 2018-12-27 09:00 | 68.85 | 2018 | 7.98 | 2018-12-31
Spain | ESP | 2018-12-27 09:00 | 2018-12-27 10:00 | 68.7 | 2018 | 7.98 | 2018-12-31
Spain | ESP | 2018-12-27 10:00 | 2018-12-27 11:00 | 68.25 | 2018 | 7.98 | 2018-12-31
Spain | ESP | 2018-12-27 11:00 | 2018-12-27 12:00 | 68.07 | 2018 | 7.98 | 2018-12-31
Spain | ESP | 2018-12-27 12:00 | 2018-12-27 13:00 | 68.12 | 2018 | 7.98 | 2018-12-31
Spain | ESP | 2018-12-27 13:00 | 2018-12-27 14:00 | 68.01 | 2018 | 7.98 | 2018-12-31
Spain | ESP | 2018-12-27 14:00 | 2018-12-27 15:00 | 68.11 | 2018 | 7.98 | 2018-12-31
Spain | ESP | 2018-12-27 15:00 | 2018-12-27 16:00 | 69.22 | 2018 | 7.98 | 2018-12-31
Spain | ESP | 2018-12-27 16:00 | 2018-12-27 17:00 | 70.74 | 2018 | 7.98 | 2018-12-31
Spain | ESP | 2018-12-27 17:00 | 2018-12-27 18:00 | 71.97 | 2018 | 7.98 | 2018-12-31
Spain | ESP | 2018-12-27 18:00 | 2018-12-27 19:00 | 71.25 | 2018 | 7.98 | 2018-12-31
Spain | ESP | 2018-12-27 19:00 | 2018-12-27 20:00 | 70 | 2018 | 7.98 | 2018-12-31
Spain | ESP | 2018-12-27 20:00 | 2018-12-27 21:00 | 70.01 | 2018 | 7.98 | 2018-12-31
Spain | ESP | 2018-12-27 21:00 | 2018-12-27 22:00 | 68.71 | 2018 | 7.98 | 2018-12-31
Spain | ESP | 2018-12-27 22:00 | 2018-12-27 23:00 | 68.4 | 2018 | 7.98 | 2018-12-31
Spain | ESP | 2018-12-27 23:00 | 2018-12-28 | 67.34 | 2018 | 7.98 | 2018-12-31
Spain | ESP | 2018-12-28 | 2018-12-28 01:00 | 64.64 | 2018 | 7.98 | 2018-12-31
Spain | ESP | 2018-12-28 01:00 | 2018-12-28 02:00 | 60 | 2018 | 7.98 | 2018-12-31
Spain | ESP | 2018-12-28 02:00 | 2018-12-28 03:00 | 58.02 | 2018 | 7.98 | 2018-12-31
Spain | ESP | 2018-12-28 03:00 | 2018-12-28 04:00 | 55 | 2018 | 7.98 | 2018-12-31
Spain | ESP | 2018-12-28 04:00 | 2018-12-28 05:00 | 55 | 2018 | 7.98 | 2018-12-31
Spain | ESP | 2018-12-28 05:00 | 2018-12-28 06:00 | 59.87 | 2018 | 7.98 | 2018-12-31
Spain | ESP | 2018-12-28 06:00 | 2018-12-28 07:00 | 62.8 | 2018 | 7.98 | 2018-12-31
Spain | ESP | 2018-12-28 07:00 | 2018-12-28 08:00 | 65.77 | 2018 | 7.98 | 2018-12-31
Spain | ESP | 2018-12-28 08:00 | 2018-12-28 09:00 | 68.01 | 2018 | 7.98 | 2018-12-31
Spain | ESP | 2018-12-28 09:00 | 2018-12-28 10:00 | 68 | 2018 | 7.98 | 2018-12-31
Spain | ESP | 2018-12-28 10:00 | 2018-12-28 11:00 | 66.36 | 2018 | 7.98 | 2018-12-31
Spain | ESP | 2018-12-28 11:00 | 2018-12-28 12:00 | 66.01 | 2018 | 7.98 | 2018-12-31
Spain | ESP | 2018-12-28 12:00 | 2018-12-28 13:00 | 64.64 | 2018 | 7.98 | 2018-12-31
Spain | ESP | 2018-12-28 13:00 | 2018-12-28 14:00 | 64.64 | 2018 | 7.98 | 2018-12-31
Spain | ESP | 2018-12-28 14:00 | 2018-12-28 15:00 | 63.35 | 2018 | 7.98 | 2018-12-31
Spain | ESP | 2018-12-28 15:00 | 2018-12-28 16:00 | 66.01 | 2018 | 7.98 | 2018-12-31
Spain | ESP | 2018-12-28 16:00 | 2018-12-28 17:00 | 68.01 | 2018 | 7.98 | 2018-12-31
Spain | ESP | 2018-12-28 17:00 | 2018-12-28 18:00 | 70.16 | 2018 | 7.98 | 2018-12-31
Spain | ESP | 2018-12-28 18:00 | 2018-12-28 19:00 | 68.93 | 2018 | 7.98 | 2018-12-31
Spain | ESP | 2018-12-28 19:00 | 2018-12-28 20:00 | 66 | 2018 | 7.98 | 2018-12-31
Spain | ESP | 2018-12-28 20:00 | 2018-12-28 21:00 | 62.09 | 2018 | 7.98 | 2018-12-31
Spain | ESP | 2018-12-28 21:00 | 2018-12-28 22:00 | 61.77 | 2018 | 7.98 | 2018-12-31
Spain | ESP | 2018-12-28 22:00 | 2018-12-28 23:00 | 58.43 | 2018 | 7.98 | 2018-12-31
Spain | ESP | 2018-12-28 23:00 | 2018-12-29 | 61.61 | 2018 | 7.98 | 2018-12-31
Spain | ESP | 2018-12-29 | 2018-12-29 01:00 | 54.87 | 2018 | 7.98 | 2018-12-31
Spain | ESP | 2018-12-29 01:00 | 2018-12-29 02:00 | 50.39 | 2018 | 7.98 | 2018-12-31
Spain | ESP | 2018-12-29 02:00 | 2018-12-29 03:00 | 48.81 | 2018 | 7.98 | 2018-12-31
Spain | ESP | 2018-12-29 03:00 | 2018-12-29 04:00 | 47.87 | 2018 | 7.98 | 2018-12-31
Spain | ESP | 2018-12-29 04:00 | 2018-12-29 05:00 | 47.67 | 2018 | 7.98 | 2018-12-31
Spain | ESP | 2018-12-29 05:00 | 2018-12-29 06:00 | 48.27 | 2018 | 7.98 | 2018-12-31
Spain | ESP | 2018-12-29 06:00 | 2018-12-29 07:00 | 50.02 | 2018 | 7.98 | 2018-12-31
Spain | ESP | 2018-12-29 07:00 | 2018-12-29 08:00 | 52.26 | 2018 | 7.98 | 2018-12-31
Spain | ESP | 2018-12-29 08:00 | 2018-12-29 09:00 | 60.41 | 2018 | 7.98 | 2018-12-31
Spain | ESP | 2018-12-29 09:00 | 2018-12-29 10:00 | 62.45 | 2018 | 7.98 | 2018-12-31
Spain | ESP | 2018-12-29 10:00 | 2018-12-29 11:00 | 60.09 | 2018 | 7.98 | 2018-12-31
Spain | ESP | 2018-12-29 11:00 | 2018-12-29 12:00 | 58.97 | 2018 | 7.98 | 2018-12-31
Spain | ESP | 2018-12-29 12:00 | 2018-12-29 13:00 | 57.39 | 2018 | 7.98 | 2018-12-31
Spain | ESP | 2018-12-29 13:00 | 2018-12-29 14:00 | 55.01 | 2018 | 7.98 | 2018-12-31
Spain | ESP | 2018-12-29 14:00 | 2018-12-29 15:00 | 52.99 | 2018 | 7.98 | 2018-12-31
Spain | ESP | 2018-12-29 15:00 | 2018-12-29 16:00 | 53.73 | 2018 | 7.98 | 2018-12-31
Spain | ESP | 2018-12-29 16:00 | 2018-12-29 17:00 | 58.57 | 2018 | 7.98 | 2018-12-31
Spain | ESP | 2018-12-29 17:00 | 2018-12-29 18:00 | 64.97 | 2018 | 7.98 | 2018-12-31
Spain | ESP | 2018-12-29 18:00 | 2018-12-29 19:00 | 65.27 | 2018 | 7.98 | 2018-12-31
Spain | ESP | 2018-12-29 19:00 | 2018-12-29 20:00 | 65 | 2018 | 7.98 | 2018-12-31
Spain | ESP | 2018-12-29 20:00 | 2018-12-29 21:00 | 64.6 | 2018 | 7.98 | 2018-12-31
Spain | ESP | 2018-12-29 21:00 | 2018-12-29 22:00 | 64.01 | 2018 | 7.98 | 2018-12-31
Spain | ESP | 2018-12-29 22:00 | 2018-12-29 23:00 | 63.93 | 2018 | 7.98 | 2018-12-31
Spain | ESP | 2018-12-29 23:00 | 2018-12-30 | 62.51 | 2018 | 7.98 | 2018-12-31
Spain | ESP | 2018-12-30 | 2018-12-30 01:00 | 51.1 | 2018 | 7.98 | 2018-12-31
Spain | ESP | 2018-12-30 01:00 | 2018-12-30 02:00 | 49.63 | 2018 | 7.98 | 2018-12-31
Spain | ESP | 2018-12-30 02:00 | 2018-12-30 03:00 | 48.23 | 2018 | 7.98 | 2018-12-31
Spain | ESP | 2018-12-30 03:00 | 2018-12-30 04:00 | 47.86 | 2018 | 7.98 | 2018-12-31
Spain | ESP | 2018-12-30 04:00 | 2018-12-30 05:00 | 47.86 | 2018 | 7.98 | 2018-12-31
Spain | ESP | 2018-12-30 05:00 | 2018-12-30 06:00 | 48.23 | 2018 | 7.98 | 2018-12-31
Spain | ESP | 2018-12-30 06:00 | 2018-12-30 07:00 | 49.43 | 2018 | 7.98 | 2018-12-31
Spain | ESP | 2018-12-30 07:00 | 2018-12-30 08:00 | 50.12 | 2018 | 7.98 | 2018-12-31
Spain | ESP | 2018-12-30 08:00 | 2018-12-30 09:00 | 54.77 | 2018 | 7.98 | 2018-12-31
Spain | ESP | 2018-12-30 09:00 | 2018-12-30 10:00 | 60.01 | 2018 | 7.98 | 2018-12-31
Spain | ESP | 2018-12-30 10:00 | 2018-12-30 11:00 | 60.14 | 2018 | 7.98 | 2018-12-31
Spain | ESP | 2018-12-30 11:00 | 2018-12-30 12:00 | 61 | 2018 | 7.98 | 2018-12-31
Spain | ESP | 2018-12-30 12:00 | 2018-12-30 13:00 | 63.91 | 2018 | 7.98 | 2018-12-31
Spain | ESP | 2018-12-30 13:00 | 2018-12-30 14:00 | 64.16 | 2018 | 7.98 | 2018-12-31
Spain | ESP | 2018-12-30 14:00 | 2018-12-30 15:00 | 61.12 | 2018 | 7.98 | 2018-12-31
Spain | ESP | 2018-12-30 15:00 | 2018-12-30 16:00 | 59.59 | 2018 | 7.98 | 2018-12-31
Spain | ESP | 2018-12-30 16:00 | 2018-12-30 17:00 | 62.51 | 2018 | 7.98 | 2018-12-31
Spain | ESP | 2018-12-30 17:00 | 2018-12-30 18:00 | 65.51 | 2018 | 7.98 | 2018-12-31
Spain | ESP | 2018-12-30 18:00 | 2018-12-30 19:00 | 67.02 | 2018 | 7.98 | 2018-12-31
Spain | ESP | 2018-12-30 19:00 | 2018-12-30 20:00 | 67.83 | 2018 | 7.98 | 2018-12-31
Spain | ESP | 2018-12-30 20:00 | 2018-12-30 21:00 | 68.4 | 2018 | 7.98 | 2018-12-31
Spain | ESP | 2018-12-30 21:00 | 2018-12-30 22:00 | 67.64 | 2018 | 7.98 | 2018-12-31
Spain | ESP | 2018-12-30 22:00 | 2018-12-30 23:00 | 65.27 | 2018 | 7.98 | 2018-12-31
Spain | ESP | 2018-12-30 23:00 | 2018-12-31 | 63.93 | 2018 | 7.98 | 2018-12-31
Spain | ESP | 2018-12-31 | 2018-12-31 01:00 | 54.87 | 2018 | 7.98 | 2018-12-31
Spain | ESP | 2018-12-31 01:00 | 2018-12-31 02:00 | 52.6 | 2018 | 7.98 | 2018-12-31
Spain | ESP | 2018-12-31 02:00 | 2018-12-31 03:00 | 51.09 | 2018 | 7.98 | 2018-12-31
Spain | ESP | 2018-12-31 03:00 | 2018-12-31 04:00 | 50.89 | 2018 | 7.98 | 2018-12-31
Spain | ESP | 2018-12-31 04:00 | 2018-12-31 05:00 | 51.1 | 2018 | 7.98 | 2018-12-31
Spain | ESP | 2018-12-31 05:00 | 2018-12-31 06:00 | 54.77 | 2018 | 7.98 | 2018-12-31
Spain | ESP | 2018-12-31 06:00 | 2018-12-31 07:00 | 54.87 | 2018 | 7.98 | 2018-12-31
Spain | ESP | 2018-12-31 07:00 | 2018-12-31 08:00 | 60 | 2018 | 7.98 | 2018-12-31
Spain | ESP | 2018-12-31 08:00 | 2018-12-31 09:00 | 64.97 | 2018 | 7.98 | 2018-12-31
Spain | ESP | 2018-12-31 09:00 | 2018-12-31 10:00 | 65.88 | 2018 | 7.98 | 2018-12-31
Spain | ESP | 2018-12-31 10:00 | 2018-12-31 11:00 | 65.01 | 2018 | 7.98 | 2018-12-31
Spain | ESP | 2018-12-31 11:00 | 2018-12-31 12:00 | 65.01 | 2018 | 7.98 | 2018-12-31
Spain | ESP | 2018-12-31 12:00 | 2018-12-31 13:00 | 65.22 | 2018 | 7.98 | 2018-12-31
Spain | ESP | 2018-12-31 13:00 | 2018-12-31 14:00 | 64.97 | 2018 | 7.98 | 2018-12-31
Spain | ESP | 2018-12-31 14:00 | 2018-12-31 15:00 | 64.18 | 2018 | 7.98 | 2018-12-31
Spain | ESP | 2018-12-31 15:00 | 2018-12-31 16:00 | 64.8 | 2018 | 7.98 | 2018-12-31
Spain | ESP | 2018-12-31 16:00 | 2018-12-31 17:00 | 68.01 | 2018 | 7.98 | 2018-12-31
Spain | ESP | 2018-12-31 17:00 | 2018-12-31 18:00 | 68.58 | 2018 | 7.98 | 2018-12-31
Spain | ESP | 2018-12-31 18:00 | 2018-12-31 19:00 | 68.85 | 2018 | 7.98 | 2018-12-31
Spain | ESP | 2018-12-31 19:00 | 2018-12-31 20:00 | 68.4 | 2018 | 7.98 | 2018-12-31
Spain | ESP | 2018-12-31 20:00 | 2018-12-31 21:00 | 66.88 | 2018 | 7.98 | 2018-12-31
Spain | ESP | 2018-12-31 21:00 | 2018-12-31 22:00 | 63.93 | 2018 | 7.98 | 2018-12-31
Spain | ESP | 2018-12-31 22:00 | 2018-12-31 23:00 | 64.27 | 2018 | 7.98 | 2018-12-31
Spain | ESP | 2018-12-31 23:00 | 2019-01-01 | 66.88 | 2018 | 7.98 | 2018-12-31
Spain | ESP | 2019-01-01 | 2019-01-01 01:00 | 66.88 | 2019 | 7.26 | 2019-01-31
Spain | ESP | 2019-01-01 01:00 | 2019-01-01 02:00 | 66 | 2019 | 7.26 | 2019-01-31
Spain | ESP | 2019-01-01 02:00 | 2019-01-01 03:00 | 63.64 | 2019 | 7.26 | 2019-01-31
Spain | ESP | 2019-01-01 03:00 | 2019-01-01 04:00 | 58.85 | 2019 | 7.26 | 2019-01-31
Spain | ESP | 2019-01-01 04:00 | 2019-01-01 05:00 | 55.47 | 2019 | 7.26 | 2019-01-31
Spain | ESP | 2019-01-01 05:00 | 2019-01-01 06:00 | 56 | 2019 | 7.26 | 2019-01-31
Spain | ESP | 2019-01-01 06:00 | 2019-01-01 07:00 | 61.09 | 2019 | 7.26 | 2019-01-31
Spain | ESP | 2019-01-01 07:00 | 2019-01-01 08:00 | 61.01 | 2019 | 7.26 | 2019-01-31
Spain | ESP | 2019-01-01 08:00 | 2019-01-01 09:00 | 61 | 2019 | 7.26 | 2019-01-31
Spain | ESP | 2019-01-01 09:00 | 2019-01-01 10:00 | 63 | 2019 | 7.26 | 2019-01-31
Spain | ESP | 2019-01-01 10:00 | 2019-01-01 11:00 | 63 | 2019 | 7.26 | 2019-01-31
Spain | ESP | 2019-01-01 11:00 | 2019-01-01 12:00 | 64.03 | 2019 | 7.26 | 2019-01-31
Spain | ESP | 2019-01-01 12:00 | 2019-01-01 13:00 | 65.88 | 2019 | 7.26 | 2019-01-31
Spain | ESP | 2019-01-01 13:00 | 2019-01-01 14:00 | 65.01 | 2019 | 7.26 | 2019-01-31
Spain | ESP | 2019-01-01 14:00 | 2019-01-01 15:00 | 60.84 | 2019 | 7.26 | 2019-01-31
Spain | ESP | 2019-01-01 15:00 | 2019-01-01 16:00 | 61.09 | 2019 | 7.26 | 2019-01-31
Spain | ESP | 2019-01-01 16:00 | 2019-01-01 17:00 | 63.08 | 2019 | 7.26 | 2019-01-31
Spain | ESP | 2019-01-01 17:00 | 2019-01-01 18:00 | 66.66 | 2019 | 7.26 | 2019-01-31
Spain | ESP | 2019-01-01 18:00 | 2019-01-01 19:00 | 67.06 | 2019 | 7.26 | 2019-01-31
Spain | ESP | 2019-01-01 19:00 | 2019-01-01 20:00 | 67.26 | 2019 | 7.26 | 2019-01-31
Spain | ESP | 2019-01-01 20:00 | 2019-01-01 21:00 | 68.07 | 2019 | 7.26 | 2019-01-31
Spain | ESP | 2019-01-01 21:00 | 2019-01-01 22:00 | 67.08 | 2019 | 7.26 | 2019-01-31
Spain | ESP | 2019-01-01 22:00 | 2019-01-01 23:00 | 64.03 | 2019 | 7.26 | 2019-01-31
Spain | ESP | 2019-01-01 23:00 | 2019-01-02 | 61.74 | 2019 | 7.26 | 2019-01-31
Spain | ESP | 2019-01-02 | 2019-01-02 01:00 | 53 | 2019 | 7.26 | 2019-01-31
Spain | ESP | 2019-01-02 01:00 | 2019-01-02 02:00 | 48.23 | 2019 | 7.26 | 2019-01-31
Spain | ESP | 2019-01-02 02:00 | 2019-01-02 03:00 | 47.23 | 2019 | 7.26 | 2019-01-31
Spain | ESP | 2019-01-02 03:00 | 2019-01-02 04:00 | 45.24 | 2019 | 7.26 | 2019-01-31
Spain | ESP | 2019-01-02 04:00 | 2019-01-02 05:00 | 45.7 | 2019 | 7.26 | 2019-01-31
Spain | ESP | 2019-01-02 05:00 | 2019-01-02 06:00 | 51.1 | 2019 | 7.26 | 2019-01-31
Spain | ESP | 2019-01-02 06:00 | 2019-01-02 07:00 | 58.37 | 2019 | 7.26 | 2019-01-31
Spain | ESP | 2019-01-02 07:00 | 2019-01-02 08:00 | 63.75 | 2019 | 7.26 | 2019-01-31
Spain | ESP | 2019-01-02 08:00 | 2019-01-02 09:00 | 66.1 | 2019 | 7.26 | 2019-01-31
Spain | ESP | 2019-01-02 09:00 | 2019-01-02 10:00 | 65.88 | 2019 | 7.26 | 2019-01-31
Spain | ESP | 2019-01-02 10:00 | 2019-01-02 11:00 | 63.63 | 2019 | 7.26 | 2019-01-31
Spain | ESP | 2019-01-02 11:00 | 2019-01-02 12:00 | 62.8 | 2019 | 7.26 | 2019-01-31
Spain | ESP | 2019-01-02 12:00 | 2019-01-02 13:00 | 63.16 | 2019 | 7.26 | 2019-01-31
Spain | ESP | 2019-01-02 13:00 | 2019-01-02 14:00 | 61.5 | 2019 | 7.26 | 2019-01-31
Spain | ESP | 2019-01-02 14:00 | 2019-01-02 15:00 | 60.69 | 2019 | 7.26 | 2019-01-31
Spain | ESP | 2019-01-02 15:00 | 2019-01-02 16:00 | 62.19 | 2019 | 7.26 | 2019-01-31
Spain | ESP | 2019-01-02 16:00 | 2019-01-02 17:00 | 67.1 | 2019 | 7.26 | 2019-01-31
Spain | ESP | 2019-01-02 17:00 | 2019-01-02 18:00 | 69.3 | 2019 | 7.26 | 2019-01-31
Spain | ESP | 2019-01-02 18:00 | 2019-01-02 19:00 | 69.25 | 2019 | 7.26 | 2019-01-31
Spain | ESP | 2019-01-02 19:00 | 2019-01-02 20:00 | 68.07 | 2019 | 7.26 | 2019-01-31
Spain | ESP | 2019-01-02 20:00 | 2019-01-02 21:00 | 68.01 | 2019 | 7.26 | 2019-01-31
Spain | ESP | 2019-01-02 21:00 | 2019-01-02 22:00 | 66.66 | 2019 | 7.26 | 2019-01-31
Spain | ESP | 2019-01-02 22:00 | 2019-01-02 23:00 | 64.28 | 2019 | 7.26 | 2019-01-31
Spain | ESP | 2019-01-02 23:00 | 2019-01-03 | 62.01 | 2019 | 7.26 | 2019-01-31
Spain | ESP | 2019-01-03 | 2019-01-03 01:00 | 54.85 | 2019 | 7.26 | 2019-01-31
Spain | ESP | 2019-01-03 01:00 | 2019-01-03 02:00 | 52.19 | 2019 | 7.26 | 2019-01-31
Spain | ESP | 2019-01-03 02:00 | 2019-01-03 03:00 | 50.21 | 2019 | 7.26 | 2019-01-31
Spain | ESP | 2019-01-03 03:00 | 2019-01-03 04:00 | 50.2 | 2019 | 7.26 | 2019-01-31
Spain | ESP | 2019-01-03 04:00 | 2019-01-03 05:00 | 52.19 | 2019 | 7.26 | 2019-01-31
Spain | ESP | 2019-01-03 05:00 | 2019-01-03 06:00 | 54.91 | 2019 | 7.26 | 2019-01-31
Spain | ESP | 2019-01-03 06:00 | 2019-01-03 07:00 | 66.58 | 2019 | 7.26 | 2019-01-31
Spain | ESP | 2019-01-03 07:00 | 2019-01-03 08:00 | 68.03 | 2019 | 7.26 | 2019-01-31
Spain | ESP | 2019-01-03 08:00 | 2019-01-03 09:00 | 69.12 | 2019 | 7.26 | 2019-01-31
Spain | ESP | 2019-01-03 09:00 | 2019-01-03 10:00 | 69.19 | 2019 | 7.26 | 2019-01-31
Spain | ESP | 2019-01-03 10:00 | 2019-01-03 11:00 | 68.01 | 2019 | 7.26 | 2019-01-31
Spain | ESP | 2019-01-03 11:00 | 2019-01-03 12:00 | 67.2 | 2019 | 7.26 | 2019-01-31
Spain | ESP | 2019-01-03 12:00 | 2019-01-03 13:00 | 66.7 | 2019 | 7.26 | 2019-01-31
Spain | ESP | 2019-01-03 13:00 | 2019-01-03 14:00 | 67 | 2019 | 7.26 | 2019-01-31
Spain | ESP | 2019-01-03 14:00 | 2019-01-03 15:00 | 68.01 | 2019 | 7.26 | 2019-01-31
Spain | ESP | 2019-01-03 15:00 | 2019-01-03 16:00 | 68.99 | 2019 | 7.26 | 2019-01-31
Spain | ESP | 2019-01-03 16:00 | 2019-01-03 17:00 | 70 | 2019 | 7.26 | 2019-01-31
Spain | ESP | 2019-01-03 17:00 | 2019-01-03 18:00 | 71.1 | 2019 | 7.26 | 2019-01-31
Spain | ESP | 2019-01-03 18:00 | 2019-01-03 19:00 | 70.55 | 2019 | 7.26 | 2019-01-31
Spain | ESP | 2019-01-03 19:00 | 2019-01-03 20:00 | 68.38 | 2019 | 7.26 | 2019-01-31
Spain | ESP | 2019-01-03 20:00 | 2019-01-03 21:00 | 67.83 | 2019 | 7.26 | 2019-01-31
Spain | ESP | 2019-01-03 21:00 | 2019-01-03 22:00 | 66.1 | 2019 | 7.26 | 2019-01-31
Spain | ESP | 2019-01-03 22:00 | 2019-01-03 23:00 | 66.88 | 2019 | 7.26 | 2019-01-31
Spain | ESP | 2019-01-03 23:00 | 2019-01-04 | 67.2 | 2019 | 7.26 | 2019-01-31
Spain | ESP | 2019-01-04 | 2019-01-04 01:00 | 63.75 | 2019 | 7.26 | 2019-01-31
Spain | ESP | 2019-01-04 01:00 | 2019-01-04 02:00 | 58.89 | 2019 | 7.26 | 2019-01-31
Spain | ESP | 2019-01-04 02:00 | 2019-01-04 03:00 | 54.94 | 2019 | 7.26 | 2019-01-31
Spain | ESP | 2019-01-04 03:00 | 2019-01-04 04:00 | 54.85 | 2019 | 7.26 | 2019-01-31
Spain | ESP | 2019-01-04 04:00 | 2019-01-04 05:00 | 58 | 2019 | 7.26 | 2019-01-31
Spain | ESP | 2019-01-04 05:00 | 2019-01-04 06:00 | 63 | 2019 | 7.26 | 2019-01-31
Spain | ESP | 2019-01-04 06:00 | 2019-01-04 07:00 | 68.4 | 2019 | 7.26 | 2019-01-31
Spain | ESP | 2019-01-04 07:00 | 2019-01-04 08:00 | 69.71 | 2019 | 7.26 | 2019-01-31
Spain | ESP | 2019-01-04 08:00 | 2019-01-04 09:00 | 71.06 | 2019 | 7.26 | 2019-01-31
Spain | ESP | 2019-01-04 09:00 | 2019-01-04 10:00 | 71.06 | 2019 | 7.26 | 2019-01-31
Spain | ESP | 2019-01-04 10:00 | 2019-01-04 11:00 | 70.16 | 2019 | 7.26 | 2019-01-31
Spain | ESP | 2019-01-04 11:00 | 2019-01-04 12:00 | 70.01 | 2019 | 7.26 | 2019-01-31
Spain | ESP | 2019-01-04 12:00 | 2019-01-04 13:00 | 69.17 | 2019 | 7.26 | 2019-01-31
Spain | ESP | 2019-01-04 13:00 | 2019-01-04 14:00 | 69.15 | 2019 | 7.26 | 2019-01-31
Spain | ESP | 2019-01-04 14:00 | 2019-01-04 15:00 | 68.4 | 2019 | 7.26 | 2019-01-31
Spain | ESP | 2019-01-04 15:00 | 2019-01-04 16:00 | 68.4 | 2019 | 7.26 | 2019-01-31
Spain | ESP | 2019-01-04 16:00 | 2019-01-04 17:00 | 69.15 | 2019 | 7.26 | 2019-01-31
Spain | ESP | 2019-01-04 17:00 | 2019-01-04 18:00 | 71.06 | 2019 | 7.26 | 2019-01-31
Spain | ESP | 2019-01-04 18:00 | 2019-01-04 19:00 | 71.94 | 2019 | 7.26 | 2019-01-31
Spain | ESP | 2019-01-04 19:00 | 2019-01-04 20:00 | 70.2 | 2019 | 7.26 | 2019-01-31
Spain | ESP | 2019-01-04 20:00 | 2019-01-04 21:00 | 68.71 | 2019 | 7.26 | 2019-01-31
Spain | ESP | 2019-01-04 21:00 | 2019-01-04 22:00 | 68.68 | 2019 | 7.26 | 2019-01-31
Spain | ESP | 2019-01-04 22:00 | 2019-01-04 23:00 | 68.17 | 2019 | 7.26 | 2019-01-31
Spain | ESP | 2019-01-04 23:00 | 2019-01-05 | 71.68 | 2019 | 7.26 | 2019-01-31
Spain | ESP | 2019-01-05 | 2019-01-05 01:00 | 69.5 | 2019 | 7.26 | 2019-01-31
Spain | ESP | 2019-01-05 01:00 | 2019-01-05 02:00 | 68.07 | 2019 | 7.26 | 2019-01-31
Spain | ESP | 2019-01-05 02:00 | 2019-01-05 03:00 | 66 | 2019 | 7.26 | 2019-01-31
Spain | ESP | 2019-01-05 03:00 | 2019-01-05 04:00 | 63.93 | 2019 | 7.26 | 2019-01-31
Spain | ESP | 2019-01-05 04:00 | 2019-01-05 05:00 | 62 | 2019 | 7.26 | 2019-01-31
Spain | ESP | 2019-01-05 05:00 | 2019-01-05 06:00 | 60.84 | 2019 | 7.26 | 2019-01-31
Spain | ESP | 2019-01-05 06:00 | 2019-01-05 07:00 | 62.92 | 2019 | 7.26 | 2019-01-31
Spain | ESP | 2019-01-05 07:00 | 2019-01-05 08:00 | 60.79 | 2019 | 7.26 | 2019-01-31
Spain | ESP | 2019-01-05 08:00 | 2019-01-05 09:00 | 66.92 | 2019 | 7.26 | 2019-01-31
Spain | ESP | 2019-01-05 09:00 | 2019-01-05 10:00 | 69.12 | 2019 | 7.26 | 2019-01-31
Spain | ESP | 2019-01-05 10:00 | 2019-01-05 11:00 | 68.25 | 2019 | 7.26 | 2019-01-31
Spain | ESP | 2019-01-05 11:00 | 2019-01-05 12:00 | 67.67 | 2019 | 7.26 | 2019-01-31
Spain | ESP | 2019-01-05 12:00 | 2019-01-05 13:00 | 64 | 2019 | 7.26 | 2019-01-31
Spain | ESP | 2019-01-05 13:00 | 2019-01-05 14:00 | 61.57 | 2019 | 7.26 | 2019-01-31
Spain | ESP | 2019-01-05 14:00 | 2019-01-05 15:00 | 59.4 | 2019 | 7.26 | 2019-01-31
Spain | ESP | 2019-01-05 15:00 | 2019-01-05 16:00 | 58.31 | 2019 | 7.26 | 2019-01-31
Spain | ESP | 2019-01-05 16:00 | 2019-01-05 17:00 | 67.2 | 2019 | 7.26 | 2019-01-31
Spain | ESP | 2019-01-05 17:00 | 2019-01-05 18:00 | 69 | 2019 | 7.26 | 2019-01-31
Spain | ESP | 2019-01-05 18:00 | 2019-01-05 19:00 | 68.71 | 2019 | 7.26 | 2019-01-31
Spain | ESP | 2019-01-05 19:00 | 2019-01-05 20:00 | 68.07 | 2019 | 7.26 | 2019-01-31
Spain | ESP | 2019-01-05 20:00 | 2019-01-05 21:00 | 65.38 | 2019 | 7.26 | 2019-01-31
Spain | ESP | 2019-01-05 21:00 | 2019-01-05 22:00 | 65.76 | 2019 | 7.26 | 2019-01-31
Spain | ESP | 2019-01-05 22:00 | 2019-01-05 23:00 | 62.8 | 2019 | 7.26 | 2019-01-31
Spain | ESP | 2019-01-05 23:00 | 2019-01-06 | 63.75 | 2019 | 7.26 | 2019-01-31
Spain | ESP | 2019-01-06 | 2019-01-06 01:00 | 54.7 | 2019 | 7.26 | 2019-01-31
Spain | ESP | 2019-01-06 01:00 | 2019-01-06 02:00 | 54.05 | 2019 | 7.26 | 2019-01-31
Spain | ESP | 2019-01-06 02:00 | 2019-01-06 03:00 | 48.06 | 2019 | 7.26 | 2019-01-31
Spain | ESP | 2019-01-06 03:00 | 2019-01-06 04:00 | 48.37 | 2019 | 7.26 | 2019-01-31
Spain | ESP | 2019-01-06 04:00 | 2019-01-06 05:00 | 47.17 | 2019 | 7.26 | 2019-01-31
Spain | ESP | 2019-01-06 05:00 | 2019-01-06 06:00 | 48.19 | 2019 | 7.26 | 2019-01-31
Spain | ESP | 2019-01-06 06:00 | 2019-01-06 07:00 | 50.2 | 2019 | 7.26 | 2019-01-31
Spain | ESP | 2019-01-06 07:00 | 2019-01-06 08:00 | 52.2 | 2019 | 7.26 | 2019-01-31
Spain | ESP | 2019-01-06 08:00 | 2019-01-06 09:00 | 54.7 | 2019 | 7.26 | 2019-01-31
Spain | ESP | 2019-01-06 09:00 | 2019-01-06 10:00 | 62 | 2019 | 7.26 | 2019-01-31
Spain | ESP | 2019-01-06 10:00 | 2019-01-06 11:00 | 64.01 | 2019 | 7.26 | 2019-01-31
Spain | ESP | 2019-01-06 11:00 | 2019-01-06 12:00 | 64.18 | 2019 | 7.26 | 2019-01-31
Spain | ESP | 2019-01-06 12:00 | 2019-01-06 13:00 | 64.86 | 2019 | 7.26 | 2019-01-31
Spain | ESP | 2019-01-06 13:00 | 2019-01-06 14:00 | 64.01 | 2019 | 7.26 | 2019-01-31
Spain | ESP | 2019-01-06 14:00 | 2019-01-06 15:00 | 58.31 | 2019 | 7.26 | 2019-01-31
Spain | ESP | 2019-01-06 15:00 | 2019-01-06 16:00 | 54.94 | 2019 | 7.26 | 2019-01-31
Spain | ESP | 2019-01-06 16:00 | 2019-01-06 17:00 | 63.43 | 2019 | 7.26 | 2019-01-31
Spain | ESP | 2019-01-06 17:00 | 2019-01-06 18:00 | 67.37 | 2019 | 7.26 | 2019-01-31
Spain | ESP | 2019-01-06 18:00 | 2019-01-06 19:00 | 67.2 | 2019 | 7.26 | 2019-01-31
Spain | ESP | 2019-01-06 19:00 | 2019-01-06 20:00 | 66.03 | 2019 | 7.26 | 2019-01-31
Spain | ESP | 2019-01-06 20:00 | 2019-01-06 21:00 | 68 | 2019 | 7.26 | 2019-01-31
Spain | ESP | 2019-01-06 21:00 | 2019-01-06 22:00 | 67.65 | 2019 | 7.26 | 2019-01-31
Spain | ESP | 2019-01-06 22:00 | 2019-01-06 23:00 | 65.38 | 2019 | 7.26 | 2019-01-31
Spain | ESP | 2019-01-06 23:00 | 2019-01-07 | 59.59 | 2019 | 7.26 | 2019-01-31
Spain | ESP | 2019-01-07 | 2019-01-07 01:00 | 54.09 | 2019 | 7.26 | 2019-01-31
Spain | ESP | 2019-01-07 01:00 | 2019-01-07 02:00 | 52.2 | 2019 | 7.26 | 2019-01-31
Spain | ESP | 2019-01-07 02:00 | 2019-01-07 03:00 | 50.9 | 2019 | 7.26 | 2019-01-31
Spain | ESP | 2019-01-07 03:00 | 2019-01-07 04:00 | 50.5 | 2019 | 7.26 | 2019-01-31
Spain | ESP | 2019-01-07 04:00 | 2019-01-07 05:00 | 50.9 | 2019 | 7.26 | 2019-01-31
Spain | ESP | 2019-01-07 05:00 | 2019-01-07 06:00 | 55.77 | 2019 | 7.26 | 2019-01-31
Spain | ESP | 2019-01-07 06:00 | 2019-01-07 07:00 | 68.61 | 2019 | 7.26 | 2019-01-31
Spain | ESP | 2019-01-07 07:00 | 2019-01-07 08:00 | 69.15 | 2019 | 7.26 | 2019-01-31
Spain | ESP | 2019-01-07 08:00 | 2019-01-07 09:00 | 69.7 | 2019 | 7.26 | 2019-01-31
Spain | ESP | 2019-01-07 09:00 | 2019-01-07 10:00 | 69.49 | 2019 | 7.26 | 2019-01-31
Spain | ESP | 2019-01-07 10:00 | 2019-01-07 11:00 | 69.01 | 2019 | 7.26 | 2019-01-31
Spain | ESP | 2019-01-07 11:00 | 2019-01-07 12:00 | 69 | 2019 | 7.26 | 2019-01-31
Spain | ESP | 2019-01-07 12:00 | 2019-01-07 13:00 | 68.74 | 2019 | 7.26 | 2019-01-31
Spain | ESP | 2019-01-07 13:00 | 2019-01-07 14:00 | 66.62 | 2019 | 7.26 | 2019-01-31
Spain | ESP | 2019-01-07 14:00 | 2019-01-07 15:00 | 64.99 | 2019 | 7.26 | 2019-01-31
Spain | ESP | 2019-01-07 15:00 | 2019-01-07 16:00 | 62.67 | 2019 | 7.26 | 2019-01-31
Spain | ESP | 2019-01-07 16:00 | 2019-01-07 17:00 | 67.04 | 2019 | 7.26 | 2019-01-31
Spain | ESP | 2019-01-07 17:00 | 2019-01-07 18:00 | 70.39 | 2019 | 7.26 | 2019-01-31
Spain | ESP | 2019-01-07 18:00 | 2019-01-07 19:00 | 70.33 | 2019 | 7.26 | 2019-01-31
Spain | ESP | 2019-01-07 19:00 | 2019-01-07 20:00 | 69 | 2019 | 7.26 | 2019-01-31
Spain | ESP | 2019-01-07 20:00 | 2019-01-07 21:00 | 67.14 | 2019 | 7.26 | 2019-01-31
Spain | ESP | 2019-01-07 21:00 | 2019-01-07 22:00 | 63 | 2019 | 7.26 | 2019-01-31
Spain | ESP | 2019-01-07 22:00 | 2019-01-07 23:00 | 60.84 | 2019 | 7.26 | 2019-01-31
Spain | ESP | 2019-01-07 23:00 | 2019-01-08 | 59.59 | 2019 | 7.26 | 2019-01-31
Spain | ESP | 2019-01-08 | 2019-01-08 01:00 | 54.34 | 2019 | 7.26 | 2019-01-31
Spain | ESP | 2019-01-08 01:00 | 2019-01-08 02:00 | 52.1 | 2019 | 7.26 | 2019-01-31
Spain | ESP | 2019-01-08 02:00 | 2019-01-08 03:00 | 50.71 | 2019 | 7.26 | 2019-01-31
Spain | ESP | 2019-01-08 03:00 | 2019-01-08 04:00 | 50.5 | 2019 | 7.26 | 2019-01-31
Spain | ESP | 2019-01-08 04:00 | 2019-01-08 05:00 | 51.17 | 2019 | 7.26 | 2019-01-31
Spain | ESP | 2019-01-08 05:00 | 2019-01-08 06:00 | 54.69 | 2019 | 7.26 | 2019-01-31
Spain | ESP | 2019-01-08 06:00 | 2019-01-08 07:00 | 65.82 | 2019 | 7.26 | 2019-01-31
Spain | ESP | 2019-01-08 07:00 | 2019-01-08 08:00 | 67.2 | 2019 | 7.26 | 2019-01-31
Spain | ESP | 2019-01-08 08:00 | 2019-01-08 09:00 | 68.16 | 2019 | 7.26 | 2019-01-31
Spain | ESP | 2019-01-08 09:00 | 2019-01-08 10:00 | 68.53 | 2019 | 7.26 | 2019-01-31
Spain | ESP | 2019-01-08 10:00 | 2019-01-08 11:00 | 68.15 | 2019 | 7.26 | 2019-01-31
Spain | ESP | 2019-01-08 11:00 | 2019-01-08 12:00 | 67.95 | 2019 | 7.26 | 2019-01-31
Spain | ESP | 2019-01-08 12:00 | 2019-01-08 13:00 | 67.97 | 2019 | 7.26 | 2019-01-31
Spain | ESP | 2019-01-08 13:00 | 2019-01-08 14:00 | 65.48 | 2019 | 7.26 | 2019-01-31
Spain | ESP | 2019-01-08 14:00 | 2019-01-08 15:00 | 63.13 | 2019 | 7.26 | 2019-01-31
Spain | ESP | 2019-01-08 15:00 | 2019-01-08 16:00 | 59.99 | 2019 | 7.26 | 2019-01-31
Spain | ESP | 2019-01-08 16:00 | 2019-01-08 17:00 | 67.25 | 2019 | 7.26 | 2019-01-31
Spain | ESP | 2019-01-08 17:00 | 2019-01-08 18:00 | 69.94 | 2019 | 7.26 | 2019-01-31
Spain | ESP | 2019-01-08 18:00 | 2019-01-08 19:00 | 70 | 2019 | 7.26 | 2019-01-31
Spain | ESP | 2019-01-08 19:00 | 2019-01-08 20:00 | 68.15 | 2019 | 7.26 | 2019-01-31
Spain | ESP | 2019-01-08 20:00 | 2019-01-08 21:00 | 67.25 | 2019 | 7.26 | 2019-01-31
Spain | ESP | 2019-01-08 21:00 | 2019-01-08 22:00 | 63.7 | 2019 | 7.26 | 2019-01-31
Spain | ESP | 2019-01-08 22:00 | 2019-01-08 23:00 | 58.85 | 2019 | 7.26 | 2019-01-31
Spain | ESP | 2019-01-08 23:00 | 2019-01-09 | 54.09 | 2019 | 7.26 | 2019-01-31
Spain | ESP | 2019-01-09 | 2019-01-09 01:00 | 52.5 | 2019 | 7.26 | 2019-01-31
Spain | ESP | 2019-01-09 01:00 | 2019-01-09 02:00 | 49.4 | 2019 | 7.26 | 2019-01-31
Spain | ESP | 2019-01-09 02:00 | 2019-01-09 03:00 | 49.6 | 2019 | 7.26 | 2019-01-31
Spain | ESP | 2019-01-09 03:00 | 2019-01-09 04:00 | 49.4 | 2019 | 7.26 | 2019-01-31
Spain | ESP | 2019-01-09 04:00 | 2019-01-09 05:00 | 49.99 | 2019 | 7.26 | 2019-01-31
Spain | ESP | 2019-01-09 05:00 | 2019-01-09 06:00 | 53.28 | 2019 | 7.26 | 2019-01-31
Spain | ESP | 2019-01-09 06:00 | 2019-01-09 07:00 | 64.07 | 2019 | 7.26 | 2019-01-31
Spain | ESP | 2019-01-09 07:00 | 2019-01-09 08:00 | 67.16 | 2019 | 7.26 | 2019-01-31
Spain | ESP | 2019-01-09 08:00 | 2019-01-09 09:00 | 67.29 | 2019 | 7.26 | 2019-01-31
Spain | ESP | 2019-01-09 09:00 | 2019-01-09 10:00 | 67.2 | 2019 | 7.26 | 2019-01-31
Spain | ESP | 2019-01-09 10:00 | 2019-01-09 11:00 | 67 | 2019 | 7.26 | 2019-01-31
Spain | ESP | 2019-01-09 11:00 | 2019-01-09 12:00 | 64.97 | 2019 | 7.26 | 2019-01-31
Spain | ESP | 2019-01-09 12:00 | 2019-01-09 13:00 | 64.25 | 2019 | 7.26 | 2019-01-31
Spain | ESP | 2019-01-09 13:00 | 2019-01-09 14:00 | 61.46 | 2019 | 7.26 | 2019-01-31
Spain | ESP | 2019-01-09 14:00 | 2019-01-09 15:00 | 58.64 | 2019 | 7.26 | 2019-01-31
Spain | ESP | 2019-01-09 15:00 | 2019-01-09 16:00 | 61.49 | 2019 | 7.26 | 2019-01-31
Spain | ESP | 2019-01-09 16:00 | 2019-01-09 17:00 | 67.05 | 2019 | 7.26 | 2019-01-31
Spain | ESP | 2019-01-09 17:00 | 2019-01-09 18:00 | 68.53 | 2019 | 7.26 | 2019-01-31
Spain | ESP | 2019-01-09 18:00 | 2019-01-09 19:00 | 69.01 | 2019 | 7.26 | 2019-01-31
Spain | ESP | 2019-01-09 19:00 | 2019-01-09 20:00 | 66.58 | 2019 | 7.26 | 2019-01-31
Spain | ESP | 2019-01-09 20:00 | 2019-01-09 21:00 | 64.54 | 2019 | 7.26 | 2019-01-31
Spain | ESP | 2019-01-09 21:00 | 2019-01-09 22:00 | 62.44 | 2019 | 7.26 | 2019-01-31
Spain | ESP | 2019-01-09 22:00 | 2019-01-09 23:00 | 54.7 | 2019 | 7.26 | 2019-01-31
Spain | ESP | 2019-01-09 23:00 | 2019-01-10 | 58.6 | 2019 | 7.26 | 2019-01-31
Spain | ESP | 2019-01-10 | 2019-01-10 01:00 | 50.49 | 2019 | 7.26 | 2019-01-31
Spain | ESP | 2019-01-10 01:00 | 2019-01-10 02:00 | 51.2 | 2019 | 7.26 | 2019-01-31
Spain | ESP | 2019-01-10 02:00 | 2019-01-10 03:00 | 48.8 | 2019 | 7.26 | 2019-01-31
Spain | ESP | 2019-01-10 03:00 | 2019-01-10 04:00 | 48.5 | 2019 | 7.26 | 2019-01-31
Spain | ESP | 2019-01-10 04:00 | 2019-01-10 05:00 | 49.8 | 2019 | 7.26 | 2019-01-31
Spain | ESP | 2019-01-10 05:00 | 2019-01-10 06:00 | 57.74 | 2019 | 7.26 | 2019-01-31
Spain | ESP | 2019-01-10 06:00 | 2019-01-10 07:00 | 66.18 | 2019 | 7.26 | 2019-01-31
Spain | ESP | 2019-01-10 07:00 | 2019-01-10 08:00 | 67.2 | 2019 | 7.26 | 2019-01-31
Spain | ESP | 2019-01-10 08:00 | 2019-01-10 09:00 | 68 | 2019 | 7.26 | 2019-01-31
Spain | ESP | 2019-01-10 09:00 | 2019-01-10 10:00 | 67.73 | 2019 | 7.26 | 2019-01-31
Spain | ESP | 2019-01-10 10:00 | 2019-01-10 11:00 | 67.05 | 2019 | 7.26 | 2019-01-31
Spain | ESP | 2019-01-10 11:00 | 2019-01-10 12:00 | 66.15 | 2019 | 7.26 | 2019-01-31
Spain | ESP | 2019-01-10 12:00 | 2019-01-10 13:00 | 66.01 | 2019 | 7.26 | 2019-01-31
Spain | ESP | 2019-01-10 13:00 | 2019-01-10 14:00 | 64.18 | 2019 | 7.26 | 2019-01-31
Spain | ESP | 2019-01-10 14:00 | 2019-01-10 15:00 | 63.52 | 2019 | 7.26 | 2019-01-31
Spain | ESP | 2019-01-10 15:00 | 2019-01-10 16:00 | 64.6 | 2019 | 7.26 | 2019-01-31
Spain | ESP | 2019-01-10 16:00 | 2019-01-10 17:00 | 67.2 | 2019 | 7.26 | 2019-01-31
Spain | ESP | 2019-01-10 17:00 | 2019-01-10 18:00 | 69 | 2019 | 7.26 | 2019-01-31
Spain | ESP | 2019-01-10 18:00 | 2019-01-10 19:00 | 69.69 | 2019 | 7.26 | 2019-01-31
Spain | ESP | 2019-01-10 19:00 | 2019-01-10 20:00 | 69.75 | 2019 | 7.26 | 2019-01-31
Spain | ESP | 2019-01-10 20:00 | 2019-01-10 21:00 | 67.73 | 2019 | 7.26 | 2019-01-31
Spain | ESP | 2019-01-10 21:00 | 2019-01-10 22:00 | 65.52 | 2019 | 7.26 | 2019-01-31
Spain | ESP | 2019-01-10 22:00 | 2019-01-10 23:00 | 63.02 | 2019 | 7.26 | 2019-01-31
Spain | ESP | 2019-01-10 23:00 | 2019-01-11 | 60.84 | 2019 | 7.26 | 2019-01-31
Spain | ESP | 2019-01-11 | 2019-01-11 01:00 | 55.61 | 2019 | 7.26 | 2019-01-31
Spain | ESP | 2019-01-11 01:00 | 2019-01-11 02:00 | 52.85 | 2019 | 7.26 | 2019-01-31
Spain | ESP | 2019-01-11 02:00 | 2019-01-11 03:00 | 51 | 2019 | 7.26 | 2019-01-31
Spain | ESP | 2019-01-11 03:00 | 2019-01-11 04:00 | 49.98 | 2019 | 7.26 | 2019-01-31
Spain | ESP | 2019-01-11 04:00 | 2019-01-11 05:00 | 51.6 | 2019 | 7.26 | 2019-01-31
Spain | ESP | 2019-01-11 05:00 | 2019-01-11 06:00 | 58.31 | 2019 | 7.26 | 2019-01-31
Spain | ESP | 2019-01-11 06:00 | 2019-01-11 07:00 | 68.35 | 2019 | 7.26 | 2019-01-31
Spain | ESP | 2019-01-11 07:00 | 2019-01-11 08:00 | 69.01 | 2019 | 7.26 | 2019-01-31
Spain | ESP | 2019-01-11 08:00 | 2019-01-11 09:00 | 69.45 | 2019 | 7.26 | 2019-01-31
Spain | ESP | 2019-01-11 09:00 | 2019-01-11 10:00 | 69.01 | 2019 | 7.26 | 2019-01-31
Spain | ESP | 2019-01-11 10:00 | 2019-01-11 11:00 | 67.71 | 2019 | 7.26 | 2019-01-31
Spain | ESP | 2019-01-11 11:00 | 2019-01-11 12:00 | 67.69 | 2019 | 7.26 | 2019-01-31
Spain | ESP | 2019-01-11 12:00 | 2019-01-11 13:00 | 67.2 | 2019 | 7.26 | 2019-01-31
Spain | ESP | 2019-01-11 13:00 | 2019-01-11 14:00 | 67.66 | 2019 | 7.26 | 2019-01-31
Spain | ESP | 2019-01-11 14:00 | 2019-01-11 15:00 | 66.06 | 2019 | 7.26 | 2019-01-31
Spain | ESP | 2019-01-11 15:00 | 2019-01-11 16:00 | 66.18 | 2019 | 7.26 | 2019-01-31
Spain | ESP | 2019-01-11 16:00 | 2019-01-11 17:00 | 68.07 | 2019 | 7.26 | 2019-01-31
Spain | ESP | 2019-01-11 17:00 | 2019-01-11 18:00 | 70 | 2019 | 7.26 | 2019-01-31
Spain | ESP | 2019-01-11 18:00 | 2019-01-11 19:00 | 70.45 | 2019 | 7.26 | 2019-01-31
Spain | ESP | 2019-01-11 19:00 | 2019-01-11 20:00 | 69.19 | 2019 | 7.26 | 2019-01-31
Spain | ESP | 2019-01-11 20:00 | 2019-01-11 21:00 | 67.12 | 2019 | 7.26 | 2019-01-31
Spain | ESP | 2019-01-11 21:00 | 2019-01-11 22:00 | 66.03 | 2019 | 7.26 | 2019-01-31
Spain | ESP | 2019-01-11 22:00 | 2019-01-11 23:00 | 63.9 | 2019 | 7.26 | 2019-01-31
Spain | ESP | 2019-01-11 23:00 | 2019-01-12 | 67.18 | 2019 | 7.26 | 2019-01-31
Spain | ESP | 2019-01-12 | 2019-01-12 01:00 | 59.86 | 2019 | 7.26 | 2019-01-31
Spain | ESP | 2019-01-12 01:00 | 2019-01-12 02:00 | 53.89 | 2019 | 7.26 | 2019-01-31
Spain | ESP | 2019-01-12 02:00 | 2019-01-12 03:00 | 51.6 | 2019 | 7.26 | 2019-01-31
Spain | ESP | 2019-01-12 03:00 | 2019-01-12 04:00 | 51.4 | 2019 | 7.26 | 2019-01-31
Spain | ESP | 2019-01-12 04:00 | 2019-01-12 05:00 | 51.45 | 2019 | 7.26 | 2019-01-31
Spain | ESP | 2019-01-12 05:00 | 2019-01-12 06:00 | 52.37 | 2019 | 7.26 | 2019-01-31
Spain | ESP | 2019-01-12 06:00 | 2019-01-12 07:00 | 57.49 | 2019 | 7.26 | 2019-01-31
Spain | ESP | 2019-01-12 07:00 | 2019-01-12 08:00 | 64 | 2019 | 7.26 | 2019-01-31
Spain | ESP | 2019-01-12 08:00 | 2019-01-12 09:00 | 68 | 2019 | 7.26 | 2019-01-31
Spain | ESP | 2019-01-12 09:00 | 2019-01-12 10:00 | 68.39 | 2019 | 7.26 | 2019-01-31
Spain | ESP | 2019-01-12 10:00 | 2019-01-12 11:00 | 67.13 | 2019 | 7.26 | 2019-01-31
Spain | ESP | 2019-01-12 11:00 | 2019-01-12 12:00 | 64.69 | 2019 | 7.26 | 2019-01-31
Spain | ESP | 2019-01-12 12:00 | 2019-01-12 13:00 | 66.12 | 2019 | 7.26 | 2019-01-31
Spain | ESP | 2019-01-12 13:00 | 2019-01-12 14:00 | 64.58 | 2019 | 7.26 | 2019-01-31
Spain | ESP | 2019-01-12 14:00 | 2019-01-12 15:00 | 59.86 | 2019 | 7.26 | 2019-01-31
Spain | ESP | 2019-01-12 15:00 | 2019-01-12 16:00 | 57.52 | 2019 | 7.26 | 2019-01-31
Spain | ESP | 2019-01-12 16:00 | 2019-01-12 17:00 | 59.86 | 2019 | 7.26 | 2019-01-31
Spain | ESP | 2019-01-12 17:00 | 2019-01-12 18:00 | 68.39 | 2019 | 7.26 | 2019-01-31
Spain | ESP | 2019-01-12 18:00 | 2019-01-12 19:00 | 69.45 | 2019 | 7.26 | 2019-01-31
Spain | ESP | 2019-01-12 19:00 | 2019-01-12 20:00 | 69.69 | 2019 | 7.26 | 2019-01-31
Spain | ESP | 2019-01-12 20:00 | 2019-01-12 21:00 | 69.45 | 2019 | 7.26 | 2019-01-31
Spain | ESP | 2019-01-12 21:00 | 2019-01-12 22:00 | 68.71 | 2019 | 7.26 | 2019-01-31
Spain | ESP | 2019-01-12 22:00 | 2019-01-12 23:00 | 67.83 | 2019 | 7.26 | 2019-01-31
Spain | ESP | 2019-01-12 23:00 | 2019-01-13 | 57.48 | 2019 | 7.26 | 2019-01-31
Spain | ESP | 2019-01-13 | 2019-01-13 01:00 | 52.29 | 2019 | 7.26 | 2019-01-31
Spain | ESP | 2019-01-13 01:00 | 2019-01-13 02:00 | 50.81 | 2019 | 7.26 | 2019-01-31
Spain | ESP | 2019-01-13 02:00 | 2019-01-13 03:00 | 50 | 2019 | 7.26 | 2019-01-31
Spain | ESP | 2019-01-13 03:00 | 2019-01-13 04:00 | 49.91 | 2019 | 7.26 | 2019-01-31
Spain | ESP | 2019-01-13 04:00 | 2019-01-13 05:00 | 49.91 | 2019 | 7.26 | 2019-01-31
Spain | ESP | 2019-01-13 05:00 | 2019-01-13 06:00 | 49.97 | 2019 | 7.26 | 2019-01-31
Spain | ESP | 2019-01-13 06:00 | 2019-01-13 07:00 | 50.97 | 2019 | 7.26 | 2019-01-31
Spain | ESP | 2019-01-13 07:00 | 2019-01-13 08:00 | 51.31 | 2019 | 7.26 | 2019-01-31
Spain | ESP | 2019-01-13 08:00 | 2019-01-13 09:00 | 52.29 | 2019 | 7.26 | 2019-01-31
Spain | ESP | 2019-01-13 09:00 | 2019-01-13 10:00 | 61.78 | 2019 | 7.26 | 2019-01-31
Spain | ESP | 2019-01-13 10:00 | 2019-01-13 11:00 | 62.5 | 2019 | 7.26 | 2019-01-31
Spain | ESP | 2019-01-13 11:00 | 2019-01-13 12:00 | 63.15 | 2019 | 7.26 | 2019-01-31
Spain | ESP | 2019-01-13 12:00 | 2019-01-13 13:00 | 66 | 2019 | 7.26 | 2019-01-31
Spain | ESP | 2019-01-13 13:00 | 2019-01-13 14:00 | 66 | 2019 | 7.26 | 2019-01-31
Spain | ESP | 2019-01-13 14:00 | 2019-01-13 15:00 | 63.67 | 2019 | 7.26 | 2019-01-31
Spain | ESP | 2019-01-13 15:00 | 2019-01-13 16:00 | 60.82 | 2019 | 7.26 | 2019-01-31
Spain | ESP | 2019-01-13 16:00 | 2019-01-13 17:00 | 64.39 | 2019 | 7.26 | 2019-01-31
Spain | ESP | 2019-01-13 17:00 | 2019-01-13 18:00 | 68.52 | 2019 | 7.26 | 2019-01-31
Spain | ESP | 2019-01-13 18:00 | 2019-01-13 19:00 | 70.11 | 2019 | 7.26 | 2019-01-31
Spain | ESP | 2019-01-13 19:00 | 2019-01-13 20:00 | 71.69 | 2019 | 7.26 | 2019-01-31
Spain | ESP | 2019-01-13 20:00 | 2019-01-13 21:00 | 71.69 | 2019 | 7.26 | 2019-01-31
Spain | ESP | 2019-01-13 21:00 | 2019-01-13 22:00 | 70.01 | 2019 | 7.26 | 2019-01-31
Spain | ESP | 2019-01-13 22:00 | 2019-01-13 23:00 | 68 | 2019 | 7.26 | 2019-01-31
Spain | ESP | 2019-01-13 23:00 | 2019-01-14 | 60 | 2019 | 7.26 | 2019-01-31
Spain | ESP | 2019-01-14 | 2019-01-14 01:00 | 51.91 | 2019 | 7.26 | 2019-01-31
Spain | ESP | 2019-01-14 01:00 | 2019-01-14 02:00 | 51.41 | 2019 | 7.26 | 2019-01-31
Spain | ESP | 2019-01-14 02:00 | 2019-01-14 03:00 | 50.81 | 2019 | 7.26 | 2019-01-31
Spain | ESP | 2019-01-14 03:00 | 2019-01-14 04:00 | 50.47 | 2019 | 7.26 | 2019-01-31
Spain | ESP | 2019-01-14 04:00 | 2019-01-14 05:00 | 51.31 | 2019 | 7.26 | 2019-01-31
Spain | ESP | 2019-01-14 05:00 | 2019-01-14 06:00 | 56.2 | 2019 | 7.26 | 2019-01-31
Spain | ESP | 2019-01-14 06:00 | 2019-01-14 07:00 | 66.49 | 2019 | 7.26 | 2019-01-31
Spain | ESP | 2019-01-14 07:00 | 2019-01-14 08:00 | 67.83 | 2019 | 7.26 | 2019-01-31
Spain | ESP | 2019-01-14 08:00 | 2019-01-14 09:00 | 68.07 | 2019 | 7.26 | 2019-01-31
Spain | ESP | 2019-01-14 09:00 | 2019-01-14 10:00 | 67.27 | 2019 | 7.26 | 2019-01-31
Spain | ESP | 2019-01-14 10:00 | 2019-01-14 11:00 | 67 | 2019 | 7.26 | 2019-01-31
Spain | ESP | 2019-01-14 11:00 | 2019-01-14 12:00 | 67.2 | 2019 | 7.26 | 2019-01-31
Spain | ESP | 2019-01-14 12:00 | 2019-01-14 13:00 | 66.42 | 2019 | 7.26 | 2019-01-31
Spain | ESP | 2019-01-14 13:00 | 2019-01-14 14:00 | 64.33 | 2019 | 7.26 | 2019-01-31
Spain | ESP | 2019-01-14 14:00 | 2019-01-14 15:00 | 62.56 | 2019 | 7.26 | 2019-01-31
Spain | ESP | 2019-01-14 15:00 | 2019-01-14 16:00 | 62.84 | 2019 | 7.26 | 2019-01-31
Spain | ESP | 2019-01-14 16:00 | 2019-01-14 17:00 | 68.07 | 2019 | 7.26 | 2019-01-31
Spain | ESP | 2019-01-14 17:00 | 2019-01-14 18:00 | 71.64 | 2019 | 7.26 | 2019-01-31
Spain | ESP | 2019-01-14 18:00 | 2019-01-14 19:00 | 72.52 | 2019 | 7.26 | 2019-01-31
Spain | ESP | 2019-01-14 19:00 | 2019-01-14 20:00 | 71.81 | 2019 | 7.26 | 2019-01-31
Spain | ESP | 2019-01-14 20:00 | 2019-01-14 21:00 | 70.11 | 2019 | 7.26 | 2019-01-31
Spain | ESP | 2019-01-14 21:00 | 2019-01-14 22:00 | 68.4 | 2019 | 7.26 | 2019-01-31
Spain | ESP | 2019-01-14 22:00 | 2019-01-14 23:00 | 65.54 | 2019 | 7.26 | 2019-01-31
Spain | ESP | 2019-01-14 23:00 | 2019-01-15 | 60 | 2019 | 7.26 | 2019-01-31
Spain | ESP | 2019-01-15 | 2019-01-15 01:00 | 56.2 | 2019 | 7.26 | 2019-01-31
Spain | ESP | 2019-01-15 01:00 | 2019-01-15 02:00 | 54.9 | 2019 | 7.26 | 2019-01-31
Spain | ESP | 2019-01-15 02:00 | 2019-01-15 03:00 | 54.9 | 2019 | 7.26 | 2019-01-31
Spain | ESP | 2019-01-15 03:00 | 2019-01-15 04:00 | 54.9 | 2019 | 7.26 | 2019-01-31
Spain | ESP | 2019-01-15 04:00 | 2019-01-15 05:00 | 57.57 | 2019 | 7.26 | 2019-01-31
Spain | ESP | 2019-01-15 05:00 | 2019-01-15 06:00 | 66.01 | 2019 | 7.26 | 2019-01-31
Spain | ESP | 2019-01-15 06:00 | 2019-01-15 07:00 | 68.65 | 2019 | 7.26 | 2019-01-31
Spain | ESP | 2019-01-15 07:00 | 2019-01-15 08:00 | 70.16 | 2019 | 7.26 | 2019-01-31
Spain | ESP | 2019-01-15 08:00 | 2019-01-15 09:00 | 70.11 | 2019 | 7.26 | 2019-01-31
Spain | ESP | 2019-01-15 09:00 | 2019-01-15 10:00 | 71.04 | 2019 | 7.26 | 2019-01-31
Spain | ESP | 2019-01-15 10:00 | 2019-01-15 11:00 | 70.11 | 2019 | 7.26 | 2019-01-31
Spain | ESP | 2019-01-15 11:00 | 2019-01-15 12:00 | 69.43 | 2019 | 7.26 | 2019-01-31
Spain | ESP | 2019-01-15 12:00 | 2019-01-15 13:00 | 69.43 | 2019 | 7.26 | 2019-01-31
Spain | ESP | 2019-01-15 13:00 | 2019-01-15 14:00 | 69.13 | 2019 | 7.26 | 2019-01-31
Spain | ESP | 2019-01-15 14:00 | 2019-01-15 15:00 | 68.99 | 2019 | 7.26 | 2019-01-31
Spain | ESP | 2019-01-15 15:00 | 2019-01-15 16:00 | 69.08 | 2019 | 7.26 | 2019-01-31
Spain | ESP | 2019-01-15 16:00 | 2019-01-15 17:00 | 71.52 | 2019 | 7.26 | 2019-01-31
Spain | ESP | 2019-01-15 17:00 | 2019-01-15 18:00 | 74.05 | 2019 | 7.26 | 2019-01-31
Spain | ESP | 2019-01-15 18:00 | 2019-01-15 19:00 | 74.74 | 2019 | 7.26 | 2019-01-31
Spain | ESP | 2019-01-15 19:00 | 2019-01-15 20:00 | 72.92 | 2019 | 7.26 | 2019-01-31
Spain | ESP | 2019-01-15 20:00 | 2019-01-15 21:00 | 72.71 | 2019 | 7.26 | 2019-01-31
Spain | ESP | 2019-01-15 21:00 | 2019-01-15 22:00 | 71.88 | 2019 | 7.26 | 2019-01-31
Spain | ESP | 2019-01-15 22:00 | 2019-01-15 23:00 | 70.16 | 2019 | 7.26 | 2019-01-31
Spain | ESP | 2019-01-15 23:00 | 2019-01-16 | 70.16 | 2019 | 7.26 | 2019-01-31
Spain | ESP | 2019-01-16 | 2019-01-16 01:00 | 68.4 | 2019 | 7.26 | 2019-01-31
Spain | ESP | 2019-01-16 01:00 | 2019-01-16 02:00 | 66 | 2019 | 7.26 | 2019-01-31
Spain | ESP | 2019-01-16 02:00 | 2019-01-16 03:00 | 63.93 | 2019 | 7.26 | 2019-01-31
Spain | ESP | 2019-01-16 03:00 | 2019-01-16 04:00 | 61.07 | 2019 | 7.26 | 2019-01-31
Spain | ESP | 2019-01-16 04:00 | 2019-01-16 05:00 | 63.93 | 2019 | 7.26 | 2019-01-31
Spain | ESP | 2019-01-16 05:00 | 2019-01-16 06:00 | 68.07 | 2019 | 7.26 | 2019-01-31
Spain | ESP | 2019-01-16 06:00 | 2019-01-16 07:00 | 70.3 | 2019 | 7.26 | 2019-01-31
Spain | ESP | 2019-01-16 07:00 | 2019-01-16 08:00 | 71.69 | 2019 | 7.26 | 2019-01-31
Spain | ESP | 2019-01-16 08:00 | 2019-01-16 09:00 | 72.47 | 2019 | 7.26 | 2019-01-31
Spain | ESP | 2019-01-16 09:00 | 2019-01-16 10:00 | 72.2 | 2019 | 7.26 | 2019-01-31
Spain | ESP | 2019-01-16 10:00 | 2019-01-16 11:00 | 71.04 | 2019 | 7.26 | 2019-01-31
Spain | ESP | 2019-01-16 11:00 | 2019-01-16 12:00 | 70.04 | 2019 | 7.26 | 2019-01-31
Spain | ESP | 2019-01-16 12:00 | 2019-01-16 13:00 | 70 | 2019 | 7.26 | 2019-01-31
Spain | ESP | 2019-01-16 13:00 | 2019-01-16 14:00 | 68.71 | 2019 | 7.26 | 2019-01-31
Spain | ESP | 2019-01-16 14:00 | 2019-01-16 15:00 | 68.29 | 2019 | 7.26 | 2019-01-31
Spain | ESP | 2019-01-16 15:00 | 2019-01-16 16:00 | 68.29 | 2019 | 7.26 | 2019-01-31
Spain | ESP | 2019-01-16 16:00 | 2019-01-16 17:00 | 69.59 | 2019 | 7.26 | 2019-01-31
Spain | ESP | 2019-01-16 17:00 | 2019-01-16 18:00 | 72.33 | 2019 | 7.26 | 2019-01-31
Spain | ESP | 2019-01-16 18:00 | 2019-01-16 19:00 | 72.95 | 2019 | 7.26 | 2019-01-31
Spain | ESP | 2019-01-16 19:00 | 2019-01-16 20:00 | 72.2 | 2019 | 7.26 | 2019-01-31
Spain | ESP | 2019-01-16 20:00 | 2019-01-16 21:00 | 72.99 | 2019 | 7.26 | 2019-01-31
Spain | ESP | 2019-01-16 21:00 | 2019-01-16 22:00 | 71.59 | 2019 | 7.26 | 2019-01-31
Spain | ESP | 2019-01-16 22:00 | 2019-01-16 23:00 | 70 | 2019 | 7.26 | 2019-01-31
Spain | ESP | 2019-01-16 23:00 | 2019-01-17 | 67.36 | 2019 | 7.26 | 2019-01-31
Spain | ESP | 2019-01-17 | 2019-01-17 01:00 | 65.54 | 2019 | 7.26 | 2019-01-31
Spain | ESP | 2019-01-17 01:00 | 2019-01-17 02:00 | 58.9 | 2019 | 7.26 | 2019-01-31
Spain | ESP | 2019-01-17 02:00 | 2019-01-17 03:00 | 55 | 2019 | 7.26 | 2019-01-31
Spain | ESP | 2019-01-17 03:00 | 2019-01-17 04:00 | 52.2 | 2019 | 7.26 | 2019-01-31
Spain | ESP | 2019-01-17 04:00 | 2019-01-17 05:00 | 54.1 | 2019 | 7.26 | 2019-01-31
Spain | ESP | 2019-01-17 05:00 | 2019-01-17 06:00 | 60.02 | 2019 | 7.26 | 2019-01-31
Spain | ESP | 2019-01-17 06:00 | 2019-01-17 07:00 | 67.07 | 2019 | 7.26 | 2019-01-31
Spain | ESP | 2019-01-17 07:00 | 2019-01-17 08:00 | 68.17 | 2019 | 7.26 | 2019-01-31
Spain | ESP | 2019-01-17 08:00 | 2019-01-17 09:00 | 68.13 | 2019 | 7.26 | 2019-01-31
Spain | ESP | 2019-01-17 09:00 | 2019-01-17 10:00 | 68.07 | 2019 | 7.26 | 2019-01-31
Spain | ESP | 2019-01-17 10:00 | 2019-01-17 11:00 | 67.46 | 2019 | 7.26 | 2019-01-31
Spain | ESP | 2019-01-17 11:00 | 2019-01-17 12:00 | 67.16 | 2019 | 7.26 | 2019-01-31
Spain | ESP | 2019-01-17 12:00 | 2019-01-17 13:00 | 67.01 | 2019 | 7.26 | 2019-01-31
Spain | ESP | 2019-01-17 13:00 | 2019-01-17 14:00 | 65.18 | 2019 | 7.26 | 2019-01-31
Spain | ESP | 2019-01-17 14:00 | 2019-01-17 15:00 | 65.08 | 2019 | 7.26 | 2019-01-31
Spain | ESP | 2019-01-17 15:00 | 2019-01-17 16:00 | 66.26 | 2019 | 7.26 | 2019-01-31
Spain | ESP | 2019-01-17 16:00 | 2019-01-17 17:00 | 68.25 | 2019 | 7.26 | 2019-01-31
Spain | ESP | 2019-01-17 17:00 | 2019-01-17 18:00 | 72.09 | 2019 | 7.26 | 2019-01-31
Spain | ESP | 2019-01-17 18:00 | 2019-01-17 19:00 | 73.45 | 2019 | 7.26 | 2019-01-31
Spain | ESP | 2019-01-17 19:00 | 2019-01-17 20:00 | 70.84 | 2019 | 7.26 | 2019-01-31
Spain | ESP | 2019-01-17 20:00 | 2019-01-17 21:00 | 70.11 | 2019 | 7.26 | 2019-01-31
Spain | ESP | 2019-01-17 21:00 | 2019-01-17 22:00 | 68.74 | 2019 | 7.26 | 2019-01-31
Spain | ESP | 2019-01-17 22:00 | 2019-01-17 23:00 | 68.12 | 2019 | 7.26 | 2019-01-31
Spain | ESP | 2019-01-17 23:00 | 2019-01-18 | 68.1 | 2019 | 7.26 | 2019-01-31
Spain | ESP | 2019-01-18 | 2019-01-18 01:00 | 66.05 | 2019 | 7.26 | 2019-01-31
Spain | ESP | 2019-01-18 01:00 | 2019-01-18 02:00 | 61.87 | 2019 | 7.26 | 2019-01-31
Spain | ESP | 2019-01-18 02:00 | 2019-01-18 03:00 | 58.85 | 2019 | 7.26 | 2019-01-31
Spain | ESP | 2019-01-18 03:00 | 2019-01-18 04:00 | 58.07 | 2019 | 7.26 | 2019-01-31
Spain | ESP | 2019-01-18 04:00 | 2019-01-18 05:00 | 61.06 | 2019 | 7.26 | 2019-01-31
Spain | ESP | 2019-01-18 05:00 | 2019-01-18 06:00 | 66.31 | 2019 | 7.26 | 2019-01-31
Spain | ESP | 2019-01-18 06:00 | 2019-01-18 07:00 | 71.35 | 2019 | 7.26 | 2019-01-31
Spain | ESP | 2019-01-18 07:00 | 2019-01-18 08:00 | 71.94 | 2019 | 7.26 | 2019-01-31
Spain | ESP | 2019-01-18 08:00 | 2019-01-18 09:00 | 71.95 | 2019 | 7.26 | 2019-01-31
Spain | ESP | 2019-01-18 09:00 | 2019-01-18 10:00 | 72.01 | 2019 | 7.26 | 2019-01-31
Spain | ESP | 2019-01-18 10:00 | 2019-01-18 11:00 | 71.2 | 2019 | 7.26 | 2019-01-31
Spain | ESP | 2019-01-18 11:00 | 2019-01-18 12:00 | 69.74 | 2019 | 7.26 | 2019-01-31
Spain | ESP | 2019-01-18 12:00 | 2019-01-18 13:00 | 68.6 | 2019 | 7.26 | 2019-01-31
Spain | ESP | 2019-01-18 13:00 | 2019-01-18 14:00 | 67.44 | 2019 | 7.26 | 2019-01-31
Spain | ESP | 2019-01-18 14:00 | 2019-01-18 15:00 | 68.14 | 2019 | 7.26 | 2019-01-31
Spain | ESP | 2019-01-18 15:00 | 2019-01-18 16:00 | 69 | 2019 | 7.26 | 2019-01-31
Spain | ESP | 2019-01-18 16:00 | 2019-01-18 17:00 | 70.11 | 2019 | 7.26 | 2019-01-31
Spain | ESP | 2019-01-18 17:00 | 2019-01-18 18:00 | 70.74 | 2019 | 7.26 | 2019-01-31
Spain | ESP | 2019-01-18 18:00 | 2019-01-18 19:00 | 71.69 | 2019 | 7.26 | 2019-01-31
Spain | ESP | 2019-01-18 19:00 | 2019-01-18 20:00 | 70.74 | 2019 | 7.26 | 2019-01-31
Spain | ESP | 2019-01-18 20:00 | 2019-01-18 21:00 | 69.69 | 2019 | 7.26 | 2019-01-31
Spain | ESP | 2019-01-18 21:00 | 2019-01-18 22:00 | 68.5 | 2019 | 7.26 | 2019-01-31
Spain | ESP | 2019-01-18 22:00 | 2019-01-18 23:00 | 68.36 | 2019 | 7.26 | 2019-01-31
Spain | ESP | 2019-01-18 23:00 | 2019-01-19 | 70.16 | 2019 | 7.26 | 2019-01-31
Spain | ESP | 2019-01-19 | 2019-01-19 01:00 | 68.4 | 2019 | 7.26 | 2019-01-31
Spain | ESP | 2019-01-19 01:00 | 2019-01-19 02:00 | 64.11 | 2019 | 7.26 | 2019-01-31
Spain | ESP | 2019-01-19 02:00 | 2019-01-19 03:00 | 59.2 | 2019 | 7.26 | 2019-01-31
Spain | ESP | 2019-01-19 03:00 | 2019-01-19 04:00 | 55.55 | 2019 | 7.26 | 2019-01-31
Spain | ESP | 2019-01-19 04:00 | 2019-01-19 05:00 | 56.6 | 2019 | 7.26 | 2019-01-31
Spain | ESP | 2019-01-19 05:00 | 2019-01-19 06:00 | 57.96 | 2019 | 7.26 | 2019-01-31
Spain | ESP | 2019-01-19 06:00 | 2019-01-19 07:00 | 62.84 | 2019 | 7.26 | 2019-01-31
Spain | ESP | 2019-01-19 07:00 | 2019-01-19 08:00 | 65.48 | 2019 | 7.26 | 2019-01-31
Spain | ESP | 2019-01-19 08:00 | 2019-01-19 09:00 | 68.71 | 2019 | 7.26 | 2019-01-31
Spain | ESP | 2019-01-19 09:00 | 2019-01-19 10:00 | 68.5 | 2019 | 7.26 | 2019-01-31
Spain | ESP | 2019-01-19 10:00 | 2019-01-19 11:00 | 68.25 | 2019 | 7.26 | 2019-01-31
Spain | ESP | 2019-01-19 11:00 | 2019-01-19 12:00 | 66.95 | 2019 | 7.26 | 2019-01-31
Spain | ESP | 2019-01-19 12:00 | 2019-01-19 13:00 | 64.2 | 2019 | 7.26 | 2019-01-31
Spain | ESP | 2019-01-19 13:00 | 2019-01-19 14:00 | 63.93 | 2019 | 7.26 | 2019-01-31
Spain | ESP | 2019-01-19 14:00 | 2019-01-19 15:00 | 61.73 | 2019 | 7.26 | 2019-01-31
Spain | ESP | 2019-01-19 15:00 | 2019-01-19 16:00 | 62.93 | 2019 | 7.26 | 2019-01-31
Spain | ESP | 2019-01-19 16:00 | 2019-01-19 17:00 | 66.4 | 2019 | 7.26 | 2019-01-31
Spain | ESP | 2019-01-19 17:00 | 2019-01-19 18:00 | 68.71 | 2019 | 7.26 | 2019-01-31
Spain | ESP | 2019-01-19 18:00 | 2019-01-19 19:00 | 70 | 2019 | 7.26 | 2019-01-31
Spain | ESP | 2019-01-19 19:00 | 2019-01-19 20:00 | 67.56 | 2019 | 7.26 | 2019-01-31
Spain | ESP | 2019-01-19 20:00 | 2019-01-19 21:00 | 66.42 | 2019 | 7.26 | 2019-01-31
Spain | ESP | 2019-01-19 21:00 | 2019-01-19 22:00 | 66.02 | 2019 | 7.26 | 2019-01-31
Spain | ESP | 2019-01-19 22:00 | 2019-01-19 23:00 | 63.5 | 2019 | 7.26 | 2019-01-31
Spain | ESP | 2019-01-19 23:00 | 2019-01-20 | 66.69 | 2019 | 7.26 | 2019-01-31
Spain | ESP | 2019-01-20 | 2019-01-20 01:00 | 63.41 | 2019 | 7.26 | 2019-01-31
Spain | ESP | 2019-01-20 01:00 | 2019-01-20 02:00 | 60.44 | 2019 | 7.26 | 2019-01-31
Spain | ESP | 2019-01-20 02:00 | 2019-01-20 03:00 | 54.6 | 2019 | 7.26 | 2019-01-31
Spain | ESP | 2019-01-20 03:00 | 2019-01-20 04:00 | 51.52 | 2019 | 7.26 | 2019-01-31
Spain | ESP | 2019-01-20 04:00 | 2019-01-20 05:00 | 51.71 | 2019 | 7.26 | 2019-01-31
Spain | ESP | 2019-01-20 05:00 | 2019-01-20 06:00 | 51.98 | 2019 | 7.26 | 2019-01-31
Spain | ESP | 2019-01-20 06:00 | 2019-01-20 07:00 | 54.72 | 2019 | 7.26 | 2019-01-31
Spain | ESP | 2019-01-20 07:00 | 2019-01-20 08:00 | 54.47 | 2019 | 7.26 | 2019-01-31
Spain | ESP | 2019-01-20 08:00 | 2019-01-20 09:00 | 62.91 | 2019 | 7.26 | 2019-01-31
Spain | ESP | 2019-01-20 09:00 | 2019-01-20 10:00 | 66.3 | 2019 | 7.26 | 2019-01-31
Spain | ESP | 2019-01-20 10:00 | 2019-01-20 11:00 | 66.15 | 2019 | 7.26 | 2019-01-31
Spain | ESP | 2019-01-20 11:00 | 2019-01-20 12:00 | 65.12 | 2019 | 7.26 | 2019-01-31
Spain | ESP | 2019-01-20 12:00 | 2019-01-20 13:00 | 62.41 | 2019 | 7.26 | 2019-01-31
Spain | ESP | 2019-01-20 13:00 | 2019-01-20 14:00 | 58.57 | 2019 | 7.26 | 2019-01-31
Spain | ESP | 2019-01-20 14:00 | 2019-01-20 15:00 | 55.39 | 2019 | 7.26 | 2019-01-31
Spain | ESP | 2019-01-20 15:00 | 2019-01-20 16:00 | 58.02 | 2019 | 7.26 | 2019-01-31
Spain | ESP | 2019-01-20 16:00 | 2019-01-20 17:00 | 66.68 | 2019 | 7.26 | 2019-01-31
Spain | ESP | 2019-01-20 17:00 | 2019-01-20 18:00 | 69 | 2019 | 7.26 | 2019-01-31
Spain | ESP | 2019-01-20 18:00 | 2019-01-20 19:00 | 70.11 | 2019 | 7.26 | 2019-01-31
Spain | ESP | 2019-01-20 19:00 | 2019-01-20 20:00 | 70.01 | 2019 | 7.26 | 2019-01-31
Spain | ESP | 2019-01-20 20:00 | 2019-01-20 21:00 | 69.08 | 2019 | 7.26 | 2019-01-31
Spain | ESP | 2019-01-20 21:00 | 2019-01-20 22:00 | 68.21 | 2019 | 7.26 | 2019-01-31
Spain | ESP | 2019-01-20 22:00 | 2019-01-20 23:00 | 64.5 | 2019 | 7.26 | 2019-01-31
Spain | ESP | 2019-01-20 23:00 | 2019-01-21 | 55.54 | 2019 | 7.26 | 2019-01-31
Spain | ESP | 2019-01-21 | 2019-01-21 01:00 | 53.02 | 2019 | 7.26 | 2019-01-31
Spain | ESP | 2019-01-21 01:00 | 2019-01-21 02:00 | 52.1 | 2019 | 7.26 | 2019-01-31
Spain | ESP | 2019-01-21 02:00 | 2019-01-21 03:00 | 51.31 | 2019 | 7.26 | 2019-01-31
Spain | ESP | 2019-01-21 03:00 | 2019-01-21 04:00 | 51.14 | 2019 | 7.26 | 2019-01-31
Spain | ESP | 2019-01-21 04:00 | 2019-01-21 05:00 | 53.23 | 2019 | 7.26 | 2019-01-31
Spain | ESP | 2019-01-21 05:00 | 2019-01-21 06:00 | 64.45 | 2019 | 7.26 | 2019-01-31
Spain | ESP | 2019-01-21 06:00 | 2019-01-21 07:00 | 68.87 | 2019 | 7.26 | 2019-01-31
Spain | ESP | 2019-01-21 07:00 | 2019-01-21 08:00 | 70.75 | 2019 | 7.26 | 2019-01-31
Spain | ESP | 2019-01-21 08:00 | 2019-01-21 09:00 | 71.94 | 2019 | 7.26 | 2019-01-31
Spain | ESP | 2019-01-21 09:00 | 2019-01-21 10:00 | 71.69 | 2019 | 7.26 | 2019-01-31
Spain | ESP | 2019-01-21 10:00 | 2019-01-21 11:00 | 70.47 | 2019 | 7.26 | 2019-01-31
Spain | ESP | 2019-01-21 11:00 | 2019-01-21 12:00 | 70 | 2019 | 7.26 | 2019-01-31
Spain | ESP | 2019-01-21 12:00 | 2019-01-21 13:00 | 69 | 2019 | 7.26 | 2019-01-31
Spain | ESP | 2019-01-21 13:00 | 2019-01-21 14:00 | 68.3 | 2019 | 7.26 | 2019-01-31
Spain | ESP | 2019-01-21 14:00 | 2019-01-21 15:00 | 68.25 | 2019 | 7.26 | 2019-01-31
Spain | ESP | 2019-01-21 15:00 | 2019-01-21 16:00 | 68.4 | 2019 | 7.26 | 2019-01-31
Spain | ESP | 2019-01-21 16:00 | 2019-01-21 17:00 | 70 | 2019 | 7.26 | 2019-01-31
Spain | ESP | 2019-01-21 17:00 | 2019-01-21 18:00 | 71.69 | 2019 | 7.26 | 2019-01-31
Spain | ESP | 2019-01-21 18:00 | 2019-01-21 19:00 | 73.15 | 2019 | 7.26 | 2019-01-31
Spain | ESP | 2019-01-21 19:00 | 2019-01-21 20:00 | 73.9 | 2019 | 7.26 | 2019-01-31
Spain | ESP | 2019-01-21 20:00 | 2019-01-21 21:00 | 71.05 | 2019 | 7.26 | 2019-01-31
Spain | ESP | 2019-01-21 21:00 | 2019-01-21 22:00 | 69.01 | 2019 | 7.26 | 2019-01-31
Spain | ESP | 2019-01-21 22:00 | 2019-01-21 23:00 | 67.02 | 2019 | 7.26 | 2019-01-31
Spain | ESP | 2019-01-21 23:00 | 2019-01-22 | 63.93 | 2019 | 7.26 | 2019-01-31
Spain | ESP | 2019-01-22 | 2019-01-22 01:00 | 58.71 | 2019 | 7.26 | 2019-01-31
Spain | ESP | 2019-01-22 01:00 | 2019-01-22 02:00 | 56.68 | 2019 | 7.26 | 2019-01-31
Spain | ESP | 2019-01-22 02:00 | 2019-01-22 03:00 | 52.92 | 2019 | 7.26 | 2019-01-31
Spain | ESP | 2019-01-22 03:00 | 2019-01-22 04:00 | 52.1 | 2019 | 7.26 | 2019-01-31
Spain | ESP | 2019-01-22 04:00 | 2019-01-22 05:00 | 54.67 | 2019 | 7.26 | 2019-01-31
Spain | ESP | 2019-01-22 05:00 | 2019-01-22 06:00 | 63.57 | 2019 | 7.26 | 2019-01-31
Spain | ESP | 2019-01-22 06:00 | 2019-01-22 07:00 | 70.01 | 2019 | 7.26 | 2019-01-31
Spain | ESP | 2019-01-22 07:00 | 2019-01-22 08:00 | 70.47 | 2019 | 7.26 | 2019-01-31
Spain | ESP | 2019-01-22 08:00 | 2019-01-22 09:00 | 71.2 | 2019 | 7.26 | 2019-01-31
Spain | ESP | 2019-01-22 09:00 | 2019-01-22 10:00 | 70.9 | 2019 | 7.26 | 2019-01-31
Spain | ESP | 2019-01-22 10:00 | 2019-01-22 11:00 | 70.11 | 2019 | 7.26 | 2019-01-31
Spain | ESP | 2019-01-22 11:00 | 2019-01-22 12:00 | 69.56 | 2019 | 7.26 | 2019-01-31
Spain | ESP | 2019-01-22 12:00 | 2019-01-22 13:00 | 68.4 | 2019 | 7.26 | 2019-01-31
Spain | ESP | 2019-01-22 13:00 | 2019-01-22 14:00 | 67.01 | 2019 | 7.26 | 2019-01-31
Spain | ESP | 2019-01-22 14:00 | 2019-01-22 15:00 | 64.24 | 2019 | 7.26 | 2019-01-31
Spain | ESP | 2019-01-22 15:00 | 2019-01-22 16:00 | 63.93 | 2019 | 7.26 | 2019-01-31
Spain | ESP | 2019-01-22 16:00 | 2019-01-22 17:00 | 64.8 | 2019 | 7.26 | 2019-01-31
Spain | ESP | 2019-01-22 17:00 | 2019-01-22 18:00 | 68.12 | 2019 | 7.26 | 2019-01-31
Spain | ESP | 2019-01-22 18:00 | 2019-01-22 19:00 | 69.56 | 2019 | 7.26 | 2019-01-31
Spain | ESP | 2019-01-22 19:00 | 2019-01-22 20:00 | 70.1 | 2019 | 7.26 | 2019-01-31
Spain | ESP | 2019-01-22 20:00 | 2019-01-22 21:00 | 68.71 | 2019 | 7.26 | 2019-01-31
Spain | ESP | 2019-01-22 21:00 | 2019-01-22 22:00 | 66.52 | 2019 | 7.26 | 2019-01-31
Spain | ESP | 2019-01-22 22:00 | 2019-01-22 23:00 | 53.02 | 2019 | 7.26 | 2019-01-31
Spain | ESP | 2019-01-22 23:00 | 2019-01-23 | 51.57 | 2019 | 7.26 | 2019-01-31
Spain | ESP | 2019-01-23 | 2019-01-23 01:00 | 51 | 2019 | 7.26 | 2019-01-31
Spain | ESP | 2019-01-23 01:00 | 2019-01-23 02:00 | 50 | 2019 | 7.26 | 2019-01-31
Spain | ESP | 2019-01-23 02:00 | 2019-01-23 03:00 | 49.56 | 2019 | 7.26 | 2019-01-31
Spain | ESP | 2019-01-23 03:00 | 2019-01-23 04:00 | 49.05 | 2019 | 7.26 | 2019-01-31
Spain | ESP | 2019-01-23 04:00 | 2019-01-23 05:00 | 49.49 | 2019 | 7.26 | 2019-01-31
Spain | ESP | 2019-01-23 05:00 | 2019-01-23 06:00 | 50.41 | 2019 | 7.26 | 2019-01-31
Spain | ESP | 2019-01-23 06:00 | 2019-01-23 07:00 | 63 | 2019 | 7.26 | 2019-01-31
Spain | ESP | 2019-01-23 07:00 | 2019-01-23 08:00 | 66.58 | 2019 | 7.26 | 2019-01-31
Spain | ESP | 2019-01-23 08:00 | 2019-01-23 09:00 | 67.31 | 2019 | 7.26 | 2019-01-31
Spain | ESP | 2019-01-23 09:00 | 2019-01-23 10:00 | 67.27 | 2019 | 7.26 | 2019-01-31
Spain | ESP | 2019-01-23 10:00 | 2019-01-23 11:00 | 66.96 | 2019 | 7.26 | 2019-01-31
Spain | ESP | 2019-01-23 11:00 | 2019-01-23 12:00 | 66.16 | 2019 | 7.26 | 2019-01-31
Spain | ESP | 2019-01-23 12:00 | 2019-01-23 13:00 | 65.04 | 2019 | 7.26 | 2019-01-31
Spain | ESP | 2019-01-23 13:00 | 2019-01-23 14:00 | 60.45 | 2019 | 7.26 | 2019-01-31
Spain | ESP | 2019-01-23 14:00 | 2019-01-23 15:00 | 58.99 | 2019 | 7.26 | 2019-01-31
Spain | ESP | 2019-01-23 15:00 | 2019-01-23 16:00 | 59.88 | 2019 | 7.26 | 2019-01-31
Spain | ESP | 2019-01-23 16:00 | 2019-01-23 17:00 | 63.93 | 2019 | 7.26 | 2019-01-31
Spain | ESP | 2019-01-23 17:00 | 2019-01-23 18:00 | 66.96 | 2019 | 7.26 | 2019-01-31
Spain | ESP | 2019-01-23 18:00 | 2019-01-23 19:00 | 68.07 | 2019 | 7.26 | 2019-01-31
Spain | ESP | 2019-01-23 19:00 | 2019-01-23 20:00 | 68.89 | 2019 | 7.26 | 2019-01-31
Spain | ESP | 2019-01-23 20:00 | 2019-01-23 21:00 | 68.4 | 2019 | 7.26 | 2019-01-31
Spain | ESP | 2019-01-23 21:00 | 2019-01-23 22:00 | 66.52 | 2019 | 7.26 | 2019-01-31
Spain | ESP | 2019-01-23 22:00 | 2019-01-23 23:00 | 52.28 | 2019 | 7.26 | 2019-01-31
Spain | ESP | 2019-01-23 23:00 | 2019-01-24 | 50.91 | 2019 | 7.26 | 2019-01-31
Spain | ESP | 2019-01-24 | 2019-01-24 01:00 | 50.19 | 2019 | 7.26 | 2019-01-31
Spain | ESP | 2019-01-24 01:00 | 2019-01-24 02:00 | 49.56 | 2019 | 7.26 | 2019-01-31
Spain | ESP | 2019-01-24 02:00 | 2019-01-24 03:00 | 49.05 | 2019 | 7.26 | 2019-01-31
Spain | ESP | 2019-01-24 03:00 | 2019-01-24 04:00 | 49.24 | 2019 | 7.26 | 2019-01-31
Spain | ESP | 2019-01-24 04:00 | 2019-01-24 05:00 | 50 | 2019 | 7.26 | 2019-01-31
Spain | ESP | 2019-01-24 05:00 | 2019-01-24 06:00 | 50.55 | 2019 | 7.26 | 2019-01-31
Spain | ESP | 2019-01-24 06:00 | 2019-01-24 07:00 | 61.3 | 2019 | 7.26 | 2019-01-31
Spain | ESP | 2019-01-24 07:00 | 2019-01-24 08:00 | 66.67 | 2019 | 7.26 | 2019-01-31
Spain | ESP | 2019-01-24 08:00 | 2019-01-24 09:00 | 67.85 | 2019 | 7.26 | 2019-01-31
Spain | ESP | 2019-01-24 09:00 | 2019-01-24 10:00 | 68.01 | 2019 | 7.26 | 2019-01-31
Spain | ESP | 2019-01-24 10:00 | 2019-01-24 11:00 | 67.24 | 2019 | 7.26 | 2019-01-31
Spain | ESP | 2019-01-24 11:00 | 2019-01-24 12:00 | 65.83 | 2019 | 7.26 | 2019-01-31
Spain | ESP | 2019-01-24 12:00 | 2019-01-24 13:00 | 64.23 | 2019 | 7.26 | 2019-01-31
Spain | ESP | 2019-01-24 13:00 | 2019-01-24 14:00 | 60 | 2019 | 7.26 | 2019-01-31
Spain | ESP | 2019-01-24 14:00 | 2019-01-24 15:00 | 58.61 | 2019 | 7.26 | 2019-01-31
Spain | ESP | 2019-01-24 15:00 | 2019-01-24 16:00 | 60.45 | 2019 | 7.26 | 2019-01-31
Spain | ESP | 2019-01-24 16:00 | 2019-01-24 17:00 | 65.8 | 2019 | 7.26 | 2019-01-31
Spain | ESP | 2019-01-24 17:00 | 2019-01-24 18:00 | 68.36 | 2019 | 7.26 | 2019-01-31
Spain | ESP | 2019-01-24 18:00 | 2019-01-24 19:00 | 70 | 2019 | 7.26 | 2019-01-31
Spain | ESP | 2019-01-24 19:00 | 2019-01-24 20:00 | 70.13 | 2019 | 7.26 | 2019-01-31
Spain | ESP | 2019-01-24 20:00 | 2019-01-24 21:00 | 69.71 | 2019 | 7.26 | 2019-01-31
Spain | ESP | 2019-01-24 21:00 | 2019-01-24 22:00 | 68.01 | 2019 | 7.26 | 2019-01-31
Spain | ESP | 2019-01-24 22:00 | 2019-01-24 23:00 | 63.34 | 2019 | 7.26 | 2019-01-31
Spain | ESP | 2019-01-24 23:00 | 2019-01-25 | 52.39 | 2019 | 7.26 | 2019-01-31
Spain | ESP | 2019-01-25 | 2019-01-25 01:00 | 52.55 | 2019 | 7.26 | 2019-01-31
Spain | ESP | 2019-01-25 01:00 | 2019-01-25 02:00 | 51.97 | 2019 | 7.26 | 2019-01-31
Spain | ESP | 2019-01-25 02:00 | 2019-01-25 03:00 | 51.77 | 2019 | 7.26 | 2019-01-31
Spain | ESP | 2019-01-25 03:00 | 2019-01-25 04:00 | 51.78 | 2019 | 7.26 | 2019-01-31
Spain | ESP | 2019-01-25 04:00 | 2019-01-25 05:00 | 52.15 | 2019 | 7.26 | 2019-01-31
Spain | ESP | 2019-01-25 05:00 | 2019-01-25 06:00 | 52.55 | 2019 | 7.26 | 2019-01-31
Spain | ESP | 2019-01-25 06:00 | 2019-01-25 07:00 | 65.01 | 2019 | 7.26 | 2019-01-31
Spain | ESP | 2019-01-25 07:00 | 2019-01-25 08:00 | 68.25 | 2019 | 7.26 | 2019-01-31
Spain | ESP | 2019-01-25 08:00 | 2019-01-25 09:00 | 69.08 | 2019 | 7.26 | 2019-01-31
Spain | ESP | 2019-01-25 09:00 | 2019-01-25 10:00 | 68.77 | 2019 | 7.26 | 2019-01-31
Spain | ESP | 2019-01-25 10:00 | 2019-01-25 11:00 | 68.25 | 2019 | 7.26 | 2019-01-31
Spain | ESP | 2019-01-25 11:00 | 2019-01-25 12:00 | 67.57 | 2019 | 7.26 | 2019-01-31
Spain | ESP | 2019-01-25 12:00 | 2019-01-25 13:00 | 66.54 | 2019 | 7.26 | 2019-01-31
Spain | ESP | 2019-01-25 13:00 | 2019-01-25 14:00 | 63.87 | 2019 | 7.26 | 2019-01-31
Spain | ESP | 2019-01-25 14:00 | 2019-01-25 15:00 | 62.5 | 2019 | 7.26 | 2019-01-31
Spain | ESP | 2019-01-25 15:00 | 2019-01-25 16:00 | 63.87 | 2019 | 7.26 | 2019-01-31
Spain | ESP | 2019-01-25 16:00 | 2019-01-25 17:00 | 66.02 | 2019 | 7.26 | 2019-01-31
Spain | ESP | 2019-01-25 17:00 | 2019-01-25 18:00 | 68.77 | 2019 | 7.26 | 2019-01-31
Spain | ESP | 2019-01-25 18:00 | 2019-01-25 19:00 | 69.69 | 2019 | 7.26 | 2019-01-31
Spain | ESP | 2019-01-25 19:00 | 2019-01-25 20:00 | 67.63 | 2019 | 7.26 | 2019-01-31
Spain | ESP | 2019-01-25 20:00 | 2019-01-25 21:00 | 63.75 | 2019 | 7.26 | 2019-01-31
Spain | ESP | 2019-01-25 21:00 | 2019-01-25 22:00 | 62.96 | 2019 | 7.26 | 2019-01-31
Spain | ESP | 2019-01-25 22:00 | 2019-01-25 23:00 | 59.99 | 2019 | 7.26 | 2019-01-31
Spain | ESP | 2019-01-25 23:00 | 2019-01-26 | 60.73 | 2019 | 7.26 | 2019-01-31
Spain | ESP | 2019-01-26 | 2019-01-26 01:00 | 54.69 | 2019 | 7.26 | 2019-01-31
Spain | ESP | 2019-01-26 01:00 | 2019-01-26 02:00 | 53.14 | 2019 | 7.26 | 2019-01-31
Spain | ESP | 2019-01-26 02:00 | 2019-01-26 03:00 | 50.97 | 2019 | 7.26 | 2019-01-31
Spain | ESP | 2019-01-26 03:00 | 2019-01-26 04:00 | 51.5 | 2019 | 7.26 | 2019-01-31
Spain | ESP | 2019-01-26 04:00 | 2019-01-26 05:00 | 52.44 | 2019 | 7.26 | 2019-01-31
Spain | ESP | 2019-01-26 05:00 | 2019-01-26 06:00 | 54.47 | 2019 | 7.26 | 2019-01-31
Spain | ESP | 2019-01-26 06:00 | 2019-01-26 07:00 | 60 | 2019 | 7.26 | 2019-01-31
Spain | ESP | 2019-01-26 07:00 | 2019-01-26 08:00 | 63.75 | 2019 | 7.26 | 2019-01-31
Spain | ESP | 2019-01-26 08:00 | 2019-01-26 09:00 | 67.01 | 2019 | 7.26 | 2019-01-31
Spain | ESP | 2019-01-26 09:00 | 2019-01-26 10:00 | 68.4 | 2019 | 7.26 | 2019-01-31
Spain | ESP | 2019-01-26 10:00 | 2019-01-26 11:00 | 68.01 | 2019 | 7.26 | 2019-01-31
Spain | ESP | 2019-01-26 11:00 | 2019-01-26 12:00 | 66.01 | 2019 | 7.26 | 2019-01-31
Spain | ESP | 2019-01-26 12:00 | 2019-01-26 13:00 | 66.03 | 2019 | 7.26 | 2019-01-31
Spain | ESP | 2019-01-26 13:00 | 2019-01-26 14:00 | 64.8 | 2019 | 7.26 | 2019-01-31
Spain | ESP | 2019-01-26 14:00 | 2019-01-26 15:00 | 63.56 | 2019 | 7.26 | 2019-01-31
Spain | ESP | 2019-01-26 15:00 | 2019-01-26 16:00 | 60.98 | 2019 | 7.26 | 2019-01-31
Spain | ESP | 2019-01-26 16:00 | 2019-01-26 17:00 | 64.01 | 2019 | 7.26 | 2019-01-31
Spain | ESP | 2019-01-26 17:00 | 2019-01-26 18:00 | 68.07 | 2019 | 7.26 | 2019-01-31
Spain | ESP | 2019-01-26 18:00 | 2019-01-26 19:00 | 68.5 | 2019 | 7.26 | 2019-01-31
Spain | ESP | 2019-01-26 19:00 | 2019-01-26 20:00 | 68.25 | 2019 | 7.26 | 2019-01-31
Spain | ESP | 2019-01-26 20:00 | 2019-01-26 21:00 | 66.5 | 2019 | 7.26 | 2019-01-31
Spain | ESP | 2019-01-26 21:00 | 2019-01-26 22:00 | 60.07 | 2019 | 7.26 | 2019-01-31
Spain | ESP | 2019-01-26 22:00 | 2019-01-26 23:00 | 54.12 | 2019 | 7.26 | 2019-01-31
Spain | ESP | 2019-01-26 23:00 | 2019-01-27 | 57.04 | 2019 | 7.26 | 2019-01-31
Spain | ESP | 2019-01-27 | 2019-01-27 01:00 | 47.97 | 2019 | 7.26 | 2019-01-31
Spain | ESP | 2019-01-27 01:00 | 2019-01-27 02:00 | 44.1 | 2019 | 7.26 | 2019-01-31
Spain | ESP | 2019-01-27 02:00 | 2019-01-27 03:00 | 31.5 | 2019 | 7.26 | 2019-01-31
Spain | ESP | 2019-01-27 03:00 | 2019-01-27 04:00 | 25.54 | 2019 | 7.26 | 2019-01-31
Spain | ESP | 2019-01-27 04:00 | 2019-01-27 05:00 | 24.94 | 2019 | 7.26 | 2019-01-31
Spain | ESP | 2019-01-27 05:00 | 2019-01-27 06:00 | 19.74 | 2019 | 7.26 | 2019-01-31
Spain | ESP | 2019-01-27 06:00 | 2019-01-27 07:00 | 28.51 | 2019 | 7.26 | 2019-01-31
Spain | ESP | 2019-01-27 07:00 | 2019-01-27 08:00 | 33.14 | 2019 | 7.26 | 2019-01-31
Spain | ESP | 2019-01-27 08:00 | 2019-01-27 09:00 | 40.84 | 2019 | 7.26 | 2019-01-31
Spain | ESP | 2019-01-27 09:00 | 2019-01-27 10:00 | 44.63 | 2019 | 7.26 | 2019-01-31
Spain | ESP | 2019-01-27 10:00 | 2019-01-27 11:00 | 47.23 | 2019 | 7.26 | 2019-01-31
Spain | ESP | 2019-01-27 11:00 | 2019-01-27 12:00 | 46.97 | 2019 | 7.26 | 2019-01-31
Spain | ESP | 2019-01-27 12:00 | 2019-01-27 13:00 | 43.24 | 2019 | 7.26 | 2019-01-31
Spain | ESP | 2019-01-27 13:00 | 2019-01-27 14:00 | 41.31 | 2019 | 7.26 | 2019-01-31
Spain | ESP | 2019-01-27 14:00 | 2019-01-27 15:00 | 40.5 | 2019 | 7.26 | 2019-01-31
Spain | ESP | 2019-01-27 15:00 | 2019-01-27 16:00 | 41.18 | 2019 | 7.26 | 2019-01-31
Spain | ESP | 2019-01-27 16:00 | 2019-01-27 17:00 | 47.2 | 2019 | 7.26 | 2019-01-31
Spain | ESP | 2019-01-27 17:00 | 2019-01-27 18:00 | 52.64 | 2019 | 7.26 | 2019-01-31
Spain | ESP | 2019-01-27 18:00 | 2019-01-27 19:00 | 59.2 | 2019 | 7.26 | 2019-01-31
Spain | ESP | 2019-01-27 19:00 | 2019-01-27 20:00 | 62.07 | 2019 | 7.26 | 2019-01-31
Spain | ESP | 2019-01-27 20:00 | 2019-01-27 21:00 | 64.18 | 2019 | 7.26 | 2019-01-31
Spain | ESP | 2019-01-27 21:00 | 2019-01-27 22:00 | 60.02 | 2019 | 7.26 | 2019-01-31
Spain | ESP | 2019-01-27 22:00 | 2019-01-27 23:00 | 51.82 | 2019 | 7.26 | 2019-01-31
Spain | ESP | 2019-01-27 23:00 | 2019-01-28 | 45.33 | 2019 | 7.26 | 2019-01-31
Spain | ESP | 2019-01-28 | 2019-01-28 01:00 | 40.97 | 2019 | 7.26 | 2019-01-31
Spain | ESP | 2019-01-28 01:00 | 2019-01-28 02:00 | 40.42 | 2019 | 7.26 | 2019-01-31
Spain | ESP | 2019-01-28 02:00 | 2019-01-28 03:00 | 37.8 | 2019 | 7.26 | 2019-01-31
Spain | ESP | 2019-01-28 03:00 | 2019-01-28 04:00 | 38.09 | 2019 | 7.26 | 2019-01-31
Spain | ESP | 2019-01-28 04:00 | 2019-01-28 05:00 | 41.83 | 2019 | 7.26 | 2019-01-31
Spain | ESP | 2019-01-28 05:00 | 2019-01-28 06:00 | 48.35 | 2019 | 7.26 | 2019-01-31
Spain | ESP | 2019-01-28 06:00 | 2019-01-28 07:00 | 64.04 | 2019 | 7.26 | 2019-01-31
Spain | ESP | 2019-01-28 07:00 | 2019-01-28 08:00 | 65.1 | 2019 | 7.26 | 2019-01-31
Spain | ESP | 2019-01-28 08:00 | 2019-01-28 09:00 | 65 | 2019 | 7.26 | 2019-01-31
Spain | ESP | 2019-01-28 09:00 | 2019-01-28 10:00 | 63.96 | 2019 | 7.26 | 2019-01-31
Spain | ESP | 2019-01-28 10:00 | 2019-01-28 11:00 | 57.44 | 2019 | 7.26 | 2019-01-31
Spain | ESP | 2019-01-28 11:00 | 2019-01-28 12:00 | 57.97 | 2019 | 7.26 | 2019-01-31
Spain | ESP | 2019-01-28 12:00 | 2019-01-28 13:00 | 54.95 | 2019 | 7.26 | 2019-01-31
Spain | ESP | 2019-01-28 13:00 | 2019-01-28 14:00 | 52.3 | 2019 | 7.26 | 2019-01-31
Spain | ESP | 2019-01-28 14:00 | 2019-01-28 15:00 | 51.49 | 2019 | 7.26 | 2019-01-31
Spain | ESP | 2019-01-28 15:00 | 2019-01-28 16:00 | 53.97 | 2019 | 7.26 | 2019-01-31
Spain | ESP | 2019-01-28 16:00 | 2019-01-28 17:00 | 62.38 | 2019 | 7.26 | 2019-01-31
Spain | ESP | 2019-01-28 17:00 | 2019-01-28 18:00 | 68.45 | 2019 | 7.26 | 2019-01-31
Spain | ESP | 2019-01-28 18:00 | 2019-01-28 19:00 | 70.01 | 2019 | 7.26 | 2019-01-31
Spain | ESP | 2019-01-28 19:00 | 2019-01-28 20:00 | 68.65 | 2019 | 7.26 | 2019-01-31
Spain | ESP | 2019-01-28 20:00 | 2019-01-28 21:00 | 67.18 | 2019 | 7.26 | 2019-01-31
Spain | ESP | 2019-01-28 21:00 | 2019-01-28 22:00 | 64.29 | 2019 | 7.26 | 2019-01-31
Spain | ESP | 2019-01-28 22:00 | 2019-01-28 23:00 | 57.12 | 2019 | 7.26 | 2019-01-31
Spain | ESP | 2019-01-28 23:00 | 2019-01-29 | 55 | 2019 | 7.26 | 2019-01-31
Spain | ESP | 2019-01-29 | 2019-01-29 01:00 | 50.15 | 2019 | 7.26 | 2019-01-31
Spain | ESP | 2019-01-29 01:00 | 2019-01-29 02:00 | 49.89 | 2019 | 7.26 | 2019-01-31
Spain | ESP | 2019-01-29 02:00 | 2019-01-29 03:00 | 47.43 | 2019 | 7.26 | 2019-01-31
Spain | ESP | 2019-01-29 03:00 | 2019-01-29 04:00 | 45.97 | 2019 | 7.26 | 2019-01-31
Spain | ESP | 2019-01-29 04:00 | 2019-01-29 05:00 | 49.07 | 2019 | 7.26 | 2019-01-31
Spain | ESP | 2019-01-29 05:00 | 2019-01-29 06:00 | 56.91 | 2019 | 7.26 | 2019-01-31
Spain | ESP | 2019-01-29 06:00 | 2019-01-29 07:00 | 66.64 | 2019 | 7.26 | 2019-01-31
Spain | ESP | 2019-01-29 07:00 | 2019-01-29 08:00 | 67.83 | 2019 | 7.26 | 2019-01-31
Spain | ESP | 2019-01-29 08:00 | 2019-01-29 09:00 | 68.07 | 2019 | 7.26 | 2019-01-31
Spain | ESP | 2019-01-29 09:00 | 2019-01-29 10:00 | 67.78 | 2019 | 7.26 | 2019-01-31
Spain | ESP | 2019-01-29 10:00 | 2019-01-29 11:00 | 66.58 | 2019 | 7.26 | 2019-01-31
Spain | ESP | 2019-01-29 11:00 | 2019-01-29 12:00 | 64.99 | 2019 | 7.26 | 2019-01-31
Spain | ESP | 2019-01-29 12:00 | 2019-01-29 13:00 | 62.65 | 2019 | 7.26 | 2019-01-31
Spain | ESP | 2019-01-29 13:00 | 2019-01-29 14:00 | 57.51 | 2019 | 7.26 | 2019-01-31
Spain | ESP | 2019-01-29 14:00 | 2019-01-29 15:00 | 57.42 | 2019 | 7.26 | 2019-01-31
Spain | ESP | 2019-01-29 15:00 | 2019-01-29 16:00 | 59.62 | 2019 | 7.26 | 2019-01-31
Spain | ESP | 2019-01-29 16:00 | 2019-01-29 17:00 | 64.07 | 2019 | 7.26 | 2019-01-31
Spain | ESP | 2019-01-29 17:00 | 2019-01-29 18:00 | 65.53 | 2019 | 7.26 | 2019-01-31
Spain | ESP | 2019-01-29 18:00 | 2019-01-29 19:00 | 67.67 | 2019 | 7.26 | 2019-01-31
Spain | ESP | 2019-01-29 19:00 | 2019-01-29 20:00 | 65.84 | 2019 | 7.26 | 2019-01-31
Spain | ESP | 2019-01-29 20:00 | 2019-01-29 21:00 | 60.54 | 2019 | 7.26 | 2019-01-31
Spain | ESP | 2019-01-29 21:00 | 2019-01-29 22:00 | 59.06 | 2019 | 7.26 | 2019-01-31
Spain | ESP | 2019-01-29 22:00 | 2019-01-29 23:00 | 52.63 | 2019 | 7.26 | 2019-01-31
Spain | ESP | 2019-01-29 23:00 | 2019-01-30 | 48.51 | 2019 | 7.26 | 2019-01-31
Spain | ESP | 2019-01-30 | 2019-01-30 01:00 | 46.36 | 2019 | 7.26 | 2019-01-31
Spain | ESP | 2019-01-30 01:00 | 2019-01-30 02:00 | 45.1 | 2019 | 7.26 | 2019-01-31
Spain | ESP | 2019-01-30 02:00 | 2019-01-30 03:00 | 42.85 | 2019 | 7.26 | 2019-01-31
Spain | ESP | 2019-01-30 03:00 | 2019-01-30 04:00 | 42.74 | 2019 | 7.26 | 2019-01-31
Spain | ESP | 2019-01-30 04:00 | 2019-01-30 05:00 | 46.34 | 2019 | 7.26 | 2019-01-31
Spain | ESP | 2019-01-30 05:00 | 2019-01-30 06:00 | 52.44 | 2019 | 7.26 | 2019-01-31
Spain | ESP | 2019-01-30 06:00 | 2019-01-30 07:00 | 64.99 | 2019 | 7.26 | 2019-01-31
Spain | ESP | 2019-01-30 07:00 | 2019-01-30 08:00 | 68.17 | 2019 | 7.26 | 2019-01-31
Spain | ESP | 2019-01-30 08:00 | 2019-01-30 09:00 | 68.65 | 2019 | 7.26 | 2019-01-31
Spain | ESP | 2019-01-30 09:00 | 2019-01-30 10:00 | 68.07 | 2019 | 7.26 | 2019-01-31
Spain | ESP | 2019-01-30 10:00 | 2019-01-30 11:00 | 68 | 2019 | 7.26 | 2019-01-31
Spain | ESP | 2019-01-30 11:00 | 2019-01-30 12:00 | 65.48 | 2019 | 7.26 | 2019-01-31
Spain | ESP | 2019-01-30 12:00 | 2019-01-30 13:00 | 63.65 | 2019 | 7.26 | 2019-01-31
Spain | ESP | 2019-01-30 13:00 | 2019-01-30 14:00 | 60.47 | 2019 | 7.26 | 2019-01-31
Spain | ESP | 2019-01-30 14:00 | 2019-01-30 15:00 | 57.88 | 2019 | 7.26 | 2019-01-31
Spain | ESP | 2019-01-30 15:00 | 2019-01-30 16:00 | 57.72 | 2019 | 7.26 | 2019-01-31
Spain | ESP | 2019-01-30 16:00 | 2019-01-30 17:00 | 61.6 | 2019 | 7.26 | 2019-01-31
Spain | ESP | 2019-01-30 17:00 | 2019-01-30 18:00 | 64.01 | 2019 | 7.26 | 2019-01-31
Spain | ESP | 2019-01-30 18:00 | 2019-01-30 19:00 | 66 | 2019 | 7.26 | 2019-01-31
Spain | ESP | 2019-01-30 19:00 | 2019-01-30 20:00 | 65.24 | 2019 | 7.26 | 2019-01-31
Spain | ESP | 2019-01-30 20:00 | 2019-01-30 21:00 | 60.77 | 2019 | 7.26 | 2019-01-31
Spain | ESP | 2019-01-30 21:00 | 2019-01-30 22:00 | 57.38 | 2019 | 7.26 | 2019-01-31
Spain | ESP | 2019-01-30 22:00 | 2019-01-30 23:00 | 49.07 | 2019 | 7.26 | 2019-01-31
Spain | ESP | 2019-01-30 23:00 | 2019-01-31 | 48.08 | 2019 | 7.26 | 2019-01-31
Spain | ESP | 2019-01-31 | 2019-01-31 01:00 | 47.33 | 2019 | 7.26 | 2019-01-31
Spain | ESP | 2019-01-31 01:00 | 2019-01-31 02:00 | 45.5 | 2019 | 7.26 | 2019-01-31
Spain | ESP | 2019-01-31 02:00 | 2019-01-31 03:00 | 44.5 | 2019 | 7.26 | 2019-01-31
Spain | ESP | 2019-01-31 03:00 | 2019-01-31 04:00 | 44.1 | 2019 | 7.26 | 2019-01-31
Spain | ESP | 2019-01-31 04:00 | 2019-01-31 05:00 | 45 | 2019 | 7.26 | 2019-01-31
Spain | ESP | 2019-01-31 05:00 | 2019-01-31 06:00 | 46.07 | 2019 | 7.26 | 2019-01-31
Spain | ESP | 2019-01-31 06:00 | 2019-01-31 07:00 | 53.89 | 2019 | 7.26 | 2019-01-31
Spain | ESP | 2019-01-31 07:00 | 2019-01-31 08:00 | 63.75 | 2019 | 7.26 | 2019-01-31
Spain | ESP | 2019-01-31 08:00 | 2019-01-31 09:00 | 65 | 2019 | 7.26 | 2019-01-31
Spain | ESP | 2019-01-31 09:00 | 2019-01-31 10:00 | 64.93 | 2019 | 7.26 | 2019-01-31
Spain | ESP | 2019-01-31 10:00 | 2019-01-31 11:00 | 64.07 | 2019 | 7.26 | 2019-01-31
Spain | ESP | 2019-01-31 11:00 | 2019-01-31 12:00 | 62.01 | 2019 | 7.26 | 2019-01-31
Spain | ESP | 2019-01-31 12:00 | 2019-01-31 13:00 | 60.1 | 2019 | 7.26 | 2019-01-31
Spain | ESP | 2019-01-31 13:00 | 2019-01-31 14:00 | 54.48 | 2019 | 7.26 | 2019-01-31
Spain | ESP | 2019-01-31 14:00 | 2019-01-31 15:00 | 53.95 | 2019 | 7.26 | 2019-01-31
Spain | ESP | 2019-01-31 15:00 | 2019-01-31 16:00 | 54.78 | 2019 | 7.26 | 2019-01-31
Spain | ESP | 2019-01-31 16:00 | 2019-01-31 17:00 | 58 | 2019 | 7.26 | 2019-01-31
Spain | ESP | 2019-01-31 17:00 | 2019-01-31 18:00 | 63.3 | 2019 | 7.26 | 2019-01-31
Spain | ESP | 2019-01-31 18:00 | 2019-01-31 19:00 | 65.4 | 2019 | 7.26 | 2019-01-31
Spain | ESP | 2019-01-31 19:00 | 2019-01-31 20:00 | 59.9 | 2019 | 7.26 | 2019-01-31
Spain | ESP | 2019-01-31 20:00 | 2019-01-31 21:00 | 52.84 | 2019 | 7.26 | 2019-01-31
Spain | ESP | 2019-01-31 21:00 | 2019-01-31 22:00 | 51.36 | 2019 | 7.26 | 2019-01-31
Spain | ESP | 2019-01-31 22:00 | 2019-01-31 23:00 | 48.8 | 2019 | 7.26 | 2019-01-31
Spain | ESP | 2019-01-31 23:00 | 2019-02-01 | 47.07 | 2019 | 7.26 | 2019-01-31
Spain | ESP | 2019-02-01 | 2019-02-01 01:00 | 45.47 | 2019 | 6.01 | 2019-02-28
Spain | ESP | 2019-02-01 01:00 | 2019-02-01 02:00 | 43.1 | 2019 | 6.01 | 2019-02-28
Spain | ESP | 2019-02-01 02:00 | 2019-02-01 03:00 | 41.1 | 2019 | 6.01 | 2019-02-28
Spain | ESP | 2019-02-01 03:00 | 2019-02-01 04:00 | 41.51 | 2019 | 6.01 | 2019-02-28
Spain | ESP | 2019-02-01 04:00 | 2019-02-01 05:00 | 44.1 | 2019 | 6.01 | 2019-02-28
Spain | ESP | 2019-02-01 05:00 | 2019-02-01 06:00 | 45.97 | 2019 | 6.01 | 2019-02-28
Spain | ESP | 2019-02-01 06:00 | 2019-02-01 07:00 | 54.11 | 2019 | 6.01 | 2019-02-28
Spain | ESP | 2019-02-01 07:00 | 2019-02-01 08:00 | 60.75 | 2019 | 6.01 | 2019-02-28
Spain | ESP | 2019-02-01 08:00 | 2019-02-01 09:00 | 61.78 | 2019 | 6.01 | 2019-02-28
Spain | ESP | 2019-02-01 09:00 | 2019-02-01 10:00 | 60.75 | 2019 | 6.01 | 2019-02-28
Spain | ESP | 2019-02-01 10:00 | 2019-02-01 11:00 | 59.1 | 2019 | 6.01 | 2019-02-28
Spain | ESP | 2019-02-01 11:00 | 2019-02-01 12:00 | 57.99 | 2019 | 6.01 | 2019-02-28
Spain | ESP | 2019-02-01 12:00 | 2019-02-01 13:00 | 55.84 | 2019 | 6.01 | 2019-02-28
Spain | ESP | 2019-02-01 13:00 | 2019-02-01 14:00 | 49.89 | 2019 | 6.01 | 2019-02-28
Spain | ESP | 2019-02-01 14:00 | 2019-02-01 15:00 | 48.87 | 2019 | 6.01 | 2019-02-28
Spain | ESP | 2019-02-01 15:00 | 2019-02-01 16:00 | 50 | 2019 | 6.01 | 2019-02-28
Spain | ESP | 2019-02-01 16:00 | 2019-02-01 17:00 | 52.44 | 2019 | 6.01 | 2019-02-28
Spain | ESP | 2019-02-01 17:00 | 2019-02-01 18:00 | 58.6 | 2019 | 6.01 | 2019-02-28
Spain | ESP | 2019-02-01 18:00 | 2019-02-01 19:00 | 62.55 | 2019 | 6.01 | 2019-02-28
Spain | ESP | 2019-02-01 19:00 | 2019-02-01 20:00 | 62.99 | 2019 | 6.01 | 2019-02-28
Spain | ESP | 2019-02-01 20:00 | 2019-02-01 21:00 | 57.29 | 2019 | 6.01 | 2019-02-28
Spain | ESP | 2019-02-01 21:00 | 2019-02-01 22:00 | 54.01 | 2019 | 6.01 | 2019-02-28
Spain | ESP | 2019-02-01 22:00 | 2019-02-01 23:00 | 49.07 | 2019 | 6.01 | 2019-02-28
Spain | ESP | 2019-02-01 23:00 | 2019-02-02 | 42.87 | 2019 | 6.01 | 2019-02-28
Spain | ESP | 2019-02-02 | 2019-02-02 01:00 | 38.03 | 2019 | 6.01 | 2019-02-28
Spain | ESP | 2019-02-02 01:00 | 2019-02-02 02:00 | 30 | 2019 | 6.01 | 2019-02-28
Spain | ESP | 2019-02-02 02:00 | 2019-02-02 03:00 | 25.07 | 2019 | 6.01 | 2019-02-28
Spain | ESP | 2019-02-02 03:00 | 2019-02-02 04:00 | 24.72 | 2019 | 6.01 | 2019-02-28
Spain | ESP | 2019-02-02 04:00 | 2019-02-02 05:00 | 20.45 | 2019 | 6.01 | 2019-02-28
Spain | ESP | 2019-02-02 05:00 | 2019-02-02 06:00 | 24 | 2019 | 6.01 | 2019-02-28
Spain | ESP | 2019-02-02 06:00 | 2019-02-02 07:00 | 29.99 | 2019 | 6.01 | 2019-02-28
Spain | ESP | 2019-02-02 07:00 | 2019-02-02 08:00 | 38.03 | 2019 | 6.01 | 2019-02-28
Spain | ESP | 2019-02-02 08:00 | 2019-02-02 09:00 | 42.01 | 2019 | 6.01 | 2019-02-28
Spain | ESP | 2019-02-02 09:00 | 2019-02-02 10:00 | 44.77 | 2019 | 6.01 | 2019-02-28
Spain | ESP | 2019-02-02 10:00 | 2019-02-02 11:00 | 41.8 | 2019 | 6.01 | 2019-02-28
Spain | ESP | 2019-02-02 11:00 | 2019-02-02 12:00 | 39.9 | 2019 | 6.01 | 2019-02-28
Spain | ESP | 2019-02-02 12:00 | 2019-02-02 13:00 | 39.07 | 2019 | 6.01 | 2019-02-28
Spain | ESP | 2019-02-02 13:00 | 2019-02-02 14:00 | 36.03 | 2019 | 6.01 | 2019-02-28
Spain | ESP | 2019-02-02 14:00 | 2019-02-02 15:00 | 29.99 | 2019 | 6.01 | 2019-02-28
Spain | ESP | 2019-02-02 15:00 | 2019-02-02 16:00 | 29.98 | 2019 | 6.01 | 2019-02-28
Spain | ESP | 2019-02-02 16:00 | 2019-02-02 17:00 | 39.57 | 2019 | 6.01 | 2019-02-28
Spain | ESP | 2019-02-02 17:00 | 2019-02-02 18:00 | 49.27 | 2019 | 6.01 | 2019-02-28
Spain | ESP | 2019-02-02 18:00 | 2019-02-02 19:00 | 51.92 | 2019 | 6.01 | 2019-02-28
Spain | ESP | 2019-02-02 19:00 | 2019-02-02 20:00 | 50.43 | 2019 | 6.01 | 2019-02-28
Spain | ESP | 2019-02-02 20:00 | 2019-02-02 21:00 | 48.48 | 2019 | 6.01 | 2019-02-28
Spain | ESP | 2019-02-02 21:00 | 2019-02-02 22:00 | 48.49 | 2019 | 6.01 | 2019-02-28
Spain | ESP | 2019-02-02 22:00 | 2019-02-02 23:00 | 46.06 | 2019 | 6.01 | 2019-02-28
Spain | ESP | 2019-02-02 23:00 | 2019-02-03 | 46.39 | 2019 | 6.01 | 2019-02-28
Spain | ESP | 2019-02-03 | 2019-02-03 01:00 | 41.29 | 2019 | 6.01 | 2019-02-28
Spain | ESP | 2019-02-03 01:00 | 2019-02-03 02:00 | 40.48 | 2019 | 6.01 | 2019-02-28
Spain | ESP | 2019-02-03 02:00 | 2019-02-03 03:00 | 39 | 2019 | 6.01 | 2019-02-28
Spain | ESP | 2019-02-03 03:00 | 2019-02-03 04:00 | 38.9 | 2019 | 6.01 | 2019-02-28
Spain | ESP | 2019-02-03 04:00 | 2019-02-03 05:00 | 38.47 | 2019 | 6.01 | 2019-02-28
Spain | ESP | 2019-02-03 05:00 | 2019-02-03 06:00 | 39.88 | 2019 | 6.01 | 2019-02-28
Spain | ESP | 2019-02-03 06:00 | 2019-02-03 07:00 | 40.97 | 2019 | 6.01 | 2019-02-28
Spain | ESP | 2019-02-03 07:00 | 2019-02-03 08:00 | 43.8 | 2019 | 6.01 | 2019-02-28
Spain | ESP | 2019-02-03 08:00 | 2019-02-03 09:00 | 47.05 | 2019 | 6.01 | 2019-02-28
Spain | ESP | 2019-02-03 09:00 | 2019-02-03 10:00 | 49.33 | 2019 | 6.01 | 2019-02-28
Spain | ESP | 2019-02-03 10:00 | 2019-02-03 11:00 | 51.11 | 2019 | 6.01 | 2019-02-28
Spain | ESP | 2019-02-03 11:00 | 2019-02-03 12:00 | 50.35 | 2019 | 6.01 | 2019-02-28
Spain | ESP | 2019-02-03 12:00 | 2019-02-03 13:00 | 47.09 | 2019 | 6.01 | 2019-02-28
Spain | ESP | 2019-02-03 13:00 | 2019-02-03 14:00 | 45.14 | 2019 | 6.01 | 2019-02-28
Spain | ESP | 2019-02-03 14:00 | 2019-02-03 15:00 | 44.4 | 2019 | 6.01 | 2019-02-28
Spain | ESP | 2019-02-03 15:00 | 2019-02-03 16:00 | 45.79 | 2019 | 6.01 | 2019-02-28
Spain | ESP | 2019-02-03 16:00 | 2019-02-03 17:00 | 51.94 | 2019 | 6.01 | 2019-02-28
Spain | ESP | 2019-02-03 17:00 | 2019-02-03 18:00 | 59.54 | 2019 | 6.01 | 2019-02-28
Spain | ESP | 2019-02-03 18:00 | 2019-02-03 19:00 | 63.93 | 2019 | 6.01 | 2019-02-28
Spain | ESP | 2019-02-03 19:00 | 2019-02-03 20:00 | 63.54 | 2019 | 6.01 | 2019-02-28
Spain | ESP | 2019-02-03 20:00 | 2019-02-03 21:00 | 63.75 | 2019 | 6.01 | 2019-02-28
Spain | ESP | 2019-02-03 21:00 | 2019-02-03 22:00 | 59.7 | 2019 | 6.01 | 2019-02-28
Spain | ESP | 2019-02-03 22:00 | 2019-02-03 23:00 | 49.82 | 2019 | 6.01 | 2019-02-28
Spain | ESP | 2019-02-03 23:00 | 2019-02-04 | 48.57 | 2019 | 6.01 | 2019-02-28
Spain | ESP | 2019-02-04 | 2019-02-04 01:00 | 45.47 | 2019 | 6.01 | 2019-02-28
Spain | ESP | 2019-02-04 01:00 | 2019-02-04 02:00 | 41.15 | 2019 | 6.01 | 2019-02-28
Spain | ESP | 2019-02-04 02:00 | 2019-02-04 03:00 | 39.21 | 2019 | 6.01 | 2019-02-28
Spain | ESP | 2019-02-04 03:00 | 2019-02-04 04:00 | 38.55 | 2019 | 6.01 | 2019-02-28
Spain | ESP | 2019-02-04 04:00 | 2019-02-04 05:00 | 43.01 | 2019 | 6.01 | 2019-02-28
Spain | ESP | 2019-02-04 05:00 | 2019-02-04 06:00 | 49.61 | 2019 | 6.01 | 2019-02-28
Spain | ESP | 2019-02-04 06:00 | 2019-02-04 07:00 | 64.1 | 2019 | 6.01 | 2019-02-28
Spain | ESP | 2019-02-04 07:00 | 2019-02-04 08:00 | 64.59 | 2019 | 6.01 | 2019-02-28
Spain | ESP | 2019-02-04 08:00 | 2019-02-04 09:00 | 66.55 | 2019 | 6.01 | 2019-02-28
Spain | ESP | 2019-02-04 09:00 | 2019-02-04 10:00 | 66.55 | 2019 | 6.01 | 2019-02-28
Spain | ESP | 2019-02-04 10:00 | 2019-02-04 11:00 | 65.13 | 2019 | 6.01 | 2019-02-28
Spain | ESP | 2019-02-04 11:00 | 2019-02-04 12:00 | 63.93 | 2019 | 6.01 | 2019-02-28
Spain | ESP | 2019-02-04 12:00 | 2019-02-04 13:00 | 63.53 | 2019 | 6.01 | 2019-02-28
Spain | ESP | 2019-02-04 13:00 | 2019-02-04 14:00 | 62.03 | 2019 | 6.01 | 2019-02-28
Spain | ESP | 2019-02-04 14:00 | 2019-02-04 15:00 | 61.01 | 2019 | 6.01 | 2019-02-28
Spain | ESP | 2019-02-04 15:00 | 2019-02-04 16:00 | 61.01 | 2019 | 6.01 | 2019-02-28
Spain | ESP | 2019-02-04 16:00 | 2019-02-04 17:00 | 63.93 | 2019 | 6.01 | 2019-02-28
Spain | ESP | 2019-02-04 17:00 | 2019-02-04 18:00 | 69.04 | 2019 | 6.01 | 2019-02-28
Spain | ESP | 2019-02-04 18:00 | 2019-02-04 19:00 | 70.66 | 2019 | 6.01 | 2019-02-28
Spain | ESP | 2019-02-04 19:00 | 2019-02-04 20:00 | 69.58 | 2019 | 6.01 | 2019-02-28
Spain | ESP | 2019-02-04 20:00 | 2019-02-04 21:00 | 68.5 | 2019 | 6.01 | 2019-02-28
Spain | ESP | 2019-02-04 21:00 | 2019-02-04 22:00 | 66.1 | 2019 | 6.01 | 2019-02-28
Spain | ESP | 2019-02-04 22:00 | 2019-02-04 23:00 | 63.01 | 2019 | 6.01 | 2019-02-28
Spain | ESP | 2019-02-04 23:00 | 2019-02-05 | 58.3 | 2019 | 6.01 | 2019-02-28
Spain | ESP | 2019-02-05 | 2019-02-05 01:00 | 54.44 | 2019 | 6.01 | 2019-02-28
Spain | ESP | 2019-02-05 01:00 | 2019-02-05 02:00 | 51.78 | 2019 | 6.01 | 2019-02-28
Spain | ESP | 2019-02-05 02:00 | 2019-02-05 03:00 | 48.77 | 2019 | 6.01 | 2019-02-28
Spain | ESP | 2019-02-05 03:00 | 2019-02-05 04:00 | 48.77 | 2019 | 6.01 | 2019-02-28
Spain | ESP | 2019-02-05 04:00 | 2019-02-05 05:00 | 49.15 | 2019 | 6.01 | 2019-02-28
Spain | ESP | 2019-02-05 05:00 | 2019-02-05 06:00 | 59.46 | 2019 | 6.01 | 2019-02-28
Spain | ESP | 2019-02-05 06:00 | 2019-02-05 07:00 | 64.09 | 2019 | 6.01 | 2019-02-28
Spain | ESP | 2019-02-05 07:00 | 2019-02-05 08:00 | 68.07 | 2019 | 6.01 | 2019-02-28
Spain | ESP | 2019-02-05 08:00 | 2019-02-05 09:00 | 68 | 2019 | 6.01 | 2019-02-28
Spain | ESP | 2019-02-05 09:00 | 2019-02-05 10:00 | 65.79 | 2019 | 6.01 | 2019-02-28
Spain | ESP | 2019-02-05 10:00 | 2019-02-05 11:00 | 62.85 | 2019 | 6.01 | 2019-02-28
Spain | ESP | 2019-02-05 11:00 | 2019-02-05 12:00 | 59.35 | 2019 | 6.01 | 2019-02-28
Spain | ESP | 2019-02-05 12:00 | 2019-02-05 13:00 | 58.18 | 2019 | 6.01 | 2019-02-28
Spain | ESP | 2019-02-05 13:00 | 2019-02-05 14:00 | 57.96 | 2019 | 6.01 | 2019-02-28
Spain | ESP | 2019-02-05 14:00 | 2019-02-05 15:00 | 58.04 | 2019 | 6.01 | 2019-02-28
Spain | ESP | 2019-02-05 15:00 | 2019-02-05 16:00 | 60.35 | 2019 | 6.01 | 2019-02-28
Spain | ESP | 2019-02-05 16:00 | 2019-02-05 17:00 | 63.06 | 2019 | 6.01 | 2019-02-28
Spain | ESP | 2019-02-05 17:00 | 2019-02-05 18:00 | 65.79 | 2019 | 6.01 | 2019-02-28
Spain | ESP | 2019-02-05 18:00 | 2019-02-05 19:00 | 66.83 | 2019 | 6.01 | 2019-02-28
Spain | ESP | 2019-02-05 19:00 | 2019-02-05 20:00 | 67.5 | 2019 | 6.01 | 2019-02-28
Spain | ESP | 2019-02-05 20:00 | 2019-02-05 21:00 | 67.1 | 2019 | 6.01 | 2019-02-28
Spain | ESP | 2019-02-05 21:00 | 2019-02-05 22:00 | 63.75 | 2019 | 6.01 | 2019-02-28
Spain | ESP | 2019-02-05 22:00 | 2019-02-05 23:00 | 62.51 | 2019 | 6.01 | 2019-02-28
Spain | ESP | 2019-02-05 23:00 | 2019-02-06 | 63.25 | 2019 | 6.01 | 2019-02-28
Spain | ESP | 2019-02-06 | 2019-02-06 01:00 | 60.5 | 2019 | 6.01 | 2019-02-28
Spain | ESP | 2019-02-06 01:00 | 2019-02-06 02:00 | 55.07 | 2019 | 6.01 | 2019-02-28
Spain | ESP | 2019-02-06 02:00 | 2019-02-06 03:00 | 54 | 2019 | 6.01 | 2019-02-28
Spain | ESP | 2019-02-06 03:00 | 2019-02-06 04:00 | 52.73 | 2019 | 6.01 | 2019-02-28
Spain | ESP | 2019-02-06 04:00 | 2019-02-06 05:00 | 55.68 | 2019 | 6.01 | 2019-02-28
Spain | ESP | 2019-02-06 05:00 | 2019-02-06 06:00 | 59.48 | 2019 | 6.01 | 2019-02-28
Spain | ESP | 2019-02-06 06:00 | 2019-02-06 07:00 | 63 | 2019 | 6.01 | 2019-02-28
Spain | ESP | 2019-02-06 07:00 | 2019-02-06 08:00 | 65.64 | 2019 | 6.01 | 2019-02-28
Spain | ESP | 2019-02-06 08:00 | 2019-02-06 09:00 | 66.85 | 2019 | 6.01 | 2019-02-28
Spain | ESP | 2019-02-06 09:00 | 2019-02-06 10:00 | 66.55 | 2019 | 6.01 | 2019-02-28
Spain | ESP | 2019-02-06 10:00 | 2019-02-06 11:00 | 64.18 | 2019 | 6.01 | 2019-02-28
Spain | ESP | 2019-02-06 11:00 | 2019-02-06 12:00 | 63.1 | 2019 | 6.01 | 2019-02-28
Spain | ESP | 2019-02-06 12:00 | 2019-02-06 13:00 | 61.98 | 2019 | 6.01 | 2019-02-28
Spain | ESP | 2019-02-06 13:00 | 2019-02-06 14:00 | 57.51 | 2019 | 6.01 | 2019-02-28
Spain | ESP | 2019-02-06 14:00 | 2019-02-06 15:00 | 55.37 | 2019 | 6.01 | 2019-02-28
Spain | ESP | 2019-02-06 15:00 | 2019-02-06 16:00 | 56.73 | 2019 | 6.01 | 2019-02-28
Spain | ESP | 2019-02-06 16:00 | 2019-02-06 17:00 | 60.32 | 2019 | 6.01 | 2019-02-28
Spain | ESP | 2019-02-06 17:00 | 2019-02-06 18:00 | 63.1 | 2019 | 6.01 | 2019-02-28
Spain | ESP | 2019-02-06 18:00 | 2019-02-06 19:00 | 66.98 | 2019 | 6.01 | 2019-02-28
Spain | ESP | 2019-02-06 19:00 | 2019-02-06 20:00 | 67.52 | 2019 | 6.01 | 2019-02-28
Spain | ESP | 2019-02-06 20:00 | 2019-02-06 21:00 | 66.55 | 2019 | 6.01 | 2019-02-28
Spain | ESP | 2019-02-06 21:00 | 2019-02-06 22:00 | 63.08 | 2019 | 6.01 | 2019-02-28
Spain | ESP | 2019-02-06 22:00 | 2019-02-06 23:00 | 61.1 | 2019 | 6.01 | 2019-02-28
Spain | ESP | 2019-02-06 23:00 | 2019-02-07 | 52.91 | 2019 | 6.01 | 2019-02-28
Spain | ESP | 2019-02-07 | 2019-02-07 01:00 | 48.65 | 2019 | 6.01 | 2019-02-28
Spain | ESP | 2019-02-07 01:00 | 2019-02-07 02:00 | 45.97 | 2019 | 6.01 | 2019-02-28
Spain | ESP | 2019-02-07 02:00 | 2019-02-07 03:00 | 45.47 | 2019 | 6.01 | 2019-02-28
Spain | ESP | 2019-02-07 03:00 | 2019-02-07 04:00 | 43.97 | 2019 | 6.01 | 2019-02-28
Spain | ESP | 2019-02-07 04:00 | 2019-02-07 05:00 | 45.87 | 2019 | 6.01 | 2019-02-28
Spain | ESP | 2019-02-07 05:00 | 2019-02-07 06:00 | 50.33 | 2019 | 6.01 | 2019-02-28
Spain | ESP | 2019-02-07 06:00 | 2019-02-07 07:00 | 61.12 | 2019 | 6.01 | 2019-02-28
Spain | ESP | 2019-02-07 07:00 | 2019-02-07 08:00 | 62.27 | 2019 | 6.01 | 2019-02-28
Spain | ESP | 2019-02-07 08:00 | 2019-02-07 09:00 | 63.75 | 2019 | 6.01 | 2019-02-28
Spain | ESP | 2019-02-07 09:00 | 2019-02-07 10:00 | 64.17 | 2019 | 6.01 | 2019-02-28
Spain | ESP | 2019-02-07 10:00 | 2019-02-07 11:00 | 62.58 | 2019 | 6.01 | 2019-02-28
Spain | ESP | 2019-02-07 11:00 | 2019-02-07 12:00 | 62.27 | 2019 | 6.01 | 2019-02-28
Spain | ESP | 2019-02-07 12:00 | 2019-02-07 13:00 | 62.01 | 2019 | 6.01 | 2019-02-28
Spain | ESP | 2019-02-07 13:00 | 2019-02-07 14:00 | 56 | 2019 | 6.01 | 2019-02-28
Spain | ESP | 2019-02-07 14:00 | 2019-02-07 15:00 | 53.51 | 2019 | 6.01 | 2019-02-28
Spain | ESP | 2019-02-07 15:00 | 2019-02-07 16:00 | 54.72 | 2019 | 6.01 | 2019-02-28
Spain | ESP | 2019-02-07 16:00 | 2019-02-07 17:00 | 60.86 | 2019 | 6.01 | 2019-02-28
Spain | ESP | 2019-02-07 17:00 | 2019-02-07 18:00 | 64.21 | 2019 | 6.01 | 2019-02-28
Spain | ESP | 2019-02-07 18:00 | 2019-02-07 19:00 | 67.2 | 2019 | 6.01 | 2019-02-28
Spain | ESP | 2019-02-07 19:00 | 2019-02-07 20:00 | 68.07 | 2019 | 6.01 | 2019-02-28
Spain | ESP | 2019-02-07 20:00 | 2019-02-07 21:00 | 67.55 | 2019 | 6.01 | 2019-02-28
Spain | ESP | 2019-02-07 21:00 | 2019-02-07 22:00 | 65.69 | 2019 | 6.01 | 2019-02-28
Spain | ESP | 2019-02-07 22:00 | 2019-02-07 23:00 | 65 | 2019 | 6.01 | 2019-02-28
Spain | ESP | 2019-02-07 23:00 | 2019-02-08 | 65 | 2019 | 6.01 | 2019-02-28
Spain | ESP | 2019-02-08 | 2019-02-08 01:00 | 61.21 | 2019 | 6.01 | 2019-02-28
Spain | ESP | 2019-02-08 01:00 | 2019-02-08 02:00 | 52.73 | 2019 | 6.01 | 2019-02-28
Spain | ESP | 2019-02-08 02:00 | 2019-02-08 03:00 | 51.02 | 2019 | 6.01 | 2019-02-28
Spain | ESP | 2019-02-08 03:00 | 2019-02-08 04:00 | 49.14 | 2019 | 6.01 | 2019-02-28
Spain | ESP | 2019-02-08 04:00 | 2019-02-08 05:00 | 49.13 | 2019 | 6.01 | 2019-02-28
Spain | ESP | 2019-02-08 05:00 | 2019-02-08 06:00 | 53.21 | 2019 | 6.01 | 2019-02-28
Spain | ESP | 2019-02-08 06:00 | 2019-02-08 07:00 | 61.2 | 2019 | 6.01 | 2019-02-28
Spain | ESP | 2019-02-08 07:00 | 2019-02-08 08:00 | 64 | 2019 | 6.01 | 2019-02-28
Spain | ESP | 2019-02-08 08:00 | 2019-02-08 09:00 | 65.01 | 2019 | 6.01 | 2019-02-28
Spain | ESP | 2019-02-08 09:00 | 2019-02-08 10:00 | 64.01 | 2019 | 6.01 | 2019-02-28
Spain | ESP | 2019-02-08 10:00 | 2019-02-08 11:00 | 62.04 | 2019 | 6.01 | 2019-02-28
Spain | ESP | 2019-02-08 11:00 | 2019-02-08 12:00 | 58.88 | 2019 | 6.01 | 2019-02-28
Spain | ESP | 2019-02-08 12:00 | 2019-02-08 13:00 | 52.73 | 2019 | 6.01 | 2019-02-28
Spain | ESP | 2019-02-08 13:00 | 2019-02-08 14:00 | 49.14 | 2019 | 6.01 | 2019-02-28
Spain | ESP | 2019-02-08 14:00 | 2019-02-08 15:00 | 47.53 | 2019 | 6.01 | 2019-02-28
Spain | ESP | 2019-02-08 15:00 | 2019-02-08 16:00 | 48 | 2019 | 6.01 | 2019-02-28
Spain | ESP | 2019-02-08 16:00 | 2019-02-08 17:00 | 50 | 2019 | 6.01 | 2019-02-28
Spain | ESP | 2019-02-08 17:00 | 2019-02-08 18:00 | 54.52 | 2019 | 6.01 | 2019-02-28
Spain | ESP | 2019-02-08 18:00 | 2019-02-08 19:00 | 62 | 2019 | 6.01 | 2019-02-28
Spain | ESP | 2019-02-08 19:00 | 2019-02-08 20:00 | 62.41 | 2019 | 6.01 | 2019-02-28
Spain | ESP | 2019-02-08 20:00 | 2019-02-08 21:00 | 62.01 | 2019 | 6.01 | 2019-02-28
Spain | ESP | 2019-02-08 21:00 | 2019-02-08 22:00 | 57.7 | 2019 | 6.01 | 2019-02-28
Spain | ESP | 2019-02-08 22:00 | 2019-02-08 23:00 | 52.73 | 2019 | 6.01 | 2019-02-28
Spain | ESP | 2019-02-08 23:00 | 2019-02-09 | 60.02 | 2019 | 6.01 | 2019-02-28
Spain | ESP | 2019-02-09 | 2019-02-09 01:00 | 50 | 2019 | 6.01 | 2019-02-28
Spain | ESP | 2019-02-09 01:00 | 2019-02-09 02:00 | 47.6 | 2019 | 6.01 | 2019-02-28
Spain | ESP | 2019-02-09 02:00 | 2019-02-09 03:00 | 47.1 | 2019 | 6.01 | 2019-02-28
Spain | ESP | 2019-02-09 03:00 | 2019-02-09 04:00 | 47.1 | 2019 | 6.01 | 2019-02-28
Spain | ESP | 2019-02-09 04:00 | 2019-02-09 05:00 | 47.41 | 2019 | 6.01 | 2019-02-28
Spain | ESP | 2019-02-09 05:00 | 2019-02-09 06:00 | 50.5 | 2019 | 6.01 | 2019-02-28
Spain | ESP | 2019-02-09 06:00 | 2019-02-09 07:00 | 56.01 | 2019 | 6.01 | 2019-02-28
Spain | ESP | 2019-02-09 07:00 | 2019-02-09 08:00 | 58.77 | 2019 | 6.01 | 2019-02-28
Spain | ESP | 2019-02-09 08:00 | 2019-02-09 09:00 | 62.85 | 2019 | 6.01 | 2019-02-28
Spain | ESP | 2019-02-09 09:00 | 2019-02-09 10:00 | 64.01 | 2019 | 6.01 | 2019-02-28
Spain | ESP | 2019-02-09 10:00 | 2019-02-09 11:00 | 62.41 | 2019 | 6.01 | 2019-02-28
Spain | ESP | 2019-02-09 11:00 | 2019-02-09 12:00 | 60.81 | 2019 | 6.01 | 2019-02-28
Spain | ESP | 2019-02-09 12:00 | 2019-02-09 13:00 | 58.77 | 2019 | 6.01 | 2019-02-28
Spain | ESP | 2019-02-09 13:00 | 2019-02-09 14:00 | 53.41 | 2019 | 6.01 | 2019-02-28
Spain | ESP | 2019-02-09 14:00 | 2019-02-09 15:00 | 47.01 | 2019 | 6.01 | 2019-02-28
Spain | ESP | 2019-02-09 15:00 | 2019-02-09 16:00 | 46.1 | 2019 | 6.01 | 2019-02-28
Spain | ESP | 2019-02-09 16:00 | 2019-02-09 17:00 | 46.8 | 2019 | 6.01 | 2019-02-28
Spain | ESP | 2019-02-09 17:00 | 2019-02-09 18:00 | 52.3 | 2019 | 6.01 | 2019-02-28
Spain | ESP | 2019-02-09 18:00 | 2019-02-09 19:00 | 61.1 | 2019 | 6.01 | 2019-02-28
Spain | ESP | 2019-02-09 19:00 | 2019-02-09 20:00 | 61.83 | 2019 | 6.01 | 2019-02-28
Spain | ESP | 2019-02-09 20:00 | 2019-02-09 21:00 | 60.01 | 2019 | 6.01 | 2019-02-28
Spain | ESP | 2019-02-09 21:00 | 2019-02-09 22:00 | 55 | 2019 | 6.01 | 2019-02-28
Spain | ESP | 2019-02-09 22:00 | 2019-02-09 23:00 | 47.6 | 2019 | 6.01 | 2019-02-28
Spain | ESP | 2019-02-09 23:00 | 2019-02-10 | 41.72 | 2019 | 6.01 | 2019-02-28
Spain | ESP | 2019-02-10 | 2019-02-10 01:00 | 31.42 | 2019 | 6.01 | 2019-02-28
Spain | ESP | 2019-02-10 01:00 | 2019-02-10 02:00 | 25.36 | 2019 | 6.01 | 2019-02-28
Spain | ESP | 2019-02-10 02:00 | 2019-02-10 03:00 | 17.96 | 2019 | 6.01 | 2019-02-28
Spain | ESP | 2019-02-10 03:00 | 2019-02-10 04:00 | 15.6 | 2019 | 6.01 | 2019-02-28
Spain | ESP | 2019-02-10 04:00 | 2019-02-10 05:00 | 19 | 2019 | 6.01 | 2019-02-28
Spain | ESP | 2019-02-10 05:00 | 2019-02-10 06:00 | 16.2 | 2019 | 6.01 | 2019-02-28
Spain | ESP | 2019-02-10 06:00 | 2019-02-10 07:00 | 17.54 | 2019 | 6.01 | 2019-02-28
Spain | ESP | 2019-02-10 07:00 | 2019-02-10 08:00 | 25.3 | 2019 | 6.01 | 2019-02-28
Spain | ESP | 2019-02-10 08:00 | 2019-02-10 09:00 | 36 | 2019 | 6.01 | 2019-02-28
Spain | ESP | 2019-02-10 09:00 | 2019-02-10 10:00 | 39.16 | 2019 | 6.01 | 2019-02-28
Spain | ESP | 2019-02-10 10:00 | 2019-02-10 11:00 | 40.86 | 2019 | 6.01 | 2019-02-28
Spain | ESP | 2019-02-10 11:00 | 2019-02-10 12:00 | 36.89 | 2019 | 6.01 | 2019-02-28
Spain | ESP | 2019-02-10 12:00 | 2019-02-10 13:00 | 36.1 | 2019 | 6.01 | 2019-02-28
Spain | ESP | 2019-02-10 13:00 | 2019-02-10 14:00 | 35 | 2019 | 6.01 | 2019-02-28
Spain | ESP | 2019-02-10 14:00 | 2019-02-10 15:00 | 31.19 | 2019 | 6.01 | 2019-02-28
Spain | ESP | 2019-02-10 15:00 | 2019-02-10 16:00 | 32.61 | 2019 | 6.01 | 2019-02-28
Spain | ESP | 2019-02-10 16:00 | 2019-02-10 17:00 | 39.41 | 2019 | 6.01 | 2019-02-28
Spain | ESP | 2019-02-10 17:00 | 2019-02-10 18:00 | 49.19 | 2019 | 6.01 | 2019-02-28
Spain | ESP | 2019-02-10 18:00 | 2019-02-10 19:00 | 62.01 | 2019 | 6.01 | 2019-02-28
Spain | ESP | 2019-02-10 19:00 | 2019-02-10 20:00 | 65.51 | 2019 | 6.01 | 2019-02-28
Spain | ESP | 2019-02-10 20:00 | 2019-02-10 21:00 | 66.55 | 2019 | 6.01 | 2019-02-28
Spain | ESP | 2019-02-10 21:00 | 2019-02-10 22:00 | 65.01 | 2019 | 6.01 | 2019-02-28
Spain | ESP | 2019-02-10 22:00 | 2019-02-10 23:00 | 59.1 | 2019 | 6.01 | 2019-02-28
Spain | ESP | 2019-02-10 23:00 | 2019-02-11 | 45.1 | 2019 | 6.01 | 2019-02-28
Spain | ESP | 2019-02-11 | 2019-02-11 01:00 | 42.75 | 2019 | 6.01 | 2019-02-28
Spain | ESP | 2019-02-11 01:00 | 2019-02-11 02:00 | 41.72 | 2019 | 6.01 | 2019-02-28
Spain | ESP | 2019-02-11 02:00 | 2019-02-11 03:00 | 42.22 | 2019 | 6.01 | 2019-02-28
Spain | ESP | 2019-02-11 03:00 | 2019-02-11 04:00 | 42.4 | 2019 | 6.01 | 2019-02-28
Spain | ESP | 2019-02-11 04:00 | 2019-02-11 05:00 | 43 | 2019 | 6.01 | 2019-02-28
Spain | ESP | 2019-02-11 05:00 | 2019-02-11 06:00 | 49.96 | 2019 | 6.01 | 2019-02-28
Spain | ESP | 2019-02-11 06:00 | 2019-02-11 07:00 | 59.23 | 2019 | 6.01 | 2019-02-28
Spain | ESP | 2019-02-11 07:00 | 2019-02-11 08:00 | 64.03 | 2019 | 6.01 | 2019-02-28
Spain | ESP | 2019-02-11 08:00 | 2019-02-11 09:00 | 64.89 | 2019 | 6.01 | 2019-02-28
Spain | ESP | 2019-02-11 09:00 | 2019-02-11 10:00 | 65 | 2019 | 6.01 | 2019-02-28
Spain | ESP | 2019-02-11 10:00 | 2019-02-11 11:00 | 62.51 | 2019 | 6.01 | 2019-02-28
Spain | ESP | 2019-02-11 11:00 | 2019-02-11 12:00 | 59.64 | 2019 | 6.01 | 2019-02-28
Spain | ESP | 2019-02-11 12:00 | 2019-02-11 13:00 | 58.84 | 2019 | 6.01 | 2019-02-28
Spain | ESP | 2019-02-11 13:00 | 2019-02-11 14:00 | 56.67 | 2019 | 6.01 | 2019-02-28
Spain | ESP | 2019-02-11 14:00 | 2019-02-11 15:00 | 55.81 | 2019 | 6.01 | 2019-02-28
Spain | ESP | 2019-02-11 15:00 | 2019-02-11 16:00 | 56.41 | 2019 | 6.01 | 2019-02-28
Spain | ESP | 2019-02-11 16:00 | 2019-02-11 17:00 | 58.84 | 2019 | 6.01 | 2019-02-28
Spain | ESP | 2019-02-11 17:00 | 2019-02-11 18:00 | 63.75 | 2019 | 6.01 | 2019-02-28
Spain | ESP | 2019-02-11 18:00 | 2019-02-11 19:00 | 66.25 | 2019 | 6.01 | 2019-02-28
Spain | ESP | 2019-02-11 19:00 | 2019-02-11 20:00 | 66.25 | 2019 | 6.01 | 2019-02-28
Spain | ESP | 2019-02-11 20:00 | 2019-02-11 21:00 | 65.51 | 2019 | 6.01 | 2019-02-28
Spain | ESP | 2019-02-11 21:00 | 2019-02-11 22:00 | 60.51 | 2019 | 6.01 | 2019-02-28
Spain | ESP | 2019-02-11 22:00 | 2019-02-11 23:00 | 58.7 | 2019 | 6.01 | 2019-02-28
Spain | ESP | 2019-02-11 23:00 | 2019-02-12 | 62.65 | 2019 | 6.01 | 2019-02-28
Spain | ESP | 2019-02-12 | 2019-02-12 01:00 | 58.37 | 2019 | 6.01 | 2019-02-28
Spain | ESP | 2019-02-12 01:00 | 2019-02-12 02:00 | 53.6 | 2019 | 6.01 | 2019-02-28
Spain | ESP | 2019-02-12 02:00 | 2019-02-12 03:00 | 51.36 | 2019 | 6.01 | 2019-02-28
Spain | ESP | 2019-02-12 03:00 | 2019-02-12 04:00 | 50 | 2019 | 6.01 | 2019-02-28
Spain | ESP | 2019-02-12 04:00 | 2019-02-12 05:00 | 53 | 2019 | 6.01 | 2019-02-28
Spain | ESP | 2019-02-12 05:00 | 2019-02-12 06:00 | 59 | 2019 | 6.01 | 2019-02-28
Spain | ESP | 2019-02-12 06:00 | 2019-02-12 07:00 | 61.42 | 2019 | 6.01 | 2019-02-28
Spain | ESP | 2019-02-12 07:00 | 2019-02-12 08:00 | 63.89 | 2019 | 6.01 | 2019-02-28
Spain | ESP | 2019-02-12 08:00 | 2019-02-12 09:00 | 65.1 | 2019 | 6.01 | 2019-02-28
Spain | ESP | 2019-02-12 09:00 | 2019-02-12 10:00 | 64.2 | 2019 | 6.01 | 2019-02-28
Spain | ESP | 2019-02-12 10:00 | 2019-02-12 11:00 | 62.49 | 2019 | 6.01 | 2019-02-28
Spain | ESP | 2019-02-12 11:00 | 2019-02-12 12:00 | 60.64 | 2019 | 6.01 | 2019-02-28
Spain | ESP | 2019-02-12 12:00 | 2019-02-12 13:00 | 60.61 | 2019 | 6.01 | 2019-02-28
Spain | ESP | 2019-02-12 13:00 | 2019-02-12 14:00 | 59 | 2019 | 6.01 | 2019-02-28
Spain | ESP | 2019-02-12 14:00 | 2019-02-12 15:00 | 57.99 | 2019 | 6.01 | 2019-02-28
Spain | ESP | 2019-02-12 15:00 | 2019-02-12 16:00 | 58 | 2019 | 6.01 | 2019-02-28
Spain | ESP | 2019-02-12 16:00 | 2019-02-12 17:00 | 60.29 | 2019 | 6.01 | 2019-02-28
Spain | ESP | 2019-02-12 17:00 | 2019-02-12 18:00 | 63.75 | 2019 | 6.01 | 2019-02-28
Spain | ESP | 2019-02-12 18:00 | 2019-02-12 19:00 | 66.1 | 2019 | 6.01 | 2019-02-28
Spain | ESP | 2019-02-12 19:00 | 2019-02-12 20:00 | 67.1 | 2019 | 6.01 | 2019-02-28
Spain | ESP | 2019-02-12 20:00 | 2019-02-12 21:00 | 66.25 | 2019 | 6.01 | 2019-02-28
Spain | ESP | 2019-02-12 21:00 | 2019-02-12 22:00 | 64.5 | 2019 | 6.01 | 2019-02-28
Spain | ESP | 2019-02-12 22:00 | 2019-02-12 23:00 | 64.18 | 2019 | 6.01 | 2019-02-28
Spain | ESP | 2019-02-12 23:00 | 2019-02-13 | 63.93 | 2019 | 6.01 | 2019-02-28
Spain | ESP | 2019-02-13 | 2019-02-13 01:00 | 61.59 | 2019 | 6.01 | 2019-02-28
Spain | ESP | 2019-02-13 01:00 | 2019-02-13 02:00 | 59.57 | 2019 | 6.01 | 2019-02-28
Spain | ESP | 2019-02-13 02:00 | 2019-02-13 03:00 | 58.11 | 2019 | 6.01 | 2019-02-28
Spain | ESP | 2019-02-13 03:00 | 2019-02-13 04:00 | 58.32 | 2019 | 6.01 | 2019-02-28
Spain | ESP | 2019-02-13 04:00 | 2019-02-13 05:00 | 60 | 2019 | 6.01 | 2019-02-28
Spain | ESP | 2019-02-13 05:00 | 2019-02-13 06:00 | 61 | 2019 | 6.01 | 2019-02-28
Spain | ESP | 2019-02-13 06:00 | 2019-02-13 07:00 | 64.13 | 2019 | 6.01 | 2019-02-28
Spain | ESP | 2019-02-13 07:00 | 2019-02-13 08:00 | 65.31 | 2019 | 6.01 | 2019-02-28
Spain | ESP | 2019-02-13 08:00 | 2019-02-13 09:00 | 65.51 | 2019 | 6.01 | 2019-02-28
Spain | ESP | 2019-02-13 09:00 | 2019-02-13 10:00 | 65.06 | 2019 | 6.01 | 2019-02-28
Spain | ESP | 2019-02-13 10:00 | 2019-02-13 11:00 | 63.58 | 2019 | 6.01 | 2019-02-28
Spain | ESP | 2019-02-13 11:00 | 2019-02-13 12:00 | 61.63 | 2019 | 6.01 | 2019-02-28
Spain | ESP | 2019-02-13 12:00 | 2019-02-13 13:00 | 60.02 | 2019 | 6.01 | 2019-02-28
Spain | ESP | 2019-02-13 13:00 | 2019-02-13 14:00 | 59.51 | 2019 | 6.01 | 2019-02-28
Spain | ESP | 2019-02-13 14:00 | 2019-02-13 15:00 | 58 | 2019 | 6.01 | 2019-02-28
Spain | ESP | 2019-02-13 15:00 | 2019-02-13 16:00 | 57.01 | 2019 | 6.01 | 2019-02-28
Spain | ESP | 2019-02-13 16:00 | 2019-02-13 17:00 | 59.2 | 2019 | 6.01 | 2019-02-28
Spain | ESP | 2019-02-13 17:00 | 2019-02-13 18:00 | 61.52 | 2019 | 6.01 | 2019-02-28
Spain | ESP | 2019-02-13 18:00 | 2019-02-13 19:00 | 64.2 | 2019 | 6.01 | 2019-02-28
Spain | ESP | 2019-02-13 19:00 | 2019-02-13 20:00 | 65.21 | 2019 | 6.01 | 2019-02-28
Spain | ESP | 2019-02-13 20:00 | 2019-02-13 21:00 | 64.2 | 2019 | 6.01 | 2019-02-28
Spain | ESP | 2019-02-13 21:00 | 2019-02-13 22:00 | 61.63 | 2019 | 6.01 | 2019-02-28
Spain | ESP | 2019-02-13 22:00 | 2019-02-13 23:00 | 58 | 2019 | 6.01 | 2019-02-28
Spain | ESP | 2019-02-13 23:00 | 2019-02-14 | 60.61 | 2019 | 6.01 | 2019-02-28
Spain | ESP | 2019-02-14 | 2019-02-14 01:00 | 53.81 | 2019 | 6.01 | 2019-02-28
Spain | ESP | 2019-02-14 01:00 | 2019-02-14 02:00 | 50.01 | 2019 | 6.01 | 2019-02-28
Spain | ESP | 2019-02-14 02:00 | 2019-02-14 03:00 | 49.5 | 2019 | 6.01 | 2019-02-28
Spain | ESP | 2019-02-14 03:00 | 2019-02-14 04:00 | 48 | 2019 | 6.01 | 2019-02-28
Spain | ESP | 2019-02-14 04:00 | 2019-02-14 05:00 | 49.11 | 2019 | 6.01 | 2019-02-28
Spain | ESP | 2019-02-14 05:00 | 2019-02-14 06:00 | 55.27 | 2019 | 6.01 | 2019-02-28
Spain | ESP | 2019-02-14 06:00 | 2019-02-14 07:00 | 60.73 | 2019 | 6.01 | 2019-02-28
Spain | ESP | 2019-02-14 07:00 | 2019-02-14 08:00 | 63.67 | 2019 | 6.01 | 2019-02-28
Spain | ESP | 2019-02-14 08:00 | 2019-02-14 09:00 | 62.07 | 2019 | 6.01 | 2019-02-28
Spain | ESP | 2019-02-14 09:00 | 2019-02-14 10:00 | 60.01 | 2019 | 6.01 | 2019-02-28
Spain | ESP | 2019-02-14 10:00 | 2019-02-14 11:00 | 56.27 | 2019 | 6.01 | 2019-02-28
Spain | ESP | 2019-02-14 11:00 | 2019-02-14 12:00 | 54.67 | 2019 | 6.01 | 2019-02-28
Spain | ESP | 2019-02-14 12:00 | 2019-02-14 13:00 | 53.81 | 2019 | 6.01 | 2019-02-28
Spain | ESP | 2019-02-14 13:00 | 2019-02-14 14:00 | 51.5 | 2019 | 6.01 | 2019-02-28
Spain | ESP | 2019-02-14 14:00 | 2019-02-14 15:00 | 51.33 | 2019 | 6.01 | 2019-02-28
Spain | ESP | 2019-02-14 15:00 | 2019-02-14 16:00 | 52.39 | 2019 | 6.01 | 2019-02-28
Spain | ESP | 2019-02-14 16:00 | 2019-02-14 17:00 | 55.63 | 2019 | 6.01 | 2019-02-28
Spain | ESP | 2019-02-14 17:00 | 2019-02-14 18:00 | 60.2 | 2019 | 6.01 | 2019-02-28
Spain | ESP | 2019-02-14 18:00 | 2019-02-14 19:00 | 62.31 | 2019 | 6.01 | 2019-02-28
Spain | ESP | 2019-02-14 19:00 | 2019-02-14 20:00 | 63.01 | 2019 | 6.01 | 2019-02-28
Spain | ESP | 2019-02-14 20:00 | 2019-02-14 21:00 | 62.65 | 2019 | 6.01 | 2019-02-28
Spain | ESP | 2019-02-14 21:00 | 2019-02-14 22:00 | 60.29 | 2019 | 6.01 | 2019-02-28
Spain | ESP | 2019-02-14 22:00 | 2019-02-14 23:00 | 56.28 | 2019 | 6.01 | 2019-02-28
Spain | ESP | 2019-02-14 23:00 | 2019-02-15 | 49.11 | 2019 | 6.01 | 2019-02-28
Spain | ESP | 2019-02-15 | 2019-02-15 01:00 | 46.94 | 2019 | 6.01 | 2019-02-28
Spain | ESP | 2019-02-15 01:00 | 2019-02-15 02:00 | 45.57 | 2019 | 6.01 | 2019-02-28
Spain | ESP | 2019-02-15 02:00 | 2019-02-15 03:00 | 45.57 | 2019 | 6.01 | 2019-02-28
Spain | ESP | 2019-02-15 03:00 | 2019-02-15 04:00 | 46 | 2019 | 6.01 | 2019-02-28
Spain | ESP | 2019-02-15 04:00 | 2019-02-15 05:00 | 46.57 | 2019 | 6.01 | 2019-02-28
Spain | ESP | 2019-02-15 05:00 | 2019-02-15 06:00 | 52.98 | 2019 | 6.01 | 2019-02-28
Spain | ESP | 2019-02-15 06:00 | 2019-02-15 07:00 | 59.98 | 2019 | 6.01 | 2019-02-28
Spain | ESP | 2019-02-15 07:00 | 2019-02-15 08:00 | 61.73 | 2019 | 6.01 | 2019-02-28
Spain | ESP | 2019-02-15 08:00 | 2019-02-15 09:00 | 60.4 | 2019 | 6.01 | 2019-02-28
Spain | ESP | 2019-02-15 09:00 | 2019-02-15 10:00 | 60.13 | 2019 | 6.01 | 2019-02-28
Spain | ESP | 2019-02-15 10:00 | 2019-02-15 11:00 | 58.61 | 2019 | 6.01 | 2019-02-28
Spain | ESP | 2019-02-15 11:00 | 2019-02-15 12:00 | 57.47 | 2019 | 6.01 | 2019-02-28
Spain | ESP | 2019-02-15 12:00 | 2019-02-15 13:00 | 57.02 | 2019 | 6.01 | 2019-02-28
Spain | ESP | 2019-02-15 13:00 | 2019-02-15 14:00 | 55.23 | 2019 | 6.01 | 2019-02-28
Spain | ESP | 2019-02-15 14:00 | 2019-02-15 15:00 | 54.53 | 2019 | 6.01 | 2019-02-28
Spain | ESP | 2019-02-15 15:00 | 2019-02-15 16:00 | 54.53 | 2019 | 6.01 | 2019-02-28
Spain | ESP | 2019-02-15 16:00 | 2019-02-15 17:00 | 55.86 | 2019 | 6.01 | 2019-02-28
Spain | ESP | 2019-02-15 17:00 | 2019-02-15 18:00 | 59.1 | 2019 | 6.01 | 2019-02-28
Spain | ESP | 2019-02-15 18:00 | 2019-02-15 19:00 | 61.41 | 2019 | 6.01 | 2019-02-28
Spain | ESP | 2019-02-15 19:00 | 2019-02-15 20:00 | 62 | 2019 | 6.01 | 2019-02-28
Spain | ESP | 2019-02-15 20:00 | 2019-02-15 21:00 | 60.94 | 2019 | 6.01 | 2019-02-28
Spain | ESP | 2019-02-15 21:00 | 2019-02-15 22:00 | 58.2 | 2019 | 6.01 | 2019-02-28
Spain | ESP | 2019-02-15 22:00 | 2019-02-15 23:00 | 57 | 2019 | 6.01 | 2019-02-28
Spain | ESP | 2019-02-15 23:00 | 2019-02-16 | 60.01 | 2019 | 6.01 | 2019-02-28
Spain | ESP | 2019-02-16 | 2019-02-16 01:00 | 56.41 | 2019 | 6.01 | 2019-02-28
Spain | ESP | 2019-02-16 01:00 | 2019-02-16 02:00 | 50 | 2019 | 6.01 | 2019-02-28
Spain | ESP | 2019-02-16 02:00 | 2019-02-16 03:00 | 49.11 | 2019 | 6.01 | 2019-02-28
Spain | ESP | 2019-02-16 03:00 | 2019-02-16 04:00 | 48 | 2019 | 6.01 | 2019-02-28
Spain | ESP | 2019-02-16 04:00 | 2019-02-16 05:00 | 47.38 | 2019 | 6.01 | 2019-02-28
Spain | ESP | 2019-02-16 05:00 | 2019-02-16 06:00 | 48.25 | 2019 | 6.01 | 2019-02-28
Spain | ESP | 2019-02-16 06:00 | 2019-02-16 07:00 | 50 | 2019 | 6.01 | 2019-02-28
Spain | ESP | 2019-02-16 07:00 | 2019-02-16 08:00 | 49.11 | 2019 | 6.01 | 2019-02-28
Spain | ESP | 2019-02-16 08:00 | 2019-02-16 09:00 | 54.6 | 2019 | 6.01 | 2019-02-28
Spain | ESP | 2019-02-16 09:00 | 2019-02-16 10:00 | 58.1 | 2019 | 6.01 | 2019-02-28
Spain | ESP | 2019-02-16 10:00 | 2019-02-16 11:00 | 53.01 | 2019 | 6.01 | 2019-02-28
Spain | ESP | 2019-02-16 11:00 | 2019-02-16 12:00 | 50 | 2019 | 6.01 | 2019-02-28
Spain | ESP | 2019-02-16 12:00 | 2019-02-16 13:00 | 50 | 2019 | 6.01 | 2019-02-28
Spain | ESP | 2019-02-16 13:00 | 2019-02-16 14:00 | 46.97 | 2019 | 6.01 | 2019-02-28
Spain | ESP | 2019-02-16 14:00 | 2019-02-16 15:00 | 44.39 | 2019 | 6.01 | 2019-02-28
Spain | ESP | 2019-02-16 15:00 | 2019-02-16 16:00 | 43.39 | 2019 | 6.01 | 2019-02-28
Spain | ESP | 2019-02-16 16:00 | 2019-02-16 17:00 | 46.83 | 2019 | 6.01 | 2019-02-28
Spain | ESP | 2019-02-16 17:00 | 2019-02-16 18:00 | 52.38 | 2019 | 6.01 | 2019-02-28
Spain | ESP | 2019-02-16 18:00 | 2019-02-16 19:00 | 56.41 | 2019 | 6.01 | 2019-02-28
Spain | ESP | 2019-02-16 19:00 | 2019-02-16 20:00 | 58.51 | 2019 | 6.01 | 2019-02-28
Spain | ESP | 2019-02-16 20:00 | 2019-02-16 21:00 | 55.13 | 2019 | 6.01 | 2019-02-28
Spain | ESP | 2019-02-16 21:00 | 2019-02-16 22:00 | 51.46 | 2019 | 6.01 | 2019-02-28
Spain | ESP | 2019-02-16 22:00 | 2019-02-16 23:00 | 49.11 | 2019 | 6.01 | 2019-02-28
Spain | ESP | 2019-02-16 23:00 | 2019-02-17 | 45.87 | 2019 | 6.01 | 2019-02-28
Spain | ESP | 2019-02-17 | 2019-02-17 01:00 | 41.57 | 2019 | 6.01 | 2019-02-28
Spain | ESP | 2019-02-17 01:00 | 2019-02-17 02:00 | 37.6 | 2019 | 6.01 | 2019-02-28
Spain | ESP | 2019-02-17 02:00 | 2019-02-17 03:00 | 36.27 | 2019 | 6.01 | 2019-02-28
Spain | ESP | 2019-02-17 03:00 | 2019-02-17 04:00 | 36.13 | 2019 | 6.01 | 2019-02-28
Spain | ESP | 2019-02-17 04:00 | 2019-02-17 05:00 | 36.74 | 2019 | 6.01 | 2019-02-28
Spain | ESP | 2019-02-17 05:00 | 2019-02-17 06:00 | 38 | 2019 | 6.01 | 2019-02-28
Spain | ESP | 2019-02-17 06:00 | 2019-02-17 07:00 | 41.31 | 2019 | 6.01 | 2019-02-28
Spain | ESP | 2019-02-17 07:00 | 2019-02-17 08:00 | 42.02 | 2019 | 6.01 | 2019-02-28
Spain | ESP | 2019-02-17 08:00 | 2019-02-17 09:00 | 44.87 | 2019 | 6.01 | 2019-02-28
Spain | ESP | 2019-02-17 09:00 | 2019-02-17 10:00 | 51 | 2019 | 6.01 | 2019-02-28
Spain | ESP | 2019-02-17 10:00 | 2019-02-17 11:00 | 49.11 | 2019 | 6.01 | 2019-02-28
Spain | ESP | 2019-02-17 11:00 | 2019-02-17 12:00 | 46 | 2019 | 6.01 | 2019-02-28
Spain | ESP | 2019-02-17 12:00 | 2019-02-17 13:00 | 48.39 | 2019 | 6.01 | 2019-02-28
Spain | ESP | 2019-02-17 13:00 | 2019-02-17 14:00 | 45.87 | 2019 | 6.01 | 2019-02-28
Spain | ESP | 2019-02-17 14:00 | 2019-02-17 15:00 | 43.37 | 2019 | 6.01 | 2019-02-28
Spain | ESP | 2019-02-17 15:00 | 2019-02-17 16:00 | 43.13 | 2019 | 6.01 | 2019-02-28
Spain | ESP | 2019-02-17 16:00 | 2019-02-17 17:00 | 44.99 | 2019 | 6.01 | 2019-02-28
Spain | ESP | 2019-02-17 17:00 | 2019-02-17 18:00 | 53 | 2019 | 6.01 | 2019-02-28
Spain | ESP | 2019-02-17 18:00 | 2019-02-17 19:00 | 60.02 | 2019 | 6.01 | 2019-02-28
Spain | ESP | 2019-02-17 19:00 | 2019-02-17 20:00 | 61.41 | 2019 | 6.01 | 2019-02-28
Spain | ESP | 2019-02-17 20:00 | 2019-02-17 21:00 | 62 | 2019 | 6.01 | 2019-02-28
Spain | ESP | 2019-02-17 21:00 | 2019-02-17 22:00 | 60.81 | 2019 | 6.01 | 2019-02-28
Spain | ESP | 2019-02-17 22:00 | 2019-02-17 23:00 | 59.5 | 2019 | 6.01 | 2019-02-28
Spain | ESP | 2019-02-17 23:00 | 2019-02-18 | 51.46 | 2019 | 6.01 | 2019-02-28
Spain | ESP | 2019-02-18 | 2019-02-18 01:00 | 46.43 | 2019 | 6.01 | 2019-02-28
Spain | ESP | 2019-02-18 01:00 | 2019-02-18 02:00 | 45.5 | 2019 | 6.01 | 2019-02-28
Spain | ESP | 2019-02-18 02:00 | 2019-02-18 03:00 | 45.5 | 2019 | 6.01 | 2019-02-28
Spain | ESP | 2019-02-18 03:00 | 2019-02-18 04:00 | 45.37 | 2019 | 6.01 | 2019-02-28
Spain | ESP | 2019-02-18 04:00 | 2019-02-18 05:00 | 45.7 | 2019 | 6.01 | 2019-02-28
Spain | ESP | 2019-02-18 05:00 | 2019-02-18 06:00 | 55 | 2019 | 6.01 | 2019-02-28
Spain | ESP | 2019-02-18 06:00 | 2019-02-18 07:00 | 58.63 | 2019 | 6.01 | 2019-02-28
Spain | ESP | 2019-02-18 07:00 | 2019-02-18 08:00 | 59.98 | 2019 | 6.01 | 2019-02-28
Spain | ESP | 2019-02-18 08:00 | 2019-02-18 09:00 | 61.01 | 2019 | 6.01 | 2019-02-28
Spain | ESP | 2019-02-18 09:00 | 2019-02-18 10:00 | 61.2 | 2019 | 6.01 | 2019-02-28
Spain | ESP | 2019-02-18 10:00 | 2019-02-18 11:00 | 60.49 | 2019 | 6.01 | 2019-02-28
Spain | ESP | 2019-02-18 11:00 | 2019-02-18 12:00 | 60.02 | 2019 | 6.01 | 2019-02-28
Spain | ESP | 2019-02-18 12:00 | 2019-02-18 13:00 | 59.93 | 2019 | 6.01 | 2019-02-28
Spain | ESP | 2019-02-18 13:00 | 2019-02-18 14:00 | 58.43 | 2019 | 6.01 | 2019-02-28
Spain | ESP | 2019-02-18 14:00 | 2019-02-18 15:00 | 58.26 | 2019 | 6.01 | 2019-02-28
Spain | ESP | 2019-02-18 15:00 | 2019-02-18 16:00 | 58.35 | 2019 | 6.01 | 2019-02-28
Spain | ESP | 2019-02-18 16:00 | 2019-02-18 17:00 | 58.83 | 2019 | 6.01 | 2019-02-28
Spain | ESP | 2019-02-18 17:00 | 2019-02-18 18:00 | 59.44 | 2019 | 6.01 | 2019-02-28
Spain | ESP | 2019-02-18 18:00 | 2019-02-18 19:00 | 60.95 | 2019 | 6.01 | 2019-02-28
Spain | ESP | 2019-02-18 19:00 | 2019-02-18 20:00 | 62 | 2019 | 6.01 | 2019-02-28
Spain | ESP | 2019-02-18 20:00 | 2019-02-18 21:00 | 60.61 | 2019 | 6.01 | 2019-02-28
Spain | ESP | 2019-02-18 21:00 | 2019-02-18 22:00 | 58.83 | 2019 | 6.01 | 2019-02-28
Spain | ESP | 2019-02-18 22:00 | 2019-02-18 23:00 | 58.53 | 2019 | 6.01 | 2019-02-28
Spain | ESP | 2019-02-18 23:00 | 2019-02-19 | 58.63 | 2019 | 6.01 | 2019-02-28
Spain | ESP | 2019-02-19 | 2019-02-19 01:00 | 57.91 | 2019 | 6.01 | 2019-02-28
Spain | ESP | 2019-02-19 01:00 | 2019-02-19 02:00 | 52.6 | 2019 | 6.01 | 2019-02-28
Spain | ESP | 2019-02-19 02:00 | 2019-02-19 03:00 | 52.6 | 2019 | 6.01 | 2019-02-28
Spain | ESP | 2019-02-19 03:00 | 2019-02-19 04:00 | 52.6 | 2019 | 6.01 | 2019-02-28
Spain | ESP | 2019-02-19 04:00 | 2019-02-19 05:00 | 56.41 | 2019 | 6.01 | 2019-02-28
Spain | ESP | 2019-02-19 05:00 | 2019-02-19 06:00 | 58.53 | 2019 | 6.01 | 2019-02-28
Spain | ESP | 2019-02-19 06:00 | 2019-02-19 07:00 | 60.49 | 2019 | 6.01 | 2019-02-28
Spain | ESP | 2019-02-19 07:00 | 2019-02-19 08:00 | 61.13 | 2019 | 6.01 | 2019-02-28
Spain | ESP | 2019-02-19 08:00 | 2019-02-19 09:00 | 61.98 | 2019 | 6.01 | 2019-02-28
Spain | ESP | 2019-02-19 09:00 | 2019-02-19 10:00 | 61.35 | 2019 | 6.01 | 2019-02-28
Spain | ESP | 2019-02-19 10:00 | 2019-02-19 11:00 | 60.49 | 2019 | 6.01 | 2019-02-28
Spain | ESP | 2019-02-19 11:00 | 2019-02-19 12:00 | 60.16 | 2019 | 6.01 | 2019-02-28
Spain | ESP | 2019-02-19 12:00 | 2019-02-19 13:00 | 59.5 | 2019 | 6.01 | 2019-02-28
Spain | ESP | 2019-02-19 13:00 | 2019-02-19 14:00 | 58.53 | 2019 | 6.01 | 2019-02-28
Spain | ESP | 2019-02-19 14:00 | 2019-02-19 15:00 | 58.2 | 2019 | 6.01 | 2019-02-28
Spain | ESP | 2019-02-19 15:00 | 2019-02-19 16:00 | 58.13 | 2019 | 6.01 | 2019-02-28
Spain | ESP | 2019-02-19 16:00 | 2019-02-19 17:00 | 58.54 | 2019 | 6.01 | 2019-02-28
Spain | ESP | 2019-02-19 17:00 | 2019-02-19 18:00 | 60.03 | 2019 | 6.01 | 2019-02-28
Spain | ESP | 2019-02-19 18:00 | 2019-02-19 19:00 | 61.21 | 2019 | 6.01 | 2019-02-28
Spain | ESP | 2019-02-19 19:00 | 2019-02-19 20:00 | 62.25 | 2019 | 6.01 | 2019-02-28
Spain | ESP | 2019-02-19 20:00 | 2019-02-19 21:00 | 61.52 | 2019 | 6.01 | 2019-02-28
Spain | ESP | 2019-02-19 21:00 | 2019-02-19 22:00 | 60.38 | 2019 | 6.01 | 2019-02-28
Spain | ESP | 2019-02-19 22:00 | 2019-02-19 23:00 | 60.18 | 2019 | 6.01 | 2019-02-28
Spain | ESP | 2019-02-19 23:00 | 2019-02-20 | 59.44 | 2019 | 6.01 | 2019-02-28
Spain | ESP | 2019-02-20 | 2019-02-20 01:00 | 58.2 | 2019 | 6.01 | 2019-02-28
Spain | ESP | 2019-02-20 01:00 | 2019-02-20 02:00 | 56.09 | 2019 | 6.01 | 2019-02-28
Spain | ESP | 2019-02-20 02:00 | 2019-02-20 03:00 | 54 | 2019 | 6.01 | 2019-02-28
Spain | ESP | 2019-02-20 03:00 | 2019-02-20 04:00 | 53.1 | 2019 | 6.01 | 2019-02-28
Spain | ESP | 2019-02-20 04:00 | 2019-02-20 05:00 | 54.6 | 2019 | 6.01 | 2019-02-28
Spain | ESP | 2019-02-20 05:00 | 2019-02-20 06:00 | 56.66 | 2019 | 6.01 | 2019-02-28
Spain | ESP | 2019-02-20 06:00 | 2019-02-20 07:00 | 59.47 | 2019 | 6.01 | 2019-02-28
Spain | ESP | 2019-02-20 07:00 | 2019-02-20 08:00 | 60.05 | 2019 | 6.01 | 2019-02-28
Spain | ESP | 2019-02-20 08:00 | 2019-02-20 09:00 | 60.49 | 2019 | 6.01 | 2019-02-28
Spain | ESP | 2019-02-20 09:00 | 2019-02-20 10:00 | 59.51 | 2019 | 6.01 | 2019-02-28
Spain | ESP | 2019-02-20 10:00 | 2019-02-20 11:00 | 58.32 | 2019 | 6.01 | 2019-02-28
Spain | ESP | 2019-02-20 11:00 | 2019-02-20 12:00 | 57.85 | 2019 | 6.01 | 2019-02-28
Spain | ESP | 2019-02-20 12:00 | 2019-02-20 13:00 | 56.47 | 2019 | 6.01 | 2019-02-28
Spain | ESP | 2019-02-20 13:00 | 2019-02-20 14:00 | 54.81 | 2019 | 6.01 | 2019-02-28
Spain | ESP | 2019-02-20 14:00 | 2019-02-20 15:00 | 54.01 | 2019 | 6.01 | 2019-02-28
Spain | ESP | 2019-02-20 15:00 | 2019-02-20 16:00 | 54.17 | 2019 | 6.01 | 2019-02-28
Spain | ESP | 2019-02-20 16:00 | 2019-02-20 17:00 | 56.1 | 2019 | 6.01 | 2019-02-28
Spain | ESP | 2019-02-20 17:00 | 2019-02-20 18:00 | 58.09 | 2019 | 6.01 | 2019-02-28
Spain | ESP | 2019-02-20 18:00 | 2019-02-20 19:00 | 60.49 | 2019 | 6.01 | 2019-02-28
Spain | ESP | 2019-02-20 19:00 | 2019-02-20 20:00 | 61.11 | 2019 | 6.01 | 2019-02-28
Spain | ESP | 2019-02-20 20:00 | 2019-02-20 21:00 | 60.52 | 2019 | 6.01 | 2019-02-28
Spain | ESP | 2019-02-20 21:00 | 2019-02-20 22:00 | 58.87 | 2019 | 6.01 | 2019-02-28
Spain | ESP | 2019-02-20 22:00 | 2019-02-20 23:00 | 57.77 | 2019 | 6.01 | 2019-02-28
Spain | ESP | 2019-02-20 23:00 | 2019-02-21 | 58.35 | 2019 | 6.01 | 2019-02-28
Spain | ESP | 2019-02-21 | 2019-02-21 01:00 | 54.84 | 2019 | 6.01 | 2019-02-28
Spain | ESP | 2019-02-21 01:00 | 2019-02-21 02:00 | 50.09 | 2019 | 6.01 | 2019-02-28
Spain | ESP | 2019-02-21 02:00 | 2019-02-21 03:00 | 48.94 | 2019 | 6.01 | 2019-02-28
Spain | ESP | 2019-02-21 03:00 | 2019-02-21 04:00 | 47.67 | 2019 | 6.01 | 2019-02-28
Spain | ESP | 2019-02-21 04:00 | 2019-02-21 05:00 | 48.85 | 2019 | 6.01 | 2019-02-28
Spain | ESP | 2019-02-21 05:00 | 2019-02-21 06:00 | 51.45 | 2019 | 6.01 | 2019-02-28
Spain | ESP | 2019-02-21 06:00 | 2019-02-21 07:00 | 58 | 2019 | 6.01 | 2019-02-28
Spain | ESP | 2019-02-21 07:00 | 2019-02-21 08:00 | 59 | 2019 | 6.01 | 2019-02-28
Spain | ESP | 2019-02-21 08:00 | 2019-02-21 09:00 | 59.14 | 2019 | 6.01 | 2019-02-28
Spain | ESP | 2019-02-21 09:00 | 2019-02-21 10:00 | 58.51 | 2019 | 6.01 | 2019-02-28
Spain | ESP | 2019-02-21 10:00 | 2019-02-21 11:00 | 56.11 | 2019 | 6.01 | 2019-02-28
Spain | ESP | 2019-02-21 11:00 | 2019-02-21 12:00 | 53.99 | 2019 | 6.01 | 2019-02-28
Spain | ESP | 2019-02-21 12:00 | 2019-02-21 13:00 | 51.15 | 2019 | 6.01 | 2019-02-28
Spain | ESP | 2019-02-21 13:00 | 2019-02-21 14:00 | 50 | 2019 | 6.01 | 2019-02-28
Spain | ESP | 2019-02-21 14:00 | 2019-02-21 15:00 | 49.83 | 2019 | 6.01 | 2019-02-28
Spain | ESP | 2019-02-21 15:00 | 2019-02-21 16:00 | 50.42 | 2019 | 6.01 | 2019-02-28
Spain | ESP | 2019-02-21 16:00 | 2019-02-21 17:00 | 52.77 | 2019 | 6.01 | 2019-02-28
Spain | ESP | 2019-02-21 17:00 | 2019-02-21 18:00 | 57.15 | 2019 | 6.01 | 2019-02-28
Spain | ESP | 2019-02-21 18:00 | 2019-02-21 19:00 | 60.49 | 2019 | 6.01 | 2019-02-28
Spain | ESP | 2019-02-21 19:00 | 2019-02-21 20:00 | 61.21 | 2019 | 6.01 | 2019-02-28
Spain | ESP | 2019-02-21 20:00 | 2019-02-21 21:00 | 60.52 | 2019 | 6.01 | 2019-02-28
Spain | ESP | 2019-02-21 21:00 | 2019-02-21 22:00 | 58.83 | 2019 | 6.01 | 2019-02-28
Spain | ESP | 2019-02-21 22:00 | 2019-02-21 23:00 | 57.01 | 2019 | 6.01 | 2019-02-28
Spain | ESP | 2019-02-21 23:00 | 2019-02-22 | 55.06 | 2019 | 6.01 | 2019-02-28
Spain | ESP | 2019-02-22 | 2019-02-22 01:00 | 49.1 | 2019 | 6.01 | 2019-02-28
Spain | ESP | 2019-02-22 01:00 | 2019-02-22 02:00 | 46.63 | 2019 | 6.01 | 2019-02-28
Spain | ESP | 2019-02-22 02:00 | 2019-02-22 03:00 | 46.02 | 2019 | 6.01 | 2019-02-28
Spain | ESP | 2019-02-22 03:00 | 2019-02-22 04:00 | 45.52 | 2019 | 6.01 | 2019-02-28
Spain | ESP | 2019-02-22 04:00 | 2019-02-22 05:00 | 46.87 | 2019 | 6.01 | 2019-02-28
Spain | ESP | 2019-02-22 05:00 | 2019-02-22 06:00 | 50.89 | 2019 | 6.01 | 2019-02-28
Spain | ESP | 2019-02-22 06:00 | 2019-02-22 07:00 | 57.01 | 2019 | 6.01 | 2019-02-28
Spain | ESP | 2019-02-22 07:00 | 2019-02-22 08:00 | 58.02 | 2019 | 6.01 | 2019-02-28
Spain | ESP | 2019-02-22 08:00 | 2019-02-22 09:00 | 58.02 | 2019 | 6.01 | 2019-02-28
Spain | ESP | 2019-02-22 09:00 | 2019-02-22 10:00 | 56.88 | 2019 | 6.01 | 2019-02-28
Spain | ESP | 2019-02-22 10:00 | 2019-02-22 11:00 | 54.99 | 2019 | 6.01 | 2019-02-28
Spain | ESP | 2019-02-22 11:00 | 2019-02-22 12:00 | 53.91 | 2019 | 6.01 | 2019-02-28
Spain | ESP | 2019-02-22 12:00 | 2019-02-22 13:00 | 52.05 | 2019 | 6.01 | 2019-02-28
Spain | ESP | 2019-02-22 13:00 | 2019-02-22 14:00 | 49.99 | 2019 | 6.01 | 2019-02-28
Spain | ESP | 2019-02-22 14:00 | 2019-02-22 15:00 | 49.1 | 2019 | 6.01 | 2019-02-28
Spain | ESP | 2019-02-22 15:00 | 2019-02-22 16:00 | 49.59 | 2019 | 6.01 | 2019-02-28
Spain | ESP | 2019-02-22 16:00 | 2019-02-22 17:00 | 52.59 | 2019 | 6.01 | 2019-02-28
Spain | ESP | 2019-02-22 17:00 | 2019-02-22 18:00 | 56.11 | 2019 | 6.01 | 2019-02-28
Spain | ESP | 2019-02-22 18:00 | 2019-02-22 19:00 | 59.02 | 2019 | 6.01 | 2019-02-28
Spain | ESP | 2019-02-22 19:00 | 2019-02-22 20:00 | 59.93 | 2019 | 6.01 | 2019-02-28
Spain | ESP | 2019-02-22 20:00 | 2019-02-22 21:00 | 59.01 | 2019 | 6.01 | 2019-02-28
Spain | ESP | 2019-02-22 21:00 | 2019-02-22 22:00 | 57.31 | 2019 | 6.01 | 2019-02-28
Spain | ESP | 2019-02-22 22:00 | 2019-02-22 23:00 | 55.01 | 2019 | 6.01 | 2019-02-28
Spain | ESP | 2019-02-22 23:00 | 2019-02-23 | 55.54 | 2019 | 6.01 | 2019-02-28
Spain | ESP | 2019-02-23 | 2019-02-23 01:00 | 50.9 | 2019 | 6.01 | 2019-02-28
Spain | ESP | 2019-02-23 01:00 | 2019-02-23 02:00 | 48.58 | 2019 | 6.01 | 2019-02-28
Spain | ESP | 2019-02-23 02:00 | 2019-02-23 03:00 | 47 | 2019 | 6.01 | 2019-02-28
Spain | ESP | 2019-02-23 03:00 | 2019-02-23 04:00 | 46.87 | 2019 | 6.01 | 2019-02-28
Spain | ESP | 2019-02-23 04:00 | 2019-02-23 05:00 | 46.87 | 2019 | 6.01 | 2019-02-28
Spain | ESP | 2019-02-23 05:00 | 2019-02-23 06:00 | 47.5 | 2019 | 6.01 | 2019-02-28
Spain | ESP | 2019-02-23 06:00 | 2019-02-23 07:00 | 50.9 | 2019 | 6.01 | 2019-02-28
Spain | ESP | 2019-02-23 07:00 | 2019-02-23 08:00 | 50.43 | 2019 | 6.01 | 2019-02-28
Spain | ESP | 2019-02-23 08:00 | 2019-02-23 09:00 | 55.51 | 2019 | 6.01 | 2019-02-28
Spain | ESP | 2019-02-23 09:00 | 2019-02-23 10:00 | 56.1 | 2019 | 6.01 | 2019-02-28
Spain | ESP | 2019-02-23 10:00 | 2019-02-23 11:00 | 55.55 | 2019 | 6.01 | 2019-02-28
Spain | ESP | 2019-02-23 11:00 | 2019-02-23 12:00 | 53.84 | 2019 | 6.01 | 2019-02-28
Spain | ESP | 2019-02-23 12:00 | 2019-02-23 13:00 | 52.99 | 2019 | 6.01 | 2019-02-28
Spain | ESP | 2019-02-23 13:00 | 2019-02-23 14:00 | 50.03 | 2019 | 6.01 | 2019-02-28
Spain | ESP | 2019-02-23 14:00 | 2019-02-23 15:00 | 47.5 | 2019 | 6.01 | 2019-02-28
Spain | ESP | 2019-02-23 15:00 | 2019-02-23 16:00 | 46.88 | 2019 | 6.01 | 2019-02-28
Spain | ESP | 2019-02-23 16:00 | 2019-02-23 17:00 | 48 | 2019 | 6.01 | 2019-02-28
Spain | ESP | 2019-02-23 17:00 | 2019-02-23 18:00 | 52.07 | 2019 | 6.01 | 2019-02-28
Spain | ESP | 2019-02-23 18:00 | 2019-02-23 19:00 | 56.11 | 2019 | 6.01 | 2019-02-28
Spain | ESP | 2019-02-23 19:00 | 2019-02-23 20:00 | 57.24 | 2019 | 6.01 | 2019-02-28
Spain | ESP | 2019-02-23 20:00 | 2019-02-23 21:00 | 56.64 | 2019 | 6.01 | 2019-02-28
Spain | ESP | 2019-02-23 21:00 | 2019-02-23 22:00 | 55.96 | 2019 | 6.01 | 2019-02-28
Spain | ESP | 2019-02-23 22:00 | 2019-02-23 23:00 | 53.55 | 2019 | 6.01 | 2019-02-28
Spain | ESP | 2019-02-23 23:00 | 2019-02-24 | 56.03 | 2019 | 6.01 | 2019-02-28
Spain | ESP | 2019-02-24 | 2019-02-24 01:00 | 51 | 2019 | 6.01 | 2019-02-28
Spain | ESP | 2019-02-24 01:00 | 2019-02-24 02:00 | 48 | 2019 | 6.01 | 2019-02-28
Spain | ESP | 2019-02-24 02:00 | 2019-02-24 03:00 | 46.87 | 2019 | 6.01 | 2019-02-28
Spain | ESP | 2019-02-24 03:00 | 2019-02-24 04:00 | 45.01 | 2019 | 6.01 | 2019-02-28
Spain | ESP | 2019-02-24 04:00 | 2019-02-24 05:00 | 45 | 2019 | 6.01 | 2019-02-28
Spain | ESP | 2019-02-24 05:00 | 2019-02-24 06:00 | 46.36 | 2019 | 6.01 | 2019-02-28
Spain | ESP | 2019-02-24 06:00 | 2019-02-24 07:00 | 46.36 | 2019 | 6.01 | 2019-02-28
Spain | ESP | 2019-02-24 07:00 | 2019-02-24 08:00 | 46.36 | 2019 | 6.01 | 2019-02-28
Spain | ESP | 2019-02-24 08:00 | 2019-02-24 09:00 | 51 | 2019 | 6.01 | 2019-02-28
Spain | ESP | 2019-02-24 09:00 | 2019-02-24 10:00 | 54 | 2019 | 6.01 | 2019-02-28
Spain | ESP | 2019-02-24 10:00 | 2019-02-24 11:00 | 52.01 | 2019 | 6.01 | 2019-02-28
Spain | ESP | 2019-02-24 11:00 | 2019-02-24 12:00 | 50 | 2019 | 6.01 | 2019-02-28
Spain | ESP | 2019-02-24 12:00 | 2019-02-24 13:00 | 50.9 | 2019 | 6.01 | 2019-02-28
Spain | ESP | 2019-02-24 13:00 | 2019-02-24 14:00 | 50 | 2019 | 6.01 | 2019-02-28
Spain | ESP | 2019-02-24 14:00 | 2019-02-24 15:00 | 46.88 | 2019 | 6.01 | 2019-02-28
Spain | ESP | 2019-02-24 15:00 | 2019-02-24 16:00 | 45.99 | 2019 | 6.01 | 2019-02-28
Spain | ESP | 2019-02-24 16:00 | 2019-02-24 17:00 | 46.88 | 2019 | 6.01 | 2019-02-28
Spain | ESP | 2019-02-24 17:00 | 2019-02-24 18:00 | 52.01 | 2019 | 6.01 | 2019-02-28
Spain | ESP | 2019-02-24 18:00 | 2019-02-24 19:00 | 58.88 | 2019 | 6.01 | 2019-02-28
Spain | ESP | 2019-02-24 19:00 | 2019-02-24 20:00 | 59.75 | 2019 | 6.01 | 2019-02-28
Spain | ESP | 2019-02-24 20:00 | 2019-02-24 21:00 | 60.15 | 2019 | 6.01 | 2019-02-28
Spain | ESP | 2019-02-24 21:00 | 2019-02-24 22:00 | 59.55 | 2019 | 6.01 | 2019-02-28
Spain | ESP | 2019-02-24 22:00 | 2019-02-24 23:00 | 57 | 2019 | 6.01 | 2019-02-28
Spain | ESP | 2019-02-24 23:00 | 2019-02-25 | 53.55 | 2019 | 6.01 | 2019-02-28
Spain | ESP | 2019-02-25 | 2019-02-25 01:00 | 49 | 2019 | 6.01 | 2019-02-28
Spain | ESP | 2019-02-25 01:00 | 2019-02-25 02:00 | 46.87 | 2019 | 6.01 | 2019-02-28
Spain | ESP | 2019-02-25 02:00 | 2019-02-25 03:00 | 46.36 | 2019 | 6.01 | 2019-02-28
Spain | ESP | 2019-02-25 03:00 | 2019-02-25 04:00 | 46.36 | 2019 | 6.01 | 2019-02-28
Spain | ESP | 2019-02-25 04:00 | 2019-02-25 05:00 | 47.01 | 2019 | 6.01 | 2019-02-28
Spain | ESP | 2019-02-25 05:00 | 2019-02-25 06:00 | 55.62 | 2019 | 6.01 | 2019-02-28
Spain | ESP | 2019-02-25 06:00 | 2019-02-25 07:00 | 58.63 | 2019 | 6.01 | 2019-02-28
Spain | ESP | 2019-02-25 07:00 | 2019-02-25 08:00 | 59.7 | 2019 | 6.01 | 2019-02-28
Spain | ESP | 2019-02-25 08:00 | 2019-02-25 09:00 | 59.75 | 2019 | 6.01 | 2019-02-28
Spain | ESP | 2019-02-25 09:00 | 2019-02-25 10:00 | 59.09 | 2019 | 6.01 | 2019-02-28
Spain | ESP | 2019-02-25 10:00 | 2019-02-25 11:00 | 57.5 | 2019 | 6.01 | 2019-02-28
Spain | ESP | 2019-02-25 11:00 | 2019-02-25 12:00 | 56.94 | 2019 | 6.01 | 2019-02-28
Spain | ESP | 2019-02-25 12:00 | 2019-02-25 13:00 | 56.94 | 2019 | 6.01 | 2019-02-28
Spain | ESP | 2019-02-25 13:00 | 2019-02-25 14:00 | 56.03 | 2019 | 6.01 | 2019-02-28
Spain | ESP | 2019-02-25 14:00 | 2019-02-25 15:00 | 55 | 2019 | 6.01 | 2019-02-28
Spain | ESP | 2019-02-25 15:00 | 2019-02-25 16:00 | 55 | 2019 | 6.01 | 2019-02-28
Spain | ESP | 2019-02-25 16:00 | 2019-02-25 17:00 | 56.03 | 2019 | 6.01 | 2019-02-28
Spain | ESP | 2019-02-25 17:00 | 2019-02-25 18:00 | 57.25 | 2019 | 6.01 | 2019-02-28
Spain | ESP | 2019-02-25 18:00 | 2019-02-25 19:00 | 59.93 | 2019 | 6.01 | 2019-02-28
Spain | ESP | 2019-02-25 19:00 | 2019-02-25 20:00 | 60.6 | 2019 | 6.01 | 2019-02-28
Spain | ESP | 2019-02-25 20:00 | 2019-02-25 21:00 | 60.15 | 2019 | 6.01 | 2019-02-28
Spain | ESP | 2019-02-25 21:00 | 2019-02-25 22:00 | 57.79 | 2019 | 6.01 | 2019-02-28
Spain | ESP | 2019-02-25 22:00 | 2019-02-25 23:00 | 56.56 | 2019 | 6.01 | 2019-02-28
Spain | ESP | 2019-02-25 23:00 | 2019-02-26 | 56.01 | 2019 | 6.01 | 2019-02-28
Spain | ESP | 2019-02-26 | 2019-02-26 01:00 | 54.61 | 2019 | 6.01 | 2019-02-28
Spain | ESP | 2019-02-26 01:00 | 2019-02-26 02:00 | 50.01 | 2019 | 6.01 | 2019-02-28
Spain | ESP | 2019-02-26 02:00 | 2019-02-26 03:00 | 48.58 | 2019 | 6.01 | 2019-02-28
Spain | ESP | 2019-02-26 03:00 | 2019-02-26 04:00 | 46.87 | 2019 | 6.01 | 2019-02-28
Spain | ESP | 2019-02-26 04:00 | 2019-02-26 05:00 | 49 | 2019 | 6.01 | 2019-02-28
Spain | ESP | 2019-02-26 05:00 | 2019-02-26 06:00 | 55.03 | 2019 | 6.01 | 2019-02-28
Spain | ESP | 2019-02-26 06:00 | 2019-02-26 07:00 | 57.17 | 2019 | 6.01 | 2019-02-28
Spain | ESP | 2019-02-26 07:00 | 2019-02-26 08:00 | 58.5 | 2019 | 6.01 | 2019-02-28
Spain | ESP | 2019-02-26 08:00 | 2019-02-26 09:00 | 58.51 | 2019 | 6.01 | 2019-02-28
Spain | ESP | 2019-02-26 09:00 | 2019-02-26 10:00 | 56.6 | 2019 | 6.01 | 2019-02-28
Spain | ESP | 2019-02-26 10:00 | 2019-02-26 11:00 | 55 | 2019 | 6.01 | 2019-02-28
Spain | ESP | 2019-02-26 11:00 | 2019-02-26 12:00 | 53.03 | 2019 | 6.01 | 2019-02-28
Spain | ESP | 2019-02-26 12:00 | 2019-02-26 13:00 | 50.9 | 2019 | 6.01 | 2019-02-28
Spain | ESP | 2019-02-26 13:00 | 2019-02-26 14:00 | 46.96 | 2019 | 6.01 | 2019-02-28
Spain | ESP | 2019-02-26 14:00 | 2019-02-26 15:00 | 46.36 | 2019 | 6.01 | 2019-02-28
Spain | ESP | 2019-02-26 15:00 | 2019-02-26 16:00 | 46.36 | 2019 | 6.01 | 2019-02-28
Spain | ESP | 2019-02-26 16:00 | 2019-02-26 17:00 | 48.58 | 2019 | 6.01 | 2019-02-28
Spain | ESP | 2019-02-26 17:00 | 2019-02-26 18:00 | 53.2 | 2019 | 6.01 | 2019-02-28
Spain | ESP | 2019-02-26 18:00 | 2019-02-26 19:00 | 57.94 | 2019 | 6.01 | 2019-02-28
Spain | ESP | 2019-02-26 19:00 | 2019-02-26 20:00 | 59 | 2019 | 6.01 | 2019-02-28
Spain | ESP | 2019-02-26 20:00 | 2019-02-26 21:00 | 58.5 | 2019 | 6.01 | 2019-02-28
Spain | ESP | 2019-02-26 21:00 | 2019-02-26 22:00 | 55.33 | 2019 | 6.01 | 2019-02-28
Spain | ESP | 2019-02-26 22:00 | 2019-02-26 23:00 | 53.02 | 2019 | 6.01 | 2019-02-28
Spain | ESP | 2019-02-26 23:00 | 2019-02-27 | 48.58 | 2019 | 6.01 | 2019-02-28
Spain | ESP | 2019-02-27 | 2019-02-27 01:00 | 45.35 | 2019 | 6.01 | 2019-02-28
Spain | ESP | 2019-02-27 01:00 | 2019-02-27 02:00 | 42.39 | 2019 | 6.01 | 2019-02-28
Spain | ESP | 2019-02-27 02:00 | 2019-02-27 03:00 | 42.1 | 2019 | 6.01 | 2019-02-28
Spain | ESP | 2019-02-27 03:00 | 2019-02-27 04:00 | 42.1 | 2019 | 6.01 | 2019-02-28
Spain | ESP | 2019-02-27 04:00 | 2019-02-27 05:00 | 42.59 | 2019 | 6.01 | 2019-02-28
Spain | ESP | 2019-02-27 05:00 | 2019-02-27 06:00 | 50.4 | 2019 | 6.01 | 2019-02-28
Spain | ESP | 2019-02-27 06:00 | 2019-02-27 07:00 | 56.8 | 2019 | 6.01 | 2019-02-28
Spain | ESP | 2019-02-27 07:00 | 2019-02-27 08:00 | 56.59 | 2019 | 6.01 | 2019-02-28
Spain | ESP | 2019-02-27 08:00 | 2019-02-27 09:00 | 57.27 | 2019 | 6.01 | 2019-02-28
Spain | ESP | 2019-02-27 09:00 | 2019-02-27 10:00 | 56.51 | 2019 | 6.01 | 2019-02-28
Spain | ESP | 2019-02-27 10:00 | 2019-02-27 11:00 | 55.94 | 2019 | 6.01 | 2019-02-28
Spain | ESP | 2019-02-27 11:00 | 2019-02-27 12:00 | 55.68 | 2019 | 6.01 | 2019-02-28
Spain | ESP | 2019-02-27 12:00 | 2019-02-27 13:00 | 55.3 | 2019 | 6.01 | 2019-02-28
Spain | ESP | 2019-02-27 13:00 | 2019-02-27 14:00 | 53.15 | 2019 | 6.01 | 2019-02-28
Spain | ESP | 2019-02-27 14:00 | 2019-02-27 15:00 | 51.63 | 2019 | 6.01 | 2019-02-28
Spain | ESP | 2019-02-27 15:00 | 2019-02-27 16:00 | 52.18 | 2019 | 6.01 | 2019-02-28
Spain | ESP | 2019-02-27 16:00 | 2019-02-27 17:00 | 54.61 | 2019 | 6.01 | 2019-02-28
Spain | ESP | 2019-02-27 17:00 | 2019-02-27 18:00 | 56.56 | 2019 | 6.01 | 2019-02-28
Spain | ESP | 2019-02-27 18:00 | 2019-02-27 19:00 | 59.48 | 2019 | 6.01 | 2019-02-28
Spain | ESP | 2019-02-27 19:00 | 2019-02-27 20:00 | 60.49 | 2019 | 6.01 | 2019-02-28
Spain | ESP | 2019-02-27 20:00 | 2019-02-27 21:00 | 59.5 | 2019 | 6.01 | 2019-02-28
Spain | ESP | 2019-02-27 21:00 | 2019-02-27 22:00 | 56.86 | 2019 | 6.01 | 2019-02-28
Spain | ESP | 2019-02-27 22:00 | 2019-02-27 23:00 | 55.33 | 2019 | 6.01 | 2019-02-28
Spain | ESP | 2019-02-27 23:00 | 2019-02-28 | 53.5 | 2019 | 6.01 | 2019-02-28
Spain | ESP | 2019-02-28 | 2019-02-28 01:00 | 48.58 | 2019 | 6.01 | 2019-02-28
Spain | ESP | 2019-02-28 01:00 | 2019-02-28 02:00 | 46.01 | 2019 | 6.01 | 2019-02-28
Spain | ESP | 2019-02-28 02:00 | 2019-02-28 03:00 | 45 | 2019 | 6.01 | 2019-02-28
Spain | ESP | 2019-02-28 03:00 | 2019-02-28 04:00 | 43.1 | 2019 | 6.01 | 2019-02-28
Spain | ESP | 2019-02-28 04:00 | 2019-02-28 05:00 | 46.01 | 2019 | 6.01 | 2019-02-28
Spain | ESP | 2019-02-28 05:00 | 2019-02-28 06:00 | 50.9 | 2019 | 6.01 | 2019-02-28
Spain | ESP | 2019-02-28 06:00 | 2019-02-28 07:00 | 54.94 | 2019 | 6.01 | 2019-02-28
Spain | ESP | 2019-02-28 07:00 | 2019-02-28 08:00 | 55.5 | 2019 | 6.01 | 2019-02-28
Spain | ESP | 2019-02-28 08:00 | 2019-02-28 09:00 | 56.09 | 2019 | 6.01 | 2019-02-28
Spain | ESP | 2019-02-28 09:00 | 2019-02-28 10:00 | 55.94 | 2019 | 6.01 | 2019-02-28
Spain | ESP | 2019-02-28 10:00 | 2019-02-28 11:00 | 55.33 | 2019 | 6.01 | 2019-02-28
Spain | ESP | 2019-02-28 11:00 | 2019-02-28 12:00 | 55.03 | 2019 | 6.01 | 2019-02-28
Spain | ESP | 2019-02-28 12:00 | 2019-02-28 13:00 | 54.61 | 2019 | 6.01 | 2019-02-28
Spain | ESP | 2019-02-28 13:00 | 2019-02-28 14:00 | 54.06 | 2019 | 6.01 | 2019-02-28
Spain | ESP | 2019-02-28 14:00 | 2019-02-28 15:00 | 52.86 | 2019 | 6.01 | 2019-02-28
Spain | ESP | 2019-02-28 15:00 | 2019-02-28 16:00 | 52.22 | 2019 | 6.01 | 2019-02-28
Spain | ESP | 2019-02-28 16:00 | 2019-02-28 17:00 | 53.5 | 2019 | 6.01 | 2019-02-28
Spain | ESP | 2019-02-28 17:00 | 2019-02-28 18:00 | 54.54 | 2019 | 6.01 | 2019-02-28
Spain | ESP | 2019-02-28 18:00 | 2019-02-28 19:00 | 57.02 | 2019 | 6.01 | 2019-02-28
Spain | ESP | 2019-02-28 19:00 | 2019-02-28 20:00 | 58.75 | 2019 | 6.01 | 2019-02-28
Spain | ESP | 2019-02-28 20:00 | 2019-02-28 21:00 | 57.25 | 2019 | 6.01 | 2019-02-28
Spain | ESP | 2019-02-28 21:00 | 2019-02-28 22:00 | 55.04 | 2019 | 6.01 | 2019-02-28
Spain | ESP | 2019-02-28 22:00 | 2019-02-28 23:00 | 54.52 | 2019 | 6.01 | 2019-02-28
Spain | ESP | 2019-02-28 23:00 | 2019-03-01 | 55.03 | 2019 | 6.01 | 2019-02-28
Spain | ESP | 2019-03-01 | 2019-03-01 01:00 | 53.6 | 2019 | 5.18 | 2019-03-31
Spain | ESP | 2019-03-01 01:00 | 2019-03-01 02:00 | 52 | 2019 | 5.18 | 2019-03-31
Spain | ESP | 2019-03-01 02:00 | 2019-03-01 03:00 | 50.9 | 2019 | 5.18 | 2019-03-31
Spain | ESP | 2019-03-01 03:00 | 2019-03-01 04:00 | 50.9 | 2019 | 5.18 | 2019-03-31
Spain | ESP | 2019-03-01 04:00 | 2019-03-01 05:00 | 53.4 | 2019 | 5.18 | 2019-03-31
Spain | ESP | 2019-03-01 05:00 | 2019-03-01 06:00 | 55.33 | 2019 | 5.18 | 2019-03-31
Spain | ESP | 2019-03-01 06:00 | 2019-03-01 07:00 | 57.17 | 2019 | 5.18 | 2019-03-31
Spain | ESP | 2019-03-01 07:00 | 2019-03-01 08:00 | 58.01 | 2019 | 5.18 | 2019-03-31
Spain | ESP | 2019-03-01 08:00 | 2019-03-01 09:00 | 58.43 | 2019 | 5.18 | 2019-03-31
Spain | ESP | 2019-03-01 09:00 | 2019-03-01 10:00 | 58.01 | 2019 | 5.18 | 2019-03-31
Spain | ESP | 2019-03-01 10:00 | 2019-03-01 11:00 | 57.38 | 2019 | 5.18 | 2019-03-31
Spain | ESP | 2019-03-01 11:00 | 2019-03-01 12:00 | 57 | 2019 | 5.18 | 2019-03-31
Spain | ESP | 2019-03-01 12:00 | 2019-03-01 13:00 | 55.53 | 2019 | 5.18 | 2019-03-31
Spain | ESP | 2019-03-01 13:00 | 2019-03-01 14:00 | 54.52 | 2019 | 5.18 | 2019-03-31
Spain | ESP | 2019-03-01 14:00 | 2019-03-01 15:00 | 53.1 | 2019 | 5.18 | 2019-03-31
Spain | ESP | 2019-03-01 15:00 | 2019-03-01 16:00 | 50.9 | 2019 | 5.18 | 2019-03-31
Spain | ESP | 2019-03-01 16:00 | 2019-03-01 17:00 | 51.53 | 2019 | 5.18 | 2019-03-31
Spain | ESP | 2019-03-01 17:00 | 2019-03-01 18:00 | 53.5 | 2019 | 5.18 | 2019-03-31
Spain | ESP | 2019-03-01 18:00 | 2019-03-01 19:00 | 55.12 | 2019 | 5.18 | 2019-03-31
Spain | ESP | 2019-03-01 19:00 | 2019-03-01 20:00 | 56.03 | 2019 | 5.18 | 2019-03-31
Spain | ESP | 2019-03-01 20:00 | 2019-03-01 21:00 | 55.15 | 2019 | 5.18 | 2019-03-31
Spain | ESP | 2019-03-01 21:00 | 2019-03-01 22:00 | 53.32 | 2019 | 5.18 | 2019-03-31
Spain | ESP | 2019-03-01 22:00 | 2019-03-01 23:00 | 50.77 | 2019 | 5.18 | 2019-03-31
Spain | ESP | 2019-03-01 23:00 | 2019-03-02 | 54.46 | 2019 | 5.18 | 2019-03-31
Spain | ESP | 2019-03-02 | 2019-03-02 01:00 | 52.08 | 2019 | 5.18 | 2019-03-31
Spain | ESP | 2019-03-02 01:00 | 2019-03-02 02:00 | 46.02 | 2019 | 5.18 | 2019-03-31
Spain | ESP | 2019-03-02 02:00 | 2019-03-02 03:00 | 43.97 | 2019 | 5.18 | 2019-03-31
Spain | ESP | 2019-03-02 03:00 | 2019-03-02 04:00 | 42.9 | 2019 | 5.18 | 2019-03-31
Spain | ESP | 2019-03-02 04:00 | 2019-03-02 05:00 | 43.97 | 2019 | 5.18 | 2019-03-31
Spain | ESP | 2019-03-02 05:00 | 2019-03-02 06:00 | 45.36 | 2019 | 5.18 | 2019-03-31
Spain | ESP | 2019-03-02 06:00 | 2019-03-02 07:00 | 47.99 | 2019 | 5.18 | 2019-03-31
Spain | ESP | 2019-03-02 07:00 | 2019-03-02 08:00 | 48.57 | 2019 | 5.18 | 2019-03-31
Spain | ESP | 2019-03-02 08:00 | 2019-03-02 09:00 | 53.89 | 2019 | 5.18 | 2019-03-31
Spain | ESP | 2019-03-02 09:00 | 2019-03-02 10:00 | 54 | 2019 | 5.18 | 2019-03-31
Spain | ESP | 2019-03-02 10:00 | 2019-03-02 11:00 | 50.49 | 2019 | 5.18 | 2019-03-31
Spain | ESP | 2019-03-02 11:00 | 2019-03-02 12:00 | 48.51 | 2019 | 5.18 | 2019-03-31
Spain | ESP | 2019-03-02 12:00 | 2019-03-02 13:00 | 45.06 | 2019 | 5.18 | 2019-03-31
Spain | ESP | 2019-03-02 13:00 | 2019-03-02 14:00 | 41.2 | 2019 | 5.18 | 2019-03-31
Spain | ESP | 2019-03-02 14:00 | 2019-03-02 15:00 | 38.99 | 2019 | 5.18 | 2019-03-31
Spain | ESP | 2019-03-02 15:00 | 2019-03-02 16:00 | 38.9 | 2019 | 5.18 | 2019-03-31
Spain | ESP | 2019-03-02 16:00 | 2019-03-02 17:00 | 40.79 | 2019 | 5.18 | 2019-03-31
Spain | ESP | 2019-03-02 17:00 | 2019-03-02 18:00 | 50.06 | 2019 | 5.18 | 2019-03-31
Spain | ESP | 2019-03-02 18:00 | 2019-03-02 19:00 | 55.64 | 2019 | 5.18 | 2019-03-31
Spain | ESP | 2019-03-02 19:00 | 2019-03-02 20:00 | 57.51 | 2019 | 5.18 | 2019-03-31
Spain | ESP | 2019-03-02 20:00 | 2019-03-02 21:00 | 57.51 | 2019 | 5.18 | 2019-03-31
Spain | ESP | 2019-03-02 21:00 | 2019-03-02 22:00 | 56.51 | 2019 | 5.18 | 2019-03-31
Spain | ESP | 2019-03-02 22:00 | 2019-03-02 23:00 | 55.53 | 2019 | 5.18 | 2019-03-31
Spain | ESP | 2019-03-02 23:00 | 2019-03-03 | 56.5 | 2019 | 5.18 | 2019-03-31
Spain | ESP | 2019-03-03 | 2019-03-03 01:00 | 53.01 | 2019 | 5.18 | 2019-03-31
Spain | ESP | 2019-03-03 01:00 | 2019-03-03 02:00 | 42 | 2019 | 5.18 | 2019-03-31
Spain | ESP | 2019-03-03 02:00 | 2019-03-03 03:00 | 44.46 | 2019 | 5.18 | 2019-03-31
Spain | ESP | 2019-03-03 03:00 | 2019-03-03 04:00 | 41.22 | 2019 | 5.18 | 2019-03-31
Spain | ESP | 2019-03-03 04:00 | 2019-03-03 05:00 | 41.19 | 2019 | 5.18 | 2019-03-31
Spain | ESP | 2019-03-03 05:00 | 2019-03-03 06:00 | 41.2 | 2019 | 5.18 | 2019-03-31
Spain | ESP | 2019-03-03 06:00 | 2019-03-03 07:00 | 41.2 | 2019 | 5.18 | 2019-03-31
Spain | ESP | 2019-03-03 07:00 | 2019-03-03 08:00 | 40.79 | 2019 | 5.18 | 2019-03-31
Spain | ESP | 2019-03-03 08:00 | 2019-03-03 09:00 | 41.5 | 2019 | 5.18 | 2019-03-31
Spain | ESP | 2019-03-03 09:00 | 2019-03-03 10:00 | 41.5 | 2019 | 5.18 | 2019-03-31
Spain | ESP | 2019-03-03 10:00 | 2019-03-03 11:00 | 40.71 | 2019 | 5.18 | 2019-03-31
Spain | ESP | 2019-03-03 11:00 | 2019-03-03 12:00 | 39.17 | 2019 | 5.18 | 2019-03-31
Spain | ESP | 2019-03-03 12:00 | 2019-03-03 13:00 | 35 | 2019 | 5.18 | 2019-03-31
Spain | ESP | 2019-03-03 13:00 | 2019-03-03 14:00 | 34.25 | 2019 | 5.18 | 2019-03-31
Spain | ESP | 2019-03-03 14:00 | 2019-03-03 15:00 | 25 | 2019 | 5.18 | 2019-03-31
Spain | ESP | 2019-03-03 15:00 | 2019-03-03 16:00 | 21 | 2019 | 5.18 | 2019-03-31
Spain | ESP | 2019-03-03 16:00 | 2019-03-03 17:00 | 23.99 | 2019 | 5.18 | 2019-03-31
Spain | ESP | 2019-03-03 17:00 | 2019-03-03 18:00 | 33.03 | 2019 | 5.18 | 2019-03-31
Spain | ESP | 2019-03-03 18:00 | 2019-03-03 19:00 | 39.72 | 2019 | 5.18 | 2019-03-31
Spain | ESP | 2019-03-03 19:00 | 2019-03-03 20:00 | 44.51 | 2019 | 5.18 | 2019-03-31
Spain | ESP | 2019-03-03 20:00 | 2019-03-03 21:00 | 52.6 | 2019 | 5.18 | 2019-03-31
Spain | ESP | 2019-03-03 21:00 | 2019-03-03 22:00 | 41.5 | 2019 | 5.18 | 2019-03-31
Spain | ESP | 2019-03-03 22:00 | 2019-03-03 23:00 | 39.72 | 2019 | 5.18 | 2019-03-31
Spain | ESP | 2019-03-03 23:00 | 2019-03-04 | 30 | 2019 | 5.18 | 2019-03-31
Spain | ESP | 2019-03-04 | 2019-03-04 01:00 | 12.69 | 2019 | 5.18 | 2019-03-31
Spain | ESP | 2019-03-04 01:00 | 2019-03-04 02:00 | 7.01 | 2019 | 5.18 | 2019-03-31
Spain | ESP | 2019-03-04 02:00 | 2019-03-04 03:00 | 3.52 | 2019 | 5.18 | 2019-03-31
Spain | ESP | 2019-03-04 03:00 | 2019-03-04 04:00 | 7.92 | 2019 | 5.18 | 2019-03-31
Spain | ESP | 2019-03-04 04:00 | 2019-03-04 05:00 | 15.04 | 2019 | 5.18 | 2019-03-31
Spain | ESP | 2019-03-04 05:00 | 2019-03-04 06:00 | 32.01 | 2019 | 5.18 | 2019-03-31
Spain | ESP | 2019-03-04 06:00 | 2019-03-04 07:00 | 41.2 | 2019 | 5.18 | 2019-03-31
Spain | ESP | 2019-03-04 07:00 | 2019-03-04 08:00 | 52.01 | 2019 | 5.18 | 2019-03-31
Spain | ESP | 2019-03-04 08:00 | 2019-03-04 09:00 | 54.54 | 2019 | 5.18 | 2019-03-31
Spain | ESP | 2019-03-04 09:00 | 2019-03-04 10:00 | 52.5 | 2019 | 5.18 | 2019-03-31
Spain | ESP | 2019-03-04 10:00 | 2019-03-04 11:00 | 50.7 | 2019 | 5.18 | 2019-03-31
Spain | ESP | 2019-03-04 11:00 | 2019-03-04 12:00 | 50.49 | 2019 | 5.18 | 2019-03-31
Spain | ESP | 2019-03-04 12:00 | 2019-03-04 13:00 | 49.49 | 2019 | 5.18 | 2019-03-31
Spain | ESP | 2019-03-04 13:00 | 2019-03-04 14:00 | 42.57 | 2019 | 5.18 | 2019-03-31
Spain | ESP | 2019-03-04 14:00 | 2019-03-04 15:00 | 42.84 | 2019 | 5.18 | 2019-03-31
Spain | ESP | 2019-03-04 15:00 | 2019-03-04 16:00 | 46.1 | 2019 | 5.18 | 2019-03-31
Spain | ESP | 2019-03-04 16:00 | 2019-03-04 17:00 | 52.73 | 2019 | 5.18 | 2019-03-31
Spain | ESP | 2019-03-04 17:00 | 2019-03-04 18:00 | 55.14 | 2019 | 5.18 | 2019-03-31
Spain | ESP | 2019-03-04 18:00 | 2019-03-04 19:00 | 57.17 | 2019 | 5.18 | 2019-03-31
Spain | ESP | 2019-03-04 19:00 | 2019-03-04 20:00 | 58.75 | 2019 | 5.18 | 2019-03-31
Spain | ESP | 2019-03-04 20:00 | 2019-03-04 21:00 | 58.75 | 2019 | 5.18 | 2019-03-31
Spain | ESP | 2019-03-04 21:00 | 2019-03-04 22:00 | 57.4 | 2019 | 5.18 | 2019-03-31
Spain | ESP | 2019-03-04 22:00 | 2019-03-04 23:00 | 56.01 | 2019 | 5.18 | 2019-03-31
Spain | ESP | 2019-03-04 23:00 | 2019-03-05 | 55.33 | 2019 | 5.18 | 2019-03-31
Spain | ESP | 2019-03-05 | 2019-03-05 01:00 | 54.68 | 2019 | 5.18 | 2019-03-31
Spain | ESP | 2019-03-05 01:00 | 2019-03-05 02:00 | 54.37 | 2019 | 5.18 | 2019-03-31
Spain | ESP | 2019-03-05 02:00 | 2019-03-05 03:00 | 52.73 | 2019 | 5.18 | 2019-03-31
Spain | ESP | 2019-03-05 03:00 | 2019-03-05 04:00 | 52.73 | 2019 | 5.18 | 2019-03-31
Spain | ESP | 2019-03-05 04:00 | 2019-03-05 05:00 | 52.73 | 2019 | 5.18 | 2019-03-31
Spain | ESP | 2019-03-05 05:00 | 2019-03-05 06:00 | 55.03 | 2019 | 5.18 | 2019-03-31
Spain | ESP | 2019-03-05 06:00 | 2019-03-05 07:00 | 55.68 | 2019 | 5.18 | 2019-03-31
Spain | ESP | 2019-03-05 07:00 | 2019-03-05 08:00 | 56.45 | 2019 | 5.18 | 2019-03-31
Spain | ESP | 2019-03-05 08:00 | 2019-03-05 09:00 | 56.43 | 2019 | 5.18 | 2019-03-31
Spain | ESP | 2019-03-05 09:00 | 2019-03-05 10:00 | 55.64 | 2019 | 5.18 | 2019-03-31
Spain | ESP | 2019-03-05 10:00 | 2019-03-05 11:00 | 55.17 | 2019 | 5.18 | 2019-03-31
Spain | ESP | 2019-03-05 11:00 | 2019-03-05 12:00 | 54.68 | 2019 | 5.18 | 2019-03-31
Spain | ESP | 2019-03-05 12:00 | 2019-03-05 13:00 | 54.37 | 2019 | 5.18 | 2019-03-31
Spain | ESP | 2019-03-05 13:00 | 2019-03-05 14:00 | 51.64 | 2019 | 5.18 | 2019-03-31
Spain | ESP | 2019-03-05 14:00 | 2019-03-05 15:00 | 45.99 | 2019 | 5.18 | 2019-03-31
Spain | ESP | 2019-03-05 15:00 | 2019-03-05 16:00 | 46.39 | 2019 | 5.18 | 2019-03-31
Spain | ESP | 2019-03-05 16:00 | 2019-03-05 17:00 | 49.27 | 2019 | 5.18 | 2019-03-31
Spain | ESP | 2019-03-05 17:00 | 2019-03-05 18:00 | 52.73 | 2019 | 5.18 | 2019-03-31
Spain | ESP | 2019-03-05 18:00 | 2019-03-05 19:00 | 55.23 | 2019 | 5.18 | 2019-03-31
Spain | ESP | 2019-03-05 19:00 | 2019-03-05 20:00 | 54.5 | 2019 | 5.18 | 2019-03-31
Spain | ESP | 2019-03-05 20:00 | 2019-03-05 21:00 | 53.24 | 2019 | 5.18 | 2019-03-31
Spain | ESP | 2019-03-05 21:00 | 2019-03-05 22:00 | 46.09 | 2019 | 5.18 | 2019-03-31
Spain | ESP | 2019-03-05 22:00 | 2019-03-05 23:00 | 41.54 | 2019 | 5.18 | 2019-03-31
Spain | ESP | 2019-03-05 23:00 | 2019-03-06 | 36.08 | 2019 | 5.18 | 2019-03-31
Spain | ESP | 2019-03-06 | 2019-03-06 01:00 | 32.44 | 2019 | 5.18 | 2019-03-31
Spain | ESP | 2019-03-06 01:00 | 2019-03-06 02:00 | 30.02 | 2019 | 5.18 | 2019-03-31
Spain | ESP | 2019-03-06 02:00 | 2019-03-06 03:00 | 26.44 | 2019 | 5.18 | 2019-03-31
Spain | ESP | 2019-03-06 03:00 | 2019-03-06 04:00 | 25.68 | 2019 | 5.18 | 2019-03-31
Spain | ESP | 2019-03-06 04:00 | 2019-03-06 05:00 | 30.19 | 2019 | 5.18 | 2019-03-31
Spain | ESP | 2019-03-06 05:00 | 2019-03-06 06:00 | 37.84 | 2019 | 5.18 | 2019-03-31
Spain | ESP | 2019-03-06 06:00 | 2019-03-06 07:00 | 44.01 | 2019 | 5.18 | 2019-03-31
Spain | ESP | 2019-03-06 07:00 | 2019-03-06 08:00 | 48 | 2019 | 5.18 | 2019-03-31
Spain | ESP | 2019-03-06 08:00 | 2019-03-06 09:00 | 45.2 | 2019 | 5.18 | 2019-03-31
Spain | ESP | 2019-03-06 09:00 | 2019-03-06 10:00 | 42.63 | 2019 | 5.18 | 2019-03-31
Spain | ESP | 2019-03-06 10:00 | 2019-03-06 11:00 | 38.9 | 2019 | 5.18 | 2019-03-31
Spain | ESP | 2019-03-06 11:00 | 2019-03-06 12:00 | 37 | 2019 | 5.18 | 2019-03-31
Spain | ESP | 2019-03-06 12:00 | 2019-03-06 13:00 | 35 | 2019 | 5.18 | 2019-03-31
Spain | ESP | 2019-03-06 13:00 | 2019-03-06 14:00 | 32.8 | 2019 | 5.18 | 2019-03-31
Spain | ESP | 2019-03-06 14:00 | 2019-03-06 15:00 | 32.99 | 2019 | 5.18 | 2019-03-31
Spain | ESP | 2019-03-06 15:00 | 2019-03-06 16:00 | 32.17 | 2019 | 5.18 | 2019-03-31
Spain | ESP | 2019-03-06 16:00 | 2019-03-06 17:00 | 35.46 | 2019 | 5.18 | 2019-03-31
Spain | ESP | 2019-03-06 17:00 | 2019-03-06 18:00 | 41.71 | 2019 | 5.18 | 2019-03-31
Spain | ESP | 2019-03-06 18:00 | 2019-03-06 19:00 | 46.78 | 2019 | 5.18 | 2019-03-31
Spain | ESP | 2019-03-06 19:00 | 2019-03-06 20:00 | 51.73 | 2019 | 5.18 | 2019-03-31
Spain | ESP | 2019-03-06 20:00 | 2019-03-06 21:00 | 50 | 2019 | 5.18 | 2019-03-31
Spain | ESP | 2019-03-06 21:00 | 2019-03-06 22:00 | 39.67 | 2019 | 5.18 | 2019-03-31
Spain | ESP | 2019-03-06 22:00 | 2019-03-06 23:00 | 35 | 2019 | 5.18 | 2019-03-31
Spain | ESP | 2019-03-06 23:00 | 2019-03-07 | 39.67 | 2019 | 5.18 | 2019-03-31
Spain | ESP | 2019-03-07 | 2019-03-07 01:00 | 36.7 | 2019 | 5.18 | 2019-03-31
Spain | ESP | 2019-03-07 01:00 | 2019-03-07 02:00 | 34.27 | 2019 | 5.18 | 2019-03-31
Spain | ESP | 2019-03-07 02:00 | 2019-03-07 03:00 | 36.7 | 2019 | 5.18 | 2019-03-31
Spain | ESP | 2019-03-07 03:00 | 2019-03-07 04:00 | 37.5 | 2019 | 5.18 | 2019-03-31
Spain | ESP | 2019-03-07 04:00 | 2019-03-07 05:00 | 41.17 | 2019 | 5.18 | 2019-03-31
Spain | ESP | 2019-03-07 05:00 | 2019-03-07 06:00 | 50.88 | 2019 | 5.18 | 2019-03-31
Spain | ESP | 2019-03-07 06:00 | 2019-03-07 07:00 | 54.5 | 2019 | 5.18 | 2019-03-31
Spain | ESP | 2019-03-07 07:00 | 2019-03-07 08:00 | 54.95 | 2019 | 5.18 | 2019-03-31
Spain | ESP | 2019-03-07 08:00 | 2019-03-07 09:00 | 55.18 | 2019 | 5.18 | 2019-03-31
Spain | ESP | 2019-03-07 09:00 | 2019-03-07 10:00 | 55.03 | 2019 | 5.18 | 2019-03-31
Spain | ESP | 2019-03-07 10:00 | 2019-03-07 11:00 | 54.44 | 2019 | 5.18 | 2019-03-31
Spain | ESP | 2019-03-07 11:00 | 2019-03-07 12:00 | 53.03 | 2019 | 5.18 | 2019-03-31
Spain | ESP | 2019-03-07 12:00 | 2019-03-07 13:00 | 52.52 | 2019 | 5.18 | 2019-03-31
Spain | ESP | 2019-03-07 13:00 | 2019-03-07 14:00 | 49.87 | 2019 | 5.18 | 2019-03-31
Spain | ESP | 2019-03-07 14:00 | 2019-03-07 15:00 | 49.87 | 2019 | 5.18 | 2019-03-31
Spain | ESP | 2019-03-07 15:00 | 2019-03-07 16:00 | 51.49 | 2019 | 5.18 | 2019-03-31
Spain | ESP | 2019-03-07 16:00 | 2019-03-07 17:00 | 54.57 | 2019 | 5.18 | 2019-03-31
Spain | ESP | 2019-03-07 17:00 | 2019-03-07 18:00 | 55.32 | 2019 | 5.18 | 2019-03-31
Spain | ESP | 2019-03-07 18:00 | 2019-03-07 19:00 | 58.5 | 2019 | 5.18 | 2019-03-31
Spain | ESP | 2019-03-07 19:00 | 2019-03-07 20:00 | 60.95 | 2019 | 5.18 | 2019-03-31
Spain | ESP | 2019-03-07 20:00 | 2019-03-07 21:00 | 60.07 | 2019 | 5.18 | 2019-03-31
Spain | ESP | 2019-03-07 21:00 | 2019-03-07 22:00 | 57.94 | 2019 | 5.18 | 2019-03-31
Spain | ESP | 2019-03-07 22:00 | 2019-03-07 23:00 | 56.26 | 2019 | 5.18 | 2019-03-31
Spain | ESP | 2019-03-07 23:00 | 2019-03-08 | 54.79 | 2019 | 5.18 | 2019-03-31
Spain | ESP | 2019-03-08 | 2019-03-08 01:00 | 53.01 | 2019 | 5.18 | 2019-03-31
Spain | ESP | 2019-03-08 01:00 | 2019-03-08 02:00 | 52.29 | 2019 | 5.18 | 2019-03-31
Spain | ESP | 2019-03-08 02:00 | 2019-03-08 03:00 | 52.29 | 2019 | 5.18 | 2019-03-31
Spain | ESP | 2019-03-08 03:00 | 2019-03-08 04:00 | 52.29 | 2019 | 5.18 | 2019-03-31
Spain | ESP | 2019-03-08 04:00 | 2019-03-08 05:00 | 53.51 | 2019 | 5.18 | 2019-03-31
Spain | ESP | 2019-03-08 05:00 | 2019-03-08 06:00 | 54.87 | 2019 | 5.18 | 2019-03-31
Spain | ESP | 2019-03-08 06:00 | 2019-03-08 07:00 | 55.64 | 2019 | 5.18 | 2019-03-31
Spain | ESP | 2019-03-08 07:00 | 2019-03-08 08:00 | 57 | 2019 | 5.18 | 2019-03-31
Spain | ESP | 2019-03-08 08:00 | 2019-03-08 09:00 | 57.94 | 2019 | 5.18 | 2019-03-31
Spain | ESP | 2019-03-08 09:00 | 2019-03-08 10:00 | 57.39 | 2019 | 5.18 | 2019-03-31
Spain | ESP | 2019-03-08 10:00 | 2019-03-08 11:00 | 57.01 | 2019 | 5.18 | 2019-03-31
Spain | ESP | 2019-03-08 11:00 | 2019-03-08 12:00 | 57.01 | 2019 | 5.18 | 2019-03-31
Spain | ESP | 2019-03-08 12:00 | 2019-03-08 13:00 | 56.91 | 2019 | 5.18 | 2019-03-31
Spain | ESP | 2019-03-08 13:00 | 2019-03-08 14:00 | 55.57 | 2019 | 5.18 | 2019-03-31
Spain | ESP | 2019-03-08 14:00 | 2019-03-08 15:00 | 55.33 | 2019 | 5.18 | 2019-03-31
Spain | ESP | 2019-03-08 15:00 | 2019-03-08 16:00 | 55.03 | 2019 | 5.18 | 2019-03-31
Spain | ESP | 2019-03-08 16:00 | 2019-03-08 17:00 | 55.17 | 2019 | 5.18 | 2019-03-31
Spain | ESP | 2019-03-08 17:00 | 2019-03-08 18:00 | 55.33 | 2019 | 5.18 | 2019-03-31
Spain | ESP | 2019-03-08 18:00 | 2019-03-08 19:00 | 57.61 | 2019 | 5.18 | 2019-03-31
Spain | ESP | 2019-03-08 19:00 | 2019-03-08 20:00 | 58.56 | 2019 | 5.18 | 2019-03-31
Spain | ESP | 2019-03-08 20:00 | 2019-03-08 21:00 | 58.01 | 2019 | 5.18 | 2019-03-31
Spain | ESP | 2019-03-08 21:00 | 2019-03-08 22:00 | 57.17 | 2019 | 5.18 | 2019-03-31
Spain | ESP | 2019-03-08 22:00 | 2019-03-08 23:00 | 57.17 | 2019 | 5.18 | 2019-03-31
Spain | ESP | 2019-03-08 23:00 | 2019-03-09 | 56.56 | 2019 | 5.18 | 2019-03-31
Spain | ESP | 2019-03-09 | 2019-03-09 01:00 | 55.51 | 2019 | 5.18 | 2019-03-31
Spain | ESP | 2019-03-09 01:00 | 2019-03-09 02:00 | 54.75 | 2019 | 5.18 | 2019-03-31
Spain | ESP | 2019-03-09 02:00 | 2019-03-09 03:00 | 54.38 | 2019 | 5.18 | 2019-03-31
Spain | ESP | 2019-03-09 03:00 | 2019-03-09 04:00 | 54.02 | 2019 | 5.18 | 2019-03-31
Spain | ESP | 2019-03-09 04:00 | 2019-03-09 05:00 | 54.01 | 2019 | 5.18 | 2019-03-31
Spain | ESP | 2019-03-09 05:00 | 2019-03-09 06:00 | 54 | 2019 | 5.18 | 2019-03-31
Spain | ESP | 2019-03-09 06:00 | 2019-03-09 07:00 | 54.38 | 2019 | 5.18 | 2019-03-31
Spain | ESP | 2019-03-09 07:00 | 2019-03-09 08:00 | 54 | 2019 | 5.18 | 2019-03-31
Spain | ESP | 2019-03-09 08:00 | 2019-03-09 09:00 | 55.25 | 2019 | 5.18 | 2019-03-31
Spain | ESP | 2019-03-09 09:00 | 2019-03-09 10:00 | 55.23 | 2019 | 5.18 | 2019-03-31
Spain | ESP | 2019-03-09 10:00 | 2019-03-09 11:00 | 54.38 | 2019 | 5.18 | 2019-03-31
Spain | ESP | 2019-03-09 11:00 | 2019-03-09 12:00 | 54.01 | 2019 | 5.18 | 2019-03-31
Spain | ESP | 2019-03-09 12:00 | 2019-03-09 13:00 | 54.03 | 2019 | 5.18 | 2019-03-31
Spain | ESP | 2019-03-09 13:00 | 2019-03-09 14:00 | 53.42 | 2019 | 5.18 | 2019-03-31
Spain | ESP | 2019-03-09 14:00 | 2019-03-09 15:00 | 51.94 | 2019 | 5.18 | 2019-03-31
Spain | ESP | 2019-03-09 15:00 | 2019-03-09 16:00 | 51.14 | 2019 | 5.18 | 2019-03-31
Spain | ESP | 2019-03-09 16:00 | 2019-03-09 17:00 | 51.96 | 2019 | 5.18 | 2019-03-31
Spain | ESP | 2019-03-09 17:00 | 2019-03-09 18:00 | 53.11 | 2019 | 5.18 | 2019-03-31
Spain | ESP | 2019-03-09 18:00 | 2019-03-09 19:00 | 55.48 | 2019 | 5.18 | 2019-03-31
Spain | ESP | 2019-03-09 19:00 | 2019-03-09 20:00 | 56.56 | 2019 | 5.18 | 2019-03-31
Spain | ESP | 2019-03-09 20:00 | 2019-03-09 21:00 | 56.11 | 2019 | 5.18 | 2019-03-31
Spain | ESP | 2019-03-09 21:00 | 2019-03-09 22:00 | 55.51 | 2019 | 5.18 | 2019-03-31
Spain | ESP | 2019-03-09 22:00 | 2019-03-09 23:00 | 55.51 | 2019 | 5.18 | 2019-03-31
Spain | ESP | 2019-03-09 23:00 | 2019-03-10 | 52.35 | 2019 | 5.18 | 2019-03-31
Spain | ESP | 2019-03-10 | 2019-03-10 01:00 | 48.01 | 2019 | 5.18 | 2019-03-31
Spain | ESP | 2019-03-10 01:00 | 2019-03-10 02:00 | 45.57 | 2019 | 5.18 | 2019-03-31
Spain | ESP | 2019-03-10 02:00 | 2019-03-10 03:00 | 43 | 2019 | 5.18 | 2019-03-31
Spain | ESP | 2019-03-10 03:00 | 2019-03-10 04:00 | 42.91 | 2019 | 5.18 | 2019-03-31
Spain | ESP | 2019-03-10 04:00 | 2019-03-10 05:00 | 43 | 2019 | 5.18 | 2019-03-31
Spain | ESP | 2019-03-10 05:00 | 2019-03-10 06:00 | 43 | 2019 | 5.18 | 2019-03-31
Spain | ESP | 2019-03-10 06:00 | 2019-03-10 07:00 | 43.4 | 2019 | 5.18 | 2019-03-31
Spain | ESP | 2019-03-10 07:00 | 2019-03-10 08:00 | 45.03 | 2019 | 5.18 | 2019-03-31
Spain | ESP | 2019-03-10 08:00 | 2019-03-10 09:00 | 49.61 | 2019 | 5.18 | 2019-03-31
Spain | ESP | 2019-03-10 09:00 | 2019-03-10 10:00 | 50.53 | 2019 | 5.18 | 2019-03-31
Spain | ESP | 2019-03-10 10:00 | 2019-03-10 11:00 | 50.44 | 2019 | 5.18 | 2019-03-31
Spain | ESP | 2019-03-10 11:00 | 2019-03-10 12:00 | 50.02 | 2019 | 5.18 | 2019-03-31
Spain | ESP | 2019-03-10 12:00 | 2019-03-10 13:00 | 49.59 | 2019 | 5.18 | 2019-03-31
Spain | ESP | 2019-03-10 13:00 | 2019-03-10 14:00 | 48.01 | 2019 | 5.18 | 2019-03-31
Spain | ESP | 2019-03-10 14:00 | 2019-03-10 15:00 | 41.23 | 2019 | 5.18 | 2019-03-31
Spain | ESP | 2019-03-10 15:00 | 2019-03-10 16:00 | 39.71 | 2019 | 5.18 | 2019-03-31
Spain | ESP | 2019-03-10 16:00 | 2019-03-10 17:00 | 40 | 2019 | 5.18 | 2019-03-31
Spain | ESP | 2019-03-10 17:00 | 2019-03-10 18:00 | 40.57 | 2019 | 5.18 | 2019-03-31
Spain | ESP | 2019-03-10 18:00 | 2019-03-10 19:00 | 51.33 | 2019 | 5.18 | 2019-03-31
Spain | ESP | 2019-03-10 19:00 | 2019-03-10 20:00 | 54.38 | 2019 | 5.18 | 2019-03-31
Spain | ESP | 2019-03-10 20:00 | 2019-03-10 21:00 | 55.25 | 2019 | 5.18 | 2019-03-31
Spain | ESP | 2019-03-10 21:00 | 2019-03-10 22:00 | 54.08 | 2019 | 5.18 | 2019-03-31
Spain | ESP | 2019-03-10 22:00 | 2019-03-10 23:00 | 52.54 | 2019 | 5.18 | 2019-03-31
Spain | ESP | 2019-03-10 23:00 | 2019-03-11 | 49.91 | 2019 | 5.18 | 2019-03-31
Spain | ESP | 2019-03-11 | 2019-03-11 01:00 | 43 | 2019 | 5.18 | 2019-03-31
Spain | ESP | 2019-03-11 01:00 | 2019-03-11 02:00 | 40.25 | 2019 | 5.18 | 2019-03-31
Spain | ESP | 2019-03-11 02:00 | 2019-03-11 03:00 | 40 | 2019 | 5.18 | 2019-03-31
Spain | ESP | 2019-03-11 03:00 | 2019-03-11 04:00 | 39.71 | 2019 | 5.18 | 2019-03-31
Spain | ESP | 2019-03-11 04:00 | 2019-03-11 05:00 | 40.25 | 2019 | 5.18 | 2019-03-31
Spain | ESP | 2019-03-11 05:00 | 2019-03-11 06:00 | 46.02 | 2019 | 5.18 | 2019-03-31
Spain | ESP | 2019-03-11 06:00 | 2019-03-11 07:00 | 51.01 | 2019 | 5.18 | 2019-03-31
Spain | ESP | 2019-03-11 07:00 | 2019-03-11 08:00 | 52.39 | 2019 | 5.18 | 2019-03-31
Spain | ESP | 2019-03-11 08:00 | 2019-03-11 09:00 | 54.38 | 2019 | 5.18 | 2019-03-31
Spain | ESP | 2019-03-11 09:00 | 2019-03-11 10:00 | 52.83 | 2019 | 5.18 | 2019-03-31
Spain | ESP | 2019-03-11 10:00 | 2019-03-11 11:00 | 53.28 | 2019 | 5.18 | 2019-03-31
Spain | ESP | 2019-03-11 11:00 | 2019-03-11 12:00 | 55.06 | 2019 | 5.18 | 2019-03-31
Spain | ESP | 2019-03-11 12:00 | 2019-03-11 13:00 | 55.51 | 2019 | 5.18 | 2019-03-31
Spain | ESP | 2019-03-11 13:00 | 2019-03-11 14:00 | 55.53 | 2019 | 5.18 | 2019-03-31
Spain | ESP | 2019-03-11 14:00 | 2019-03-11 15:00 | 55.81 | 2019 | 5.18 | 2019-03-31
Spain | ESP | 2019-03-11 15:00 | 2019-03-11 16:00 | 55.81 | 2019 | 5.18 | 2019-03-31
Spain | ESP | 2019-03-11 16:00 | 2019-03-11 17:00 | 56.01 | 2019 | 5.18 | 2019-03-31
Spain | ESP | 2019-03-11 17:00 | 2019-03-11 18:00 | 56.56 | 2019 | 5.18 | 2019-03-31
Spain | ESP | 2019-03-11 18:00 | 2019-03-11 19:00 | 58.21 | 2019 | 5.18 | 2019-03-31
Spain | ESP | 2019-03-11 19:00 | 2019-03-11 20:00 | 61.41 | 2019 | 5.18 | 2019-03-31
Spain | ESP | 2019-03-11 20:00 | 2019-03-11 21:00 | 58.52 | 2019 | 5.18 | 2019-03-31
Spain | ESP | 2019-03-11 21:00 | 2019-03-11 22:00 | 57.26 | 2019 | 5.18 | 2019-03-31
Spain | ESP | 2019-03-11 22:00 | 2019-03-11 23:00 | 56.58 | 2019 | 5.18 | 2019-03-31
Spain | ESP | 2019-03-11 23:00 | 2019-03-12 | 55.25 | 2019 | 5.18 | 2019-03-31
Spain | ESP | 2019-03-12 | 2019-03-12 01:00 | 54.01 | 2019 | 5.18 | 2019-03-31
Spain | ESP | 2019-03-12 01:00 | 2019-03-12 02:00 | 54.01 | 2019 | 5.18 | 2019-03-31
Spain | ESP | 2019-03-12 02:00 | 2019-03-12 03:00 | 53.49 | 2019 | 5.18 | 2019-03-31
Spain | ESP | 2019-03-12 03:00 | 2019-03-12 04:00 | 52.35 | 2019 | 5.18 | 2019-03-31
Spain | ESP | 2019-03-12 04:00 | 2019-03-12 05:00 | 52.72 | 2019 | 5.18 | 2019-03-31
Spain | ESP | 2019-03-12 05:00 | 2019-03-12 06:00 | 54.88 | 2019 | 5.18 | 2019-03-31
Spain | ESP | 2019-03-12 06:00 | 2019-03-12 07:00 | 55.25 | 2019 | 5.18 | 2019-03-31
Spain | ESP | 2019-03-12 07:00 | 2019-03-12 08:00 | 56.11 | 2019 | 5.18 | 2019-03-31
Spain | ESP | 2019-03-12 08:00 | 2019-03-12 09:00 | 56.26 | 2019 | 5.18 | 2019-03-31
Spain | ESP | 2019-03-12 09:00 | 2019-03-12 10:00 | 55.11 | 2019 | 5.18 | 2019-03-31
Spain | ESP | 2019-03-12 10:00 | 2019-03-12 11:00 | 52.72 | 2019 | 5.18 | 2019-03-31
Spain | ESP | 2019-03-12 11:00 | 2019-03-12 12:00 | 51.32 | 2019 | 5.18 | 2019-03-31
Spain | ESP | 2019-03-12 12:00 | 2019-03-12 13:00 | 49.56 | 2019 | 5.18 | 2019-03-31
Spain | ESP | 2019-03-12 13:00 | 2019-03-12 14:00 | 45.05 | 2019 | 5.18 | 2019-03-31
Spain | ESP | 2019-03-12 14:00 | 2019-03-12 15:00 | 42.63 | 2019 | 5.18 | 2019-03-31
Spain | ESP | 2019-03-12 15:00 | 2019-03-12 16:00 | 42.62 | 2019 | 5.18 | 2019-03-31
Spain | ESP | 2019-03-12 16:00 | 2019-03-12 17:00 | 46.39 | 2019 | 5.18 | 2019-03-31
Spain | ESP | 2019-03-12 17:00 | 2019-03-12 18:00 | 51 | 2019 | 5.18 | 2019-03-31
Spain | ESP | 2019-03-12 18:00 | 2019-03-12 19:00 | 54.71 | 2019 | 5.18 | 2019-03-31
Spain | ESP | 2019-03-12 19:00 | 2019-03-12 20:00 | 56.01 | 2019 | 5.18 | 2019-03-31
Spain | ESP | 2019-03-12 20:00 | 2019-03-12 21:00 | 55.01 | 2019 | 5.18 | 2019-03-31
Spain | ESP | 2019-03-12 21:00 | 2019-03-12 22:00 | 51.99 | 2019 | 5.18 | 2019-03-31
Spain | ESP | 2019-03-12 22:00 | 2019-03-12 23:00 | 50.5 | 2019 | 5.18 | 2019-03-31
Spain | ESP | 2019-03-12 23:00 | 2019-03-13 | 40.69 | 2019 | 5.18 | 2019-03-31
Spain | ESP | 2019-03-13 | 2019-03-13 01:00 | 39.58 | 2019 | 5.18 | 2019-03-31
Spain | ESP | 2019-03-13 01:00 | 2019-03-13 02:00 | 37.94 | 2019 | 5.18 | 2019-03-31
Spain | ESP | 2019-03-13 02:00 | 2019-03-13 03:00 | 37.15 | 2019 | 5.18 | 2019-03-31
Spain | ESP | 2019-03-13 03:00 | 2019-03-13 04:00 | 36.08 | 2019 | 5.18 | 2019-03-31
Spain | ESP | 2019-03-13 04:00 | 2019-03-13 05:00 | 37.94 | 2019 | 5.18 | 2019-03-31
Spain | ESP | 2019-03-13 05:00 | 2019-03-13 06:00 | 40.69 | 2019 | 5.18 | 2019-03-31
Spain | ESP | 2019-03-13 06:00 | 2019-03-13 07:00 | 46 | 2019 | 5.18 | 2019-03-31
Spain | ESP | 2019-03-13 07:00 | 2019-03-13 08:00 | 51.33 | 2019 | 5.18 | 2019-03-31
Spain | ESP | 2019-03-13 08:00 | 2019-03-13 09:00 | 51.64 | 2019 | 5.18 | 2019-03-31
Spain | ESP | 2019-03-13 09:00 | 2019-03-13 10:00 | 50.21 | 2019 | 5.18 | 2019-03-31
Spain | ESP | 2019-03-13 10:00 | 2019-03-13 11:00 | 47.02 | 2019 | 5.18 | 2019-03-31
Spain | ESP | 2019-03-13 11:00 | 2019-03-13 12:00 | 48.68 | 2019 | 5.18 | 2019-03-31
Spain | ESP | 2019-03-13 12:00 | 2019-03-13 13:00 | 45.87 | 2019 | 5.18 | 2019-03-31
Spain | ESP | 2019-03-13 13:00 | 2019-03-13 14:00 | 45 | 2019 | 5.18 | 2019-03-31
Spain | ESP | 2019-03-13 14:00 | 2019-03-13 15:00 | 42.64 | 2019 | 5.18 | 2019-03-31
Spain | ESP | 2019-03-13 15:00 | 2019-03-13 16:00 | 42.01 | 2019 | 5.18 | 2019-03-31
Spain | ESP | 2019-03-13 16:00 | 2019-03-13 17:00 | 43.84 | 2019 | 5.18 | 2019-03-31
Spain | ESP | 2019-03-13 17:00 | 2019-03-13 18:00 | 47.18 | 2019 | 5.18 | 2019-03-31
Spain | ESP | 2019-03-13 18:00 | 2019-03-13 19:00 | 53.04 | 2019 | 5.18 | 2019-03-31
Spain | ESP | 2019-03-13 19:00 | 2019-03-13 20:00 | 55.66 | 2019 | 5.18 | 2019-03-31
Spain | ESP | 2019-03-13 20:00 | 2019-03-13 21:00 | 55.11 | 2019 | 5.18 | 2019-03-31
Spain | ESP | 2019-03-13 21:00 | 2019-03-13 22:00 | 52.99 | 2019 | 5.18 | 2019-03-31
Spain | ESP | 2019-03-13 22:00 | 2019-03-13 23:00 | 52.35 | 2019 | 5.18 | 2019-03-31
Spain | ESP | 2019-03-13 23:00 | 2019-03-14 | 51.33 | 2019 | 5.18 | 2019-03-31
Spain | ESP | 2019-03-14 | 2019-03-14 01:00 | 47.57 | 2019 | 5.18 | 2019-03-31
Spain | ESP | 2019-03-14 01:00 | 2019-03-14 02:00 | 45.15 | 2019 | 5.18 | 2019-03-31
Spain | ESP | 2019-03-14 02:00 | 2019-03-14 03:00 | 45.58 | 2019 | 5.18 | 2019-03-31
Spain | ESP | 2019-03-14 03:00 | 2019-03-14 04:00 | 46.82 | 2019 | 5.18 | 2019-03-31
Spain | ESP | 2019-03-14 04:00 | 2019-03-14 05:00 | 49.66 | 2019 | 5.18 | 2019-03-31
Spain | ESP | 2019-03-14 05:00 | 2019-03-14 06:00 | 52.93 | 2019 | 5.18 | 2019-03-31
Spain | ESP | 2019-03-14 06:00 | 2019-03-14 07:00 | 53.01 | 2019 | 5.18 | 2019-03-31
Spain | ESP | 2019-03-14 07:00 | 2019-03-14 08:00 | 55 | 2019 | 5.18 | 2019-03-31
Spain | ESP | 2019-03-14 08:00 | 2019-03-14 09:00 | 55 | 2019 | 5.18 | 2019-03-31
Spain | ESP | 2019-03-14 09:00 | 2019-03-14 10:00 | 53.6 | 2019 | 5.18 | 2019-03-31
Spain | ESP | 2019-03-14 10:00 | 2019-03-14 11:00 | 52.63 | 2019 | 5.18 | 2019-03-31
Spain | ESP | 2019-03-14 11:00 | 2019-03-14 12:00 | 52.94 | 2019 | 5.18 | 2019-03-31
Spain | ESP | 2019-03-14 12:00 | 2019-03-14 13:00 | 52.63 | 2019 | 5.18 | 2019-03-31
Spain | ESP | 2019-03-14 13:00 | 2019-03-14 14:00 | 51.64 | 2019 | 5.18 | 2019-03-31
Spain | ESP | 2019-03-14 14:00 | 2019-03-14 15:00 | 50 | 2019 | 5.18 | 2019-03-31
Spain | ESP | 2019-03-14 15:00 | 2019-03-14 16:00 | 48.49 | 2019 | 5.18 | 2019-03-31
Spain | ESP | 2019-03-14 16:00 | 2019-03-14 17:00 | 50.34 | 2019 | 5.18 | 2019-03-31
Spain | ESP | 2019-03-14 17:00 | 2019-03-14 18:00 | 51.33 | 2019 | 5.18 | 2019-03-31
Spain | ESP | 2019-03-14 18:00 | 2019-03-14 19:00 | 54.67 | 2019 | 5.18 | 2019-03-31
Spain | ESP | 2019-03-14 19:00 | 2019-03-14 20:00 | 56.05 | 2019 | 5.18 | 2019-03-31
Spain | ESP | 2019-03-14 20:00 | 2019-03-14 21:00 | 55.51 | 2019 | 5.18 | 2019-03-31
Spain | ESP | 2019-03-14 21:00 | 2019-03-14 22:00 | 53.63 | 2019 | 5.18 | 2019-03-31
Spain | ESP | 2019-03-14 22:00 | 2019-03-14 23:00 | 52.63 | 2019 | 5.18 | 2019-03-31
Spain | ESP | 2019-03-14 23:00 | 2019-03-15 | 54.38 | 2019 | 5.18 | 2019-03-31
Spain | ESP | 2019-03-15 | 2019-03-15 01:00 | 53.1 | 2019 | 5.18 | 2019-03-31
Spain | ESP | 2019-03-15 01:00 | 2019-03-15 02:00 | 51.94 | 2019 | 5.18 | 2019-03-31
Spain | ESP | 2019-03-15 02:00 | 2019-03-15 03:00 | 51.64 | 2019 | 5.18 | 2019-03-31
Spain | ESP | 2019-03-15 03:00 | 2019-03-15 04:00 | 52.02 | 2019 | 5.18 | 2019-03-31
Spain | ESP | 2019-03-15 04:00 | 2019-03-15 05:00 | 54.01 | 2019 | 5.18 | 2019-03-31
Spain | ESP | 2019-03-15 05:00 | 2019-03-15 06:00 | 55.66 | 2019 | 5.18 | 2019-03-31
Spain | ESP | 2019-03-15 06:00 | 2019-03-15 07:00 | 56.26 | 2019 | 5.18 | 2019-03-31
Spain | ESP | 2019-03-15 07:00 | 2019-03-15 08:00 | 56.61 | 2019 | 5.18 | 2019-03-31
Spain | ESP | 2019-03-15 08:00 | 2019-03-15 09:00 | 56.6 | 2019 | 5.18 | 2019-03-31
Spain | ESP | 2019-03-15 09:00 | 2019-03-15 10:00 | 56.05 | 2019 | 5.18 | 2019-03-31
Spain | ESP | 2019-03-15 10:00 | 2019-03-15 11:00 | 55.51 | 2019 | 5.18 | 2019-03-31
Spain | ESP | 2019-03-15 11:00 | 2019-03-15 12:00 | 55.01 | 2019 | 5.18 | 2019-03-31
Spain | ESP | 2019-03-15 12:00 | 2019-03-15 13:00 | 54.51 | 2019 | 5.18 | 2019-03-31
Spain | ESP | 2019-03-15 13:00 | 2019-03-15 14:00 | 53.2 | 2019 | 5.18 | 2019-03-31
Spain | ESP | 2019-03-15 14:00 | 2019-03-15 15:00 | 52.01 | 2019 | 5.18 | 2019-03-31
Spain | ESP | 2019-03-15 15:00 | 2019-03-15 16:00 | 52.31 | 2019 | 5.18 | 2019-03-31
Spain | ESP | 2019-03-15 16:00 | 2019-03-15 17:00 | 53.42 | 2019 | 5.18 | 2019-03-31
Spain | ESP | 2019-03-15 17:00 | 2019-03-15 18:00 | 55.25 | 2019 | 5.18 | 2019-03-31
Spain | ESP | 2019-03-15 18:00 | 2019-03-15 19:00 | 56.63 | 2019 | 5.18 | 2019-03-31
Spain | ESP | 2019-03-15 19:00 | 2019-03-15 20:00 | 57.98 | 2019 | 5.18 | 2019-03-31
Spain | ESP | 2019-03-15 20:00 | 2019-03-15 21:00 | 57.57 | 2019 | 5.18 | 2019-03-31
Spain | ESP | 2019-03-15 21:00 | 2019-03-15 22:00 | 56.6 | 2019 | 5.18 | 2019-03-31
Spain | ESP | 2019-03-15 22:00 | 2019-03-15 23:00 | 56.61 | 2019 | 5.18 | 2019-03-31
Spain | ESP | 2019-03-15 23:00 | 2019-03-16 | 57.05 | 2019 | 5.18 | 2019-03-31
Spain | ESP | 2019-03-16 | 2019-03-16 01:00 | 56.05 | 2019 | 5.18 | 2019-03-31
Spain | ESP | 2019-03-16 01:00 | 2019-03-16 02:00 | 55.25 | 2019 | 5.18 | 2019-03-31
Spain | ESP | 2019-03-16 02:00 | 2019-03-16 03:00 | 54.93 | 2019 | 5.18 | 2019-03-31
Spain | ESP | 2019-03-16 03:00 | 2019-03-16 04:00 | 54.03 | 2019 | 5.18 | 2019-03-31
Spain | ESP | 2019-03-16 04:00 | 2019-03-16 05:00 | 53.75 | 2019 | 5.18 | 2019-03-31
Spain | ESP | 2019-03-16 05:00 | 2019-03-16 06:00 | 54 | 2019 | 5.18 | 2019-03-31
Spain | ESP | 2019-03-16 06:00 | 2019-03-16 07:00 | 52.63 | 2019 | 5.18 | 2019-03-31
Spain | ESP | 2019-03-16 07:00 | 2019-03-16 08:00 | 51.59 | 2019 | 5.18 | 2019-03-31
Spain | ESP | 2019-03-16 08:00 | 2019-03-16 09:00 | 53.63 | 2019 | 5.18 | 2019-03-31
Spain | ESP | 2019-03-16 09:00 | 2019-03-16 10:00 | 52.5 | 2019 | 5.18 | 2019-03-31
Spain | ESP | 2019-03-16 10:00 | 2019-03-16 11:00 | 51.64 | 2019 | 5.18 | 2019-03-31
Spain | ESP | 2019-03-16 11:00 | 2019-03-16 12:00 | 50.57 | 2019 | 5.18 | 2019-03-31
Spain | ESP | 2019-03-16 12:00 | 2019-03-16 13:00 | 50 | 2019 | 5.18 | 2019-03-31
Spain | ESP | 2019-03-16 13:00 | 2019-03-16 14:00 | 49.4 | 2019 | 5.18 | 2019-03-31
Spain | ESP | 2019-03-16 14:00 | 2019-03-16 15:00 | 45.07 | 2019 | 5.18 | 2019-03-31
Spain | ESP | 2019-03-16 15:00 | 2019-03-16 16:00 | 40.07 | 2019 | 5.18 | 2019-03-31
Spain | ESP | 2019-03-16 16:00 | 2019-03-16 17:00 | 40.11 | 2019 | 5.18 | 2019-03-31
Spain | ESP | 2019-03-16 17:00 | 2019-03-16 18:00 | 47.77 | 2019 | 5.18 | 2019-03-31
Spain | ESP | 2019-03-16 18:00 | 2019-03-16 19:00 | 52.63 | 2019 | 5.18 | 2019-03-31
Spain | ESP | 2019-03-16 19:00 | 2019-03-16 20:00 | 55 | 2019 | 5.18 | 2019-03-31
Spain | ESP | 2019-03-16 20:00 | 2019-03-16 21:00 | 53.38 | 2019 | 5.18 | 2019-03-31
Spain | ESP | 2019-03-16 21:00 | 2019-03-16 22:00 | 50.53 | 2019 | 5.18 | 2019-03-31
Spain | ESP | 2019-03-16 22:00 | 2019-03-16 23:00 | 49.38 | 2019 | 5.18 | 2019-03-31
Spain | ESP | 2019-03-16 23:00 | 2019-03-17 | 51.05 | 2019 | 5.18 | 2019-03-31
Spain | ESP | 2019-03-17 | 2019-03-17 01:00 | 40.07 | 2019 | 5.18 | 2019-03-31
Spain | ESP | 2019-03-17 01:00 | 2019-03-17 02:00 | 38.87 | 2019 | 5.18 | 2019-03-31
Spain | ESP | 2019-03-17 02:00 | 2019-03-17 03:00 | 34.34 | 2019 | 5.18 | 2019-03-31
Spain | ESP | 2019-03-17 03:00 | 2019-03-17 04:00 | 34.34 | 2019 | 5.18 | 2019-03-31
Spain | ESP | 2019-03-17 04:00 | 2019-03-17 05:00 | 37.5 | 2019 | 5.18 | 2019-03-31
Spain | ESP | 2019-03-17 05:00 | 2019-03-17 06:00 | 37.5 | 2019 | 5.18 | 2019-03-31
Spain | ESP | 2019-03-17 06:00 | 2019-03-17 07:00 | 37.77 | 2019 | 5.18 | 2019-03-31
Spain | ESP | 2019-03-17 07:00 | 2019-03-17 08:00 | 37.87 | 2019 | 5.18 | 2019-03-31
Spain | ESP | 2019-03-17 08:00 | 2019-03-17 09:00 | 39.27 | 2019 | 5.18 | 2019-03-31
Spain | ESP | 2019-03-17 09:00 | 2019-03-17 10:00 | 38.99 | 2019 | 5.18 | 2019-03-31
Spain | ESP | 2019-03-17 10:00 | 2019-03-17 11:00 | 38.87 | 2019 | 5.18 | 2019-03-31
Spain | ESP | 2019-03-17 11:00 | 2019-03-17 12:00 | 34.01 | 2019 | 5.18 | 2019-03-31
Spain | ESP | 2019-03-17 12:00 | 2019-03-17 13:00 | 30 | 2019 | 5.18 | 2019-03-31
Spain | ESP | 2019-03-17 13:00 | 2019-03-17 14:00 | 20 | 2019 | 5.18 | 2019-03-31
Spain | ESP | 2019-03-17 14:00 | 2019-03-17 15:00 | 8.85 | 2019 | 5.18 | 2019-03-31
Spain | ESP | 2019-03-17 15:00 | 2019-03-17 16:00 | 5.48 | 2019 | 5.18 | 2019-03-31
Spain | ESP | 2019-03-17 16:00 | 2019-03-17 17:00 | 11.03 | 2019 | 5.18 | 2019-03-31
Spain | ESP | 2019-03-17 17:00 | 2019-03-17 18:00 | 30.5 | 2019 | 5.18 | 2019-03-31
Spain | ESP | 2019-03-17 18:00 | 2019-03-17 19:00 | 39.13 | 2019 | 5.18 | 2019-03-31
Spain | ESP | 2019-03-17 19:00 | 2019-03-17 20:00 | 48.08 | 2019 | 5.18 | 2019-03-31
Spain | ESP | 2019-03-17 20:00 | 2019-03-17 21:00 | 52.63 | 2019 | 5.18 | 2019-03-31
Spain | ESP | 2019-03-17 21:00 | 2019-03-17 22:00 | 48.01 | 2019 | 5.18 | 2019-03-31
Spain | ESP | 2019-03-17 22:00 | 2019-03-17 23:00 | 39.77 | 2019 | 5.18 | 2019-03-31
Spain | ESP | 2019-03-17 23:00 | 2019-03-18 | 40 | 2019 | 5.18 | 2019-03-31
Spain | ESP | 2019-03-18 | 2019-03-18 01:00 | 39.01 | 2019 | 5.18 | 2019-03-31
Spain | ESP | 2019-03-18 01:00 | 2019-03-18 02:00 | 38.69 | 2019 | 5.18 | 2019-03-31
Spain | ESP | 2019-03-18 02:00 | 2019-03-18 03:00 | 38.69 | 2019 | 5.18 | 2019-03-31
Spain | ESP | 2019-03-18 03:00 | 2019-03-18 04:00 | 39 | 2019 | 5.18 | 2019-03-31
Spain | ESP | 2019-03-18 04:00 | 2019-03-18 05:00 | 40 | 2019 | 5.18 | 2019-03-31
Spain | ESP | 2019-03-18 05:00 | 2019-03-18 06:00 | 50.53 | 2019 | 5.18 | 2019-03-31
Spain | ESP | 2019-03-18 06:00 | 2019-03-18 07:00 | 51 | 2019 | 5.18 | 2019-03-31
Spain | ESP | 2019-03-18 07:00 | 2019-03-18 08:00 | 52.63 | 2019 | 5.18 | 2019-03-31
Spain | ESP | 2019-03-18 08:00 | 2019-03-18 09:00 | 53.01 | 2019 | 5.18 | 2019-03-31
Spain | ESP | 2019-03-18 09:00 | 2019-03-18 10:00 | 51.94 | 2019 | 5.18 | 2019-03-31
Spain | ESP | 2019-03-18 10:00 | 2019-03-18 11:00 | 51.75 | 2019 | 5.18 | 2019-03-31
Spain | ESP | 2019-03-18 11:00 | 2019-03-18 12:00 | 51.94 | 2019 | 5.18 | 2019-03-31
Spain | ESP | 2019-03-18 12:00 | 2019-03-18 13:00 | 51.94 | 2019 | 5.18 | 2019-03-31
Spain | ESP | 2019-03-18 13:00 | 2019-03-18 14:00 | 51.01 | 2019 | 5.18 | 2019-03-31
Spain | ESP | 2019-03-18 14:00 | 2019-03-18 15:00 | 50 | 2019 | 5.18 | 2019-03-31
Spain | ESP | 2019-03-18 15:00 | 2019-03-18 16:00 | 49.07 | 2019 | 5.18 | 2019-03-31
Spain | ESP | 2019-03-18 16:00 | 2019-03-18 17:00 | 49.51 | 2019 | 5.18 | 2019-03-31
Spain | ESP | 2019-03-18 17:00 | 2019-03-18 18:00 | 50.71 | 2019 | 5.18 | 2019-03-31
Spain | ESP | 2019-03-18 18:00 | 2019-03-18 19:00 | 54.88 | 2019 | 5.18 | 2019-03-31
Spain | ESP | 2019-03-18 19:00 | 2019-03-18 20:00 | 56.19 | 2019 | 5.18 | 2019-03-31
Spain | ESP | 2019-03-18 20:00 | 2019-03-18 21:00 | 55.6 | 2019 | 5.18 | 2019-03-31
Spain | ESP | 2019-03-18 21:00 | 2019-03-18 22:00 | 52.35 | 2019 | 5.18 | 2019-03-31
Spain | ESP | 2019-03-18 22:00 | 2019-03-18 23:00 | 51 | 2019 | 5.18 | 2019-03-31
Spain | ESP | 2019-03-18 23:00 | 2019-03-19 | 50 | 2019 | 5.18 | 2019-03-31
Spain | ESP | 2019-03-19 | 2019-03-19 01:00 | 45.91 | 2019 | 5.18 | 2019-03-31
Spain | ESP | 2019-03-19 01:00 | 2019-03-19 02:00 | 42.71 | 2019 | 5.18 | 2019-03-31
Spain | ESP | 2019-03-19 02:00 | 2019-03-19 03:00 | 41.9 | 2019 | 5.18 | 2019-03-31
Spain | ESP | 2019-03-19 03:00 | 2019-03-19 04:00 | 41.29 | 2019 | 5.18 | 2019-03-31
Spain | ESP | 2019-03-19 04:00 | 2019-03-19 05:00 | 42.71 | 2019 | 5.18 | 2019-03-31
Spain | ESP | 2019-03-19 05:00 | 2019-03-19 06:00 | 47.58 | 2019 | 5.18 | 2019-03-31
Spain | ESP | 2019-03-19 06:00 | 2019-03-19 07:00 | 51.27 | 2019 | 5.18 | 2019-03-31
Spain | ESP | 2019-03-19 07:00 | 2019-03-19 08:00 | 54.38 | 2019 | 5.18 | 2019-03-31
Spain | ESP | 2019-03-19 08:00 | 2019-03-19 09:00 | 54.04 | 2019 | 5.18 | 2019-03-31
Spain | ESP | 2019-03-19 09:00 | 2019-03-19 10:00 | 52.26 | 2019 | 5.18 | 2019-03-31
Spain | ESP | 2019-03-19 10:00 | 2019-03-19 11:00 | 51.64 | 2019 | 5.18 | 2019-03-31
Spain | ESP | 2019-03-19 11:00 | 2019-03-19 12:00 | 51.94 | 2019 | 5.18 | 2019-03-31
Spain | ESP | 2019-03-19 12:00 | 2019-03-19 13:00 | 51.53 | 2019 | 5.18 | 2019-03-31
Spain | ESP | 2019-03-19 13:00 | 2019-03-19 14:00 | 49.94 | 2019 | 5.18 | 2019-03-31
Spain | ESP | 2019-03-19 14:00 | 2019-03-19 15:00 | 47.67 | 2019 | 5.18 | 2019-03-31
Spain | ESP | 2019-03-19 15:00 | 2019-03-19 16:00 | 46.5 | 2019 | 5.18 | 2019-03-31
Spain | ESP | 2019-03-19 16:00 | 2019-03-19 17:00 | 48.96 | 2019 | 5.18 | 2019-03-31
Spain | ESP | 2019-03-19 17:00 | 2019-03-19 18:00 | 54.62 | 2019 | 5.18 | 2019-03-31
Spain | ESP | 2019-03-19 18:00 | 2019-03-19 19:00 | 56.57 | 2019 | 5.18 | 2019-03-31
Spain | ESP | 2019-03-19 19:00 | 2019-03-19 20:00 | 55.26 | 2019 | 5.18 | 2019-03-31
Spain | ESP | 2019-03-19 20:00 | 2019-03-19 21:00 | 54.96 | 2019 | 5.18 | 2019-03-31
Spain | ESP | 2019-03-19 21:00 | 2019-03-19 22:00 | 52.26 | 2019 | 5.18 | 2019-03-31
Spain | ESP | 2019-03-19 22:00 | 2019-03-19 23:00 | 51.33 | 2019 | 5.18 | 2019-03-31
Spain | ESP | 2019-03-19 23:00 | 2019-03-20 | 44.01 | 2019 | 5.18 | 2019-03-31
Spain | ESP | 2019-03-20 | 2019-03-20 01:00 | 41.54 | 2019 | 5.18 | 2019-03-31
Spain | ESP | 2019-03-20 01:00 | 2019-03-20 02:00 | 39.69 | 2019 | 5.18 | 2019-03-31
Spain | ESP | 2019-03-20 02:00 | 2019-03-20 03:00 | 39.37 | 2019 | 5.18 | 2019-03-31
Spain | ESP | 2019-03-20 03:00 | 2019-03-20 04:00 | 39.37 | 2019 | 5.18 | 2019-03-31
Spain | ESP | 2019-03-20 04:00 | 2019-03-20 05:00 | 40 | 2019 | 5.18 | 2019-03-31
Spain | ESP | 2019-03-20 05:00 | 2019-03-20 06:00 | 47.53 | 2019 | 5.18 | 2019-03-31
Spain | ESP | 2019-03-20 06:00 | 2019-03-20 07:00 | 50.53 | 2019 | 5.18 | 2019-03-31
Spain | ESP | 2019-03-20 07:00 | 2019-03-20 08:00 | 51.94 | 2019 | 5.18 | 2019-03-31
Spain | ESP | 2019-03-20 08:00 | 2019-03-20 09:00 | 51.91 | 2019 | 5.18 | 2019-03-31
Spain | ESP | 2019-03-20 09:00 | 2019-03-20 10:00 | 49.94 | 2019 | 5.18 | 2019-03-31
Spain | ESP | 2019-03-20 10:00 | 2019-03-20 11:00 | 49.28 | 2019 | 5.18 | 2019-03-31
Spain | ESP | 2019-03-20 11:00 | 2019-03-20 12:00 | 51.1 | 2019 | 5.18 | 2019-03-31
Spain | ESP | 2019-03-20 12:00 | 2019-03-20 13:00 | 51.64 | 2019 | 5.18 | 2019-03-31
Spain | ESP | 2019-03-20 13:00 | 2019-03-20 14:00 | 51.32 | 2019 | 5.18 | 2019-03-31
Spain | ESP | 2019-03-20 14:00 | 2019-03-20 15:00 | 51.01 | 2019 | 5.18 | 2019-03-31
Spain | ESP | 2019-03-20 15:00 | 2019-03-20 16:00 | 50.5 | 2019 | 5.18 | 2019-03-31
Spain | ESP | 2019-03-20 16:00 | 2019-03-20 17:00 | 50.53 | 2019 | 5.18 | 2019-03-31
Spain | ESP | 2019-03-20 17:00 | 2019-03-20 18:00 | 51.64 | 2019 | 5.18 | 2019-03-31
Spain | ESP | 2019-03-20 18:00 | 2019-03-20 19:00 | 55.55 | 2019 | 5.18 | 2019-03-31
Spain | ESP | 2019-03-20 19:00 | 2019-03-20 20:00 | 55.16 | 2019 | 5.18 | 2019-03-31
Spain | ESP | 2019-03-20 20:00 | 2019-03-20 21:00 | 54.35 | 2019 | 5.18 | 2019-03-31
Spain | ESP | 2019-03-20 21:00 | 2019-03-20 22:00 | 51.33 | 2019 | 5.18 | 2019-03-31
Spain | ESP | 2019-03-20 22:00 | 2019-03-20 23:00 | 48.1 | 2019 | 5.18 | 2019-03-31
Spain | ESP | 2019-03-20 23:00 | 2019-03-21 | 49.07 | 2019 | 5.18 | 2019-03-31
Spain | ESP | 2019-03-21 | 2019-03-21 01:00 | 45.23 | 2019 | 5.18 | 2019-03-31
Spain | ESP | 2019-03-21 01:00 | 2019-03-21 02:00 | 44.01 | 2019 | 5.18 | 2019-03-31
Spain | ESP | 2019-03-21 02:00 | 2019-03-21 03:00 | 44.79 | 2019 | 5.18 | 2019-03-31
Spain | ESP | 2019-03-21 03:00 | 2019-03-21 04:00 | 46.13 | 2019 | 5.18 | 2019-03-31
Spain | ESP | 2019-03-21 04:00 | 2019-03-21 05:00 | 49.59 | 2019 | 5.18 | 2019-03-31
Spain | ESP | 2019-03-21 05:00 | 2019-03-21 06:00 | 53.21 | 2019 | 5.18 | 2019-03-31
Spain | ESP | 2019-03-21 06:00 | 2019-03-21 07:00 | 55.01 | 2019 | 5.18 | 2019-03-31
Spain | ESP | 2019-03-21 07:00 | 2019-03-21 08:00 | 54.07 | 2019 | 5.18 | 2019-03-31
Spain | ESP | 2019-03-21 08:00 | 2019-03-21 09:00 | 54.66 | 2019 | 5.18 | 2019-03-31
Spain | ESP | 2019-03-21 09:00 | 2019-03-21 10:00 | 54.04 | 2019 | 5.18 | 2019-03-31
Spain | ESP | 2019-03-21 10:00 | 2019-03-21 11:00 | 53.75 | 2019 | 5.18 | 2019-03-31
Spain | ESP | 2019-03-21 11:00 | 2019-03-21 12:00 | 54.66 | 2019 | 5.18 | 2019-03-31
Spain | ESP | 2019-03-21 12:00 | 2019-03-21 13:00 | 54.66 | 2019 | 5.18 | 2019-03-31
Spain | ESP | 2019-03-21 13:00 | 2019-03-21 14:00 | 54.07 | 2019 | 5.18 | 2019-03-31
Spain | ESP | 2019-03-21 14:00 | 2019-03-21 15:00 | 53.17 | 2019 | 5.18 | 2019-03-31
Spain | ESP | 2019-03-21 15:00 | 2019-03-21 16:00 | 53.01 | 2019 | 5.18 | 2019-03-31
Spain | ESP | 2019-03-21 16:00 | 2019-03-21 17:00 | 53.5 | 2019 | 5.18 | 2019-03-31
Spain | ESP | 2019-03-21 17:00 | 2019-03-21 18:00 | 53.8 | 2019 | 5.18 | 2019-03-31
Spain | ESP | 2019-03-21 18:00 | 2019-03-21 19:00 | 55.25 | 2019 | 5.18 | 2019-03-31
Spain | ESP | 2019-03-21 19:00 | 2019-03-21 20:00 | 56.55 | 2019 | 5.18 | 2019-03-31
Spain | ESP | 2019-03-21 20:00 | 2019-03-21 21:00 | 56.05 | 2019 | 5.18 | 2019-03-31
Spain | ESP | 2019-03-21 21:00 | 2019-03-21 22:00 | 55 | 2019 | 5.18 | 2019-03-31
Spain | ESP | 2019-03-21 22:00 | 2019-03-21 23:00 | 55.01 | 2019 | 5.18 | 2019-03-31
Spain | ESP | 2019-03-21 23:00 | 2019-03-22 | 56.39 | 2019 | 5.18 | 2019-03-31
Spain | ESP | 2019-03-22 | 2019-03-22 01:00 | 55.55 | 2019 | 5.18 | 2019-03-31
Spain | ESP | 2019-03-22 01:00 | 2019-03-22 02:00 | 55.5 | 2019 | 5.18 | 2019-03-31
Spain | ESP | 2019-03-22 02:00 | 2019-03-22 03:00 | 55.15 | 2019 | 5.18 | 2019-03-31
Spain | ESP | 2019-03-22 03:00 | 2019-03-22 04:00 | 55.01 | 2019 | 5.18 | 2019-03-31
Spain | ESP | 2019-03-22 04:00 | 2019-03-22 05:00 | 55.65 | 2019 | 5.18 | 2019-03-31
Spain | ESP | 2019-03-22 05:00 | 2019-03-22 06:00 | 55.76 | 2019 | 5.18 | 2019-03-31
Spain | ESP | 2019-03-22 06:00 | 2019-03-22 07:00 | 55.95 | 2019 | 5.18 | 2019-03-31
Spain | ESP | 2019-03-22 07:00 | 2019-03-22 08:00 | 56.25 | 2019 | 5.18 | 2019-03-31
Spain | ESP | 2019-03-22 08:00 | 2019-03-22 09:00 | 56.29 | 2019 | 5.18 | 2019-03-31
Spain | ESP | 2019-03-22 09:00 | 2019-03-22 10:00 | 55.8 | 2019 | 5.18 | 2019-03-31
Spain | ESP | 2019-03-22 10:00 | 2019-03-22 11:00 | 55.51 | 2019 | 5.18 | 2019-03-31
Spain | ESP | 2019-03-22 11:00 | 2019-03-22 12:00 | 56.01 | 2019 | 5.18 | 2019-03-31
Spain | ESP | 2019-03-22 12:00 | 2019-03-22 13:00 | 55.8 | 2019 | 5.18 | 2019-03-31
Spain | ESP | 2019-03-22 13:00 | 2019-03-22 14:00 | 55.25 | 2019 | 5.18 | 2019-03-31
Spain | ESP | 2019-03-22 14:00 | 2019-03-22 15:00 | 54.8 | 2019 | 5.18 | 2019-03-31
Spain | ESP | 2019-03-22 15:00 | 2019-03-22 16:00 | 54.93 | 2019 | 5.18 | 2019-03-31
Spain | ESP | 2019-03-22 16:00 | 2019-03-22 17:00 | 55.01 | 2019 | 5.18 | 2019-03-31
Spain | ESP | 2019-03-22 17:00 | 2019-03-22 18:00 | 55.25 | 2019 | 5.18 | 2019-03-31
Spain | ESP | 2019-03-22 18:00 | 2019-03-22 19:00 | 56.1 | 2019 | 5.18 | 2019-03-31
Spain | ESP | 2019-03-22 19:00 | 2019-03-22 20:00 | 57.5 | 2019 | 5.18 | 2019-03-31
Spain | ESP | 2019-03-22 20:00 | 2019-03-22 21:00 | 56.51 | 2019 | 5.18 | 2019-03-31
Spain | ESP | 2019-03-22 21:00 | 2019-03-22 22:00 | 55.85 | 2019 | 5.18 | 2019-03-31
Spain | ESP | 2019-03-22 22:00 | 2019-03-22 23:00 | 55.65 | 2019 | 5.18 | 2019-03-31
Spain | ESP | 2019-03-22 23:00 | 2019-03-23 | 55.26 | 2019 | 5.18 | 2019-03-31
Spain | ESP | 2019-03-23 | 2019-03-23 01:00 | 54.34 | 2019 | 5.18 | 2019-03-31
Spain | ESP | 2019-03-23 01:00 | 2019-03-23 02:00 | 52.35 | 2019 | 5.18 | 2019-03-31
Spain | ESP | 2019-03-23 02:00 | 2019-03-23 03:00 | 51.94 | 2019 | 5.18 | 2019-03-31
Spain | ESP | 2019-03-23 03:00 | 2019-03-23 04:00 | 51.33 | 2019 | 5.18 | 2019-03-31
Spain | ESP | 2019-03-23 04:00 | 2019-03-23 05:00 | 50.55 | 2019 | 5.18 | 2019-03-31
Spain | ESP | 2019-03-23 05:00 | 2019-03-23 06:00 | 48.75 | 2019 | 5.18 | 2019-03-31
Spain | ESP | 2019-03-23 06:00 | 2019-03-23 07:00 | 49.28 | 2019 | 5.18 | 2019-03-31
Spain | ESP | 2019-03-23 07:00 | 2019-03-23 08:00 | 50.53 | 2019 | 5.18 | 2019-03-31
Spain | ESP | 2019-03-23 08:00 | 2019-03-23 09:00 | 52.26 | 2019 | 5.18 | 2019-03-31
Spain | ESP | 2019-03-23 09:00 | 2019-03-23 10:00 | 51.72 | 2019 | 5.18 | 2019-03-31
Spain | ESP | 2019-03-23 10:00 | 2019-03-23 11:00 | 50 | 2019 | 5.18 | 2019-03-31
Spain | ESP | 2019-03-23 11:00 | 2019-03-23 12:00 | 50 | 2019 | 5.18 | 2019-03-31
Spain | ESP | 2019-03-23 12:00 | 2019-03-23 13:00 | 50 | 2019 | 5.18 | 2019-03-31
Spain | ESP | 2019-03-23 13:00 | 2019-03-23 14:00 | 49.07 | 2019 | 5.18 | 2019-03-31
Spain | ESP | 2019-03-23 14:00 | 2019-03-23 15:00 | 47.65 | 2019 | 5.18 | 2019-03-31
Spain | ESP | 2019-03-23 15:00 | 2019-03-23 16:00 | 46.78 | 2019 | 5.18 | 2019-03-31
Spain | ESP | 2019-03-23 16:00 | 2019-03-23 17:00 | 48.3 | 2019 | 5.18 | 2019-03-31
Spain | ESP | 2019-03-23 17:00 | 2019-03-23 18:00 | 50.53 | 2019 | 5.18 | 2019-03-31
Spain | ESP | 2019-03-23 18:00 | 2019-03-23 19:00 | 54.01 | 2019 | 5.18 | 2019-03-31
Spain | ESP | 2019-03-23 19:00 | 2019-03-23 20:00 | 55.01 | 2019 | 5.18 | 2019-03-31
Spain | ESP | 2019-03-23 20:00 | 2019-03-23 21:00 | 54.81 | 2019 | 5.18 | 2019-03-31
Spain | ESP | 2019-03-23 21:00 | 2019-03-23 22:00 | 52.99 | 2019 | 5.18 | 2019-03-31
Spain | ESP | 2019-03-23 22:00 | 2019-03-23 23:00 | 51.84 | 2019 | 5.18 | 2019-03-31
Spain | ESP | 2019-03-23 23:00 | 2019-03-24 | 43.43 | 2019 | 5.18 | 2019-03-31
Spain | ESP | 2019-03-24 | 2019-03-24 01:00 | 44.44 | 2019 | 5.18 | 2019-03-31
Spain | ESP | 2019-03-24 01:00 | 2019-03-24 02:00 | 44.01 | 2019 | 5.18 | 2019-03-31
Spain | ESP | 2019-03-24 02:00 | 2019-03-24 03:00 | 43.43 | 2019 | 5.18 | 2019-03-31
Spain | ESP | 2019-03-24 03:00 | 2019-03-24 04:00 | 40.1 | 2019 | 5.18 | 2019-03-31
Spain | ESP | 2019-03-24 04:00 | 2019-03-24 05:00 | 41.81 | 2019 | 5.18 | 2019-03-31
Spain | ESP | 2019-03-24 05:00 | 2019-03-24 06:00 | 43.43 | 2019 | 5.18 | 2019-03-31
Spain | ESP | 2019-03-24 06:00 | 2019-03-24 07:00 | 43.31 | 2019 | 5.18 | 2019-03-31
Spain | ESP | 2019-03-24 07:00 | 2019-03-24 08:00 | 41.31 | 2019 | 5.18 | 2019-03-31
Spain | ESP | 2019-03-24 08:00 | 2019-03-24 09:00 | 46.95 | 2019 | 5.18 | 2019-03-31
Spain | ESP | 2019-03-24 09:00 | 2019-03-24 10:00 | 47.42 | 2019 | 5.18 | 2019-03-31
Spain | ESP | 2019-03-24 10:00 | 2019-03-24 11:00 | 47.42 | 2019 | 5.18 | 2019-03-31
Spain | ESP | 2019-03-24 11:00 | 2019-03-24 12:00 | 46.5 | 2019 | 5.18 | 2019-03-31
Spain | ESP | 2019-03-24 12:00 | 2019-03-24 13:00 | 46.9 | 2019 | 5.18 | 2019-03-31
Spain | ESP | 2019-03-24 13:00 | 2019-03-24 14:00 | 43.65 | 2019 | 5.18 | 2019-03-31
Spain | ESP | 2019-03-24 14:00 | 2019-03-24 15:00 | 39.98 | 2019 | 5.18 | 2019-03-31
Spain | ESP | 2019-03-24 15:00 | 2019-03-24 16:00 | 39.22 | 2019 | 5.18 | 2019-03-31
Spain | ESP | 2019-03-24 16:00 | 2019-03-24 17:00 | 39 | 2019 | 5.18 | 2019-03-31
Spain | ESP | 2019-03-24 17:00 | 2019-03-24 18:00 | 39.75 | 2019 | 5.18 | 2019-03-31
Spain | ESP | 2019-03-24 18:00 | 2019-03-24 19:00 | 44.82 | 2019 | 5.18 | 2019-03-31
Spain | ESP | 2019-03-24 19:00 | 2019-03-24 20:00 | 52 | 2019 | 5.18 | 2019-03-31
Spain | ESP | 2019-03-24 20:00 | 2019-03-24 21:00 | 52.1 | 2019 | 5.18 | 2019-03-31
Spain | ESP | 2019-03-24 21:00 | 2019-03-24 22:00 | 50.37 | 2019 | 5.18 | 2019-03-31
Spain | ESP | 2019-03-24 22:00 | 2019-03-24 23:00 | 41.9 | 2019 | 5.18 | 2019-03-31
Spain | ESP | 2019-03-24 23:00 | 2019-03-25 | 39 | 2019 | 5.18 | 2019-03-31
Spain | ESP | 2019-03-25 | 2019-03-25 01:00 | 37.72 | 2019 | 5.18 | 2019-03-31
Spain | ESP | 2019-03-25 01:00 | 2019-03-25 02:00 | 30.99 | 2019 | 5.18 | 2019-03-31
Spain | ESP | 2019-03-25 02:00 | 2019-03-25 03:00 | 30 | 2019 | 5.18 | 2019-03-31
Spain | ESP | 2019-03-25 03:00 | 2019-03-25 04:00 | 30.13 | 2019 | 5.18 | 2019-03-31
Spain | ESP | 2019-03-25 04:00 | 2019-03-25 05:00 | 34.85 | 2019 | 5.18 | 2019-03-31
Spain | ESP | 2019-03-25 05:00 | 2019-03-25 06:00 | 39.8 | 2019 | 5.18 | 2019-03-31
Spain | ESP | 2019-03-25 06:00 | 2019-03-25 07:00 | 51.33 | 2019 | 5.18 | 2019-03-31
Spain | ESP | 2019-03-25 07:00 | 2019-03-25 08:00 | 51.96 | 2019 | 5.18 | 2019-03-31
Spain | ESP | 2019-03-25 08:00 | 2019-03-25 09:00 | 51.94 | 2019 | 5.18 | 2019-03-31
Spain | ESP | 2019-03-25 09:00 | 2019-03-25 10:00 | 51 | 2019 | 5.18 | 2019-03-31
Spain | ESP | 2019-03-25 10:00 | 2019-03-25 11:00 | 49.05 | 2019 | 5.18 | 2019-03-31
Spain | ESP | 2019-03-25 11:00 | 2019-03-25 12:00 | 48.63 | 2019 | 5.18 | 2019-03-31
Spain | ESP | 2019-03-25 12:00 | 2019-03-25 13:00 | 47.74 | 2019 | 5.18 | 2019-03-31
Spain | ESP | 2019-03-25 13:00 | 2019-03-25 14:00 | 41.31 | 2019 | 5.18 | 2019-03-31
Spain | ESP | 2019-03-25 14:00 | 2019-03-25 15:00 | 39.99 | 2019 | 5.18 | 2019-03-31
Spain | ESP | 2019-03-25 15:00 | 2019-03-25 16:00 | 39.3 | 2019 | 5.18 | 2019-03-31
Spain | ESP | 2019-03-25 16:00 | 2019-03-25 17:00 | 39 | 2019 | 5.18 | 2019-03-31
Spain | ESP | 2019-03-25 17:00 | 2019-03-25 18:00 | 41.2 | 2019 | 5.18 | 2019-03-31
Spain | ESP | 2019-03-25 18:00 | 2019-03-25 19:00 | 47.01 | 2019 | 5.18 | 2019-03-31
Spain | ESP | 2019-03-25 19:00 | 2019-03-25 20:00 | 51.94 | 2019 | 5.18 | 2019-03-31
Spain | ESP | 2019-03-25 20:00 | 2019-03-25 21:00 | 49.32 | 2019 | 5.18 | 2019-03-31
Spain | ESP | 2019-03-25 21:00 | 2019-03-25 22:00 | 39.99 | 2019 | 5.18 | 2019-03-31
Spain | ESP | 2019-03-25 22:00 | 2019-03-25 23:00 | 37.56 | 2019 | 5.18 | 2019-03-31
Spain | ESP | 2019-03-25 23:00 | 2019-03-26 | 34.85 | 2019 | 5.18 | 2019-03-31
Spain | ESP | 2019-03-26 | 2019-03-26 01:00 | 30.87 | 2019 | 5.18 | 2019-03-31
Spain | ESP | 2019-03-26 01:00 | 2019-03-26 02:00 | 30.25 | 2019 | 5.18 | 2019-03-31
Spain | ESP | 2019-03-26 02:00 | 2019-03-26 03:00 | 30.21 | 2019 | 5.18 | 2019-03-31
Spain | ESP | 2019-03-26 03:00 | 2019-03-26 04:00 | 30.22 | 2019 | 5.18 | 2019-03-31
Spain | ESP | 2019-03-26 04:00 | 2019-03-26 05:00 | 32.5 | 2019 | 5.18 | 2019-03-31
Spain | ESP | 2019-03-26 05:00 | 2019-03-26 06:00 | 39 | 2019 | 5.18 | 2019-03-31
Spain | ESP | 2019-03-26 06:00 | 2019-03-26 07:00 | 45.7 | 2019 | 5.18 | 2019-03-31
Spain | ESP | 2019-03-26 07:00 | 2019-03-26 08:00 | 49.94 | 2019 | 5.18 | 2019-03-31
Spain | ESP | 2019-03-26 08:00 | 2019-03-26 09:00 | 49.53 | 2019 | 5.18 | 2019-03-31
Spain | ESP | 2019-03-26 09:00 | 2019-03-26 10:00 | 45.87 | 2019 | 5.18 | 2019-03-31
Spain | ESP | 2019-03-26 10:00 | 2019-03-26 11:00 | 45.55 | 2019 | 5.18 | 2019-03-31
Spain | ESP | 2019-03-26 11:00 | 2019-03-26 12:00 | 45.87 | 2019 | 5.18 | 2019-03-31
Spain | ESP | 2019-03-26 12:00 | 2019-03-26 13:00 | 43.69 | 2019 | 5.18 | 2019-03-31
Spain | ESP | 2019-03-26 13:00 | 2019-03-26 14:00 | 41 | 2019 | 5.18 | 2019-03-31
Spain | ESP | 2019-03-26 14:00 | 2019-03-26 15:00 | 38.19 | 2019 | 5.18 | 2019-03-31
Spain | ESP | 2019-03-26 15:00 | 2019-03-26 16:00 | 37.95 | 2019 | 5.18 | 2019-03-31
Spain | ESP | 2019-03-26 16:00 | 2019-03-26 17:00 | 39.76 | 2019 | 5.18 | 2019-03-31
Spain | ESP | 2019-03-26 17:00 | 2019-03-26 18:00 | 43 | 2019 | 5.18 | 2019-03-31
Spain | ESP | 2019-03-26 18:00 | 2019-03-26 19:00 | 49.4 | 2019 | 5.18 | 2019-03-31
Spain | ESP | 2019-03-26 19:00 | 2019-03-26 20:00 | 51.64 | 2019 | 5.18 | 2019-03-31
Spain | ESP | 2019-03-26 20:00 | 2019-03-26 21:00 | 50.4 | 2019 | 5.18 | 2019-03-31
Spain | ESP | 2019-03-26 21:00 | 2019-03-26 22:00 | 42.28 | 2019 | 5.18 | 2019-03-31
Spain | ESP | 2019-03-26 22:00 | 2019-03-26 23:00 | 38.42 | 2019 | 5.18 | 2019-03-31
Spain | ESP | 2019-03-26 23:00 | 2019-03-27 | 37.33 | 2019 | 5.18 | 2019-03-31
Spain | ESP | 2019-03-27 | 2019-03-27 01:00 | 36.87 | 2019 | 5.18 | 2019-03-31
Spain | ESP | 2019-03-27 01:00 | 2019-03-27 02:00 | 36.62 | 2019 | 5.18 | 2019-03-31
Spain | ESP | 2019-03-27 02:00 | 2019-03-27 03:00 | 36.62 | 2019 | 5.18 | 2019-03-31
Spain | ESP | 2019-03-27 03:00 | 2019-03-27 04:00 | 37.33 | 2019 | 5.18 | 2019-03-31
Spain | ESP | 2019-03-27 04:00 | 2019-03-27 05:00 | 38.01 | 2019 | 5.18 | 2019-03-31
Spain | ESP | 2019-03-27 05:00 | 2019-03-27 06:00 | 49.8 | 2019 | 5.18 | 2019-03-31
Spain | ESP | 2019-03-27 06:00 | 2019-03-27 07:00 | 50.39 | 2019 | 5.18 | 2019-03-31
Spain | ESP | 2019-03-27 07:00 | 2019-03-27 08:00 | 51.64 | 2019 | 5.18 | 2019-03-31
Spain | ESP | 2019-03-27 08:00 | 2019-03-27 09:00 | 51.01 | 2019 | 5.18 | 2019-03-31
Spain | ESP | 2019-03-27 09:00 | 2019-03-27 10:00 | 50.75 | 2019 | 5.18 | 2019-03-31
Spain | ESP | 2019-03-27 10:00 | 2019-03-27 11:00 | 50.49 | 2019 | 5.18 | 2019-03-31
Spain | ESP | 2019-03-27 11:00 | 2019-03-27 12:00 | 50.78 | 2019 | 5.18 | 2019-03-31
Spain | ESP | 2019-03-27 12:00 | 2019-03-27 13:00 | 50.55 | 2019 | 5.18 | 2019-03-31
Spain | ESP | 2019-03-27 13:00 | 2019-03-27 14:00 | 49.57 | 2019 | 5.18 | 2019-03-31
Spain | ESP | 2019-03-27 14:00 | 2019-03-27 15:00 | 48.57 | 2019 | 5.18 | 2019-03-31
Spain | ESP | 2019-03-27 15:00 | 2019-03-27 16:00 | 48.47 | 2019 | 5.18 | 2019-03-31
Spain | ESP | 2019-03-27 16:00 | 2019-03-27 17:00 | 49.49 | 2019 | 5.18 | 2019-03-31
Spain | ESP | 2019-03-27 17:00 | 2019-03-27 18:00 | 50.49 | 2019 | 5.18 | 2019-03-31
Spain | ESP | 2019-03-27 18:00 | 2019-03-27 19:00 | 51.94 | 2019 | 5.18 | 2019-03-31
Spain | ESP | 2019-03-27 19:00 | 2019-03-27 20:00 | 53.86 | 2019 | 5.18 | 2019-03-31
Spain | ESP | 2019-03-27 20:00 | 2019-03-27 21:00 | 52.68 | 2019 | 5.18 | 2019-03-31
Spain | ESP | 2019-03-27 21:00 | 2019-03-27 22:00 | 50.58 | 2019 | 5.18 | 2019-03-31
Spain | ESP | 2019-03-27 22:00 | 2019-03-27 23:00 | 48.49 | 2019 | 5.18 | 2019-03-31
Spain | ESP | 2019-03-27 23:00 | 2019-03-28 | 49.42 | 2019 | 5.18 | 2019-03-31
Spain | ESP | 2019-03-28 | 2019-03-28 01:00 | 44.44 | 2019 | 5.18 | 2019-03-31
Spain | ESP | 2019-03-28 01:00 | 2019-03-28 02:00 | 43.44 | 2019 | 5.18 | 2019-03-31
Spain | ESP | 2019-03-28 02:00 | 2019-03-28 03:00 | 43.44 | 2019 | 5.18 | 2019-03-31
Spain | ESP | 2019-03-28 03:00 | 2019-03-28 04:00 | 44.44 | 2019 | 5.18 | 2019-03-31
Spain | ESP | 2019-03-28 04:00 | 2019-03-28 05:00 | 45.43 | 2019 | 5.18 | 2019-03-31
Spain | ESP | 2019-03-28 05:00 | 2019-03-28 06:00 | 51 | 2019 | 5.18 | 2019-03-31
Spain | ESP | 2019-03-28 06:00 | 2019-03-28 07:00 | 52.45 | 2019 | 5.18 | 2019-03-31
Spain | ESP | 2019-03-28 07:00 | 2019-03-28 08:00 | 53.07 | 2019 | 5.18 | 2019-03-31
Spain | ESP | 2019-03-28 08:00 | 2019-03-28 09:00 | 53 | 2019 | 5.18 | 2019-03-31
Spain | ESP | 2019-03-28 09:00 | 2019-03-28 10:00 | 52.45 | 2019 | 5.18 | 2019-03-31
Spain | ESP | 2019-03-28 10:00 | 2019-03-28 11:00 | 52.46 | 2019 | 5.18 | 2019-03-31
Spain | ESP | 2019-03-28 11:00 | 2019-03-28 12:00 | 53.04 | 2019 | 5.18 | 2019-03-31
Spain | ESP | 2019-03-28 12:00 | 2019-03-28 13:00 | 53.01 | 2019 | 5.18 | 2019-03-31
Spain | ESP | 2019-03-28 13:00 | 2019-03-28 14:00 | 52.45 | 2019 | 5.18 | 2019-03-31
Spain | ESP | 2019-03-28 14:00 | 2019-03-28 15:00 | 52.05 | 2019 | 5.18 | 2019-03-31
Spain | ESP | 2019-03-28 15:00 | 2019-03-28 16:00 | 51.64 | 2019 | 5.18 | 2019-03-31
Spain | ESP | 2019-03-28 16:00 | 2019-03-28 17:00 | 51.64 | 2019 | 5.18 | 2019-03-31
Spain | ESP | 2019-03-28 17:00 | 2019-03-28 18:00 | 51.5 | 2019 | 5.18 | 2019-03-31
Spain | ESP | 2019-03-28 18:00 | 2019-03-28 19:00 | 53 | 2019 | 5.18 | 2019-03-31
Spain | ESP | 2019-03-28 19:00 | 2019-03-28 20:00 | 55.01 | 2019 | 5.18 | 2019-03-31
Spain | ESP | 2019-03-28 20:00 | 2019-03-28 21:00 | 54.85 | 2019 | 5.18 | 2019-03-31
Spain | ESP | 2019-03-28 21:00 | 2019-03-28 22:00 | 53.07 | 2019 | 5.18 | 2019-03-31
Spain | ESP | 2019-03-28 22:00 | 2019-03-28 23:00 | 53.54 | 2019 | 5.18 | 2019-03-31
Spain | ESP | 2019-03-28 23:00 | 2019-03-29 | 53.04 | 2019 | 5.18 | 2019-03-31
Spain | ESP | 2019-03-29 | 2019-03-29 01:00 | 51.64 | 2019 | 5.18 | 2019-03-31
Spain | ESP | 2019-03-29 01:00 | 2019-03-29 02:00 | 51.33 | 2019 | 5.18 | 2019-03-31
Spain | ESP | 2019-03-29 02:00 | 2019-03-29 03:00 | 50.53 | 2019 | 5.18 | 2019-03-31
Spain | ESP | 2019-03-29 03:00 | 2019-03-29 04:00 | 51.33 | 2019 | 5.18 | 2019-03-31
Spain | ESP | 2019-03-29 04:00 | 2019-03-29 05:00 | 51.64 | 2019 | 5.18 | 2019-03-31
Spain | ESP | 2019-03-29 05:00 | 2019-03-29 06:00 | 52.09 | 2019 | 5.18 | 2019-03-31
Spain | ESP | 2019-03-29 06:00 | 2019-03-29 07:00 | 53.26 | 2019 | 5.18 | 2019-03-31
Spain | ESP | 2019-03-29 07:00 | 2019-03-29 08:00 | 54.54 | 2019 | 5.18 | 2019-03-31
Spain | ESP | 2019-03-29 08:00 | 2019-03-29 09:00 | 54.42 | 2019 | 5.18 | 2019-03-31
Spain | ESP | 2019-03-29 09:00 | 2019-03-29 10:00 | 53.52 | 2019 | 5.18 | 2019-03-31
Spain | ESP | 2019-03-29 10:00 | 2019-03-29 11:00 | 53.39 | 2019 | 5.18 | 2019-03-31
Spain | ESP | 2019-03-29 11:00 | 2019-03-29 12:00 | 53.52 | 2019 | 5.18 | 2019-03-31
Spain | ESP | 2019-03-29 12:00 | 2019-03-29 13:00 | 53.52 | 2019 | 5.18 | 2019-03-31
Spain | ESP | 2019-03-29 13:00 | 2019-03-29 14:00 | 53.07 | 2019 | 5.18 | 2019-03-31
Spain | ESP | 2019-03-29 14:00 | 2019-03-29 15:00 | 52.95 | 2019 | 5.18 | 2019-03-31
Spain | ESP | 2019-03-29 15:00 | 2019-03-29 16:00 | 52.8 | 2019 | 5.18 | 2019-03-31
Spain | ESP | 2019-03-29 16:00 | 2019-03-29 17:00 | 52.63 | 2019 | 5.18 | 2019-03-31
Spain | ESP | 2019-03-29 17:00 | 2019-03-29 18:00 | 52.81 | 2019 | 5.18 | 2019-03-31
Spain | ESP | 2019-03-29 18:00 | 2019-03-29 19:00 | 53.54 | 2019 | 5.18 | 2019-03-31
Spain | ESP | 2019-03-29 19:00 | 2019-03-29 20:00 | 54.92 | 2019 | 5.18 | 2019-03-31
Spain | ESP | 2019-03-29 20:00 | 2019-03-29 21:00 | 54.42 | 2019 | 5.18 | 2019-03-31
Spain | ESP | 2019-03-29 21:00 | 2019-03-29 22:00 | 53.04 | 2019 | 5.18 | 2019-03-31
Spain | ESP | 2019-03-29 22:00 | 2019-03-29 23:00 | 54.01 | 2019 | 5.18 | 2019-03-31
Spain | ESP | 2019-03-29 23:00 | 2019-03-30 | 54.03 | 2019 | 5.18 | 2019-03-31
Spain | ESP | 2019-03-30 | 2019-03-30 01:00 | 52.63 | 2019 | 5.18 | 2019-03-31
Spain | ESP | 2019-03-30 01:00 | 2019-03-30 02:00 | 51.64 | 2019 | 5.18 | 2019-03-31
Spain | ESP | 2019-03-30 02:00 | 2019-03-30 03:00 | 52.16 | 2019 | 5.18 | 2019-03-31
Spain | ESP | 2019-03-30 03:00 | 2019-03-30 04:00 | 51.94 | 2019 | 5.18 | 2019-03-31
Spain | ESP | 2019-03-30 04:00 | 2019-03-30 05:00 | 51.94 | 2019 | 5.18 | 2019-03-31
Spain | ESP | 2019-03-30 05:00 | 2019-03-30 06:00 | 51.33 | 2019 | 5.18 | 2019-03-31
Spain | ESP | 2019-03-30 06:00 | 2019-03-30 07:00 | 50.53 | 2019 | 5.18 | 2019-03-31
Spain | ESP | 2019-03-30 07:00 | 2019-03-30 08:00 | 51.64 | 2019 | 5.18 | 2019-03-31
Spain | ESP | 2019-03-30 08:00 | 2019-03-30 09:00 | 52.51 | 2019 | 5.18 | 2019-03-31
Spain | ESP | 2019-03-30 09:00 | 2019-03-30 10:00 | 52.81 | 2019 | 5.18 | 2019-03-31
Spain | ESP | 2019-03-30 10:00 | 2019-03-30 11:00 | 52.35 | 2019 | 5.18 | 2019-03-31
Spain | ESP | 2019-03-30 11:00 | 2019-03-30 12:00 | 51.94 | 2019 | 5.18 | 2019-03-31
Spain | ESP | 2019-03-30 12:00 | 2019-03-30 13:00 | 52.01 | 2019 | 5.18 | 2019-03-31
Spain | ESP | 2019-03-30 13:00 | 2019-03-30 14:00 | 51.94 | 2019 | 5.18 | 2019-03-31
Spain | ESP | 2019-03-30 14:00 | 2019-03-30 15:00 | 49.62 | 2019 | 5.18 | 2019-03-31
Spain | ESP | 2019-03-30 15:00 | 2019-03-30 16:00 | 48.01 | 2019 | 5.18 | 2019-03-31
Spain | ESP | 2019-03-30 16:00 | 2019-03-30 17:00 | 49.85 | 2019 | 5.18 | 2019-03-31
Spain | ESP | 2019-03-30 17:00 | 2019-03-30 18:00 | 50.4 | 2019 | 5.18 | 2019-03-31
Spain | ESP | 2019-03-30 18:00 | 2019-03-30 19:00 | 52.52 | 2019 | 5.18 | 2019-03-31
Spain | ESP | 2019-03-30 19:00 | 2019-03-30 20:00 | 54.02 | 2019 | 5.18 | 2019-03-31
Spain | ESP | 2019-03-30 20:00 | 2019-03-30 21:00 | 54.01 | 2019 | 5.18 | 2019-03-31
Spain | ESP | 2019-03-30 21:00 | 2019-03-30 22:00 | 53.04 | 2019 | 5.18 | 2019-03-31
Spain | ESP | 2019-03-30 22:00 | 2019-03-30 23:00 | 53.52 | 2019 | 5.18 | 2019-03-31
Spain | ESP | 2019-03-30 23:00 | 2019-03-31 | 54.54 | 2019 | 5.18 | 2019-03-31
Spain | ESP | 2019-03-31 | 2019-03-31 01:00 | 51.94 | 2019 | 5.18 | 2019-03-31
Spain | ESP | 2019-03-31 01:00 | 2019-03-31 03:00 | 48 | 2019 | 5.18 | 2019-03-31
Spain | ESP | 2019-03-31 02:00 | 2019-03-31 04:00 | 46.91 | 2019 | 5.18 | 2019-03-31
Spain | ESP | 2019-03-31 03:00 | 2019-03-31 05:00 | 48.97 | 2019 | 5.18 | 2019-03-31
Spain | ESP | 2019-03-31 04:00 | 2019-03-31 06:00 | 50.53 | 2019 | 5.18 | 2019-03-31
Spain | ESP | 2019-03-31 05:00 | 2019-03-31 07:00 | 46.91 | 2019 | 5.18 | 2019-03-31
Spain | ESP | 2019-03-31 06:00 | 2019-03-31 08:00 | 45.94 | 2019 | 5.18 | 2019-03-31
Spain | ESP | 2019-03-31 07:00 | 2019-03-31 09:00 | 49.23 | 2019 | 5.18 | 2019-03-31
Spain | ESP | 2019-03-31 08:00 | 2019-03-31 10:00 | 52 | 2019 | 5.18 | 2019-03-31
Spain | ESP | 2019-03-31 09:00 | 2019-03-31 11:00 | 53.54 | 2019 | 5.18 | 2019-03-31
Spain | ESP | 2019-03-31 10:00 | 2019-03-31 12:00 | 53.6 | 2019 | 5.18 | 2019-03-31
Spain | ESP | 2019-03-31 11:00 | 2019-03-31 13:00 | 53.88 | 2019 | 5.18 | 2019-03-31
Spain | ESP | 2019-03-31 12:00 | 2019-03-31 14:00 | 54.02 | 2019 | 5.18 | 2019-03-31
Spain | ESP | 2019-03-31 13:00 | 2019-03-31 15:00 | 53.04 | 2019 | 5.18 | 2019-03-31
Spain | ESP | 2019-03-31 14:00 | 2019-03-31 16:00 | 51.03 | 2019 | 5.18 | 2019-03-31
Spain | ESP | 2019-03-31 15:00 | 2019-03-31 17:00 | 49 | 2019 | 5.18 | 2019-03-31
Spain | ESP | 2019-03-31 16:00 | 2019-03-31 18:00 | 47.01 | 2019 | 5.18 | 2019-03-31
Spain | ESP | 2019-03-31 17:00 | 2019-03-31 19:00 | 50.53 | 2019 | 5.18 | 2019-03-31
Spain | ESP | 2019-03-31 18:00 | 2019-03-31 20:00 | 54.48 | 2019 | 5.18 | 2019-03-31
Spain | ESP | 2019-03-31 19:00 | 2019-03-31 21:00 | 56.12 | 2019 | 5.18 | 2019-03-31
Spain | ESP | 2019-03-31 20:00 | 2019-03-31 22:00 | 56.45 | 2019 | 5.18 | 2019-03-31
Spain | ESP | 2019-03-31 21:00 | 2019-03-31 23:00 | 56.04 | 2019 | 5.18 | 2019-03-31
Spain | ESP | 2019-03-31 22:00 | 2019-04-01 | 59 | 2019 | 5.18 | 2019-03-31
Spain | ESP | 2019-03-31 23:00 | 2019-04-01 01:00 | 57.53 | 2019 | 5.18 | 2019-03-31
Spain | ESP | 2019-04-01 | 2019-04-01 02:00 | 55.56 | 2019 | 4.92 | 2019-04-30
Spain | ESP | 2019-04-01 01:00 | 2019-04-01 03:00 | 55.48 | 2019 | 4.92 | 2019-04-30
Spain | ESP | 2019-04-01 02:00 | 2019-04-01 04:00 | 55.48 | 2019 | 4.92 | 2019-04-30
Spain | ESP | 2019-04-01 03:00 | 2019-04-01 05:00 | 56.11 | 2019 | 4.92 | 2019-04-30
Spain | ESP | 2019-04-01 04:00 | 2019-04-01 06:00 | 57.95 | 2019 | 4.92 | 2019-04-30
Spain | ESP | 2019-04-01 05:00 | 2019-04-01 07:00 | 58 | 2019 | 4.92 | 2019-04-30
Spain | ESP | 2019-04-01 06:00 | 2019-04-01 08:00 | 59.45 | 2019 | 4.92 | 2019-04-30
Spain | ESP | 2019-04-01 07:00 | 2019-04-01 09:00 | 59.57 | 2019 | 4.92 | 2019-04-30
Spain | ESP | 2019-04-01 08:00 | 2019-04-01 10:00 | 59.82 | 2019 | 4.92 | 2019-04-30
Spain | ESP | 2019-04-01 09:00 | 2019-04-01 11:00 | 59.45 | 2019 | 4.92 | 2019-04-30
Spain | ESP | 2019-04-01 10:00 | 2019-04-01 12:00 | 59.45 | 2019 | 4.92 | 2019-04-30
Spain | ESP | 2019-04-01 11:00 | 2019-04-01 13:00 | 59.45 | 2019 | 4.92 | 2019-04-30
Spain | ESP | 2019-04-01 12:00 | 2019-04-01 14:00 | 58.67 | 2019 | 4.92 | 2019-04-30
Spain | ESP | 2019-04-01 13:00 | 2019-04-01 15:00 | 58.37 | 2019 | 4.92 | 2019-04-30
Spain | ESP | 2019-04-01 14:00 | 2019-04-01 16:00 | 58 | 2019 | 4.92 | 2019-04-30
Spain | ESP | 2019-04-01 15:00 | 2019-04-01 17:00 | 57.95 | 2019 | 4.92 | 2019-04-30
Spain | ESP | 2019-04-01 16:00 | 2019-04-01 18:00 | 57.92 | 2019 | 4.92 | 2019-04-30
Spain | ESP | 2019-04-01 17:00 | 2019-04-01 19:00 | 58.35 | 2019 | 4.92 | 2019-04-30
Spain | ESP | 2019-04-01 18:00 | 2019-04-01 20:00 | 60.26 | 2019 | 4.92 | 2019-04-30
Spain | ESP | 2019-04-01 19:00 | 2019-04-01 21:00 | 60.95 | 2019 | 4.92 | 2019-04-30
Spain | ESP | 2019-04-01 20:00 | 2019-04-01 22:00 | 59.82 | 2019 | 4.92 | 2019-04-30
Spain | ESP | 2019-04-01 21:00 | 2019-04-01 23:00 | 59.82 | 2019 | 4.92 | 2019-04-30
Spain | ESP | 2019-04-01 22:00 | 2019-04-02 | 59.82 | 2019 | 4.92 | 2019-04-30
Spain | ESP | 2019-04-01 23:00 | 2019-04-02 01:00 | 59.42 | 2019 | 4.92 | 2019-04-30
Spain | ESP | 2019-04-02 | 2019-04-02 02:00 | 59.17 | 2019 | 4.92 | 2019-04-30
Spain | ESP | 2019-04-02 01:00 | 2019-04-02 03:00 | 59.07 | 2019 | 4.92 | 2019-04-30
Spain | ESP | 2019-04-02 02:00 | 2019-04-02 04:00 | 59.01 | 2019 | 4.92 | 2019-04-30
Spain | ESP | 2019-04-02 03:00 | 2019-04-02 05:00 | 59.07 | 2019 | 4.92 | 2019-04-30
Spain | ESP | 2019-04-02 04:00 | 2019-04-02 06:00 | 59.07 | 2019 | 4.92 | 2019-04-30
Spain | ESP | 2019-04-02 05:00 | 2019-04-02 07:00 | 58.84 | 2019 | 4.92 | 2019-04-30
Spain | ESP | 2019-04-02 06:00 | 2019-04-02 08:00 | 59.84 | 2019 | 4.92 | 2019-04-30
Spain | ESP | 2019-04-02 07:00 | 2019-04-02 09:00 | 60.01 | 2019 | 4.92 | 2019-04-30
Spain | ESP | 2019-04-02 08:00 | 2019-04-02 10:00 | 59.96 | 2019 | 4.92 | 2019-04-30
Spain | ESP | 2019-04-02 09:00 | 2019-04-02 11:00 | 59.51 | 2019 | 4.92 | 2019-04-30
Spain | ESP | 2019-04-02 10:00 | 2019-04-02 12:00 | 59.45 | 2019 | 4.92 | 2019-04-30
Spain | ESP | 2019-04-02 11:00 | 2019-04-02 13:00 | 59.17 | 2019 | 4.92 | 2019-04-30
Spain | ESP | 2019-04-02 12:00 | 2019-04-02 14:00 | 58.25 | 2019 | 4.92 | 2019-04-30
Spain | ESP | 2019-04-02 13:00 | 2019-04-02 15:00 | 56.48 | 2019 | 4.92 | 2019-04-30
Spain | ESP | 2019-04-02 14:00 | 2019-04-02 16:00 | 55.23 | 2019 | 4.92 | 2019-04-30
Spain | ESP | 2019-04-02 15:00 | 2019-04-02 17:00 | 54.49 | 2019 | 4.92 | 2019-04-30
Spain | ESP | 2019-04-02 16:00 | 2019-04-02 18:00 | 53.41 | 2019 | 4.92 | 2019-04-30
Spain | ESP | 2019-04-02 17:00 | 2019-04-02 19:00 | 54.49 | 2019 | 4.92 | 2019-04-30
Spain | ESP | 2019-04-02 18:00 | 2019-04-02 20:00 | 57.02 | 2019 | 4.92 | 2019-04-30
Spain | ESP | 2019-04-02 19:00 | 2019-04-02 21:00 | 59.01 | 2019 | 4.92 | 2019-04-30
Spain | ESP | 2019-04-02 20:00 | 2019-04-02 22:00 | 56.48 | 2019 | 4.92 | 2019-04-30
Spain | ESP | 2019-04-02 21:00 | 2019-04-02 23:00 | 55.3 | 2019 | 4.92 | 2019-04-30
Spain | ESP | 2019-04-02 22:00 | 2019-04-03 | 56 | 2019 | 4.92 | 2019-04-30
Spain | ESP | 2019-04-02 23:00 | 2019-04-03 01:00 | 55.25 | 2019 | 4.92 | 2019-04-30
Spain | ESP | 2019-04-03 | 2019-04-03 02:00 | 54 | 2019 | 4.92 | 2019-04-30
Spain | ESP | 2019-04-03 01:00 | 2019-04-03 03:00 | 53 | 2019 | 4.92 | 2019-04-30
Spain | ESP | 2019-04-03 02:00 | 2019-04-03 04:00 | 51.96 | 2019 | 4.92 | 2019-04-30
Spain | ESP | 2019-04-03 03:00 | 2019-04-03 05:00 | 52.25 | 2019 | 4.92 | 2019-04-30
Spain | ESP | 2019-04-03 04:00 | 2019-04-03 06:00 | 54.07 | 2019 | 4.92 | 2019-04-30
Spain | ESP | 2019-04-03 05:00 | 2019-04-03 07:00 | 57.14 | 2019 | 4.92 | 2019-04-30
Spain | ESP | 2019-04-03 06:00 | 2019-04-03 08:00 | 60 | 2019 | 4.92 | 2019-04-30
Spain | ESP | 2019-04-03 07:00 | 2019-04-03 09:00 | 59.01 | 2019 | 4.92 | 2019-04-30
Spain | ESP | 2019-04-03 08:00 | 2019-04-03 10:00 | 56.6 | 2019 | 4.92 | 2019-04-30
Spain | ESP | 2019-04-03 09:00 | 2019-04-03 11:00 | 55.5 | 2019 | 4.92 | 2019-04-30
Spain | ESP | 2019-04-03 10:00 | 2019-04-03 12:00 | 55 | 2019 | 4.92 | 2019-04-30
Spain | ESP | 2019-04-03 11:00 | 2019-04-03 13:00 | 53 | 2019 | 4.92 | 2019-04-30
Spain | ESP | 2019-04-03 12:00 | 2019-04-03 14:00 | 48.13 | 2019 | 4.92 | 2019-04-30
Spain | ESP | 2019-04-03 13:00 | 2019-04-03 15:00 | 42.6 | 2019 | 4.92 | 2019-04-30
Spain | ESP | 2019-04-03 14:00 | 2019-04-03 16:00 | 41.73 | 2019 | 4.92 | 2019-04-30
Spain | ESP | 2019-04-03 15:00 | 2019-04-03 17:00 | 42.68 | 2019 | 4.92 | 2019-04-30
Spain | ESP | 2019-04-03 16:00 | 2019-04-03 18:00 | 45.44 | 2019 | 4.92 | 2019-04-30
Spain | ESP | 2019-04-03 17:00 | 2019-04-03 19:00 | 51.32 | 2019 | 4.92 | 2019-04-30
Spain | ESP | 2019-04-03 18:00 | 2019-04-03 20:00 | 54.92 | 2019 | 4.92 | 2019-04-30
Spain | ESP | 2019-04-03 19:00 | 2019-04-03 21:00 | 58.47 | 2019 | 4.92 | 2019-04-30
Spain | ESP | 2019-04-03 20:00 | 2019-04-03 22:00 | 56.6 | 2019 | 4.92 | 2019-04-30
Spain | ESP | 2019-04-03 21:00 | 2019-04-03 23:00 | 55.56 | 2019 | 4.92 | 2019-04-30
Spain | ESP | 2019-04-03 22:00 | 2019-04-04 | 54.06 | 2019 | 4.92 | 2019-04-30
Spain | ESP | 2019-04-03 23:00 | 2019-04-04 01:00 | 49.66 | 2019 | 4.92 | 2019-04-30
Spain | ESP | 2019-04-04 | 2019-04-04 02:00 | 44.62 | 2019 | 4.92 | 2019-04-30
Spain | ESP | 2019-04-04 01:00 | 2019-04-04 03:00 | 44.45 | 2019 | 4.92 | 2019-04-30
Spain | ESP | 2019-04-04 02:00 | 2019-04-04 04:00 | 44.94 | 2019 | 4.92 | 2019-04-30
Spain | ESP | 2019-04-04 03:00 | 2019-04-04 05:00 | 53 | 2019 | 4.92 | 2019-04-30
Spain | ESP | 2019-04-04 04:00 | 2019-04-04 06:00 | 54.92 | 2019 | 4.92 | 2019-04-30
Spain | ESP | 2019-04-04 05:00 | 2019-04-04 07:00 | 58.45 | 2019 | 4.92 | 2019-04-30
Spain | ESP | 2019-04-04 06:00 | 2019-04-04 08:00 | 59.86 | 2019 | 4.92 | 2019-04-30
Spain | ESP | 2019-04-04 07:00 | 2019-04-04 09:00 | 60.44 | 2019 | 4.92 | 2019-04-30
Spain | ESP | 2019-04-04 08:00 | 2019-04-04 10:00 | 58.01 | 2019 | 4.92 | 2019-04-30
Spain | ESP | 2019-04-04 09:00 | 2019-04-04 11:00 | 55.73 | 2019 | 4.92 | 2019-04-30
Spain | ESP | 2019-04-04 10:00 | 2019-04-04 12:00 | 55.56 | 2019 | 4.92 | 2019-04-30
Spain | ESP | 2019-04-04 11:00 | 2019-04-04 13:00 | 54.52 | 2019 | 4.92 | 2019-04-30
Spain | ESP | 2019-04-04 12:00 | 2019-04-04 14:00 | 53.64 | 2019 | 4.92 | 2019-04-30
Spain | ESP | 2019-04-04 13:00 | 2019-04-04 15:00 | 51 | 2019 | 4.92 | 2019-04-30
Spain | ESP | 2019-04-04 14:00 | 2019-04-04 16:00 | 48.4 | 2019 | 4.92 | 2019-04-30
Spain | ESP | 2019-04-04 15:00 | 2019-04-04 17:00 | 50 | 2019 | 4.92 | 2019-04-30
Spain | ESP | 2019-04-04 16:00 | 2019-04-04 18:00 | 51.76 | 2019 | 4.92 | 2019-04-30
Spain | ESP | 2019-04-04 17:00 | 2019-04-04 19:00 | 53.56 | 2019 | 4.92 | 2019-04-30
Spain | ESP | 2019-04-04 18:00 | 2019-04-04 20:00 | 56.11 | 2019 | 4.92 | 2019-04-30
Spain | ESP | 2019-04-04 19:00 | 2019-04-04 21:00 | 58.51 | 2019 | 4.92 | 2019-04-30
Spain | ESP | 2019-04-04 20:00 | 2019-04-04 22:00 | 55.56 | 2019 | 4.92 | 2019-04-30
Spain | ESP | 2019-04-04 21:00 | 2019-04-04 23:00 | 54.5 | 2019 | 4.92 | 2019-04-30
Spain | ESP | 2019-04-04 22:00 | 2019-04-05 | 53.57 | 2019 | 4.92 | 2019-04-30
Spain | ESP | 2019-04-04 23:00 | 2019-04-05 01:00 | 44.7 | 2019 | 4.92 | 2019-04-30
Spain | ESP | 2019-04-05 | 2019-04-05 02:00 | 41.68 | 2019 | 4.92 | 2019-04-30
Spain | ESP | 2019-04-05 01:00 | 2019-04-05 03:00 | 40.78 | 2019 | 4.92 | 2019-04-30
Spain | ESP | 2019-04-05 02:00 | 2019-04-05 04:00 | 40.76 | 2019 | 4.92 | 2019-04-30
Spain | ESP | 2019-04-05 03:00 | 2019-04-05 05:00 | 41.03 | 2019 | 4.92 | 2019-04-30
Spain | ESP | 2019-04-05 04:00 | 2019-04-05 06:00 | 45.83 | 2019 | 4.92 | 2019-04-30
Spain | ESP | 2019-04-05 05:00 | 2019-04-05 07:00 | 54.92 | 2019 | 4.92 | 2019-04-30
Spain | ESP | 2019-04-05 06:00 | 2019-04-05 08:00 | 58.67 | 2019 | 4.92 | 2019-04-30
Spain | ESP | 2019-04-05 07:00 | 2019-04-05 09:00 | 58.43 | 2019 | 4.92 | 2019-04-30
Spain | ESP | 2019-04-05 08:00 | 2019-04-05 10:00 | 56.48 | 2019 | 4.92 | 2019-04-30
Spain | ESP | 2019-04-05 09:00 | 2019-04-05 11:00 | 55.72 | 2019 | 4.92 | 2019-04-30
Spain | ESP | 2019-04-05 10:00 | 2019-04-05 12:00 | 55.44 | 2019 | 4.92 | 2019-04-30
Spain | ESP | 2019-04-05 11:00 | 2019-04-05 13:00 | 55.13 | 2019 | 4.92 | 2019-04-30
Spain | ESP | 2019-04-05 12:00 | 2019-04-05 14:00 | 54.07 | 2019 | 4.92 | 2019-04-30
Spain | ESP | 2019-04-05 13:00 | 2019-04-05 15:00 | 52.44 | 2019 | 4.92 | 2019-04-30
Spain | ESP | 2019-04-05 14:00 | 2019-04-05 16:00 | 50.77 | 2019 | 4.92 | 2019-04-30
Spain | ESP | 2019-04-05 15:00 | 2019-04-05 17:00 | 50.17 | 2019 | 4.92 | 2019-04-30
Spain | ESP | 2019-04-05 16:00 | 2019-04-05 18:00 | 51.01 | 2019 | 4.92 | 2019-04-30
Spain | ESP | 2019-04-05 17:00 | 2019-04-05 19:00 | 52.44 | 2019 | 4.92 | 2019-04-30
Spain | ESP | 2019-04-05 18:00 | 2019-04-05 20:00 | 54.52 | 2019 | 4.92 | 2019-04-30
Spain | ESP | 2019-04-05 19:00 | 2019-04-05 21:00 | 56.48 | 2019 | 4.92 | 2019-04-30
Spain | ESP | 2019-04-05 20:00 | 2019-04-05 22:00 | 54.52 | 2019 | 4.92 | 2019-04-30
Spain | ESP | 2019-04-05 21:00 | 2019-04-05 23:00 | 52.88 | 2019 | 4.92 | 2019-04-30
Spain | ESP | 2019-04-05 22:00 | 2019-04-06 | 51.51 | 2019 | 4.92 | 2019-04-30
Spain | ESP | 2019-04-05 23:00 | 2019-04-06 01:00 | 45.68 | 2019 | 4.92 | 2019-04-30
Spain | ESP | 2019-04-06 | 2019-04-06 02:00 | 39.4 | 2019 | 4.92 | 2019-04-30
Spain | ESP | 2019-04-06 01:00 | 2019-04-06 03:00 | 38.5 | 2019 | 4.92 | 2019-04-30
Spain | ESP | 2019-04-06 02:00 | 2019-04-06 04:00 | 37.27 | 2019 | 4.92 | 2019-04-30
Spain | ESP | 2019-04-06 03:00 | 2019-04-06 05:00 | 37.27 | 2019 | 4.92 | 2019-04-30
Spain | ESP | 2019-04-06 04:00 | 2019-04-06 06:00 | 39.2 | 2019 | 4.92 | 2019-04-30
Spain | ESP | 2019-04-06 05:00 | 2019-04-06 07:00 | 42.03 | 2019 | 4.92 | 2019-04-30
Spain | ESP | 2019-04-06 06:00 | 2019-04-06 08:00 | 44.06 | 2019 | 4.92 | 2019-04-30
Spain | ESP | 2019-04-06 07:00 | 2019-04-06 09:00 | 46.51 | 2019 | 4.92 | 2019-04-30
Spain | ESP | 2019-04-06 08:00 | 2019-04-06 10:00 | 49.12 | 2019 | 4.92 | 2019-04-30
Spain | ESP | 2019-04-06 09:00 | 2019-04-06 11:00 | 45.68 | 2019 | 4.92 | 2019-04-30
Spain | ESP | 2019-04-06 10:00 | 2019-04-06 12:00 | 43.75 | 2019 | 4.92 | 2019-04-30
Spain | ESP | 2019-04-06 11:00 | 2019-04-06 13:00 | 44 | 2019 | 4.92 | 2019-04-30
Spain | ESP | 2019-04-06 12:00 | 2019-04-06 14:00 | 41.5 | 2019 | 4.92 | 2019-04-30
Spain | ESP | 2019-04-06 13:00 | 2019-04-06 15:00 | 40.63 | 2019 | 4.92 | 2019-04-30
Spain | ESP | 2019-04-06 14:00 | 2019-04-06 16:00 | 38.62 | 2019 | 4.92 | 2019-04-30
Spain | ESP | 2019-04-06 15:00 | 2019-04-06 17:00 | 39.39 | 2019 | 4.92 | 2019-04-30
Spain | ESP | 2019-04-06 16:00 | 2019-04-06 18:00 | 41.33 | 2019 | 4.92 | 2019-04-30
Spain | ESP | 2019-04-06 17:00 | 2019-04-06 19:00 | 42.91 | 2019 | 4.92 | 2019-04-30
Spain | ESP | 2019-04-06 18:00 | 2019-04-06 20:00 | 52 | 2019 | 4.92 | 2019-04-30
Spain | ESP | 2019-04-06 19:00 | 2019-04-06 21:00 | 55.44 | 2019 | 4.92 | 2019-04-30