{"text_format":"1","workbook":"xlsx","n_sheets":40,"sheets":["Log","Diagram","Output ","Input","Financial Model","IT Load Datarooms Calculate","Back-up Power Calculate","Heat Recovery Cooling Calculate","Summary","Detail Calculations","Data Room Configure","Cooling Configure","Power Configure","Rack Configure","Cluster Configure","Data Room Equipment","Data","Output","Weather for Site","Regional Weather","weather","Forms","Singapore","Density","DC Size Measure","Racks","Critical Load","Mechanical Load","Schidner Electric","Direct to Chip Cooling","Carbon Usage Effectiveness","Power Use Effectiveness","Redundancy","Switchboard","Genset","Core and Shell","Fit Out","Efficiency","CRAH","Sheet5"],"not_rendered":{"charts":1,"images":28,"macros":1,"external_links":0,"defined_names":58,"comments":9,"pivot_tables":0},"unopened":[],"bounds":{"document_bytes":16777216,"sheet_cells":100000,"rows_first":2000,"rows_last":500,"rows_between":2000,"halvings":0,"cell_chars":16384,"cell_head_chars":4096},"cells_cut":0,"cells_raw":0,"read":"whole","date_system":"1900"}

{"sheet":"Log","index":0,"n_rows":21,"n_cols":3,"rows_kept":21,"cut":false,"hidden":false,"merged":[]}
[]
[]
[null,"Ideas for fixing the model"]
[]
[null,null,"First, keep track of fixed result to make sure changes in structure do not affect the initial outcome"]
[]
[null,null,"Find the Hlookup and vlookup"]
[]
[null,null,"Get rid of Indirect in this file"]
[]
[null,null,"Move Weather Data"]
[]
[null,"Re-structure with Benchmark"]
[]
[null,null,"Colour Sheet"]
[]
[null,null,"Use Alt, m, d to test if cell is used"]
[]
[null,null,"Fix Long Formulas"]
[]
[null,null,"Transfer to Financial Model"]

{"sheet":"Diagram","index":1,"n_rows":36,"n_cols":17,"rows_kept":36,"cut":false,"hidden":false,"merged":[]}
[]
[]
[null,null,null,"Transmission Step-Down",null,null,null,"Data Room 1",null,null,null,null,"Levelized Cost of Electricity ",null,null,"Euro/kWh"]
[null,null,null,"Cap Exp",null,null,null,"Data Room 2",null,null,null,null,"Critical Power Provided",null,null,"kW",{"$f":"F12","v":4181.7897521724317}]
[null,null,null,null,null,null,null,"Data Room 3"]
[null,null,null,null,null,null,null,"Data Room 4",null,null,null,null,"Ratio of Critical Power to Cap Exp",null,null,"kW/Euro"]
[]
[null,null,null,null,null,null,null,"Cooling"]
[]
[]
[]
[null,"Direct Critical Load for IT Equipment",null,null,"kW",{"$f":"'Financial Model'!M15","v":4181.7897521724317},null,"Critical IT Load",null,null,"Back-up Equipment"]
[null,"Power Used for Mechanical Equipment",null,null,"kW",{"$f":"'Financial Model'!M31","v":105.48328274367648},null,null,null,null,"Power Cost Assumed"]
[null,"Total Power Purchase from Grid",null,null,"kWh",{"$f":"SUM(F12:F13)*8760","v":37556511.785865106}]
[null,"Base Power Cost",null,null,"Euro/kWh",{"$f":"Input!E34","v":0.2}]
[null,"Total Power Cost from Grid",null,null,"Euro/yr",{"$f":"F15*F12*8760","v":7326495.6458061012}]
[null,null,null,null,null,null,null,null,null,null,null,null,null,"Gen Set"]
[null,null,null,null,null,null,null,null,null,null,null,null,null,"Capital Expenditure",null,{"$f":"'Financial Model'!L134+'Financial Model'!L141+'Financial Model'!L148+'Financial Model'!L155+'Financial Model'!L162","v":6014862.4092919836}]
[null,null,null,null,null,null,null,null,null,null,null,null,null,"Fixed O&M"]
[null,"Equipment to Serve Critical Load"]
[null,"Capital Expenditure",null,{"$f":"'Financial Model'!L97","v":3548919.6969696973},"Euro"]
[null,"Fixed O&M",null,null,"Euro/Yr"]
[null,null,null,null,null,null,null,null,null,null,null,null,null,"Switch Gear"]
[null,null,null,null,null,null,null,null,null,null,null,null,null,"Capital Expenditure",null,{"$f":"'Financial Model'!L136+'Financial Model'!L143+'Financial Model'!L150+'Financial Model'!L157+'Financial Model'!L164","v":6419940.7020319346}]
[null,null,null,null,null,null,null,null,null,null,null,null,null,"Fixed O&M"]
[]
[]
[]
[null,"Cooling - Chiller/Heat Recovery"]
[null,"Power Used",null,{"$f":"'Financial Model'!M54","v":35716601.828329854},"kWh",null,null,null,null,null,null,null,null,"Universal Power Supply"]
[null,"Cost of Power for Cooling",null,{"$f":"'Financial Model'!M209","v":7143320.3656659713},"Euro/yr",null,null,null,null,null,null,null,null,"Capital Expenditure"]
[null,null,null,null,null,null,null,null,null,null,null,null,null,"Fixed O&M"]
[]
[null,"Capital Expenditure",null,{"$f":"'Financial Model'!L130","v":3066565.2310885354},"Euro"]
[null,"Fixed O&M",null,null,"Euro/Yr"]
[null,"Heat Recovery Credit",null,null,"Euro/Yr"]

{"sheet":"Output ","index":2,"n_rows":28,"n_cols":7,"rows_kept":28,"cut":false,"hidden":false,"merged":[]}
[]
[null,null,"Total Cost of Ownership/Leveized Cost of Electricity"]
[null,null,null,"LCOE of IT Critical Load","Euro/kWh"]
[null,null,null,"LCOE of Cooling","Euro/kWh"]
[null,null,null,"LCOE of Back-up Equipment","Euro/kWh"]
[null,null,null,"LCOE of Heat Recovery","Euro/kWh"]
[null,null,null,"Total LCOE","Euro/kWh"]
[]
[null,null,"Drivers"]
[null,null,null,"IT Load","kW",null,{"$f":"'Financial Model'!M15","v":4181.7897521724317}]
[null,null,null,"Electricity Purchased","kW",null,{"$f":"G10*G20","v":6249.2503894096617}]
[]
[]
[null,null,null,"Cap Exp/kWit of Directly Serving IT Load","Euro/kW",null,{"$f":"G23/G10","v":848.66047967285783}]
[null,null,null,"Cap Exp/kWit of Total Electricity Costs","Euro/kW"]
[]
[null,null,"Efficiency"]
[null,null,null,"Electricity for IT","kWh",null,{"$f":"'Financial Model'!M16","v":36632478.229030505}]
[null,null,null,"Electricity Purchased","kWh"]
[null,null,null,"PUE","x",null,{"$f":"'IT Load Datarooms Calculate'!E79","v":1.4943961221778757}]
[]
[null,null,"Capital Expense Components"]
[null,null,null,{"$f":"'Financial Model'!D391","v":"Power for Cooling Data Equipment (Including Direct to Chip)"},"Euro",null,{"$f":"'Financial Model'!K391","v":3548919.6969696973}]
[null,null,null,{"$f":"'Financial Model'!D392","v":"Power Equipment Capital Expenditures for Back-up"},"Euro",null,{"$f":"'Financial Model'!K392","v":18855747.375843149}]
[null,null,null,{"$f":"'Financial Model'!D393","v":"Capital Expenditures for Cooling and Heat Recovery"},"Euro",null,{"$f":"'Financial Model'!K393","v":2449333.2516681594}]
[null,null,null,"Total Capital Expenditures","Euro",null,{"$f":"SUM(G23:G25)","v":24854000.324481007}]
[]
[null,null,null,"Capital Expenditures per kW","Euro",null,{"$f":"G26/G10","v":5943.3883091729804}]

{"sheet":"Input","index":3,"n_rows":57,"n_cols":45,"rows_kept":57,"cut":false,"hidden":false,"merged":[]}
[null,null,null,null,null,null,"Result",{"$f":"Output!$D$55","v":-577739833.20186126},"Fixed",-577739833.20186126]
[null,null,"OCP CE TCO tool v1.11",null," Library"]
[null,null,null,null,"Power "]
[{"$f":"IF(D3,\"=1\",\"\")","v":""},null,null,null,"Cooling"]
[{"$f":"IF(D4,\"=2\",\"\")","v":""},null,null,null,"Data"]
[{"$f":"IF(D5,\"=3\",\"\")","v":""}]
[null,null,"Scenario",1]
[null,"IT Operations"]
[0,null,null,null,{"$f":"G9","v":"Benchmark  Case"},null,"Benchmark  Case","Benchmark Case Corrected","Only Air Cooled","Only Direct to Chip, Load Factor","Only Air, Load Factor","Best Direct to Chip, Load Factor","Scenario 7","Scenario 8","Scenario 9","Scenario 10","Scenario 11","Scenario 12","Scenario 12","Scenario 12","Scenario 12","Scenario 12","Scenario 12","Scenario 12","Scenario 12","Scenario 12","Scenario 12","Scenario 12","Scenario 12","Scenario 12","Scenario 12","Scenario 12","Scenario 12","Scenario 12","Scenario 12","Scenario 12","Scenario 12","Scenario 12","Scenario 12","Scenario 12","Scenario 12","Scenario 12","Scenario 12","Scenario 12","Scenario 12"]
[null,"IT Operations"]
[0,null,"Load Factor of Data Center",null,1,null,1,1,1,1,1,1,1,1,1,1,1,1,1,1,1,1,1,1,1,1,1,1,1,1,1,1,1,1,1,1,1,1,1,1,1,1,1,1,1]
[]
[null,null,"Dataroom configurations"]
[0,null,"Dataroom  ",1,{"$f":"Forms!G10","v":"2-dtc-l2l"},null,{"$f":"$E$14","v":"2-dtc-l2l"},{"$f":"$E$14","v":"2-dtc-l2l"},"2-dtc-l2l","2-dtc-l2l","2-dtc-l2l","2-dtc-l2l","2-dtc-l2l","2-dtc-l2l","2-dtc-l2l","2-dtc-l2l","2-dtc-l2l","2-dtc-l2l","2-dtc-l2l","2-dtc-l2l","2-dtc-l2l","2-dtc-l2l","2-dtc-l2l","2-dtc-l2l","2-dtc-l2l","2-dtc-l2l","2-dtc-l2l","2-dtc-l2l","2-dtc-l2l","2-dtc-l2l","2-dtc-l2l","2-dtc-l2l","2-dtc-l2l","2-dtc-l2l","2-dtc-l2l","2-dtc-l2l","2-dtc-l2l","2-dtc-l2l","2-dtc-l2l","2-dtc-l2l","2-dtc-l2l","2-dtc-l2l","2-dtc-l2l","2-dtc-l2l","2-dtc-l2l"]
[0,null,"Dataroom  ",2,{"$f":"Forms!G12","v":"1-air"},null,{"$f":"$E$15","v":"1-air"},{"$f":"$E$15","v":"1-air"},"1-air","1-air","1-air","1-air","1-air","1-air","1-air","1-air","1-air","1-air","1-air","1-air","1-air","1-air","1-air","1-air","1-air","1-air","1-air","1-air","1-air","1-air","1-air","1-air","1-air","1-air","1-air","1-air","1-air","1-air","1-air","1-air","1-air","1-air","1-air","1-air","1-air"]
[0,null,"Dataroom  ",3,"None",null,{"$f":"$E$16","v":"None"},{"$f":"$E$16","v":"None"},"None","None","None","None","None","None","None","None","None","None","None","None","None","None","None","None","None","None","None","None","None","None","None","None","None","None","None","None","None","None","None","None","None","None","None","None","None"]
[0,null,"Dataroom  ",4,"None",null,{"$f":"$E$17","v":"None"},{"$f":"$E$17","v":"None"},"None","None","None","None","None","None","None","None","None","None","None","None","None","None","None","None","None","None","None","None","None","None","None","None","None","None","None","None","None","None","None","None","None","None","None","None","None"]
[0]
[0,"Facilites Operations ",null,null,{"$f":"E9","v":"Benchmark  Case"}]
[]
[null,null,"Power configurations"]
[2,null,null,"Critical","SE RD Crit",null,{"$f":"$E$22","v":"SE RD Crit"},{"$f":"$E$22","v":"SE RD Crit"},"SE RD Crit","SE RD Crit","SE RD Crit","SE RD Crit","SE RD Crit","SE RD Crit","SE RD Crit","SE RD Crit","SE RD Crit","SE RD Crit","SE RD Crit","SE RD Crit","SE RD Crit","SE RD Crit","SE RD Crit","SE RD Crit","SE RD Crit","SE RD Crit","SE RD Crit","SE RD Crit","SE RD Crit","SE RD Crit","SE RD Crit","SE RD Crit","SE RD Crit","SE RD Crit","SE RD Crit","SE RD Crit","SE RD Crit","SE RD Crit","SE RD Crit","SE RD Crit","SE RD Crit","SE RD Crit","SE RD Crit","SE RD Crit","SE RD Crit"]
[2,null,null,"Mechanical","SE RD Mech",null,{"$f":"$E$23","v":"SE RD Mech"},{"$f":"$E$23","v":"SE RD Mech"},"SE RD Mech","SE RD Mech","SE RD Mech","SE RD Mech","SE RD Mech","SE RD Mech","SE RD Mech","SE RD Mech","SE RD Mech","SE RD Mech","SE RD Mech","SE RD Mech","SE RD Mech","SE RD Mech","SE RD Mech","SE RD Mech","SE RD Mech","SE RD Mech","SE RD Mech","SE RD Mech","SE RD Mech","SE RD Mech","SE RD Mech","SE RD Mech","SE RD Mech","SE RD Mech","SE RD Mech","SE RD Mech","SE RD Mech","SE RD Mech","SE RD Mech","SE RD Mech","SE RD Mech","SE RD Mech","SE RD Mech","SE RD Mech","SE RD Mech"]
[2,null,null,"Redundancy","2N",null,{"$f":"$E$24","v":"2N"},{"$f":"$E$24","v":"2N"},"2N","2N","2N","2N","2N","2N","2N","2N","2N","2N","2N","2N","2N","2N","2N","2N","2N","2N","2N","2N","2N","2N","2N","2N","2N","2N","2N","2N","2N","2N","2N","2N","2N","2N","2N","2N","2N"]
[null,null,"Cooling, Heat Recovery Configurations"]
[2,null,null,"Air","SE RD Air",null,{"$f":"$E$26","v":"SE RD Air"},{"$f":"$E$26","v":"SE RD Air"},"SE RD Air","SE RD Air","SE RD Air","SE RD Air","SE RD Air","SE RD Air","SE RD Air","SE RD Air","SE RD Air","SE RD Air","SE RD Air","SE RD Air","SE RD Air","SE RD Air","SE RD Air","SE RD Air","SE RD Air","SE RD Air","SE RD Air","SE RD Air","SE RD Air","SE RD Air","SE RD Air","SE RD Air","SE RD Air","SE RD Air","SE RD Air","SE RD Air","SE RD Air","SE RD Air","SE RD Air","SE RD Air","SE RD Air","SE RD Air","SE RD Air","SE RD Air","SE RD Air"]
[2,null,null,"Liquid","SE RD Liquid"]
[2,null,null,"Redundancy","N+1"]
[]
[2,null,"Environment Zone","Temperature","RD99 Paris"]
[2,null,null,"Humidity","RD99 Paris"]
[0]
[0,"Finanical Operations",null,null,{"$f":"E9","v":"Benchmark  Case"}]
[1,null,"Electricity unit cost",null,0.2,null,0.2,0.2,0.2,0.2,0.2,0.2,0.2,0.2,0.2,0.2,0.2,0.2,0.2,0.2,0.2,0.2,0.2,0.2,0.2,0.2,0.2,0.2,0.2,0.2,0.2,0.2,0.2,0.2,0.2,0.2,0.2,0.2,0.2,0.2,0.2,0.2,0.2,0.2,0.2]
[1,null,"Core and shell unit cost",null,1800,null,1800,1800,1800,1800,1800,1800,1800,1800,1800,1800,1800,1800,1800,1800,1800,1800,1800,1800,1800,1800,1800,1800,1800,1800,1800,1800,1800,1800,1800,1800,1800,1800,1800,1800,1800,1800,1800,1800,1800]
[2,null,"Fit-out unit cost",null,1800,null,1800,1800,1800,1800,1800,1800,1800,1800,1800,1800,1800,1800,1800,1800,1800,1800,1800,1800,1800,1800,1800,1800,1800,1800,1800,1800,1800,1800,1800,1800,1800,1800,1800,1800,1800,1800,1800,1800,1800]
[2,null,"Water unit cost",null,1,null,1,1,1,1,1,1,1,1,1,1,1,1,1,1,1,1,1,1,1,1,1,1,1,1,1,1,1,1,1,1,1,1,1,1,1,1,1,1,1]
[3,null,"Value of heat recovery",null,0,null,0,0,0,0,0,0,0,0,0,0,0,0,0,0,0,0,0,0,0,0,0,0,0,0,0,0,0,0,0,0,0,0,0,0,0,0,0,0,0]
[2,null,"Core and Shell maintenance as Percent of Cap Exp",null,0.03,null,0.03,0.03,0.03,0.03,0.03,0.03,0.03,0.03,0.03,0.03,0.03,0.03,0.03,0.03,0.03,0.03,0.03,0.03,0.03,0.03,0.03,0.03,0.03,0.03,0.03,0.03,0.03,0.03,0.03,0.03,0.03,0.03,0.03,0.03,0.03,0.03,0.03,0.03,0.03]
[2,null,"Equipment maintenance as Percent of Cap Exp",null,0.03,null,0.03,0.03,0.03,0.03,0.03,0.03,0.03,0.03,0.03,0.03,0.03,0.03,0.03,0.03,0.03,0.03,0.03,0.03,0.03,0.03,0.03,0.03,0.03,0.03,0.03,0.03,0.03,0.03,0.03,0.03,0.03,0.03,0.03,0.03,0.03,0.03,0.03,0.03,0.03]
[3,null,"electricity CO2 impact",null,369,null,369,369,369,369,369,369,369,369,369,369,369,369,369,369,369,369,369,369,369,369,369,369,369,369,369,369,369,369,369,369,369,369,369,369,369,369,369,369,369]
[2,null,"electricity water impact",null,1.8,null,1.8,1.8,1.8,1.8,1.8,1.8,1.8,1.8,1.8,1.8,1.8,1.8,1.8,1.8,1.8,1.8,1.8,1.8,1.8,1.8,1.8,1.8,1.8,1.8,1.8,1.8,1.8,1.8,1.8,1.8,1.8,1.8,1.8,1.8,1.8,1.8,1.8,1.8,1.8]
[2,null,"Facility, Power and Cooling  lifespan",null,18,null,18,18,18,18,18,18,18,18,18,18,18,18,18,18,18,18,18,18,18,18,18,18,18,18,18,18,18,18,18,18,18,18,18,18,18,18,18,18,18]
[null,null,"IT equipment lifespan",null,6,null,6,6,6,6,6,6,6,6,6,6,6,6,6,6,6,6,6,6,6,6,6,6,6,6,6,6,6,6,6,6,6,6,6,6,6,6,6,6,6]
[null,null,"Discount rate for NPV",null,0.05,null,0.05,0.05,0.05,0.05,0.05,0.05,0.05,0.05,0.05,0.05,0.05,0.05,0.05,0.05,0.05,0.05,0.05,0.05,0.05,0.05,0.05,0.05,0.05,0.05,0.05,0.05,0.05,0.05,0.05,0.05,0.05,0.05,0.05,0.05,0.05,0.05,0.05,0.05,0.05]
[3,null,"CAPEX Financing rate",null,0.06,null,0.06,0.06,0.06,0.06,0.06,0.06,0.06,0.06,0.06,0.06,0.06,0.06,0.06,0.06,0.06,0.06,0.06,0.06,0.06,0.06,0.06,0.06,0.06,0.06,0.06,0.06,0.06,0.06,0.06,0.06,0.06,0.06,0.06,0.06,0.06,0.06,0.06,0.06,0.06]
[null,null,"CAPEX % Financed",null,0.7,null,0.7,0.7,0.7,0.7,0.7,0.7,0.7,0.7,0.7,0.7,0.7,0.7,0.7,0.7,0.7,0.7,0.7,0.7,0.7,0.7,0.7,0.7,0.7,0.7,0.7,0.7,0.7,0.7,0.7,0.7,0.7,0.7,0.7,0.7,0.7,0.7,0.7,0.7,0.7]
[null,null,"CAPEX Years Financed",null,15,null,15,15,15,15,15,15,15,15,15,15,15,15,15,15,15,15,15,15,15,15,15,15,15,15,15,15,15,15,15,15,15,15,15,15,15,15,15,15,15]
[3,null,"Annual hours ",null,{"$f":"24*365","v":8760},null,{"$f":"24*365","v":8760},{"$f":"24*365","v":8760},8760,8760,8760,8760,8760,8760,8760,8760,8760,8760,8760,8760,8760,8760,8760,8760,8760,8760,8760,8760,8760,8760,8760,8760,8760,8760,8760,8760,8760,8760,8760,8760,8760,8760,8760,8760,8760]
[null,null,"Inflation Rate (% p.a.)",null,0,null,0,0,0,0,0,0,0,0,0,0,0,0,0,0,0,0,0,0,0,0,0,0,0,0,0,0,0,0,0,0,0,0,0,0,0,0,0,0,0]
[null,null,"Currency",null,"Euro",null,"Euro","Euro","Euro","Euro","Euro","Euro","Euro","Euro","Euro","Euro","Euro","Euro","Euro","Euro","Euro","Euro","Euro","Euro","Euro","Euro","Euro","Euro","Euro","Euro","Euro","Euro","Euro","Euro","Euro","Euro","Euro","Euro","Euro","Euro","Euro","Euro","Euro","Euro","Euro"]
[]
[null,"Model Revisions"]
[null,null,"Fix Energy from Back-up",null,true,null,true,false,false,false,false,false,false,false,false,false,false,false,false,false,false,false,false,false,false,false,false,false,false,false,false,false,false,false,false,false,false,false,false,false,false,false,false,false,false]
[null,null,"Fix Cash Flow Calculation",null,true,null,true,false,false,false,false,false,false,false,false,false,false,false,false,false,false,false,false,false,false,false,false,false,false,false,false,false,false,false,false,false,false,false,false,false,false,false,false,false,false]
[null,null,"Apply PUE to Data Rooms as Input",null,true,null,true,false,false,false,false,false,false,false,false,false,false,false,false,false,false,false,false,false,false,false,false,false,false,false,false,false,false,false,false,false,false,false,false,false,false,false,false,false,false]
[null,null,"Include Income Tax",null,true,null,true,false,false,false,false,false,false,false,false,false,false,false,false,false,false,false,false,false,false,false,false,false,false,false,false,false,false,false,false,false,false,false,false,false,false,false,false,false,false]

{"sheet":"Financial Model","index":4,"n_rows":483,"n_cols":52,"rows_kept":483,"cut":false,"hidden":false,"merged":[]}
[null,{"$f":"K1=M1","v":true},null,null,null,null,null,null,null,"Result",{"$f":"Output!$D$55","v":-577739833.20186126},"Fixed",-577739833.20186126]
[null,"Timing Flags",null,null,null,null,null,"Input Source","Input","Input","Sum"]
[null,null,null,"Period (Year)",null,null,null,null,null,null,null,{"$f":"_xlfn.SEQUENCE(,41,0)","v":0},1,2,3,4,5,6,7,8,9,10,11,12,13,14,15,16,17,18,19,20,21,22,23,24,25,26,27,28,29,30,31,32,33,34,35,36,37,38,39,40]
[null,null,null,"Capital Expenditure Period",null,"Flag",null,null,0,null,null,{"$f":"L3=$I$4","v":true},false,false,false,false,false,false,false,false,false,false,false,false,false,false,false,false,false,false,false,false,false,false,false,false,false,false,false,false,false,false,false,false,false,false,false,false,false,false,false,false]
[null,null,null,"Lifetime of Electrical Eqipment",null,"Flag",null,null,{"$f":"Input!$E$43","v":18},null,null,{"$f":"AND(NOT(L4),L3<=$I$5)","v":false},true,true,true,true,true,true,true,true,true,true,true,true,true,true,true,true,true,true,false,false,false,false,false,false,false,false,false,false,false,false,false,false,false,false,false,false,false,false,false,false]
[null,null,null,"Lifetime of IT Equipment"]
[]
[null,"Part 1: Physical Characteristics: Demand from Data Needs"]
[null,null,null,null,null,null,"Size of Data Center"]
[null,null,"Electricity for IT Cooling Load",null,null,null,"Critical Load",null,"kW Source","Weather Fac","Sum"]
[null,null,null,{"$f":"TRANSPOSE('IT Load Datarooms Calculate'!E7:H7)","v":"Critical Electric for Data Room 1: 2-dtc-l2l"},null,"kW",{"$f":"Input!$E$14","v":"2-dtc-l2l"},{"$f":"'Data Room Configure'!$B$19","v":"Load"},{"$f":"'IT Load Datarooms Calculate'!E19","v":1849.3817234983223},{"$f":"'IT Load Datarooms Calculate'!E64","v":1.0628713807109222},{"$f":"'IT Load Datarooms Calculate'!E22","v":51.998020158982577},{"$f":"L5*($I$11*$J$11)","v":0},{"$f":"M5*($I$11*$J$11)","v":1965.6549059162069},1965.6549059162069,1965.6549059162069,1965.6549059162069,1965.6549059162069,1965.6549059162069,1965.6549059162069,1965.6549059162069,1965.6549059162069,1965.6549059162069,1965.6549059162069,1965.6549059162069,1965.6549059162069,1965.6549059162069,1965.6549059162069,1965.6549059162069,1965.6549059162069,1965.6549059162069,0,0,0,0,0,0,0,0,0,0,0,0,0,0,0,0,0,0,0,0,0,0]
[null,null,null,"Critical Electric for Data Room 2: 1-air",null,"kW",{"$f":"Input!$E$15","v":"1-air"},{"$f":"'Data Room Configure'!$B$19","v":"Load"},{"$f":"'IT Load Datarooms Calculate'!F19","v":2050.8111417202331},{"$f":"'IT Load Datarooms Calculate'!F64","v":1.0806138123461322},{"$f":"'IT Load Datarooms Calculate'!F22","v":93.218688260010524},{"$f":"L5*($I$12*$J$12)","v":0},{"$f":"M5*($I$12*$J$12)","v":2216.134846256225},2216.134846256225,2216.134846256225,2216.134846256225,2216.134846256225,2216.134846256225,2216.134846256225,2216.134846256225,2216.134846256225,2216.134846256225,2216.134846256225,2216.134846256225,2216.134846256225,2216.134846256225,2216.134846256225,2216.134846256225,2216.134846256225,2216.134846256225,0,0,0,0,0,0,0,0,0,0,0,0,0,0,0,0,0,0,0,0,0,0]
[null,null,null,"Critical Electric for Data Room 3: None",null,"kW",{"$f":"Input!$E$16","v":"None"},{"$f":"'Data Room Configure'!$B$19","v":"Load"},{"$f":"'IT Load Datarooms Calculate'!G19","v":0},null,null,{"$f":"$I13*L$5","v":0},0,0,0,0,0,0,0,0,0,{"$f":"$I13*V$5","v":0},0,0,0,0,0,0,0,0,0,{"$f":"$I13*AF$5","v":0},0,0,0,0,0,0,0,0,0,{"$f":"$I13*AP$5","v":0},0,0,0,0,0,0,0,0,0,0]
[null,null,null,"Critical Electric for Data Room 4: None",null,"kW",{"$f":"Input!$E$17","v":"None"},{"$f":"'Data Room Configure'!$B$19","v":"Load"},{"$f":"'IT Load Datarooms Calculate'!H19","v":0},null,null,0,0,0,0,0,0,0,0,0,0,0,0,0,0,0,0,0,0,0,0,0,0,0,0,0,0,0,0,0,0,0,0,0,0,0,0,0,0,0,0,0]
[null,null,null,null,"Total Critical Load for IT Equipment","kW",null,null,{"$f":"SUM(I11:I14)","v":3900.1928652185552},null,{"$f":"SUM(K11:K14)","v":145.21670841899311},{"$f":"SUM(L11:L14)","v":0},{"$f":"SUM(M11:M14)","v":4181.7897521724317},4181.7897521724317,4181.7897521724317,4181.7897521724317,4181.7897521724317,4181.7897521724317,4181.7897521724317,4181.7897521724317,4181.7897521724317,4181.7897521724317,4181.7897521724317,4181.7897521724317,4181.7897521724317,4181.7897521724317,4181.7897521724317,4181.7897521724317,4181.7897521724317,4181.7897521724317,0,0,0,0,0,0,0,0,0,0,0,0,0,0,0,0,0,0,0,0,0,0]
[null,null,null,null,"Total Energy for Critical IT Equipment","kWh",null,null,{"$f":"Input!E$49","v":8760},null,null,{"$f":"L15*$I$16","v":0},36632478.229030505,36632478.229030505,36632478.229030505,36632478.229030505,36632478.229030505,36632478.229030505,36632478.229030505,36632478.229030505,36632478.229030505,36632478.229030505,36632478.229030505,36632478.229030505,36632478.229030505,36632478.229030505,36632478.229030505,36632478.229030505,36632478.229030505,36632478.229030505,0,0,0,0,0,0,0,0,0,0,0,0,0,0,0,0,0,0,0,0,0,0]
[]
[null,null,"PUE for IT Load (Electricity Purchased/IT Electricity)"]
[null,null,null,{"$f":"D11","v":"Critical Electric for Data Room 1: 2-dtc-l2l"}]
[null,null,null,{"$f":"D12","v":"Critical Electric for Data Room 2: 1-air"}]
[null,null,null,"Critical Electric for Data Room 3: None"]
[null,null,null,"Critical Electric for Data Room 4: None"]
[]
[]
[]
[null,null,"Mechanical Average Load Other than  for IT Equipment",null,null,null,"Mechanical Load",null,"kW"]
[null,null,null,{"$f":"D11","v":"Critical Electric for Data Room 1: 2-dtc-l2l"},null,"kW",{"$f":"Input!$E$14","v":"2-dtc-l2l"},"Mech Load",{"$f":"'IT Load Datarooms Calculate'!H30","v":48.031478775099146},{"$f":"'IT Load Datarooms Calculate'!E27","v":2.3176855483790532E-2},{"$f":"'IT Load Datarooms Calculate'!F27","v":0.98356164383561639},{"$f":"$I27*L$5","v":0},{"$f":"$I27*M$5","v":48.031478775099146},48.031478775099146,48.031478775099146,48.031478775099146,48.031478775099146,48.031478775099146,48.031478775099146,48.031478775099146,48.031478775099146,48.031478775099146,48.031478775099146,48.031478775099146,48.031478775099146,48.031478775099146,48.031478775099146,48.031478775099146,48.031478775099146,48.031478775099146,0,0,0,0,0,0,0,0,0,0,0,0,0,0,0,0,0,0,0,0,0,0]
[null,null,null,{"$f":"D12","v":"Critical Electric for Data Room 2: 1-air"},null,"kW",{"$f":"Input!$E$15","v":"1-air"},"Mech Load",{"$f":"'IT Load Datarooms Calculate'!H35","v":57.451803968577337},null,null,{"$f":"$I28*L$5","v":0},57.451803968577337,57.451803968577337,57.451803968577337,57.451803968577337,57.451803968577337,57.451803968577337,57.451803968577337,57.451803968577337,57.451803968577337,57.451803968577337,57.451803968577337,57.451803968577337,57.451803968577337,57.451803968577337,57.451803968577337,57.451803968577337,57.451803968577337,57.451803968577337,0,0,0,0,0,0,0,0,0,0,0,0,0,0,0,0,0,0,0,0,0,0]
[null,null,null,{"$f":"D13","v":"Critical Electric for Data Room 3: None"},null,"kW",{"$f":"Input!$E$16","v":"None"},"Mech Load",{"$f":"'IT Load Datarooms Calculate'!H40","v":0},null,null,0,0,0,0,0,0,0,0,0,0,0,0,0,0,0,0,0,0,0,0,0,0,0,0,0,0,0,0,0,0,0,0,0,0,0,0,0,0,0,0,0]
[null,null,null,{"$f":"D14","v":"Critical Electric for Data Room 4: None"},null,"kW",{"$f":"Input!$E$17","v":"None"},"Mech Load",{"$f":"'IT Load Datarooms Calculate'!H45","v":0},null,null,0,0,0,0,0,0,0,0,0,0,0,0,0,0,0,0,0,0,0,0,0,0,0,0,0,0,0,0,0,0,0,0,0,0,0,0,0,0,0,0,0]
[null,null,null,null,"Total Mechanical Load","kW",null,null,null,null,null,{"$f":"SUM(L27:L30)","v":0},{"$f":"SUM(M27:M30)","v":105.48328274367648},105.48328274367648,105.48328274367648,105.48328274367648,105.48328274367648,105.48328274367648,105.48328274367648,105.48328274367648,105.48328274367648,105.48328274367648,105.48328274367648,105.48328274367648,105.48328274367648,105.48328274367648,105.48328274367648,105.48328274367648,105.48328274367648,105.48328274367648,0,0,0,0,0,0,0,0,0,0,0,0,0,0,0,0,0,0,0,0,0,0]
[null,null,null,null,"Total Energy for Mechanical Load","kWh",null,null,{"$f":"Input!E$49","v":8760},null,null,{"$f":"L31*$I$32","v":0},{"$f":"M31*$I$32","v":924033.55683460599},924033.55683460599,924033.55683460599,924033.55683460599,924033.55683460599,924033.55683460599,924033.55683460599,924033.55683460599,924033.55683460599,924033.55683460599,924033.55683460599,924033.55683460599,924033.55683460599,924033.55683460599,924033.55683460599,924033.55683460599,924033.55683460599,924033.55683460599,0,0,0,0,0,0,0,0,0,0,0,0,0,0,0,0,0,0,0,0,0,0]
[]
[null,null,null,null,"Total Load to Serve with Equipment","kW",null,null,null,null,{"$f":"SUM(L34:XFD34)","v":77170.914628489947},{"$f":"L15+L31","v":0},4287.2730349161084,4287.2730349161084,4287.2730349161084,4287.2730349161084,4287.2730349161084,4287.2730349161084,4287.2730349161084,4287.2730349161084,4287.2730349161084,4287.2730349161084,4287.2730349161084,4287.2730349161084,4287.2730349161084,4287.2730349161084,4287.2730349161084,4287.2730349161084,4287.2730349161084,4287.2730349161084,0,0,0,0,0,0,0,0,0,0,0,0,0,0,0,0,0,0,0,0,0,0]
[]
[null,null,"Power Consumed by Equipment for Critical Power in Data Rooms",null,null,null,null,null,"Load","Hours"]
[null,null,null,"Genset",null,"kWh",null,null,{"$f":"'Back-up Power Calculate'!E12","v":4181.7897521724317},{"$f":"Input!$E$49","v":8760},null,{"$f":"$I37*$J37*L$5","v":0},36632478.229030505,36632478.229030505,36632478.229030505,36632478.229030505,36632478.229030505,36632478.229030505,36632478.229030505,36632478.229030505,36632478.229030505,{"$f":"$I37*$J37*V$5","v":36632478.229030505},36632478.229030505,36632478.229030505,36632478.229030505,36632478.229030505,36632478.229030505,36632478.229030505,36632478.229030505,36632478.229030505,0,{"$f":"$I37*$J37*AF$5","v":0},0,0,0,0,0,0,0,0,0,{"$f":"$I37*$J37*AP$5","v":0},0,0,0,0,0,0,0,0,0,0]
[null,null,null,"Transformer for Step-Down (TX)",null,"kWh",null,null,{"$f":"'Back-up Power Calculate'!F13","v":4181.7897521724317},{"$f":"Input!$E$49","v":8760},null,0,36632478.229030505,36632478.229030505,36632478.229030505,36632478.229030505,36632478.229030505,36632478.229030505,36632478.229030505,36632478.229030505,36632478.229030505,36632478.229030505,36632478.229030505,36632478.229030505,36632478.229030505,36632478.229030505,36632478.229030505,36632478.229030505,36632478.229030505,36632478.229030505,0,0,0,0,0,0,0,0,0,0,0,0,0,0,0,0,0,0,0,0,0,0]
[null,null,null,"Switchboard (SWB)",null,"kWh",null,null,{"$f":"'Back-up Power Calculate'!G12","v":4139.9718546507074},{"$f":"Input!$E$49","v":8760},null,0,36266153.446740195,36266153.446740195,36266153.446740195,36266153.446740195,36266153.446740195,36266153.446740195,36266153.446740195,36266153.446740195,36266153.446740195,36266153.446740195,36266153.446740195,36266153.446740195,36266153.446740195,36266153.446740195,36266153.446740195,36266153.446740195,36266153.446740195,36266153.446740195,0,0,0,0,0,0,0,0,0,0,0,0,0,0,0,0,0,0,0,0,0,0]
[null,null,null,"Uninterrupted Power Supply (UPS)",null,"kWh",null,null,{"$f":"'Back-up Power Calculate'!H13","v":3949.678313972197},{"$f":"Input!$E$49","v":8760},null,0,34599182.030396447,34599182.030396447,34599182.030396447,34599182.030396447,34599182.030396447,34599182.030396447,34599182.030396447,34599182.030396447,34599182.030396447,34599182.030396447,34599182.030396447,34599182.030396447,34599182.030396447,34599182.030396447,34599182.030396447,34599182.030396447,34599182.030396447,34599182.030396447,0,0,0,0,0,0,0,0,0,0,0,0,0,0,0,0,0,0,0,0,0,0]
[]
[null,null,"Chiller",null,null,"kWh",null,null,{"$f":"'Back-up Power Calculate'!I12","v":80.896501686229058},{"$f":"Input!$E$49","v":8760},null,{"$f":"$I42*$J42*L$5","v":0},708653.35477136658,708653.35477136658,708653.35477136658,708653.35477136658,708653.35477136658,708653.35477136658,708653.35477136658,708653.35477136658,708653.35477136658,708653.35477136658,708653.35477136658,708653.35477136658,708653.35477136658,708653.35477136658,708653.35477136658,708653.35477136658,708653.35477136658,708653.35477136658,0,0,0,0,0,0,0,0,0,0,0,0,0,0,0,0,0,0,0,0,0,0]
[]
[null,null,"Power Consumed for Mechanical Operations",null,null,null,null,null,"Load","Hours"]
[null,null,null,"Genset",null,"kWh",null,null,{"$f":"'Back-up Power Calculate'!J12","v":105.4832827436765},{"$f":"Input!$E$49","v":8760},null,{"$f":"$I45*$J45*L$5","v":0},924033.5568346061,924033.5568346061,924033.5568346061,924033.5568346061,924033.5568346061,924033.5568346061,924033.5568346061,924033.5568346061,924033.5568346061,{"$f":"$I45*$J45*V$5","v":924033.5568346061},924033.5568346061,924033.5568346061,924033.5568346061,924033.5568346061,924033.5568346061,924033.5568346061,924033.5568346061,924033.5568346061,0,{"$f":"$I45*$J45*AF$5","v":0},0,0,0,0,0,0,0,0,0,{"$f":"$I45*$J45*AP$5","v":0},0,0,0,0,0,0,0,0,0,0]
[null,null,null,"Transformer for Step-Down (TX)",null,"kWh",null,null,{"$f":"'Back-up Power Calculate'!K12","v":105.4832827436765},{"$f":"Input!$E$49","v":8760},null,0,924033.5568346061,924033.5568346061,924033.5568346061,924033.5568346061,924033.5568346061,924033.5568346061,924033.5568346061,924033.5568346061,924033.5568346061,924033.5568346061,924033.5568346061,924033.5568346061,924033.5568346061,924033.5568346061,924033.5568346061,924033.5568346061,924033.5568346061,924033.5568346061,0,0,0,0,0,0,0,0,0,0,0,0,0,0,0,0,0,0,0,0,0,0]
[null,null,null,"Switchboard (SWB)",null,"kWh",null,null,{"$f":"'Back-up Power Calculate'!L12","v":104.42844991623971},{"$f":"Input!$E$49","v":8760},null,0,914793.2212662599,914793.2212662599,914793.2212662599,914793.2212662599,914793.2212662599,914793.2212662599,914793.2212662599,914793.2212662599,914793.2212662599,914793.2212662599,914793.2212662599,914793.2212662599,914793.2212662599,914793.2212662599,914793.2212662599,914793.2212662599,914793.2212662599,914793.2212662599,0,0,0,0,0,0,0,0,0,0,0,0,0,0,0,0,0,0,0,0,0,0]
[]
[null,null,null,"Total Power Consumed by Equipment",null,"kWh",null,null,null,null,null,{"$f":"SUM(L37:L47)","v":0},{"$f":"SUM(M37:M47)","v":147601805.62490451},147601805.62490451,147601805.62490451,147601805.62490451,147601805.62490451,147601805.62490451,147601805.62490451,147601805.62490451,147601805.62490451,147601805.62490451,147601805.62490451,147601805.62490451,147601805.62490451,147601805.62490451,147601805.62490451,147601805.62490451,147601805.62490451,147601805.62490451,0,0,0,0,0,0,0,0,0,0,0,0,0,0,0,0,0,0,0,0,0,0]
[]
[null,null,"Cooling Load - Chiller for Heat Recovery",null,null,null,null,null,"Load","Hours"]
[null,null,null,{"$f":"'Heat Recovery Cooling Calculate'!E4","v":"HRU, Air"},null,"kWh",null,null,{"$f":"'Heat Recovery Cooling Calculate'!H42","v":3388.0341906702165},{"$f":"Input!$E$49","v":8760},null,{"$f":"$I52*$J52*L$5","v":0},29679179.510271095,29679179.510271095,29679179.510271095,29679179.510271095,29679179.510271095,29679179.510271095,29679179.510271095,29679179.510271095,29679179.510271095,{"$f":"$I52*$J52*V$5","v":29679179.510271095},29679179.510271095,29679179.510271095,29679179.510271095,29679179.510271095,29679179.510271095,29679179.510271095,29679179.510271095,29679179.510271095,0,{"$f":"$I52*$J52*AF$5","v":0},0,0,0,0,0,0,0,0,0,{"$f":"$I52*$J52*AP$5","v":0},0,0,0,0,0,0,0,0,0,0]
[null,null,null,{"$f":"'Heat Recovery Cooling Calculate'!I4","v":"HRU, Liquid"},null,"kWh",null,null,{"$f":"'Heat Recovery Cooling Calculate'!L42","v":689.20346096561207},{"$f":"Input!$E$49","v":8760},null,0,6037422.3180587618,6037422.3180587618,6037422.3180587618,6037422.3180587618,6037422.3180587618,6037422.3180587618,6037422.3180587618,6037422.3180587618,6037422.3180587618,6037422.3180587618,6037422.3180587618,6037422.3180587618,6037422.3180587618,6037422.3180587618,6037422.3180587618,6037422.3180587618,6037422.3180587618,6037422.3180587618,0,0,0,0,0,0,0,0,0,0,0,0,0,0,0,0,0,0,0,0,0,0]
[null,null,null,null,"Total Chiller for Heat Recovery","kWh",null,null,null,null,null,{"$f":"SUM(L52:L53)","v":0},{"$f":"SUM(M52:M53)","v":35716601.828329854},35716601.828329854,35716601.828329854,35716601.828329854,35716601.828329854,35716601.828329854,35716601.828329854,35716601.828329854,35716601.828329854,35716601.828329854,35716601.828329854,35716601.828329854,35716601.828329854,35716601.828329854,35716601.828329854,35716601.828329854,35716601.828329854,35716601.828329854,0,0,0,0,0,0,0,0,0,0,0,0,0,0,0,0,0,0,0,0,0,0]
[]
[null,null,"Racks and Clusters"]
[null,null,null,{"$f":"D27","v":"Critical Electric for Data Room 1: 2-dtc-l2l"}]
[null,null,null,{"$f":"D28","v":"Critical Electric for Data Room 2: 1-air"}]
[null,null,null,{"$f":"D29","v":"Critical Electric for Data Room 3: None"}]
[null,null,null,{"$f":"D30","v":"Critical Electric for Data Room 4: None"}]
[]
[null,null,"Floor Area  for Data Rooms (Based on Peak)",null,null,"See Picture"]
[null,null,null,"Data Room 1",null,"m2",{"$f":"G27","v":"2-dtc-l2l"},null,{"$f":"'IT Load Datarooms Calculate'!E90","v":334.68333333333328},null,null,{"$f":"$I63*L$5","v":0},{"$f":"$I63*M$5","v":334.68333333333328},334.68333333333328,334.68333333333328,334.68333333333328,334.68333333333328,334.68333333333328,334.68333333333328,334.68333333333328,334.68333333333328,334.68333333333328,334.68333333333328,334.68333333333328,334.68333333333328,334.68333333333328,334.68333333333328,334.68333333333328,334.68333333333328,334.68333333333328,0,0,0,0,0,0,0,0,0,0,0,0,0,0,0,0,0,0,0,0,0,0]
[null,null,null,"Data Room 2",null,"m2",{"$f":"G28","v":"1-air"},null,{"$f":"'IT Load Datarooms Calculate'!F90","v":694.72},null,null,{"$f":"$I64*L$5","v":0},694.72,694.72,694.72,694.72,694.72,694.72,694.72,694.72,694.72,694.72,694.72,694.72,694.72,694.72,694.72,694.72,694.72,694.72,0,0,0,0,0,0,0,0,0,0,0,0,0,0,0,0,0,0,0,0,0,0]
[null,null,null,"Data Room 3",null,"m2",null,null,{"$f":"'IT Load Datarooms Calculate'!G90","v":0},null,null,{"$f":"$I65*L$5","v":0},0,0,0,0,0,0,0,0,0,0,0,0,0,0,0,0,0,0,0,0,0,0,0,0,0,0,0,0,0,0,0,0,0,0,0,0,0,0,0,0]
[null,null,null,"Data Room 4",null,"m2",null,null,{"$f":"'IT Load Datarooms Calculate'!H90","v":0},null,null,0,0,0,0,0,0,0,0,0,0,0,0,0,0,0,0,0,0,0,0,0,0,0,0,0,0,0,0,0,0,0,0,0,0,0,0,0,0,0,0,0]
[null,null,null,null,"Total Area of Data Rooms","m2",null,null,null,null,null,{"$f":"SUM(L63:L66)","v":0},{"$f":"SUM(M63:M66)","v":1029.4033333333332},1029.4033333333332,1029.4033333333332,1029.4033333333332,1029.4033333333332,1029.4033333333332,1029.4033333333332,1029.4033333333332,1029.4033333333332,1029.4033333333332,1029.4033333333332,1029.4033333333332,1029.4033333333332,1029.4033333333332,1029.4033333333332,1029.4033333333332,1029.4033333333332,1029.4033333333332,0,0,0,0,0,0,0,0,0,0,0,0,0,0,0,0,0,0,0,0,0,0]
[]
[null,null,"Floor Area for Equipment"]
[null,null,null,"Area for Equipment for Critial Load"]
[null,null,null,null,"Genset","m2",null,null,null,{"$f":"'Back-up Power Calculate'!E47","v":217.45306711296644},null,{"$f":"$J71*L$5","v":0},{"$f":"$J71*M$5","v":217.45306711296644},217.45306711296644,217.45306711296644,217.45306711296644,217.45306711296644,217.45306711296644,217.45306711296644,217.45306711296644,217.45306711296644,217.45306711296644,217.45306711296644,217.45306711296644,217.45306711296644,217.45306711296644,217.45306711296644,217.45306711296644,217.45306711296644,217.45306711296644,0,0,0,0,0,0,0,0,0,0,0,0,0,0,0,0,0,0,0,0,0,0]
[null,null,null,null,"Transformer for Step-Down (TX)","m2",null,null,null,{"$f":"'Back-up Power Calculate'!F47","v":334.54318017379455},null,{"$f":"$J72*L$5","v":0},334.54318017379455,334.54318017379455,334.54318017379455,334.54318017379455,334.54318017379455,334.54318017379455,334.54318017379455,334.54318017379455,334.54318017379455,334.54318017379455,334.54318017379455,334.54318017379455,334.54318017379455,334.54318017379455,334.54318017379455,334.54318017379455,334.54318017379455,334.54318017379455,0,0,0,0,0,0,0,0,0,0,0,0,0,0,0,0,0,0,0,0,0,0]
[null,null,null,null,"Switchboard (SWB)","m2",null,null,null,{"$f":"'Back-up Power Calculate'!G47","v":331.19774837205659},null,0,331.19774837205659,331.19774837205659,331.19774837205659,331.19774837205659,331.19774837205659,331.19774837205659,331.19774837205659,331.19774837205659,331.19774837205659,331.19774837205659,331.19774837205659,331.19774837205659,331.19774837205659,331.19774837205659,331.19774837205659,331.19774837205659,331.19774837205659,331.19774837205659,0,0,0,0,0,0,0,0,0,0,0,0,0,0,0,0,0,0,0,0,0,0]
[null,null,null,null,"Uninterrupted Power Supply (UPS)","m2",null,null,null,{"$f":"'Back-up Power Calculate'!H48","v":244.88005546627622},null,0,244.88005546627622,244.88005546627622,244.88005546627622,244.88005546627622,244.88005546627622,244.88005546627622,244.88005546627622,244.88005546627622,244.88005546627622,244.88005546627622,244.88005546627622,244.88005546627622,244.88005546627622,244.88005546627622,244.88005546627622,244.88005546627622,244.88005546627622,244.88005546627622,0,0,0,0,0,0,0,0,0,0,0,0,0,0,0,0,0,0,0,0,0,0]
[null,null,null,null,"Total Equipment for Critical Load","m2",null,null,null,null,null,{"$f":"SUM(L71:L74)","v":0},{"$f":"SUM(M71:M74)","v":1128.0740511250938},1128.0740511250938,1128.0740511250938,1128.0740511250938,1128.0740511250938,1128.0740511250938,1128.0740511250938,1128.0740511250938,1128.0740511250938,1128.0740511250938,1128.0740511250938,1128.0740511250938,1128.0740511250938,1128.0740511250938,1128.0740511250938,1128.0740511250938,1128.0740511250938,1128.0740511250938,0,0,0,0,0,0,0,0,0,0,0,0,0,0,0,0,0,0,0,0,0,0]
[]
[null,null,null,"Chiller",null,"m2",null,null,null,{"$f":"'Back-up Power Calculate'!I48","v":3.2358600674491624},null,{"$f":"$J77*L$5","v":0},{"$f":"$J77*M$5","v":3.2358600674491624},3.2358600674491624,3.2358600674491624,3.2358600674491624,3.2358600674491624,3.2358600674491624,3.2358600674491624,3.2358600674491624,3.2358600674491624,3.2358600674491624,3.2358600674491624,3.2358600674491624,3.2358600674491624,3.2358600674491624,3.2358600674491624,3.2358600674491624,3.2358600674491624,3.2358600674491624,0,0,0,0,0,0,0,0,0,0,0,0,0,0,0,0,0,0,0,0,0,0]
[]
[null,null,null,"Area for Equipment for Mechnical "]
[null,null,null,null,"Genset","m2",null,null,null,{"$f":"'Back-up Power Calculate'!J47","v":49.938335777861482},null,{"$f":"$J80*L$5","v":0},{"$f":"$J80*M$5","v":49.938335777861482},49.938335777861482,49.938335777861482,49.938335777861482,49.938335777861482,49.938335777861482,49.938335777861482,49.938335777861482,49.938335777861482,49.938335777861482,49.938335777861482,49.938335777861482,49.938335777861482,49.938335777861482,49.938335777861482,49.938335777861482,49.938335777861482,49.938335777861482,0,0,0,0,0,0,0,0,0,0,0,0,0,0,0,0,0,0,0,0,0,0]
[null,null,null,null,"Transformer for Step-Down (TX)","m2",null,null,null,{"$f":"'Back-up Power Calculate'!K48","v":76.828208889017674},null,{"$f":"$J81*L$5","v":0},76.828208889017674,76.828208889017674,76.828208889017674,76.828208889017674,76.828208889017674,76.828208889017674,76.828208889017674,76.828208889017674,76.828208889017674,76.828208889017674,76.828208889017674,76.828208889017674,76.828208889017674,76.828208889017674,76.828208889017674,76.828208889017674,76.828208889017674,76.828208889017674,0,0,0,0,0,0,0,0,0,0,0,0,0,0,0,0,0,0,0,0,0,0]
[null,null,null,null,"Switchboard (SWB)","m2",null,null,null,{"$f":"'Back-up Power Calculate'!L48","v":76.059926800127485},null,0,76.059926800127485,76.059926800127485,76.059926800127485,76.059926800127485,76.059926800127485,76.059926800127485,76.059926800127485,76.059926800127485,76.059926800127485,76.059926800127485,76.059926800127485,76.059926800127485,76.059926800127485,76.059926800127485,76.059926800127485,76.059926800127485,76.059926800127485,76.059926800127485,0,0,0,0,0,0,0,0,0,0,0,0,0,0,0,0,0,0,0,0,0,0]
[null,null,null,null,"Total Area for Equipment","m2",null,null,null,null,null,{"$f":"SUM(L80:L82)","v":0},{"$f":"SUM(M80:M82)","v":202.82647146700663},202.82647146700663,202.82647146700663,202.82647146700663,202.82647146700663,202.82647146700663,202.82647146700663,202.82647146700663,202.82647146700663,202.82647146700663,202.82647146700663,202.82647146700663,202.82647146700663,202.82647146700663,202.82647146700663,202.82647146700663,202.82647146700663,202.82647146700663,0,0,0,0,0,0,0,0,0,0,0,0,0,0,0,0,0,0,0,0,0,0]
[]
[null,null,"Water Usage",null,null,null,null,"l/kWh","Load kW","Hrs"]
[null,null,null,"Water Usage for Cooling Critical Load",null,"m3",null,{"$f":"'Heat Recovery Cooling Calculate'!H37","v":1.4},{"$f":"'Heat Recovery Cooling Calculate'!H38","v":3388.0341906702165},{"$f":"Input!E$49","v":8760},null,{"$f":"$H86*$I86*$J86/1000*L5","v":0},41550.851314379528,41550.851314379528,41550.851314379528,41550.851314379528,41550.851314379528,41550.851314379528,41550.851314379528,41550.851314379528,41550.851314379528,41550.851314379528,41550.851314379528,41550.851314379528,41550.851314379528,41550.851314379528,41550.851314379528,41550.851314379528,41550.851314379528,41550.851314379528,0,0,0,0,0,0,0,0,0,0,0,0,0,0,0,0,0,0,0,0,0,0]
[null,null,null,"Water Usage for Cooling Mechanical Load",null,"m3",null,{"$f":"'Heat Recovery Cooling Calculate'!L37","v":1.4},{"$f":"'Heat Recovery Cooling Calculate'!L38","v":689.20346096561207},{"$f":"Input!E$49","v":8760},null,{"$f":"$H87*$I87*$J87/1000*L5","v":0},8452.391245282266,8452.391245282266,8452.391245282266,8452.391245282266,8452.391245282266,8452.391245282266,8452.391245282266,8452.391245282266,8452.391245282266,8452.391245282266,8452.391245282266,8452.391245282266,8452.391245282266,8452.391245282266,8452.391245282266,8452.391245282266,8452.391245282266,8452.391245282266,0,0,0,0,0,0,0,0,0,0,0,0,0,0,0,0,0,0,0,0,0,0]
[null,null,null,"Total Water Usage",null,"m3",null,null,null,null,null,{"$f":"SUM(L86:L87)","v":0},{"$f":"SUM(M86:M87)","v":50003.242559661798},50003.242559661798,50003.242559661798,50003.242559661798,50003.242559661798,50003.242559661798,50003.242559661798,50003.242559661798,50003.242559661798,50003.242559661798,50003.242559661798,50003.242559661798,50003.242559661798,50003.242559661798,50003.242559661798,50003.242559661798,50003.242559661798,50003.242559661798,0,0,0,0,0,0,0,0,0,0,0,0,0,0,0,0,0,0,0,0,0,0]
[]
[null,"Part 3: Capital Expenditures for Electiricy Loads"]
[]
[null,null,"Direct Capital Expenditure for IT Electricity"]
[null,null,null,{"$f":"D11","v":"Critical Electric for Data Room 1: 2-dtc-l2l"},null,{"$f":"Currency","v":"Euro"},null,"Data Room Cap Exp",{"$f":"'IT Load Datarooms Calculate'!E99","v":1745200},null,{"$f":"SUM(L93:XFD93)","v":1745200},{"$f":"$I93*L$4","v":1745200},0,0,0,0,0,0,0,0,0,{"$f":"$I93*V$4","v":0},0,0,0,0,0,0,0,0,0,{"$f":"$I93*AF$4","v":0},0,0,0,0,0,0,0,0,0,{"$f":"$I93*AP$4","v":0},0,0,0,0,0,0,0,0,0,0]
[null,null,null,{"$f":"D12","v":"Critical Electric for Data Room 2: 1-air"},null,{"$f":"Currency","v":"Euro"},null,"Data Room Cap Exp",{"$f":"'IT Load Datarooms Calculate'!F99","v":1803719.696969697},null,{"$f":"SUM(L94:XFD94)","v":1803719.696969697},1803719.696969697,0,0,0,0,0,0,0,0,0,0,0,0,0,0,0,0,0,0,0,0,0,0,0,0,0,0,0,0,0,0,0,0,0,0,0,0,0,0,0,0]
[null,null,null,{"$f":"D13","v":"Critical Electric for Data Room 3: None"},null,{"$f":"Currency","v":"Euro"},null,"Data Room Cap Exp",{"$f":"'IT Load Datarooms Calculate'!G99","v":0},null,{"$f":"SUM(L95:XFD95)","v":0},0,0,0,0,0,0,0,0,0,0,0,0,0,0,0,0,0,0,0,0,0,0,0,0,0,0,0,0,0,0,0,0,0,0,0,0,0,0,0,0,0]
[null,null,null,{"$f":"D14","v":"Critical Electric for Data Room 4: None"},null,{"$f":"Currency","v":"Euro"},null,"Data Room Cap Exp",{"$f":"'IT Load Datarooms Calculate'!H104","v":0},null,{"$f":"SUM(L96:XFD96)","v":0},0,0,0,0,0,0,0,0,0,0,0,0,0,0,0,0,0,0,0,0,0,0,0,0,0,0,0,0,0,0,0,0,0,0,0,0,0,0,0,0,0]
[null,null,null,null,"Total Direct Capital Expenditure",{"$f":"Currency","v":"Euro"},null,null,{"$f":"SUM(I93:I96)","v":3548919.6969696973},null,{"$f":"SUM(L97:XFD97)","v":3548919.6969696973},3548919.6969696973,0,0,0,0,0,0,0,0,0,0,0,0,0,0,0,0,0,0,0,0,0,0,0,0,0,0,0,0,0,0,0,0,0,0,0,0,0,0,0,0]
[]
[null,null,"Proportional Cap Exp for IT Electricity"]
[null,null,null,{"$f":"D93","v":"Critical Electric for Data Room 1: 2-dtc-l2l"},null,{"$f":"Currency","v":"Euro"},null,null,{"$f":"'IT Load Datarooms Calculate'!E103","v":0},null,{"$f":"SUM(L100:XFD100)","v":0},{"$f":"$I100*L$4","v":0},{"$f":"$I100*M$4","v":0},0,0,0,0,0,0,0,0,0,0,0,0,0,0,0,0,0,0,0,0,0,0,0,0,0,0,0,0,0,0,0,0,0,0,0,0,0,0,0]
[null,null,null,{"$f":"D94","v":"Critical Electric for Data Room 2: 1-air"},null,{"$f":"Currency","v":"Euro"},null,null,{"$f":"'IT Load Datarooms Calculate'!F103","v":0},null,{"$f":"SUM(L101:XFD101)","v":0},{"$f":"$I101*L$4","v":0},0,0,0,0,0,0,0,0,0,0,0,0,0,0,0,0,0,0,0,0,0,0,0,0,0,0,0,0,0,0,0,0,0,0,0,0,0,0,0,0]
[null,null,null,"Critical Electric for Data Room 3: None",null,{"$f":"Currency","v":"Euro"},null,null,{"$f":"'IT Load Datarooms Calculate'!G103","v":0},null,{"$f":"SUM(L102:XFD102)","v":0},0,0,0,0,0,0,0,0,0,0,0,0,0,0,0,0,0,0,0,0,0,0,0,0,0,0,0,0,0,0,0,0,0,0,0,0,0,0,0,0,0]
[null,null,null,"Critical Electric for Data Room 4: None",null,{"$f":"Currency","v":"Euro"},null,null,{"$f":"'IT Load Datarooms Calculate'!H103","v":0},null,{"$f":"SUM(L103:XFD103)","v":0},0,0,0,0,0,0,0,0,0,0,0,0,0,0,0,0,0,0,0,0,0,0,0,0,0,0,0,0,0,0,0,0,0,0,0,0,0,0,0,0,0]
[null,null,null,null,"Total Proportional Expenditure",{"$f":"Currency","v":"Euro"},null,null,{"$f":"SUM(I100:I103)","v":0},null,{"$f":"SUM(L104:XFD104)","v":0},{"$f":"SUM(L100:L103)","v":0},{"$f":"SUM(M100:M103)","v":0},0,0,0,0,0,0,0,0,0,0,0,0,0,0,0,0,0,0,0,0,0,0,0,0,0,0,0,0,0,0,0,0,0,0,0,0,0,0,0]
[]
[null,null,"Capital Expenditure for IT Core and Shell",null,null,null,null,null,"Area in m2","Cost/m2","Sum"]
[null,null,null,{"$f":"D100","v":"Critical Electric for Data Room 1: 2-dtc-l2l"},null,{"$f":"Currency","v":"Euro"},null,null,{"$f":"'IT Load Datarooms Calculate'!E108","v":334.68333333333328},{"$f":"Input!$E$35","v":1800},{"$f":"SUM(L107:XFD107)","v":602429.99999999988},{"$f":"$I107*$J107*L$4","v":602429.99999999988},{"$f":"$I107*$J107*M$4","v":0},0,0,0,0,0,0,0,0,0,0,0,0,0,0,0,0,0,0,0,0,0,0,0,0,0,0,0,0,0,0,0,0,0,0,0,0,0,0,0]
[null,null,null,{"$f":"D101","v":"Critical Electric for Data Room 2: 1-air"},null,{"$f":"Currency","v":"Euro"},null,null,{"$f":"'IT Load Datarooms Calculate'!F108","v":694.72},{"$f":"Input!$E$35","v":1800},{"$f":"SUM(L108:XFD108)","v":1250496},{"$f":"$I108*$J108*L$4","v":1250496},0,0,0,0,0,0,0,0,0,0,0,0,0,0,0,0,0,0,0,0,0,0,0,0,0,0,0,0,0,0,0,0,0,0,0,0,0,0,0,0]
[null,null,null,"Critical Electric for Data Room 3: None",null,{"$f":"Currency","v":"Euro"},null,null,{"$f":"'IT Load Datarooms Calculate'!G108","v":0},{"$f":"Input!$E$35","v":1800},{"$f":"SUM(L109:XFD109)","v":0},0,0,0,0,0,0,0,0,0,0,0,0,0,0,0,0,0,0,0,0,0,0,0,0,0,0,0,0,0,0,0,0,0,0,0,0,0,0,0,0,0]
[null,null,null,"Critical Electric for Data Room 4: None",null,{"$f":"Currency","v":"Euro"},null,null,{"$f":"'IT Load Datarooms Calculate'!H108","v":0},{"$f":"Input!$E$35","v":1800},{"$f":"SUM(L110:XFD110)","v":0},0,0,0,0,0,0,0,0,0,0,0,0,0,0,0,0,0,0,0,0,0,0,0,0,0,0,0,0,0,0,0,0,0,0,0,0,0,0,0,0,0]
[null,null,null,null,"Total Capital Expenditure for Core and Shell",{"$f":"Currency","v":"Euro"},null,null,{"$f":"SUM(I107:I110)","v":1029.4033333333332},null,{"$f":"SUM(L111:XFD111)","v":1852926},{"$f":"SUM(L107:L110)","v":1852926},{"$f":"SUM(M107:M110)","v":0},0,0,0,0,0,0,0,0,0,0,0,0,0,0,0,0,0,0,0,0,0,0,0,0,0,0,0,0,0,0,0,0,0,0,0,0,0,0,0]
[]
[null,null,"Capital Expenditure for Fit-out"]
[null,null,null,{"$f":"D107","v":"Critical Electric for Data Room 1: 2-dtc-l2l"},null,null,null,null,{"$f":"TRANSPOSE('IT Load Datarooms Calculate'!E112:H112)","v":334.68333333333328},{"$f":"TRANSPOSE('IT Load Datarooms Calculate'!E113:H113)","v":1800},{"$f":"SUM(L114:XFD114)","v":602429.99999999988},{"$f":"$I114*$J114*L$4","v":602429.99999999988},{"$f":"$I114*$J114*M$4","v":0},0,0,0,0,0,0,0,0,0,0,0,0,0,0,0,0,0,0,0,0,0,0,0,0,0,0,0,0,0,0,0,0,0,0,0,0,0,0,0]
[null,null,null,{"$f":"D108","v":"Critical Electric for Data Room 2: 1-air"},null,null,null,null,694.72,1800,{"$f":"SUM(L115:XFD115)","v":1250496},{"$f":"$I115*$J115*L$4","v":1250496},0,0,0,0,0,0,0,0,0,0,0,0,0,0,0,0,0,0,0,0,0,0,0,0,0,0,0,0,0,0,0,0,0,0,0,0,0,0,0,0]
[null,null,null,"Critical Electric for Data Room 3: None",null,null,null,null,0,1800,0,{"$f":"$I116*$J116*L$4","v":0},0,0,0,0,0,0,0,0,0,0,0,0,0,0,0,0,0,0,0,0,0,0,0,0,0,0,0,0,0,0,0,0,0,0,0,0,0,0,0,0]
[null,null,null,"Critical Electric for Data Room 4: None",null,null,null,null,0,1800,0,{"$f":"$I117*$J117*L$4","v":0},0,0,0,0,0,0,0,0,0,0,0,0,0,0,0,0,0,0,0,0,0,0,0,0,0,0,0,0,0,0,0,0,0,0,0,0,0,0,0,0]
[null,null,null,null,"Total Capital Expenditures for Fit-out for Data Rooms",null,null,null,null,null,{"$f":"SUM(L118:XFD118)","v":1852926},{"$f":"SUM(L114:L117)","v":1852926},{"$f":"SUM(M114:M117)","v":0},0,0,0,0,0,0,0,0,0,0,0,0,0,0,0,0,0,0,0,0,0,0,0,0,0,0,0,0,0,0,0,0,0,0,0,0,0,0,0]
[]
[null,null,null,null,"Total Expenditures for IT Electricity",{"$f":"Currency","v":"Euro"},null,null,null,null,null,{"$f":"L97+L104+L111+L118","v":7254771.6969696973},{"$f":"M97+M104+M111+M118","v":0},0,0,0,0,0,0,0,0,0,0,0,0,0,0,0,0,0,0,0,0,0,0,0,0,0,0,0,0,0,0,0,0,0,0,0,0,0,0,0]
[]
[null,null,null,"Cooling Capital Expenditures Including Core and Shell",null,null,null,"Number","Cost/Unit","Load/Area"]
[null,null,null,null,{"$f":"'Heat Recovery Cooling Calculate'!E4","v":"HRU, Air"},{"$f":"Currency","v":"Euro"},null,{"$f":"'Heat Recovery Cooling Calculate'!H78","v":1},{"$f":"'Heat Recovery Cooling Calculate'!H75","v":500},{"$f":"'Heat Recovery Cooling Calculate'!H74","v":4209.4630423707067},null,{"$f":"$H123*$I123*$J123*L$4","v":2104731.5211853534},0,0,0,0,0,0,0,0,0,{"$f":"$H123*$I123*$J123*V$4","v":0},0,0,0,0,0,0,0,0,0,{"$f":"$H123*$I123*$J123*AF$4","v":0},0,0,0,0,0,0,0,0,0,{"$f":"$H123*$I123*$J123*AP$4","v":0},0,0,0,0,0,0,0,0,0,0]
[null,null,null,null,{"$f":"'Heat Recovery Cooling Calculate'!I4","v":"HRU, Liquid"},{"$f":"Currency","v":"Euro"},null,{"$f":"'Heat Recovery Cooling Calculate'!L78","v":1},{"$f":"'Heat Recovery Cooling Calculate'!L75","v":500},{"$f":"'Heat Recovery Cooling Calculate'!L74","v":689.20346096561207},null,344601.73048280604,0,0,0,0,0,0,0,0,0,0,0,0,0,0,0,0,0,0,0,0,0,0,0,0,0,0,0,0,0,0,0,0,0,0,0,0,0,0,0,0]
[]
[null,null,null,null,"Equipment Cooling - Critical Load Core and Shell",{"$f":"Currency","v":"Euro"},null,{"$f":"H124","v":1},{"$f":"'Heat Recovery Cooling Calculate'!H84","v":1800},{"$f":"'Heat Recovery Cooling Calculate'!H85","v":147.33120648297475},null,{"$f":"$H126*$I126*$J126*L$4","v":265196.17166935455},0,0,0,0,0,0,0,0,0,0,0,0,0,0,0,0,0,0,0,0,0,0,0,0,0,0,0,0,0,0,0,0,0,0,0,0,0,0,0,0]
[null,null,null,null,"Equipment Cooling - Mechanical Load Core and Shell",{"$f":"Currency","v":"Euro"},null,{"$f":"H124","v":1},{"$f":"'Heat Recovery Cooling Calculate'!L88","v":1800},{"$f":"'Heat Recovery Cooling Calculate'!$L$89","v":24.122121133796426},null,{"$f":"$H127*$I127*$J127*L$4","v":43419.818040833568},{"$f":"$H127*$I127*$J127*M$4","v":0},0,0,0,0,0,0,0,0,0,0,0,0,0,0,0,0,0,0,0,0,0,0,0,0,0,0,0,0,0,0,0,0,0,0,0,0,0,0,0]
[null,null,null,null,"Equipment Cooling - Fit Out",{"$f":"Currency","v":"Euro"},null,{"$f":"H126","v":1},{"$f":"'Heat Recovery Cooling Calculate'!H88","v":1800},{"$f":"'Heat Recovery Cooling Calculate'!H89","v":147.33120648297475},null,{"$f":"$H128*$I128*$J128*L$4","v":265196.17166935455},{"$f":"$H128*$I128*$J128*M$4","v":0},0,0,0,0,0,0,0,0,0,0,0,0,0,0,0,0,0,0,0,0,0,0,0,0,0,0,0,0,0,0,0,0,0,0,0,0,0,0,0]
[null,null,null,null,null,null,null,{"$f":"H124","v":1},{"$f":"I128","v":1800},{"$f":"'Heat Recovery Cooling Calculate'!$L$89","v":24.122121133796426},null,{"$f":"$H129*$I129*$J129*L$4","v":43419.818040833568},{"$f":"$H129*$I129*$J129*M$4","v":0},0,0,0,0,0,0,0,0,0,0,0,0,0,0,0,0,0,0,0,0,0,0,0,0,0,0,0,0,0,0,0,0,0,0,0,0,0,0,0]
[null,null,null,null,"Total Cooling Equipment Cap Exo",{"$f":"Currency","v":"Euro"},null,null,null,null,null,{"$f":"SUM(L123:L129)","v":3066565.2310885354},{"$f":"SUM(M123:M128)","v":0},0,0,0,0,0,0,0,0,0,0,0,0,0,0,0,0,0,0,0,0,0,0,0,0,0,0,0,0,0,0,0,0,0,0,0,0,0,0,0]
[]
[null,null,"Capital Expenditures for Power Equipment"]
[null,null,null,"Area for Equipment for Critial Load",null,null,null,"Number","Cost/kW","Load"]
[null,null,null,null,"Genset",{"$f":"Currency","v":"Euro"},null,{"$f":"'Back-up Power Calculate'!$E$46","v":2},{"$f":"'Back-up Power Calculate'!E51","v":500},{"$f":"'Back-up Power Calculate'!E50","v":4181.7897521724317},null,{"$f":"$H134*$I134*$J134*L$4","v":4181789.7521724319},{"$f":"$H134*$I134*$J134*M$4","v":0},0,0,0,0,0,0,0,0,0,0,0,0,0,0,0,0,0,0,0,0,0,0,0,0,0,0,0,0,0,0,0,0,0,0,0,0,0,0,0]
[null,null,null,null,"Transformer for Step-Down (TX)",{"$f":"Currency","v":"Euro"},null,{"$f":"'Back-up Power Calculate'!F46","v":2},{"$f":"'Back-up Power Calculate'!F51","v":500},{"$f":"'Back-up Power Calculate'!F50","v":4181.7897521724317},null,{"$f":"$H135*$I135*$J135*L$4","v":4181789.7521724319},0,0,0,0,0,0,0,0,0,0,0,0,0,0,0,0,0,0,0,0,0,0,0,0,0,0,0,0,0,0,0,0,0,0,0,0,0,0,0,0]
[null,null,null,null,"Switchboard (SWB)",{"$f":"Currency","v":"Euro"},null,{"$f":"'Back-up Power Calculate'!G46","v":2},{"$f":"'Back-up Power Calculate'!G51","v":500},{"$f":"'Back-up Power Calculate'!G50","v":4139.9718546507074},null,4139971.8546507074,0,0,0,0,0,0,0,0,0,0,0,0,0,0,0,0,0,0,0,0,0,0,0,0,0,0,0,0,0,0,0,0,0,0,0,0,0,0,0,0]
[null,null,null,null,"Uninterrupted Power Supply (UPS)",{"$f":"Currency","v":"Euro"},null,{"$f":"'Back-up Power Calculate'!H46","v":2},{"$f":"'Back-up Power Calculate'!H51","v":434},{"$f":"'Back-up Power Calculate'!H50","v":3949.678313972197},null,3428320.7765278672,0,0,0,0,0,0,0,0,0,0,0,0,0,0,0,0,0,0,0,0,0,0,0,0,0,0,0,0,0,0,0,0,0,0,0,0,0,0,0,0]
[null,null,null,null,"Total Equipment for Critical Load",{"$f":"Currency","v":"Euro"},null,null,null,null,null,{"$f":"SUM(L134:L137)","v":15931872.135523438},{"$f":"SUM(M134:M137)","v":0},0,0,0,0,0,0,0,0,0,0,0,0,0,0,0,0,0,0,0,0,0,0,0,0,0,0,0,0,0,0,0,0,0,0,0,0,0,0,0]
[]
[null,null,null,"Area for Equipment for Mechnical ",null,null,null,"Number","Cost/kW","Load"]
[null,null,null,null,"Genset",{"$f":"Currency","v":"Euro"},null,{"$f":"'Back-up Power Calculate'!I46","v":2},{"$f":"'Back-up Power Calculate'!J51","v":500},{"$f":"'Back-up Power Calculate'!J50","v":960.35261111272087},null,{"$f":"$H141*$I141*$J141*L$4","v":960352.61111272092},{"$f":"$H141*$I141*$J141*M$4","v":0},0,0,0,0,0,0,0,0,0,0,0,0,0,0,0,0,0,0,0,0,0,0,0,0,0,0,0,0,0,0,0,0,0,0,0,0,0,0,0]
[null,null,null,null,"Transformer for Step-Down (TX)",{"$f":"Currency","v":"Euro"},null,{"$f":"'Back-up Power Calculate'!K46","v":2},{"$f":"'Back-up Power Calculate'!K51","v":500},{"$f":"'Back-up Power Calculate'!K50","v":960.35261111272087},null,{"$f":"$H142*$I142*$J142*L$4","v":960352.61111272092},0,0,0,0,0,0,0,0,0,0,0,0,0,0,0,0,0,0,0,0,0,0,0,0,0,0,0,0,0,0,0,0,0,0,0,0,0,0,0,0]
[null,null,null,null,"Switchboard (SWB)",{"$f":"Currency","v":"Euro"},null,{"$f":"'Back-up Power Calculate'!L46","v":2},{"$f":"'Back-up Power Calculate'!L51","v":500},{"$f":"'Back-up Power Calculate'!L50","v":950.74908500159358},null,950749.08500159357,0,0,0,0,0,0,0,0,0,0,0,0,0,0,0,0,0,0,0,0,0,0,0,0,0,0,0,0,0,0,0,0,0,0,0,0,0,0,0,0]
[null,null,null,null,"Total Area for Equipment",{"$f":"Currency","v":"Euro"},null,null,null,null,null,{"$f":"SUM(L141:L143)","v":2871454.3072270355},{"$f":"SUM(M141:M143)","v":0},0,0,0,0,0,0,0,0,0,0,0,0,0,0,0,0,0,0,0,0,0,0,0,0,0,0,0,0,0,0,0,0,0,0,0,0,0,0,0]
[]
[null,null,"Capital Expenditures for Core and Shell for Equipment"]
[null,null,null,"Area and Capital Expenditure",null,null,null,null,"Cost/m2","m2"]
[null,null,null,null,"Genset",{"$f":"Currency","v":"Euro"},null,null,{"$f":"'Back-up Power Calculate'!$E$62","v":1800},{"$f":"TRANSPOSE('Back-up Power Calculate'!E63:H63)","v":217.45306711296644},null,{"$f":"$I148*$J148*L$4","v":391415.5208033396},{"$f":"$I148*$J148*M$4","v":0},0,0,0,0,0,0,0,0,0,0,0,0,0,0,0,0,0,0,0,0,0,0,0,0,0,0,0,0,0,0,0,0,0,0,0,0,0,0,0]
[null,null,null,null,"Transformer for Step-Down (TX)",{"$f":"Currency","v":"Euro"},null,null,{"$f":"'Back-up Power Calculate'!$E$62","v":1800},334.54318017379455,null,{"$f":"$I149*$J149*L$4","v":602177.72431283025},0,0,0,0,0,0,0,0,0,0,0,0,0,0,0,0,0,0,0,0,0,0,0,0,0,0,0,0,0,0,0,0,0,0,0,0,0,0,0,0]
[null,null,null,null,"Switchboard (SWB)",{"$f":"Currency","v":"Euro"},null,null,{"$f":"'Back-up Power Calculate'!$E$62","v":1800},331.19774837205659,null,596155.94706970186,0,0,0,0,0,0,0,0,0,0,0,0,0,0,0,0,0,0,0,0,0,0,0,0,0,0,0,0,0,0,0,0,0,0,0,0,0,0,0,0]
[null,null,null,null,"Uninterrupted Power Supply (UPS)",{"$f":"Currency","v":"Euro"},null,null,{"$f":"'Back-up Power Calculate'!$E$62","v":1800},244.88005546627622,null,440784.09983929718,0,0,0,0,0,0,0,0,0,0,0,0,0,0,0,0,0,0,0,0,0,0,0,0,0,0,0,0,0,0,0,0,0,0,0,0,0,0,0,0]
[null,null,null,null,"Total Equipment for Critical Load",{"$f":"Currency","v":"Euro"},null,null,null,null,null,{"$f":"SUM(L148:L151)","v":2030533.2920251689},{"$f":"SUM(M148:M151)","v":0},{"$f":"SUM(N148:N151)","v":0},0,0,0,0,0,0,0,0,0,0,0,0,0,0,0,0,0,0,0,0,0,0,0,0,0,0,0,0,0,0,0,0,0,0,0,0,0,0]
[]
[null,null,null,"Area for Equipment for Mechnical ",null,null,null,null,"Cost/m2","m2"]
[null,null,null,null,"Genset",{"$f":"Currency","v":"Euro"},null,null,{"$f":"'Back-up Power Calculate'!$E$62","v":1800},{"$f":"TRANSPOSE('Back-up Power Calculate'!J63:L63)","v":49.938335777861482},null,{"$f":"$I155*$J155*L$4","v":89889.004400150661},0,0,0,0,0,0,0,0,0,{"$f":"$I155*$J155*V$4","v":0},0,0,0,0,0,0,0,0,0,{"$f":"$I155*$J155*AF$4","v":0},0,0,0,0,0,0,0,0,0,{"$f":"$I155*$J155*AP$4","v":0},0,0,0,0,0,0,0,0,0,0]
[null,null,null,null,"Transformer for Step-Down (TX)",{"$f":"Currency","v":"Euro"},null,null,{"$f":"'Back-up Power Calculate'!$E$62","v":1800},76.828208889017674,null,138290.77600023182,0,0,0,0,0,0,0,0,0,0,0,0,0,0,0,0,0,0,0,0,0,0,0,0,0,0,0,0,0,0,0,0,0,0,0,0,0,0,0,0]
[null,null,null,null,"Switchboard (SWB)",{"$f":"Currency","v":"Euro"},null,null,{"$f":"'Back-up Power Calculate'!$E$62","v":1800},76.059926800127485,null,136907.86824022947,0,0,0,0,0,0,0,0,0,0,0,0,0,0,0,0,0,0,0,0,0,0,0,0,0,0,0,0,0,0,0,0,0,0,0,0,0,0,0,0]
[null,null,null,null,"Total Area for Equipment",{"$f":"Currency","v":"Euro"},null,null,null,null,null,{"$f":"SUM(L155:L157)","v":365087.64864061191},{"$f":"SUM(M155:M157)","v":0},0,0,0,0,0,0,0,0,0,0,0,0,0,0,0,0,0,0,0,0,0,0,0,0,0,0,0,0,0,0,0,0,0,0,0,0,0,0,0]
[]
[null,null,"Capital Expenditures for Fit-Out"]
[null,null,null,"Area for Equipment for Critial Load",null,null,null,null,"Cost/m2","m2"]
[null,null,null,null,"Genset",{"$f":"Currency","v":"Euro"},null,null,{"$f":"Input!$E$36","v":1800},{"$f":"TRANSPOSE('Back-up Power Calculate'!E47:H47)","v":217.45306711296644},null,{"$f":"$I162*$J162*L$4","v":391415.5208033396},0,0,0,0,0,0,0,0,0,{"$f":"$I162*$J162*V$4","v":0},0,0,0,0,0,0,0,0,0,{"$f":"$I162*$J162*AF$4","v":0},0,0,0,0,0,0,0,0,0,{"$f":"$I162*$J162*AP$4","v":0},0,0,0,0,0,0,0,0,0,0]
[null,null,null,null,"Transformer for Step-Down (TX)",{"$f":"Currency","v":"Euro"},null,null,{"$f":"Input!$E$36","v":1800},334.54318017379455,null,602177.72431283025,0,0,0,0,0,0,0,0,0,0,0,0,0,0,0,0,0,0,0,0,0,0,0,0,0,0,0,0,0,0,0,0,0,0,0,0,0,0,0,0]
[null,null,null,null,"Switchboard (SWB)",{"$f":"Currency","v":"Euro"},null,null,{"$f":"Input!$E$36","v":1800},331.19774837205659,null,596155.94706970186,0,0,0,0,0,0,0,0,0,0,0,0,0,0,0,0,0,0,0,0,0,0,0,0,0,0,0,0,0,0,0,0,0,0,0,0,0,0,0,0]
[null,null,null,null,"Uninterrupted Power Supply (UPS)",{"$f":"Currency","v":"Euro"},null,null,{"$f":"Input!$E$36","v":1800},244.88005546627622,null,440784.09983929718,0,0,0,0,0,0,0,0,0,0,0,0,0,0,0,0,0,0,0,0,0,0,0,0,0,0,0,0,0,0,0,0,0,0,0,0,0,0,0,0]
[null,null,null,null,"Total Equipment for Critical Load",{"$f":"Currency","v":"Euro"},null,null,null,null,null,{"$f":"SUM(L162:L165)","v":2030533.2920251689},{"$f":"SUM(M162:M165)","v":0},0,0,0,0,0,0,0,0,0,0,0,0,0,0,0,0,0,0,0,0,0,0,0,0,0,0,0,0,0,0,0,0,0,0,0,0,0,0,0]
[]
[null,null,null,"Area for Equipment for Mechnical  - Fit-out",null,null,null,null,"Cost/m2","m2"]
[null,null,null,null,"Genset",{"$f":"Currency","v":"Euro"},null,null,{"$f":"Input!$E$36","v":1800},{"$f":"TRANSPOSE('Back-up Power Calculate'!J47:L47)","v":49.938335777861482},null,{"$f":"$I169*$J169*L$4","v":89889.004400150661},0,0,0,0,0,0,0,0,0,{"$f":"$I169*$J169*V$4","v":0},0,0,0,0,0,0,0,0,0,{"$f":"$I169*$J169*AF$4","v":0},0,0,0,0,0,0,0,0,0,{"$f":"$I169*$J169*AP$4","v":0},0,0,0,0,0,0,0,0,0,0]
[null,null,null,null,"Transformer for Step-Down (TX)",{"$f":"Currency","v":"Euro"},null,null,{"$f":"Input!$E$36","v":1800},76.828208889017674,null,138290.77600023182,0,0,0,0,0,0,0,0,0,0,0,0,0,0,0,0,0,0,0,0,0,0,0,0,0,0,0,0,0,0,0,0,0,0,0,0,0,0,0,0]
[null,null,null,null,"Switchboard (SWB)",{"$f":"Currency","v":"Euro"},null,null,{"$f":"Input!$E$36","v":1800},76.059926800127485,null,136907.86824022947,0,0,0,0,0,0,0,0,0,0,0,0,0,0,0,0,0,0,0,0,0,0,0,0,0,0,0,0,0,0,0,0,0,0,0,0,0,0,0,0]
[null,null,null,null,"Total Fit-out Capital Expenditures for Mechanical Fit-out",{"$f":"Currency","v":"Euro"},null,null,null,null,null,{"$f":"SUM(L169:L171)","v":365087.64864061191},{"$f":"SUM(M169:M171)","v":0},0,0,0,0,0,0,0,0,0,0,0,0,0,0,0,0,0,0,0,0,0,0,0,0,0,0,0,0,0,0,0,0,0,0,0,0,0,0,0]
[]
[null,null,null,null,"Grand Total for Cooling and Back-up Power",{"$f":"Currency","v":"Euro"},null,null,null,null,null,{"$f":"L138+L144+L152+L158+L166+L172","v":23594568.324082028},{"$f":"M138+M177+M144+M152+M180+M158+M166+M181+M172+M130","v":0},0,0,0,0,0,0,0,0,0,0,0,0,0,0,0,0,0,0,0,0,0,0,0,0,0,0,0,0,0,0,0,0,0,0,0,0,0,0,0]
[]
[null,null,"Capital Expenditures for Chiller"]
[null,null,null,"Chiller Direct Capital Expenditures",null,{"$f":"Currency","v":"Euro"},null,{"$f":"'Back-up Power Calculate'!$E$46","v":2},{"$f":"'Back-up Power Calculate'!I51","v":324},{"$f":"'Back-up Power Calculate'!I50","v":80.896501686229058},null,{"$f":"$H177*$I177*$J177*L$4","v":52420.933092676431},0,0,0,0,0,0,0,0,0,0,0,0,0,0,0,0,0,0,0,0,0,0,0,0,0,0,0,0,0,0,0,0,0,0,0,0,0,0,0,0]
[]
[null,null,null,null,null,null,null,null,"Cost/m2","m2"]
[null,null,null,"Chiller - Core and Shell",null,{"$f":"Currency","v":"Euro"},null,null,{"$f":"'Back-up Power Calculate'!I62","v":1800},{"$f":"'Back-up Power Calculate'!$I$63","v":3.2358600674491624},null,{"$f":"$I180*$J180*L$4","v":5824.5481214084921},0,0,0,0,0,0,0,0,0,0,0,0,0,0,0,0,0,0,0,0,0,0,0,0,0,0,0,0,0,0,0,0,0,0,0,0,0,0,0,0]
[null,null,null,"Chiller - Core and Shell",null,{"$f":"Currency","v":"Euro"},null,null,{"$f":"Input!$E$36","v":1800},{"$f":"'Back-up Power Calculate'!$I$63","v":3.2358600674491624},null,{"$f":"$I181*$J181*L$4","v":5824.5481214084921},0,0,0,0,0,0,0,0,0,0,0,0,0,0,0,0,0,0,0,0,0,0,0,0,0,0,0,0,0,0,0,0,0,0,0,0,0,0,0,0]
[null,null,null,"Total Chiller",null,null,null,null,null,null,null,{"$f":"L177+L180+L181","v":64070.029335493418},{"$f":"M177+M180+M181","v":0},0,0,0,0,0,0,0,0,0,0,0,0,0,0,0,0,0,0,0,0,0,0,0,0,0,0,0,0,0,0,0,0,0,0,0,0,0,0,0]
[]
[null,null,"Summary"]
[null,null,null,"Critical Equipment  Capitlal Expenditures",null,null,null,null,null,null,null,{"$f":"L120","v":7254771.6969696973},{"$f":"M120","v":0},0,0,0,0,0,0,0,0,0,0,0,0,0,0,0,0,0,0,0,0,0,0,0,0,0,0,0,0,0,0,0,0,0,0,0,0,0,0,0]
[null,null,null,"Cooling Load Capital Expenditures",null,null,null,null,null,null,null,{"$f":"L130","v":3066565.2310885354},{"$f":"M130","v":0},0,0,0,0,0,0,0,0,0,0,0,0,0,0,0,0,0,0,0,0,0,0,0,0,0,0,0,0,0,0,0,0,0,0,0,0,0,0,0]
[null,null,null,"Back-up Equipment Capital Expenditures",null,null,null,null,null,null,null,{"$f":"L174","v":23594568.324082028},{"$f":"M174","v":0},0,0,0,0,0,0,0,0,0,0,0,0,0,0,0,0,0,0,0,0,0,0,0,0,0,0,0,0,0,0,0,0,0,0,0,0,0,0,0]
[null,null,null,"Chiller Capital Expenditures",null,null,null,null,null,null,null,{"$f":"L182","v":64070.029335493418},{"$f":"M182","v":0},0,0,0,0,0,0,0,0,0,0,0,0,0,0,0,0,0,0,0,0,0,0,0,0,0,0,0,0,0,0,0,0,0,0,0,0,0,0,0]
[null,null,null,"Total",null,null,null,null,null,null,null,{"$f":"SUM(L185:L188)","v":33979975.281475753},{"$f":"SUM(M185:M188)","v":0},0,0,0,0,0,0,0,0,0,0,0,0,0,0,0,0,0,0,0,0,0,0,0,0,0,0,0,0,0,0,0,0,0,0,0,0,0,0,0]
[]
[]
[null,"Part 4: Operating Expenditures for Electricity Loads"]
[]
[null,null,"Cost of Power to Meet Critical IT Operations"]
[null,null,null,"Average Power Usage per Hour",null,"kW",null,null,{"$f":"I15","v":3900.1928652185552},null,null,{"$f":"$I$195*L5","v":0},3900.1928652185552,3900.1928652185552,3900.1928652185552,3900.1928652185552,3900.1928652185552,3900.1928652185552,3900.1928652185552,3900.1928652185552,3900.1928652185552,3900.1928652185552,3900.1928652185552,3900.1928652185552,3900.1928652185552,3900.1928652185552,3900.1928652185552,3900.1928652185552,3900.1928652185552,3900.1928652185552,0,0,0,0,0,0,0,0,0,0,0,0,0,0,0,0,0,0,0,0,0,0]
[null,null,null,"Hours Applied",null,"Hours",null,null,{"$f":"Input!E49","v":8760},null,null,{"$f":"$I$196","v":8760},8760,8760,8760,8760,8760,8760,8760,8760,8760,8760,8760,8760,8760,8760,8760,8760,8760,8760,8760,8760,8760,8760,8760,8760,8760,8760,8760,8760,8760,8760,8760,8760,8760,8760,8760,8760,8760,8760,8760,8760]
[null,null,null,"Total Power Usage for Year",null,"kWh",null,null,null,null,null,{"$f":"L195*L196","v":0},{"$f":"M195*M196","v":34165689.499314547},34165689.499314547,34165689.499314547,34165689.499314547,34165689.499314547,34165689.499314547,34165689.499314547,34165689.499314547,34165689.499314547,34165689.499314547,34165689.499314547,34165689.499314547,34165689.499314547,34165689.499314547,34165689.499314547,34165689.499314547,34165689.499314547,34165689.499314547,0,0,0,0,0,0,0,0,0,0,0,0,0,0,0,0,0,0,0,0,0,0]
[null,null,null,"Cost of Power without Inflation",null,"Euro/kWh",null,null,null,null,null,{"$f":"Input!$E$34","v":0.2},{"$f":"Input!$E$34","v":0.2},{"$f":"Input!$E$34","v":0.2},{"$f":"Input!$E$34","v":0.2},{"$f":"Input!$E$34","v":0.2},{"$f":"Input!$E$34","v":0.2},{"$f":"Input!$E$34","v":0.2},{"$f":"Input!$E$34","v":0.2},{"$f":"Input!$E$34","v":0.2},{"$f":"Input!$E$34","v":0.2},{"$f":"Input!$E$34","v":0.2},{"$f":"Input!$E$34","v":0.2},{"$f":"Input!$E$34","v":0.2},{"$f":"Input!$E$34","v":0.2},{"$f":"Input!$E$34","v":0.2},{"$f":"Input!$E$34","v":0.2},{"$f":"Input!$E$34","v":0.2},{"$f":"Input!$E$34","v":0.2},{"$f":"Input!$E$34","v":0.2},{"$f":"Input!$E$34","v":0.2},{"$f":"Input!$E$34","v":0.2},{"$f":"Input!$E$34","v":0.2},{"$f":"Input!$E$34","v":0.2},{"$f":"Input!$E$34","v":0.2},{"$f":"Input!$E$34","v":0.2},{"$f":"Input!$E$34","v":0.2},{"$f":"Input!$E$34","v":0.2},{"$f":"Input!$E$34","v":0.2},{"$f":"Input!$E$34","v":0.2},{"$f":"Input!$E$34","v":0.2},{"$f":"Input!$E$34","v":0.2},{"$f":"Input!$E$34","v":0.2},{"$f":"Input!$E$34","v":0.2},{"$f":"Input!$E$34","v":0.2},{"$f":"Input!$E$34","v":0.2},{"$f":"Input!$E$34","v":0.2},{"$f":"Input!$E$34","v":0.2},{"$f":"Input!$E$34","v":0.2},{"$f":"Input!$E$34","v":0.2},{"$f":"Input!$E$34","v":0.2},{"$f":"Input!$E$34","v":0.2}]
[null,null,null,null,"Total Power Cost for IT Equipment","Euro",null,null,null,null,null,{"$f":"L198*L197","v":0},6833137.8998629097,6833137.8998629097,6833137.8998629097,6833137.8998629097,6833137.8998629097,6833137.8998629097,6833137.8998629097,6833137.8998629097,6833137.8998629097,6833137.8998629097,6833137.8998629097,6833137.8998629097,6833137.8998629097,6833137.8998629097,6833137.8998629097,6833137.8998629097,6833137.8998629097,6833137.8998629097,0,0,0,0,0,0,0,0,0,0,0,0,0,0,0,0,0,0,0,0,0,0]
[]
[null,null,"Cost of Power Used by Equipment"]
[null,null,null,"Total Power Used by Equipment",null,"kWh",null,null,null,null,null,{"$f":"L49","v":0},147601805.62490451,147601805.62490451,147601805.62490451,147601805.62490451,147601805.62490451,147601805.62490451,147601805.62490451,147601805.62490451,147601805.62490451,147601805.62490451,147601805.62490451,147601805.62490451,147601805.62490451,147601805.62490451,147601805.62490451,147601805.62490451,147601805.62490451,147601805.62490451,0,0,0,0,0,0,0,0,0,0,0,0,0,0,0,0,0,0,0,0,0,0]
[null,null,null,"Cost of Power without Inflation",null,"Euro/kWh",null,null,null,null,null,{"$f":"L198","v":0.2},{"$f":"M198","v":0.2},0.2,0.2,0.2,0.2,0.2,0.2,0.2,0.2,0.2,0.2,0.2,0.2,0.2,0.2,0.2,0.2,0.2,0.2,0.2,0.2,0.2,0.2,0.2,0.2,0.2,0.2,0.2,0.2,0.2,0.2,0.2,0.2,0.2,0.2,0.2,0.2,0.2,0.2,0.2]
[null,null,null,null,"Total Power Cost for Cooling IT Equipment","Euro",null,null,null,null,null,{"$f":"L202*L203","v":0},29520361.124980904,29520361.124980904,29520361.124980904,29520361.124980904,29520361.124980904,29520361.124980904,29520361.124980904,29520361.124980904,29520361.124980904,29520361.124980904,29520361.124980904,29520361.124980904,29520361.124980904,29520361.124980904,29520361.124980904,29520361.124980904,29520361.124980904,29520361.124980904,0,0,0,0,0,0,0,0,0,0,0,0,0,0,0,0,0,0,0,0,0,0]
[]
[null,null,"Chiller Power Cost"]
[null,null,null,"Total Power Used by Chiller",null,"kWh",null,null,null,null,null,{"$f":"L54","v":0},35716601.828329854,35716601.828329854,35716601.828329854,35716601.828329854,35716601.828329854,35716601.828329854,35716601.828329854,35716601.828329854,35716601.828329854,35716601.828329854,35716601.828329854,35716601.828329854,35716601.828329854,35716601.828329854,35716601.828329854,35716601.828329854,35716601.828329854,35716601.828329854,0,0,0,0,0,0,0,0,0,0,0,0,0,0,0,0,0,0,0,0,0,0]
[null,null,null,"Cost of Power without Inflation",null,"Euro/kWh",null,null,null,null,null,{"$f":"Input!$E$34","v":0.2},{"$f":"Input!$E$34","v":0.2},{"$f":"Input!$E$34","v":0.2},{"$f":"Input!$E$34","v":0.2},{"$f":"Input!$E$34","v":0.2},{"$f":"Input!$E$34","v":0.2},{"$f":"Input!$E$34","v":0.2},{"$f":"Input!$E$34","v":0.2},{"$f":"Input!$E$34","v":0.2},{"$f":"Input!$E$34","v":0.2},{"$f":"Input!$E$34","v":0.2},{"$f":"Input!$E$34","v":0.2},{"$f":"Input!$E$34","v":0.2},{"$f":"Input!$E$34","v":0.2},{"$f":"Input!$E$34","v":0.2},{"$f":"Input!$E$34","v":0.2},{"$f":"Input!$E$34","v":0.2},{"$f":"Input!$E$34","v":0.2},{"$f":"Input!$E$34","v":0.2},{"$f":"Input!$E$34","v":0.2},{"$f":"Input!$E$34","v":0.2},{"$f":"Input!$E$34","v":0.2},{"$f":"Input!$E$34","v":0.2},{"$f":"Input!$E$34","v":0.2},{"$f":"Input!$E$34","v":0.2},{"$f":"Input!$E$34","v":0.2},{"$f":"Input!$E$34","v":0.2},{"$f":"Input!$E$34","v":0.2},{"$f":"Input!$E$34","v":0.2},{"$f":"Input!$E$34","v":0.2},{"$f":"Input!$E$34","v":0.2},{"$f":"Input!$E$34","v":0.2},{"$f":"Input!$E$34","v":0.2},{"$f":"Input!$E$34","v":0.2},{"$f":"Input!$E$34","v":0.2},{"$f":"Input!$E$34","v":0.2},{"$f":"Input!$E$34","v":0.2},{"$f":"Input!$E$34","v":0.2},{"$f":"Input!$E$34","v":0.2},{"$f":"Input!$E$34","v":0.2},{"$f":"Input!$E$34","v":0.2}]
[null,null,null,null,"Total Cost of Running Chillers","Euro",null,null,null,null,null,{"$f":"L207*L208","v":0},{"$f":"M207*M208","v":7143320.3656659713},7143320.3656659713,7143320.3656659713,7143320.3656659713,7143320.3656659713,7143320.3656659713,7143320.3656659713,7143320.3656659713,7143320.3656659713,7143320.3656659713,7143320.3656659713,7143320.3656659713,7143320.3656659713,7143320.3656659713,7143320.3656659713,7143320.3656659713,7143320.3656659713,7143320.3656659713,0,0,0,0,0,0,0,0,0,0,0,0,0,0,0,0,0,0,0,0,0,0]
[]
[null,null,null,null,"Total Cost of Buying Power without Inflation",{"$f":"Currency","v":"Euro"},null,null,null,null,null,{"$f":"L209+L204+L199","v":0},{"$f":"M209+M204+M199","v":43496819.390509784},43496819.390509784,43496819.390509784,43496819.390509784,43496819.390509784,43496819.390509784,43496819.390509784,43496819.390509784,43496819.390509784,43496819.390509784,43496819.390509784,43496819.390509784,43496819.390509784,43496819.390509784,43496819.390509784,43496819.390509784,43496819.390509784,43496819.390509784,0,0,0,0,0,0,0,0,0,0,0,0,0,0,0,0,0,0,0,0,0,0]
[null,null,null,null,"Inflation Index","Index",null,null,{"$f":"Input!E50","v":0},null,{"$f":"One","v":1},{"$f":"K212*(1+$I$212*L5)","v":1},1,1,1,1,1,1,1,1,1,1,1,1,1,1,1,1,1,1,1,1,1,1,1,1,1,1,1,1,1,1,1,1,1,1,1,1,1,1,1,1]
[]
[null,null,null,null,"Total Power Cost","Euro",null,null,null,null,null,{"$f":"L211*L212","v":0},43496819.390509784,43496819.390509784,43496819.390509784,43496819.390509784,43496819.390509784,43496819.390509784,43496819.390509784,43496819.390509784,43496819.390509784,43496819.390509784,43496819.390509784,43496819.390509784,43496819.390509784,43496819.390509784,43496819.390509784,43496819.390509784,43496819.390509784,43496819.390509784,0,0,0,0,0,0,0,0,0,0,0,0,0,0,0,0,0,0,0,0,0,0]
[]
[null,"Part 5: Fixed Operating And Maintenance Expenditures "]
[]
[null,null,"Non-Power Operation and Maintenance for IT in Datarooms"]
[null,null,null,"Direct Cap Exp",null,"Euro",null,null,{"$f":"K97","v":3548919.6969696973},{"$f":"Input!E40","v":0.03},{"$f":"SUM(L219:XFD219)","v":1916416.6363636358},{"$f":"$I219*$J219*L$5","v":0},106467.59090909091,106467.59090909091,106467.59090909091,106467.59090909091,106467.59090909091,106467.59090909091,106467.59090909091,106467.59090909091,106467.59090909091,{"$f":"$I219*$J219*V$5","v":106467.59090909091},106467.59090909091,106467.59090909091,106467.59090909091,106467.59090909091,106467.59090909091,106467.59090909091,106467.59090909091,106467.59090909091,0,{"$f":"$I219*$J219*AF$5","v":0},0,0,0,0,0,0,0,0,0,{"$f":"$I219*$J219*AP$5","v":0},0,0,0,0,0,0,0,0,0,0]
[null,null,null,"Core and Shell",null,"Euro",null,null,{"$f":"K111","v":1852926},{"$f":"Input!E39","v":0.03},{"$f":"SUM(L220:XFD220)","v":1000580.0400000004},0,55587.78,55587.78,55587.78,55587.78,55587.78,55587.78,55587.78,55587.78,55587.78,55587.78,55587.78,55587.78,55587.78,55587.78,55587.78,55587.78,55587.78,55587.78,0,0,0,0,0,0,0,0,0,0,0,0,0,0,0,0,0,0,0,0,0,0]
[null,null,null,"Total Before Inflation",null,"Euro",null,null,null,null,{"$f":"SUM(L221:XFD221)","v":2916996.6763636367},{"$f":"SUM(L219:L220)","v":0},{"$f":"SUM(M219:M220)","v":162055.37090909091},162055.37090909091,162055.37090909091,162055.37090909091,162055.37090909091,162055.37090909091,162055.37090909091,162055.37090909091,162055.37090909091,162055.37090909091,162055.37090909091,162055.37090909091,162055.37090909091,162055.37090909091,162055.37090909091,162055.37090909091,162055.37090909091,162055.37090909091,0,0,0,0,0,0,0,0,0,0,0,0,0,0,0,0,0,0,0,0,0,0]
[]
[null,null,"Non-Power Operation and Maintenance for Data Rooms"]
[null,null,null,"Operation and Maintenance for Electrical Equipment to Cool Racks",null,null,null,null,"Cap Exp","O&M percent"]
[null,null,null,null,{"$f":"TRANSPOSE('IT Load Datarooms Calculate'!E9:H9)","v":"Critical Electric for Data Room 1"},null,null,null,{"$f":"I93","v":1745200},{"$f":"Input!$E$40","v":0.03},null,{"$f":"$I225*$J225*L$5","v":0},{"$f":"$I225*$J225*M$5","v":52356},52356,52356,52356,52356,52356,52356,52356,52356,52356,52356,52356,52356,52356,52356,52356,52356,52356,0,0,0,0,0,0,0,0,0,0,0,0,0,0,0,0,0,0,0,0,0,0]
[null,null,null,null,"Critical Electric for Data Room 2",null,null,null,{"$f":"I94","v":1803719.696969697},{"$f":"Input!$E$40","v":0.03},null,{"$f":"$I226*$J226*L$5","v":0},54111.590909090912,54111.590909090912,54111.590909090912,54111.590909090912,54111.590909090912,54111.590909090912,54111.590909090912,54111.590909090912,54111.590909090912,54111.590909090912,54111.590909090912,54111.590909090912,54111.590909090912,54111.590909090912,54111.590909090912,54111.590909090912,54111.590909090912,54111.590909090912,0,0,0,0,0,0,0,0,0,0,0,0,0,0,0,0,0,0,0,0,0,0]
[null,null,null,null,"Critical Electric for Data Room 3",null,null,null,{"$f":"I95","v":0},{"$f":"Input!$E$40","v":0.03},null,0,0,0,0,0,0,0,0,0,0,0,0,0,0,0,0,0,0,0,0,0,0,0,0,0,0,0,0,0,0,0,0,0,0,0,0,0,0,0,0,0]
[null,null,null,null,"Critical Electric for Data Room 4",null,null,null,{"$f":"I96","v":0},{"$f":"Input!$E$40","v":0.03},null,0,0,0,0,0,0,0,0,0,0,0,0,0,0,0,0,0,0,0,0,0,0,0,0,0,0,0,0,0,0,0,0,0,0,0,0,0,0,0,0,0]
[null,null,null,null,"Total O&M for Electric Equipment in Data Rooms",null,null,null,null,null,null,{"$f":"SUM(L225:L228)","v":0},{"$f":"SUM(M225:M228)","v":106467.59090909091},106467.59090909091,106467.59090909091,106467.59090909091,106467.59090909091,106467.59090909091,106467.59090909091,106467.59090909091,106467.59090909091,106467.59090909091,106467.59090909091,106467.59090909091,106467.59090909091,106467.59090909091,106467.59090909091,106467.59090909091,106467.59090909091,106467.59090909091,0,0,0,0,0,0,0,0,0,0,0,0,0,0,0,0,0,0,0,0,0,0]
[]
[null,null,null,"Operation and Maintenance for Core and Shell"]
[null,null,null,null,{"$f":"E225","v":"Critical Electric for Data Room 1"},null,null,null,{"$f":"K107","v":602429.99999999988},{"$f":"Input!$E$39","v":0.03},null,{"$f":"$I232*$J232*L$5","v":0},{"$f":"$I232*$J232*M$5","v":18072.899999999994},18072.899999999994,18072.899999999994,18072.899999999994,18072.899999999994,18072.899999999994,18072.899999999994,18072.899999999994,18072.899999999994,18072.899999999994,18072.899999999994,18072.899999999994,18072.899999999994,18072.899999999994,18072.899999999994,18072.899999999994,18072.899999999994,18072.899999999994,0,0,0,0,0,0,0,0,0,0,0,0,0,0,0,0,0,0,0,0,0,0]
[null,null,null,null,{"$f":"E226","v":"Critical Electric for Data Room 2"},null,null,null,{"$f":"K108","v":1250496},{"$f":"Input!$E$39","v":0.03},null,{"$f":"$I233*$J233*L$5","v":0},37514.879999999997,37514.879999999997,37514.879999999997,37514.879999999997,37514.879999999997,37514.879999999997,37514.879999999997,37514.879999999997,37514.879999999997,37514.879999999997,37514.879999999997,37514.879999999997,37514.879999999997,37514.879999999997,37514.879999999997,37514.879999999997,37514.879999999997,37514.879999999997,0,0,0,0,0,0,0,0,0,0,0,0,0,0,0,0,0,0,0,0,0,0]
[null,null,null,null,"Critical Electric for Data Room 3",null,null,null,{"$f":"K109","v":0},{"$f":"Input!$E$39","v":0.03},null,0,0,0,0,0,0,0,0,0,0,0,0,0,0,0,0,0,0,0,0,0,0,0,0,0,0,0,0,0,0,0,0,0,0,0,0,0,0,0,0,0]
[null,null,null,null,"Critical Electric for Data Room 4",null,null,null,{"$f":"K110","v":0},{"$f":"Input!$E$39","v":0.03},null,0,0,0,0,0,0,0,0,0,0,0,0,0,0,0,0,0,0,0,0,0,0,0,0,0,0,0,0,0,0,0,0,0,0,0,0,0,0,0,0,0]
[null,null,null,null,"Total O&M for Core and Shell in Data Rooms",null,null,null,null,null,null,null,{"$f":"SUM(M232:M235)","v":55587.779999999992},{"$f":"SUM(N232:N235)","v":55587.779999999992},55587.779999999992,55587.779999999992,55587.779999999992,55587.779999999992,55587.779999999992,55587.779999999992,55587.779999999992,55587.779999999992,55587.779999999992,55587.779999999992,55587.779999999992,55587.779999999992,55587.779999999992,55587.779999999992,55587.779999999992,55587.779999999992,0,0,0,0,0,0,0,0,0,0,0,0,0,0,0,0,0,0,0,0,0,0]
[]
[null,null,null,null,"Total Data for Datarooms",null,null,null,null,null,null,null,{"$f":"M229+M236","v":162055.37090909091},{"$f":"N229+N236","v":162055.37090909091},162055.37090909091,162055.37090909091,162055.37090909091,162055.37090909091,162055.37090909091,162055.37090909091,162055.37090909091,162055.37090909091,162055.37090909091,162055.37090909091,162055.37090909091,162055.37090909091,162055.37090909091,162055.37090909091,162055.37090909091,162055.37090909091,0,0,0,0,0,0,0,0,0,0,0,0,0,0,0,0,0,0,0,0,0,0]
[]
[null,null,"Non-Power Operation and Maintenance for Critical Equipment"]
[null,null,null,"Operating Expense for Equipment  ",null,null,null,null,"Cap Exp","Pct of Cap Exp"]
[null,null,null,null,"PowerCrit Gen Set SE RD65",{"$f":"Currency","v":"Euro"},null,null,{"$f":"L134","v":4181789.7521724319},0.03,null,{"$f":"$I242*$J242*L$5","v":0},{"$f":"$I242*$J242*M$5","v":125453.69256517295},125453.69256517295,125453.69256517295,125453.69256517295,125453.69256517295,125453.69256517295,125453.69256517295,125453.69256517295,125453.69256517295,125453.69256517295,125453.69256517295,125453.69256517295,125453.69256517295,125453.69256517295,125453.69256517295,125453.69256517295,125453.69256517295,125453.69256517295,0,0,0,0,0,0,0,0,0,0,0,0,0,0,0,0,0,0,0,0,0,0]
[null,null,null,null,"PowerCrit Trans Step-Down SE RD65","Euro",null,null,{"$f":"L135","v":4181789.7521724319},0.03,null,{"$f":"$I243*$J243*L$5","v":0},125453.69256517295,125453.69256517295,125453.69256517295,125453.69256517295,125453.69256517295,125453.69256517295,125453.69256517295,125453.69256517295,125453.69256517295,125453.69256517295,125453.69256517295,125453.69256517295,125453.69256517295,125453.69256517295,125453.69256517295,125453.69256517295,125453.69256517295,125453.69256517295,0,0,0,0,0,0,0,0,0,0,0,0,0,0,0,0,0,0,0,0,0,0]
[null,null,null,null,"PowerCrit Switch board SE RD65","Euro",null,null,{"$f":"L136","v":4139971.8546507074},0.03,null,0,124199.15563952122,124199.15563952122,124199.15563952122,124199.15563952122,124199.15563952122,124199.15563952122,124199.15563952122,124199.15563952122,124199.15563952122,124199.15563952122,124199.15563952122,124199.15563952122,124199.15563952122,124199.15563952122,124199.15563952122,124199.15563952122,124199.15563952122,124199.15563952122,0,0,0,0,0,0,0,0,0,0,0,0,0,0,0,0,0,0,0,0,0,0]
[null,null,null,null,"PowerCrit Uninterrupited PS SE RD65","Euro",null,null,{"$f":"L137","v":3428320.7765278672},0.03,null,0,102849.62329583601,102849.62329583601,102849.62329583601,102849.62329583601,102849.62329583601,102849.62329583601,102849.62329583601,102849.62329583601,102849.62329583601,102849.62329583601,102849.62329583601,102849.62329583601,102849.62329583601,102849.62329583601,102849.62329583601,102849.62329583601,102849.62329583601,102849.62329583601,0,0,0,0,0,0,0,0,0,0,0,0,0,0,0,0,0,0,0,0,0,0]
[null,null,null,null," Chiller SE RD65","Euro",null,null,{"$f":"L177","v":52420.933092676431},0.03,null,0,1572.627992780293,1572.627992780293,1572.627992780293,1572.627992780293,1572.627992780293,1572.627992780293,1572.627992780293,1572.627992780293,1572.627992780293,1572.627992780293,1572.627992780293,1572.627992780293,1572.627992780293,1572.627992780293,1572.627992780293,1572.627992780293,1572.627992780293,1572.627992780293,0,0,0,0,0,0,0,0,0,0,0,0,0,0,0,0,0,0,0,0,0,0]
[null,null,null,null,"Total","Euro",null,null,{"$f":"SUM(I242:I246)","v":15984293.068616115},null,null,{"$f":"SUM(L242:L246)","v":0},{"$f":"SUM(M242:M246)","v":479528.79205848346},479528.79205848346,479528.79205848346,479528.79205848346,479528.79205848346,479528.79205848346,479528.79205848346,479528.79205848346,479528.79205848346,479528.79205848346,479528.79205848346,479528.79205848346,479528.79205848346,479528.79205848346,479528.79205848346,479528.79205848346,479528.79205848346,479528.79205848346,0,0,0,0,0,0,0,0,0,0,0,0,0,0,0,0,0,0,0,0,0,0]
[]
[null,null,null,"Operating Expense for Core and Shell",null,null,null,null,"Core & Shell %"]
[null,null,null,null,"PowerCrit Gen Set SE RD65",{"$f":"Currency","v":"Euro"},null,null,{"$f":"Input!$E$39","v":0.03},{"$f":"L148","v":391415.5208033396},null,{"$f":"$I250*$J250*L$5","v":0},{"$f":"$I250*$J250*M$5","v":11742.465624100189},11742.465624100189,11742.465624100189,11742.465624100189,11742.465624100189,11742.465624100189,11742.465624100189,11742.465624100189,11742.465624100189,11742.465624100189,11742.465624100189,11742.465624100189,11742.465624100189,11742.465624100189,11742.465624100189,11742.465624100189,11742.465624100189,11742.465624100189,0,0,0,0,0,0,0,0,0,0,0,0,0,0,0,0,0,0,0,0,0,0]
[null,null,null,null,"PowerCrit Trans Step-Down SE RD65","Euro",null,null,{"$f":"Input!$E$39","v":0.03},{"$f":"L149","v":602177.72431283025},null,{"$f":"$I251*$J251*L$5","v":0},18065.331729384907,18065.331729384907,18065.331729384907,18065.331729384907,18065.331729384907,18065.331729384907,18065.331729384907,18065.331729384907,18065.331729384907,18065.331729384907,18065.331729384907,18065.331729384907,18065.331729384907,18065.331729384907,18065.331729384907,18065.331729384907,18065.331729384907,18065.331729384907,0,0,0,0,0,0,0,0,0,0,0,0,0,0,0,0,0,0,0,0,0,0]
[null,null,null,null,"PowerCrit Switch board SE RD65","Euro",null,null,{"$f":"Input!$E$39","v":0.03},{"$f":"L150","v":596155.94706970186},null,0,17884.678412091056,17884.678412091056,17884.678412091056,17884.678412091056,17884.678412091056,17884.678412091056,17884.678412091056,17884.678412091056,17884.678412091056,17884.678412091056,17884.678412091056,17884.678412091056,17884.678412091056,17884.678412091056,17884.678412091056,17884.678412091056,17884.678412091056,17884.678412091056,0,0,0,0,0,0,0,0,0,0,0,0,0,0,0,0,0,0,0,0,0,0]
[null,null,null,null,"PowerCrit Uninterrupited PS SE RD65","Euro",null,null,{"$f":"Input!$E$39","v":0.03},{"$f":"L151","v":440784.09983929718},null,0,13223.522995178915,13223.522995178915,13223.522995178915,13223.522995178915,13223.522995178915,13223.522995178915,13223.522995178915,13223.522995178915,13223.522995178915,13223.522995178915,13223.522995178915,13223.522995178915,13223.522995178915,13223.522995178915,13223.522995178915,13223.522995178915,13223.522995178915,13223.522995178915,0,0,0,0,0,0,0,0,0,0,0,0,0,0,0,0,0,0,0,0,0,0]
[null,null,null,null," Chiller SE RD65","Euro",null,null,{"$f":"Input!$E$39","v":0.03},{"$f":"L180","v":5824.5481214084921},null,0,174.73644364225476,174.73644364225476,174.73644364225476,174.73644364225476,174.73644364225476,174.73644364225476,174.73644364225476,174.73644364225476,174.73644364225476,174.73644364225476,174.73644364225476,174.73644364225476,174.73644364225476,174.73644364225476,174.73644364225476,174.73644364225476,174.73644364225476,174.73644364225476,0,0,0,0,0,0,0,0,0,0,0,0,0,0,0,0,0,0,0,0,0,0]
[null,null,null,null,"Total","Euro",null,null,null,null,null,{"$f":"SUM(L250:L254)","v":0},{"$f":"SUM(M250:M254)","v":61090.735204397322},61090.735204397322,61090.735204397322,61090.735204397322,61090.735204397322,61090.735204397322,61090.735204397322,61090.735204397322,61090.735204397322,61090.735204397322,61090.735204397322,61090.735204397322,61090.735204397322,61090.735204397322,61090.735204397322,61090.735204397322,61090.735204397322,61090.735204397322,0,0,0,0,0,0,0,0,0,0,0,0,0,0,0,0,0,0,0,0,0,0]
[]
[null,null,null,"Operating Expense for Fit-out",null,null,null,null,"Fit-Out"]
[null,null,null,null,"PowerCrit Gen Set SE RD65",{"$f":"Currency","v":"Euro"},null,null,0,{"$f":"J250","v":391415.5208033396},null,{"$f":"$I258*$J258*L$5","v":0},{"$f":"$I258*$J258*M$5","v":0},0,0,0,0,0,0,0,0,0,0,0,0,0,0,0,0,0,0,0,0,0,0,0,0,0,0,0,0,0,0,0,0,0,0,0,0,0,0,0]
[null,null,null,null,"PowerCrit Trans Step-Down SE RD65","Euro",null,null,0,{"$f":"J251","v":602177.72431283025},null,{"$f":"$I259*$J259*L$5","v":0},0,0,0,0,0,0,0,0,0,0,0,0,0,0,0,0,0,0,0,0,0,0,0,0,0,0,0,0,0,0,0,0,0,0,0,0,0,0,0,0]
[null,null,null,null,"PowerCrit Switch board SE RD65","Euro",null,null,0,{"$f":"J252","v":596155.94706970186},null,0,0,0,0,0,0,0,0,0,0,0,0,0,0,0,0,0,0,0,0,0,0,0,0,0,0,0,0,0,0,0,0,0,0,0,0,0,0,0,0,0]
[null,null,null,null,"PowerCrit Uninterrupited PS SE RD65","Euro",null,null,0,{"$f":"J253","v":440784.09983929718},null,0,0,0,0,0,0,0,0,0,0,0,0,0,0,0,0,0,0,0,0,0,0,0,0,0,0,0,0,0,0,0,0,0,0,0,0,0,0,0,0,0]
[null,null,null,null," Chiller SE RD65","Euro",null,null,0,{"$f":"J254","v":5824.5481214084921},null,0,0,0,0,0,0,0,0,0,0,0,0,0,0,0,0,0,0,0,0,0,0,0,0,0,0,0,0,0,0,0,0,0,0,0,0,0,0,0,0,0]
[null,null,null,null,"Total","Euro",null,null,null,null,null,{"$f":"SUM(L258:L262)","v":0},{"$f":"SUM(M258:M262)","v":0},0,0,0,0,0,0,0,0,0,0,0,0,0,0,0,0,0,0,0,0,0,0,0,0,0,0,0,0,0,0,0,0,0,0,0,0,0,0,0]
[]
[null,null,null,null,"Total for Critical Equipment","Euro",null,null,null,null,null,{"$f":"L247+L255+L263","v":0},{"$f":"M247+M255+M263","v":540619.52726288082},540619.52726288082,540619.52726288082,540619.52726288082,540619.52726288082,540619.52726288082,540619.52726288082,540619.52726288082,540619.52726288082,540619.52726288082,540619.52726288082,540619.52726288082,540619.52726288082,540619.52726288082,540619.52726288082,540619.52726288082,540619.52726288082,540619.52726288082,0,0,0,0,0,0,0,0,0,0,0,0,0,0,0,0,0,0,0,0,0,0]
[]
[null,null,null,"Operating Expense for Power Mechanical"]
[null,null,null,null,"PowerMech Gen Set SE RD65","Euro",null,null,{"$f":"L141","v":960352.61111272092},{"$f":"$I$250","v":0.03},null,{"$f":"$I268*$J268*L$5","v":0},28810.578333381625,28810.578333381625,28810.578333381625,28810.578333381625,28810.578333381625,28810.578333381625,28810.578333381625,28810.578333381625,28810.578333381625,{"$f":"$I268*$J268*V$5","v":28810.578333381625},28810.578333381625,28810.578333381625,28810.578333381625,28810.578333381625,28810.578333381625,28810.578333381625,28810.578333381625,28810.578333381625,0,{"$f":"$I268*$J268*AF$5","v":0},0,0,0,0,0,0,0,0,0,{"$f":"$I268*$J268*AP$5","v":0},0,0,0,0,0,0,0,0,0,0]
[null,null,null,null,"PowerMech Trans Step-up SE RD65","Euro",null,null,{"$f":"L142","v":960352.61111272092},{"$f":"$I$250","v":0.03},null,0,28810.578333381625,28810.578333381625,28810.578333381625,28810.578333381625,28810.578333381625,28810.578333381625,28810.578333381625,28810.578333381625,28810.578333381625,28810.578333381625,28810.578333381625,28810.578333381625,28810.578333381625,28810.578333381625,28810.578333381625,28810.578333381625,28810.578333381625,28810.578333381625,0,0,0,0,0,0,0,0,0,0,0,0,0,0,0,0,0,0,0,0,0,0]
[null,null,null,null,"PowerMech Switch board SE RD65","Euro",null,null,{"$f":"L143","v":950749.08500159357},0.03,null,0,28522.472550047805,28522.472550047805,28522.472550047805,28522.472550047805,28522.472550047805,28522.472550047805,28522.472550047805,28522.472550047805,28522.472550047805,28522.472550047805,28522.472550047805,28522.472550047805,28522.472550047805,28522.472550047805,28522.472550047805,28522.472550047805,28522.472550047805,28522.472550047805,0,0,0,0,0,0,0,0,0,0,0,0,0,0,0,0,0,0,0,0,0,0]
[null,null,null,null,"Total Equipment for Critical Load","Euro",null,null,null,null,null,{"$f":"SUM(L268:L270)","v":0},{"$f":"SUM(M268:M270)","v":86143.629216811052},86143.629216811052,86143.629216811052,86143.629216811052,86143.629216811052,86143.629216811052,86143.629216811052,86143.629216811052,86143.629216811052,86143.629216811052,86143.629216811052,86143.629216811052,86143.629216811052,86143.629216811052,86143.629216811052,86143.629216811052,86143.629216811052,86143.629216811052,0,0,0,0,0,0,0,0,0,0,0,0,0,0,0,0,0,0,0,0,0,0]
[]
[null,null,null,null,"PowerMech Gen Set SE RD65","Euro",null,null,{"$f":"Input!$E$39","v":0.03},{"$f":"L169","v":89889.004400150661},null,{"$f":"$I273*$J273*L$5","v":0},2696.6701320045199,2696.6701320045199,2696.6701320045199,2696.6701320045199,2696.6701320045199,2696.6701320045199,2696.6701320045199,2696.6701320045199,2696.6701320045199,{"$f":"$I273*$J273*V$5","v":2696.6701320045199},2696.6701320045199,2696.6701320045199,2696.6701320045199,2696.6701320045199,2696.6701320045199,2696.6701320045199,2696.6701320045199,2696.6701320045199,0,{"$f":"$I273*$J273*AF$5","v":0},0,0,0,0,0,0,0,0,0,{"$f":"$I273*$J273*AP$5","v":0},0,0,0,0,0,0,0,0,0,0]
[null,null,null,null,"PowerMech Trans Step-up SE RD65","Euro",null,null,{"$f":"Input!$E$39","v":0.03},{"$f":"L170","v":138290.77600023182},null,0,4148.7232800069542,4148.7232800069542,4148.7232800069542,4148.7232800069542,4148.7232800069542,4148.7232800069542,4148.7232800069542,4148.7232800069542,4148.7232800069542,4148.7232800069542,4148.7232800069542,4148.7232800069542,4148.7232800069542,4148.7232800069542,4148.7232800069542,4148.7232800069542,4148.7232800069542,4148.7232800069542,0,0,0,0,0,0,0,0,0,0,0,0,0,0,0,0,0,0,0,0,0,0]
[null,null,null,null,"PowerMech Switch board SE RD65","Euro",null,null,{"$f":"Input!$E$39","v":0.03},{"$f":"L171","v":136907.86824022947},null,0,4107.236047206884,4107.236047206884,4107.236047206884,4107.236047206884,4107.236047206884,4107.236047206884,4107.236047206884,4107.236047206884,4107.236047206884,4107.236047206884,4107.236047206884,4107.236047206884,4107.236047206884,4107.236047206884,4107.236047206884,4107.236047206884,4107.236047206884,4107.236047206884,0,0,0,0,0,0,0,0,0,0,0,0,0,0,0,0,0,0,0,0,0,0]
[null,null,null,null,"Total","Euro",null,null,null,null,null,{"$f":"SUM(L273:L275)","v":0},{"$f":"SUM(M273:M275)","v":10952.629459218359},10952.629459218359,10952.629459218359,10952.629459218359,10952.629459218359,10952.629459218359,10952.629459218359,10952.629459218359,10952.629459218359,10952.629459218359,10952.629459218359,10952.629459218359,10952.629459218359,10952.629459218359,10952.629459218359,10952.629459218359,10952.629459218359,10952.629459218359,0,0,0,0,0,0,0,0,0,0,0,0,0,0,0,0,0,0,0,0,0,0]
[]
[null,null,null,null,"PowerMech Gen Set SE RD65","Euro",null,null,0,{"$f":"J273","v":89889.004400150661},null,0,0,0,0,0,0,0,0,0,0,0,0,0,0,0,0,0,0,0,0,0,0,0,0,0,0,0,0,0,0,0,0,0,0,0,0,0,0,0,0,0]
[null,null,null,null,"PowerMech Trans Step-up SE RD65","Euro",null,null,0,{"$f":"J274","v":138290.77600023182},null,0,0,0,0,0,0,0,0,0,0,0,0,0,0,0,0,{"$f":"$I279*$J279*AB$5","v":0},0,0,0,0,0,0,0,0,0,0,0,0,0,0,0,{"$f":"$I279*$J279*AR$5","v":0},0,0,0,0,0,0,0,0]
[null,null,null,null,"PowerMech Switch board SE RD65","Euro",null,null,0,{"$f":"J275","v":136907.86824022947},null,0,0,0,0,0,0,0,0,0,0,0,0,0,0,0,0,0,0,0,0,0,0,0,0,0,0,0,0,0,0,0,0,0,0,0,0,0,0,0,0,0]
[null,null,null,null,"Total","Euro",null,null,null,null,null,{"$f":"SUM(L278:L280)","v":0},{"$f":"SUM(M278:M280)","v":0},0,0,0,0,0,0,0,0,0,0,0,0,0,0,0,0,0,0,0,0,0,0,0,0,0,0,0,0,0,0,0,0,0,0,0,0,0,0,0]
[]
[null,null,null,null,"Total Power Mech","Euro",null,null,null,null,null,null,{"$f":"M271+M276","v":97096.258676029407},{"$f":"N271+N276","v":97096.258676029407},97096.258676029407,97096.258676029407,97096.258676029407,97096.258676029407,97096.258676029407,97096.258676029407,97096.258676029407,97096.258676029407,97096.258676029407,97096.258676029407,97096.258676029407,97096.258676029407,97096.258676029407,97096.258676029407,97096.258676029407,97096.258676029407,0,0,0,0,0,0,0,0,0,0,0,0,0,0,0,0,0,0,0,0,0,0]
[]
[null,null,null,"Operating Expense for Cooliing"]
[null,null,null,null,"Chiller 1","Euro",null,null,{"$f":"I273","v":0.03},{"$f":"L123","v":2104731.5211853534},null,{"$f":"$I286*$J286*L$5","v":0},63141.945635560602,63141.945635560602,63141.945635560602,63141.945635560602,63141.945635560602,63141.945635560602,63141.945635560602,63141.945635560602,63141.945635560602,63141.945635560602,63141.945635560602,63141.945635560602,63141.945635560602,63141.945635560602,63141.945635560602,{"$f":"$I286*$J286*AB$5","v":63141.945635560602},63141.945635560602,63141.945635560602,0,0,0,0,0,0,0,0,0,0,0,0,0,0,0,0,0,0,0,0,0,0]
[null,null,null,null,"Chiller 2","Euro",null,null,{"$f":"I273","v":0.03},{"$f":"L124","v":344601.73048280604},null,0,10338.05191448418,10338.05191448418,10338.05191448418,10338.05191448418,10338.05191448418,10338.05191448418,10338.05191448418,10338.05191448418,10338.05191448418,10338.05191448418,10338.05191448418,10338.05191448418,10338.05191448418,10338.05191448418,10338.05191448418,10338.05191448418,10338.05191448418,10338.05191448418,0,0,0,0,0,0,0,0,0,0,0,0,0,0,0,0,0,0,0,0,0,0]
[null,null,null,null,"Chiller 1 Core and Shell","Euro",null,null,{"$f":"I287","v":0.03},{"$f":"L126","v":265196.17166935455},null,0,7955.8851500806359,7955.8851500806359,7955.8851500806359,7955.8851500806359,7955.8851500806359,7955.8851500806359,7955.8851500806359,7955.8851500806359,7955.8851500806359,7955.8851500806359,7955.8851500806359,7955.8851500806359,7955.8851500806359,7955.8851500806359,7955.8851500806359,7955.8851500806359,7955.8851500806359,7955.8851500806359,0,0,0,0,0,0,0,0,0,0,0,0,0,0,0,0,0,0,0,0,0,0]
[null,null,null,null,"Chiller 2 Core and Shell","Euro",null,null,{"$f":"I288","v":0.03},{"$f":"L127","v":43419.818040833568},null,0,1302.5945412250071,1302.5945412250071,1302.5945412250071,1302.5945412250071,1302.5945412250071,1302.5945412250071,1302.5945412250071,1302.5945412250071,1302.5945412250071,1302.5945412250071,1302.5945412250071,1302.5945412250071,1302.5945412250071,1302.5945412250071,1302.5945412250071,1302.5945412250071,1302.5945412250071,1302.5945412250071,0,0,0,0,0,0,0,0,0,0,0,0,0,0,0,0,0,0,0,0,0,0]
[null,null,null,null,"Total Chiller",null,null,null,null,null,null,{"$f":"SUM(L286:L289)","v":0},{"$f":"SUM(M286:M289)","v":82738.477241350411},82738.477241350411,82738.477241350411,82738.477241350411,82738.477241350411,82738.477241350411,82738.477241350411,82738.477241350411,82738.477241350411,82738.477241350411,82738.477241350411,82738.477241350411,82738.477241350411,82738.477241350411,82738.477241350411,82738.477241350411,82738.477241350411,82738.477241350411,0,0,0,0,0,0,0,0,0,0,0,0,0,0,0,0,0,0,0,0,0,0]
[]
[null,null,null,null,"Total","Euro",null,null,null,null,null,{"$f":"L290+L283+L265+L238","v":0},{"$f":"M290+M283+M265+M238","v":882509.63408935163},882509.63408935163,882509.63408935163,882509.63408935163,882509.63408935163,882509.63408935163,882509.63408935163,882509.63408935163,882509.63408935163,882509.63408935163,882509.63408935163,882509.63408935163,882509.63408935163,882509.63408935163,882509.63408935163,882509.63408935163,882509.63408935163,882509.63408935163,0,0,0,0,0,0,0,0,0,0,0,0,0,0,0,0,0,0,0,0,0,0]
[]
[null,null,null,null,null,null,null,null,"Liters/kWh"]
[null,null,null,null,{"$f":"'Heat Recovery Cooling Calculate'!E4","v":"HRU, Air"},"Euro",null,null,{"$f":"'Heat Recovery Cooling Calculate'!H37","v":1.4},{"$f":"'Heat Recovery Cooling Calculate'!$H$56","v":41550.851314379528},null,{"$f":"$J295*L5","v":0},{"$f":"$J295*M5","v":41550.851314379528},{"$f":"$J295*N5","v":41550.851314379528},41550.851314379528,41550.851314379528,41550.851314379528,41550.851314379528,41550.851314379528,41550.851314379528,41550.851314379528,41550.851314379528,41550.851314379528,41550.851314379528,41550.851314379528,41550.851314379528,41550.851314379528,41550.851314379528,41550.851314379528,41550.851314379528,0,0,0,0,0,0,0,0,0,0,0,0,0,0,0,0,0,0,0,0,0,0]
[null,null,null,null,{"$f":"'Heat Recovery Cooling Calculate'!I4","v":"HRU, Liquid"},"Euro",null,null,{"$f":"'Heat Recovery Cooling Calculate'!L29","v":1.4},{"$f":"'Heat Recovery Cooling Calculate'!$L$56","v":8452.391245282266},null,{"$f":"$J296*L5","v":0},{"$f":"$J296*M5","v":8452.391245282266},8452.391245282266,8452.391245282266,8452.391245282266,8452.391245282266,8452.391245282266,8452.391245282266,8452.391245282266,8452.391245282266,8452.391245282266,8452.391245282266,8452.391245282266,8452.391245282266,8452.391245282266,8452.391245282266,8452.391245282266,8452.391245282266,8452.391245282266,0,0,0,0,0,0,0,0,0,0,0,0,0,0,0,0,0,0,0,0,0,0]
[null,null,null,null,"Water Cost","Euro",null,null,null,null,null,{"$f":"SUM(L295:L296)","v":0},{"$f":"SUM(M295:M296)","v":50003.242559661798},{"$f":"SUM(N295:N296)","v":50003.242559661798},50003.242559661798,50003.242559661798,50003.242559661798,50003.242559661798,50003.242559661798,50003.242559661798,50003.242559661798,50003.242559661798,50003.242559661798,50003.242559661798,50003.242559661798,50003.242559661798,50003.242559661798,50003.242559661798,50003.242559661798,50003.242559661798,0,0,0,0,0,0,0,0,0,0,0,0,0,0,0,0,0,0,0,0,0,0]
[]
[]
[null,"Financial Results"]
[null,null,"Capital Expenditures",null,null,null,null,null,{"$f":"I323","v":33979975.28147576},null,null,{"$f":"$I$301*L4","v":33979975.28147576},0,0,0,0,0,0,0,0,0,0,0,0,0,0,0,0,0,0,0,0,0,0,0,0,0,0,0,0,0,0,0,0,0,0,0,0,0,0,0,0]
[null,null,null,"Debt/Leas Investment",null,null,null,null,{"$f":"Input!E47","v":0.7},null,null,{"$f":"L301*$I$302","v":23785982.697033029},{"$f":"M301*$I$302","v":0},0,0,0,0,0,0,0,0,0,0,0,0,0,0,0,0,0,0,0,0,0,0,0,0,0,0,0,0,0,0,0,0,0,0,0,0,0,0,0]
[null,null,null,"Equity Investment",null,null,null,null,{"$f":"1-I302","v":0.30000000000000004},null,null,{"$f":"$I$303*L301","v":10193992.584442729},{"$f":"$I$303*M301","v":0},0,0,0,0,0,0,0,0,0,0,0,0,0,0,0,0,0,0,0,0,0,0,0,0,0,0,0,0,0,0,0,0,0,0,0,0,0,0,0]
[]
[null,null,"Operating Cash Flow",null,null,null,null,null,null,null,null,"2026-01-01",{"$f":"EDATE(L305,12)","v":"2027-01-01"},{"$f":"EDATE(M305,12)","v":"2028-01-01"},"2029-01-01","2030-01-01","2031-01-01","2032-01-01","2033-01-01","2034-01-01","2035-01-01","2036-01-01","2037-01-01","2038-01-01","2039-01-01","2040-01-01","2041-01-01","2042-01-01","2043-01-01","2044-01-01","2045-01-01","2046-01-01","2047-01-01","2048-01-01","2049-01-01","2050-01-01","2051-01-01","2052-01-01","2053-01-01","2054-01-01","2055-01-01","2056-01-01","2057-01-01","2058-01-01","2059-01-01","2060-01-01","2061-01-01","2062-01-01","2063-01-01","2064-01-01","2065-01-01","2066-01-01"]
[null,null,null,"Revenues from Goal Seek",null,null,null,null,45528655.7107068,null,null,{"$f":"$I$306*(OR(L4,L5))","v":45528655.7107068},45528655.7107068,45528655.7107068,45528655.7107068,45528655.7107068,45528655.7107068,45528655.7107068,45528655.7107068,45528655.7107068,45528655.7107068,45528655.7107068,45528655.7107068,45528655.7107068,45528655.7107068,45528655.7107068,45528655.7107068,45528655.7107068,45528655.7107068,45528655.7107068,0,0,0,0,0,0,0,0,0,0,0,0,0,0,0,0,0,0,0,0,0,0]
[null,null,null,"Less: Electricity Cost",null,null,null,null,{"$f":"L477","v":43496819.390509784},null,null,{"$f":"L214","v":0},{"$f":"M214","v":43496819.390509784},43496819.390509784,43496819.390509784,43496819.390509784,43496819.390509784,43496819.390509784,43496819.390509784,43496819.390509784,43496819.390509784,43496819.390509784,43496819.390509784,43496819.390509784,43496819.390509784,43496819.390509784,43496819.390509784,43496819.390509784,43496819.390509784,43496819.390509784,0,0,0,0,0,0,0,0,0,0,0,0,0,0,0,0,0,0,0,0,0,0]
[null,null,null,"Less: Maintenance Cost",null,null,null,null,{"$f":"Summary!$F$80","v":882509.63408935152},null,null,{"$f":"L292","v":0},{"$f":"M292","v":882509.63408935163},882509.63408935163,882509.63408935163,882509.63408935163,882509.63408935163,882509.63408935163,882509.63408935163,882509.63408935163,882509.63408935163,882509.63408935163,882509.63408935163,882509.63408935163,882509.63408935163,882509.63408935163,882509.63408935163,882509.63408935163,882509.63408935163,882509.63408935163,0,0,0,0,0,0,0,0,0,0,0,0,0,0,0,0,0,0,0,0,0,0]
[null,null,null,"Less: Water Cost",null,null,null,null,{"$f":"Summary!H20","v":50003.242559661798},null,null,{"$f":"$I309*L$5","v":0},{"$f":"$I309*M$5","v":50003.242559661798},50003.242559661798,50003.242559661798,50003.242559661798,50003.242559661798,50003.242559661798,50003.242559661798,50003.242559661798,50003.242559661798,50003.242559661798,50003.242559661798,50003.242559661798,50003.242559661798,50003.242559661798,50003.242559661798,50003.242559661798,50003.242559661798,50003.242559661798,0,0,0,0,0,0,0,0,0,0,0,0,0,0,0,0,0,0,0,0,0,0]
[null,null,null,"Less: Lease Payment",null,null,null,null,{"$f":"I330","v":2449070.5218797638},{"$f":"I329","v":15},null,null,{"$f":"$I$310*(M3<=$J$310)","v":2449070.5218797638},2449070.5218797638,2449070.5218797638,2449070.5218797638,2449070.5218797638,2449070.5218797638,2449070.5218797638,2449070.5218797638,2449070.5218797638,2449070.5218797638,2449070.5218797638,2449070.5218797638,2449070.5218797638,2449070.5218797638,2449070.5218797638,0,0,0,0,0,0,0,0,0,0,0,0,0,0,0,0,0,0,0,0,0,0,0,0,0]
[null,null,null,"Less: Incorrect Depreciation Deduction 18",null,null,null,null,{"$f":"-Summary!F63","v":1690614.1991392258},{"$f":"Q329","v":18},null,null,{"$f":"$I311*(M$3<=$J$311)","v":1690614.1991392258},{"$f":"$I$311*(N3<=$J$311)","v":1690614.1991392258},1690614.1991392258,1690614.1991392258,1690614.1991392258,1690614.1991392258,1690614.1991392258,1690614.1991392258,1690614.1991392258,1690614.1991392258,1690614.1991392258,1690614.1991392258,1690614.1991392258,1690614.1991392258,1690614.1991392258,1690614.1991392258,1690614.1991392258,1690614.1991392258,0,0,0,0,0,0,0,0,0,0,0,0,0,0,0,0,0,0,0,0,0,0]
[null,null,null,"Less: Incorrect Depreciation Deduction 6",null,null,null,null,{"$f":"-Summary!F64","v":591486.61616161617},{"$f":"Summary!G64","v":6},null,null,{"$f":"$I312*(M$3<=$J$312)","v":591486.61616161617},591486.61616161617,591486.61616161617,591486.61616161617,591486.61616161617,591486.61616161617,0,0,0,0,0,0,0,0,0,0,0,0,0,0,0,0,0,0,0,0,0,0,0,0,0,0,0,0,0,0,0,0,0,0]
[null,null,null,"Less: Equity Payment",null,null,null,null,{"$f":"I326","v":10193992.584442729},null,null,{"$f":"$I$313*L4","v":10193992.584442729},0,0,0,0,0,0,0,0,0,0,0,0,0,0,0,0,0,0,0,0,0,0,0,0,0,0,0,0,0,0,0,0,0,0,0,0,0,0,0,0]
[null,null,null,"Equity Cash Flow",null,null,null,null,null,null,null,{"$f":"L306-L307-L308-L310-L313","v":35334663.126264073},{"$f":"M306-M307-M308-M310-M313-M311-M312-M309","v":-3631847.8936326029},{"$f":"N306-N307-N308-N310-N313-N311-N312-N309","v":-3631847.8936326029},-3631847.8936326029,-3631847.8936326029,-3631847.8936326029,-3631847.8936326029,-3040361.2774709868,-3040361.2774709868,-3040361.2774709868,-3040361.2774709868,-3040361.2774709868,-3040361.2774709868,-3040361.2774709868,-3040361.2774709868,-3040361.2774709868,-591290.75559122325,-591290.75559122325,-591290.75559122325,0,0,0,0,0,0,0,0,0,0,0,0,0,0,0,0,0,0,0,0,0,0]
[null,null,null,"Equity IRR",null,null,null,null,{"$f":"ABS(IRR(L314:AZ314))","v":5.0000000000000488E-2}]
[]
[null,null,null,"Cumulative Equity Cash Flow",null,null,null,null,null,null,null,{"$f":"K317+L314","v":35334663.126264073},{"$f":"L317+M314","v":31702815.232631471},28070967.338998869,24439119.445366267,20807271.551733665,17175423.658101063,13543575.764468461,10503214.486997474,7462853.2095264867,4422491.9320554994,1382130.6545845126,-1658230.6228864742,-4698591.9003574606,-7738953.1778284479,-10779314.455299435,-13819675.732770422,-14410966.488361645,-15002257.243952869,-15593547.999544092,-15593547.999544092,-15593547.999544092,-15593547.999544092,-15593547.999544092,-15593547.999544092,-15593547.999544092,-15593547.999544092,-15593547.999544092,-15593547.999544092,-15593547.999544092,-15593547.999544092,-15593547.999544092,-15593547.999544092,-15593547.999544092,-15593547.999544092,-15593547.999544092,-15593547.999544092,-15593547.999544092,-15593547.999544092,-15593547.999544092,-15593547.999544092,-15593547.999544092]
[]
[]
[]
[null,"Original Model"]
[null,null,null,null,null,null,null,null,null,null,null,null,null,{"$f":"M327","v":-10193992.584442729}]
[null,null,null,null,null,null,"Total Capital Expenditures",null,{"$f":"Summary!F48","v":33979975.28147576},null,null,null,null,{"$f":"Summary!F48","v":33979975.28147576}]
[null,null,null,null,null,null,"Debt (Lease Percent)",null,{"$f":"Input!E47","v":0.7},null,null,null,"Revenue to BE",{"$f":"Summary!F68","v":45528655.7107068}]
[null,null,null,null,null,null,"Equity Percent",null,{"$f":"1-I324","v":0.30000000000000004}]
[null,null,null,null,null,null,"Equity Investment",null,{"$f":"I323*I325","v":10193992.584442729},null,null,null,"Expenses","Break Even Analysis","Cumulative"]
[null,null,null,null,null,null,"Lease Investment",null,{"$f":"I323*I324","v":23785982.697033029},null,"2026-01-01",0,{"$f":"Summary!F61","v":-10193992.584442729},{"$f":"IF(M327=0,0,M327+Summary!F$68)","v":35334663.126264073},{"$f":"N327","v":35334663.126264073},{"$f":"1/(1+$J$328)^L327","v":1},{"$f":"Summary!F68","v":45528655.7107068}]
[null,null,null,null,null,null,"Interest Rate",null,{"$f":"Input!E46","v":0.06},0.05,{"$f":"EDATE(K327,12)","v":"2027-01-01"},1,{"$f":"IF($L328<=Summary!E$126,Summary!F$62,0)+IF($L328<=Summary!E$121,Summary!F$63+Summary!F$66,0)+IF($L328<=Summary!E$122,Summary!F$64,0)","v":-49160503.604339391},{"$f":"IF(M328=0,0,M328+Summary!F$68)","v":-3631847.8936325908},{"$f":"O327+N328","v":31702815.232631482},{"$f":"1/(1+$J$328)^L328","v":0.95238095238095233},{"$f":"Summary!E126","v":15},{"$f":"Summary!F62","v":-2449070.5218797638},"Loan"]
[null,null,null,null,null,null,"Term of Lease",null,{"$f":"Input!E48","v":15},0.05,{"$f":"EDATE(K328,12)","v":"2028-01-01"},2,{"$f":"IF($L329<=Summary!E$126,Summary!F$62,0)+IF($L329<=Summary!E$121,Summary!F$63+Summary!F$66,0)+IF($L329<=Summary!E$122,Summary!F$64,0)","v":-49160503.604339391},{"$f":"IF(M329=0,0,M329+Summary!F$68)","v":-3631847.8936325908},28070967.338998891,{"$f":"1/(1+$J$328)^L329","v":0.90702947845804982},{"$f":"Summary!E121","v":18},{"$f":"Summary!F63","v":-1690614.1991392258}]
[null,null,null,null,null,null,"Total Lease Amount",null,{"$f":"PMT(I328,I329,-I327)","v":2449070.5218797638},0.05,"2029-01-01",3,{"$f":"IF($L330<=Summary!E$126,Summary!F$62,0)+IF($L330<=Summary!E$121,Summary!F$63+Summary!F$66,0)+IF($L330<=Summary!E$122,Summary!F$64,0)","v":-49160503.604339391},{"$f":"IF(M330=0,0,M330+Summary!F$68)","v":-3631847.8936325908},24439119.445366301,0.86383759853147601]
[null,null,null,null,null,null,null,null,null,0.05,"2030-01-01",4,{"$f":"IF($L331<=Summary!E$126,Summary!F$62,0)+IF($L331<=Summary!E$121,Summary!F$63+Summary!F$66,0)+IF($L331<=Summary!E$122,Summary!F$64,0)","v":-49160503.604339391},{"$f":"IF(M331=0,0,M331+Summary!F$68)","v":-3631847.8936325908},20807271.55173371,0.82270247479188197]
[null,null,null,null,null,null,null,null,null,0.05,"2031-01-01",5,{"$f":"IF($L332<=Summary!E$126,Summary!F$62,0)+IF($L332<=Summary!E$121,Summary!F$63+Summary!F$66,0)+IF($L332<=Summary!E$122,Summary!F$64,0)","v":-49160503.604339391},{"$f":"IF(M332=0,0,M332+Summary!F$68)","v":-3631847.8936325908},17175423.658101119,0.78352616646845896]
[null,null,null,null,null,null,null,null,null,0.05,"2032-01-01",6,{"$f":"IF($L333<=Summary!E$126,Summary!F$62,0)+IF($L333<=Summary!E$121,Summary!F$63+Summary!F$66,0)+IF($L333<=Summary!E$122,Summary!F$64,0)","v":-49160503.604339391},{"$f":"IF(M333=0,0,M333+Summary!F$68)","v":-3631847.8936325908},13543575.764468528,0.74621539663662761]
[null,null,null,null,null,null,null,null,null,0.05,"2033-01-01",7,{"$f":"IF($L334<=Summary!E$126,Summary!F$62,0)+IF($L334<=Summary!E$121,Summary!F$63+Summary!F$66,0)+IF($L334<=Summary!E$122,Summary!F$64,0)","v":-48569016.988177776},{"$f":"IF(M334=0,0,M334+Summary!F$68)","v":-3040361.2774709761},10503214.486997552,0.71068133013012147]
[null,null,null,null,null,null,null,null,null,0.05,"2034-01-01",8,{"$f":"IF($L335<=Summary!E$126,Summary!F$62,0)+IF($L335<=Summary!E$121,Summary!F$63+Summary!F$66,0)+IF($L335<=Summary!E$122,Summary!F$64,0)","v":-48569016.988177776},{"$f":"IF(M335=0,0,M335+Summary!F$68)","v":-3040361.2774709761},7462853.2095265761,0.67683936202868722]
[null,null,null,null,null,null,null,null,null,0.05,"2035-01-01",9,{"$f":"IF($L336<=Summary!E$126,Summary!F$62,0)+IF($L336<=Summary!E$121,Summary!F$63+Summary!F$66,0)+IF($L336<=Summary!E$122,Summary!F$64,0)","v":-48569016.988177776},{"$f":"IF(M336=0,0,M336+Summary!F$68)","v":-3040361.2774709761},4422491.9320556,0.64460891621779726]
[null,null,null,null,null,null,null,null,null,0.05,"2036-01-01",10,{"$f":"IF($L337<=Summary!E$126,Summary!F$62,0)+IF($L337<=Summary!E$121,Summary!F$63+Summary!F$66,0)+IF($L337<=Summary!E$122,Summary!F$64,0)","v":-48569016.988177776},{"$f":"IF(M337=0,0,M337+Summary!F$68)","v":-3040361.2774709761},1382130.6545846239,0.61391325354075932]
[null,null,null,null,null,null,null,null,null,0.05,"2037-01-01",11,{"$f":"IF($L338<=Summary!E$126,Summary!F$62,0)+IF($L338<=Summary!E$121,Summary!F$63+Summary!F$66,0)+IF($L338<=Summary!E$122,Summary!F$64,0)","v":-48569016.988177776},{"$f":"IF(M338=0,0,M338+Summary!F$68)","v":-3040361.2774709761},-1658230.6228863522,0.5846792890864374]
[null,null,null,null,null,null,null,null,null,0.05,"2038-01-01",12,{"$f":"IF($L339<=Summary!E$126,Summary!F$62,0)+IF($L339<=Summary!E$121,Summary!F$63+Summary!F$66,0)+IF($L339<=Summary!E$122,Summary!F$64,0)","v":-48569016.988177776},{"$f":"IF(M339=0,0,M339+Summary!F$68)","v":-3040361.2774709761},-4698591.9003573284,0.5568374181775595]
[null,null,null,null,null,null,null,null,null,0.05,"2039-01-01",13,{"$f":"IF($L340<=Summary!E$126,Summary!F$62,0)+IF($L340<=Summary!E$121,Summary!F$63+Summary!F$66,0)+IF($L340<=Summary!E$122,Summary!F$64,0)","v":-48569016.988177776},{"$f":"IF(M340=0,0,M340+Summary!F$68)","v":-3040361.2774709761},-7738953.1778283045,0.53032135064529462]
[null,null,null,null,null,null,null,null,null,0.05,"2040-01-01",14,{"$f":"IF($L341<=Summary!E$126,Summary!F$62,0)+IF($L341<=Summary!E$121,Summary!F$63+Summary!F$66,0)+IF($L341<=Summary!E$122,Summary!F$64,0)","v":-48569016.988177776},{"$f":"IF(M341=0,0,M341+Summary!F$68)","v":-3040361.2774709761},-10779314.455299281,0.50506795299551888]
[null,null,null,null,null,null,null,null,null,0.05,"2041-01-01",15,{"$f":"IF($L342<=Summary!E$126,Summary!F$62,0)+IF($L342<=Summary!E$121,Summary!F$63+Summary!F$66,0)+IF($L342<=Summary!E$122,Summary!F$64,0)","v":-48569016.988177776},{"$f":"IF(M342=0,0,M342+Summary!F$68)","v":-3040361.2774709761},-13819675.732770257,0.48101709809097021]
[null,null,null,null,null,null,null,null,null,0.05,"2042-01-01",16,{"$f":"IF($L343<=Summary!E$126,Summary!F$62,0)+IF($L343<=Summary!E$121,Summary!F$63+Summary!F$66,0)+IF($L343<=Summary!E$122,Summary!F$64,0)","v":-46119946.466298014},{"$f":"IF(M343=0,0,M343+Summary!F$68)","v":-591290.7555912137},-14410966.48836147,0.45811152199140021]
[null,null,null,null,null,null,null,null,null,0.05,"2043-01-01",17,{"$f":"IF($L344<=Summary!E$126,Summary!F$62,0)+IF($L344<=Summary!E$121,Summary!F$63+Summary!F$66,0)+IF($L344<=Summary!E$122,Summary!F$64,0)","v":-46119946.466298014},{"$f":"IF(M344=0,0,M344+Summary!F$68)","v":-591290.7555912137},-15002257.243952684,0.43629668761085727]
[null,null,null,null,null,null,null,null,null,0.05,"2044-01-01",18,{"$f":"IF($L345<=Summary!E$126,Summary!F$62,0)+IF($L345<=Summary!E$121,Summary!F$63+Summary!F$66,0)+IF($L345<=Summary!E$122,Summary!F$64,0)","v":-46119946.466298014},{"$f":"IF(M345=0,0,M345+Summary!F$68)","v":-591290.7555912137},-15593547.999543898,0.41552065486748313]
[null,null,null,null,null,null,null,null,null,0.05,"2045-01-01",19,{"$f":"IF($L346<=Summary!E$126,Summary!F$62,0)+IF($L346<=Summary!E$121,Summary!F$63+Summary!F$66,0)+IF($L346<=Summary!E$122,Summary!F$64,0)","v":0},{"$f":"IF(M346=0,0,M346+Summary!F$68)","v":0},-15593547.999543898,0.39573395701665059]
[null,null,null,null,null,null,null,null,null,0.05,"2046-01-01",20,{"$f":"IF($L347<=Summary!E$126,Summary!F$62,0)+IF($L347<=Summary!E$121,Summary!F$63+Summary!F$66,0)+IF($L347<=Summary!E$122,Summary!F$64,0)","v":0},{"$f":"IF(M347=0,0,M347+Summary!F$68)","v":0},-15593547.999543898,0.37688948287300061]
[]
[null,null,null,null,null,null,null,null,null,null,null,"NPV",{"$f":"NPV(Summary!$E$123,M328:M347)+M327","v":-577739833.20186126},{"$f":"NPV(Summary!$E$123,N328:N347)+N327","v":0}]
[null,null,null,null,null,null,null,null,null,null,null,null,{"$f":"Summary!E123","v":0.05}]
[null,null,null,null,null,null,null,null,null,null,null,null,{"$f":"XNPV(M350,M327:M347,K327:K347)","v":-577597172.98031199}]
[null,null,null,null,null,null,null,null,null,null,null,null,{"$f":"SUMPRODUCT(P327:P347,M327:M347)","v":-577739833.20186138}]
[]
[]
[]
[]
[]
[]
[]
[]
[]
[]
[]
[]
[]
[]
[]
[]
[]
[]
[]
[]
[]
[]
[null,null,null,null,null,null,null,null,null,"Data Rooms",null,null,{"$f":"M238","v":162055.37090909091}]
[]
[]
[]
[null,null,null,null,null,null,null,null,null,"Power Critical",null,null,{"$f":"M271","v":86143.629216811052}]
[null,null,null,null,null,null,null,null,null,"Mechanical",null,null,{"$f":"M276+M281","v":10952.629459218359},{"$f":"Summary!E18","v":28967789.057993803},{"$f":"Summary!F19","v":97096.258676029422}]
[]
[null,null,null,null,null,null,null,null,null,{"$f":"TRANSPOSE(Summary!E13:H13)","v":"PowerCrit"},{"$f":"TRANSPOSE(Summary!E19:H19)","v":540619.52726288082},{"$f":"M265","v":540619.52726288082}]
[null,null,null,null,null,null,null,null,null,"PowerMech",97096.258676029422]
[null,null,null,null,null,null,null,null,null,"Datarooms",162055.37090909091,{"$f":"M238","v":162055.37090909091}]
[null,null,null,null,null,null,null,null,null,"HRUs",82738.477241350425]
[null,null,null,null,null,null,null,null,null,"Total",{"$f":"SUM(_xlfn.ANCHORARRAY(K382))","v":882509.63408935152}]
[]
[]
[]
[]
[null,null,null,"Power for Cooling Data Equipment (Including Direct to Chip)",null,null,null,null,null,null,{"$f":"Summary!F75","v":3548919.6969696973},{"$f":"L97","v":3548919.6969696973}]
[null,null,null,"Power Equipment Capital Expenditures for Back-up",null,null,null,null,null,null,{"$f":"Summary!F73","v":18855747.375843149},{"$f":"+L138+L177+L144","v":18855747.375843149}]
[null,null,null,"Capital Expenditures for Cooling and Heat Recovery",null,null,null,null,null,null,{"$f":"Summary!F74","v":2449333.2516681594},{"$f":"L123+L124","v":2449333.2516681594}]
[]
[]
[null,null,null,"core and shell",null,null,null,null,null,null,{"$f":"Summary!F76","v":4562987.4784973776},{"$f":"L404","v":4562987.4784973776},{"$f":"K396-L396","v":0}]
[null,null,null,"fit-out",null,null,null,null,null,null,{"$f":"Summary!F77","v":4562987.4784973776},{"$f":"L128+L152+L180+L158+L118+L129","v":4562987.4784973776},{"$f":"K397-L397","v":0}]
[null,null,null,"Total",null,null,null,null,null,null,{"$f":"SUM(K391:K397)","v":33979975.28147576},{"$f":"SUM(L391:L397)","v":33979975.28147576}]
[]
[null,null,null,{"$f":"TRANSPOSE(Summary!E13:H13)","v":"PowerCrit"},null,null,null,null,null,null,{"$f":"TRANSPOSE(Summary!E15:H15)","v":2036357.8401465775},{"$f":"L152+L180","v":2036357.8401465775}]
[null,null,null,"PowerMech",null,null,null,null,null,null,365087.64864061191,{"$f":"L158","v":365087.64864061191}]
[null,null,null,"Datarooms",null,null,null,null,null,null,1852926,{"$f":"L111","v":1852926}]
[null,null,null,"HRUs",null,null,null,null,null,null,308615.98971018812,{"$f":"SUM(L126:L127)","v":308615.98971018812},{"$f":"K403-L403","v":0}]
[null,null,null,"Total",null,null,null,null,null,null,{"$f":"SUM(_xlfn.ANCHORARRAY(K400))","v":4562987.4784973776},{"$f":"SUM(L400:L403)","v":4562987.4784973776},{"$f":"K404-L404","v":0}]
[]
[]
[]
[null,null,null,null,"Grand Total","Euro",null,null,null,null,null,null,{"$f":"M283+M265+M255","v":698806.52114330756},698806.52114330756,698806.52114330756,698806.52114330756,698806.52114330756,698806.52114330756,698806.52114330756,698806.52114330756,698806.52114330756,698806.52114330756,698806.52114330756,698806.52114330756,698806.52114330756,698806.52114330756,698806.52114330756,698806.52114330756,698806.52114330756,698806.52114330756,0,0,0,0,0,0,0,0,0,0,0,0,0,0,0,0,0,0,0,0,0,0]
[]
[null,null,null,null,null,null,null,null,null,null,"Original Model","Computed"]
[null,null,"Total Capital Expenditures",null,null,"Euro",null,null,null,null,null,null,{"$f":"M174","v":0},0,0,0,0,0,0,0,0,0,0,0,0,0,0,0,0,0,0,0,0,0,0,0,0,0,0,0,0,0,0,0,0,0,0,0,0,0,0,0]
[]
[]
[]
[]
[null,null,null,null,null,null,null,null,null,"Power Critical"]
[]
[null,null,null,null,null,null,null,null,null,{"$f":"TRANSPOSE('Back-up Power Calculate'!E31:I31)","v":"PowerCrit Gen Set SE RD65"},null,{"$f":"TRANSPOSE('Back-up Power Calculate'!E88:I88)","v":137196.15818927315}]
[null,null,null,null,null,null,null,null,null,"PowerCrit Trans Step-Down SE RD65",null,143519.02429455786]
[null,null,null,null,null,null,null,null,null,"PowerCrit Switch board SE RD65",null,142083.83405161227]
[null,null,null,null,null,null,null,null,null,"PowerCrit Uninterrupited PS SE RD65",null,116073.14629101491]
[null,null,null,null,null,null,null,null,null," Chiller SE RD65",null,1747.3644364225477]
[null,null,null,null,null,null,null,null,null,"Total",null,{"$f":"SUM(_xlfn.ANCHORARRAY(L418))","v":540619.52726288082}]
[]
[null,null,null,null,null,null,null,null,null,{"$f":"TRANSPOSE('Back-up Power Calculate'!J31:L31)","v":"PowerMech Gen Set SE RD65"},null,{"$f":"TRANSPOSE('Back-up Power Calculate'!J88:L88)","v":31507.248465386147}]
[null,null,null,null,null,null,null,null,null,"PowerMech Trans Step-up SE RD65",null,32959.301613388583]
[null,null,null,null,null,null,null,null,null,"PowerMech Switch board SE RD65",null,32629.708597254688]
[null,null,null,null,null,null,null,null,null,"Total Power Mech",null,{"$f":"SUM(_xlfn.ANCHORARRAY(L425))","v":97096.258676029422}]
[]
[null,null,null,null,null,null,null,null,null,{"$f":"TRANSPOSE('IT Load Datarooms Calculate'!E7:H7)","v":"Critical Electric for Data Room 1: 2-dtc-l2l"},null,{"$f":"TRANSPOSE('IT Load Datarooms Calculate'!E132:H132)","v":70428.899999999994}]
[null,null,null,null,null,null,null,null,null,"Critical Electric for Data Room 2: 1-air",null,91626.470909090916]
[null,null,null,null,null,null,null,null,null,"Critical Electric for Data Room 3: None",null,0]
[null,null,null,null,null,null,null,null,null,"Critical Electric for Data Room 4: None",null,0]
[null,null,null,null,null,null,null,null,null,"Total for Data Rooms",null,{"$f":"SUM(_xlfn.ANCHORARRAY(L430))","v":162055.37090909091}]
[]
[]
[null,null,null,null,null,null,null,null,null,null,null,{"$f":"'Heat Recovery Cooling Calculate'!$H$63","v":6048484.5841542408},{"$f":"'Heat Recovery Cooling Calculate'!$H$52","v":71097.830785641243}]
[null,null,null,null,null,null,null,null,null,null,null,{"$f":"'Heat Recovery Cooling Calculate'!$L$63","v":1227577.5013127439},{"$f":"'Heat Recovery Cooling Calculate'!$L$52","v":11640.646455709188}]
[null,null,null,null,null,null,null,null,null,null,null,{"$f":"SUM(L437:L438)","v":7276062.0854669847},{"$f":"SUM(M437:M438)","v":82738.477241350425}]
[]
[]
[]
[]
[]
[null,null,null,null,null,null,null,null,null,null,null,null,{"$f":"M271+M276","v":97096.258676029407}]
[]
[]
[null,null,null,null,null,null,null,null,null,null,null,null,{"$f":"M229","v":106467.59090909091}]
[null,null,null,null,null,null,null,null,null,null,null,null,{"$f":"M236","v":55587.779999999992}]
[null,null,null,null,null,null,null,null,null,null,null,null,{"$f":"M281","v":0}]
[]
[]
[]
[null,null,null,null,null,null,null,null,null,null,null,null,{"$f":"M445+M448+M452+M449+M450","v":259151.62958512033}]
[]
[null,null,null,null,null,null,null,null,null,null,null,null,{"$f":"K482","v":882509.63408935152}]
[]
[null,null,null,null,null,null,null,null,null,null,null,null,{"$f":"M456-M454","v":623358.00450423115}]
[]
[]
[]
[]
[]
[]
[null,null,null,"Equipment for Data Rooms Including Core, Shell and Fit-out",null,null,null,null,null,null,null,{"$f":"L120","v":7254771.6969696973}]
[null,null,null,"Back-up Power Equipment"]
[]
[]
[null,null,null,"Core and Shell - Datarooms",null,null,null,null,null,null,null,{"$f":"L111","v":1852926}]
[]
[null,null,"Total Operating Costs"]
[]
[null,null,null,{"$f":"TRANSPOSE(Summary!E3:H3)","v":"PowerCrit"},null,null,null,null,null,null,{"$f":"TRANSPOSE(Summary!E18:H18)","v":28967789.057993803},{"$f":"'Financial Model'!M204","v":29520361.124980904}]
[null,null,null,"PowerMech",null,null,null,null,null,null,552572.06698709447]
[null,null,null,"Datarooms",null,null,null,null,null,null,6833137.8998629097]
[null,null,null,"HRUs",null,null,null,null,null,null,7143320.3656659722]
[null,null,null,"Total Electricity Cost",null,null,null,null,null,null,{"$f":"SUM(_xlfn.ANCHORARRAY(K473))","v":43496819.390509777},{"$f":"M214","v":43496819.390509784}]
[]
[]
[]
[]
[null,null,null,null,null,null,null,null,null,null,{"$f":"$I$308","v":882509.63408935152}]
[null,null,null,null,null,null,null,null,null,null,{"$f":"Summary!$F$80","v":882509.63408935152}]

{"sheet":"IT Load Datarooms Calculate","index":5,"n_rows":614,"n_cols":75,"rows_kept":614,"cut":false,"hidden":false,"merged":[]}
[null,null,null,{"$f":"F1=H1","v":true},"Result",{"$f":"Output!$D$55","v":-577739833.20186126},"Fixed",-577739833.20186126]
[null,null,null,{"$f":"MID(CELL(\"filename\",B1),FIND(\"]\",CELL(\"filename\",B1))+1,31)","v":"IT Load Datarooms Calculate"},null,null,null,null,false]
[]
[]
[null,"Data Room Electricity to Meet IT Requirements"]
[]
[null,null,null,null,{"$f":"E9&\": \"&E10","v":"Critical Electric for Data Room 1: 2-dtc-l2l"},{"$f":"F9&\": \"&F10","v":"Critical Electric for Data Room 2: 1-air"},{"$f":"G9&\": \"&G10","v":"Critical Electric for Data Room 3: None"},{"$f":"H9&\": \"&H10","v":"Critical Electric for Data Room 4: None"}]
[null,null,null,null,"Data Room 1","Data Room 2","Data Room 3","Data Room 4"]
[null,null,null,null,"Critical Electric for Data Room 1","Critical Electric for Data Room 2","Critical Electric for Data Room 3","Critical Electric for Data Room 4","                                               "]
[null,null,null,null,{"$f":"TRANSPOSE(Input!E14:E17)","v":"2-dtc-l2l"},"1-air","None","None"]
[null,null,null,"Data Room  Configuration",{"$f":"Input!E14","v":"2-dtc-l2l"},{"$f":"Input!E15","v":"1-air"},{"$f":"Input!E16","v":"None"},{"$f":"Input!E17","v":"None"}]
[null,null,null,"Code Definition for Electricity in Data Rooms",{"$f":"'Detail Calculations'!AG31","v":"e_drms_crit-dr1"},{"$f":"'Detail Calculations'!AG38","v":"e_drms_crit-dr2"},{"$f":"'Detail Calculations'!AG45","v":"e_drms_crit-dr3"},{"$f":"'Detail Calculations'!AG53","v":"e_drms_oh-dr4"}]
[]
[null,null,null,"Load from Data Room Configuration",{"$f":"_xlfn.XLOOKUP(E$92,'Data Room Configure'!$18:$18,'Data Room Configure'!19:19,0,0)","v":1849.3817234983223},{"$f":"_xlfn.XLOOKUP(F$92,'Data Room Configure'!$18:$18,'Data Room Configure'!19:19)","v":2050.8111417202331},{"$f":"_xlfn.XLOOKUP(G$92,'Data Room Configure'!$18:$18,'Data Room Configure'!19:19)","v":0},{"$f":"_xlfn.XLOOKUP(H$92,'Data Room Configure'!$18:$18,'Data Room Configure'!19:19)","v":0},null,null,null,null,null,null,null,null,null,null,null,null,null,null,null,null,null,null,null,null,null,null,null,null,null,null,null,null,null,null,null,null,null,null,null,null,null,null,null,null,null,null,null,null,null,null,null,null,null,null,null,null,null,null,null,null,null,null,null,null,null,null,null,null,null,null,{"$f":"BW92+1","v":{"$error":"#REF!"}}]
[null,null,null,"Peak load from Detail Calculations",{"$f":"_xlfn.XLOOKUP(E$12,'Detail Calculations'!$S:$S,'Detail Calculations'!$T:$T,0,0)","v":1849.3817234983223},{"$f":"_xlfn.XLOOKUP(F12,'Detail Calculations'!$S:$S,'Detail Calculations'!$T:$T,0,0)","v":2050.8111417202331},{"$f":"_xlfn.XLOOKUP(G12,'Detail Calculations'!$S:$S,'Detail Calculations'!$T:$T,0,0)","v":0},{"$f":"_xlfn.XLOOKUP(H12,'Detail Calculations'!$S:$S,'Detail Calculations'!$T:$T,0,0)","v":0}]
[null,null,null,"Raw Load from Detail",{"$f":"'Detail Calculations'!EP7","v":1849.3817234983223},{"$f":"'Detail Calculations'!EW7","v":2050.8111417202331}]
[]
[null,null,null,"Load Factor",{"$f":"Summary!E95","v":1},{"$f":"E18","v":1},{"$f":"F18","v":1},{"$f":"G18","v":1}]
[null,null,null,"Average load from Detail Caclulations",{"$f":"_xlfn.XLOOKUP(E$12,'Detail Calculations'!$S:$S,'Detail Calculations'!$U:$U,0,0)","v":1849.3817234983223},{"$f":"_xlfn.XLOOKUP(F12,'Detail Calculations'!$S:$S,'Detail Calculations'!$U:$U,0,0)","v":2050.8111417202331},{"$f":"_xlfn.XLOOKUP(G12,'Detail Calculations'!$S:$S,'Detail Calculations'!$U:$U,0,0)","v":0},{"$f":"_xlfn.XLOOKUP(H12,'Detail Calculations'!$S:$S,'Detail Calculations'!$U:$U,0,0)","v":0}]
[]
[null,null,null,"Average overhead Load (crit L3 and mech)",{"$f":"_xlfn.XLOOKUP(AV$568,'Detail Calculations'!$S:$S,'Detail Calculations'!$T:$T,0,0)","v":51.998020158982577},{"$f":"_xlfn.XLOOKUP(AW$568,'Detail Calculations'!$S:$S,'Detail Calculations'!$T:$T,0,0)","v":93.218688260010524},{"$f":"_xlfn.XLOOKUP(AX$568,'Detail Calculations'!$S:$S,'Detail Calculations'!$T:$T,0,0)","v":0},{"$f":"_xlfn.XLOOKUP(AY$568,'Detail Calculations'!$S:$S,'Detail Calculations'!$T:$T,0,0)","v":0}]
[null,null,null,"Overhead",{"$f":"E21","v":51.998020158982577},{"$f":"F21","v":93.218688260010524},0,0]
[]
[]
[null,"Mechancial Load"]
[null,null,null,null,"Factor from Detail","Weather","Total","Mechanical Load"]
[null,null,null,"Data Room 1 Mechanical Load Percent Weather 1",{"$f":"'Detail Calculations'!EP9","v":2.3176855483790532E-2},{"$f":"'Detail Calculations'!V10","v":0.98356164383561639},{"$f":"E14","v":1849.3817234983223},{"$f":"G27*F27*E27","v":42.158258097036665}]
[null,null,null,"Data Room 1 Mechanical Load Percent Weather 2",{"$f":"'Detail Calculations'!HR9","v":0.19319299347943689},{"$f":"'Detail Calculations'!W10","v":1.643835616438356E-2},{"$f":"G27","v":1849.3817234983223},{"$f":"G28*F28*E28","v":5.8732206780624834}]
[null,null,null,"Data Room 1 Mechanical Load Percent Weather 3",{"$f":"'Detail Calculations'!KJ9","v":0.28918490281499049},{"$f":"'Detail Calculations'!X10","v":0},{"$f":"G28","v":1849.3817234983223},{"$f":"G29*F29*E29","v":0}]
[null,null,null,"Total Mechanical for Load Data Room 1",null,null,null,{"$f":"SUM(H27:H29)","v":48.031478775099146}]
[null,null,null,null,"Factor from Detail","Weather","Total","Mechanical Load"]
[null,null,null,"Data Room 2 Mechanical Load Percent Weather 1",{"$f":"'Detail Calculations'!EW9","v":2.3567708968518408E-2},{"$f":"F27","v":0.98356164383561639},{"$f":"F14","v":2050.8111417202331},{"$f":"G32*F32*E32","v":47.538406381773179}]
[null,null,null,"Data Room 2 Mechanical Load Percent Weather 2",{"$f":"'Detail Calculations'!HY9","v":0.29406170446200375},{"$f":"F28","v":1.643835616438356E-2},{"$f":"G32","v":2050.8111417202331},{"$f":"G33*F33*E33","v":9.9133975868041571}]
[null,null,null,"Data Room 2 Mechanical Load Percent Weather 3",{"$f":"'Detail Calculations'!KQ9","v":0.29406170446200375},{"$f":"F29","v":0},{"$f":"G33","v":2050.8111417202331},{"$f":"G34*F34*E34","v":0}]
[null,null,null,"Total Mechanical Load Mechanical for Data Room 2",null,null,null,{"$f":"SUM(H32:H34)","v":57.451803968577337}]
[]
[null,null,null,"Data Room 3 Mechanical Load Percent Weather 1"]
[null,null,null,"Data Room 3 Mechanical Load Percent Weather 2"]
[null,null,null,"Data Room 3 Mechanical Load Percent Weather 3"]
[null,null,null,"Mechanical for Data Room 3",null,null,null,{"$f":"SUM(H37:H39)","v":0}]
[]
[null,null,null,"Data Room 4 Mechanical Load Percent Weather 1"]
[null,null,null,"Data Room 4 Mechanical Load Percent Weather 2"]
[null,null,null,"Data Room 4 Mechanical Load Percent Weather 3"]
[null,null,null,"Mechanical for Data Room 4",null,null,null,{"$f":"SUM(H42:H44)","v":0}]
[]
[null,null,null,"Mechanical Load by Data Room",{"$f":"H30","v":48.031478775099146},{"$f":"H35","v":57.451803968577337}]
[null,null,null,"Total Plus Mechanical Load and Overhead",{"$f":"E47+E15+E22","v":1949.4112224324042},{"$f":"F47+F15+F22","v":2201.4816339488207},0,0]
[]
[null,null,null,"Total Mechanical Load for Data Room",{"$f":"H30+H35","v":105.48328274367648},null,null,{"$f":"H35+H30","v":105.48328274367648}]
[]
[null,null,null,"Total facility power",{"$f":"'Back-up Power Calculate'!F12+'Back-up Power Calculate'!K12","v":4287.2730349161084},{"$f":"E50+E67","v":4287.2730349161084}]
[]
[null,"Power Use Effectivenes"]
[]
[null,null,null,"ITE load efficiency (L2) - From Data Room Configure",{"$f":"_xlfn.XLOOKUP(E$92,'Data Room Configure'!$18:$18,'Data Room Configure'!27:27)","v":0.98749901280993768},{"$f":"_xlfn.XLOOKUP(F$92,'Data Room Configure'!$18:$18,'Data Room Configure'!27:27)","v":0.98999999999999988},{"$f":"_xlfn.XLOOKUP(G$92,'Data Room Configure'!$18:$18,'Data Room Configure'!27:27)","v":0},{"$f":"_xlfn.XLOOKUP(H$92,'Data Room Configure'!$18:$18,'Data Room Configure'!27:27)","v":0}]
[null,null,null,"ITE load efficiency (L3) - From Data Room Configure",{"$f":"_xlfn.XLOOKUP(E$92,'Data Room Configure'!$18:$18,'Data Room Configure'!28:28)","v":0.9776240226814592},{"$f":"_xlfn.XLOOKUP(F$92,'Data Room Configure'!$18:$18,'Data Room Configure'!28:28)","v":0.98009999999999986},{"$f":"_xlfn.XLOOKUP(G$92,'Data Room Configure'!$18:$18,'Data Room Configure'!28:28)","v":0},{"$f":"_xlfn.XLOOKUP(H$92,'Data Room Configure'!$18:$18,'Data Room Configure'!28:28)","v":0}]
[null,null,null,"ITE load efficiency (L4) - From Data Room Configure",{"$f":"_xlfn.XLOOKUP(E$92,'Data Room Configure'!$18:$18,'Data Room Configure'!29:29)","v":0.75787490607872421},{"$f":"_xlfn.XLOOKUP(F$92,'Data Room Configure'!$18:$18,'Data Room Configure'!29:29)","v":0.71547299999999991},{"$f":"_xlfn.XLOOKUP(G$92,'Data Room Configure'!$18:$18,'Data Room Configure'!29:29)","v":0},{"$f":"_xlfn.XLOOKUP(H$92,'Data Room Configure'!$18:$18,'Data Room Configure'!29:29)","v":0}]
[]
[null,null,null,"ITE load efficiency (L2)",{"$f":"E$19*E56","v":1826.2626262633344},2030.3030303030305,0,0,null,{"$f":"E60+F60","v":3856.5656565663649}]
[null,null,null,"ITE load efficiency (L3)",1808,2010.0000000000002,0,0]
[null,null,null,"ITE load efficiency (L4)",1401.6000000000001,1467.3000000000002,0,0]
[]
[null,null,null,"Data Room 1 Factor",{"$f":"'Detail Calculations'!EP16","v":1.0628713807109222},{"$f":"'Detail Calculations'!EW16","v":1.0806138123461322}]
[]
[null,null,null,"Data Room 1 Electricity Required",{"$f":"E16*E64","v":1965.6549059162069},{"$f":"F16*F64","v":2216.134846256225},{"$f":"G16*G64","v":0},{"$f":"H16*H64","v":0}]
[null,null,null,"Accumulated Data Room Load",{"$f":"F66+E66+G66+H66","v":4181.7897521724317},{"$f":"G66+F66+H66+I66","v":2216.134846256225},{"$f":"H66+G66+I66+J66","v":0},{"$f":"I66+H66+J66+K66","v":0}]
[]
[]
[null,null,null,"ITE power L3 (rPDU outputs)",{"$f":"E61","v":1808},{"$f":"F61","v":2010.0000000000002},{"$f":"G61","v":0},{"$f":"H61","v":0}]
[null,null,null,{"$f":"D72","v":"ITE power L3 (rPDU outputs)"},{"$f":"E72","v":3818}]
[null,null,null,"ITE power L3 (rPDU outputs)",{"$f":"SUM($E$61:$H$61)","v":3818}]
[null,null,null,"Total Electricity Purchased",{"$f":"E52","v":4287.2730349161084}]
[]
[]
[null,null,"Output Metrics (Do Not Affect Financial Calculations)"]
[null,null,null,"Resource metrics"]
[null,null,null,"L3",{"$f":"E52/E72","v":1.1229106953682839}]
[null,null,null,"L4",{"$f":"E52/Summary!E27","v":1.4943961221778757},{"$f":"Summary!E27","v":2868.9000000000005}]
[]
[]
[null,"Data Rooms Area"]
[]
[null,null,null,null,"Dataroom1","Dataroom2","Dataroom3","Dataroom4"]
[null,null,null,"Type",{"$f":"TRANSPOSE(Input!E14:E17)","v":"2-dtc-l2l"},"1-air","None","None"]
[null,null,null,"Fixed area from Data Room Configuration",{"$f":"_xlfn.XLOOKUP(E$92,'Data Room Configure'!$18:$18,'Data Room Configure'!20:20)","v":334.68333333333328},{"$f":"_xlfn.XLOOKUP(F$92,'Data Room Configure'!$18:$18,'Data Room Configure'!20:20)","v":694.72},{"$f":"_xlfn.XLOOKUP(G$92,'Data Room Configure'!$18:$18,'Data Room Configure'!20:20)","v":0},{"$f":"_xlfn.XLOOKUP(H$92,'Data Room Configure'!$18:$18,'Data Room Configure'!20:20)","v":0},null,null,null,null,null,null,null,null,null,null,null,null,null,null,null,null,null,null,null,null,null,null,null,null,null,null,null,null,null,null,null,null,null,null,null,null,null,null,null,null,null,null,null,null,null,null,null,null,null,null,null,null,null,null,null,null,null,null,null,null,null,null,null,null,null,null,{"$f":"BW14+1","v":{"$error":"#REF!"}}]
[null,null,null,"Proportional area from Data Room Configuration",{"$f":"_xlfn.XLOOKUP(E$92,'Data Room Configure'!$18:$18,'Data Room Configure'!21:21)","v":0},{"$f":"_xlfn.XLOOKUP(F$92,'Data Room Configure'!$18:$18,'Data Room Configure'!21:21)","v":0},{"$f":"_xlfn.XLOOKUP(G$92,'Data Room Configure'!$18:$18,'Data Room Configure'!21:21)","v":0},{"$f":"_xlfn.XLOOKUP(H$92,'Data Room Configure'!$18:$18,'Data Room Configure'!21:21)","v":0},null,null,null,null,null,null,null,null,null,null,null,null,null,null,null,null,null,null,null,null,null,null,null,null,null,null,null,null,null,null,null,null,null,null,null,null,null,null,null,null,null,null,null,null,null,null,null,null,null,null,null,null,null,null,null,null,null,null,null,null,null,null,null,null,null,null,{"$f":"BW86+1","v":{"$error":"#REF!"}}]
[null,null,null,"Peak Load for Proportional area adjustment",{"$f":"E15","v":1849.3817234983223},{"$f":"F15","v":2050.8111417202331},{"$f":"G15","v":0},{"$f":"H15","v":0}]
[null,null,null,"Proportional area adjustment",{"$f":"E88*E87/E100","v":0},{"$f":"F88*F87/F100","v":0},{"$f":"G88*G87/G100","v":0},{"$f":"H88*H87/H100","v":0}]
[null,null,null,"Area Including Proportional Area (based on peak)",{"$f":"IF(ISNUMBER(E86),E86,0)+E87*E88/E100","v":334.68333333333328},{"$f":"IF(ISNUMBER(F86),F86,0)+F87*F88/F100","v":694.72},{"$f":"IF(ISNUMBER(G86),G86,0)+G87*G88/G100","v":0},{"$f":"IF(ISNUMBER(H86),H86,0)+H87*H88/H100","v":0}]
[null,null,null,"Area Used in Summary",{"$f":"E90","v":334.68333333333328},{"$f":"F90","v":694.72},{"$f":"G90","v":0},{"$f":"H90","v":0}]
[null,null,null,"Configuration Code",{"$f":"E85","v":"2-dtc-l2l"},{"$f":"F85","v":"1-air"},{"$f":"G85","v":"None"},{"$f":"H85","v":"None"},null,null,null,null,null,null,null,null,null,null,null,null,null,null,null,null,null,null,null,null,null,null,null,null,null,null,null,null,null,null,null,null,null,null,null,null,null,null,null,null,null,null,null,null,null,null,null,null,null,null,null,null,null,null,null,null,null,null,null,null,null,null,null,null,null,null,{"$f":"#REF!+1","v":{"$error":"#REF!"}}]
[]
[null,null,null,"Heat rejection to air-side to Detail Calculation",{"$f":"_xlfn.XLOOKUP(E$92,'Data Room Configure'!$18:$18,'Data Room Configure'!26:26)","v":0.6289929550612442},{"$f":"_xlfn.XLOOKUP(F$92,'Data Room Configure'!$18:$18,'Data Room Configure'!26:26)","v":1},{"$f":"_xlfn.XLOOKUP(G$92,'Data Room Configure'!$18:$18,'Data Room Configure'!26:26)","v":0},{"$f":"_xlfn.XLOOKUP(H$92,'Data Room Configure'!$18:$18,'Data Room Configure'!26:26)","v":0},null,null,null,null,null,null,null,null,null,null,null,null,null,null,null,null,null,null,null,null,null,null,null,null,null,null,null,null,null,null,null,null,null,null,null,null,null,null,null,null,null,null,null,null,null,null,null,null,null,null,null,null,null,null,null,null,null,null,null,null,null,null,null,null,null,null,{"$f":"#REF!+1","v":{"$error":"#REF!"}}]
[null,null,null,"Proportional losses used in Detail Calculations",{"$f":"_xlfn.XLOOKUP(E$92,'Data Room Configure'!$18:$18,'Data Room Configure'!24:24)","v":2.8116434535008936E-2},{"$f":"_xlfn.XLOOKUP(F$92,'Data Room Configure'!$18:$18,'Data Room Configure'!24:24)","v":4.5454545454545456E-2},{"$f":"_xlfn.XLOOKUP(G$92,'Data Room Configure'!$18:$18,'Data Room Configure'!24:24)","v":0},{"$f":"_xlfn.XLOOKUP(H$92,'Data Room Configure'!$18:$18,'Data Room Configure'!24:24)","v":0},null,null,null,null,null,null,null,null,null,null,null,null,null,null,null,null,null,null,null,null,null,null,null,null,null,null,null,null,null,null,null,null,null,null,null,null,null,null,null,null,null,null,null,null,null,null,null,null,null,null,null,null,null,null,null,null,null,null,null,null,null,null,null,null,null,null,{"$f":"BW102+1","v":{"$error":"#REF!"}}]
[]
[null,"Capital Expenditures for IT Equipment"]
[]
[null,null,null,"Fixed cost (Cap Exp) from Room Configure",{"$f":"_xlfn.XLOOKUP(E$92,'Data Room Configure'!$18:$18,'Data Room Configure'!22:22)","v":1745200},{"$f":"_xlfn.XLOOKUP(F$92,'Data Room Configure'!$18:$18,'Data Room Configure'!22:22)","v":1803719.696969697},{"$f":"_xlfn.XLOOKUP(G$92,'Data Room Configure'!$18:$18,'Data Room Configure'!22:22)","v":0},{"$f":"_xlfn.XLOOKUP(H$92,'Data Room Configure'!$18:$18,'Data Room Configure'!22:22)","v":0},null,null,null,null,null,null,null,null,null,null,null,null,null,null,null,null,null,null,null,null,null,null,null,null,null,null,null,null,null,null,null,null,null,null,null,null,null,null,null,null,null,null,null,null,null,null,null,null,null,null,null,null,null,null,null,null,null,null,null,null,null,null,null,null,null,null,{"$f":"BW87+1","v":{"$error":"#REF!"}}]
[null,null,null,"Load Factor",{"$f":"Summary!$E$95","v":1},{"$f":"Summary!$E$95","v":1},{"$f":"Summary!$E$95","v":1},{"$f":"Summary!$E$95","v":1}]
[null,null,null,"Peak Load from Above",{"$f":"E15","v":1849.3817234983223},{"$f":"F15","v":2050.8111417202331},{"$f":"G15","v":0},{"$f":"H15","v":0}]
[null,null,null,"Proportional Cost/kW from Room Configure",{"$f":"_xlfn.XLOOKUP(E$92,'Data Room Configure'!$18:$18,'Data Room Configure'!23:23)","v":0},{"$f":"_xlfn.XLOOKUP(F$92,'Data Room Configure'!$18:$18,'Data Room Configure'!23:23)","v":0},{"$f":"_xlfn.XLOOKUP(G$92,'Data Room Configure'!$18:$18,'Data Room Configure'!23:23)","v":0},{"$f":"_xlfn.XLOOKUP(H$92,'Data Room Configure'!$18:$18,'Data Room Configure'!23:23)","v":0},null,null,null,null,null,null,null,null,null,null,null,null,null,null,null,null,null,null,null,null,null,null,null,null,null,null,null,null,null,null,null,null,null,null,null,null,null,null,null,null,null,null,null,null,null,null,null,null,null,null,null,null,null,null,null,null,null,null,null,null,null,null,null,null,null,null,{"$f":"BW99+1","v":{"$error":"#REF!"}}]
[null,null,null,"Proportional Cap Exp Adjustment",{"$f":"E101*E102/E18","v":0},{"$f":"F101*F102/F18","v":0},{"$f":"G101*G102/G18","v":0},{"$f":"H101*H102/H18","v":0}]
[null,null,null,"Direct CAPEX for equipment",{"$f":"IF(ISNUMBER(E99),E99,0)+E101*E102/E18","v":1745200},{"$f":"IF(ISNUMBER(F99),F99,0)+F101*F102/F18","v":1803719.696969697},{"$f":"IF(ISNUMBER(G99),G99,0)+G101*G102/G18","v":0},{"$f":"IF(ISNUMBER(H99),H99,0)+H101*H102/H18","v":0}]
[]
[null,"Capital Expenditures for Core and Shell and Fit Out for Data Rooms"]
[]
[null,null,null,"Area Including Proportional Area from Above",{"$f":"E90","v":334.68333333333328},{"$f":"F90","v":694.72},{"$f":"G90","v":0},{"$f":"H90","v":0}]
[null,null,null,"Core and shell unit cost per m2",{"$f":"Input!$E$35","v":1800},{"$f":"Input!$E$35","v":1800},{"$f":"Input!$E$35","v":1800},{"$f":"Input!$E$35","v":1800}]
[null,null,null,"CAPEX core and shell",{"$f":"E108*E109","v":602429.99999999988},{"$f":"F108*F109","v":1250496},{"$f":"G108*G109","v":0},{"$f":"H108*H109","v":0}]
[]
[null,null,null,"Area Including Proportional Area from Above",{"$f":"E108","v":334.68333333333328},{"$f":"F108","v":694.72},{"$f":"G108","v":0},{"$f":"H108","v":0}]
[null,null,null,"Fit-out Unit Cost per m2",{"$f":"Input!$E$36","v":1800},{"$f":"Input!$E$36","v":1800},{"$f":"Input!$E$36","v":1800},{"$f":"Input!$E$36","v":1800}]
[null,null,null,"CAPEX fit-out",{"$f":"E112*E113","v":602429.99999999988},{"$f":"F112*F113","v":1250496},{"$f":"G112*G113","v":0},{"$f":"H112*H113","v":0}]
[]
[null,null,null,"Total Capital Expenditure Including Fit Out and Core/Shell",{"$f":"E104+E110+E114","v":2950060},{"$f":"F104+F110+F114","v":4304711.6969696973},{"$f":"G104+G110+G114","v":0},{"$f":"H104+H110+H114","v":0}]
[]
[null,"Operating Expenses for Critical Load"]
[]
[" ",null,null,"Hours",{"$f":"Summary!$E$127","v":8760},{"$f":"Summary!$E$127","v":8760},{"$f":"Summary!$E$127","v":8760},{"$f":"Summary!$E$127","v":8760}]
[null,null,null,"Electricity Cost",{"$f":"Summary!$E$112","v":0.2},{"$f":"Summary!$E$112","v":0.2},{"$f":"Summary!$E$112","v":0.2},{"$f":"Summary!$E$112","v":0.2}]
[null,null,null,"OPEX power",{"$f":"E19*E120*E121","v":3240116.779569061},{"$f":"F19*F120*F121","v":3593021.1202938482},{"$f":"G19*G120*G121","v":0},{"$f":"H19*H120*H121","v":0}]
[]
[null,null,null,"Direct Cap Exp for Equipment from Above",{"$f":"E104","v":1745200},{"$f":"F104","v":1803719.696969697},{"$f":"G104","v":0},{"$f":"H104","v":0}]
[null,null,null,"Equipment Maintenance Percent of Cap Exp",{"$f":"Input!$E$40","v":0.03},{"$f":"Input!$E$40","v":0.03},{"$f":"Input!$E$40","v":0.03},{"$f":"Input!$E$40","v":0.03}]
[null,null,null,"Direct Equiment Maintenance",{"$f":"E124*E125","v":52356},{"$f":"F124*F125","v":54111.590909090912},{"$f":"G124*G125","v":0},{"$f":"H124*H125","v":0}]
[]
[null,null,null,"Cap Exp for Core and Shell of Data Rooms",{"$f":"E110","v":602429.99999999988},{"$f":"F110","v":1250496},{"$f":"G110","v":0},{"$f":"H110","v":0}]
[null,null,null,"Core and Shell Maintenance Percent",{"$f":"Input!$E$39","v":0.03},{"$f":"Input!$E$39","v":0.03},{"$f":"Input!$E$39","v":0.03},{"$f":"Input!$E$39","v":0.03}]
[null,null,null,"Core and Shell Maintenance",{"$f":"E128*E129","v":18072.899999999994},{"$f":"F128*F129","v":37514.879999999997},{"$f":"G128*G129","v":0},{"$f":"H128*H129","v":0}]
[]
[null,null,null,"Total Operating Expense for Maintenance",{"$f":"E130+E126","v":70428.899999999994},{"$f":"F130+F126","v":91626.470909090916},{"$f":"G130+G126","v":0},{"$f":"H130+H126","v":0}]
[null,null,null,"OPEX total",{"$f":"E122+E132","v":3310545.6795690609},{"$f":"F122+F132","v":3684647.5912029389},{"$f":"G122+G132","v":0},{"$f":"H122+H132","v":0}]
[]
[]
[null,null,null,"Critical power configuration Selection",{"$f":"Input!E22","v":"SE RD Crit"}]
[null,null,null,null,{"$f":"Input!E23","v":"SE RD Mech"}]
[]
[]
[]
[]
[]
[]
[]
[]
[]
[]
[]
[]
[]
[]
[]
[]
[]
[]
[]
[]
[]
[]
[]
[]
[]
[]
[]
[]
[]
[]
[]
[]
[]
[]
[]
[]
[]
[]
[]
[]
[]
[]
[]
[]
[]
[]
[]
[]
[]
[]
[]
[]
[]
[]
[]
[]
[]
[]
[]
[]
[]
[]
[]
[]
[]
[]
[]
[]
[]
[]
[]
[]
[]
[]
[]
[]
[]
[]
[]
[]
[]
[]
[]
[]
[]
[]
[]
[]
[]
[]
[]
[]
[]
[]
[]
[]
[]
[]
[]
[]
[]
[]
[]
[]
[]
[]
[]
[]
[]
[]
[]
[]
[]
[]
[]
[]
[]
[]
[]
[]
[]
[]
[]
[]
[]
[]
[]
[]
[]
[]
[]
[]
[]
[]
[]
[]
[]
[]
[]
[]
[]
[]
[]
[]
[]
[]
[]
[]
[]
[]
[]
[]
[]
[]
[]
[]
[]
[]
[]
[]
[]
[]
[]
[]
[]
[]
[]
[]
[]
[]
[]
[]
[]
[]
[]
[]
[]
[]
[]
[]
[]
[]
[]
[]
[]
[]
[]
[]
[]
[]
[]
[]
[]
[]
[]
[]
[]
[]
[]
[]
[]
[]
[]
[]
[]
[]
[]
[]
[]
[]
[]
[]
[]
[]
[]
[]
[]
[]
[]
[]
[]
[]
[]
[]
[]
[]
[]
[]
[]
[]
[]
[]
[]
[]
[]
[]
[]
[]
[]
[]
[]
[]
[]
[]
[]
[]
[]
[]
[]
[]
[]
[]
[]
[]
[]
[]
[]
[]
[]
[]
[]
[]
[]
[]
[]
[]
[]
[]
[]
[]
[]
[]
[]
[]
[]
[]
[]
[]
[]
[]
[]
[]
[]
[]
[]
[]
[]
[]
[]
[]
[]
[]
[]
[]
[]
[]
[]
[]
[]
[]
[]
[]
[]
[]
[]
[]
[]
[]
[]
[]
[]
[]
[]
[]
[]
[]
[]
[]
[]
[]
[]
[]
[]
[]
[]
[]
[]
[]
[]
[]
[]
[]
[]
[]
[]
[]
[]
[]
[]
[]
[]
[]
[]
[]
[]
[]
[]
[]
[]
[]
[]
[]
[]
[]
[]
[]
[]
[]
[]
[]
[]
[]
[]
[]
[]
[]
[]
[]
[]
[]
[]
[]
[]
[]
[]
[]
[]
[]
[]
[]
[]
[]
[]
[]
[]
[]
[]
[]
[]
[]
[]
[]
[]
[]
[]
[]
[]
[]
[]
[]
[]
[]
[]
[]
[]
[]
[]
[]
[]
[]
[]
[]
[]
[]
[]
[]
[]
[]
[]
[]
[]
[]
[]
[]
[]
[]
[]
[]
[]
[]
[null,null,null,null,null,null,null,null,null,null,null,null,null,null,null,null,null,null,null,null,null,null,null,null,null,null,null,null,null,null,null,null,null,null,null,null,null,null,null,null,null,null,null,null,null,null,null,{"$f":"'Detail Calculations'!AG32","v":"e_drms_oh-dr1"},{"$f":"'Detail Calculations'!AG39","v":"e_drms_oh-dr2"},{"$f":"'Detail Calculations'!AG46","v":"e_drms_oh-dr3"}]
[null,null,null,null,null,null,null,null,null,null,null,null,null,null,null,null,null,null,null,null,null,null,null,null,null,null,null,null,null,null,null,null,null,null,null,null,null,null,null,null,null,null,null,null,null,null,null,"HRU, Air",null,null,{"$f":"Summary!E105","v":"SE RD Air"},"HRU, Liquid",null,null,{"$f":"Summary!E106","v":"SE RD Liquid"}]
[null,null,null,null,null,null,null,null,null,null,null,null,null,null,null,null,null,null,null,null,null,null,null,null,null,null,null,null,null,null,null,null,null,null,null,null,null,null,null,null,null,null,null,null,null,null,null,"Pump","Compressor","FreeCooler","Fans","Pump","Compressor","FreeCooler","Fans"]
[]
[]
[]
[]
[]
[]
[]
[]
[]
[]
[]
[]
[]
[]
[]
[]
[]
[]
[]
[]
[]
[]
[]
[]
[]
[]
[]
[]
[]
[]
[]
[]
[]
[]
[]
[]
[]
[]
[]
[]
[null,null,null,null,null,null,null,null,null,null,null,null,null,null,null,null,null,null,null,null,null,null,null,null,null,null,null,null,null,null,null,null,null,null,null,null,null,null,null,null,null,null,null,null,null,null,"Fixed Area",{"$f":"E86","v":334.68333333333328},{"$f":"_xlfn.FORMULATEXT(AV611)","v":"=E86"}]
[null,null,null,null,null,null,null,null,null,null,null,null,null,null,null,null,null,null,null,null,null,null,null,null,null,null,null,null,null,null,null,null,null,null,null,null,null,null,null,null,null,null,null,null,null,null,"Proportioinal Area",{"$f":"E87","v":0},{"$f":"_xlfn.FORMULATEXT(AV612)","v":"=E87"}]
[null,null,null,null,null,null,null,null,null,null,null,null,null,null,null,null,null,null,null,null,null,null,null,null,null,null,null,null,null,null,null,null,null,null,null,null,null,null,null,null,null,null,null,null,null,null,"Peak Load",{"$f":"E15","v":1849.3817234983223},{"$f":"_xlfn.FORMULATEXT(AV613)","v":"=E15"}]
[null,null,null,null,null,null,null,null,null,null,null,null,null,null,null,null,null,null,null,null,null,null,null,null,null,null,null,null,null,null,null,null,null,null,null,null,null,null,null,null,null,null,null,null,null,null,"Load Factor",{"$f":"Summary!E95","v":1},{"$f":"_xlfn.FORMULATEXT(AV614)","v":"=Summary!E95"}]

{"sheet":"Back-up Power Calculate","index":6,"n_rows":104,"n_cols":12,"rows_kept":104,"cut":false,"hidden":false,"merged":[]}
[null,"Back-up and Other Equipment Capacity and Cost"]
[null,null,"Capacity and Area"]
[null,null,null,null,{"$f":"E5&\" \"&E4&\" \"&E7","v":"PowerCrit Gen Set SE RD65"},"PowerCrit Trans Step-Down SE RD65","PowerCrit Switch board SE RD65","PowerCrit Uninterrupited PS SE RD65"," Chiller SE RD65","PowerMech Gen Set SE RD65","PowerMech Trans Step-up SE RD65","PowerMech Switch board SE RD65"]
[null,null,null,null,"Gen Set","Trans Step-Down","Switch board","Uninterrupited PS",{"$f":"I6","v":"Chiller"},"Gen Set","Trans Step-up","Switch board"]
[null,null,null,null,"PowerCrit","PowerCrit","PowerCrit","PowerCrit",null,"PowerMech","PowerMech","PowerMech"]
[null,null,null,null,"Genset","TX","SWB","UPS","Chiller","Genset","TX","SWB"]
[null,null,null,"Type",{"$f":"INDEX(p_configs[],MATCH(E6,p_configs[Power],0),MATCH('IT Load Datarooms Calculate'!$E$136,p_configs[#Headers],0))","v":"SE RD65"},{"$f":"INDEX(p_configs[],MATCH(F6,p_configs[Power],0),MATCH('IT Load Datarooms Calculate'!$E$136,p_configs[#Headers],0))","v":"SE RD65"},{"$f":"INDEX(p_configs[],MATCH(G6,p_configs[Power],0),MATCH('IT Load Datarooms Calculate'!$E$136,p_configs[#Headers],0))","v":"SE RD65"},{"$f":"INDEX(p_configs[],MATCH(H6,p_configs[Power],0),MATCH('IT Load Datarooms Calculate'!$E$136,p_configs[#Headers],0))","v":"SE RD65"},{"$f":"INDEX(p_configs[],MATCH(I6,p_configs[Power],0),MATCH('IT Load Datarooms Calculate'!$E$136,p_configs[#Headers],0))","v":"SE RD65"},{"$f":"INDEX(p_configs[],MATCH(J6,p_configs[Power],0),MATCH('IT Load Datarooms Calculate'!$E$137,p_configs[#Headers],0))","v":"SE RD65"},{"$f":"INDEX(p_configs[],MATCH(K6,p_configs[Power],0),MATCH('IT Load Datarooms Calculate'!$E$136,p_configs[#Headers],0))","v":"SE RD65"},{"$f":"INDEX(p_configs[],MATCH(L6,p_configs[Power],0),MATCH('IT Load Datarooms Calculate'!$E$136,p_configs[#Headers],0))","v":"SE RD65"}]
[]
[null,null,null,null,null,{"$f":"'Detail Calculations'!AG13","v":"q_crit_tx-amb"},{"$f":"'Detail Calculations'!AG15","v":"q_crit_swb-ch"},{"$f":"'Detail Calculations'!AG17","v":"q_crit_ups-ch"},{"$f":"'Detail Calculations'!AG18","v":"e_crit_swb-ch"},null,{"$f":"'Detail Calculations'!AG21","v":"q_mech_tx-amb"},{"$f":"'Detail Calculations'!AG23","v":"q_mech_swb-amb"}]
[null,null,null,null,null,{"$f":"'Detail Calculations'!AG12","v":"e_crit_u-tx"},{"$f":"'Detail Calculations'!AG14","v":"e_crit_tx-swb"},{"$f":"'Detail Calculations'!AG16","v":"e_crit_swb-ups"},{"$f":"'Detail Calculations'!AK18","v":"q_crit_ch-amb"},null,{"$f":"'Detail Calculations'!AG20","v":"e_mech_u-tx"},{"$f":"'Detail Calculations'!AG22","v":"e_mech_tx-swb"}]
[]
[null,null,null,"Annual Average Required Capacity from Detail",{"$f":"F12","v":4181.7897521724317},{"$f":"_xlfn.XLOOKUP(F$10,'Detail Calculations'!$S:$S,'Detail Calculations'!$U:$U,0,0)","v":4181.7897521724317},{"$f":"_xlfn.XLOOKUP(G$10,'Detail Calculations'!$S:$S,'Detail Calculations'!$U:$U,0,0)","v":4139.9718546507074},{"$f":"_xlfn.XLOOKUP(H$10,'Detail Calculations'!$S:$S,'Detail Calculations'!$U:$U,0,0)","v":3949.6783139721965},{"$f":"_xlfn.XLOOKUP(I10,'Detail Calculations'!$S:$S,'Detail Calculations'!$T:$T,0,0)-_xlfn.XLOOKUP(I9,'Detail Calculations'!$S:$S,'Detail Calculations'!$U:$U)","v":80.896501686229058},{"$f":"K12","v":105.4832827436765},{"$f":"_xlfn.XLOOKUP(K10,'Detail Calculations'!$S:$S,'Detail Calculations'!$U:$U,0,0)","v":105.4832827436765},{"$f":"_xlfn.XLOOKUP(L10,'Detail Calculations'!$S:$S,'Detail Calculations'!$U:$U,0,0)","v":104.42844991623971}]
[null,null,null,"Peak load",{"$f":"F13","v":4181.7897521724317},{"$f":"_xlfn.XLOOKUP(F$10,'Detail Calculations'!$S:$S,'Detail Calculations'!$T:$T,0,0)","v":4181.7897521724317},{"$f":"_xlfn.XLOOKUP(G$10,'Detail Calculations'!$S:$S,'Detail Calculations'!$T:$T,0,0)","v":4139.9718546507074},{"$f":"_xlfn.XLOOKUP(H$10,'Detail Calculations'!$S:$S,'Detail Calculations'!$T:$T,0,0)","v":3949.678313972197},{"$f":"_xlfn.XLOOKUP(I10,'Detail Calculations'!$S:$S,'Detail Calculations'!$T:$T,0,0)-_xlfn.XLOOKUP(I9,'Detail Calculations'!$S:$S,'Detail Calculations'!$T:$T)","v":80.896501686229058},{"$f":"K13","v":960.35261111272087},{"$f":"_xlfn.XLOOKUP(K10,'Detail Calculations'!$S:$S,'Detail Calculations'!$T:$T,0,0)","v":960.35261111272087},{"$f":"_xlfn.XLOOKUP(L10,'Detail Calculations'!$S:$S,'Detail Calculations'!$T:$T,0,0)","v":950.74908500159358}]
[null,null,null,"Annual average overhead",0,{"$f":"_xlfn.XLOOKUP(F$9,'Detail Calculations'!$S:$S,'Detail Calculations'!$U:$U,0,0)","v":41.817897521724312},{"$f":"_xlfn.XLOOKUP(G$9,'Detail Calculations'!$S:$S,'Detail Calculations'!$U:$U,0,0)","v":41.399718546507081},{"$f":"_xlfn.XLOOKUP(H$9,'Detail Calculations'!$S:$S,'Detail Calculations'!$U:$U,0,0)","v":39.49678313972197},{"$f":"_xlfn.XLOOKUP(I$9,'Detail Calculations'!$S:$S,'Detail Calculations'!$U:$U,0,0)","v":3.6771137130104119},0,{"$f":"_xlfn.XLOOKUP(K$9,'Detail Calculations'!$S:$S,'Detail Calculations'!$U:$U,0,0)","v":1.0548328274367651},{"$f":"_xlfn.XLOOKUP(L9,'Detail Calculations'!$S:$S,'Detail Calculations'!$U:$U,0,0)","v":1.0442844991623972}]
[null,null,null,"overhead",{"$f":"E14","v":0},41.817897521724312,41.399718546507081,39.49678313972197,3.6771137130104119,0,1.0548328274367651,1.0442844991623972]
[]
[null,null,null,null,{"$f":"E$7","v":"SE RD65"},"SE RD65","SE RD65","SE RD65","SE RD65","SE RD65","SE RD65","SE RD65"]
[null,null,null,"Fixed area",{"$f":"_xlfn.XLOOKUP(E$7,'Power Configure'!$15:$15,'Power Configure'!17:17,0,0)","v":0},{"$f":"_xlfn.XLOOKUP(F$7,'Power Configure'!$30:$30,'Power Configure'!32:32,0,0)","v":0},{"$f":"_xlfn.XLOOKUP(G$7,'Power Configure'!$44:$44,'Power Configure'!46:46,0,0)","v":0},{"$f":"_xlfn.XLOOKUP(H$7,'Power Configure'!$57:$57,'Power Configure'!59:59,0,0)","v":0},{"$f":"_xlfn.XLOOKUP(I$7,'Power Configure'!$70:$70,'Power Configure'!72:72,0,0)","v":0},{"$f":"_xlfn.XLOOKUP(J$7,'Power Configure'!$15:$15,'Power Configure'!17:17,0,0)","v":0},{"$f":"_xlfn.XLOOKUP(K$7,'Power Configure'!$30:$30,'Power Configure'!32:32,0,0)","v":0},{"$f":"_xlfn.XLOOKUP(L$7,'Power Configure'!$44:$44,'Power Configure'!46:46)","v":0}]
[null,null,null,"Proportional area",{"$f":"_xlfn.XLOOKUP(E$7,'Power Configure'!$15:$15,'Power Configure'!18:18,0,0)","v":2.5999999999999999E-2},{"$f":"_xlfn.XLOOKUP(F$7,'Power Configure'!$30:$30,'Power Configure'!33:33,0,0)","v":0.04},{"$f":"_xlfn.XLOOKUP(G$7,'Power Configure'!$44:$44,'Power Configure'!47:47,0,0)","v":0.04},{"$f":"_xlfn.XLOOKUP(H$7,'Power Configure'!$57:$57,'Power Configure'!60:60,0,0)","v":3.1E-2},{"$f":"_xlfn.XLOOKUP(I$7,'Power Configure'!$70:$70,'Power Configure'!73:73,0,0)","v":0.02},{"$f":"_xlfn.XLOOKUP(J$7,'Power Configure'!$15:$15,'Power Configure'!18:18,0,0)","v":2.5999999999999999E-2},{"$f":"_xlfn.XLOOKUP(K$7,'Power Configure'!$30:$30,'Power Configure'!33:33,0,0)","v":0.04},{"$f":"_xlfn.XLOOKUP(L$7,'Power Configure'!$44:$44,'Power Configure'!47:47)","v":0.04}]
[null,null,null,"Fixed cost",{"$f":"_xlfn.XLOOKUP(E$7,'Power Configure'!$15:$15,'Power Configure'!19:19,0,0)","v":0},{"$f":"_xlfn.XLOOKUP(F$7,'Power Configure'!$30:$30,'Power Configure'!34:34,0,0)","v":0},{"$f":"_xlfn.XLOOKUP(G$7,'Power Configure'!$44:$44,'Power Configure'!48:48,0,0)","v":0},{"$f":"_xlfn.XLOOKUP(H$7,'Power Configure'!$57:$57,'Power Configure'!61:61,0,0)","v":0},{"$f":"_xlfn.XLOOKUP(I$7,'Power Configure'!$70:$70,'Power Configure'!74:74,0,0)","v":0},{"$f":"_xlfn.XLOOKUP(J$7,'Power Configure'!$15:$15,'Power Configure'!19:19,0,0)","v":0},{"$f":"_xlfn.XLOOKUP(K$7,'Power Configure'!$30:$30,'Power Configure'!34:34,0,0)","v":0},{"$f":"_xlfn.XLOOKUP(L$7,'Power Configure'!$44:$44,'Power Configure'!48:48)","v":0}]
[null,null,null,"Proportional cost",{"$f":"_xlfn.XLOOKUP(E$7,'Power Configure'!$15:$15,'Power Configure'!20:20,0,0)","v":500},{"$f":"_xlfn.XLOOKUP(F$7,'Power Configure'!$30:$30,'Power Configure'!35:35,0,0)","v":500},{"$f":"_xlfn.XLOOKUP(G$7,'Power Configure'!$44:$44,'Power Configure'!49:49,0,0)","v":500},{"$f":"_xlfn.XLOOKUP(H$7,'Power Configure'!$57:$57,'Power Configure'!62:62,0,0)","v":434},{"$f":"_xlfn.XLOOKUP(I$7,'Power Configure'!$70:$70,'Power Configure'!75:75,0,0)","v":324},{"$f":"_xlfn.XLOOKUP(J$7,'Power Configure'!$15:$15,'Power Configure'!20:20,0,0)","v":500},{"$f":"_xlfn.XLOOKUP(K$7,'Power Configure'!$30:$30,'Power Configure'!35:35,0,0)","v":500},{"$f":"_xlfn.XLOOKUP(L$7,'Power Configure'!$44:$44,'Power Configure'!49:49)","v":500}]
[null,null,null,"Proportional losses",{"$f":"_xlfn.XLOOKUP(E$7,'Power Configure'!$15:$15,'Power Configure'!21:21,0,0)","v":0},{"$f":"_xlfn.XLOOKUP(F$7,'Power Configure'!$30:$30,'Power Configure'!36:36,0,0)","v":0.01},{"$f":"_xlfn.XLOOKUP(G$7,'Power Configure'!$44:$44,'Power Configure'!50:50,0,0)","v":0.01},{"$f":"_xlfn.XLOOKUP(H$7,'Power Configure'!$57:$57,'Power Configure'!63:63,0,0)","v":0.01},null,{"$f":"_xlfn.XLOOKUP(J$7,'Power Configure'!$15:$15,'Power Configure'!21:21,0,0)","v":0},{"$f":"_xlfn.XLOOKUP(K$7,'Power Configure'!$30:$30,'Power Configure'!36:36,0,0)","v":0.01},{"$f":"_xlfn.XLOOKUP(L$7,'Power Configure'!$44:$44,'Power Configure'!50:50)","v":0.01}]
[null,null,null,"COP to Detail Calculations",null,null,null,null,{"$f":"_xlfn.XLOOKUP(I$7,'Power Configure'!$70:$70,'Power Configure'!77:77,0,0)","v":22}]
[null,null,null,"Heat rejection to air-side"]
[null,null,null,"Critical workload efficiency"]
[null,null,null,"Fixed water usage"]
[null,null,null,"Proportional water usage"]
[]
[null,null,null,"Heat recovery potential"]
[null,null,null,"Water usage"]
[null,null,null,null,{"$f":"E3","v":"PowerCrit Gen Set SE RD65"},"PowerCrit Trans Step-Down SE RD65","PowerCrit Switch board SE RD65","PowerCrit Uninterrupited PS SE RD65"," Chiller SE RD65","PowerMech Gen Set SE RD65","PowerMech Trans Step-up SE RD65","PowerMech Switch board SE RD65"]
[null,null,"Capital Expenditures for Back-up and Other Equipment"]
[null,null,null,"Redundancy",{"$f":"Summary!$E$104","v":"2N"},{"$f":"Summary!$E$104","v":"2N"},{"$f":"Summary!$E$104","v":"2N"},{"$f":"Summary!$E$104","v":"2N"},{"$f":"Summary!$E$104","v":"2N"},{"$f":"Summary!$E$104","v":"2N"},{"$f":"Summary!$E$104","v":"2N"},{"$f":"Summary!$E$104","v":"2N"}]
[null,null,null,"Capacity",{"$f":"_xlfn.XLOOKUP(E$7,'Power Configure'!$15:$15,'Power Configure'!16:16,0,0)","v":0},{"$f":"_xlfn.XLOOKUP(F$7,'Power Configure'!$30:$30,'Power Configure'!31:31,0,0)","v":0},{"$f":"_xlfn.XLOOKUP(G$7,'Power Configure'!$44:$44,'Power Configure'!45:45,0,0)","v":0},{"$f":"_xlfn.XLOOKUP(H$7,'Power Configure'!$57:$57,'Power Configure'!58:58,0,0)","v":0},{"$f":"_xlfn.XLOOKUP(I$7,'Power Configure'!$70:$70,'Power Configure'!71:71,0,0)","v":0},{"$f":"_xlfn.XLOOKUP(J$7,'Power Configure'!$15:$15,'Power Configure'!16:16,0,0)","v":0},{"$f":"_xlfn.XLOOKUP(K$7,'Power Configure'!$30:$30,'Power Configure'!31:31,0,0)","v":0},{"$f":"_xlfn.XLOOKUP(L$7,'Power Configure'!$44:$44,'Power Configure'!45:45,0,0)","v":0}]
[null,null,null,"Capacity < 0",{"$f":"E34>0","v":false},false,false,false,false,false,false,false]
[null,null,null,"Peak Load (Repeated)",{"$f":"E13","v":4181.7897521724317},4181.7897521724317,4139.9718546507074,3949.678313972197,80.896501686229058,960.35261111272087,960.35261111272087,950.74908500159358]
[null,null,null,"Load Factor",{"$f":"Input!$E$11","v":1},{"$f":"Input!$E$11","v":1},{"$f":"Input!$E$11","v":1},{"$f":"Input!$E$11","v":1},{"$f":"Input!$E$11","v":1},{"$f":"Input!$E$11","v":1},{"$f":"Input!$E$11","v":1},{"$f":"Input!$E$11","v":1}]
[null,null,null,"Base Capacity without Redundancy",{"$f":"ROUNDUP(E35/E36/E37,0)","v":0},0,0,0,0,0,0,0]
[null,null,null,"Number for N",{"$f":"(E$33=\"N\")*1","v":0},0,0,0,0,0,0,0]
[null,null,null,"Number for N+1",{"$f":"(E33=\"N+1\")*1+(E33=\"N+1\")*1","v":0},0,0,0,0,0,0,0]
[null,null,null,"Number for 2N",{"$f":"(E33=\"2N\")*2","v":2},2,2,2,2,2,2,2]
[null,null,null,"Total Number",{"$f":"SUM(E39:E41)","v":2},2,2,2,2,2,2,2]
[null,null,null,"Number of Equipment Pieces",{"$f":"IF(E35,E42,NA())","v":{"$error":"#N/A"}},{"$error":"#N/A"},{"$error":"#N/A"},{"$error":"#N/A"},{"$error":"#N/A"},{"$error":"#N/A"},{"$error":"#N/A"},{"$error":"#N/A"}]
[null,null,null,"Number of Equipment Pieces",{"$f":"IF(E34>0,ROUNDUP(E36/E34/E37,0)*_xlfn.IFS(OR(Summary!$E$104=\"N\",Summary!$E$104=\"N+1\"),1,Summary!$E$104=\"2N\",2)+IF(Summary!$E$104=\"N+1\",1,0),\"NA\")","v":"NA"},{"$f":"IF(F34>0,ROUNDUP(F36/F34/F37,0)*_xlfn.IFS(OR(Summary!$E$104=\"N\",Summary!$E$104=\"N+1\"),1,Summary!$E$104=\"2N\",2)+IF(Summary!$E$104=\"N+1\",1,0),\"NA\")","v":"NA"},{"$f":"IF(G34>0,ROUNDUP(G36/G34/G37,0)*_xlfn.IFS(OR(Summary!$E$104=\"N\",Summary!$E$104=\"N+1\"),1,Summary!$E$104=\"2N\",2)+IF(Summary!$E$104=\"N+1\",1,0),\"NA\")","v":"NA"},{"$f":"IF(H34>0,ROUNDUP(H36/H34/H37,0)*_xlfn.IFS(OR(Summary!$E$104=\"N\",Summary!$E$104=\"N+1\"),1,Summary!$E$104=\"2N\",2)+IF(Summary!$E$104=\"N+1\",1,0),\"NA\")","v":"NA"},{"$f":"IF(I34>0,ROUNDUP(I36/I34/I37,0)*_xlfn.IFS(OR(Summary!$E$104=\"N\",Summary!$E$104=\"N+1\"),1,Summary!$E$104=\"2N\",2)+IF(Summary!$E$104=\"N+1\",1,0),\"NA\")","v":"NA"},{"$f":"IF(J34>0,ROUNDUP(J36/J34/J37,0)*_xlfn.IFS(OR(Summary!$E$104=\"N\",Summary!$E$104=\"N+1\"),1,Summary!$E$104=\"2N\",2)+IF(Summary!$E$104=\"N+1\",1,0),\"NA\")","v":"NA"},{"$f":"IF(K34>0,ROUNDUP(K36/K34/K37,0)*_xlfn.IFS(OR(Summary!$E$104=\"N\",Summary!$E$104=\"N+1\"),1,Summary!$E$104=\"2N\",2)+IF(Summary!$E$104=\"N+1\",1,0),\"NA\")","v":"NA"},{"$f":"IF(L34>0,ROUNDUP(L36/L34/L37,0)*_xlfn.IFS(OR(Summary!$E$104=\"N\",Summary!$E$104=\"N+1\"),1,Summary!$E$104=\"2N\",2)+IF(Summary!$E$104=\"N+1\",1,0),\"NA\")","v":"NA"}]
[]
[null,null,null,"Number from Redundancy",{"$f":"IF(E33=\"2N\",2,1)","v":2},2,2,2,2,2,2,2]
[null,null,null,"Area  ",{"$f":"E48","v":217.45306711296644},334.54318017379455,331.19774837205659,244.88005546627622,3.2358600674491624,49.938335777861482,76.828208889017674,76.059926800127485]
[null,null,null,"Area (based on peak) (???)",{"$f":"(IF(ISNUMBER(E44),E18*E44,0)+E19*E13/Summary!$E$95)*IF(Summary!$E$104=\"2N\",2,1)","v":217.45306711296644},{"$f":"(IF(ISNUMBER(F44),F18*F44,0)+F19*F13/Summary!$E$95)*IF(Summary!$E$104=\"2N\",2,1)","v":334.54318017379455},{"$f":"(IF(ISNUMBER(G44),G18*G44,0)+G19*G13/Summary!$E$95)*IF(Summary!$E$104=\"2N\",2,1)","v":331.19774837205659},{"$f":"(IF(ISNUMBER(H44),H18*H44,0)+H19*H13/Summary!$E$95)*IF(Summary!$E$104=\"2N\",2,1)","v":244.88005546627622},{"$f":"(IF(ISNUMBER(I44),I18*I44,0)+I19*I13/Summary!$E$95)*IF(Summary!$E$104=\"2N\",2,1)","v":3.2358600674491624},{"$f":"(IF(ISNUMBER(J44),J18*J44,0)+J19*J13/Summary!$E$95)*IF(Summary!$E$104=\"2N\",2,1)","v":49.938335777861482},{"$f":"(IF(ISNUMBER(K44),K18*K44,0)+K19*K13/Summary!$E$95)*IF(Summary!$E$104=\"2N\",2,1)","v":76.828208889017674},{"$f":"(IF(ISNUMBER(L44),L18*L44,0)+L19*L13/Summary!$E$95)*IF(Summary!$E$104=\"2N\",2,1)","v":76.059926800127485}]
[]
[null,null,null,"Required Capacity",{"$f":"E36","v":4181.7897521724317},4181.7897521724317,4139.9718546507074,3949.678313972197,80.896501686229058,960.35261111272087,960.35261111272087,950.74908500159358]
[null,null,null,"Proportional Cost",{"$f":"E21","v":500},500,500,434,324,500,500,500]
[null,null,null,"Load Factor",{"$f":"Input!$E$11","v":1},{"$f":"Input!$E$11","v":1},{"$f":"Input!$E$11","v":1},{"$f":"Input!$E$11","v":1},{"$f":"Input!$E$11","v":1},{"$f":"Input!$E$11","v":1},{"$f":"Input!$E$11","v":1},{"$f":"Input!$E$11","v":1}]
[null,null,null,"Capital Expenditure per Unit",{"$f":"E50*E51/E52","v":2090894.876086216},2090894.876086216,2069985.9273253537,1714160.3882639336,26210.466546338215,480176.30555636046,480176.30555636046,475374.54250079679]
[null,null,null,"Total Capital Expenditure",{"$f":"E53*E46","v":4181789.7521724319},4181789.7521724319,4139971.8546507074,3428320.7765278672,52420.933092676431,960352.61111272092,960352.61111272092,950749.08500159357]
[]
[null,null,null,"Fixed Cost",{"$f":"E20","v":0},0,0,0,0,0,0,0]
[null,null,null,"Expenditure for Capacity",{"$f":"E35*E56","v":0},0,0,0,0,0,0,0]
[]
[null,null,null,"CAPEX equipment",{"$f":"E54+E57","v":4181789.7521724319},4181789.7521724319,4139971.8546507074,3428320.7765278672,52420.933092676431,960352.61111272092,960352.61111272092,950749.08500159357]
[null,null,null,"CAPEX equipment",{"$f":"(IF(ISNUMBER(E44),E44*E20,0)+E13*E21/Summary!$E$95)*IF(Summary!$E$104=\"2N\",2,1)","v":4181789.7521724319},{"$f":"(IF(ISNUMBER(F44),F44*F20,0)+F13*F21/Summary!$E$95)*IF(Summary!$E$104=\"2N\",2,1)","v":4181789.7521724319},{"$f":"(IF(ISNUMBER(G44),G44*G20,0)+G13*G21/Summary!$E$95)*IF(Summary!$E$104=\"2N\",2,1)","v":4139971.8546507074},{"$f":"(IF(ISNUMBER(H44),H44*H20,0)+H13*H21/Summary!$E$95)*IF(Summary!$E$104=\"2N\",2,1)","v":3428320.7765278672},{"$f":"(IF(ISNUMBER(I44),I44*I20,0)+I13*I21/Summary!$E$95)*IF(Summary!$E$104=\"2N\",2,1)","v":52420.933092676431},{"$f":"(IF(ISNUMBER(J44),J44*J20,0)+J13*J21/Summary!$E$95)*IF(Summary!$E$104=\"2N\",2,1)","v":960352.61111272092},{"$f":"(IF(ISNUMBER(K44),K44*K20,0)+K13*K21/Summary!$E$95)*IF(Summary!$E$104=\"2N\",2,1)","v":960352.61111272092},{"$f":"(IF(ISNUMBER(L44),L44*L20,0)+L13*L21/Summary!$E$95)*IF(Summary!$E$104=\"2N\",2,1)","v":950749.08500159357}]
[]
[null,null,null,"Cap Exp per m2 for Core and Shell",{"$f":"Input!$E$35","v":1800},{"$f":"Input!$E$35","v":1800},{"$f":"Input!$E$35","v":1800},{"$f":"Input!$E$35","v":1800},{"$f":"Input!$E$35","v":1800},{"$f":"Input!$E$35","v":1800},{"$f":"Input!$E$35","v":1800},{"$f":"Input!$E$35","v":1800}]
[null,null,null,"Area in m2",{"$f":"E48","v":217.45306711296644},334.54318017379455,331.19774837205659,244.88005546627622,3.2358600674491624,49.938335777861482,76.828208889017674,76.059926800127485]
[null,null,null,"Cap Exp for Core and Shell",{"$f":"E62*E63","v":391415.5208033396},602177.72431283025,596155.94706970186,440784.09983929718,5824.5481214084921,89889.004400150661,138290.77600023182,136907.86824022947]
[null,null,null,"CAPEX core and shell",{"$f":"E48*Summary!$E$113","v":391415.5208033396},{"$f":"F48*Summary!$E$113","v":602177.72431283025},{"$f":"G48*Summary!$E$113","v":596155.94706970186},{"$f":"H48*Summary!$E$113","v":440784.09983929718},{"$f":"I48*Summary!$E$113","v":5824.5481214084921},{"$f":"J48*Summary!$E$113","v":89889.004400150661},{"$f":"K48*Summary!$E$113","v":138290.77600023182},{"$f":"L48*Summary!$E$113","v":136907.86824022947}]
[]
[null,null,null,"Cap Exp per m2 for Fit-Out",{"$f":"Input!$E$36","v":1800},{"$f":"Input!$E$36","v":1800},{"$f":"Input!$E$36","v":1800},{"$f":"Input!$E$36","v":1800},{"$f":"Input!$E$36","v":1800},{"$f":"Input!$E$36","v":1800},{"$f":"Input!$E$36","v":1800},{"$f":"Input!$E$36","v":1800}]
[null,null,null,"Area for Equipment",{"$f":"E48","v":217.45306711296644},334.54318017379455,331.19774837205659,244.88005546627622,3.2358600674491624,49.938335777861482,76.828208889017674,76.059926800127485]
[null,null,null,"Cap Exp for Fit-Out",{"$f":"E67*E68","v":391415.5208033396},602177.72431283025,596155.94706970186,440784.09983929718,5824.5481214084921,89889.004400150661,138290.77600023182,136907.86824022947]
[null,null,null,"CAPEX fit-out",{"$f":"E48*Summary!$E$114","v":391415.5208033396},{"$f":"F48*Summary!$E$114","v":602177.72431283025},{"$f":"G48*Summary!$E$114","v":596155.94706970186},{"$f":"H48*Summary!$E$114","v":440784.09983929718},{"$f":"I48*Summary!$E$114","v":5824.5481214084921},{"$f":"J48*Summary!$E$114","v":89889.004400150661},{"$f":"K48*Summary!$E$114","v":138290.77600023182},{"$f":"L48*Summary!$E$114","v":136907.86824022947}]
[]
[null,null,null,"CAPEX",{"$f":"E70+E65+E60","v":4964620.7937791115},5386145.2007980924,5332283.7487901114,4309888.9762064619,64070.029335493411,1140130.6199130223,1236934.1631131845,1224564.8214820526]
[]
[null,null,"Operating Expense for Equipment"]
[null,null,null,"Average Load",{"$f":"E12","v":4181.7897521724317},4181.7897521724317,4139.9718546507074,3949.6783139721965,80.896501686229058,105.4832827436765,105.4832827436765,104.42844991623971]
[null,null,null,"Power Tariff",{"$f":"Input!$E$34","v":0.2},{"$f":"Input!$E$34","v":0.2},{"$f":"Input!$E$34","v":0.2},{"$f":"Input!$E$34","v":0.2},{"$f":"Input!$E$34","v":0.2},{"$f":"Input!$E$34","v":0.2},{"$f":"Input!$E$34","v":0.2},{"$f":"Input!$E$34","v":0.2}]
[null,null,null,"Hours",{"$f":"Input!$E$49","v":8760},{"$f":"Input!$E$49","v":8760},{"$f":"Input!$E$49","v":8760},{"$f":"Input!$E$49","v":8760},{"$f":"Input!$E$49","v":8760},{"$f":"Input!$E$49","v":8760},{"$f":"Input!$E$49","v":8760},{"$f":"Input!$E$49","v":8760}]
[null,null,null,"Power Opexp from Average Load",{"$f":"E12*E76*E77","v":7326495.6458061012},7326495.6458061012,7253230.6893480392,6919836.4060792895,141730.67095427332,184806.71136692123,184806.71136692123,182958.64425325199]
[]
[null,null,null,"Equipment Maintenance as Percent of Cap Exp",{"$f":"Input!$E$40","v":0.03},{"$f":"Input!$E$40","v":0.03},{"$f":"Input!$E$40","v":0.03},{"$f":"Input!$E$40","v":0.03},{"$f":"Input!$E$40","v":0.03},{"$f":"Input!$E$40","v":0.03},{"$f":"Input!$E$40","v":0.03},{"$f":"Input!$E$40","v":0.03}]
[null,null,null,"Equipment Capital Expenditure",{"$f":"E60","v":4181789.7521724319},4181789.7521724319,4139971.8546507074,3428320.7765278672,52420.933092676431,960352.61111272092,960352.61111272092,950749.08500159357]
[null,null,null,"Equipment Operation and Maintenance",{"$f":"E80*E81","v":125453.69256517295},125453.69256517295,124199.15563952122,102849.62329583601,1572.627992780293,28810.578333381625,28810.578333381625,28522.472550047805]
[]
[null,null,null,"Core and Shell Maintenance as Percent of Cap Exp",{"$f":"Summary!$E$117","v":0.03},{"$f":"Summary!$E$117","v":0.03},{"$f":"Summary!$E$117","v":0.03},{"$f":"Summary!$E$117","v":0.03},{"$f":"Summary!$E$117","v":0.03},{"$f":"Summary!$E$117","v":0.03},{"$f":"Summary!$E$117","v":0.03},{"$f":"Summary!$E$117","v":0.03}]
[null,null,null,"Core and Shell Capital Expenditure",{"$f":"E64","v":391415.5208033396},602177.72431283025,596155.94706970186,440784.09983929718,5824.5481214084921,89889.004400150661,138290.77600023182,136907.86824022947]
[null,null,null,"Core and Shell Operation and Maintenance",{"$f":"E84*E85","v":11742.465624100189},18065.331729384907,17884.678412091056,13223.522995178915,174.73644364225476,2696.6701320045199,4148.7232800069542,4107.236047206884]
[]
[null,null,null,"Total Non-Fuel Operation and Maintenance",{"$f":"E82+E86","v":137196.15818927315},143519.02429455786,142083.83405161227,116073.14629101491,1747.3644364225477,31507.248465386147,32959.301613388583,32629.708597254688]
[null,null,null,"Total Non-Fuel Operation and Maintenance",{"$f":"E59*Summary!$E$118+E64*Summary!$E$117","v":137196.15818927315},{"$f":"F59*Summary!$E$118+F64*Summary!$E$117","v":143519.02429455786},{"$f":"G59*Summary!$E$118+G64*Summary!$E$117","v":142083.83405161227},{"$f":"H59*Summary!$E$118+H64*Summary!$E$117","v":116073.14629101491},{"$f":"I59*Summary!$E$118+I64*Summary!$E$117","v":1747.3644364225477},{"$f":"J59*Summary!$E$118+J64*Summary!$E$117","v":31507.248465386147},{"$f":"K59*Summary!$E$118+K64*Summary!$E$117","v":32959.301613388583},{"$f":"L59*Summary!$E$118+L64*Summary!$E$117","v":32629.708597254688}]
[null,null,null,"OPEX maintenance",{"$f":"E60*Summary!$E$118+E65*Summary!$E$117","v":137196.15818927315},{"$f":"F60*Summary!$E$118+F65*Summary!$E$117","v":143519.02429455786},{"$f":"G60*Summary!$E$118+G65*Summary!$E$117","v":142083.83405161227},{"$f":"H60*Summary!$E$118+H65*Summary!$E$117","v":116073.14629101491},{"$f":"I60*Summary!$E$118+I65*Summary!$E$117","v":1747.3644364225477},{"$f":"J60*Summary!$E$118+J65*Summary!$E$117","v":31507.248465386147},{"$f":"K60*Summary!$E$118+K65*Summary!$E$117","v":32959.301613388583},{"$f":"L60*Summary!$E$118+L65*Summary!$E$117","v":32629.708597254688}]
[]
[null,null,null,"OPEX total",{"$f":"'Back-up Power Calculate'!E90+'Heat Recovery Cooling Calculate'!E99+'Heat Recovery Cooling Calculate'!E100+'Back-up Power Calculate'!E78","v":7463691.8039953746},{"$f":"'Back-up Power Calculate'!F90+'Heat Recovery Cooling Calculate'!F99+'Heat Recovery Cooling Calculate'!F100+'Back-up Power Calculate'!F78","v":7470014.6701006591},{"$f":"'Back-up Power Calculate'!G90+'Heat Recovery Cooling Calculate'!G99+'Heat Recovery Cooling Calculate'!G100+'Back-up Power Calculate'!G78","v":7395314.5233996511},{"$f":"'Back-up Power Calculate'!H90+'Heat Recovery Cooling Calculate'!H99+'Heat Recovery Cooling Calculate'!H100+'Back-up Power Calculate'!H78","v":7035909.5523703042},{"$f":"'Back-up Power Calculate'!I90+'Heat Recovery Cooling Calculate'!I99+'Heat Recovery Cooling Calculate'!I100+'Back-up Power Calculate'!I78","v":143478.03539069588},{"$f":"'Back-up Power Calculate'!J90+'Heat Recovery Cooling Calculate'!J99+'Heat Recovery Cooling Calculate'!J100+'Back-up Power Calculate'!J78","v":216313.95983230736},{"$f":"'Back-up Power Calculate'!K90+'Heat Recovery Cooling Calculate'!K99+'Heat Recovery Cooling Calculate'!K100+'Back-up Power Calculate'!K78","v":217766.01298030981},{"$f":"'Back-up Power Calculate'!L90+'Heat Recovery Cooling Calculate'!L99+'Heat Recovery Cooling Calculate'!L100+'Back-up Power Calculate'!L78","v":215588.35285050666}]
[null,null,null,"OPEX",{"$f":"E92","v":7463691.8039953746},7470014.6701006591,7395314.5233996511,7035909.5523703042,143478.03539069588,216313.95983230736,217766.01298030981,215588.35285050666]
[]
[]
[null,"Other"]
[]
[]
[]
[null,null,null,"Variable that Goes Nowhere",{"$f":"IF('IT Load Datarooms Calculate'!E19>0.000000000001,'IT Load Datarooms Calculate'!E21/'IT Load Datarooms Calculate'!E19,)","v":2.8116434535008936E-2},{"$f":"IF('IT Load Datarooms Calculate'!F19>0.000000000001,'IT Load Datarooms Calculate'!F21/'IT Load Datarooms Calculate'!F19,)","v":4.5454545454545421E-2},{"$f":"IF('IT Load Datarooms Calculate'!G19>0.000000000001,'IT Load Datarooms Calculate'!G21/'IT Load Datarooms Calculate'!G19,)","v":0},{"$f":"IF('IT Load Datarooms Calculate'!H19>0.000000000001,'IT Load Datarooms Calculate'!H21/'IT Load Datarooms Calculate'!H19,)","v":0}]
[]
[]
[null,null,null,"CAPEX total",{"$f":"SUM(E60:E70)","v":5751486.7415200165},6594769.7357841004,6528858.0384262586,5195546.9359959885,79325.597298445282,1323608.5053848792,1517269.371531426,1502132.6778161121]
[null,null,null,null,{"$f":"IF(E12>0,E14/E12,)","v":0},{"$f":"IF(F12>0,F14/F12,)","v":9.9999999999999985E-3},{"$f":"IF(G12>0,G14/G12,)","v":1.0000000000000002E-2},{"$f":"IF(H12>0,H14/H12,)","v":1.0000000000000002E-2},{"$f":"IF(I14>0,I12/I14,)","v":22},{"$f":"IF(J12>0,J14/J12,)","v":0},{"$f":"IF(K12>0,K14/K12,)","v":1.0000000000000002E-2},{"$f":"IF(L12>0,L14/L12,)","v":0.01}]

{"sheet":"Heat Recovery Cooling Calculate","index":7,"n_rows":100,"n_cols":12,"rows_kept":100,"cut":false,"hidden":false,"merged":[]}
[]
[null,"Cooling"]
[null,null,null,"Water"]
[null,null,null,null,"HRU, Air",null,null,"SE RD Air","HRU, Liquid",null,null,"SE RD Liquid"]
[null,null,null,null,"Pump","Compressor","FreeCooler","Fans","Pump","Compressor","FreeCooler","Fans"]
[]
[null,null,null,"Load/Overhead Power",{"$f":"IF(E15>0.000000000001,E13/E15,)","v":404.99999999999989},4,499.99999999999994,48.962399999999867,404.99999999999994,0,500.00000000000006,50]
[null,null,null,"Code",{"$f":"'Detail Calculations'!AH57","v":"e_crit_ups-hru,lt"},{"$f":"'Detail Calculations'!AH59","v":"e_hru_comp,lt"},{"$f":"'Detail Calculations'!AG61","v":"e_hru_fc,lt"},{"$f":"'Detail Calculations'!AH63","v":"q_hru_comp-fs,lt"},{"$f":"'Detail Calculations'!AH68","v":"e_crit_ups-hru,ht"},{"$f":"'Detail Calculations'!AH70","v":"e_hru_comp,ht"},{"$f":"'Detail Calculations'!AG72","v":"e_hru_fc,ht"},{"$f":"'Detail Calculations'!AH74","v":"q_hru_comp-fs,ht"}]
[null,null,null,null,null,null,null,null,null,null,null,{"$f":"'Detail Calculations'!AG74","v":"e_hru_fs,ht"}]
[null,null,"Water and Other Costs for Cooling"]
[null,null,null,"Type",{"$f":"INDEX(c_configs[],MATCH('IT Load Datarooms Calculate'!AV570,c_configs[Cooling],0),MATCH('IT Load Datarooms Calculate'!$AY$569,c_configs[#Headers],0))","v":"SE RD65"},{"$f":"INDEX(c_configs[],MATCH('IT Load Datarooms Calculate'!AW570,c_configs[Cooling],0),MATCH('IT Load Datarooms Calculate'!$AY$569,c_configs[#Headers],0))","v":"SE RD65"},{"$f":"INDEX(c_configs[],MATCH('IT Load Datarooms Calculate'!AX570,c_configs[Cooling],0),MATCH('IT Load Datarooms Calculate'!$AY$569,c_configs[#Headers],0))","v":"SE RD65"},{"$f":"INDEX(c_configs[],MATCH('IT Load Datarooms Calculate'!AY570,c_configs[Cooling],0),MATCH('IT Load Datarooms Calculate'!$AY$569,c_configs[#Headers],0))","v":"SE RD65"},{"$f":"INDEX(c_configs[],MATCH('IT Load Datarooms Calculate'!AZ570,c_configs[Cooling],0),MATCH('IT Load Datarooms Calculate'!$BC$569,c_configs[#Headers],0))","v":"SE RD65"},{"$f":"INDEX(c_configs[],MATCH('IT Load Datarooms Calculate'!BA570,c_configs[Cooling],0),MATCH('IT Load Datarooms Calculate'!$BC$569,c_configs[#Headers],0))","v":"SE RD65"},{"$f":"INDEX(c_configs[],MATCH('IT Load Datarooms Calculate'!BB570,c_configs[Cooling],0),MATCH('IT Load Datarooms Calculate'!$BC$569,c_configs[#Headers],0))","v":"SE RD65"},{"$f":"INDEX(c_configs[],MATCH('IT Load Datarooms Calculate'!BC570,c_configs[Cooling],0),MATCH('IT Load Datarooms Calculate'!$BC$569,c_configs[#Headers],0))","v":"SE RD65"}]
[null,null,null,"Peak load",{"$f":"_xlfn.XLOOKUP(E$30,'Detail Calculations'!$S:$S,'Detail Calculations'!$T:$T,0,0)","v":3359.2759254386929},{"$f":"_xlfn.XLOOKUP(F$30,'Detail Calculations'!$S:$S,'Detail Calculations'!$T:$T,0,0)","v":3367.5704338965652},{"$f":"_xlfn.XLOOKUP(G$30,'Detail Calculations'!$S:$S,'Detail Calculations'!$T:$T,0,0)","v":3367.5704338965652},{"$f":"MAX(_xlfn.XLOOKUP(H$30,'Detail Calculations'!S:S,'Detail Calculations'!T:T,0,0),_xlfn.XLOOKUP(H8,'Detail Calculations'!S:S,'Detail Calculations'!T:T,0,0))","v":4209.4630423707067},{"$f":"_xlfn.XLOOKUP(I$30,'Detail Calculations'!$S:$S,'Detail Calculations'!$T:$T,0,0)","v":686.13364819885578},{"$f":"_xlfn.XLOOKUP(J$30,'Detail Calculations'!$S:$S,'Detail Calculations'!$T:$T,0,0)","v":0},{"$f":"_xlfn.XLOOKUP(K$30,'Detail Calculations'!$S:$S,'Detail Calculations'!$T:$T,0,0)","v":687.82780535490235},{"$f":"MAX(_xlfn.XLOOKUP(L30,'Detail Calculations'!S:S,'Detail Calculations'!T:T,0,0),_xlfn.XLOOKUP(L8,'Detail Calculations'!S:S,'Detail Calculations'!T:T,0,0))","v":689.20346096561207}]
[null,null,null,"Annual average load",{"$f":"_xlfn.XLOOKUP(E$30,'Detail Calculations'!$S:$S,'Detail Calculations'!$U:$U,0,0)","v":3359.2759254386924},{"$f":"_xlfn.XLOOKUP(F$30,'Detail Calculations'!$S:$S,'Detail Calculations'!$U:$U,0,0)","v":55.35732220103958},{"$f":"_xlfn.XLOOKUP(G$30,'Detail Calculations'!$S:$S,'Detail Calculations'!$U:$U,0,0)","v":3312.2131116955256},{"$f":"VLOOKUP(H30,'Detail Calculations'!$S$12:$X$77,3,FALSE)+VLOOKUP(H8,'Detail Calculations'!$S$12:$X$77,3,FALSE)","v":3388.0341906702165},{"$f":"_xlfn.XLOOKUP(I$30,'Detail Calculations'!$S:$S,'Detail Calculations'!$U:$U,0,0)","v":686.13364819885567},{"$f":"_xlfn.XLOOKUP(J$30,'Detail Calculations'!$S:$S,'Detail Calculations'!$U:$U,0,0)","v":0},{"$f":"_xlfn.XLOOKUP(K$30,'Detail Calculations'!$S:$S,'Detail Calculations'!$U:$U,0,0)","v":687.82780535490235},{"$f":"_xlfn.XLOOKUP(L30,'Detail Calculations'!S:S,'Detail Calculations'!U:U,0,0)+_xlfn.XLOOKUP(L8,'Detail Calculations'!S:S,'Detail Calculations'!U:U,0,0)","v":689.20346096561207}]
[null,null,null,"Average Load",{"$f":"E13","v":3359.2759254386924},55.35732220103958,3312.2131116955256,3388.0341906702165,686.13364819885567,0,687.82780535490235,689.20346096561207]
[" ",null,null,"Annual average overhead",{"$f":"_xlfn.XLOOKUP(E$8,'Detail Calculations'!$S:$S,'Detail Calculations'!$U:$U,0,0)","v":8.2945084578733166},{"$f":"_xlfn.XLOOKUP(F$8,'Detail Calculations'!$S:$S,'Detail Calculations'!$U:$U,0,0)","v":13.839330550259895},{"$f":"_xlfn.XLOOKUP(G$8,'Detail Calculations'!$S:$S,'Detail Calculations'!$U:$U,0,0)","v":6.624426223391052},{"$f":"_xlfn.XLOOKUP(H$8,'Detail Calculations'!$S:$S,'Detail Calculations'!$U:$U,0,0)","v":69.196652751299482},{"$f":"_xlfn.XLOOKUP(I$8,'Detail Calculations'!$S:$S,'Detail Calculations'!$U:$U,0,0)","v":1.6941571560465574},{"$f":"_xlfn.XLOOKUP(J$8,'Detail Calculations'!$S:$S,'Detail Calculations'!$U:$U,0,0)","v":0},{"$f":"_xlfn.XLOOKUP(K$8,'Detail Calculations'!$S:$S,'Detail Calculations'!$U:$U,0,0)","v":1.3756556107098046},{"$f":"_xlfn.XLOOKUP(L9,'Detail Calculations'!S:S,'Detail Calculations'!U:U,0,0)","v":13.784069219312242}]
[null,null,null,"Overhead",{"$f":"E15","v":8.2945084578733166},13.839330550259895,6.624426223391052,69.196652751299482,1.6941571560465574,0,1.3756556107098046,13.784069219312242]
[]
[null,null,null,"Area",null,null,null,{"$f":"H67","v":147.33120648297475},null,null,null,{"$f":"L67","v":24.122121133796426}]
[null,null,null,"Water",null,null,null,{"$f":"H20","v":41550.851314379528},null,null,null,{"$f":"L20","v":8452.391245282266}]
[null,null,null,"Water usage",null,null,null,{"$f":"IF(AND(ISNUMBER(H66),H28>0),H28*H66,H29*H13)*Summary!$E$127/1000","v":41550.851314379528},null,null,null,{"$f":"IF(AND(ISNUMBER(L66),L28>0),L28*L66,L29*L13)*Summary!$E$127/1000","v":8452.391245282266}]
[]
[null,null,null,null,{"$f":"E11","v":"SE RD65"},"SE RD65","SE RD65","SE RD65","SE RD65","SE RD65","SE RD65","SE RD65"]
[null,null,null,"Proportional area from configuration",null,null,null,{"$f":"_xlfn.XLOOKUP(H$22,'Cooling Configure'!$13:$13,'Cooling Configure'!16:16,0,0)","v":3.5000000000000003E-2},null,null,null,{"$f":"_xlfn.XLOOKUP(L$22,'Cooling Configure'!$13:$13,'Cooling Configure'!16:16,0,0)","v":3.5000000000000003E-2}]
[null,null,null,"Fixed cost",null,null,null,{"$f":"_xlfn.XLOOKUP(H$22,'Cooling Configure'!$13:$13,'Cooling Configure'!17:17,0,0)","v":0},null,null,null,{"$f":"_xlfn.XLOOKUP(L$22,'Cooling Configure'!$13:$13,'Cooling Configure'!17:17,0,0)","v":0}]
[null,null,null,"COP to Detail Calculations",{"$f":"_xlfn.XLOOKUP(E22,'Cooling Configure'!$52:$52,'Cooling Configure'!59:59)","v":405},{"$f":"_xlfn.XLOOKUP($F$22,'Cooling Configure'!26:26,'Cooling Configure'!33:33)","v":4},{"$f":"_xlfn.XLOOKUP(G22,'Cooling Configure'!$39:$39,'Cooling Configure'!46:46)","v":500},{"$f":"_xlfn.XLOOKUP(H$22,'Cooling Configure'!$13:$13,'Cooling Configure'!20:20,0,0)","v":50},{"$f":"_xlfn.XLOOKUP(I22,'Cooling Configure'!52:52,'Cooling Configure'!59:59)","v":405},{"$f":"_xlfn.XLOOKUP($F$22,'Cooling Configure'!26:26,'Cooling Configure'!33:33)","v":4},{"$f":"_xlfn.XLOOKUP(K22,'Cooling Configure'!$39:$39,'Cooling Configure'!46:46)","v":500},{"$f":"_xlfn.XLOOKUP(L$22,'Cooling Configure'!$13:$13,'Cooling Configure'!20:20,0,0)","v":50}]
[null,null,null,"Heat rejection to air-side"]
[null,null,null,"Critical workload efficiency"]
[null,null,null,"Fixed water usage from Heat Recovery Input",null,null,null,{"$f":"_xlfn.XLOOKUP(H22,'Cooling Configure'!13:13,'Cooling Configure'!23:23)","v":0},null,null,null,{"$f":"_xlfn.XLOOKUP(L22,'Cooling Configure'!13:13,'Cooling Configure'!23:23)","v":0}]
[null,null,null,"Proportional water usage from Heat Recovery",null,null,null,{"$f":"_xlfn.XLOOKUP(H22,'Cooling Configure'!13:13,'Cooling Configure'!24:24,0,0)","v":1.4},null,null,null,{"$f":"_xlfn.XLOOKUP(L22,'Cooling Configure'!13:13,'Cooling Configure'!24:24,0,0)","v":1.4}]
[null,null,null,null,{"$f":"'Detail Calculations'!AG57","v":"q_drms-hru,lt"},{"$f":"'Detail Calculations'!AG59","v":"q_hru_eco-comp,lt"},{"$f":"'Detail Calculations'!AH61","v":"q_hru_eco-fc,lt"},{"$f":"'Detail Calculations'!AI63","v":"q_hru_fc-fs,lt"},{"$f":"'Detail Calculations'!AG68","v":"q_drms-hru,ht"},{"$f":"'Detail Calculations'!AG70","v":"q_hru_eco-comp,ht"},{"$f":"'Detail Calculations'!AH72","v":"q_hru_eco-fc,ht"},{"$f":"'Detail Calculations'!AI74","v":"q_hru_fc-fs,ht"}]
[]
[null,null,null,"Heat recovery potential",null,null,null,0,null,null,null,{"$f":"_xlfn.XLOOKUP('Detail Calculations'!$AI$74,'Detail Calculations'!S:S,'Detail Calculations'!U:U,0,0)+_xlfn.XLOOKUP(L8,'Detail Calculations'!S:S,'Detail Calculations'!U:U,0,0)","v":689.20346096561207}]
[null,null,null,"Number of Units for Capacity",null,null,null,{"$f":"ISNUMBER(H66)","v":false},null,null,null,{"$f":"ISNUMBER(L66)","v":false}]
[null,null,null,"Fixed Water Usage",null,null,null,{"$f":"H28","v":0},null,null,null,{"$f":"L28","v":0}]
[null,null,null,"Fixed Water Usage x Capacity",null,null,null,{"$f":"H34*H33","v":0},null,null,null,{"$f":"L34*L33","v":0}]
[]
[null,null,null,"Proportional Water Usage",null,null,null,{"$f":"H29","v":1.4},null,null,null,{"$f":"L29","v":1.4}]
[null,null,null,"Annual Average Load",null,null,null,{"$f":"H13","v":3388.0341906702165},null,null,null,{"$f":"L13","v":689.20346096561207}]
[null,null,null,"Hours",null,null,null,{"$f":"Input!E$49","v":8760},null,null,null,{"$f":"Input!I$49","v":8760}]
[null,null,null,"Water Usage per Year",null,null,null,{"$f":"H37*H38*H39/1000","v":41550.851314379528},null,null,null,{"$f":"L37*L38*L39/1000","v":8452.391245282266}]
[]
[null,null,null,"Annual Average Load",null,null,null,{"$f":"H13","v":3388.0341906702165},null,null,null,{"$f":"L13","v":689.20346096561207}]
[null,null,null,"Hours",null,null,null,{"$f":"Input!$E$49","v":8760},null,null,null,{"$f":"Input!$E$49","v":8760}]
[null,null,null,"Electricity Cost",null,null,null,{"$f":"Input!$E$34","v":0.2},null,null,null,{"$f":"Input!$E$34","v":0.2}]
[null,null,null,"OPEX power for Chiller/Heat Recovery",null,null,null,{"$f":"H42*H43*H44","v":5935835.9020542195},null,null,null,{"$f":"L42*L43*L44","v":1207484.4636117525}]
[null,null,null,"OPEX power",null,null,null,{"$f":"H13*Summary!$E$127*Summary!$E$112","v":5935835.9020542195},null,null,null,{"$f":"L13*Summary!$E$127*Summary!$E$112","v":1207484.4636117525}]
[]
[null,null,null,"Cap Exp Equipment",null,null,null,{"$f":"H81","v":2104731.5211853534},null,null,null,{"$f":"L81","v":344601.73048280604}]
[null,null,null,"Equipment Maintenance Percent",null,null,null,{"$f":"Input!$E$40","v":0.03},null,null,null,{"$f":"Input!$E$40","v":0.03}]
[null,null,null,"Cap Exp Core and Shell",null,null,null,{"$f":"H86","v":265196.17166935455},null,null,null,{"$f":"L86","v":43419.818040833568}]
[null,null,null,"Core and Shell Percent",null,null,null,{"$f":"Input!$E$39","v":0.03},null,null,null,{"$f":"Input!E39","v":0.03}]
[null,null,null,"OPEX for Cooling - maintenance",null,null,null,{"$f":"H48*H49+H50*H51","v":71097.830785641243},null,null,null,{"$f":"L81*Summary!$E$118+L86*Summary!$E$117","v":11640.646455709188}]
[]
[null,null,null,"Water Annual Usage",null,null,null,{"$f":"H20","v":41550.851314379528},null,null,null,{"$f":"L20","v":8452.391245282266}]
[null,null,null,"Water unit cost",null,null,null,{"$f":"Input!$E$37","v":1},null,null,null,{"$f":"Input!$E$37","v":1}]
[null,null,null,"OPEX: water cost, equipment",null,null,null,{"$f":"H20*H55","v":41550.851314379528},null,null,null,{"$f":"L20*L55","v":8452.391245282266}]
[]
[null,null,null,"Heat Recovery Capacity",null,null,null,{"$f":"-H32","v":0},null,null,null,{"$f":"-L32","v":-689.20346096561207}]
[null,null,null,"Value of Heat Recovery",null,null,null,{"$f":"Input!$E$38","v":0},null,null,null,{"$f":"Input!$E$38","v":0}]
[null,null,null,"Hours",null,null,null,{"$f":"Input!E49","v":8760},null,null,null,{"$f":"Input!I49","v":8760}]
[null,null,null,"OPEX Credit: heat recovery revenue",null,null,null,{"$f":"-H32*Summary!$E$116*Summary!$E$127","v":0},null,null,null,{"$f":"-L32*Summary!$E$116*Summary!$E$127","v":0}]
[]
[null,null,null,"Total Cooling OPEX",null,null,null,{"$f":"H46+H52+H56+H61","v":6048484.5841542408},null,null,null,{"$f":"L46+L52+L56+L61","v":1227577.5013127439}]
[]
[null,null,"Capital Expenditures for Cooling"]
[null,null,null,"Number",null,null,null,{"$f":"IF(H70>0,ROUNDUP(H12/H70/Summary!$E$95,0)*_xlfn.IFS(OR(Summary!$E$107=\"N\",Summary!$E$107=\"N+1\"),1,Summary!$E$107=\"2N\",2)+IF(Summary!$E$107=\"N+1\",1,0),\"NA\")","v":"NA"},null,null,null,{"$f":"IF(L70>0,ROUNDUP(L12/L70/Summary!$E$95,0)*_xlfn.IFS(OR(Summary!$E$107=\"N\",Summary!$E$107=\"N+1\"),1,Summary!$E$107=\"2N\",2)+IF(Summary!$E$107=\"N+1\",1,0),\"NA\")","v":"NA"}]
[null,null,null,"Area (based on peak)",null,null,null,{"$f":"(IF(ISNUMBER(H66),H68*H66,0)+H23*H12/Summary!$E$95)*IF(Summary!$E$107=\"2N\",2,1)","v":147.33120648297475},null,null,null,{"$f":"(IF(ISNUMBER(L66),L68*L66,0)+L23*L12/Summary!$E$95)*IF(Summary!$E$107=\"2N\",2,1)","v":24.122121133796426}]
[null,null,null,"Fixed area",null,null,null,{"$f":"_xlfn.XLOOKUP(H$22,'Cooling Configure'!$13:$13,'Cooling Configure'!15:15,0,0)","v":0},null,null,null,{"$f":"_xlfn.XLOOKUP(L$22,'Cooling Configure'!$13:$13,'Cooling Configure'!15:15,0,0)","v":0}]
[]
[null,null,null,"Capacity",null,null,null,{"$f":"_xlfn.XLOOKUP(H$22,'Cooling Configure'!$13:$13,'Cooling Configure'!14:14,0,0)","v":0},null,null,null,{"$f":"_xlfn.XLOOKUP(L$22,'Cooling Configure'!$13:$13,'Cooling Configure'!14:14,0,0)","v":0}]
[]
[null,null,null,"Number for Capacity",null,null,null,{"$f":"H66","v":"NA"},null,null,null,{"$f":"L66","v":"NA"}]
[null,null,null,"Number for Capacity",null,null,null,{"$f":"IFERROR(H72*H68,0)","v":0},null,null,null,{"$f":"IFERROR(L72*L68,0)","v":0}]
[null,null,null,"Peak Load",null,null,null,{"$f":"H12","v":4209.4630423707067},null,null,null,{"$f":"L12","v":689.20346096561207}]
[null,null,null,"Proportional cost per kW",null,null,null,{"$f":"_xlfn.XLOOKUP(H$22,'Cooling Configure'!$13:$13,'Cooling Configure'!18:18,0,0)","v":500},null,null,null,{"$f":"_xlfn.XLOOKUP(L$22,'Cooling Configure'!$13:$13,'Cooling Configure'!18:18,0,0)","v":500}]
[null,null,null,"Load Factor",null,null,null,{"$f":"Input!$E$11","v":1},null,null,null,{"$f":"Input!$E$11","v":1}]
[null,null,null,"Redundancy",null,null,null,{"$f":"Input!E$28","v":"N+1"},null,null,null,{"$f":"Input!I$28","v":0}]
[null,null,null,"Units Applied",null,null,null,{"$f":"IF(H77=\"2N\",2,1)","v":1},null,null,null,{"$f":"IF(L77=\"2N\",2,1)","v":1}]
[]
[null,null,null,"CAPEX - Cooling equipment",null,null,null,{"$f":"(H73+H75*H74/H76)*H78","v":2104731.5211853534},null,null,null,{"$f":"(L73+L75*L74/L76)*L78","v":344601.73048280604}]
[null,null,null,"CAPEX - Cooling equipment",null,null,null,{"$f":"(IF(ISNUMBER(H66),H66*H24,0)+H12*H75/Summary!$E$95)*IF(Summary!$E$107=\"2N\",2,1)","v":2104731.5211853534},null,null,null,{"$f":"(IF(ISNUMBER(L66),L66*L24,0)+L12*L75/Summary!$E$95)*IF(Summary!$E$107=\"2N\",2,1)","v":344601.73048280604}]
[]
[null,null,null,"Proportional losses"]
[null,null,null,"Cap Exp per m2 of core and shell",null,null,null,{"$f":"Input!$E$35","v":1800},null,null,null,{"$f":"Input!$E$35","v":1800}]
[null,null,null,"Area",null,null,null,{"$f":"H67","v":147.33120648297475},null,null,null,{"$f":"L67","v":24.122121133796426}]
[null,null,null,"CAPEX core and shell",null,null,null,{"$f":"H84*H85","v":265196.17166935455},null,null,null,{"$f":"L84*L85","v":43419.818040833568}]
[]
[null,null,null,"Cap Exp per m2 - Fit-Out",null,null,null,{"$f":"Input!$E$36","v":1800},null,null,null,{"$f":"Input!$E$36","v":1800}]
[null,null,null,"Fit-Out Area",null,null,null,{"$f":"H85","v":147.33120648297475},null,null,null,{"$f":"L85","v":24.122121133796426}]
[null,null,null,"CAPEX fit-out",null,null,null,{"$f":"H88*H89","v":265196.17166935455},null,null,null,{"$f":"L88*L89","v":43419.818040833568}]
[]
[null,null,null,"CAPEX total",null,null,null,{"$f":"H80+H86+H90","v":2635123.8645240627},null,null,null,{"$f":"L80+L86+L90","v":431441.3665644732}]
[null,null,null,"CAPEX",null,null,null,{"$f":"H92","v":2635123.8645240627},null,null,null,{"$f":"L92","v":431441.3665644732}]
[]
[null,null,null,"OPEX",null,null,null,{"$f":"H63","v":6048484.5841542408},null,null,null,{"$f":"L63","v":1227577.5013127439}]
[]
[null,null,null,null,{"$f":"IF(ISNUMBER('IT Load Datarooms Calculate'!E86),'IT Load Datarooms Calculate'!E86,0)+'IT Load Datarooms Calculate'!E87*'IT Load Datarooms Calculate'!E15/Summary!$E$95","v":334.68333333333328}]
[]
[null,null,null,"OPEX: water cost, equipment"]
[null,null,null,"OPEX: heat recovery revenue"]

{"sheet":"Summary","index":8,"n_rows":134,"n_cols":76,"rows_kept":134,"cut":false,"hidden":false,"merged":[]}
[]
[null,"Summary"]
[null,null,null,"Resource systems","PowerCrit","PowerMech","Datarooms","HRUs"]
[null,null,null,"Peak load",{"$f":"'Back-up Power Calculate'!F13","v":4181.7897521724317},{"$f":"SUM('Back-up Power Calculate'!K13)","v":960.35261111272087},{"$f":"SUM('IT Load Datarooms Calculate'!E15:H15)","v":3900.1928652185552},{"$f":"'Heat Recovery Cooling Calculate'!H12+'Heat Recovery Cooling Calculate'!L12","v":4898.6665033363188}]
[null,null,null,"Average load",{"$f":"'Back-up Power Calculate'!F12","v":4181.7897521724317},{"$f":"SUM('Back-up Power Calculate'!K12)","v":105.4832827436765},{"$f":"SUM('IT Load Datarooms Calculate'!E19:H19)","v":3900.1928652185552},{"$f":"'Heat Recovery Cooling Calculate'!H13+'Heat Recovery Cooling Calculate'!L13","v":4077.2376516358286}]
[null,null,null,"Average overhead",{"$f":"SUM('Back-up Power Calculate'!E14:I14)","v":126.39151292096378},{"$f":"SUM('Back-up Power Calculate'!J14:L14)","v":2.0991173265991625},{"$f":"SUM('IT Load Datarooms Calculate'!E21:H21)","v":145.21670841899311},{"$f":"SUM('Heat Recovery Cooling Calculate'!E15:H15,'Heat Recovery Cooling Calculate'!I15:L15)","v":114.80879996889234}]
[]
[null,null,null,"Area",{"$f":"SUM('Back-up Power Calculate'!E47:I47)","v":1131.309911192543},{"$f":"SUM('Back-up Power Calculate'!J47:L47)","v":202.82647146700663},{"$f":"SUM('IT Load Datarooms Calculate'!E91:H91)","v":1029.4033333333332},{"$f":"SUM('Heat Recovery Cooling Calculate'!E18:L18)","v":171.45332761677116}]
[null,null,null,"Water usage: equipment",null,null,null,{"$f":"SUM('Heat Recovery Cooling Calculate'!E19:L19)","v":50003.242559661798},null,null,null,null,null,null,null,null,null,null,null,null,null,null,null,null,null,null,null,null,null,null,null,null,null,null,null,null,null,null,null,null,null,null,null,null,null,null,null,null,null,null,null,null,null,null,null,null,null,null,null,null,null,null,null,null,null,null,null,null,null,null,null,null,null,null,2]
[null,null,null,"Heat recovery rate potential",null,null,null,{"$f":"SUM('Heat Recovery Cooling Calculate'!E32:L32)","v":689.20346096561207},null,null,null,null,null,null,null,null,null,null,null,null,null,null,null,null,null,null,null,null,null,null,null,null,null,null,null,null,null,null,null,null,null,null,null,null,null,null,null,null,null,null,null,null,null,null,null,null,null,null,null,null,null,null,null,null,null,null,null,null,null,null,null,null,null,null,{"$f":"BW9+1","v":3}]
[null,null,null,"Overhead power",{"$f":"SUM('Back-up Power Calculate'!E15:I15)","v":126.39151292096378},{"$f":"SUM('Back-up Power Calculate'!J15:L15)","v":2.0991173265991625},{"$f":"SUM('IT Load Datarooms Calculate'!E22:H22)","v":145.21670841899311},{"$f":"SUM('Heat Recovery Cooling Calculate'!E16:L16)","v":114.80879996889234},null,null,null,null,null,null,null,null,null,null,null,null,null,null,null,null,null,null,null,null,null,null,null,null,null,null,null,null,null,null,null,null,null,null,null,null,null,null,null,null,null,null,null,null,null,null,null,null,null,null,null,null,null,null,null,null,null,null,null,null,null,null,null,null,null,null,4]
[null,null,null,null,null,null,null,null,null,null,null,null,null,null,null,null,null,null,null,null,null,null,null,null,null,null,null,null,null,null,null,null,null,null,null,null,null,null,null,null,null,null,null,null,null,null,null,null,null,null,null,null,null,null,null,null,null,null,null,null,null,null,null,null,null,null,null,null,null,null,null,null,null,null,5]
[null,null,null,"Financial systems","PowerCrit","PowerMech","Datarooms","HRUs",null,null,null,null,null,null,null,null,null,null,null,null,null,null,null,null,null,null,null,null,null,null,null,null,null,null,null,null,null,null,null,null,null,null,null,null,null,null,null,null,null,null,null,null,null,null,null,null,null,null,null,null,null,null,null,null,null,null,null,null,null,null,null,null,null,null,6]
[null,null,null,"CAPEX: equipment",{"$f":"SUM('Back-up Power Calculate'!E60:I60)","v":15984293.068616115},{"$f":"SUM('Back-up Power Calculate'!J60:L60)","v":2871454.3072270355},{"$f":"SUM('IT Load Datarooms Calculate'!E104:H104)","v":3548919.6969696973},{"$f":"SUM('Heat Recovery Cooling Calculate'!E81:L81)","v":2449333.2516681594},null,null,null,null,null,null,null,null,null,null,null,null,null,null,null,null,null,null,null,null,null,null,null,null,null,null,null,null,null,null,null,null,null,null,null,null,null,null,null,null,null,null,null,null,null,null,null,null,null,null,null,null,null,null,null,null,null,null,null,null,null,null,null,null,null,null,7]
[null,null,null,"CAPEX: core and shell",{"$f":"SUM('Back-up Power Calculate'!E65:I65)","v":2036357.8401465775},{"$f":"SUM('Back-up Power Calculate'!J65:L65)","v":365087.64864061191},{"$f":"SUM('IT Load Datarooms Calculate'!E110:H110)","v":1852926},{"$f":"SUM('Heat Recovery Cooling Calculate'!E86:L86)","v":308615.98971018812},null,null,null,null,null,null,null,null,null,null,null,null,null,null,null,null,null,null,null,null,null,null,null,null,null,null,null,null,null,null,null,null,null,null,null,null,null,null,null,null,null,null,null,null,null,null,null,null,null,null,null,null,null,null,null,null,null,null,null,null,null,null,null,null,null,null,8]
[null,null,null,"CAPEX: fit-out",{"$f":"SUM('Back-up Power Calculate'!E70:I70)","v":2036357.8401465775},{"$f":"SUM('Back-up Power Calculate'!J70:L70)","v":365087.64864061191},{"$f":"SUM('IT Load Datarooms Calculate'!E114:H114)","v":1852926},{"$f":"SUM('Heat Recovery Cooling Calculate'!E90:L90)","v":308615.98971018812},null,null,null,null,null,null,null,null,null,null,null,null,null,null,null,null,null,null,null,null,null,null,null,null,null,null,null,null,null,null,null,null,null,null,null,null,null,null,null,null,null,null,null,null,null,null,null,null,null,null,null,null,null,null,null,null,null,null,null,null,null,null,null,null,null,null,9]
[null,null,null,"CAPEX total",{"$f":"SUM('Back-up Power Calculate'!E103:I103)","v":24149987.049024809},{"$f":"SUM('Back-up Power Calculate'!J103:L103)","v":4343010.5547324177},{"$f":"SUM('IT Load Datarooms Calculate'!E116:H116)","v":7254771.6969696973},{"$f":"SUM('Heat Recovery Cooling Calculate'!E92:L92)","v":3066565.2310885359},null,null,null,null,null,null,null,null,null,null,null,null,null,null,null,null,null,null,null,null,null,null,null,null,null,null,null,null,null,null,null,null,null,null,null,null,null,null,null,null,null,null,null,null,null,null,null,null,null,null,null,null,null,null,null,null,null,null,null,null,null,null,null,null,null,null,10]
[null,null,null,"OPEX: electrical cost",{"$f":"SUM('Back-up Power Calculate'!E78:I78)","v":28967789.057993803},{"$f":"SUM('Back-up Power Calculate'!J78:L78)","v":552572.06698709447},{"$f":"SUM('IT Load Datarooms Calculate'!E122:H122)","v":6833137.8998629097},{"$f":"SUM('Heat Recovery Cooling Calculate'!E46:L46)","v":7143320.3656659722},null,null,null,null,null,null,null,null,null,null,null,null,null,null,null,null,null,null,null,null,null,null,null,null,null,null,null,null,null,null,null,null,null,null,null,null,null,null,null,null,null,null,null,null,null,null,null,null,null,null,null,null,null,null,null,null,null,null,null,null,null,null,null,null,null,null,11]
[null,null,null,"OPEX: maintenance cost",{"$f":"SUM('Back-up Power Calculate'!E90:I90)","v":540619.52726288082},{"$f":"SUM('Back-up Power Calculate'!J90:L90)","v":97096.258676029422},{"$f":"SUM('IT Load Datarooms Calculate'!E132:H132)","v":162055.37090909091},{"$f":"SUM('Heat Recovery Cooling Calculate'!E52:L52)","v":82738.477241350425},null,null,null,null,null,null,null,null,null,null,null,null,null,null,null,null,null,null,null,null,null,null,null,null,null,null,null,null,null,null,null,null,null,null,null,null,null,null,null,null,null,null,null,null,null,null,null,null,null,null,null,null,null,null,null,null,null,null,null,null,null,null,null,null,null,null,12]
[null,null,null,"OPEX: water cost, equipment",null,null,null,{"$f":"SUM('Heat Recovery Cooling Calculate'!E56:L56)","v":50003.242559661798}]
[null,null,null,"OPEX: heat recovery revenue",null,null,null,{"$f":"SUM('Heat Recovery Cooling Calculate'!E61:L61)","v":0}]
[null,null,null,"OPEX total",{"$f":"SUM('Back-up Power Calculate'!E92:I92)","v":29508408.585256688},{"$f":"SUM('Back-up Power Calculate'!J92:L92)","v":649668.32566312386},{"$f":"SUM('IT Load Datarooms Calculate'!E133:H133)","v":6995193.2707719998},{"$f":"SUM('Heat Recovery Cooling Calculate'!E63:L63)","v":7276062.0854669847}]
[]
[null,null,null,"ITE power L1 (UPS outputs)",{"$f":"'Back-up Power Calculate'!H12-'Back-up Power Calculate'!H14","v":3910.1815308324744},null,{"$f":"'Back-up Power Calculate'!H12","v":3949.6783139721965},{"$f":"'Back-up Power Calculate'!H14","v":39.49678313972197}]
[null,null,null,"ITE power L2 (PDU outputs)",{"$f":"SUM('IT Load Datarooms Calculate'!E60:H60)","v":3856.5656565663649}]
[]
[null,null,null,"ITE power L4 (node inputs)",{"$f":"SUM('IT Load Datarooms Calculate'!E62:H62)","v":2868.9000000000005}]
[null,null,null,"Workload density",{"$f":"E27/E40","v":2.7869542550538995}]
[]
[null,null,"Losses"]
[null,null,null,"Critical",{"$f":"E6","v":126.39151292096378}]
[null,null,null,"Datarooms",{"$f":"G6","v":145.21670841899311}]
[null,null,null,"Mech",{"$f":"F6+H6","v":116.9079172954915}]
[null,null,"Water usage"]
[null,null,null,"utility",{"$f":"'IT Load Datarooms Calculate'!E52*E120/1000*E127","v":67601.721214557198}]
[null,null,null,"equipment",{"$f":"SUM(E9:H9)","v":50003.242559661798}]
[]
[null,null,"Floor area"]
[null,null,null,"facilities",{"$f":"SUM(E8:F8,H8)","v":1505.5897102763211}]
[null,null,null,"datarooms",{"$f":"G8","v":1029.4033333333332}]
[null,null,null,"overall",{"$f":"0.7*(SQRT(E39)+SQRT(E40))^2","v":3517.4018320245714}]
[]
[null,null,null,"Heat recovery rate",{"$f":"SUM(E10:H10)","v":689.20346096561207}]
[null,null,null,"CO2e: utility",{"$f":"'IT Load Datarooms Calculate'!E52*E119*E127/1000000","v":13858.352848984227}]
[]
[]
[null,null,null,"Financial NPV analysis"]
[null,null,null,"Total Capex",null,{"$f":"SUM(F73:F77)","v":33979975.28147576}]
[]
[]
[null,null,null,"Capital Expenditures with 6-year Depreciation","Data Equipment",{"$f":"F75","v":3548919.6969696973}]
[]
[null,null,null,"Capital Expenditure with 18 year Depreciation","power equip.",{"$f":"F73","v":18855747.375843149}]
[null,null,null,"Capital Expenditure with 18 year Depreciation","cooling equip.",{"$f":"F74","v":2449333.2516681594}]
[null,null,null,"Capital Expenditure with 18 year Depreciation","core and shell",{"$f":"F76","v":4562987.4784973776}]
[null,null,null,"Capital Expenditure with 18 year Depreciation","fit-out",{"$f":"F77","v":4562987.4784973776}]
[null,null,null,"Total with 18 year",null,{"$f":"SUM(F53:F56)","v":30431055.584506065}]
[null,null,null,{"$f":"CONCATENATE(\"Capex on \",E121,\" year depreciation schedule\")","v":"Capex on 18 year depreciation schedule"},null,{"$f":"F73+F74+F76+F77","v":30431055.584506065}]
[null,null,null,{"$f":"CONCATENATE(\"Capex on \",E122,\" year depreciation schedule\")","v":"Capex on 6 year depreciation schedule"},null,{"$f":"F75","v":3548919.6969696973}]
[]
[null,null,null,"Initial Capex Investment (Should be Equity Investment)",null,{"$f":"IF(E126=0,-F48,-F48*(1-E125))","v":-10193992.584442729},{"$f":"E126","v":15},{"$f":"E125","v":0.7}]
[null,null,null,"Capex Annual Loan Payments",null,{"$f":"IF(E126=0,0,PMT(E124,E126,F48*E125))","v":-2449070.5218797638}]
[null,null,null,{"$f":"CONCATENATE(\"Capex Annual Depreciation on \",E121,\" year schedule\")","v":"Capex Annual Depreciation on 18 year schedule"},null,{"$f":"-F58/E121","v":-1690614.1991392258},{"$f":"E121","v":18}]
[null,null,null,{"$f":"CONCATENATE(\"Capex Annual Depreciation on \",E122,\" year schedule\")","v":"Capex Annual Depreciation on 6 year schedule"},null,{"$f":"-F59/E122","v":-591486.61616161617},{"$f":"E122","v":6}]
[]
[null,null,null,"Opex Annual payments",null,{"$f":"-F87","v":-44429332.267158791}]
[]
[null,null,null,"Annual Revenue Required to Break Even",null,45528655.7107068,"<< Run Goal seek to set E106 to 0, by changing cell C78"]
[null,null,null,"Monthly Revenue Required per kW of Critical Power",null,{"$f":"F68/E27/12","v":1322.4771314994944}]
[]
[]
[null,null,null,"Financial breakdown"]
[null,null,null,"CAPEX","power equip.",{"$f":"SUM(E14:F14)","v":18855747.375843149}]
[null,null,null,null,"cooling equip.",{"$f":"H14","v":2449333.2516681594}]
[null,null,null,null,"data equip.",{"$f":"G14","v":3548919.6969696973}]
[null,null,null,null,"core and shell",{"$f":"SUM(E15:H15)","v":4562987.4784973776}]
[null,null,null,null,"fit-out",{"$f":"SUM(E16:H16)","v":4562987.4784973776},{"$f":"SUM(F73:F77)","v":33979975.28147576}]
[]
[null,null,null,"OPEX","electrical",{"$f":"SUM(E18:H18)","v":43496819.390509777}]
[null,null,null,null,"maintenance",{"$f":"SUM(E19:H19)","v":882509.63408935152}]
[null,null,null,null,"water",{"$f":"SUM(E20:H20)","v":50003.242559661798}]
[null,null,null,null,"heat recovery",{"$f":"SUM(E21:H21)","v":0},{"$f":"SUM(F79:F82)","v":44429332.267158791}]
[]
[]
[null,null,null,"Financial metrics"]
[null,null,null,"CAPEX",null,{"$f":"SUM(F73:F77)","v":33979975.28147576}]
[null,null,null,"OPEX",null,{"$f":"SUM(F79:F82)","v":44429332.267158791}]
[null,null,null,"CAPEX per Workload",null,{"$f":"F86/E27/1000","v":11.844252250505683}]
[]
[]
[null,null,null,"One",1]
[]
[]
[null,null,null,"IT Operations Manager"]
[null,null,null,"Power capacity utilisation",{"$f":"Input!$E$11","v":1},null,null,null,null,null,null,null,null,null,null,null,null,null,null,null,null,null,null,null,null,null,null,null,null,null,null,null,null,null,null,null,null,null,null,null,null,null,null,null,null,null,null,null,null,null,null,null,null,null,null,null,null,null,null,null,null,null,null,null,null,null,null,null,null,null,null,null,null,null,null,9]
[null,null,null,"Dataroom 1 configuration",{"$f":"Input!E14","v":"2-dtc-l2l"},null,null,null,null,null,null,null,null,null,null,null,null,null,null,null,null,null,null,null,null,null,null,null,null,null,null,null,null,null,null,null,null,null,null,null,null,null,null,null,null,null,null,null,null,null,null,null,null,null,null,null,null,null,null,null,null,null,null,null,null,null,null,null,null,null,null,null,null,null,null,{"$f":"BX95+1","v":10}]
[null,null,null,"Dataroom 2 configuration",{"$f":"Input!E15","v":"1-air"},null,null,null,null,null,null,null,null,null,null,null,null,null,null,null,null,null,null,null,null,null,null,null,null,null,null,null,null,null,null,null,null,null,null,null,null,null,null,null,null,null,null,null,null,null,null,null,null,null,null,null,null,null,null,null,null,null,null,null,null,null,null,null,null,null,null,null,null,null,null,11]
[null,null,null,"Dataroom 3 configuration",{"$f":"Input!E16","v":"None"},null,null,null,null,null,null,null,null,null,null,null,null,null,null,null,null,null,null,null,null,null,null,null,null,null,null,null,null,null,null,null,null,null,null,null,null,null,null,null,null,null,null,null,null,null,null,null,null,null,null,null,null,null,null,null,null,null,null,null,null,null,null,null,null,null,null,null,null,null,null,12]
[null,null,null,"Dataroom 4 configuration",{"$f":"Input!E17","v":"None"},null,null,null,null,null,null,null,null,null,null,null,null,null,null,null,null,null,null,null,null,null,null,null,null,null,null,null,null,null,null,null,null,null,null,null,null,null,null,null,null,null,null,null,null,null,null,null,null,null,null,null,null,null,null,null,null,null,null,null,null,null,null,null,null,null,null,null,null,null,null,13]
[null,null,null,null,null,null,null,null,null,null,null,null,null,null,null,null,null,null,null,null,null,null,null,null,null,null,null,null,null,null,null,null,null,null,null,null,null,null,null,null,null,null,null,null,null,null,null,null,null,null,null,null,null,null,null,null,null,null,null,null,null,null,null,null,null,null,null,null,null,null,null,null,null,null,null,14]
[null,null,null,"Facilites Operations Manager",null,null,null,null,null,null,null,null,null,null,null,null,null,null,null,null,null,null,null,null,null,null,null,null,null,null,null,null,null,null,null,null,null,null,null,null,null,null,null,null,null,null,null,null,null,null,null,null,null,null,null,null,null,null,null,null,null,null,null,null,null,null,null,null,null,null,null,null,null,null,null,15]
[null,null,null,"Critical power configuration",{"$f":"Input!E22","v":"SE RD Crit"},null,null,null,null,null,null,null,null,null,null,null,null,null,null,null,null,null,null,null,null,null,null,null,null,null,null,null,null,null,null,null,null,null,null,null,null,null,null,null,null,null,null,null,null,null,null,null,null,null,null,null,null,null,null,null,null,null,null,null,null,null,null,null,null,null,null,null,null,null,2,16]
[null,null,null,"Mechanical power configuration",{"$f":"Input!E23","v":"SE RD Mech"},null,null,null,null,null,null,null,null,null,null,null,null,null,null,null,null,null,null,null,null,null,null,null,null,null,null,null,null,null,null,null,null,null,null,null,null,null,null,null,null,null,null,null,null,null,null,null,null,null,null,null,null,null,null,null,null,null,null,null,null,null,null,null,null,null,null,null,null,null,{"$f":"BW102+1","v":3},17]
[null,null,null,"Redundancy: power",{"$f":"Input!E24","v":"2N"},null,null,null,null,null,null,null,null,null,null,null,null,null,null,null,null,null,null,null,null,null,null,null,null,null,null,null,null,null,null,null,null,null,null,null,null,null,null,null,null,null,null,null,null,null,null,null,null,null,null,null,null,null,null,null,null,null,null,null,null,null,null,null,null,null,null,null,null,null,4,18]
[null,null,null,"Cooling configuration: Air",{"$f":"Input!E26","v":"SE RD Air"},null,null,null,null,null,null,null,null,null,null,null,null,null,null,null,null,null,null,null,null,null,null,null,null,null,null,null,null,null,null,null,null,null,null,null,null,null,null,null,null,null,null,null,null,null,null,null,null,null,null,null,null,null,null,null,null,null,null,null,null,null,null,null,null,null,null,null,null,null,5,19]
[null,null,null,"Cooling configuration: Liquid",{"$f":"Input!E27","v":"SE RD Liquid"},null,null,null,null,null,null,null,null,null,null,null,null,null,null,null,null,null,null,null,null,null,null,null,null,null,null,null,null,null,null,null,null,null,null,null,null,null,null,null,null,null,null,null,null,null,null,null,null,null,null,null,null,null,null,null,null,null,null,null,null,null,null,null,null,null,null,null,null,null,6,20]
[null,null,null,"Redundancy: cooling",{"$f":"Input!E28","v":"N+1"},null,null,null,null,null,null,null,null,null,null,null,null,null,null,null,null,null,null,null,null,null,null,null,null,null,null,null,null,null,null,null,null,null,null,null,null,null,null,null,null,null,null,null,null,null,null,null,null,null,null,null,null,null,null,null,null,null,null,null,null,null,null,null,null,null,null,null,null,null,7,21]
[null,null,null,"Environment: temperature",{"$f":"Input!E30","v":"RD99 Paris"},null,null,null,null,null,null,null,null,null,null,null,null,null,null,null,null,null,null,null,null,null,null,null,null,null,null,null,null,null,null,null,null,null,null,null,null,null,null,null,null,null,null,null,null,null,null,null,null,null,null,null,null,null,null,null,null,null,null,null,null,null,null,null,null,null,null,null,null,null,8,22]
[null,null,null,"Environment: humidity",{"$f":"Input!E31","v":"RD99 Paris"},null,null,null,null,null,null,null,null,null,null,null,null,null,null,null,null,null,null,null,null,null,null,null,null,null,null,null,null,null,null,null,null,null,null,null,null,null,null,null,null,null,null,null,null,null,null,null,null,null,null,null,null,null,null,null,null,null,null,null,null,null,null,null,null,null,null,null,null,null,9,23]
[null,null,null,null,null,null,null,null,null,null,null,null,null,null,null,null,null,null,null,null,null,null,null,null,null,null,null,null,null,null,null,null,null,null,null,null,null,null,null,null,null,null,null,null,null,null,null,null,null,null,null,null,null,null,null,null,null,null,null,null,null,null,null,null,null,null,null,null,null,null,null,null,null,null,10,24]
[null,null,null,"Finanical Operations Manager",null,null,null,null,null,null,null,null,null,null,null,null,null,null,null,null,null,null,null,null,null,null,null,null,null,null,null,null,null,null,null,null,null,null,null,null,null,null,null,null,null,null,null,null,null,null,null,null,null,null,null,null,null,null,null,null,null,null,null,null,null,null,null,null,null,null,null,null,null,null,11,25]
[null,null,null,"Electricity unit cost",{"$f":"Input!E34","v":0.2},null,null,null,null,null,null,null,null,null,null,null,null,null,null,null,null,null,null,null,null,null,null,null,null,null,null,null,null,null,null,null,null,null,null,null,null,null,null,null,null,null,null,null,null,null,null,null,null,null,null,null,null,null,null,null,null,null,null,null,null,null,null,null,null,null,null,null,null,null,12,26]
[null,null,null,"Core and shell unit cost",{"$f":"Input!E35","v":1800},null,null,null,null,null,null,null,null,null,null,null,null,null,null,null,null,null,null,null,null,null,null,null,null,null,null,null,null,null,null,null,null,null,null,null,null,null,null,null,null,null,null,null,null,null,null,null,null,null,null,null,null,null,null,null,null,null,null,null,null,null,null,null,null,null,null,null,null,null,null,27]
[null,null,null,"Fit-out unit cost",{"$f":"Input!E36","v":1800},null,null,null,null,null,null,null,null,null,null,null,null,null,null,null,null,null,null,null,null,null,null,null,null,null,null,null,null,null,null,null,null,null,null,null,null,null,null,null,null,null,null,null,null,null,null,null,null,null,null,null,null,null,null,null,null,null,null,null,null,null,null,null,null,null,null,null,null,null,null,28]
[null,null,null,"Water unit cost",{"$f":"Input!E37","v":1},null,null,null,null,null,null,null,null,null,null,null,null,null,null,null,null,null,null,null,null,null,null,null,null,null,null,null,null,null,null,null,null,null,null,null,null,null,null,null,null,null,null,null,null,null,null,null,null,null,null,null,null,null,null,null,null,null,null,null,null,null,null,null,null,null,null,null,null,null,null,29]
[null,null,null,"Value of heat recovery",{"$f":"Input!E38","v":0},null,null,null,null,null,null,null,null,null,null,null,null,null,null,null,null,null,null,null,null,null,null,null,null,null,null,null,null,null,null,null,null,null,null,null,null,null,null,null,null,null,null,null,null,null,null,null,null,null,null,null,null,null,null,null,null,null,null,null,null,null,null,null,null,null,null,null,null,null,null,30]
[null,null,null,"Core and shell maintenance",{"$f":"Input!E39","v":0.03},null,null,null,null,null,null,null,null,null,null,null,null,null,null,null,null,null,null,null,null,null,null,null,null,null,null,null,null,null,null,null,null,null,null,null,null,null,null,null,null,null,null,null,null,null,null,null,null,null,null,null,null,null,null,null,null,null,null,null,null,null,null,null,null,null,null,null,null,null,null,31]
[null,null,null,"Equipment maintenance",{"$f":"Input!E40","v":0.03},null,null,null,null,null,null,null,null,null,null,null,null,null,null,null,null,null,null,null,null,null,null,null,null,null,null,null,null,null,null,null,null,null,null,null,null,null,null,null,null,null,null,null,null,null,null,null,null,null,null,null,null,null,null,null,null,null,null,null,null,null,null,null,null,null,null,null,null,null,null,32]
[null,null,null,"electricity CO2 impact",{"$f":"Input!E41","v":369},null,null,null,null,null,null,null,null,null,null,null,null,null,null,null,null,null,null,null,null,null,null,null,null,null,null,null,null,null,null,null,null,null,null,null,null,null,null,null,null,null,null,null,null,null,null,null,null,null,null,null,null,null,null,null,null,null,null,null,null,null,null,null,null,null,null,null,null,null,null,33]
[null,null,null,"electricity water impact",{"$f":"Input!E42","v":1.8},null,null,null,null,null,null,null,null,null,null,null,null,null,null,null,null,null,null,null,null,null,null,null,null,null,null,null,null,null,null,null,null,null,null,null,null,null,null,null,null,null,null,null,null,null,null,null,null,null,null,null,null,null,null,null,null,null,null,null,null,null,null,null,null,null,null,null,null,null,null,34]
[null,null,null,"Facility, Power and Cooling  lifespan",{"$f":"Input!E43","v":18},null,null,null,null,null,null,null,null,null,null,null,null,null,null,null,null,null,null,null,null,null,null,null,null,null,null,null,null,null,null,null,null,null,null,null,null,null,null,null,null,null,null,null,null,null,null,null,null,null,null,null,null,null,null,null,null,null,null,null,null,null,null,null,null,null,null,null,null,null,null,35]
[null,null,null,"IT equipment lifespan",{"$f":"Input!E44","v":6},null,null,null,null,null,null,null,null,null,null,null,null,null,null,null,null,null,null,null,null,null,null,null,null,null,null,null,null,null,null,null,null,null,null,null,null,null,null,null,null,null,null,null,null,null,null,null,null,null,null,null,null,null,null,null,null,null,null,null,null,null,null,null,null,null,null,null,null,null,null,36]
[null,null,null,"Discount rate for NPV",{"$f":"Input!E45","v":0.05},null,null,null,null,null,null,null,null,null,null,null,null,null,null,null,null,null,null,null,null,null,null,null,null,null,null,null,null,null,null,null,null,null,null,null,null,null,null,null,null,null,null,null,null,null,null,null,null,null,null,null,null,null,null,null,null,null,null,null,null,null,null,null,null,null,null,null,null,null,null,37]
[null,null,null,"CAPEX Financing rate",{"$f":"Input!E46","v":0.06},null,null,null,null,null,null,null,null,null,null,null,null,null,null,null,null,null,null,null,null,null,null,null,null,null,null,null,null,null,null,null,null,null,null,null,null,null,null,null,null,null,null,null,null,null,null,null,null,null,null,null,null,null,null,null,null,null,null,null,null,null,null,null,null,null,null,null,null,null,null,38]
[null,null,null,"CAPEX % Financed",{"$f":"Input!E47","v":0.7},null,null,null,null,null,null,null,null,null,null,null,null,null,null,null,null,null,null,null,null,null,null,null,null,null,null,null,null,null,null,null,null,null,null,null,null,null,null,null,null,null,null,null,null,null,null,null,null,null,null,null,null,null,null,null,null,null,null,null,null,null,null,null,null,null,null,null,null,null,null,39]
[null,null,null,"CAPEX Years Financed",{"$f":"Input!E48","v":15},null,null,null,null,null,null,null,null,null,null,null,null,null,null,null,null,null,null,null,null,null,null,null,null,null,null,null,null,null,null,null,null,null,null,null,null,null,null,null,null,null,null,null,null,null,null,null,null,null,null,null,null,null,null,null,null,null,null,null,null,null,null,null,null,null,null,null,null,null,null,40]
[null,null,null,"Annual hours ",{"$f":"Input!E49","v":8760}]
[]
[]
[]
[null,null,null,"Energy Reuse Factor (ERF)",{"$f":"H10/'IT Load Datarooms Calculate'!E52","v":0.16075567274410787}]
[null,null,null,"Water Use Eff. (WUE)",{"$f":"E36*1000/(E25*E127)","v":1.4801077488649084}]
[null,null,null,"CUE (Carbon Use Effectiveness)",{"$f":"'IT Load Datarooms Calculate'!E78/1000*E119","v":0.41435404659089681}]
[null,null,null,"Environment zone: reference city",{"$f":"_xlfn.XLOOKUP(1,(weather!$AD$7:$AD$27=E108)*(weather!$AE$7:$AE$27=E109),weather!$Z$7:$Z$27)","v":"RD99 Paris"}]

{"sheet":"Detail Calculations","index":9,"n_rows":357,"n_cols":342,"rows_kept":357,"cut":false,"hidden":false,"merged":[]}
[]
[null,null,null,null,null,null,null,null,null,null,null,null,null,null,null,null,null,null,null,"Start Column of Matrix",null,"AR",{"$f":"V2","v":"AR"},{"$f":"V2","v":"AR"},null,null,null,null,null,null,null,null,null,null,null,null,null,null,null,null,null,null,null,null,null,null,null,null,null,null,null,null,null,null,null,null,null,null,null,null,null,null,null,null,null,null,null,null,null,null,null,null,null,null,null,null,null,null,null,null,null,null,null,null,null,null,null,null,null,null,null,null,null,null,null,null,null,null,null,null,null,null,null,null,null,null,null,null,null,null,null,null,null,null,null,null,null,null,null,null,null,null,null,"Range1","Range1","Range1","Range1","Range1","Range1","Range1","Range1","Range1","Range1","Range1","Range1","Range1","Range1","Range1","Range1","Range1","Range1","Range1","Range1","Range1","Range1","Range1","Range1","Range1","Range1","Range1","Range1","Range1","Range1","Range1","Range1","Range1","Range1","Range1","Range1","Range1","Range1","Range1","Range1","Range1","Range1","Range1","Range1","Range1","Range1","Range1","Range1","Range1","Range1","Range1","Range1","Range1","Range1","Range1","Range1","Range1","Range1","Range1","Range1","Range1","Range1","Range1","Range1","Range1","Range1","Range1","Range1","Range1",null,null,null,null,null,null,null,null,null,null,null,"Range 2","Range 2","Range 2","Range 2","Range 2","Range 2","Range 2","Range 2","Range 2","Range 2","Range 2","Range 2","Range 2","Range 2","Range 2","Range 2","Range 2","Range 2","Range 2","Range 2","Range 2","Range 2","Range 2","Range 2","Range 2","Range 2","Range 2","Range 2","Range 2","Range 2","Range 2","Range 2","Range 2","Range 2","Range 2","Range 2","Range 2","Range 2","Range 2","Range 2","Range 2","Range 2","Range 2","Range 2","Range 2","Range 2","Range 2","Range 2","Range 2","Range 2","Range 2","Range 2","Range 2","Range 2","Range 2","Range 2","Range 2","Range 2","Range 2","Range 2","Range 2","Range 2","Range 2","Range 2","Range 2","Range 2","Range 2","Range 2","Range 2"]
[null,null,null,null,null,null,null,null,null,null,null,null,null,null,null,null,null,null,null,"Start Row of Matrix",null,{"$f":"ROW(AG12)","v":12},{"$f":"ROW(AR89)","v":89},{"$f":"ROW(AR156)","v":156},null,{"$f":"SUMPRODUCT(V12:X12,V10:X10)","v":4181.7897521724317},{"$f":"DU10","v":91.195773077341499},null,null,null,null,null,null,null,null,null,null,null,null,null,null,null,null,null,null,null,null,null,null,null,null,null,null,null,null,null,null,null,null,null,null,null,null,null,null,null,null,null,null,null,null,null,null,null,null,null,null,null,null,null,null,null,null,null,null,null,null,null,null,null,null,null,null,null,null,null,null,null,null,null,null,null,null,null,null,null,null,null,null,null,null,null,null,null,null,null,null,null,null,null,null,null,null,"For Weather 1",null,null,null,null,null,null,null,null,null,null,null,null,null,null,null,null,null,null,null,null,null,null,null,null,null,null,null,null,null,null,null,null,null,null,null,null,null,null,null,null,null,null,null,null,null,null,null,null,null,null,null,null,null,null,null,null,null,null,null,null,null,null,null,null,null,null,null,null,null,null,null,null,null,null,null,null,null,null,null,{"$f":"W10","v":1.643835616438356E-2},null,{"$f":"GX29*GV3","v":15.628752082217975},null,null,null,null,null,null,null,null,null,null,null,null,null,null,null,null,null,null,null,null,null,null,null,null,null,null,null,null,null,null,null,null,null,null,null,null,null,null,null,null,null,null,null,null,null,null,null,null,null,null,null,null,null,null,null,null,null,null,null,null,null,null,null,null,null,null,null,null,null,null,"Range3","Range3","Range3","Range3","Range3","Range3","Range3","Range3","Range3","Range3","Range3","Range3","Range3","Range3","Range3","Range3","Range3","Range3","Range3","Range3","Range3","Range3","Range3","Range3","Range3","Range3","Range3","Range3","Range3","Range3","Range3","Range3","Range3","Range3","Range3","Range3","Range3","Range3","Range3","Range3","Range3","Range3","Range3","Range3","Range3","Range3","Range3","Range3","Range3","Range3","Range3","Range3","Range3","Range3","Range3","Range3","Range3","Range3","Range3","Range3","Range3","Range3","Range3","Range3","Range3","Range3"]
[null,null,null,null,null,null,null,null,null,null,null,null,null,null,null,null,null,null,null,"End Column of Matrix",null,"DE",{"$f":"V4","v":"DE"},{"$f":"V4","v":"DE"},null,null,{"$f":"GX10","v":960.35261111272087}]
[null,null,null,null,null,null,null,null,null,null,null,null,null,null,null,null,null,null,null,"End Row of Matrix",null,{"$f":"ROW(AG77)","v":77},{"$f":"ROW(AR154)","v":154},{"$f":"ROW(AR221)","v":221},null,null,{"$f":"JP10","v":1137.8782938416016},null,null,null,null,null,null,null,null,null,null,null,null,null,null,null,null,null,null,null,null,null,null,null,null,null,null,null,null,null,null,null,null,null,null,null,null,null,null,null,null,null,null,null,null,null,null,null,null,null,null,null,null,null,null,null,null,null,null,null,null,null,null,null,null,null,null,null,null,null,null,null,null,null,null,null,null,null,null,null,null,null,null,null,null,null,null,null,null,null,null,null,null,null,null,null,null,"Critical Load",null,null,null,null,null,null,null,null,null,null,null,null,null,null,null,null,null,null,null,{"$f":"EP5+EW5","v":4181.7897521724317},null,{"$f":"EP7*EP16","v":1965.6549059162069},null,null,null,null,null,null,{"$f":"EW7*EW16","v":2216.134846256225},null,null,null,null,null,null,null,null,null,null,null,null,null,null,null,null,null,null,null,null,null,null,null,null,null,null,null,null,null,null,null,null,null,null,null,null,null,null,null,null,null,null,null,null,null,null,null,null,null,null,"Average Load"]
[null,null,null,null,null,null,null,null,null,null,null,null,null,null,null,null,null,null,null,"Column for Vector",null,"DG",{"$f":"V6","v":"DG"},{"$f":"V6","v":"DG"},null,{"$f":"SUMPRODUCT(V25:X25*V10:X10)","v":104.42844991623971},null,null,null,null,null,null,null,null,null,null,null,null,null,null,null,null,null,null,null,null,null,null,null,null,null,null,null,null,null,null,null,null,null,null,null,null,null,null,null,null,null,null,null,null,null,null,null,null,null,null,null,null,null,null,null,null,null,null,null,null,null,null,null,null,null,null,null,null,null,null,null,null,null,null,null,null,null,null,null,null,null,null,null,null,null,null,null,null,null,null,null,null,null,null,null,null,null,null,null,null,{"$f":"_xlfn.SEQUENCE(,66)","v":1},2,3,4,5,6,7,8,9,10,11,12,13,14,15,16,17,18,19,20,21,22,23,24,25,26,27,28,29,30,31,32,33,34,35,36,37,38,39,40,41,42,43,44,45,46,47,48,49,50,51,52,53,54,55,56,57,58,59,60,61,62,63,64,65,66]
[null,null,null,null,null,null,null,null,null,null,null,null,null,null,null,null,null,null,null,"Rows","n",{"$f":"V5-V3+1","v":66},{"$f":"W5-W3+1","v":66},{"$f":"X5-X3+1","v":66},null,null,null,null,null,null,null,null,null,null,null,null,null,null,null,null,null,null,null,null,null,null,null,null,null,null,null,null,null,null,null,null,null,null,null,null,null,null,null,null,null,null,null,null,null,null,null,null,null,null,null,null,null,null,null,null,null,null,null,null,null,null,null,null,null,null,null,null,null,null,null,null,null,null,null,null,null,null,null,null,null,null,null,null,null,null,null,null,null,null,null,null,null,null,null,null,null,null,null,null,null,null,{"$f":"TRANSPOSE(Vector1)","v":0},0,0,0,0,0,0,0,0,0,0,0,0,0,0,0,0,0,0,1849.3817234983223,0,0,0,0,0,0,2050.8111417202331,0,0,0,0,0,0,0,0,0,0,0,0,0,0,0,0,0,0,0,0,0,0,0,0,0,0,0,0,0,0,0,0,0,0,0,0,0,0,0,null,null,null,null,null,null,null,null,null,null,null,null,null,null,{"$f":"TRANSPOSE(Vector1)","v":0},0,0,0,0,0,0,0,0,0,0,0,0,0,0,0,0,0,0,1849.3817234983223,0,0,0,0,0,0,2050.8111417202331,0,0,0,0,0,0,0,0,0,0,0,0,0,0,0,0,0,0,0,0,0,0,0,0,0,0,0,0,0,0,0,0,0,0,0,0,0,0,0,null,null,null,null,{"$f":"TRANSPOSE(Vector1)","v":0},0,0,0,0,0,0,0,0,0,0,0,0,0,0,0,0,0,0,1849.3817234983223,0,0,0,0,0,0,2050.8111417202331,0,0,0,0,0,0,0,0,0,0,0,0,0,0,0,0,0,0,0,0,0,0,0,0,0,0,0,0,0,0,0,0,0,0,0,0,0,0,0]
[null,null,null,null,null,null,null,null,null,null,null,null,null,null,null,null,null,null,null,null,"matrix",{"$f":"_xlfn.CONCAT(V2,V3,\":\",V4,V5)","v":"AR12:DE77"},{"$f":"_xlfn.CONCAT(W2,W3,\":\",W4,W5)","v":"AR89:DE154"},{"$f":"_xlfn.CONCAT(X2,X3,\":\",X4,X5)","v":"AR156:DE221"}]
[null,null,null,null,null,null,null,null,null,null,null,null,null,null,null,null,null,null,null,null,"vector",{"$f":"_xlfn.CONCAT(V6,V3,\":\",V6,V5)","v":"DG12:DG77"},{"$f":"V9","v":"DG12:DG77"},{"$f":"V9","v":"DG12:DG77"},null,null,null,null,null,null,null,null,null,null,null,null,null,null,null,null,null,null,null,{"$f":"_xlfn.SEQUENCE(,66)","v":1},2,3,4,5,6,7,8,9,10,11,12,13,14,15,16,17,18,19,20,21,22,23,24,25,26,27,28,29,30,31,32,33,34,35,36,37,38,39,40,41,42,43,44,45,46,47,48,49,50,51,52,53,54,55,56,57,58,59,60,61,62,63,64,65,66,null,null,null,null,null,null,null,null,null,null,null,null,null,null,null,null,null,null,null,null,null,null,null,null,null,null,null,null,null,null,null,null,null,null,null,null,{"$f":"EP28","v":2.3176855483790532E-2},null,null,null,null,null,null,{"$f":"EW28","v":2.3567708968518408E-2},null,null,null,null,null,null,null,null,null,null,null,null,null,null,null,null,null,null,null,null,null,null,null,null,null,null,null,null,null,null,null,null,null,null,null,null,null,null,null,null,null,null,null,null,null,null,null,null,null,null,null,null,null,null,null,null,null,null,null,null,null,null,null,null,null,null,null,null,null,null,null,null,{"$f":"HR28","v":0.19319299347943689},null,null,null,null,null,null,{"$f":"HY28","v":0.29406170446200375},null,null,null,null,null,null,null,null,null,null,null,null,null,null,null,null,null,null,null,null,null,null,null,null,null,null,null,null,null,null,null,null,null,null,null,null,null,null,null,null,null,null,null,null,null,null,null,null,null,null,null,null,null,null,null,null,null,null,null,null,null,null,{"$f":"KJ28","v":0.28918490281499049},null,null,null,null,null,null,{"$f":"KQ28","v":0.29406170446200375}]
[null,null,null,null,null,null,null,null,null,null,null,null,null,null,null,null,null,null,"Weather Weighting",{"$f":"Summary!E109","v":"RD99 Paris"},"hr/year",{"$f":"_xlfn.XLOOKUP(1,('Regional Weather'!$H$10:$H$30=Summary!$E$108)*('Regional Weather'!$I$10:$I$30=Summary!$E$109),'Regional Weather'!J10:J30)","v":0.98356164383561639},{"$f":"_xlfn.XLOOKUP(1,('Regional Weather'!$H$10:$H$30=Summary!$E$108)*('Regional Weather'!$I$10:$I$30=Summary!$E$109),'Regional Weather'!K10:K30)","v":1.643835616438356E-2},{"$f":"_xlfn.XLOOKUP(1,('Regional Weather'!$H$10:$H$30=Summary!$E$108)*('Regional Weather'!$I$10:$I$30=Summary!$E$109),'Regional Weather'!L10:L30)","v":0},null,null,null,null,null,null,null,null,null,null,null,null,null,null,null,null,null,null,null,null,null,null,null,null,null,null,null,null,null,null,null,null,null,null,null,null,null,null,null,null,null,null,null,null,null,null,null,null,null,null,null,null,null,null,null,null,null,null,null,null,null,null,null,null,null,null,null,null,null,null,null,null,null,null,null,null,null,null,null,null,null,null,null,null,null,null,null,null,null,null,null,null,null,null,null,null,null,null,null,"Mechanical",{"$f":"SUM(DV10:GJ10)","v":91.195773077341499},null,null,null,null,null,null,null,null,null,null,null,null,null,null,null,null,null,null,null,null,{"$f":"EP9*EP7","v":42.862852939884078},null,null,null,null,null,null,{"$f":"EW9*EW7","v":48.332920137457414},null,null,null,null,null,null,null,null,null,null,null,null,null,null,null,null,null,null,null,null,null,null,null,null,null,null,null,null,null,null,null,null,null,null,null,null,null,null,null,null,null,null,null,null,null,null,null,null,null,null,"Total Mechanical",null,{"$f":"SUM(GY10:JL10)","v":960.35261111272087},null,null,null,null,null,null,null,null,null,null,null,null,null,null,null,null,null,null,null,{"$f":"HR9*HR7","v":357.28759124880116},null,null,null,null,null,null,{"$f":"HY9*HY7","v":603.0650198639197},null,null,null,null,null,null,null,null,null,null,null,null,null,null,null,null,null,null,null,null,null,null,null,null,null,null,null,null,null,null,null,null,null,null,null,null,null,null,null,null,null,"Total Mechanical",{"$f":"SUM(JQ10:MD10)","v":1137.8782938416016},null,null,null,null,null,null,null,null,null,null,null,null,null,null,null,null,null,null,null,{"$f":"KJ9*KJ7","v":534.813273977682},null,null,null,null,null,null,{"$f":"KQ9*KQ7","v":603.0650198639197}]
[null,null,null,null,null,null,null,null,null,null,null,null,null,null,null,null,null,null,null,"Max","Average","100/100","0/100","0/0",null,null,null,null,"fixed","prop","COP","split","inputs",null,null,null,"outputs",null,null,null,null,null,null,{"$f":"TRANSPOSE(S12:S77)","v":"e_crit_u-tx"},"e_crit_tx-swb","q_crit_tx-amb","e_crit_swb-drms","e_crit_swb-ups","e_crit_swb-ch","q_crit_swb-ch","e_crit_ups-drms","e_crit_ups-hru,lt","e_crit_ups-hru,ht","q_crit_ups-ch","q_crit_ch-amb","e_mech_u-tx","e_mech_tx-swb","q_mech_tx-amb","e_mech_swb-hru,lt","e_mech_swb-hru,ht","q_mech_swb-amb","e_drms_crit-dr1","e_drms_oh-dr1","w_drms-dr1","e_drms_crit-dr2","e_drms_oh-dr2","w_drms-dr2","e_drms_crit-dr3","e_drms_oh-dr3","w_drms-dr3","e_drms_crit-dr4","e_drms_oh-dr4","q_drms_dr1-hru,lt","q_drms_dr1-hru,ht","q_drms_dr2-hru,lt","q_drms_dr2-hru,ht","q_drms_dr3-hru,lt","q_drms_dr3-hru,ht","q_drms_dr4-hru,lt","q_drms_dr4-hru,ht","w_drms-dr4","q_drms-hru,lt","q_drms-hru,ht","q_dr1_cls,a","q_dr1_cls,l","q_dr2_cls,a","q_dr2_cls,l","q_dr3_cls,a","q_dr3_cls,l","q_dr4_cls,a","q_dr4_cls,l","e_hru_comp,lt","e_hru_fs,lt","e_hru_fc,lt","q_hru_pump-eco,lt","q_hru_eco-comp,lt","q_hru_eco-fc,lt","q_hru_comp-fs,lt","q_hru_fc-fs,lt","q_hru_fs-amb,lt","e_hru_comp,ht","e_hru_fs,ht","e_hru_fc,ht","q_hru_pump-eco,ht","q_hru_eco-comp,ht","q_hru_eco-fc,ht","q_hru_comp-fs,ht","q_hru_fc-fs,ht","q_hru_fs-amb,ht",null,"Knowns"]
[null,null,null,null,null,null,null,null,null,null,null,null,null,null,null,null,null,null,"e_crit_u-tx",{"$f":"_xlfn.MAXIFS(V12:X12,$V$10:$X$10,\">0\")","v":4181.7897521724317},{"$f":"SUMPRODUCT($V$10:$X$10,V12:X12)","v":4181.7897521724317},{"$f":"MMULT(MINVERSE(_xlfn.MUNIT(V7)-_xlfn.MUNIT(V7)+INDIRECT(V8)),INDIRECT(V9))","v":4181.7897521724317},{"$f":"MMULT(MINVERSE(_xlfn.MUNIT(W7)-_xlfn.MUNIT(W7)+INDIRECT(W8)),INDIRECT(W9))","v":4181.7897521724317},{"$f":"MMULT(MINVERSE(_xlfn.MUNIT(X7)-_xlfn.MUNIT(X7)+INDIRECT(X8)),INDIRECT(X9))","v":4181.7897521724317},{"$f":"MMULT(MINVERSE(Range1),Vector1)","v":4181.7897521724317},"PowerCrit","TX","Conservation",null,null,null,null,"e_crit_u-tx",null,null,null,"q_crit_tx-amb","e_crit_tx-swb",null,null,null,null,null,{"$f":"IF(ISNUMBER(MATCH(AR$11,$AG12:$AJ12,0)),1,0)*IF(ISNUMBER($AF12),(1-$AF12),1) + IF(ISNUMBER(MATCH(AR$11,$AK12:$AP12,0)),-1,0)*_xlfn.IFS(ISNUMBER($AD12),$AD12,ISNUMBER($AE12),$AE12,ISNUMBER($AF12),$AF12,AND($AD12=0,$AE12=0,$AF12=0),1)","v":1},{"$f":"IF(ISNUMBER(MATCH(AS$11,$AG12:$AJ12,0)),1,0)*IF(ISNUMBER($AF12),(1-$AF12),1) + IF(ISNUMBER(MATCH(AS$11,$AK12:$AP12,0)),-1,0)*_xlfn.IFS(ISNUMBER($AD12),$AD12,ISNUMBER($AE12),$AE12,ISNUMBER($AF12),$AF12,AND($AD12=0,$AE12=0,$AF12=0),1)","v":-1},{"$f":"IF(ISNUMBER(MATCH(AT$11,$AG12:$AJ12,0)),1,0)*IF(ISNUMBER($AF12),(1-$AF12),1) + IF(ISNUMBER(MATCH(AT$11,$AK12:$AP12,0)),-1,0)*_xlfn.IFS(ISNUMBER($AD12),$AD12,ISNUMBER($AE12),$AE12,ISNUMBER($AF12),$AF12,AND($AD12=0,$AE12=0,$AF12=0),1)","v":-1},{"$f":"IF(ISNUMBER(MATCH(AU$11,$AG12:$AJ12,0)),1,0)*IF(ISNUMBER($AF12),(1-$AF12),1) + IF(ISNUMBER(MATCH(AU$11,$AK12:$AP12,0)),-1,0)*_xlfn.IFS(ISNUMBER($AD12),$AD12,ISNUMBER($AE12),$AE12,ISNUMBER($AF12),$AF12,AND($AD12=0,$AE12=0,$AF12=0),1)","v":0},{"$f":"IF(ISNUMBER(MATCH(AV$11,$AG12:$AJ12,0)),1,0)*IF(ISNUMBER($AF12),(1-$AF12),1) + IF(ISNUMBER(MATCH(AV$11,$AK12:$AP12,0)),-1,0)*_xlfn.IFS(ISNUMBER($AD12),$AD12,ISNUMBER($AE12),$AE12,ISNUMBER($AF12),$AF12,AND($AD12=0,$AE12=0,$AF12=0),1)","v":0},{"$f":"IF(ISNUMBER(MATCH(AW$11,$AG12:$AJ12,0)),1,0)*IF(ISNUMBER($AF12),(1-$AF12),1) + IF(ISNUMBER(MATCH(AW$11,$AK12:$AP12,0)),-1,0)*_xlfn.IFS(ISNUMBER($AD12),$AD12,ISNUMBER($AE12),$AE12,ISNUMBER($AF12),$AF12,AND($AD12=0,$AE12=0,$AF12=0),1)","v":0},{"$f":"IF(ISNUMBER(MATCH(AX$11,$AG12:$AJ12,0)),1,0)*IF(ISNUMBER($AF12),(1-$AF12),1) + IF(ISNUMBER(MATCH(AX$11,$AK12:$AP12,0)),-1,0)*_xlfn.IFS(ISNUMBER($AD12),$AD12,ISNUMBER($AE12),$AE12,ISNUMBER($AF12),$AF12,AND($AD12=0,$AE12=0,$AF12=0),1)","v":0},{"$f":"IF(ISNUMBER(MATCH(AY$11,$AG12:$AJ12,0)),1,0)*IF(ISNUMBER($AF12),(1-$AF12),1) + IF(ISNUMBER(MATCH(AY$11,$AK12:$AP12,0)),-1,0)*_xlfn.IFS(ISNUMBER($AD12),$AD12,ISNUMBER($AE12),$AE12,ISNUMBER($AF12),$AF12,AND($AD12=0,$AE12=0,$AF12=0),1)","v":0},{"$f":"IF(ISNUMBER(MATCH(AZ$11,$AG12:$AJ12,0)),1,0)*IF(ISNUMBER($AF12),(1-$AF12),1) + IF(ISNUMBER(MATCH(AZ$11,$AK12:$AP12,0)),-1,0)*_xlfn.IFS(ISNUMBER($AD12),$AD12,ISNUMBER($AE12),$AE12,ISNUMBER($AF12),$AF12,AND($AD12=0,$AE12=0,$AF12=0),1)","v":0},{"$f":"IF(ISNUMBER(MATCH(BA$11,$AG12:$AJ12,0)),1,0)*IF(ISNUMBER($AF12),(1-$AF12),1) + IF(ISNUMBER(MATCH(BA$11,$AK12:$AP12,0)),-1,0)*_xlfn.IFS(ISNUMBER($AD12),$AD12,ISNUMBER($AE12),$AE12,ISNUMBER($AF12),$AF12,AND($AD12=0,$AE12=0,$AF12=0),1)","v":0},{"$f":"IF(ISNUMBER(MATCH(BB$11,$AG12:$AJ12,0)),1,0)*IF(ISNUMBER($AF12),(1-$AF12),1) + IF(ISNUMBER(MATCH(BB$11,$AK12:$AP12,0)),-1,0)*_xlfn.IFS(ISNUMBER($AD12),$AD12,ISNUMBER($AE12),$AE12,ISNUMBER($AF12),$AF12,AND($AD12=0,$AE12=0,$AF12=0),1)","v":0},{"$f":"IF(ISNUMBER(MATCH(BC$11,$AG12:$AJ12,0)),1,0)*IF(ISNUMBER($AF12),(1-$AF12),1) + IF(ISNUMBER(MATCH(BC$11,$AK12:$AP12,0)),-1,0)*_xlfn.IFS(ISNUMBER($AD12),$AD12,ISNUMBER($AE12),$AE12,ISNUMBER($AF12),$AF12,AND($AD12=0,$AE12=0,$AF12=0),1)","v":0},{"$f":"IF(ISNUMBER(MATCH(BD$11,$AG12:$AJ12,0)),1,0)*IF(ISNUMBER($AF12),(1-$AF12),1) + IF(ISNUMBER(MATCH(BD$11,$AK12:$AP12,0)),-1,0)*_xlfn.IFS(ISNUMBER($AD12),$AD12,ISNUMBER($AE12),$AE12,ISNUMBER($AF12),$AF12,AND($AD12=0,$AE12=0,$AF12=0),1)","v":0},{"$f":"IF(ISNUMBER(MATCH(BE$11,$AG12:$AJ12,0)),1,0)*IF(ISNUMBER($AF12),(1-$AF12),1) + IF(ISNUMBER(MATCH(BE$11,$AK12:$AP12,0)),-1,0)*_xlfn.IFS(ISNUMBER($AD12),$AD12,ISNUMBER($AE12),$AE12,ISNUMBER($AF12),$AF12,AND($AD12=0,$AE12=0,$AF12=0),1)","v":0},{"$f":"IF(ISNUMBER(MATCH(BF$11,$AG12:$AJ12,0)),1,0)*IF(ISNUMBER($AF12),(1-$AF12),1) + IF(ISNUMBER(MATCH(BF$11,$AK12:$AP12,0)),-1,0)*_xlfn.IFS(ISNUMBER($AD12),$AD12,ISNUMBER($AE12),$AE12,ISNUMBER($AF12),$AF12,AND($AD12=0,$AE12=0,$AF12=0),1)","v":0},{"$f":"IF(ISNUMBER(MATCH(BG$11,$AG12:$AJ12,0)),1,0)*IF(ISNUMBER($AF12),(1-$AF12),1) + IF(ISNUMBER(MATCH(BG$11,$AK12:$AP12,0)),-1,0)*_xlfn.IFS(ISNUMBER($AD12),$AD12,ISNUMBER($AE12),$AE12,ISNUMBER($AF12),$AF12,AND($AD12=0,$AE12=0,$AF12=0),1)","v":0},{"$f":"IF(ISNUMBER(MATCH(BH$11,$AG12:$AJ12,0)),1,0)*IF(ISNUMBER($AF12),(1-$AF12),1) + IF(ISNUMBER(MATCH(BH$11,$AK12:$AP12,0)),-1,0)*_xlfn.IFS(ISNUMBER($AD12),$AD12,ISNUMBER($AE12),$AE12,ISNUMBER($AF12),$AF12,AND($AD12=0,$AE12=0,$AF12=0),1)","v":0},{"$f":"IF(ISNUMBER(MATCH(BI$11,$AG12:$AJ12,0)),1,0)*IF(ISNUMBER($AF12),(1-$AF12),1) + IF(ISNUMBER(MATCH(BI$11,$AK12:$AP12,0)),-1,0)*_xlfn.IFS(ISNUMBER($AD12),$AD12,ISNUMBER($AE12),$AE12,ISNUMBER($AF12),$AF12,AND($AD12=0,$AE12=0,$AF12=0),1)","v":0},{"$f":"IF(ISNUMBER(MATCH(BJ$11,$AG12:$AJ12,0)),1,0)*IF(ISNUMBER($AF12),(1-$AF12),1) + IF(ISNUMBER(MATCH(BJ$11,$AK12:$AP12,0)),-1,0)*_xlfn.IFS(ISNUMBER($AD12),$AD12,ISNUMBER($AE12),$AE12,ISNUMBER($AF12),$AF12,AND($AD12=0,$AE12=0,$AF12=0),1)","v":0},{"$f":"IF(ISNUMBER(MATCH(BK$11,$AG12:$AJ12,0)),1,0)*IF(ISNUMBER($AF12),(1-$AF12),1) + IF(ISNUMBER(MATCH(BK$11,$AK12:$AP12,0)),-1,0)*_xlfn.IFS(ISNUMBER($AD12),$AD12,ISNUMBER($AE12),$AE12,ISNUMBER($AF12),$AF12,AND($AD12=0,$AE12=0,$AF12=0),1)","v":0},{"$f":"IF(ISNUMBER(MATCH(BL$11,$AG12:$AJ12,0)),1,0)*IF(ISNUMBER($AF12),(1-$AF12),1) + IF(ISNUMBER(MATCH(BL$11,$AK12:$AP12,0)),-1,0)*_xlfn.IFS(ISNUMBER($AD12),$AD12,ISNUMBER($AE12),$AE12,ISNUMBER($AF12),$AF12,AND($AD12=0,$AE12=0,$AF12=0),1)","v":0},{"$f":"IF(ISNUMBER(MATCH(BM$11,$AG12:$AJ12,0)),1,0)*IF(ISNUMBER($AF12),(1-$AF12),1) + IF(ISNUMBER(MATCH(BM$11,$AK12:$AP12,0)),-1,0)*_xlfn.IFS(ISNUMBER($AD12),$AD12,ISNUMBER($AE12),$AE12,ISNUMBER($AF12),$AF12,AND($AD12=0,$AE12=0,$AF12=0),1)","v":0},{"$f":"IF(ISNUMBER(MATCH(BN$11,$AG12:$AJ12,0)),1,0)*IF(ISNUMBER($AF12),(1-$AF12),1) + IF(ISNUMBER(MATCH(BN$11,$AK12:$AP12,0)),-1,0)*_xlfn.IFS(ISNUMBER($AD12),$AD12,ISNUMBER($AE12),$AE12,ISNUMBER($AF12),$AF12,AND($AD12=0,$AE12=0,$AF12=0),1)","v":0},{"$f":"IF(ISNUMBER(MATCH(BO$11,$AG12:$AJ12,0)),1,0)*IF(ISNUMBER($AF12),(1-$AF12),1) + IF(ISNUMBER(MATCH(BO$11,$AK12:$AP12,0)),-1,0)*_xlfn.IFS(ISNUMBER($AD12),$AD12,ISNUMBER($AE12),$AE12,ISNUMBER($AF12),$AF12,AND($AD12=0,$AE12=0,$AF12=0),1)","v":0},{"$f":"IF(ISNUMBER(MATCH(BP$11,$AG12:$AJ12,0)),1,0)*IF(ISNUMBER($AF12),(1-$AF12),1) + IF(ISNUMBER(MATCH(BP$11,$AK12:$AP12,0)),-1,0)*_xlfn.IFS(ISNUMBER($AD12),$AD12,ISNUMBER($AE12),$AE12,ISNUMBER($AF12),$AF12,AND($AD12=0,$AE12=0,$AF12=0),1)","v":0},{"$f":"IF(ISNUMBER(MATCH(BQ$11,$AG12:$AJ12,0)),1,0)*IF(ISNUMBER($AF12),(1-$AF12),1) + IF(ISNUMBER(MATCH(BQ$11,$AK12:$AP12,0)),-1,0)*_xlfn.IFS(ISNUMBER($AD12),$AD12,ISNUMBER($AE12),$AE12,ISNUMBER($AF12),$AF12,AND($AD12=0,$AE12=0,$AF12=0),1)","v":0},{"$f":"IF(ISNUMBER(MATCH(BR$11,$AG12:$AJ12,0)),1,0)*IF(ISNUMBER($AF12),(1-$AF12),1) + IF(ISNUMBER(MATCH(BR$11,$AK12:$AP12,0)),-1,0)*_xlfn.IFS(ISNUMBER($AD12),$AD12,ISNUMBER($AE12),$AE12,ISNUMBER($AF12),$AF12,AND($AD12=0,$AE12=0,$AF12=0),1)","v":0},{"$f":"IF(ISNUMBER(MATCH(BS$11,$AG12:$AJ12,0)),1,0)*IF(ISNUMBER($AF12),(1-$AF12),1) + IF(ISNUMBER(MATCH(BS$11,$AK12:$AP12,0)),-1,0)*_xlfn.IFS(ISNUMBER($AD12),$AD12,ISNUMBER($AE12),$AE12,ISNUMBER($AF12),$AF12,AND($AD12=0,$AE12=0,$AF12=0),1)","v":0},{"$f":"IF(ISNUMBER(MATCH(BT$11,$AG12:$AJ12,0)),1,0)*IF(ISNUMBER($AF12),(1-$AF12),1) + IF(ISNUMBER(MATCH(BT$11,$AK12:$AP12,0)),-1,0)*_xlfn.IFS(ISNUMBER($AD12),$AD12,ISNUMBER($AE12),$AE12,ISNUMBER($AF12),$AF12,AND($AD12=0,$AE12=0,$AF12=0),1)","v":0},{"$f":"IF(ISNUMBER(MATCH(BU$11,$AG12:$AJ12,0)),1,0)*IF(ISNUMBER($AF12),(1-$AF12),1) + IF(ISNUMBER(MATCH(BU$11,$AK12:$AP12,0)),-1,0)*_xlfn.IFS(ISNUMBER($AD12),$AD12,ISNUMBER($AE12),$AE12,ISNUMBER($AF12),$AF12,AND($AD12=0,$AE12=0,$AF12=0),1)","v":0},{"$f":"IF(ISNUMBER(MATCH(BV$11,$AG12:$AJ12,0)),1,0)*IF(ISNUMBER($AF12),(1-$AF12),1) + IF(ISNUMBER(MATCH(BV$11,$AK12:$AP12,0)),-1,0)*_xlfn.IFS(ISNUMBER($AD12),$AD12,ISNUMBER($AE12),$AE12,ISNUMBER($AF12),$AF12,AND($AD12=0,$AE12=0,$AF12=0),1)","v":0},{"$f":"IF(ISNUMBER(MATCH(BW$11,$AG12:$AJ12,0)),1,0)*IF(ISNUMBER($AF12),(1-$AF12),1) + IF(ISNUMBER(MATCH(BW$11,$AK12:$AP12,0)),-1,0)*_xlfn.IFS(ISNUMBER($AD12),$AD12,ISNUMBER($AE12),$AE12,ISNUMBER($AF12),$AF12,AND($AD12=0,$AE12=0,$AF12=0),1)","v":0},{"$f":"IF(ISNUMBER(MATCH(BX$11,$AG12:$AJ12,0)),1,0)*IF(ISNUMBER($AF12),(1-$AF12),1) + IF(ISNUMBER(MATCH(BX$11,$AK12:$AP12,0)),-1,0)*_xlfn.IFS(ISNUMBER($AD12),$AD12,ISNUMBER($AE12),$AE12,ISNUMBER($AF12),$AF12,AND($AD12=0,$AE12=0,$AF12=0),1)","v":0},{"$f":"IF(ISNUMBER(MATCH(BY$11,$AG12:$AJ12,0)),1,0)*IF(ISNUMBER($AF12),(1-$AF12),1) + IF(ISNUMBER(MATCH(BY$11,$AK12:$AP12,0)),-1,0)*_xlfn.IFS(ISNUMBER($AD12),$AD12,ISNUMBER($AE12),$AE12,ISNUMBER($AF12),$AF12,AND($AD12=0,$AE12=0,$AF12=0),1)","v":0},{"$f":"IF(ISNUMBER(MATCH(BZ$11,$AG12:$AJ12,0)),1,0)*IF(ISNUMBER($AF12),(1-$AF12),1) + IF(ISNUMBER(MATCH(BZ$11,$AK12:$AP12,0)),-1,0)*_xlfn.IFS(ISNUMBER($AD12),$AD12,ISNUMBER($AE12),$AE12,ISNUMBER($AF12),$AF12,AND($AD12=0,$AE12=0,$AF12=0),1)","v":0},{"$f":"IF(ISNUMBER(MATCH(CA$11,$AG12:$AJ12,0)),1,0)*IF(ISNUMBER($AF12),(1-$AF12),1) + IF(ISNUMBER(MATCH(CA$11,$AK12:$AP12,0)),-1,0)*_xlfn.IFS(ISNUMBER($AD12),$AD12,ISNUMBER($AE12),$AE12,ISNUMBER($AF12),$AF12,AND($AD12=0,$AE12=0,$AF12=0),1)","v":0},{"$f":"IF(ISNUMBER(MATCH(CB$11,$AG12:$AJ12,0)),1,0)*IF(ISNUMBER($AF12),(1-$AF12),1) + IF(ISNUMBER(MATCH(CB$11,$AK12:$AP12,0)),-1,0)*_xlfn.IFS(ISNUMBER($AD12),$AD12,ISNUMBER($AE12),$AE12,ISNUMBER($AF12),$AF12,AND($AD12=0,$AE12=0,$AF12=0),1)","v":0},{"$f":"IF(ISNUMBER(MATCH(CC$11,$AG12:$AJ12,0)),1,0)*IF(ISNUMBER($AF12),(1-$AF12),1) + IF(ISNUMBER(MATCH(CC$11,$AK12:$AP12,0)),-1,0)*_xlfn.IFS(ISNUMBER($AD12),$AD12,ISNUMBER($AE12),$AE12,ISNUMBER($AF12),$AF12,AND($AD12=0,$AE12=0,$AF12=0),1)","v":0},{"$f":"IF(ISNUMBER(MATCH(CD$11,$AG12:$AJ12,0)),1,0)*IF(ISNUMBER($AF12),(1-$AF12),1) + IF(ISNUMBER(MATCH(CD$11,$AK12:$AP12,0)),-1,0)*_xlfn.IFS(ISNUMBER($AD12),$AD12,ISNUMBER($AE12),$AE12,ISNUMBER($AF12),$AF12,AND($AD12=0,$AE12=0,$AF12=0),1)","v":0},{"$f":"IF(ISNUMBER(MATCH(CE$11,$AG12:$AJ12,0)),1,0)*IF(ISNUMBER($AF12),(1-$AF12),1) + IF(ISNUMBER(MATCH(CE$11,$AK12:$AP12,0)),-1,0)*_xlfn.IFS(ISNUMBER($AD12),$AD12,ISNUMBER($AE12),$AE12,ISNUMBER($AF12),$AF12,AND($AD12=0,$AE12=0,$AF12=0),1)","v":0},{"$f":"IF(ISNUMBER(MATCH(CF$11,$AG12:$AJ12,0)),1,0)*IF(ISNUMBER($AF12),(1-$AF12),1) + IF(ISNUMBER(MATCH(CF$11,$AK12:$AP12,0)),-1,0)*_xlfn.IFS(ISNUMBER($AD12),$AD12,ISNUMBER($AE12),$AE12,ISNUMBER($AF12),$AF12,AND($AD12=0,$AE12=0,$AF12=0),1)","v":0},{"$f":"IF(ISNUMBER(MATCH(CG$11,$AG12:$AJ12,0)),1,0)*IF(ISNUMBER($AF12),(1-$AF12),1) + IF(ISNUMBER(MATCH(CG$11,$AK12:$AP12,0)),-1,0)*_xlfn.IFS(ISNUMBER($AD12),$AD12,ISNUMBER($AE12),$AE12,ISNUMBER($AF12),$AF12,AND($AD12=0,$AE12=0,$AF12=0),1)","v":0},{"$f":"IF(ISNUMBER(MATCH(CH$11,$AG12:$AJ12,0)),1,0)*IF(ISNUMBER($AF12),(1-$AF12),1) + IF(ISNUMBER(MATCH(CH$11,$AK12:$AP12,0)),-1,0)*_xlfn.IFS(ISNUMBER($AD12),$AD12,ISNUMBER($AE12),$AE12,ISNUMBER($AF12),$AF12,AND($AD12=0,$AE12=0,$AF12=0),1)","v":0},{"$f":"IF(ISNUMBER(MATCH(CI$11,$AG12:$AJ12,0)),1,0)*IF(ISNUMBER($AF12),(1-$AF12),1) + IF(ISNUMBER(MATCH(CI$11,$AK12:$AP12,0)),-1,0)*_xlfn.IFS(ISNUMBER($AD12),$AD12,ISNUMBER($AE12),$AE12,ISNUMBER($AF12),$AF12,AND($AD12=0,$AE12=0,$AF12=0),1)","v":0},{"$f":"IF(ISNUMBER(MATCH(CJ$11,$AG12:$AJ12,0)),1,0)*IF(ISNUMBER($AF12),(1-$AF12),1) + IF(ISNUMBER(MATCH(CJ$11,$AK12:$AP12,0)),-1,0)*_xlfn.IFS(ISNUMBER($AD12),$AD12,ISNUMBER($AE12),$AE12,ISNUMBER($AF12),$AF12,AND($AD12=0,$AE12=0,$AF12=0),1)","v":0},{"$f":"IF(ISNUMBER(MATCH(CK$11,$AG12:$AJ12,0)),1,0)*IF(ISNUMBER($AF12),(1-$AF12),1) + IF(ISNUMBER(MATCH(CK$11,$AK12:$AP12,0)),-1,0)*_xlfn.IFS(ISNUMBER($AD12),$AD12,ISNUMBER($AE12),$AE12,ISNUMBER($AF12),$AF12,AND($AD12=0,$AE12=0,$AF12=0),1)","v":0},{"$f":"IF(ISNUMBER(MATCH(CL$11,$AG12:$AJ12,0)),1,0)*IF(ISNUMBER($AF12),(1-$AF12),1) + IF(ISNUMBER(MATCH(CL$11,$AK12:$AP12,0)),-1,0)*_xlfn.IFS(ISNUMBER($AD12),$AD12,ISNUMBER($AE12),$AE12,ISNUMBER($AF12),$AF12,AND($AD12=0,$AE12=0,$AF12=0),1)","v":0},{"$f":"IF(ISNUMBER(MATCH(CM$11,$AG12:$AJ12,0)),1,0)*IF(ISNUMBER($AF12),(1-$AF12),1) + IF(ISNUMBER(MATCH(CM$11,$AK12:$AP12,0)),-1,0)*_xlfn.IFS(ISNUMBER($AD12),$AD12,ISNUMBER($AE12),$AE12,ISNUMBER($AF12),$AF12,AND($AD12=0,$AE12=0,$AF12=0),1)","v":0},{"$f":"IF(ISNUMBER(MATCH(CN$11,$AG12:$AJ12,0)),1,0)*IF(ISNUMBER($AF12),(1-$AF12),1) + IF(ISNUMBER(MATCH(CN$11,$AK12:$AP12,0)),-1,0)*_xlfn.IFS(ISNUMBER($AD12),$AD12,ISNUMBER($AE12),$AE12,ISNUMBER($AF12),$AF12,AND($AD12=0,$AE12=0,$AF12=0),1)","v":0},{"$f":"IF(ISNUMBER(MATCH(CO$11,$AG12:$AJ12,0)),1,0)*IF(ISNUMBER($AF12),(1-$AF12),1) + IF(ISNUMBER(MATCH(CO$11,$AK12:$AP12,0)),-1,0)*_xlfn.IFS(ISNUMBER($AD12),$AD12,ISNUMBER($AE12),$AE12,ISNUMBER($AF12),$AF12,AND($AD12=0,$AE12=0,$AF12=0),1)","v":0},{"$f":"IF(ISNUMBER(MATCH(CP$11,$AG12:$AJ12,0)),1,0)*IF(ISNUMBER($AF12),(1-$AF12),1) + IF(ISNUMBER(MATCH(CP$11,$AK12:$AP12,0)),-1,0)*_xlfn.IFS(ISNUMBER($AD12),$AD12,ISNUMBER($AE12),$AE12,ISNUMBER($AF12),$AF12,AND($AD12=0,$AE12=0,$AF12=0),1)","v":0},{"$f":"IF(ISNUMBER(MATCH(CQ$11,$AG12:$AJ12,0)),1,0)*IF(ISNUMBER($AF12),(1-$AF12),1) + IF(ISNUMBER(MATCH(CQ$11,$AK12:$AP12,0)),-1,0)*_xlfn.IFS(ISNUMBER($AD12),$AD12,ISNUMBER($AE12),$AE12,ISNUMBER($AF12),$AF12,AND($AD12=0,$AE12=0,$AF12=0),1)","v":0},{"$f":"IF(ISNUMBER(MATCH(CR$11,$AG12:$AJ12,0)),1,0)*IF(ISNUMBER($AF12),(1-$AF12),1) + IF(ISNUMBER(MATCH(CR$11,$AK12:$AP12,0)),-1,0)*_xlfn.IFS(ISNUMBER($AD12),$AD12,ISNUMBER($AE12),$AE12,ISNUMBER($AF12),$AF12,AND($AD12=0,$AE12=0,$AF12=0),1)","v":0},{"$f":"IF(ISNUMBER(MATCH(CS$11,$AG12:$AJ12,0)),1,0)*IF(ISNUMBER($AF12),(1-$AF12),1) + IF(ISNUMBER(MATCH(CS$11,$AK12:$AP12,0)),-1,0)*_xlfn.IFS(ISNUMBER($AD12),$AD12,ISNUMBER($AE12),$AE12,ISNUMBER($AF12),$AF12,AND($AD12=0,$AE12=0,$AF12=0),1)","v":0},{"$f":"IF(ISNUMBER(MATCH(CT$11,$AG12:$AJ12,0)),1,0)*IF(ISNUMBER($AF12),(1-$AF12),1) + IF(ISNUMBER(MATCH(CT$11,$AK12:$AP12,0)),-1,0)*_xlfn.IFS(ISNUMBER($AD12),$AD12,ISNUMBER($AE12),$AE12,ISNUMBER($AF12),$AF12,AND($AD12=0,$AE12=0,$AF12=0),1)","v":0},{"$f":"IF(ISNUMBER(MATCH(CU$11,$AG12:$AJ12,0)),1,0)*IF(ISNUMBER($AF12),(1-$AF12),1) + IF(ISNUMBER(MATCH(CU$11,$AK12:$AP12,0)),-1,0)*_xlfn.IFS(ISNUMBER($AD12),$AD12,ISNUMBER($AE12),$AE12,ISNUMBER($AF12),$AF12,AND($AD12=0,$AE12=0,$AF12=0),1)","v":0},{"$f":"IF(ISNUMBER(MATCH(CV$11,$AG12:$AJ12,0)),1,0)*IF(ISNUMBER($AF12),(1-$AF12),1) + IF(ISNUMBER(MATCH(CV$11,$AK12:$AP12,0)),-1,0)*_xlfn.IFS(ISNUMBER($AD12),$AD12,ISNUMBER($AE12),$AE12,ISNUMBER($AF12),$AF12,AND($AD12=0,$AE12=0,$AF12=0),1)","v":0},{"$f":"IF(ISNUMBER(MATCH(CW$11,$AG12:$AJ12,0)),1,0)*IF(ISNUMBER($AF12),(1-$AF12),1) + IF(ISNUMBER(MATCH(CW$11,$AK12:$AP12,0)),-1,0)*_xlfn.IFS(ISNUMBER($AD12),$AD12,ISNUMBER($AE12),$AE12,ISNUMBER($AF12),$AF12,AND($AD12=0,$AE12=0,$AF12=0),1)","v":0},{"$f":"IF(ISNUMBER(MATCH(CX$11,$AG12:$AJ12,0)),1,0)*IF(ISNUMBER($AF12),(1-$AF12),1) + IF(ISNUMBER(MATCH(CX$11,$AK12:$AP12,0)),-1,0)*_xlfn.IFS(ISNUMBER($AD12),$AD12,ISNUMBER($AE12),$AE12,ISNUMBER($AF12),$AF12,AND($AD12=0,$AE12=0,$AF12=0),1)","v":0},{"$f":"IF(ISNUMBER(MATCH(CY$11,$AG12:$AJ12,0)),1,0)*IF(ISNUMBER($AF12),(1-$AF12),1) + IF(ISNUMBER(MATCH(CY$11,$AK12:$AP12,0)),-1,0)*_xlfn.IFS(ISNUMBER($AD12),$AD12,ISNUMBER($AE12),$AE12,ISNUMBER($AF12),$AF12,AND($AD12=0,$AE12=0,$AF12=0),1)","v":0},{"$f":"IF(ISNUMBER(MATCH(CZ$11,$AG12:$AJ12,0)),1,0)*IF(ISNUMBER($AF12),(1-$AF12),1) + IF(ISNUMBER(MATCH(CZ$11,$AK12:$AP12,0)),-1,0)*_xlfn.IFS(ISNUMBER($AD12),$AD12,ISNUMBER($AE12),$AE12,ISNUMBER($AF12),$AF12,AND($AD12=0,$AE12=0,$AF12=0),1)","v":0},{"$f":"IF(ISNUMBER(MATCH(DA$11,$AG12:$AJ12,0)),1,0)*IF(ISNUMBER($AF12),(1-$AF12),1) + IF(ISNUMBER(MATCH(DA$11,$AK12:$AP12,0)),-1,0)*_xlfn.IFS(ISNUMBER($AD12),$AD12,ISNUMBER($AE12),$AE12,ISNUMBER($AF12),$AF12,AND($AD12=0,$AE12=0,$AF12=0),1)","v":0},{"$f":"IF(ISNUMBER(MATCH(DB$11,$AG12:$AJ12,0)),1,0)*IF(ISNUMBER($AF12),(1-$AF12),1) + IF(ISNUMBER(MATCH(DB$11,$AK12:$AP12,0)),-1,0)*_xlfn.IFS(ISNUMBER($AD12),$AD12,ISNUMBER($AE12),$AE12,ISNUMBER($AF12),$AF12,AND($AD12=0,$AE12=0,$AF12=0),1)","v":0},{"$f":"IF(ISNUMBER(MATCH(DC$11,$AG12:$AJ12,0)),1,0)*IF(ISNUMBER($AF12),(1-$AF12),1) + IF(ISNUMBER(MATCH(DC$11,$AK12:$AP12,0)),-1,0)*_xlfn.IFS(ISNUMBER($AD12),$AD12,ISNUMBER($AE12),$AE12,ISNUMBER($AF12),$AF12,AND($AD12=0,$AE12=0,$AF12=0),1)","v":0},{"$f":"IF(ISNUMBER(MATCH(DD$11,$AG12:$AJ12,0)),1,0)*IF(ISNUMBER($AF12),(1-$AF12),1) + IF(ISNUMBER(MATCH(DD$11,$AK12:$AP12,0)),-1,0)*_xlfn.IFS(ISNUMBER($AD12),$AD12,ISNUMBER($AE12),$AE12,ISNUMBER($AF12),$AF12,AND($AD12=0,$AE12=0,$AF12=0),1)","v":0},{"$f":"IF(ISNUMBER(MATCH(DE$11,$AG12:$AJ12,0)),1,0)*IF(ISNUMBER($AF12),(1-$AF12),1) + IF(ISNUMBER(MATCH(DE$11,$AK12:$AP12,0)),-1,0)*_xlfn.IFS(ISNUMBER($AD12),$AD12,ISNUMBER($AE12),$AE12,ISNUMBER($AF12),$AF12,AND($AD12=0,$AE12=0,$AF12=0),1)","v":0},null,{"$f":"AC12+0","v":0},{"$f":"IF(Z12<>\"\",Z12,DH11)","v":"PowerCrit"},{"$f":"IF(AA12<>\"\",AA12,DI11)","v":"TX"},{"$f":"AB12","v":"Conservation"}]
[null,null,null,null,null,null,null,null,null,null,null,null,null,null,null,null,null,null,"e_crit_tx-swb",4139.9718546507074,4139.9718546507074,4139.9718546507074,4139.9718546507065,4139.9718546507065,4139.9718546507074,null,null,"Losses",null,{"$f":"'Back-up Power Calculate'!F22","v":0.01},null,null,"q_crit_tx-amb",null,null,null,"e_crit_u-tx",null,null,null,null,null,null,{"$f":"IF(ISNUMBER(MATCH(AR$11,$AG13:$AJ13,0)),1,0)*IF(ISNUMBER($AF13),(1-$AF13),1) + IF(ISNUMBER(MATCH(AR$11,$AK13:$AP13,0)),-1,0)*_xlfn.IFS(ISNUMBER($AD13),$AD13,ISNUMBER($AE13),$AE13,ISNUMBER($AF13),$AF13,AND($AD13=0,$AE13=0,$AF13=0),1)","v":-0.01},{"$f":"IF(ISNUMBER(MATCH(AS$11,$AG13:$AJ13,0)),1,0)*IF(ISNUMBER($AF13),(1-$AF13),1) + IF(ISNUMBER(MATCH(AS$11,$AK13:$AP13,0)),-1,0)*_xlfn.IFS(ISNUMBER($AD13),$AD13,ISNUMBER($AE13),$AE13,ISNUMBER($AF13),$AF13,AND($AD13=0,$AE13=0,$AF13=0),1)","v":0},{"$f":"IF(ISNUMBER(MATCH(AT$11,$AG13:$AJ13,0)),1,0)*IF(ISNUMBER($AF13),(1-$AF13),1) + IF(ISNUMBER(MATCH(AT$11,$AK13:$AP13,0)),-1,0)*_xlfn.IFS(ISNUMBER($AD13),$AD13,ISNUMBER($AE13),$AE13,ISNUMBER($AF13),$AF13,AND($AD13=0,$AE13=0,$AF13=0),1)","v":1},{"$f":"IF(ISNUMBER(MATCH(AU$11,$AG13:$AJ13,0)),1,0)*IF(ISNUMBER($AF13),(1-$AF13),1) + IF(ISNUMBER(MATCH(AU$11,$AK13:$AP13,0)),-1,0)*_xlfn.IFS(ISNUMBER($AD13),$AD13,ISNUMBER($AE13),$AE13,ISNUMBER($AF13),$AF13,AND($AD13=0,$AE13=0,$AF13=0),1)","v":0},{"$f":"IF(ISNUMBER(MATCH(AV$11,$AG13:$AJ13,0)),1,0)*IF(ISNUMBER($AF13),(1-$AF13),1) + IF(ISNUMBER(MATCH(AV$11,$AK13:$AP13,0)),-1,0)*_xlfn.IFS(ISNUMBER($AD13),$AD13,ISNUMBER($AE13),$AE13,ISNUMBER($AF13),$AF13,AND($AD13=0,$AE13=0,$AF13=0),1)","v":0},{"$f":"IF(ISNUMBER(MATCH(AW$11,$AG13:$AJ13,0)),1,0)*IF(ISNUMBER($AF13),(1-$AF13),1) + IF(ISNUMBER(MATCH(AW$11,$AK13:$AP13,0)),-1,0)*_xlfn.IFS(ISNUMBER($AD13),$AD13,ISNUMBER($AE13),$AE13,ISNUMBER($AF13),$AF13,AND($AD13=0,$AE13=0,$AF13=0),1)","v":0},{"$f":"IF(ISNUMBER(MATCH(AX$11,$AG13:$AJ13,0)),1,0)*IF(ISNUMBER($AF13),(1-$AF13),1) + IF(ISNUMBER(MATCH(AX$11,$AK13:$AP13,0)),-1,0)*_xlfn.IFS(ISNUMBER($AD13),$AD13,ISNUMBER($AE13),$AE13,ISNUMBER($AF13),$AF13,AND($AD13=0,$AE13=0,$AF13=0),1)","v":0},{"$f":"IF(ISNUMBER(MATCH(AY$11,$AG13:$AJ13,0)),1,0)*IF(ISNUMBER($AF13),(1-$AF13),1) + IF(ISNUMBER(MATCH(AY$11,$AK13:$AP13,0)),-1,0)*_xlfn.IFS(ISNUMBER($AD13),$AD13,ISNUMBER($AE13),$AE13,ISNUMBER($AF13),$AF13,AND($AD13=0,$AE13=0,$AF13=0),1)","v":0},{"$f":"IF(ISNUMBER(MATCH(AZ$11,$AG13:$AJ13,0)),1,0)*IF(ISNUMBER($AF13),(1-$AF13),1) + IF(ISNUMBER(MATCH(AZ$11,$AK13:$AP13,0)),-1,0)*_xlfn.IFS(ISNUMBER($AD13),$AD13,ISNUMBER($AE13),$AE13,ISNUMBER($AF13),$AF13,AND($AD13=0,$AE13=0,$AF13=0),1)","v":0},{"$f":"IF(ISNUMBER(MATCH(BA$11,$AG13:$AJ13,0)),1,0)*IF(ISNUMBER($AF13),(1-$AF13),1) + IF(ISNUMBER(MATCH(BA$11,$AK13:$AP13,0)),-1,0)*_xlfn.IFS(ISNUMBER($AD13),$AD13,ISNUMBER($AE13),$AE13,ISNUMBER($AF13),$AF13,AND($AD13=0,$AE13=0,$AF13=0),1)","v":0},{"$f":"IF(ISNUMBER(MATCH(BB$11,$AG13:$AJ13,0)),1,0)*IF(ISNUMBER($AF13),(1-$AF13),1) + IF(ISNUMBER(MATCH(BB$11,$AK13:$AP13,0)),-1,0)*_xlfn.IFS(ISNUMBER($AD13),$AD13,ISNUMBER($AE13),$AE13,ISNUMBER($AF13),$AF13,AND($AD13=0,$AE13=0,$AF13=0),1)","v":0},{"$f":"IF(ISNUMBER(MATCH(BC$11,$AG13:$AJ13,0)),1,0)*IF(ISNUMBER($AF13),(1-$AF13),1) + IF(ISNUMBER(MATCH(BC$11,$AK13:$AP13,0)),-1,0)*_xlfn.IFS(ISNUMBER($AD13),$AD13,ISNUMBER($AE13),$AE13,ISNUMBER($AF13),$AF13,AND($AD13=0,$AE13=0,$AF13=0),1)","v":0},{"$f":"IF(ISNUMBER(MATCH(BD$11,$AG13:$AJ13,0)),1,0)*IF(ISNUMBER($AF13),(1-$AF13),1) + IF(ISNUMBER(MATCH(BD$11,$AK13:$AP13,0)),-1,0)*_xlfn.IFS(ISNUMBER($AD13),$AD13,ISNUMBER($AE13),$AE13,ISNUMBER($AF13),$AF13,AND($AD13=0,$AE13=0,$AF13=0),1)","v":0},{"$f":"IF(ISNUMBER(MATCH(BE$11,$AG13:$AJ13,0)),1,0)*IF(ISNUMBER($AF13),(1-$AF13),1) + IF(ISNUMBER(MATCH(BE$11,$AK13:$AP13,0)),-1,0)*_xlfn.IFS(ISNUMBER($AD13),$AD13,ISNUMBER($AE13),$AE13,ISNUMBER($AF13),$AF13,AND($AD13=0,$AE13=0,$AF13=0),1)","v":0},{"$f":"IF(ISNUMBER(MATCH(BF$11,$AG13:$AJ13,0)),1,0)*IF(ISNUMBER($AF13),(1-$AF13),1) + IF(ISNUMBER(MATCH(BF$11,$AK13:$AP13,0)),-1,0)*_xlfn.IFS(ISNUMBER($AD13),$AD13,ISNUMBER($AE13),$AE13,ISNUMBER($AF13),$AF13,AND($AD13=0,$AE13=0,$AF13=0),1)","v":0},{"$f":"IF(ISNUMBER(MATCH(BG$11,$AG13:$AJ13,0)),1,0)*IF(ISNUMBER($AF13),(1-$AF13),1) + IF(ISNUMBER(MATCH(BG$11,$AK13:$AP13,0)),-1,0)*_xlfn.IFS(ISNUMBER($AD13),$AD13,ISNUMBER($AE13),$AE13,ISNUMBER($AF13),$AF13,AND($AD13=0,$AE13=0,$AF13=0),1)","v":0},{"$f":"IF(ISNUMBER(MATCH(BH$11,$AG13:$AJ13,0)),1,0)*IF(ISNUMBER($AF13),(1-$AF13),1) + IF(ISNUMBER(MATCH(BH$11,$AK13:$AP13,0)),-1,0)*_xlfn.IFS(ISNUMBER($AD13),$AD13,ISNUMBER($AE13),$AE13,ISNUMBER($AF13),$AF13,AND($AD13=0,$AE13=0,$AF13=0),1)","v":0},{"$f":"IF(ISNUMBER(MATCH(BI$11,$AG13:$AJ13,0)),1,0)*IF(ISNUMBER($AF13),(1-$AF13),1) + IF(ISNUMBER(MATCH(BI$11,$AK13:$AP13,0)),-1,0)*_xlfn.IFS(ISNUMBER($AD13),$AD13,ISNUMBER($AE13),$AE13,ISNUMBER($AF13),$AF13,AND($AD13=0,$AE13=0,$AF13=0),1)","v":0},{"$f":"IF(ISNUMBER(MATCH(BJ$11,$AG13:$AJ13,0)),1,0)*IF(ISNUMBER($AF13),(1-$AF13),1) + IF(ISNUMBER(MATCH(BJ$11,$AK13:$AP13,0)),-1,0)*_xlfn.IFS(ISNUMBER($AD13),$AD13,ISNUMBER($AE13),$AE13,ISNUMBER($AF13),$AF13,AND($AD13=0,$AE13=0,$AF13=0),1)","v":0},{"$f":"IF(ISNUMBER(MATCH(BK$11,$AG13:$AJ13,0)),1,0)*IF(ISNUMBER($AF13),(1-$AF13),1) + IF(ISNUMBER(MATCH(BK$11,$AK13:$AP13,0)),-1,0)*_xlfn.IFS(ISNUMBER($AD13),$AD13,ISNUMBER($AE13),$AE13,ISNUMBER($AF13),$AF13,AND($AD13=0,$AE13=0,$AF13=0),1)","v":0},{"$f":"IF(ISNUMBER(MATCH(BL$11,$AG13:$AJ13,0)),1,0)*IF(ISNUMBER($AF13),(1-$AF13),1) + IF(ISNUMBER(MATCH(BL$11,$AK13:$AP13,0)),-1,0)*_xlfn.IFS(ISNUMBER($AD13),$AD13,ISNUMBER($AE13),$AE13,ISNUMBER($AF13),$AF13,AND($AD13=0,$AE13=0,$AF13=0),1)","v":0},{"$f":"IF(ISNUMBER(MATCH(BM$11,$AG13:$AJ13,0)),1,0)*IF(ISNUMBER($AF13),(1-$AF13),1) + IF(ISNUMBER(MATCH(BM$11,$AK13:$AP13,0)),-1,0)*_xlfn.IFS(ISNUMBER($AD13),$AD13,ISNUMBER($AE13),$AE13,ISNUMBER($AF13),$AF13,AND($AD13=0,$AE13=0,$AF13=0),1)","v":0},{"$f":"IF(ISNUMBER(MATCH(BN$11,$AG13:$AJ13,0)),1,0)*IF(ISNUMBER($AF13),(1-$AF13),1) + IF(ISNUMBER(MATCH(BN$11,$AK13:$AP13,0)),-1,0)*_xlfn.IFS(ISNUMBER($AD13),$AD13,ISNUMBER($AE13),$AE13,ISNUMBER($AF13),$AF13,AND($AD13=0,$AE13=0,$AF13=0),1)","v":0},{"$f":"IF(ISNUMBER(MATCH(BO$11,$AG13:$AJ13,0)),1,0)*IF(ISNUMBER($AF13),(1-$AF13),1) + IF(ISNUMBER(MATCH(BO$11,$AK13:$AP13,0)),-1,0)*_xlfn.IFS(ISNUMBER($AD13),$AD13,ISNUMBER($AE13),$AE13,ISNUMBER($AF13),$AF13,AND($AD13=0,$AE13=0,$AF13=0),1)","v":0},{"$f":"IF(ISNUMBER(MATCH(BP$11,$AG13:$AJ13,0)),1,0)*IF(ISNUMBER($AF13),(1-$AF13),1) + IF(ISNUMBER(MATCH(BP$11,$AK13:$AP13,0)),-1,0)*_xlfn.IFS(ISNUMBER($AD13),$AD13,ISNUMBER($AE13),$AE13,ISNUMBER($AF13),$AF13,AND($AD13=0,$AE13=0,$AF13=0),1)","v":0},{"$f":"IF(ISNUMBER(MATCH(BQ$11,$AG13:$AJ13,0)),1,0)*IF(ISNUMBER($AF13),(1-$AF13),1) + IF(ISNUMBER(MATCH(BQ$11,$AK13:$AP13,0)),-1,0)*_xlfn.IFS(ISNUMBER($AD13),$AD13,ISNUMBER($AE13),$AE13,ISNUMBER($AF13),$AF13,AND($AD13=0,$AE13=0,$AF13=0),1)","v":0},{"$f":"IF(ISNUMBER(MATCH(BR$11,$AG13:$AJ13,0)),1,0)*IF(ISNUMBER($AF13),(1-$AF13),1) + IF(ISNUMBER(MATCH(BR$11,$AK13:$AP13,0)),-1,0)*_xlfn.IFS(ISNUMBER($AD13),$AD13,ISNUMBER($AE13),$AE13,ISNUMBER($AF13),$AF13,AND($AD13=0,$AE13=0,$AF13=0),1)","v":0},{"$f":"IF(ISNUMBER(MATCH(BS$11,$AG13:$AJ13,0)),1,0)*IF(ISNUMBER($AF13),(1-$AF13),1) + IF(ISNUMBER(MATCH(BS$11,$AK13:$AP13,0)),-1,0)*_xlfn.IFS(ISNUMBER($AD13),$AD13,ISNUMBER($AE13),$AE13,ISNUMBER($AF13),$AF13,AND($AD13=0,$AE13=0,$AF13=0),1)","v":0},{"$f":"IF(ISNUMBER(MATCH(BT$11,$AG13:$AJ13,0)),1,0)*IF(ISNUMBER($AF13),(1-$AF13),1) + IF(ISNUMBER(MATCH(BT$11,$AK13:$AP13,0)),-1,0)*_xlfn.IFS(ISNUMBER($AD13),$AD13,ISNUMBER($AE13),$AE13,ISNUMBER($AF13),$AF13,AND($AD13=0,$AE13=0,$AF13=0),1)","v":0},{"$f":"IF(ISNUMBER(MATCH(BU$11,$AG13:$AJ13,0)),1,0)*IF(ISNUMBER($AF13),(1-$AF13),1) + IF(ISNUMBER(MATCH(BU$11,$AK13:$AP13,0)),-1,0)*_xlfn.IFS(ISNUMBER($AD13),$AD13,ISNUMBER($AE13),$AE13,ISNUMBER($AF13),$AF13,AND($AD13=0,$AE13=0,$AF13=0),1)","v":0},{"$f":"IF(ISNUMBER(MATCH(BV$11,$AG13:$AJ13,0)),1,0)*IF(ISNUMBER($AF13),(1-$AF13),1) + IF(ISNUMBER(MATCH(BV$11,$AK13:$AP13,0)),-1,0)*_xlfn.IFS(ISNUMBER($AD13),$AD13,ISNUMBER($AE13),$AE13,ISNUMBER($AF13),$AF13,AND($AD13=0,$AE13=0,$AF13=0),1)","v":0},{"$f":"IF(ISNUMBER(MATCH(BW$11,$AG13:$AJ13,0)),1,0)*IF(ISNUMBER($AF13),(1-$AF13),1) + IF(ISNUMBER(MATCH(BW$11,$AK13:$AP13,0)),-1,0)*_xlfn.IFS(ISNUMBER($AD13),$AD13,ISNUMBER($AE13),$AE13,ISNUMBER($AF13),$AF13,AND($AD13=0,$AE13=0,$AF13=0),1)","v":0},{"$f":"IF(ISNUMBER(MATCH(BX$11,$AG13:$AJ13,0)),1,0)*IF(ISNUMBER($AF13),(1-$AF13),1) + IF(ISNUMBER(MATCH(BX$11,$AK13:$AP13,0)),-1,0)*_xlfn.IFS(ISNUMBER($AD13),$AD13,ISNUMBER($AE13),$AE13,ISNUMBER($AF13),$AF13,AND($AD13=0,$AE13=0,$AF13=0),1)","v":0},{"$f":"IF(ISNUMBER(MATCH(BY$11,$AG13:$AJ13,0)),1,0)*IF(ISNUMBER($AF13),(1-$AF13),1) + IF(ISNUMBER(MATCH(BY$11,$AK13:$AP13,0)),-1,0)*_xlfn.IFS(ISNUMBER($AD13),$AD13,ISNUMBER($AE13),$AE13,ISNUMBER($AF13),$AF13,AND($AD13=0,$AE13=0,$AF13=0),1)","v":0},{"$f":"IF(ISNUMBER(MATCH(BZ$11,$AG13:$AJ13,0)),1,0)*IF(ISNUMBER($AF13),(1-$AF13),1) + IF(ISNUMBER(MATCH(BZ$11,$AK13:$AP13,0)),-1,0)*_xlfn.IFS(ISNUMBER($AD13),$AD13,ISNUMBER($AE13),$AE13,ISNUMBER($AF13),$AF13,AND($AD13=0,$AE13=0,$AF13=0),1)","v":0},{"$f":"IF(ISNUMBER(MATCH(CA$11,$AG13:$AJ13,0)),1,0)*IF(ISNUMBER($AF13),(1-$AF13),1) + IF(ISNUMBER(MATCH(CA$11,$AK13:$AP13,0)),-1,0)*_xlfn.IFS(ISNUMBER($AD13),$AD13,ISNUMBER($AE13),$AE13,ISNUMBER($AF13),$AF13,AND($AD13=0,$AE13=0,$AF13=0),1)","v":0},{"$f":"IF(ISNUMBER(MATCH(CB$11,$AG13:$AJ13,0)),1,0)*IF(ISNUMBER($AF13),(1-$AF13),1) + IF(ISNUMBER(MATCH(CB$11,$AK13:$AP13,0)),-1,0)*_xlfn.IFS(ISNUMBER($AD13),$AD13,ISNUMBER($AE13),$AE13,ISNUMBER($AF13),$AF13,AND($AD13=0,$AE13=0,$AF13=0),1)","v":0},{"$f":"IF(ISNUMBER(MATCH(CC$11,$AG13:$AJ13,0)),1,0)*IF(ISNUMBER($AF13),(1-$AF13),1) + IF(ISNUMBER(MATCH(CC$11,$AK13:$AP13,0)),-1,0)*_xlfn.IFS(ISNUMBER($AD13),$AD13,ISNUMBER($AE13),$AE13,ISNUMBER($AF13),$AF13,AND($AD13=0,$AE13=0,$AF13=0),1)","v":0},{"$f":"IF(ISNUMBER(MATCH(CD$11,$AG13:$AJ13,0)),1,0)*IF(ISNUMBER($AF13),(1-$AF13),1) + IF(ISNUMBER(MATCH(CD$11,$AK13:$AP13,0)),-1,0)*_xlfn.IFS(ISNUMBER($AD13),$AD13,ISNUMBER($AE13),$AE13,ISNUMBER($AF13),$AF13,AND($AD13=0,$AE13=0,$AF13=0),1)","v":0},{"$f":"IF(ISNUMBER(MATCH(CE$11,$AG13:$AJ13,0)),1,0)*IF(ISNUMBER($AF13),(1-$AF13),1) + IF(ISNUMBER(MATCH(CE$11,$AK13:$AP13,0)),-1,0)*_xlfn.IFS(ISNUMBER($AD13),$AD13,ISNUMBER($AE13),$AE13,ISNUMBER($AF13),$AF13,AND($AD13=0,$AE13=0,$AF13=0),1)","v":0},{"$f":"IF(ISNUMBER(MATCH(CF$11,$AG13:$AJ13,0)),1,0)*IF(ISNUMBER($AF13),(1-$AF13),1) + IF(ISNUMBER(MATCH(CF$11,$AK13:$AP13,0)),-1,0)*_xlfn.IFS(ISNUMBER($AD13),$AD13,ISNUMBER($AE13),$AE13,ISNUMBER($AF13),$AF13,AND($AD13=0,$AE13=0,$AF13=0),1)","v":0},{"$f":"IF(ISNUMBER(MATCH(CG$11,$AG13:$AJ13,0)),1,0)*IF(ISNUMBER($AF13),(1-$AF13),1) + IF(ISNUMBER(MATCH(CG$11,$AK13:$AP13,0)),-1,0)*_xlfn.IFS(ISNUMBER($AD13),$AD13,ISNUMBER($AE13),$AE13,ISNUMBER($AF13),$AF13,AND($AD13=0,$AE13=0,$AF13=0),1)","v":0},{"$f":"IF(ISNUMBER(MATCH(CH$11,$AG13:$AJ13,0)),1,0)*IF(ISNUMBER($AF13),(1-$AF13),1) + IF(ISNUMBER(MATCH(CH$11,$AK13:$AP13,0)),-1,0)*_xlfn.IFS(ISNUMBER($AD13),$AD13,ISNUMBER($AE13),$AE13,ISNUMBER($AF13),$AF13,AND($AD13=0,$AE13=0,$AF13=0),1)","v":0},{"$f":"IF(ISNUMBER(MATCH(CI$11,$AG13:$AJ13,0)),1,0)*IF(ISNUMBER($AF13),(1-$AF13),1) + IF(ISNUMBER(MATCH(CI$11,$AK13:$AP13,0)),-1,0)*_xlfn.IFS(ISNUMBER($AD13),$AD13,ISNUMBER($AE13),$AE13,ISNUMBER($AF13),$AF13,AND($AD13=0,$AE13=0,$AF13=0),1)","v":0},{"$f":"IF(ISNUMBER(MATCH(CJ$11,$AG13:$AJ13,0)),1,0)*IF(ISNUMBER($AF13),(1-$AF13),1) + IF(ISNUMBER(MATCH(CJ$11,$AK13:$AP13,0)),-1,0)*_xlfn.IFS(ISNUMBER($AD13),$AD13,ISNUMBER($AE13),$AE13,ISNUMBER($AF13),$AF13,AND($AD13=0,$AE13=0,$AF13=0),1)","v":0},{"$f":"IF(ISNUMBER(MATCH(CK$11,$AG13:$AJ13,0)),1,0)*IF(ISNUMBER($AF13),(1-$AF13),1) + IF(ISNUMBER(MATCH(CK$11,$AK13:$AP13,0)),-1,0)*_xlfn.IFS(ISNUMBER($AD13),$AD13,ISNUMBER($AE13),$AE13,ISNUMBER($AF13),$AF13,AND($AD13=0,$AE13=0,$AF13=0),1)","v":0},{"$f":"IF(ISNUMBER(MATCH(CL$11,$AG13:$AJ13,0)),1,0)*IF(ISNUMBER($AF13),(1-$AF13),1) + IF(ISNUMBER(MATCH(CL$11,$AK13:$AP13,0)),-1,0)*_xlfn.IFS(ISNUMBER($AD13),$AD13,ISNUMBER($AE13),$AE13,ISNUMBER($AF13),$AF13,AND($AD13=0,$AE13=0,$AF13=0),1)","v":0},{"$f":"IF(ISNUMBER(MATCH(CM$11,$AG13:$AJ13,0)),1,0)*IF(ISNUMBER($AF13),(1-$AF13),1) + IF(ISNUMBER(MATCH(CM$11,$AK13:$AP13,0)),-1,0)*_xlfn.IFS(ISNUMBER($AD13),$AD13,ISNUMBER($AE13),$AE13,ISNUMBER($AF13),$AF13,AND($AD13=0,$AE13=0,$AF13=0),1)","v":0},{"$f":"IF(ISNUMBER(MATCH(CN$11,$AG13:$AJ13,0)),1,0)*IF(ISNUMBER($AF13),(1-$AF13),1) + IF(ISNUMBER(MATCH(CN$11,$AK13:$AP13,0)),-1,0)*_xlfn.IFS(ISNUMBER($AD13),$AD13,ISNUMBER($AE13),$AE13,ISNUMBER($AF13),$AF13,AND($AD13=0,$AE13=0,$AF13=0),1)","v":0},{"$f":"IF(ISNUMBER(MATCH(CO$11,$AG13:$AJ13,0)),1,0)*IF(ISNUMBER($AF13),(1-$AF13),1) + IF(ISNUMBER(MATCH(CO$11,$AK13:$AP13,0)),-1,0)*_xlfn.IFS(ISNUMBER($AD13),$AD13,ISNUMBER($AE13),$AE13,ISNUMBER($AF13),$AF13,AND($AD13=0,$AE13=0,$AF13=0),1)","v":0},{"$f":"IF(ISNUMBER(MATCH(CP$11,$AG13:$AJ13,0)),1,0)*IF(ISNUMBER($AF13),(1-$AF13),1) + IF(ISNUMBER(MATCH(CP$11,$AK13:$AP13,0)),-1,0)*_xlfn.IFS(ISNUMBER($AD13),$AD13,ISNUMBER($AE13),$AE13,ISNUMBER($AF13),$AF13,AND($AD13=0,$AE13=0,$AF13=0),1)","v":0},{"$f":"IF(ISNUMBER(MATCH(CQ$11,$AG13:$AJ13,0)),1,0)*IF(ISNUMBER($AF13),(1-$AF13),1) + IF(ISNUMBER(MATCH(CQ$11,$AK13:$AP13,0)),-1,0)*_xlfn.IFS(ISNUMBER($AD13),$AD13,ISNUMBER($AE13),$AE13,ISNUMBER($AF13),$AF13,AND($AD13=0,$AE13=0,$AF13=0),1)","v":0},{"$f":"IF(ISNUMBER(MATCH(CR$11,$AG13:$AJ13,0)),1,0)*IF(ISNUMBER($AF13),(1-$AF13),1) + IF(ISNUMBER(MATCH(CR$11,$AK13:$AP13,0)),-1,0)*_xlfn.IFS(ISNUMBER($AD13),$AD13,ISNUMBER($AE13),$AE13,ISNUMBER($AF13),$AF13,AND($AD13=0,$AE13=0,$AF13=0),1)","v":0},{"$f":"IF(ISNUMBER(MATCH(CS$11,$AG13:$AJ13,0)),1,0)*IF(ISNUMBER($AF13),(1-$AF13),1) + IF(ISNUMBER(MATCH(CS$11,$AK13:$AP13,0)),-1,0)*_xlfn.IFS(ISNUMBER($AD13),$AD13,ISNUMBER($AE13),$AE13,ISNUMBER($AF13),$AF13,AND($AD13=0,$AE13=0,$AF13=0),1)","v":0},{"$f":"IF(ISNUMBER(MATCH(CT$11,$AG13:$AJ13,0)),1,0)*IF(ISNUMBER($AF13),(1-$AF13),1) + IF(ISNUMBER(MATCH(CT$11,$AK13:$AP13,0)),-1,0)*_xlfn.IFS(ISNUMBER($AD13),$AD13,ISNUMBER($AE13),$AE13,ISNUMBER($AF13),$AF13,AND($AD13=0,$AE13=0,$AF13=0),1)","v":0},{"$f":"IF(ISNUMBER(MATCH(CU$11,$AG13:$AJ13,0)),1,0)*IF(ISNUMBER($AF13),(1-$AF13),1) + IF(ISNUMBER(MATCH(CU$11,$AK13:$AP13,0)),-1,0)*_xlfn.IFS(ISNUMBER($AD13),$AD13,ISNUMBER($AE13),$AE13,ISNUMBER($AF13),$AF13,AND($AD13=0,$AE13=0,$AF13=0),1)","v":0},{"$f":"IF(ISNUMBER(MATCH(CV$11,$AG13:$AJ13,0)),1,0)*IF(ISNUMBER($AF13),(1-$AF13),1) + IF(ISNUMBER(MATCH(CV$11,$AK13:$AP13,0)),-1,0)*_xlfn.IFS(ISNUMBER($AD13),$AD13,ISNUMBER($AE13),$AE13,ISNUMBER($AF13),$AF13,AND($AD13=0,$AE13=0,$AF13=0),1)","v":0},{"$f":"IF(ISNUMBER(MATCH(CW$11,$AG13:$AJ13,0)),1,0)*IF(ISNUMBER($AF13),(1-$AF13),1) + IF(ISNUMBER(MATCH(CW$11,$AK13:$AP13,0)),-1,0)*_xlfn.IFS(ISNUMBER($AD13),$AD13,ISNUMBER($AE13),$AE13,ISNUMBER($AF13),$AF13,AND($AD13=0,$AE13=0,$AF13=0),1)","v":0},{"$f":"IF(ISNUMBER(MATCH(CX$11,$AG13:$AJ13,0)),1,0)*IF(ISNUMBER($AF13),(1-$AF13),1) + IF(ISNUMBER(MATCH(CX$11,$AK13:$AP13,0)),-1,0)*_xlfn.IFS(ISNUMBER($AD13),$AD13,ISNUMBER($AE13),$AE13,ISNUMBER($AF13),$AF13,AND($AD13=0,$AE13=0,$AF13=0),1)","v":0},{"$f":"IF(ISNUMBER(MATCH(CY$11,$AG13:$AJ13,0)),1,0)*IF(ISNUMBER($AF13),(1-$AF13),1) + IF(ISNUMBER(MATCH(CY$11,$AK13:$AP13,0)),-1,0)*_xlfn.IFS(ISNUMBER($AD13),$AD13,ISNUMBER($AE13),$AE13,ISNUMBER($AF13),$AF13,AND($AD13=0,$AE13=0,$AF13=0),1)","v":0},{"$f":"IF(ISNUMBER(MATCH(CZ$11,$AG13:$AJ13,0)),1,0)*IF(ISNUMBER($AF13),(1-$AF13),1) + IF(ISNUMBER(MATCH(CZ$11,$AK13:$AP13,0)),-1,0)*_xlfn.IFS(ISNUMBER($AD13),$AD13,ISNUMBER($AE13),$AE13,ISNUMBER($AF13),$AF13,AND($AD13=0,$AE13=0,$AF13=0),1)","v":0},{"$f":"IF(ISNUMBER(MATCH(DA$11,$AG13:$AJ13,0)),1,0)*IF(ISNUMBER($AF13),(1-$AF13),1) + IF(ISNUMBER(MATCH(DA$11,$AK13:$AP13,0)),-1,0)*_xlfn.IFS(ISNUMBER($AD13),$AD13,ISNUMBER($AE13),$AE13,ISNUMBER($AF13),$AF13,AND($AD13=0,$AE13=0,$AF13=0),1)","v":0},{"$f":"IF(ISNUMBER(MATCH(DB$11,$AG13:$AJ13,0)),1,0)*IF(ISNUMBER($AF13),(1-$AF13),1) + IF(ISNUMBER(MATCH(DB$11,$AK13:$AP13,0)),-1,0)*_xlfn.IFS(ISNUMBER($AD13),$AD13,ISNUMBER($AE13),$AE13,ISNUMBER($AF13),$AF13,AND($AD13=0,$AE13=0,$AF13=0),1)","v":0},{"$f":"IF(ISNUMBER(MATCH(DC$11,$AG13:$AJ13,0)),1,0)*IF(ISNUMBER($AF13),(1-$AF13),1) + IF(ISNUMBER(MATCH(DC$11,$AK13:$AP13,0)),-1,0)*_xlfn.IFS(ISNUMBER($AD13),$AD13,ISNUMBER($AE13),$AE13,ISNUMBER($AF13),$AF13,AND($AD13=0,$AE13=0,$AF13=0),1)","v":0},{"$f":"IF(ISNUMBER(MATCH(DD$11,$AG13:$AJ13,0)),1,0)*IF(ISNUMBER($AF13),(1-$AF13),1) + IF(ISNUMBER(MATCH(DD$11,$AK13:$AP13,0)),-1,0)*_xlfn.IFS(ISNUMBER($AD13),$AD13,ISNUMBER($AE13),$AE13,ISNUMBER($AF13),$AF13,AND($AD13=0,$AE13=0,$AF13=0),1)","v":0},{"$f":"IF(ISNUMBER(MATCH(DE$11,$AG13:$AJ13,0)),1,0)*IF(ISNUMBER($AF13),(1-$AF13),1) + IF(ISNUMBER(MATCH(DE$11,$AK13:$AP13,0)),-1,0)*_xlfn.IFS(ISNUMBER($AD13),$AD13,ISNUMBER($AE13),$AE13,ISNUMBER($AF13),$AF13,AND($AD13=0,$AE13=0,$AF13=0),1)","v":0},null,0,"PowerCrit","TX","Losses"]
[null,null,null,null,null,null,null,null,null,null,null,null,null,null,null,null,null,null,"q_crit_tx-amb",41.817897521724319,41.817897521724312,41.817897521724319,41.817897521724319,41.817897521724319,41.817897521724319,null,"SWB","Conservation",null,null,null,null,"e_crit_tx-swb",null,null,null,"e_crit_swb-drms","e_crit_swb-ups","e_crit_swb-ch","q_crit_swb-ch",null,null,null,{"$f":"IF(ISNUMBER(MATCH(AR$11,$AG14:$AJ14,0)),1,0)*IF(ISNUMBER($AF14),(1-$AF14),1) + IF(ISNUMBER(MATCH(AR$11,$AK14:$AP14,0)),-1,0)*_xlfn.IFS(ISNUMBER($AD14),$AD14,ISNUMBER($AE14),$AE14,ISNUMBER($AF14),$AF14,AND($AD14=0,$AE14=0,$AF14=0),1)","v":0},{"$f":"IF(ISNUMBER(MATCH(AS$11,$AG14:$AJ14,0)),1,0)*IF(ISNUMBER($AF14),(1-$AF14),1) + IF(ISNUMBER(MATCH(AS$11,$AK14:$AP14,0)),-1,0)*_xlfn.IFS(ISNUMBER($AD14),$AD14,ISNUMBER($AE14),$AE14,ISNUMBER($AF14),$AF14,AND($AD14=0,$AE14=0,$AF14=0),1)","v":1},{"$f":"IF(ISNUMBER(MATCH(AT$11,$AG14:$AJ14,0)),1,0)*IF(ISNUMBER($AF14),(1-$AF14),1) + IF(ISNUMBER(MATCH(AT$11,$AK14:$AP14,0)),-1,0)*_xlfn.IFS(ISNUMBER($AD14),$AD14,ISNUMBER($AE14),$AE14,ISNUMBER($AF14),$AF14,AND($AD14=0,$AE14=0,$AF14=0),1)","v":0},{"$f":"IF(ISNUMBER(MATCH(AU$11,$AG14:$AJ14,0)),1,0)*IF(ISNUMBER($AF14),(1-$AF14),1) + IF(ISNUMBER(MATCH(AU$11,$AK14:$AP14,0)),-1,0)*_xlfn.IFS(ISNUMBER($AD14),$AD14,ISNUMBER($AE14),$AE14,ISNUMBER($AF14),$AF14,AND($AD14=0,$AE14=0,$AF14=0),1)","v":-1},{"$f":"IF(ISNUMBER(MATCH(AV$11,$AG14:$AJ14,0)),1,0)*IF(ISNUMBER($AF14),(1-$AF14),1) + IF(ISNUMBER(MATCH(AV$11,$AK14:$AP14,0)),-1,0)*_xlfn.IFS(ISNUMBER($AD14),$AD14,ISNUMBER($AE14),$AE14,ISNUMBER($AF14),$AF14,AND($AD14=0,$AE14=0,$AF14=0),1)","v":-1},{"$f":"IF(ISNUMBER(MATCH(AW$11,$AG14:$AJ14,0)),1,0)*IF(ISNUMBER($AF14),(1-$AF14),1) + IF(ISNUMBER(MATCH(AW$11,$AK14:$AP14,0)),-1,0)*_xlfn.IFS(ISNUMBER($AD14),$AD14,ISNUMBER($AE14),$AE14,ISNUMBER($AF14),$AF14,AND($AD14=0,$AE14=0,$AF14=0),1)","v":-1},{"$f":"IF(ISNUMBER(MATCH(AX$11,$AG14:$AJ14,0)),1,0)*IF(ISNUMBER($AF14),(1-$AF14),1) + IF(ISNUMBER(MATCH(AX$11,$AK14:$AP14,0)),-1,0)*_xlfn.IFS(ISNUMBER($AD14),$AD14,ISNUMBER($AE14),$AE14,ISNUMBER($AF14),$AF14,AND($AD14=0,$AE14=0,$AF14=0),1)","v":-1},{"$f":"IF(ISNUMBER(MATCH(AY$11,$AG14:$AJ14,0)),1,0)*IF(ISNUMBER($AF14),(1-$AF14),1) + IF(ISNUMBER(MATCH(AY$11,$AK14:$AP14,0)),-1,0)*_xlfn.IFS(ISNUMBER($AD14),$AD14,ISNUMBER($AE14),$AE14,ISNUMBER($AF14),$AF14,AND($AD14=0,$AE14=0,$AF14=0),1)","v":0},{"$f":"IF(ISNUMBER(MATCH(AZ$11,$AG14:$AJ14,0)),1,0)*IF(ISNUMBER($AF14),(1-$AF14),1) + IF(ISNUMBER(MATCH(AZ$11,$AK14:$AP14,0)),-1,0)*_xlfn.IFS(ISNUMBER($AD14),$AD14,ISNUMBER($AE14),$AE14,ISNUMBER($AF14),$AF14,AND($AD14=0,$AE14=0,$AF14=0),1)","v":0},{"$f":"IF(ISNUMBER(MATCH(BA$11,$AG14:$AJ14,0)),1,0)*IF(ISNUMBER($AF14),(1-$AF14),1) + IF(ISNUMBER(MATCH(BA$11,$AK14:$AP14,0)),-1,0)*_xlfn.IFS(ISNUMBER($AD14),$AD14,ISNUMBER($AE14),$AE14,ISNUMBER($AF14),$AF14,AND($AD14=0,$AE14=0,$AF14=0),1)","v":0},{"$f":"IF(ISNUMBER(MATCH(BB$11,$AG14:$AJ14,0)),1,0)*IF(ISNUMBER($AF14),(1-$AF14),1) + IF(ISNUMBER(MATCH(BB$11,$AK14:$AP14,0)),-1,0)*_xlfn.IFS(ISNUMBER($AD14),$AD14,ISNUMBER($AE14),$AE14,ISNUMBER($AF14),$AF14,AND($AD14=0,$AE14=0,$AF14=0),1)","v":0},{"$f":"IF(ISNUMBER(MATCH(BC$11,$AG14:$AJ14,0)),1,0)*IF(ISNUMBER($AF14),(1-$AF14),1) + IF(ISNUMBER(MATCH(BC$11,$AK14:$AP14,0)),-1,0)*_xlfn.IFS(ISNUMBER($AD14),$AD14,ISNUMBER($AE14),$AE14,ISNUMBER($AF14),$AF14,AND($AD14=0,$AE14=0,$AF14=0),1)","v":0},{"$f":"IF(ISNUMBER(MATCH(BD$11,$AG14:$AJ14,0)),1,0)*IF(ISNUMBER($AF14),(1-$AF14),1) + IF(ISNUMBER(MATCH(BD$11,$AK14:$AP14,0)),-1,0)*_xlfn.IFS(ISNUMBER($AD14),$AD14,ISNUMBER($AE14),$AE14,ISNUMBER($AF14),$AF14,AND($AD14=0,$AE14=0,$AF14=0),1)","v":0},{"$f":"IF(ISNUMBER(MATCH(BE$11,$AG14:$AJ14,0)),1,0)*IF(ISNUMBER($AF14),(1-$AF14),1) + IF(ISNUMBER(MATCH(BE$11,$AK14:$AP14,0)),-1,0)*_xlfn.IFS(ISNUMBER($AD14),$AD14,ISNUMBER($AE14),$AE14,ISNUMBER($AF14),$AF14,AND($AD14=0,$AE14=0,$AF14=0),1)","v":0},{"$f":"IF(ISNUMBER(MATCH(BF$11,$AG14:$AJ14,0)),1,0)*IF(ISNUMBER($AF14),(1-$AF14),1) + IF(ISNUMBER(MATCH(BF$11,$AK14:$AP14,0)),-1,0)*_xlfn.IFS(ISNUMBER($AD14),$AD14,ISNUMBER($AE14),$AE14,ISNUMBER($AF14),$AF14,AND($AD14=0,$AE14=0,$AF14=0),1)","v":0},{"$f":"IF(ISNUMBER(MATCH(BG$11,$AG14:$AJ14,0)),1,0)*IF(ISNUMBER($AF14),(1-$AF14),1) + IF(ISNUMBER(MATCH(BG$11,$AK14:$AP14,0)),-1,0)*_xlfn.IFS(ISNUMBER($AD14),$AD14,ISNUMBER($AE14),$AE14,ISNUMBER($AF14),$AF14,AND($AD14=0,$AE14=0,$AF14=0),1)","v":0},{"$f":"IF(ISNUMBER(MATCH(BH$11,$AG14:$AJ14,0)),1,0)*IF(ISNUMBER($AF14),(1-$AF14),1) + IF(ISNUMBER(MATCH(BH$11,$AK14:$AP14,0)),-1,0)*_xlfn.IFS(ISNUMBER($AD14),$AD14,ISNUMBER($AE14),$AE14,ISNUMBER($AF14),$AF14,AND($AD14=0,$AE14=0,$AF14=0),1)","v":0},{"$f":"IF(ISNUMBER(MATCH(BI$11,$AG14:$AJ14,0)),1,0)*IF(ISNUMBER($AF14),(1-$AF14),1) + IF(ISNUMBER(MATCH(BI$11,$AK14:$AP14,0)),-1,0)*_xlfn.IFS(ISNUMBER($AD14),$AD14,ISNUMBER($AE14),$AE14,ISNUMBER($AF14),$AF14,AND($AD14=0,$AE14=0,$AF14=0),1)","v":0},{"$f":"IF(ISNUMBER(MATCH(BJ$11,$AG14:$AJ14,0)),1,0)*IF(ISNUMBER($AF14),(1-$AF14),1) + IF(ISNUMBER(MATCH(BJ$11,$AK14:$AP14,0)),-1,0)*_xlfn.IFS(ISNUMBER($AD14),$AD14,ISNUMBER($AE14),$AE14,ISNUMBER($AF14),$AF14,AND($AD14=0,$AE14=0,$AF14=0),1)","v":0},{"$f":"IF(ISNUMBER(MATCH(BK$11,$AG14:$AJ14,0)),1,0)*IF(ISNUMBER($AF14),(1-$AF14),1) + IF(ISNUMBER(MATCH(BK$11,$AK14:$AP14,0)),-1,0)*_xlfn.IFS(ISNUMBER($AD14),$AD14,ISNUMBER($AE14),$AE14,ISNUMBER($AF14),$AF14,AND($AD14=0,$AE14=0,$AF14=0),1)","v":0},{"$f":"IF(ISNUMBER(MATCH(BL$11,$AG14:$AJ14,0)),1,0)*IF(ISNUMBER($AF14),(1-$AF14),1) + IF(ISNUMBER(MATCH(BL$11,$AK14:$AP14,0)),-1,0)*_xlfn.IFS(ISNUMBER($AD14),$AD14,ISNUMBER($AE14),$AE14,ISNUMBER($AF14),$AF14,AND($AD14=0,$AE14=0,$AF14=0),1)","v":0},{"$f":"IF(ISNUMBER(MATCH(BM$11,$AG14:$AJ14,0)),1,0)*IF(ISNUMBER($AF14),(1-$AF14),1) + IF(ISNUMBER(MATCH(BM$11,$AK14:$AP14,0)),-1,0)*_xlfn.IFS(ISNUMBER($AD14),$AD14,ISNUMBER($AE14),$AE14,ISNUMBER($AF14),$AF14,AND($AD14=0,$AE14=0,$AF14=0),1)","v":0},{"$f":"IF(ISNUMBER(MATCH(BN$11,$AG14:$AJ14,0)),1,0)*IF(ISNUMBER($AF14),(1-$AF14),1) + IF(ISNUMBER(MATCH(BN$11,$AK14:$AP14,0)),-1,0)*_xlfn.IFS(ISNUMBER($AD14),$AD14,ISNUMBER($AE14),$AE14,ISNUMBER($AF14),$AF14,AND($AD14=0,$AE14=0,$AF14=0),1)","v":0},{"$f":"IF(ISNUMBER(MATCH(BO$11,$AG14:$AJ14,0)),1,0)*IF(ISNUMBER($AF14),(1-$AF14),1) + IF(ISNUMBER(MATCH(BO$11,$AK14:$AP14,0)),-1,0)*_xlfn.IFS(ISNUMBER($AD14),$AD14,ISNUMBER($AE14),$AE14,ISNUMBER($AF14),$AF14,AND($AD14=0,$AE14=0,$AF14=0),1)","v":0},{"$f":"IF(ISNUMBER(MATCH(BP$11,$AG14:$AJ14,0)),1,0)*IF(ISNUMBER($AF14),(1-$AF14),1) + IF(ISNUMBER(MATCH(BP$11,$AK14:$AP14,0)),-1,0)*_xlfn.IFS(ISNUMBER($AD14),$AD14,ISNUMBER($AE14),$AE14,ISNUMBER($AF14),$AF14,AND($AD14=0,$AE14=0,$AF14=0),1)","v":0},{"$f":"IF(ISNUMBER(MATCH(BQ$11,$AG14:$AJ14,0)),1,0)*IF(ISNUMBER($AF14),(1-$AF14),1) + IF(ISNUMBER(MATCH(BQ$11,$AK14:$AP14,0)),-1,0)*_xlfn.IFS(ISNUMBER($AD14),$AD14,ISNUMBER($AE14),$AE14,ISNUMBER($AF14),$AF14,AND($AD14=0,$AE14=0,$AF14=0),1)","v":0},{"$f":"IF(ISNUMBER(MATCH(BR$11,$AG14:$AJ14,0)),1,0)*IF(ISNUMBER($AF14),(1-$AF14),1) + IF(ISNUMBER(MATCH(BR$11,$AK14:$AP14,0)),-1,0)*_xlfn.IFS(ISNUMBER($AD14),$AD14,ISNUMBER($AE14),$AE14,ISNUMBER($AF14),$AF14,AND($AD14=0,$AE14=0,$AF14=0),1)","v":0},{"$f":"IF(ISNUMBER(MATCH(BS$11,$AG14:$AJ14,0)),1,0)*IF(ISNUMBER($AF14),(1-$AF14),1) + IF(ISNUMBER(MATCH(BS$11,$AK14:$AP14,0)),-1,0)*_xlfn.IFS(ISNUMBER($AD14),$AD14,ISNUMBER($AE14),$AE14,ISNUMBER($AF14),$AF14,AND($AD14=0,$AE14=0,$AF14=0),1)","v":0},{"$f":"IF(ISNUMBER(MATCH(BT$11,$AG14:$AJ14,0)),1,0)*IF(ISNUMBER($AF14),(1-$AF14),1) + IF(ISNUMBER(MATCH(BT$11,$AK14:$AP14,0)),-1,0)*_xlfn.IFS(ISNUMBER($AD14),$AD14,ISNUMBER($AE14),$AE14,ISNUMBER($AF14),$AF14,AND($AD14=0,$AE14=0,$AF14=0),1)","v":0},{"$f":"IF(ISNUMBER(MATCH(BU$11,$AG14:$AJ14,0)),1,0)*IF(ISNUMBER($AF14),(1-$AF14),1) + IF(ISNUMBER(MATCH(BU$11,$AK14:$AP14,0)),-1,0)*_xlfn.IFS(ISNUMBER($AD14),$AD14,ISNUMBER($AE14),$AE14,ISNUMBER($AF14),$AF14,AND($AD14=0,$AE14=0,$AF14=0),1)","v":0},{"$f":"IF(ISNUMBER(MATCH(BV$11,$AG14:$AJ14,0)),1,0)*IF(ISNUMBER($AF14),(1-$AF14),1) + IF(ISNUMBER(MATCH(BV$11,$AK14:$AP14,0)),-1,0)*_xlfn.IFS(ISNUMBER($AD14),$AD14,ISNUMBER($AE14),$AE14,ISNUMBER($AF14),$AF14,AND($AD14=0,$AE14=0,$AF14=0),1)","v":0},{"$f":"IF(ISNUMBER(MATCH(BW$11,$AG14:$AJ14,0)),1,0)*IF(ISNUMBER($AF14),(1-$AF14),1) + IF(ISNUMBER(MATCH(BW$11,$AK14:$AP14,0)),-1,0)*_xlfn.IFS(ISNUMBER($AD14),$AD14,ISNUMBER($AE14),$AE14,ISNUMBER($AF14),$AF14,AND($AD14=0,$AE14=0,$AF14=0),1)","v":0},{"$f":"IF(ISNUMBER(MATCH(BX$11,$AG14:$AJ14,0)),1,0)*IF(ISNUMBER($AF14),(1-$AF14),1) + IF(ISNUMBER(MATCH(BX$11,$AK14:$AP14,0)),-1,0)*_xlfn.IFS(ISNUMBER($AD14),$AD14,ISNUMBER($AE14),$AE14,ISNUMBER($AF14),$AF14,AND($AD14=0,$AE14=0,$AF14=0),1)","v":0},{"$f":"IF(ISNUMBER(MATCH(BY$11,$AG14:$AJ14,0)),1,0)*IF(ISNUMBER($AF14),(1-$AF14),1) + IF(ISNUMBER(MATCH(BY$11,$AK14:$AP14,0)),-1,0)*_xlfn.IFS(ISNUMBER($AD14),$AD14,ISNUMBER($AE14),$AE14,ISNUMBER($AF14),$AF14,AND($AD14=0,$AE14=0,$AF14=0),1)","v":0},{"$f":"IF(ISNUMBER(MATCH(BZ$11,$AG14:$AJ14,0)),1,0)*IF(ISNUMBER($AF14),(1-$AF14),1) + IF(ISNUMBER(MATCH(BZ$11,$AK14:$AP14,0)),-1,0)*_xlfn.IFS(ISNUMBER($AD14),$AD14,ISNUMBER($AE14),$AE14,ISNUMBER($AF14),$AF14,AND($AD14=0,$AE14=0,$AF14=0),1)","v":0},{"$f":"IF(ISNUMBER(MATCH(CA$11,$AG14:$AJ14,0)),1,0)*IF(ISNUMBER($AF14),(1-$AF14),1) + IF(ISNUMBER(MATCH(CA$11,$AK14:$AP14,0)),-1,0)*_xlfn.IFS(ISNUMBER($AD14),$AD14,ISNUMBER($AE14),$AE14,ISNUMBER($AF14),$AF14,AND($AD14=0,$AE14=0,$AF14=0),1)","v":0},{"$f":"IF(ISNUMBER(MATCH(CB$11,$AG14:$AJ14,0)),1,0)*IF(ISNUMBER($AF14),(1-$AF14),1) + IF(ISNUMBER(MATCH(CB$11,$AK14:$AP14,0)),-1,0)*_xlfn.IFS(ISNUMBER($AD14),$AD14,ISNUMBER($AE14),$AE14,ISNUMBER($AF14),$AF14,AND($AD14=0,$AE14=0,$AF14=0),1)","v":0},{"$f":"IF(ISNUMBER(MATCH(CC$11,$AG14:$AJ14,0)),1,0)*IF(ISNUMBER($AF14),(1-$AF14),1) + IF(ISNUMBER(MATCH(CC$11,$AK14:$AP14,0)),-1,0)*_xlfn.IFS(ISNUMBER($AD14),$AD14,ISNUMBER($AE14),$AE14,ISNUMBER($AF14),$AF14,AND($AD14=0,$AE14=0,$AF14=0),1)","v":0},{"$f":"IF(ISNUMBER(MATCH(CD$11,$AG14:$AJ14,0)),1,0)*IF(ISNUMBER($AF14),(1-$AF14),1) + IF(ISNUMBER(MATCH(CD$11,$AK14:$AP14,0)),-1,0)*_xlfn.IFS(ISNUMBER($AD14),$AD14,ISNUMBER($AE14),$AE14,ISNUMBER($AF14),$AF14,AND($AD14=0,$AE14=0,$AF14=0),1)","v":0},{"$f":"IF(ISNUMBER(MATCH(CE$11,$AG14:$AJ14,0)),1,0)*IF(ISNUMBER($AF14),(1-$AF14),1) + IF(ISNUMBER(MATCH(CE$11,$AK14:$AP14,0)),-1,0)*_xlfn.IFS(ISNUMBER($AD14),$AD14,ISNUMBER($AE14),$AE14,ISNUMBER($AF14),$AF14,AND($AD14=0,$AE14=0,$AF14=0),1)","v":0},{"$f":"IF(ISNUMBER(MATCH(CF$11,$AG14:$AJ14,0)),1,0)*IF(ISNUMBER($AF14),(1-$AF14),1) + IF(ISNUMBER(MATCH(CF$11,$AK14:$AP14,0)),-1,0)*_xlfn.IFS(ISNUMBER($AD14),$AD14,ISNUMBER($AE14),$AE14,ISNUMBER($AF14),$AF14,AND($AD14=0,$AE14=0,$AF14=0),1)","v":0},{"$f":"IF(ISNUMBER(MATCH(CG$11,$AG14:$AJ14,0)),1,0)*IF(ISNUMBER($AF14),(1-$AF14),1) + IF(ISNUMBER(MATCH(CG$11,$AK14:$AP14,0)),-1,0)*_xlfn.IFS(ISNUMBER($AD14),$AD14,ISNUMBER($AE14),$AE14,ISNUMBER($AF14),$AF14,AND($AD14=0,$AE14=0,$AF14=0),1)","v":0},{"$f":"IF(ISNUMBER(MATCH(CH$11,$AG14:$AJ14,0)),1,0)*IF(ISNUMBER($AF14),(1-$AF14),1) + IF(ISNUMBER(MATCH(CH$11,$AK14:$AP14,0)),-1,0)*_xlfn.IFS(ISNUMBER($AD14),$AD14,ISNUMBER($AE14),$AE14,ISNUMBER($AF14),$AF14,AND($AD14=0,$AE14=0,$AF14=0),1)","v":0},{"$f":"IF(ISNUMBER(MATCH(CI$11,$AG14:$AJ14,0)),1,0)*IF(ISNUMBER($AF14),(1-$AF14),1) + IF(ISNUMBER(MATCH(CI$11,$AK14:$AP14,0)),-1,0)*_xlfn.IFS(ISNUMBER($AD14),$AD14,ISNUMBER($AE14),$AE14,ISNUMBER($AF14),$AF14,AND($AD14=0,$AE14=0,$AF14=0),1)","v":0},{"$f":"IF(ISNUMBER(MATCH(CJ$11,$AG14:$AJ14,0)),1,0)*IF(ISNUMBER($AF14),(1-$AF14),1) + IF(ISNUMBER(MATCH(CJ$11,$AK14:$AP14,0)),-1,0)*_xlfn.IFS(ISNUMBER($AD14),$AD14,ISNUMBER($AE14),$AE14,ISNUMBER($AF14),$AF14,AND($AD14=0,$AE14=0,$AF14=0),1)","v":0},{"$f":"IF(ISNUMBER(MATCH(CK$11,$AG14:$AJ14,0)),1,0)*IF(ISNUMBER($AF14),(1-$AF14),1) + IF(ISNUMBER(MATCH(CK$11,$AK14:$AP14,0)),-1,0)*_xlfn.IFS(ISNUMBER($AD14),$AD14,ISNUMBER($AE14),$AE14,ISNUMBER($AF14),$AF14,AND($AD14=0,$AE14=0,$AF14=0),1)","v":0},{"$f":"IF(ISNUMBER(MATCH(CL$11,$AG14:$AJ14,0)),1,0)*IF(ISNUMBER($AF14),(1-$AF14),1) + IF(ISNUMBER(MATCH(CL$11,$AK14:$AP14,0)),-1,0)*_xlfn.IFS(ISNUMBER($AD14),$AD14,ISNUMBER($AE14),$AE14,ISNUMBER($AF14),$AF14,AND($AD14=0,$AE14=0,$AF14=0),1)","v":0},{"$f":"IF(ISNUMBER(MATCH(CM$11,$AG14:$AJ14,0)),1,0)*IF(ISNUMBER($AF14),(1-$AF14),1) + IF(ISNUMBER(MATCH(CM$11,$AK14:$AP14,0)),-1,0)*_xlfn.IFS(ISNUMBER($AD14),$AD14,ISNUMBER($AE14),$AE14,ISNUMBER($AF14),$AF14,AND($AD14=0,$AE14=0,$AF14=0),1)","v":0},{"$f":"IF(ISNUMBER(MATCH(CN$11,$AG14:$AJ14,0)),1,0)*IF(ISNUMBER($AF14),(1-$AF14),1) + IF(ISNUMBER(MATCH(CN$11,$AK14:$AP14,0)),-1,0)*_xlfn.IFS(ISNUMBER($AD14),$AD14,ISNUMBER($AE14),$AE14,ISNUMBER($AF14),$AF14,AND($AD14=0,$AE14=0,$AF14=0),1)","v":0},{"$f":"IF(ISNUMBER(MATCH(CO$11,$AG14:$AJ14,0)),1,0)*IF(ISNUMBER($AF14),(1-$AF14),1) + IF(ISNUMBER(MATCH(CO$11,$AK14:$AP14,0)),-1,0)*_xlfn.IFS(ISNUMBER($AD14),$AD14,ISNUMBER($AE14),$AE14,ISNUMBER($AF14),$AF14,AND($AD14=0,$AE14=0,$AF14=0),1)","v":0},{"$f":"IF(ISNUMBER(MATCH(CP$11,$AG14:$AJ14,0)),1,0)*IF(ISNUMBER($AF14),(1-$AF14),1) + IF(ISNUMBER(MATCH(CP$11,$AK14:$AP14,0)),-1,0)*_xlfn.IFS(ISNUMBER($AD14),$AD14,ISNUMBER($AE14),$AE14,ISNUMBER($AF14),$AF14,AND($AD14=0,$AE14=0,$AF14=0),1)","v":0},{"$f":"IF(ISNUMBER(MATCH(CQ$11,$AG14:$AJ14,0)),1,0)*IF(ISNUMBER($AF14),(1-$AF14),1) + IF(ISNUMBER(MATCH(CQ$11,$AK14:$AP14,0)),-1,0)*_xlfn.IFS(ISNUMBER($AD14),$AD14,ISNUMBER($AE14),$AE14,ISNUMBER($AF14),$AF14,AND($AD14=0,$AE14=0,$AF14=0),1)","v":0},{"$f":"IF(ISNUMBER(MATCH(CR$11,$AG14:$AJ14,0)),1,0)*IF(ISNUMBER($AF14),(1-$AF14),1) + IF(ISNUMBER(MATCH(CR$11,$AK14:$AP14,0)),-1,0)*_xlfn.IFS(ISNUMBER($AD14),$AD14,ISNUMBER($AE14),$AE14,ISNUMBER($AF14),$AF14,AND($AD14=0,$AE14=0,$AF14=0),1)","v":0},{"$f":"IF(ISNUMBER(MATCH(CS$11,$AG14:$AJ14,0)),1,0)*IF(ISNUMBER($AF14),(1-$AF14),1) + IF(ISNUMBER(MATCH(CS$11,$AK14:$AP14,0)),-1,0)*_xlfn.IFS(ISNUMBER($AD14),$AD14,ISNUMBER($AE14),$AE14,ISNUMBER($AF14),$AF14,AND($AD14=0,$AE14=0,$AF14=0),1)","v":0},{"$f":"IF(ISNUMBER(MATCH(CT$11,$AG14:$AJ14,0)),1,0)*IF(ISNUMBER($AF14),(1-$AF14),1) + IF(ISNUMBER(MATCH(CT$11,$AK14:$AP14,0)),-1,0)*_xlfn.IFS(ISNUMBER($AD14),$AD14,ISNUMBER($AE14),$AE14,ISNUMBER($AF14),$AF14,AND($AD14=0,$AE14=0,$AF14=0),1)","v":0},{"$f":"IF(ISNUMBER(MATCH(CU$11,$AG14:$AJ14,0)),1,0)*IF(ISNUMBER($AF14),(1-$AF14),1) + IF(ISNUMBER(MATCH(CU$11,$AK14:$AP14,0)),-1,0)*_xlfn.IFS(ISNUMBER($AD14),$AD14,ISNUMBER($AE14),$AE14,ISNUMBER($AF14),$AF14,AND($AD14=0,$AE14=0,$AF14=0),1)","v":0},{"$f":"IF(ISNUMBER(MATCH(CV$11,$AG14:$AJ14,0)),1,0)*IF(ISNUMBER($AF14),(1-$AF14),1) + IF(ISNUMBER(MATCH(CV$11,$AK14:$AP14,0)),-1,0)*_xlfn.IFS(ISNUMBER($AD14),$AD14,ISNUMBER($AE14),$AE14,ISNUMBER($AF14),$AF14,AND($AD14=0,$AE14=0,$AF14=0),1)","v":0},{"$f":"IF(ISNUMBER(MATCH(CW$11,$AG14:$AJ14,0)),1,0)*IF(ISNUMBER($AF14),(1-$AF14),1) + IF(ISNUMBER(MATCH(CW$11,$AK14:$AP14,0)),-1,0)*_xlfn.IFS(ISNUMBER($AD14),$AD14,ISNUMBER($AE14),$AE14,ISNUMBER($AF14),$AF14,AND($AD14=0,$AE14=0,$AF14=0),1)","v":0},{"$f":"IF(ISNUMBER(MATCH(CX$11,$AG14:$AJ14,0)),1,0)*IF(ISNUMBER($AF14),(1-$AF14),1) + IF(ISNUMBER(MATCH(CX$11,$AK14:$AP14,0)),-1,0)*_xlfn.IFS(ISNUMBER($AD14),$AD14,ISNUMBER($AE14),$AE14,ISNUMBER($AF14),$AF14,AND($AD14=0,$AE14=0,$AF14=0),1)","v":0},{"$f":"IF(ISNUMBER(MATCH(CY$11,$AG14:$AJ14,0)),1,0)*IF(ISNUMBER($AF14),(1-$AF14),1) + IF(ISNUMBER(MATCH(CY$11,$AK14:$AP14,0)),-1,0)*_xlfn.IFS(ISNUMBER($AD14),$AD14,ISNUMBER($AE14),$AE14,ISNUMBER($AF14),$AF14,AND($AD14=0,$AE14=0,$AF14=0),1)","v":0},{"$f":"IF(ISNUMBER(MATCH(CZ$11,$AG14:$AJ14,0)),1,0)*IF(ISNUMBER($AF14),(1-$AF14),1) + IF(ISNUMBER(MATCH(CZ$11,$AK14:$AP14,0)),-1,0)*_xlfn.IFS(ISNUMBER($AD14),$AD14,ISNUMBER($AE14),$AE14,ISNUMBER($AF14),$AF14,AND($AD14=0,$AE14=0,$AF14=0),1)","v":0},{"$f":"IF(ISNUMBER(MATCH(DA$11,$AG14:$AJ14,0)),1,0)*IF(ISNUMBER($AF14),(1-$AF14),1) + IF(ISNUMBER(MATCH(DA$11,$AK14:$AP14,0)),-1,0)*_xlfn.IFS(ISNUMBER($AD14),$AD14,ISNUMBER($AE14),$AE14,ISNUMBER($AF14),$AF14,AND($AD14=0,$AE14=0,$AF14=0),1)","v":0},{"$f":"IF(ISNUMBER(MATCH(DB$11,$AG14:$AJ14,0)),1,0)*IF(ISNUMBER($AF14),(1-$AF14),1) + IF(ISNUMBER(MATCH(DB$11,$AK14:$AP14,0)),-1,0)*_xlfn.IFS(ISNUMBER($AD14),$AD14,ISNUMBER($AE14),$AE14,ISNUMBER($AF14),$AF14,AND($AD14=0,$AE14=0,$AF14=0),1)","v":0},{"$f":"IF(ISNUMBER(MATCH(DC$11,$AG14:$AJ14,0)),1,0)*IF(ISNUMBER($AF14),(1-$AF14),1) + IF(ISNUMBER(MATCH(DC$11,$AK14:$AP14,0)),-1,0)*_xlfn.IFS(ISNUMBER($AD14),$AD14,ISNUMBER($AE14),$AE14,ISNUMBER($AF14),$AF14,AND($AD14=0,$AE14=0,$AF14=0),1)","v":0},{"$f":"IF(ISNUMBER(MATCH(DD$11,$AG14:$AJ14,0)),1,0)*IF(ISNUMBER($AF14),(1-$AF14),1) + IF(ISNUMBER(MATCH(DD$11,$AK14:$AP14,0)),-1,0)*_xlfn.IFS(ISNUMBER($AD14),$AD14,ISNUMBER($AE14),$AE14,ISNUMBER($AF14),$AF14,AND($AD14=0,$AE14=0,$AF14=0),1)","v":0},{"$f":"IF(ISNUMBER(MATCH(DE$11,$AG14:$AJ14,0)),1,0)*IF(ISNUMBER($AF14),(1-$AF14),1) + IF(ISNUMBER(MATCH(DE$11,$AK14:$AP14,0)),-1,0)*_xlfn.IFS(ISNUMBER($AD14),$AD14,ISNUMBER($AE14),$AE14,ISNUMBER($AF14),$AF14,AND($AD14=0,$AE14=0,$AF14=0),1)","v":0},null,0,"PowerCrit","SWB","Conservation"]
[null,null,null,null,null,null,null,null,null,null,null,null,null,null,null,null,null,null,"e_crit_swb-drms",145.21670841899311,145.21670841899311,145.21670841899311,145.21670841899308,145.21670841899308,145.21670841899311,null,null,"Losses",null,{"$f":"'Back-up Power Calculate'!G22","v":0.01},null,null,"q_crit_swb-ch",null,null,null,"e_crit_tx-swb",null,null,null,null,null,null,{"$f":"IF(ISNUMBER(MATCH(AR$11,$AG15:$AJ15,0)),1,0)*IF(ISNUMBER($AF15),(1-$AF15),1) + IF(ISNUMBER(MATCH(AR$11,$AK15:$AP15,0)),-1,0)*_xlfn.IFS(ISNUMBER($AD15),$AD15,ISNUMBER($AE15),$AE15,ISNUMBER($AF15),$AF15,AND($AD15=0,$AE15=0,$AF15=0),1)","v":0},{"$f":"IF(ISNUMBER(MATCH(AS$11,$AG15:$AJ15,0)),1,0)*IF(ISNUMBER($AF15),(1-$AF15),1) + IF(ISNUMBER(MATCH(AS$11,$AK15:$AP15,0)),-1,0)*_xlfn.IFS(ISNUMBER($AD15),$AD15,ISNUMBER($AE15),$AE15,ISNUMBER($AF15),$AF15,AND($AD15=0,$AE15=0,$AF15=0),1)","v":-0.01},{"$f":"IF(ISNUMBER(MATCH(AT$11,$AG15:$AJ15,0)),1,0)*IF(ISNUMBER($AF15),(1-$AF15),1) + IF(ISNUMBER(MATCH(AT$11,$AK15:$AP15,0)),-1,0)*_xlfn.IFS(ISNUMBER($AD15),$AD15,ISNUMBER($AE15),$AE15,ISNUMBER($AF15),$AF15,AND($AD15=0,$AE15=0,$AF15=0),1)","v":0},{"$f":"IF(ISNUMBER(MATCH(AU$11,$AG15:$AJ15,0)),1,0)*IF(ISNUMBER($AF15),(1-$AF15),1) + IF(ISNUMBER(MATCH(AU$11,$AK15:$AP15,0)),-1,0)*_xlfn.IFS(ISNUMBER($AD15),$AD15,ISNUMBER($AE15),$AE15,ISNUMBER($AF15),$AF15,AND($AD15=0,$AE15=0,$AF15=0),1)","v":0},{"$f":"IF(ISNUMBER(MATCH(AV$11,$AG15:$AJ15,0)),1,0)*IF(ISNUMBER($AF15),(1-$AF15),1) + IF(ISNUMBER(MATCH(AV$11,$AK15:$AP15,0)),-1,0)*_xlfn.IFS(ISNUMBER($AD15),$AD15,ISNUMBER($AE15),$AE15,ISNUMBER($AF15),$AF15,AND($AD15=0,$AE15=0,$AF15=0),1)","v":0},{"$f":"IF(ISNUMBER(MATCH(AW$11,$AG15:$AJ15,0)),1,0)*IF(ISNUMBER($AF15),(1-$AF15),1) + IF(ISNUMBER(MATCH(AW$11,$AK15:$AP15,0)),-1,0)*_xlfn.IFS(ISNUMBER($AD15),$AD15,ISNUMBER($AE15),$AE15,ISNUMBER($AF15),$AF15,AND($AD15=0,$AE15=0,$AF15=0),1)","v":0},{"$f":"IF(ISNUMBER(MATCH(AX$11,$AG15:$AJ15,0)),1,0)*IF(ISNUMBER($AF15),(1-$AF15),1) + IF(ISNUMBER(MATCH(AX$11,$AK15:$AP15,0)),-1,0)*_xlfn.IFS(ISNUMBER($AD15),$AD15,ISNUMBER($AE15),$AE15,ISNUMBER($AF15),$AF15,AND($AD15=0,$AE15=0,$AF15=0),1)","v":1},{"$f":"IF(ISNUMBER(MATCH(AY$11,$AG15:$AJ15,0)),1,0)*IF(ISNUMBER($AF15),(1-$AF15),1) + IF(ISNUMBER(MATCH(AY$11,$AK15:$AP15,0)),-1,0)*_xlfn.IFS(ISNUMBER($AD15),$AD15,ISNUMBER($AE15),$AE15,ISNUMBER($AF15),$AF15,AND($AD15=0,$AE15=0,$AF15=0),1)","v":0},{"$f":"IF(ISNUMBER(MATCH(AZ$11,$AG15:$AJ15,0)),1,0)*IF(ISNUMBER($AF15),(1-$AF15),1) + IF(ISNUMBER(MATCH(AZ$11,$AK15:$AP15,0)),-1,0)*_xlfn.IFS(ISNUMBER($AD15),$AD15,ISNUMBER($AE15),$AE15,ISNUMBER($AF15),$AF15,AND($AD15=0,$AE15=0,$AF15=0),1)","v":0},{"$f":"IF(ISNUMBER(MATCH(BA$11,$AG15:$AJ15,0)),1,0)*IF(ISNUMBER($AF15),(1-$AF15),1) + IF(ISNUMBER(MATCH(BA$11,$AK15:$AP15,0)),-1,0)*_xlfn.IFS(ISNUMBER($AD15),$AD15,ISNUMBER($AE15),$AE15,ISNUMBER($AF15),$AF15,AND($AD15=0,$AE15=0,$AF15=0),1)","v":0},{"$f":"IF(ISNUMBER(MATCH(BB$11,$AG15:$AJ15,0)),1,0)*IF(ISNUMBER($AF15),(1-$AF15),1) + IF(ISNUMBER(MATCH(BB$11,$AK15:$AP15,0)),-1,0)*_xlfn.IFS(ISNUMBER($AD15),$AD15,ISNUMBER($AE15),$AE15,ISNUMBER($AF15),$AF15,AND($AD15=0,$AE15=0,$AF15=0),1)","v":0},{"$f":"IF(ISNUMBER(MATCH(BC$11,$AG15:$AJ15,0)),1,0)*IF(ISNUMBER($AF15),(1-$AF15),1) + IF(ISNUMBER(MATCH(BC$11,$AK15:$AP15,0)),-1,0)*_xlfn.IFS(ISNUMBER($AD15),$AD15,ISNUMBER($AE15),$AE15,ISNUMBER($AF15),$AF15,AND($AD15=0,$AE15=0,$AF15=0),1)","v":0},{"$f":"IF(ISNUMBER(MATCH(BD$11,$AG15:$AJ15,0)),1,0)*IF(ISNUMBER($AF15),(1-$AF15),1) + IF(ISNUMBER(MATCH(BD$11,$AK15:$AP15,0)),-1,0)*_xlfn.IFS(ISNUMBER($AD15),$AD15,ISNUMBER($AE15),$AE15,ISNUMBER($AF15),$AF15,AND($AD15=0,$AE15=0,$AF15=0),1)","v":0},{"$f":"IF(ISNUMBER(MATCH(BE$11,$AG15:$AJ15,0)),1,0)*IF(ISNUMBER($AF15),(1-$AF15),1) + IF(ISNUMBER(MATCH(BE$11,$AK15:$AP15,0)),-1,0)*_xlfn.IFS(ISNUMBER($AD15),$AD15,ISNUMBER($AE15),$AE15,ISNUMBER($AF15),$AF15,AND($AD15=0,$AE15=0,$AF15=0),1)","v":0},{"$f":"IF(ISNUMBER(MATCH(BF$11,$AG15:$AJ15,0)),1,0)*IF(ISNUMBER($AF15),(1-$AF15),1) + IF(ISNUMBER(MATCH(BF$11,$AK15:$AP15,0)),-1,0)*_xlfn.IFS(ISNUMBER($AD15),$AD15,ISNUMBER($AE15),$AE15,ISNUMBER($AF15),$AF15,AND($AD15=0,$AE15=0,$AF15=0),1)","v":0},{"$f":"IF(ISNUMBER(MATCH(BG$11,$AG15:$AJ15,0)),1,0)*IF(ISNUMBER($AF15),(1-$AF15),1) + IF(ISNUMBER(MATCH(BG$11,$AK15:$AP15,0)),-1,0)*_xlfn.IFS(ISNUMBER($AD15),$AD15,ISNUMBER($AE15),$AE15,ISNUMBER($AF15),$AF15,AND($AD15=0,$AE15=0,$AF15=0),1)","v":0},{"$f":"IF(ISNUMBER(MATCH(BH$11,$AG15:$AJ15,0)),1,0)*IF(ISNUMBER($AF15),(1-$AF15),1) + IF(ISNUMBER(MATCH(BH$11,$AK15:$AP15,0)),-1,0)*_xlfn.IFS(ISNUMBER($AD15),$AD15,ISNUMBER($AE15),$AE15,ISNUMBER($AF15),$AF15,AND($AD15=0,$AE15=0,$AF15=0),1)","v":0},{"$f":"IF(ISNUMBER(MATCH(BI$11,$AG15:$AJ15,0)),1,0)*IF(ISNUMBER($AF15),(1-$AF15),1) + IF(ISNUMBER(MATCH(BI$11,$AK15:$AP15,0)),-1,0)*_xlfn.IFS(ISNUMBER($AD15),$AD15,ISNUMBER($AE15),$AE15,ISNUMBER($AF15),$AF15,AND($AD15=0,$AE15=0,$AF15=0),1)","v":0},{"$f":"IF(ISNUMBER(MATCH(BJ$11,$AG15:$AJ15,0)),1,0)*IF(ISNUMBER($AF15),(1-$AF15),1) + IF(ISNUMBER(MATCH(BJ$11,$AK15:$AP15,0)),-1,0)*_xlfn.IFS(ISNUMBER($AD15),$AD15,ISNUMBER($AE15),$AE15,ISNUMBER($AF15),$AF15,AND($AD15=0,$AE15=0,$AF15=0),1)","v":0},{"$f":"IF(ISNUMBER(MATCH(BK$11,$AG15:$AJ15,0)),1,0)*IF(ISNUMBER($AF15),(1-$AF15),1) + IF(ISNUMBER(MATCH(BK$11,$AK15:$AP15,0)),-1,0)*_xlfn.IFS(ISNUMBER($AD15),$AD15,ISNUMBER($AE15),$AE15,ISNUMBER($AF15),$AF15,AND($AD15=0,$AE15=0,$AF15=0),1)","v":0},{"$f":"IF(ISNUMBER(MATCH(BL$11,$AG15:$AJ15,0)),1,0)*IF(ISNUMBER($AF15),(1-$AF15),1) + IF(ISNUMBER(MATCH(BL$11,$AK15:$AP15,0)),-1,0)*_xlfn.IFS(ISNUMBER($AD15),$AD15,ISNUMBER($AE15),$AE15,ISNUMBER($AF15),$AF15,AND($AD15=0,$AE15=0,$AF15=0),1)","v":0},{"$f":"IF(ISNUMBER(MATCH(BM$11,$AG15:$AJ15,0)),1,0)*IF(ISNUMBER($AF15),(1-$AF15),1) + IF(ISNUMBER(MATCH(BM$11,$AK15:$AP15,0)),-1,0)*_xlfn.IFS(ISNUMBER($AD15),$AD15,ISNUMBER($AE15),$AE15,ISNUMBER($AF15),$AF15,AND($AD15=0,$AE15=0,$AF15=0),1)","v":0},{"$f":"IF(ISNUMBER(MATCH(BN$11,$AG15:$AJ15,0)),1,0)*IF(ISNUMBER($AF15),(1-$AF15),1) + IF(ISNUMBER(MATCH(BN$11,$AK15:$AP15,0)),-1,0)*_xlfn.IFS(ISNUMBER($AD15),$AD15,ISNUMBER($AE15),$AE15,ISNUMBER($AF15),$AF15,AND($AD15=0,$AE15=0,$AF15=0),1)","v":0},{"$f":"IF(ISNUMBER(MATCH(BO$11,$AG15:$AJ15,0)),1,0)*IF(ISNUMBER($AF15),(1-$AF15),1) + IF(ISNUMBER(MATCH(BO$11,$AK15:$AP15,0)),-1,0)*_xlfn.IFS(ISNUMBER($AD15),$AD15,ISNUMBER($AE15),$AE15,ISNUMBER($AF15),$AF15,AND($AD15=0,$AE15=0,$AF15=0),1)","v":0},{"$f":"IF(ISNUMBER(MATCH(BP$11,$AG15:$AJ15,0)),1,0)*IF(ISNUMBER($AF15),(1-$AF15),1) + IF(ISNUMBER(MATCH(BP$11,$AK15:$AP15,0)),-1,0)*_xlfn.IFS(ISNUMBER($AD15),$AD15,ISNUMBER($AE15),$AE15,ISNUMBER($AF15),$AF15,AND($AD15=0,$AE15=0,$AF15=0),1)","v":0},{"$f":"IF(ISNUMBER(MATCH(BQ$11,$AG15:$AJ15,0)),1,0)*IF(ISNUMBER($AF15),(1-$AF15),1) + IF(ISNUMBER(MATCH(BQ$11,$AK15:$AP15,0)),-1,0)*_xlfn.IFS(ISNUMBER($AD15),$AD15,ISNUMBER($AE15),$AE15,ISNUMBER($AF15),$AF15,AND($AD15=0,$AE15=0,$AF15=0),1)","v":0},{"$f":"IF(ISNUMBER(MATCH(BR$11,$AG15:$AJ15,0)),1,0)*IF(ISNUMBER($AF15),(1-$AF15),1) + IF(ISNUMBER(MATCH(BR$11,$AK15:$AP15,0)),-1,0)*_xlfn.IFS(ISNUMBER($AD15),$AD15,ISNUMBER($AE15),$AE15,ISNUMBER($AF15),$AF15,AND($AD15=0,$AE15=0,$AF15=0),1)","v":0},{"$f":"IF(ISNUMBER(MATCH(BS$11,$AG15:$AJ15,0)),1,0)*IF(ISNUMBER($AF15),(1-$AF15),1) + IF(ISNUMBER(MATCH(BS$11,$AK15:$AP15,0)),-1,0)*_xlfn.IFS(ISNUMBER($AD15),$AD15,ISNUMBER($AE15),$AE15,ISNUMBER($AF15),$AF15,AND($AD15=0,$AE15=0,$AF15=0),1)","v":0},{"$f":"IF(ISNUMBER(MATCH(BT$11,$AG15:$AJ15,0)),1,0)*IF(ISNUMBER($AF15),(1-$AF15),1) + IF(ISNUMBER(MATCH(BT$11,$AK15:$AP15,0)),-1,0)*_xlfn.IFS(ISNUMBER($AD15),$AD15,ISNUMBER($AE15),$AE15,ISNUMBER($AF15),$AF15,AND($AD15=0,$AE15=0,$AF15=0),1)","v":0},{"$f":"IF(ISNUMBER(MATCH(BU$11,$AG15:$AJ15,0)),1,0)*IF(ISNUMBER($AF15),(1-$AF15),1) + IF(ISNUMBER(MATCH(BU$11,$AK15:$AP15,0)),-1,0)*_xlfn.IFS(ISNUMBER($AD15),$AD15,ISNUMBER($AE15),$AE15,ISNUMBER($AF15),$AF15,AND($AD15=0,$AE15=0,$AF15=0),1)","v":0},{"$f":"IF(ISNUMBER(MATCH(BV$11,$AG15:$AJ15,0)),1,0)*IF(ISNUMBER($AF15),(1-$AF15),1) + IF(ISNUMBER(MATCH(BV$11,$AK15:$AP15,0)),-1,0)*_xlfn.IFS(ISNUMBER($AD15),$AD15,ISNUMBER($AE15),$AE15,ISNUMBER($AF15),$AF15,AND($AD15=0,$AE15=0,$AF15=0),1)","v":0},{"$f":"IF(ISNUMBER(MATCH(BW$11,$AG15:$AJ15,0)),1,0)*IF(ISNUMBER($AF15),(1-$AF15),1) + IF(ISNUMBER(MATCH(BW$11,$AK15:$AP15,0)),-1,0)*_xlfn.IFS(ISNUMBER($AD15),$AD15,ISNUMBER($AE15),$AE15,ISNUMBER($AF15),$AF15,AND($AD15=0,$AE15=0,$AF15=0),1)","v":0},{"$f":"IF(ISNUMBER(MATCH(BX$11,$AG15:$AJ15,0)),1,0)*IF(ISNUMBER($AF15),(1-$AF15),1) + IF(ISNUMBER(MATCH(BX$11,$AK15:$AP15,0)),-1,0)*_xlfn.IFS(ISNUMBER($AD15),$AD15,ISNUMBER($AE15),$AE15,ISNUMBER($AF15),$AF15,AND($AD15=0,$AE15=0,$AF15=0),1)","v":0},{"$f":"IF(ISNUMBER(MATCH(BY$11,$AG15:$AJ15,0)),1,0)*IF(ISNUMBER($AF15),(1-$AF15),1) + IF(ISNUMBER(MATCH(BY$11,$AK15:$AP15,0)),-1,0)*_xlfn.IFS(ISNUMBER($AD15),$AD15,ISNUMBER($AE15),$AE15,ISNUMBER($AF15),$AF15,AND($AD15=0,$AE15=0,$AF15=0),1)","v":0},{"$f":"IF(ISNUMBER(MATCH(BZ$11,$AG15:$AJ15,0)),1,0)*IF(ISNUMBER($AF15),(1-$AF15),1) + IF(ISNUMBER(MATCH(BZ$11,$AK15:$AP15,0)),-1,0)*_xlfn.IFS(ISNUMBER($AD15),$AD15,ISNUMBER($AE15),$AE15,ISNUMBER($AF15),$AF15,AND($AD15=0,$AE15=0,$AF15=0),1)","v":0},{"$f":"IF(ISNUMBER(MATCH(CA$11,$AG15:$AJ15,0)),1,0)*IF(ISNUMBER($AF15),(1-$AF15),1) + IF(ISNUMBER(MATCH(CA$11,$AK15:$AP15,0)),-1,0)*_xlfn.IFS(ISNUMBER($AD15),$AD15,ISNUMBER($AE15),$AE15,ISNUMBER($AF15),$AF15,AND($AD15=0,$AE15=0,$AF15=0),1)","v":0},{"$f":"IF(ISNUMBER(MATCH(CB$11,$AG15:$AJ15,0)),1,0)*IF(ISNUMBER($AF15),(1-$AF15),1) + IF(ISNUMBER(MATCH(CB$11,$AK15:$AP15,0)),-1,0)*_xlfn.IFS(ISNUMBER($AD15),$AD15,ISNUMBER($AE15),$AE15,ISNUMBER($AF15),$AF15,AND($AD15=0,$AE15=0,$AF15=0),1)","v":0},{"$f":"IF(ISNUMBER(MATCH(CC$11,$AG15:$AJ15,0)),1,0)*IF(ISNUMBER($AF15),(1-$AF15),1) + IF(ISNUMBER(MATCH(CC$11,$AK15:$AP15,0)),-1,0)*_xlfn.IFS(ISNUMBER($AD15),$AD15,ISNUMBER($AE15),$AE15,ISNUMBER($AF15),$AF15,AND($AD15=0,$AE15=0,$AF15=0),1)","v":0},{"$f":"IF(ISNUMBER(MATCH(CD$11,$AG15:$AJ15,0)),1,0)*IF(ISNUMBER($AF15),(1-$AF15),1) + IF(ISNUMBER(MATCH(CD$11,$AK15:$AP15,0)),-1,0)*_xlfn.IFS(ISNUMBER($AD15),$AD15,ISNUMBER($AE15),$AE15,ISNUMBER($AF15),$AF15,AND($AD15=0,$AE15=0,$AF15=0),1)","v":0},{"$f":"IF(ISNUMBER(MATCH(CE$11,$AG15:$AJ15,0)),1,0)*IF(ISNUMBER($AF15),(1-$AF15),1) + IF(ISNUMBER(MATCH(CE$11,$AK15:$AP15,0)),-1,0)*_xlfn.IFS(ISNUMBER($AD15),$AD15,ISNUMBER($AE15),$AE15,ISNUMBER($AF15),$AF15,AND($AD15=0,$AE15=0,$AF15=0),1)","v":0},{"$f":"IF(ISNUMBER(MATCH(CF$11,$AG15:$AJ15,0)),1,0)*IF(ISNUMBER($AF15),(1-$AF15),1) + IF(ISNUMBER(MATCH(CF$11,$AK15:$AP15,0)),-1,0)*_xlfn.IFS(ISNUMBER($AD15),$AD15,ISNUMBER($AE15),$AE15,ISNUMBER($AF15),$AF15,AND($AD15=0,$AE15=0,$AF15=0),1)","v":0},{"$f":"IF(ISNUMBER(MATCH(CG$11,$AG15:$AJ15,0)),1,0)*IF(ISNUMBER($AF15),(1-$AF15),1) + IF(ISNUMBER(MATCH(CG$11,$AK15:$AP15,0)),-1,0)*_xlfn.IFS(ISNUMBER($AD15),$AD15,ISNUMBER($AE15),$AE15,ISNUMBER($AF15),$AF15,AND($AD15=0,$AE15=0,$AF15=0),1)","v":0},{"$f":"IF(ISNUMBER(MATCH(CH$11,$AG15:$AJ15,0)),1,0)*IF(ISNUMBER($AF15),(1-$AF15),1) + IF(ISNUMBER(MATCH(CH$11,$AK15:$AP15,0)),-1,0)*_xlfn.IFS(ISNUMBER($AD15),$AD15,ISNUMBER($AE15),$AE15,ISNUMBER($AF15),$AF15,AND($AD15=0,$AE15=0,$AF15=0),1)","v":0},{"$f":"IF(ISNUMBER(MATCH(CI$11,$AG15:$AJ15,0)),1,0)*IF(ISNUMBER($AF15),(1-$AF15),1) + IF(ISNUMBER(MATCH(CI$11,$AK15:$AP15,0)),-1,0)*_xlfn.IFS(ISNUMBER($AD15),$AD15,ISNUMBER($AE15),$AE15,ISNUMBER($AF15),$AF15,AND($AD15=0,$AE15=0,$AF15=0),1)","v":0},{"$f":"IF(ISNUMBER(MATCH(CJ$11,$AG15:$AJ15,0)),1,0)*IF(ISNUMBER($AF15),(1-$AF15),1) + IF(ISNUMBER(MATCH(CJ$11,$AK15:$AP15,0)),-1,0)*_xlfn.IFS(ISNUMBER($AD15),$AD15,ISNUMBER($AE15),$AE15,ISNUMBER($AF15),$AF15,AND($AD15=0,$AE15=0,$AF15=0),1)","v":0},{"$f":"IF(ISNUMBER(MATCH(CK$11,$AG15:$AJ15,0)),1,0)*IF(ISNUMBER($AF15),(1-$AF15),1) + IF(ISNUMBER(MATCH(CK$11,$AK15:$AP15,0)),-1,0)*_xlfn.IFS(ISNUMBER($AD15),$AD15,ISNUMBER($AE15),$AE15,ISNUMBER($AF15),$AF15,AND($AD15=0,$AE15=0,$AF15=0),1)","v":0},{"$f":"IF(ISNUMBER(MATCH(CL$11,$AG15:$AJ15,0)),1,0)*IF(ISNUMBER($AF15),(1-$AF15),1) + IF(ISNUMBER(MATCH(CL$11,$AK15:$AP15,0)),-1,0)*_xlfn.IFS(ISNUMBER($AD15),$AD15,ISNUMBER($AE15),$AE15,ISNUMBER($AF15),$AF15,AND($AD15=0,$AE15=0,$AF15=0),1)","v":0},{"$f":"IF(ISNUMBER(MATCH(CM$11,$AG15:$AJ15,0)),1,0)*IF(ISNUMBER($AF15),(1-$AF15),1) + IF(ISNUMBER(MATCH(CM$11,$AK15:$AP15,0)),-1,0)*_xlfn.IFS(ISNUMBER($AD15),$AD15,ISNUMBER($AE15),$AE15,ISNUMBER($AF15),$AF15,AND($AD15=0,$AE15=0,$AF15=0),1)","v":0},{"$f":"IF(ISNUMBER(MATCH(CN$11,$AG15:$AJ15,0)),1,0)*IF(ISNUMBER($AF15),(1-$AF15),1) + IF(ISNUMBER(MATCH(CN$11,$AK15:$AP15,0)),-1,0)*_xlfn.IFS(ISNUMBER($AD15),$AD15,ISNUMBER($AE15),$AE15,ISNUMBER($AF15),$AF15,AND($AD15=0,$AE15=0,$AF15=0),1)","v":0},{"$f":"IF(ISNUMBER(MATCH(CO$11,$AG15:$AJ15,0)),1,0)*IF(ISNUMBER($AF15),(1-$AF15),1) + IF(ISNUMBER(MATCH(CO$11,$AK15:$AP15,0)),-1,0)*_xlfn.IFS(ISNUMBER($AD15),$AD15,ISNUMBER($AE15),$AE15,ISNUMBER($AF15),$AF15,AND($AD15=0,$AE15=0,$AF15=0),1)","v":0},{"$f":"IF(ISNUMBER(MATCH(CP$11,$AG15:$AJ15,0)),1,0)*IF(ISNUMBER($AF15),(1-$AF15),1) + IF(ISNUMBER(MATCH(CP$11,$AK15:$AP15,0)),-1,0)*_xlfn.IFS(ISNUMBER($AD15),$AD15,ISNUMBER($AE15),$AE15,ISNUMBER($AF15),$AF15,AND($AD15=0,$AE15=0,$AF15=0),1)","v":0},{"$f":"IF(ISNUMBER(MATCH(CQ$11,$AG15:$AJ15,0)),1,0)*IF(ISNUMBER($AF15),(1-$AF15),1) + IF(ISNUMBER(MATCH(CQ$11,$AK15:$AP15,0)),-1,0)*_xlfn.IFS(ISNUMBER($AD15),$AD15,ISNUMBER($AE15),$AE15,ISNUMBER($AF15),$AF15,AND($AD15=0,$AE15=0,$AF15=0),1)","v":0},{"$f":"IF(ISNUMBER(MATCH(CR$11,$AG15:$AJ15,0)),1,0)*IF(ISNUMBER($AF15),(1-$AF15),1) + IF(ISNUMBER(MATCH(CR$11,$AK15:$AP15,0)),-1,0)*_xlfn.IFS(ISNUMBER($AD15),$AD15,ISNUMBER($AE15),$AE15,ISNUMBER($AF15),$AF15,AND($AD15=0,$AE15=0,$AF15=0),1)","v":0},{"$f":"IF(ISNUMBER(MATCH(CS$11,$AG15:$AJ15,0)),1,0)*IF(ISNUMBER($AF15),(1-$AF15),1) + IF(ISNUMBER(MATCH(CS$11,$AK15:$AP15,0)),-1,0)*_xlfn.IFS(ISNUMBER($AD15),$AD15,ISNUMBER($AE15),$AE15,ISNUMBER($AF15),$AF15,AND($AD15=0,$AE15=0,$AF15=0),1)","v":0},{"$f":"IF(ISNUMBER(MATCH(CT$11,$AG15:$AJ15,0)),1,0)*IF(ISNUMBER($AF15),(1-$AF15),1) + IF(ISNUMBER(MATCH(CT$11,$AK15:$AP15,0)),-1,0)*_xlfn.IFS(ISNUMBER($AD15),$AD15,ISNUMBER($AE15),$AE15,ISNUMBER($AF15),$AF15,AND($AD15=0,$AE15=0,$AF15=0),1)","v":0},{"$f":"IF(ISNUMBER(MATCH(CU$11,$AG15:$AJ15,0)),1,0)*IF(ISNUMBER($AF15),(1-$AF15),1) + IF(ISNUMBER(MATCH(CU$11,$AK15:$AP15,0)),-1,0)*_xlfn.IFS(ISNUMBER($AD15),$AD15,ISNUMBER($AE15),$AE15,ISNUMBER($AF15),$AF15,AND($AD15=0,$AE15=0,$AF15=0),1)","v":0},{"$f":"IF(ISNUMBER(MATCH(CV$11,$AG15:$AJ15,0)),1,0)*IF(ISNUMBER($AF15),(1-$AF15),1) + IF(ISNUMBER(MATCH(CV$11,$AK15:$AP15,0)),-1,0)*_xlfn.IFS(ISNUMBER($AD15),$AD15,ISNUMBER($AE15),$AE15,ISNUMBER($AF15),$AF15,AND($AD15=0,$AE15=0,$AF15=0),1)","v":0},{"$f":"IF(ISNUMBER(MATCH(CW$11,$AG15:$AJ15,0)),1,0)*IF(ISNUMBER($AF15),(1-$AF15),1) + IF(ISNUMBER(MATCH(CW$11,$AK15:$AP15,0)),-1,0)*_xlfn.IFS(ISNUMBER($AD15),$AD15,ISNUMBER($AE15),$AE15,ISNUMBER($AF15),$AF15,AND($AD15=0,$AE15=0,$AF15=0),1)","v":0},{"$f":"IF(ISNUMBER(MATCH(CX$11,$AG15:$AJ15,0)),1,0)*IF(ISNUMBER($AF15),(1-$AF15),1) + IF(ISNUMBER(MATCH(CX$11,$AK15:$AP15,0)),-1,0)*_xlfn.IFS(ISNUMBER($AD15),$AD15,ISNUMBER($AE15),$AE15,ISNUMBER($AF15),$AF15,AND($AD15=0,$AE15=0,$AF15=0),1)","v":0},{"$f":"IF(ISNUMBER(MATCH(CY$11,$AG15:$AJ15,0)),1,0)*IF(ISNUMBER($AF15),(1-$AF15),1) + IF(ISNUMBER(MATCH(CY$11,$AK15:$AP15,0)),-1,0)*_xlfn.IFS(ISNUMBER($AD15),$AD15,ISNUMBER($AE15),$AE15,ISNUMBER($AF15),$AF15,AND($AD15=0,$AE15=0,$AF15=0),1)","v":0},{"$f":"IF(ISNUMBER(MATCH(CZ$11,$AG15:$AJ15,0)),1,0)*IF(ISNUMBER($AF15),(1-$AF15),1) + IF(ISNUMBER(MATCH(CZ$11,$AK15:$AP15,0)),-1,0)*_xlfn.IFS(ISNUMBER($AD15),$AD15,ISNUMBER($AE15),$AE15,ISNUMBER($AF15),$AF15,AND($AD15=0,$AE15=0,$AF15=0),1)","v":0},{"$f":"IF(ISNUMBER(MATCH(DA$11,$AG15:$AJ15,0)),1,0)*IF(ISNUMBER($AF15),(1-$AF15),1) + IF(ISNUMBER(MATCH(DA$11,$AK15:$AP15,0)),-1,0)*_xlfn.IFS(ISNUMBER($AD15),$AD15,ISNUMBER($AE15),$AE15,ISNUMBER($AF15),$AF15,AND($AD15=0,$AE15=0,$AF15=0),1)","v":0},{"$f":"IF(ISNUMBER(MATCH(DB$11,$AG15:$AJ15,0)),1,0)*IF(ISNUMBER($AF15),(1-$AF15),1) + IF(ISNUMBER(MATCH(DB$11,$AK15:$AP15,0)),-1,0)*_xlfn.IFS(ISNUMBER($AD15),$AD15,ISNUMBER($AE15),$AE15,ISNUMBER($AF15),$AF15,AND($AD15=0,$AE15=0,$AF15=0),1)","v":0},{"$f":"IF(ISNUMBER(MATCH(DC$11,$AG15:$AJ15,0)),1,0)*IF(ISNUMBER($AF15),(1-$AF15),1) + IF(ISNUMBER(MATCH(DC$11,$AK15:$AP15,0)),-1,0)*_xlfn.IFS(ISNUMBER($AD15),$AD15,ISNUMBER($AE15),$AE15,ISNUMBER($AF15),$AF15,AND($AD15=0,$AE15=0,$AF15=0),1)","v":0},{"$f":"IF(ISNUMBER(MATCH(DD$11,$AG15:$AJ15,0)),1,0)*IF(ISNUMBER($AF15),(1-$AF15),1) + IF(ISNUMBER(MATCH(DD$11,$AK15:$AP15,0)),-1,0)*_xlfn.IFS(ISNUMBER($AD15),$AD15,ISNUMBER($AE15),$AE15,ISNUMBER($AF15),$AF15,AND($AD15=0,$AE15=0,$AF15=0),1)","v":0},{"$f":"IF(ISNUMBER(MATCH(DE$11,$AG15:$AJ15,0)),1,0)*IF(ISNUMBER($AF15),(1-$AF15),1) + IF(ISNUMBER(MATCH(DE$11,$AK15:$AP15,0)),-1,0)*_xlfn.IFS(ISNUMBER($AD15),$AD15,ISNUMBER($AE15),$AE15,ISNUMBER($AF15),$AF15,AND($AD15=0,$AE15=0,$AF15=0),1)","v":0},null,0,"PowerCrit","SWB","Losses",null,null,null,null,null,null,null,null,null,null,null,null,{"$f":"TRANSPOSE(AG12:AG87)","v":"e_crit_u-tx"},"q_crit_tx-amb","e_crit_tx-swb","q_crit_swb-ch","e_crit_swb-ups","q_crit_ups-ch","e_crit_swb-ch","q_crit_swb-ch","e_mech_u-tx","q_mech_tx-amb","e_mech_tx-swb","q_mech_swb-amb","e_crit_swb-drms","e_crit_ups-drms","q_drms-hru,lt","q_drms-hru,ht","e_drms_crit-dr1","q_dr1_cls,a","q_drms_dr1-hru,ht","e_drms_crit-dr1","e_drms_oh-dr1","q_dr1_cls,a","w_drms-dr1","e_drms_crit-dr2","q_dr2_cls,a","q_drms_dr2-hru,ht","e_drms_crit-dr2","e_drms_oh-dr2","q_dr2_cls,a","w_drms-dr2","e_drms_crit-dr3","q_dr3_cls,a","q_drms_dr3-hru,ht","e_drms_crit-dr3","e_drms_oh-dr3","q_dr3_cls,a","w_drms-dr3","e_drms_crit-dr4","q_dr4_cls,a","q_drms_dr4-hru,ht","e_drms_crit-dr4","e_drms_oh-dr4","q_dr4_cls,a","w_drms-dr4","e_mech_swb-hru,lt","q_drms-hru,lt","q_drms-hru,lt","q_hru_eco-comp,lt","q_hru_eco-comp,lt","e_hru_fc,lt","q_hru_eco-fc,lt","e_hru_fs,lt","q_hru_comp-fs,lt","q_hru_pump-eco,lt","q_hru_eco-fc,lt","e_mech_swb-hru,ht","q_drms-hru,ht","q_drms-hru,ht","q_hru_eco-comp,ht","q_hru_eco-comp,ht","e_hru_fc,ht","q_hru_eco-fc,ht","e_hru_fs,ht","q_hru_comp-fs,ht","q_hru_pump-eco,ht","q_hru_eco-fc,ht",0,"e_crit_u-tx","e_mech_u-tx","e_crit_ups-drms","e_drms_crit-dr1","e_drms_crit-dr2","e_drms_crit-dr3","e_drms_crit-dr4","q_drms-hru,lt","q_drms-hru,ht"]
[null,null,null,null,null,null,null,null,null,null,null,null,null,null,null,null,null,null,"e_crit_swb-ups",3949.678313972197,3949.6783139721965,3949.678313972197,3949.678313972197,3949.678313972197,3949.678313972197,null,"UPS","Conservation",null,null,null,null,"e_crit_swb-ups",null,null,null,"e_crit_ups-drms","e_crit_ups-hru,ht","e_crit_ups-hru,lt","q_crit_ups-ch",null,null,null,{"$f":"IF(ISNUMBER(MATCH(AR$11,$AG16:$AJ16,0)),1,0)*IF(ISNUMBER($AF16),(1-$AF16),1) + IF(ISNUMBER(MATCH(AR$11,$AK16:$AP16,0)),-1,0)*_xlfn.IFS(ISNUMBER($AD16),$AD16,ISNUMBER($AE16),$AE16,ISNUMBER($AF16),$AF16,AND($AD16=0,$AE16=0,$AF16=0),1)","v":0},{"$f":"IF(ISNUMBER(MATCH(AS$11,$AG16:$AJ16,0)),1,0)*IF(ISNUMBER($AF16),(1-$AF16),1) + IF(ISNUMBER(MATCH(AS$11,$AK16:$AP16,0)),-1,0)*_xlfn.IFS(ISNUMBER($AD16),$AD16,ISNUMBER($AE16),$AE16,ISNUMBER($AF16),$AF16,AND($AD16=0,$AE16=0,$AF16=0),1)","v":0},{"$f":"IF(ISNUMBER(MATCH(AT$11,$AG16:$AJ16,0)),1,0)*IF(ISNUMBER($AF16),(1-$AF16),1) + IF(ISNUMBER(MATCH(AT$11,$AK16:$AP16,0)),-1,0)*_xlfn.IFS(ISNUMBER($AD16),$AD16,ISNUMBER($AE16),$AE16,ISNUMBER($AF16),$AF16,AND($AD16=0,$AE16=0,$AF16=0),1)","v":0},{"$f":"IF(ISNUMBER(MATCH(AU$11,$AG16:$AJ16,0)),1,0)*IF(ISNUMBER($AF16),(1-$AF16),1) + IF(ISNUMBER(MATCH(AU$11,$AK16:$AP16,0)),-1,0)*_xlfn.IFS(ISNUMBER($AD16),$AD16,ISNUMBER($AE16),$AE16,ISNUMBER($AF16),$AF16,AND($AD16=0,$AE16=0,$AF16=0),1)","v":0},{"$f":"IF(ISNUMBER(MATCH(AV$11,$AG16:$AJ16,0)),1,0)*IF(ISNUMBER($AF16),(1-$AF16),1) + IF(ISNUMBER(MATCH(AV$11,$AK16:$AP16,0)),-1,0)*_xlfn.IFS(ISNUMBER($AD16),$AD16,ISNUMBER($AE16),$AE16,ISNUMBER($AF16),$AF16,AND($AD16=0,$AE16=0,$AF16=0),1)","v":1},{"$f":"IF(ISNUMBER(MATCH(AW$11,$AG16:$AJ16,0)),1,0)*IF(ISNUMBER($AF16),(1-$AF16),1) + IF(ISNUMBER(MATCH(AW$11,$AK16:$AP16,0)),-1,0)*_xlfn.IFS(ISNUMBER($AD16),$AD16,ISNUMBER($AE16),$AE16,ISNUMBER($AF16),$AF16,AND($AD16=0,$AE16=0,$AF16=0),1)","v":0},{"$f":"IF(ISNUMBER(MATCH(AX$11,$AG16:$AJ16,0)),1,0)*IF(ISNUMBER($AF16),(1-$AF16),1) + IF(ISNUMBER(MATCH(AX$11,$AK16:$AP16,0)),-1,0)*_xlfn.IFS(ISNUMBER($AD16),$AD16,ISNUMBER($AE16),$AE16,ISNUMBER($AF16),$AF16,AND($AD16=0,$AE16=0,$AF16=0),1)","v":0},{"$f":"IF(ISNUMBER(MATCH(AY$11,$AG16:$AJ16,0)),1,0)*IF(ISNUMBER($AF16),(1-$AF16),1) + IF(ISNUMBER(MATCH(AY$11,$AK16:$AP16,0)),-1,0)*_xlfn.IFS(ISNUMBER($AD16),$AD16,ISNUMBER($AE16),$AE16,ISNUMBER($AF16),$AF16,AND($AD16=0,$AE16=0,$AF16=0),1)","v":-1},{"$f":"IF(ISNUMBER(MATCH(AZ$11,$AG16:$AJ16,0)),1,0)*IF(ISNUMBER($AF16),(1-$AF16),1) + IF(ISNUMBER(MATCH(AZ$11,$AK16:$AP16,0)),-1,0)*_xlfn.IFS(ISNUMBER($AD16),$AD16,ISNUMBER($AE16),$AE16,ISNUMBER($AF16),$AF16,AND($AD16=0,$AE16=0,$AF16=0),1)","v":-1},{"$f":"IF(ISNUMBER(MATCH(BA$11,$AG16:$AJ16,0)),1,0)*IF(ISNUMBER($AF16),(1-$AF16),1) + IF(ISNUMBER(MATCH(BA$11,$AK16:$AP16,0)),-1,0)*_xlfn.IFS(ISNUMBER($AD16),$AD16,ISNUMBER($AE16),$AE16,ISNUMBER($AF16),$AF16,AND($AD16=0,$AE16=0,$AF16=0),1)","v":-1},{"$f":"IF(ISNUMBER(MATCH(BB$11,$AG16:$AJ16,0)),1,0)*IF(ISNUMBER($AF16),(1-$AF16),1) + IF(ISNUMBER(MATCH(BB$11,$AK16:$AP16,0)),-1,0)*_xlfn.IFS(ISNUMBER($AD16),$AD16,ISNUMBER($AE16),$AE16,ISNUMBER($AF16),$AF16,AND($AD16=0,$AE16=0,$AF16=0),1)","v":-1},{"$f":"IF(ISNUMBER(MATCH(BC$11,$AG16:$AJ16,0)),1,0)*IF(ISNUMBER($AF16),(1-$AF16),1) + IF(ISNUMBER(MATCH(BC$11,$AK16:$AP16,0)),-1,0)*_xlfn.IFS(ISNUMBER($AD16),$AD16,ISNUMBER($AE16),$AE16,ISNUMBER($AF16),$AF16,AND($AD16=0,$AE16=0,$AF16=0),1)","v":0},{"$f":"IF(ISNUMBER(MATCH(BD$11,$AG16:$AJ16,0)),1,0)*IF(ISNUMBER($AF16),(1-$AF16),1) + IF(ISNUMBER(MATCH(BD$11,$AK16:$AP16,0)),-1,0)*_xlfn.IFS(ISNUMBER($AD16),$AD16,ISNUMBER($AE16),$AE16,ISNUMBER($AF16),$AF16,AND($AD16=0,$AE16=0,$AF16=0),1)","v":0},{"$f":"IF(ISNUMBER(MATCH(BE$11,$AG16:$AJ16,0)),1,0)*IF(ISNUMBER($AF16),(1-$AF16),1) + IF(ISNUMBER(MATCH(BE$11,$AK16:$AP16,0)),-1,0)*_xlfn.IFS(ISNUMBER($AD16),$AD16,ISNUMBER($AE16),$AE16,ISNUMBER($AF16),$AF16,AND($AD16=0,$AE16=0,$AF16=0),1)","v":0},{"$f":"IF(ISNUMBER(MATCH(BF$11,$AG16:$AJ16,0)),1,0)*IF(ISNUMBER($AF16),(1-$AF16),1) + IF(ISNUMBER(MATCH(BF$11,$AK16:$AP16,0)),-1,0)*_xlfn.IFS(ISNUMBER($AD16),$AD16,ISNUMBER($AE16),$AE16,ISNUMBER($AF16),$AF16,AND($AD16=0,$AE16=0,$AF16=0),1)","v":0},{"$f":"IF(ISNUMBER(MATCH(BG$11,$AG16:$AJ16,0)),1,0)*IF(ISNUMBER($AF16),(1-$AF16),1) + IF(ISNUMBER(MATCH(BG$11,$AK16:$AP16,0)),-1,0)*_xlfn.IFS(ISNUMBER($AD16),$AD16,ISNUMBER($AE16),$AE16,ISNUMBER($AF16),$AF16,AND($AD16=0,$AE16=0,$AF16=0),1)","v":0},{"$f":"IF(ISNUMBER(MATCH(BH$11,$AG16:$AJ16,0)),1,0)*IF(ISNUMBER($AF16),(1-$AF16),1) + IF(ISNUMBER(MATCH(BH$11,$AK16:$AP16,0)),-1,0)*_xlfn.IFS(ISNUMBER($AD16),$AD16,ISNUMBER($AE16),$AE16,ISNUMBER($AF16),$AF16,AND($AD16=0,$AE16=0,$AF16=0),1)","v":0},{"$f":"IF(ISNUMBER(MATCH(BI$11,$AG16:$AJ16,0)),1,0)*IF(ISNUMBER($AF16),(1-$AF16),1) + IF(ISNUMBER(MATCH(BI$11,$AK16:$AP16,0)),-1,0)*_xlfn.IFS(ISNUMBER($AD16),$AD16,ISNUMBER($AE16),$AE16,ISNUMBER($AF16),$AF16,AND($AD16=0,$AE16=0,$AF16=0),1)","v":0},{"$f":"IF(ISNUMBER(MATCH(BJ$11,$AG16:$AJ16,0)),1,0)*IF(ISNUMBER($AF16),(1-$AF16),1) + IF(ISNUMBER(MATCH(BJ$11,$AK16:$AP16,0)),-1,0)*_xlfn.IFS(ISNUMBER($AD16),$AD16,ISNUMBER($AE16),$AE16,ISNUMBER($AF16),$AF16,AND($AD16=0,$AE16=0,$AF16=0),1)","v":0},{"$f":"IF(ISNUMBER(MATCH(BK$11,$AG16:$AJ16,0)),1,0)*IF(ISNUMBER($AF16),(1-$AF16),1) + IF(ISNUMBER(MATCH(BK$11,$AK16:$AP16,0)),-1,0)*_xlfn.IFS(ISNUMBER($AD16),$AD16,ISNUMBER($AE16),$AE16,ISNUMBER($AF16),$AF16,AND($AD16=0,$AE16=0,$AF16=0),1)","v":0},{"$f":"IF(ISNUMBER(MATCH(BL$11,$AG16:$AJ16,0)),1,0)*IF(ISNUMBER($AF16),(1-$AF16),1) + IF(ISNUMBER(MATCH(BL$11,$AK16:$AP16,0)),-1,0)*_xlfn.IFS(ISNUMBER($AD16),$AD16,ISNUMBER($AE16),$AE16,ISNUMBER($AF16),$AF16,AND($AD16=0,$AE16=0,$AF16=0),1)","v":0},{"$f":"IF(ISNUMBER(MATCH(BM$11,$AG16:$AJ16,0)),1,0)*IF(ISNUMBER($AF16),(1-$AF16),1) + IF(ISNUMBER(MATCH(BM$11,$AK16:$AP16,0)),-1,0)*_xlfn.IFS(ISNUMBER($AD16),$AD16,ISNUMBER($AE16),$AE16,ISNUMBER($AF16),$AF16,AND($AD16=0,$AE16=0,$AF16=0),1)","v":0},{"$f":"IF(ISNUMBER(MATCH(BN$11,$AG16:$AJ16,0)),1,0)*IF(ISNUMBER($AF16),(1-$AF16),1) + IF(ISNUMBER(MATCH(BN$11,$AK16:$AP16,0)),-1,0)*_xlfn.IFS(ISNUMBER($AD16),$AD16,ISNUMBER($AE16),$AE16,ISNUMBER($AF16),$AF16,AND($AD16=0,$AE16=0,$AF16=0),1)","v":0},{"$f":"IF(ISNUMBER(MATCH(BO$11,$AG16:$AJ16,0)),1,0)*IF(ISNUMBER($AF16),(1-$AF16),1) + IF(ISNUMBER(MATCH(BO$11,$AK16:$AP16,0)),-1,0)*_xlfn.IFS(ISNUMBER($AD16),$AD16,ISNUMBER($AE16),$AE16,ISNUMBER($AF16),$AF16,AND($AD16=0,$AE16=0,$AF16=0),1)","v":0},{"$f":"IF(ISNUMBER(MATCH(BP$11,$AG16:$AJ16,0)),1,0)*IF(ISNUMBER($AF16),(1-$AF16),1) + IF(ISNUMBER(MATCH(BP$11,$AK16:$AP16,0)),-1,0)*_xlfn.IFS(ISNUMBER($AD16),$AD16,ISNUMBER($AE16),$AE16,ISNUMBER($AF16),$AF16,AND($AD16=0,$AE16=0,$AF16=0),1)","v":0},{"$f":"IF(ISNUMBER(MATCH(BQ$11,$AG16:$AJ16,0)),1,0)*IF(ISNUMBER($AF16),(1-$AF16),1) + IF(ISNUMBER(MATCH(BQ$11,$AK16:$AP16,0)),-1,0)*_xlfn.IFS(ISNUMBER($AD16),$AD16,ISNUMBER($AE16),$AE16,ISNUMBER($AF16),$AF16,AND($AD16=0,$AE16=0,$AF16=0),1)","v":0},{"$f":"IF(ISNUMBER(MATCH(BR$11,$AG16:$AJ16,0)),1,0)*IF(ISNUMBER($AF16),(1-$AF16),1) + IF(ISNUMBER(MATCH(BR$11,$AK16:$AP16,0)),-1,0)*_xlfn.IFS(ISNUMBER($AD16),$AD16,ISNUMBER($AE16),$AE16,ISNUMBER($AF16),$AF16,AND($AD16=0,$AE16=0,$AF16=0),1)","v":0},{"$f":"IF(ISNUMBER(MATCH(BS$11,$AG16:$AJ16,0)),1,0)*IF(ISNUMBER($AF16),(1-$AF16),1) + IF(ISNUMBER(MATCH(BS$11,$AK16:$AP16,0)),-1,0)*_xlfn.IFS(ISNUMBER($AD16),$AD16,ISNUMBER($AE16),$AE16,ISNUMBER($AF16),$AF16,AND($AD16=0,$AE16=0,$AF16=0),1)","v":0},{"$f":"IF(ISNUMBER(MATCH(BT$11,$AG16:$AJ16,0)),1,0)*IF(ISNUMBER($AF16),(1-$AF16),1) + IF(ISNUMBER(MATCH(BT$11,$AK16:$AP16,0)),-1,0)*_xlfn.IFS(ISNUMBER($AD16),$AD16,ISNUMBER($AE16),$AE16,ISNUMBER($AF16),$AF16,AND($AD16=0,$AE16=0,$AF16=0),1)","v":0},{"$f":"IF(ISNUMBER(MATCH(BU$11,$AG16:$AJ16,0)),1,0)*IF(ISNUMBER($AF16),(1-$AF16),1) + IF(ISNUMBER(MATCH(BU$11,$AK16:$AP16,0)),-1,0)*_xlfn.IFS(ISNUMBER($AD16),$AD16,ISNUMBER($AE16),$AE16,ISNUMBER($AF16),$AF16,AND($AD16=0,$AE16=0,$AF16=0),1)","v":0},{"$f":"IF(ISNUMBER(MATCH(BV$11,$AG16:$AJ16,0)),1,0)*IF(ISNUMBER($AF16),(1-$AF16),1) + IF(ISNUMBER(MATCH(BV$11,$AK16:$AP16,0)),-1,0)*_xlfn.IFS(ISNUMBER($AD16),$AD16,ISNUMBER($AE16),$AE16,ISNUMBER($AF16),$AF16,AND($AD16=0,$AE16=0,$AF16=0),1)","v":0},{"$f":"IF(ISNUMBER(MATCH(BW$11,$AG16:$AJ16,0)),1,0)*IF(ISNUMBER($AF16),(1-$AF16),1) + IF(ISNUMBER(MATCH(BW$11,$AK16:$AP16,0)),-1,0)*_xlfn.IFS(ISNUMBER($AD16),$AD16,ISNUMBER($AE16),$AE16,ISNUMBER($AF16),$AF16,AND($AD16=0,$AE16=0,$AF16=0),1)","v":0},{"$f":"IF(ISNUMBER(MATCH(BX$11,$AG16:$AJ16,0)),1,0)*IF(ISNUMBER($AF16),(1-$AF16),1) + IF(ISNUMBER(MATCH(BX$11,$AK16:$AP16,0)),-1,0)*_xlfn.IFS(ISNUMBER($AD16),$AD16,ISNUMBER($AE16),$AE16,ISNUMBER($AF16),$AF16,AND($AD16=0,$AE16=0,$AF16=0),1)","v":0},{"$f":"IF(ISNUMBER(MATCH(BY$11,$AG16:$AJ16,0)),1,0)*IF(ISNUMBER($AF16),(1-$AF16),1) + IF(ISNUMBER(MATCH(BY$11,$AK16:$AP16,0)),-1,0)*_xlfn.IFS(ISNUMBER($AD16),$AD16,ISNUMBER($AE16),$AE16,ISNUMBER($AF16),$AF16,AND($AD16=0,$AE16=0,$AF16=0),1)","v":0},{"$f":"IF(ISNUMBER(MATCH(BZ$11,$AG16:$AJ16,0)),1,0)*IF(ISNUMBER($AF16),(1-$AF16),1) + IF(ISNUMBER(MATCH(BZ$11,$AK16:$AP16,0)),-1,0)*_xlfn.IFS(ISNUMBER($AD16),$AD16,ISNUMBER($AE16),$AE16,ISNUMBER($AF16),$AF16,AND($AD16=0,$AE16=0,$AF16=0),1)","v":0},{"$f":"IF(ISNUMBER(MATCH(CA$11,$AG16:$AJ16,0)),1,0)*IF(ISNUMBER($AF16),(1-$AF16),1) + IF(ISNUMBER(MATCH(CA$11,$AK16:$AP16,0)),-1,0)*_xlfn.IFS(ISNUMBER($AD16),$AD16,ISNUMBER($AE16),$AE16,ISNUMBER($AF16),$AF16,AND($AD16=0,$AE16=0,$AF16=0),1)","v":0},{"$f":"IF(ISNUMBER(MATCH(CB$11,$AG16:$AJ16,0)),1,0)*IF(ISNUMBER($AF16),(1-$AF16),1) + IF(ISNUMBER(MATCH(CB$11,$AK16:$AP16,0)),-1,0)*_xlfn.IFS(ISNUMBER($AD16),$AD16,ISNUMBER($AE16),$AE16,ISNUMBER($AF16),$AF16,AND($AD16=0,$AE16=0,$AF16=0),1)","v":0},{"$f":"IF(ISNUMBER(MATCH(CC$11,$AG16:$AJ16,0)),1,0)*IF(ISNUMBER($AF16),(1-$AF16),1) + IF(ISNUMBER(MATCH(CC$11,$AK16:$AP16,0)),-1,0)*_xlfn.IFS(ISNUMBER($AD16),$AD16,ISNUMBER($AE16),$AE16,ISNUMBER($AF16),$AF16,AND($AD16=0,$AE16=0,$AF16=0),1)","v":0},{"$f":"IF(ISNUMBER(MATCH(CD$11,$AG16:$AJ16,0)),1,0)*IF(ISNUMBER($AF16),(1-$AF16),1) + IF(ISNUMBER(MATCH(CD$11,$AK16:$AP16,0)),-1,0)*_xlfn.IFS(ISNUMBER($AD16),$AD16,ISNUMBER($AE16),$AE16,ISNUMBER($AF16),$AF16,AND($AD16=0,$AE16=0,$AF16=0),1)","v":0},{"$f":"IF(ISNUMBER(MATCH(CE$11,$AG16:$AJ16,0)),1,0)*IF(ISNUMBER($AF16),(1-$AF16),1) + IF(ISNUMBER(MATCH(CE$11,$AK16:$AP16,0)),-1,0)*_xlfn.IFS(ISNUMBER($AD16),$AD16,ISNUMBER($AE16),$AE16,ISNUMBER($AF16),$AF16,AND($AD16=0,$AE16=0,$AF16=0),1)","v":0},{"$f":"IF(ISNUMBER(MATCH(CF$11,$AG16:$AJ16,0)),1,0)*IF(ISNUMBER($AF16),(1-$AF16),1) + IF(ISNUMBER(MATCH(CF$11,$AK16:$AP16,0)),-1,0)*_xlfn.IFS(ISNUMBER($AD16),$AD16,ISNUMBER($AE16),$AE16,ISNUMBER($AF16),$AF16,AND($AD16=0,$AE16=0,$AF16=0),1)","v":0},{"$f":"IF(ISNUMBER(MATCH(CG$11,$AG16:$AJ16,0)),1,0)*IF(ISNUMBER($AF16),(1-$AF16),1) + IF(ISNUMBER(MATCH(CG$11,$AK16:$AP16,0)),-1,0)*_xlfn.IFS(ISNUMBER($AD16),$AD16,ISNUMBER($AE16),$AE16,ISNUMBER($AF16),$AF16,AND($AD16=0,$AE16=0,$AF16=0),1)","v":0},{"$f":"IF(ISNUMBER(MATCH(CH$11,$AG16:$AJ16,0)),1,0)*IF(ISNUMBER($AF16),(1-$AF16),1) + IF(ISNUMBER(MATCH(CH$11,$AK16:$AP16,0)),-1,0)*_xlfn.IFS(ISNUMBER($AD16),$AD16,ISNUMBER($AE16),$AE16,ISNUMBER($AF16),$AF16,AND($AD16=0,$AE16=0,$AF16=0),1)","v":0},{"$f":"IF(ISNUMBER(MATCH(CI$11,$AG16:$AJ16,0)),1,0)*IF(ISNUMBER($AF16),(1-$AF16),1) + IF(ISNUMBER(MATCH(CI$11,$AK16:$AP16,0)),-1,0)*_xlfn.IFS(ISNUMBER($AD16),$AD16,ISNUMBER($AE16),$AE16,ISNUMBER($AF16),$AF16,AND($AD16=0,$AE16=0,$AF16=0),1)","v":0},{"$f":"IF(ISNUMBER(MATCH(CJ$11,$AG16:$AJ16,0)),1,0)*IF(ISNUMBER($AF16),(1-$AF16),1) + IF(ISNUMBER(MATCH(CJ$11,$AK16:$AP16,0)),-1,0)*_xlfn.IFS(ISNUMBER($AD16),$AD16,ISNUMBER($AE16),$AE16,ISNUMBER($AF16),$AF16,AND($AD16=0,$AE16=0,$AF16=0),1)","v":0},{"$f":"IF(ISNUMBER(MATCH(CK$11,$AG16:$AJ16,0)),1,0)*IF(ISNUMBER($AF16),(1-$AF16),1) + IF(ISNUMBER(MATCH(CK$11,$AK16:$AP16,0)),-1,0)*_xlfn.IFS(ISNUMBER($AD16),$AD16,ISNUMBER($AE16),$AE16,ISNUMBER($AF16),$AF16,AND($AD16=0,$AE16=0,$AF16=0),1)","v":0},{"$f":"IF(ISNUMBER(MATCH(CL$11,$AG16:$AJ16,0)),1,0)*IF(ISNUMBER($AF16),(1-$AF16),1) + IF(ISNUMBER(MATCH(CL$11,$AK16:$AP16,0)),-1,0)*_xlfn.IFS(ISNUMBER($AD16),$AD16,ISNUMBER($AE16),$AE16,ISNUMBER($AF16),$AF16,AND($AD16=0,$AE16=0,$AF16=0),1)","v":0},{"$f":"IF(ISNUMBER(MATCH(CM$11,$AG16:$AJ16,0)),1,0)*IF(ISNUMBER($AF16),(1-$AF16),1) + IF(ISNUMBER(MATCH(CM$11,$AK16:$AP16,0)),-1,0)*_xlfn.IFS(ISNUMBER($AD16),$AD16,ISNUMBER($AE16),$AE16,ISNUMBER($AF16),$AF16,AND($AD16=0,$AE16=0,$AF16=0),1)","v":0},{"$f":"IF(ISNUMBER(MATCH(CN$11,$AG16:$AJ16,0)),1,0)*IF(ISNUMBER($AF16),(1-$AF16),1) + IF(ISNUMBER(MATCH(CN$11,$AK16:$AP16,0)),-1,0)*_xlfn.IFS(ISNUMBER($AD16),$AD16,ISNUMBER($AE16),$AE16,ISNUMBER($AF16),$AF16,AND($AD16=0,$AE16=0,$AF16=0),1)","v":0},{"$f":"IF(ISNUMBER(MATCH(CO$11,$AG16:$AJ16,0)),1,0)*IF(ISNUMBER($AF16),(1-$AF16),1) + IF(ISNUMBER(MATCH(CO$11,$AK16:$AP16,0)),-1,0)*_xlfn.IFS(ISNUMBER($AD16),$AD16,ISNUMBER($AE16),$AE16,ISNUMBER($AF16),$AF16,AND($AD16=0,$AE16=0,$AF16=0),1)","v":0},{"$f":"IF(ISNUMBER(MATCH(CP$11,$AG16:$AJ16,0)),1,0)*IF(ISNUMBER($AF16),(1-$AF16),1) + IF(ISNUMBER(MATCH(CP$11,$AK16:$AP16,0)),-1,0)*_xlfn.IFS(ISNUMBER($AD16),$AD16,ISNUMBER($AE16),$AE16,ISNUMBER($AF16),$AF16,AND($AD16=0,$AE16=0,$AF16=0),1)","v":0},{"$f":"IF(ISNUMBER(MATCH(CQ$11,$AG16:$AJ16,0)),1,0)*IF(ISNUMBER($AF16),(1-$AF16),1) + IF(ISNUMBER(MATCH(CQ$11,$AK16:$AP16,0)),-1,0)*_xlfn.IFS(ISNUMBER($AD16),$AD16,ISNUMBER($AE16),$AE16,ISNUMBER($AF16),$AF16,AND($AD16=0,$AE16=0,$AF16=0),1)","v":0},{"$f":"IF(ISNUMBER(MATCH(CR$11,$AG16:$AJ16,0)),1,0)*IF(ISNUMBER($AF16),(1-$AF16),1) + IF(ISNUMBER(MATCH(CR$11,$AK16:$AP16,0)),-1,0)*_xlfn.IFS(ISNUMBER($AD16),$AD16,ISNUMBER($AE16),$AE16,ISNUMBER($AF16),$AF16,AND($AD16=0,$AE16=0,$AF16=0),1)","v":0},{"$f":"IF(ISNUMBER(MATCH(CS$11,$AG16:$AJ16,0)),1,0)*IF(ISNUMBER($AF16),(1-$AF16),1) + IF(ISNUMBER(MATCH(CS$11,$AK16:$AP16,0)),-1,0)*_xlfn.IFS(ISNUMBER($AD16),$AD16,ISNUMBER($AE16),$AE16,ISNUMBER($AF16),$AF16,AND($AD16=0,$AE16=0,$AF16=0),1)","v":0},{"$f":"IF(ISNUMBER(MATCH(CT$11,$AG16:$AJ16,0)),1,0)*IF(ISNUMBER($AF16),(1-$AF16),1) + IF(ISNUMBER(MATCH(CT$11,$AK16:$AP16,0)),-1,0)*_xlfn.IFS(ISNUMBER($AD16),$AD16,ISNUMBER($AE16),$AE16,ISNUMBER($AF16),$AF16,AND($AD16=0,$AE16=0,$AF16=0),1)","v":0},{"$f":"IF(ISNUMBER(MATCH(CU$11,$AG16:$AJ16,0)),1,0)*IF(ISNUMBER($AF16),(1-$AF16),1) + IF(ISNUMBER(MATCH(CU$11,$AK16:$AP16,0)),-1,0)*_xlfn.IFS(ISNUMBER($AD16),$AD16,ISNUMBER($AE16),$AE16,ISNUMBER($AF16),$AF16,AND($AD16=0,$AE16=0,$AF16=0),1)","v":0},{"$f":"IF(ISNUMBER(MATCH(CV$11,$AG16:$AJ16,0)),1,0)*IF(ISNUMBER($AF16),(1-$AF16),1) + IF(ISNUMBER(MATCH(CV$11,$AK16:$AP16,0)),-1,0)*_xlfn.IFS(ISNUMBER($AD16),$AD16,ISNUMBER($AE16),$AE16,ISNUMBER($AF16),$AF16,AND($AD16=0,$AE16=0,$AF16=0),1)","v":0},{"$f":"IF(ISNUMBER(MATCH(CW$11,$AG16:$AJ16,0)),1,0)*IF(ISNUMBER($AF16),(1-$AF16),1) + IF(ISNUMBER(MATCH(CW$11,$AK16:$AP16,0)),-1,0)*_xlfn.IFS(ISNUMBER($AD16),$AD16,ISNUMBER($AE16),$AE16,ISNUMBER($AF16),$AF16,AND($AD16=0,$AE16=0,$AF16=0),1)","v":0},{"$f":"IF(ISNUMBER(MATCH(CX$11,$AG16:$AJ16,0)),1,0)*IF(ISNUMBER($AF16),(1-$AF16),1) + IF(ISNUMBER(MATCH(CX$11,$AK16:$AP16,0)),-1,0)*_xlfn.IFS(ISNUMBER($AD16),$AD16,ISNUMBER($AE16),$AE16,ISNUMBER($AF16),$AF16,AND($AD16=0,$AE16=0,$AF16=0),1)","v":0},{"$f":"IF(ISNUMBER(MATCH(CY$11,$AG16:$AJ16,0)),1,0)*IF(ISNUMBER($AF16),(1-$AF16),1) + IF(ISNUMBER(MATCH(CY$11,$AK16:$AP16,0)),-1,0)*_xlfn.IFS(ISNUMBER($AD16),$AD16,ISNUMBER($AE16),$AE16,ISNUMBER($AF16),$AF16,AND($AD16=0,$AE16=0,$AF16=0),1)","v":0},{"$f":"IF(ISNUMBER(MATCH(CZ$11,$AG16:$AJ16,0)),1,0)*IF(ISNUMBER($AF16),(1-$AF16),1) + IF(ISNUMBER(MATCH(CZ$11,$AK16:$AP16,0)),-1,0)*_xlfn.IFS(ISNUMBER($AD16),$AD16,ISNUMBER($AE16),$AE16,ISNUMBER($AF16),$AF16,AND($AD16=0,$AE16=0,$AF16=0),1)","v":0},{"$f":"IF(ISNUMBER(MATCH(DA$11,$AG16:$AJ16,0)),1,0)*IF(ISNUMBER($AF16),(1-$AF16),1) + IF(ISNUMBER(MATCH(DA$11,$AK16:$AP16,0)),-1,0)*_xlfn.IFS(ISNUMBER($AD16),$AD16,ISNUMBER($AE16),$AE16,ISNUMBER($AF16),$AF16,AND($AD16=0,$AE16=0,$AF16=0),1)","v":0},{"$f":"IF(ISNUMBER(MATCH(DB$11,$AG16:$AJ16,0)),1,0)*IF(ISNUMBER($AF16),(1-$AF16),1) + IF(ISNUMBER(MATCH(DB$11,$AK16:$AP16,0)),-1,0)*_xlfn.IFS(ISNUMBER($AD16),$AD16,ISNUMBER($AE16),$AE16,ISNUMBER($AF16),$AF16,AND($AD16=0,$AE16=0,$AF16=0),1)","v":0},{"$f":"IF(ISNUMBER(MATCH(DC$11,$AG16:$AJ16,0)),1,0)*IF(ISNUMBER($AF16),(1-$AF16),1) + IF(ISNUMBER(MATCH(DC$11,$AK16:$AP16,0)),-1,0)*_xlfn.IFS(ISNUMBER($AD16),$AD16,ISNUMBER($AE16),$AE16,ISNUMBER($AF16),$AF16,AND($AD16=0,$AE16=0,$AF16=0),1)","v":0},{"$f":"IF(ISNUMBER(MATCH(DD$11,$AG16:$AJ16,0)),1,0)*IF(ISNUMBER($AF16),(1-$AF16),1) + IF(ISNUMBER(MATCH(DD$11,$AK16:$AP16,0)),-1,0)*_xlfn.IFS(ISNUMBER($AD16),$AD16,ISNUMBER($AE16),$AE16,ISNUMBER($AF16),$AF16,AND($AD16=0,$AE16=0,$AF16=0),1)","v":0},{"$f":"IF(ISNUMBER(MATCH(DE$11,$AG16:$AJ16,0)),1,0)*IF(ISNUMBER($AF16),(1-$AF16),1) + IF(ISNUMBER(MATCH(DE$11,$AK16:$AP16,0)),-1,0)*_xlfn.IFS(ISNUMBER($AD16),$AD16,ISNUMBER($AE16),$AE16,ISNUMBER($AF16),$AF16,AND($AD16=0,$AE16=0,$AF16=0),1)","v":0},null,0,"PowerCrit","UPS","Conservation",null,null,null,null,null,null,null,null,null,{"$f":"AK12","v":"q_crit_tx-amb"},{"$f":"SUM(DW16:GJ16)","v":16.518350307784775},{"$f":"SUMPRODUCT(_xlfn.ANCHORARRAY($DW$7),DW16:GJ16)","v":4181.7897521724317},{"$f":"MINVERSE(Range1)","v":1.0101010101010102},1.0101010101010102,1.0207727249527891,1.0671714851779164,1.0315522349040815,1.0779509951292083,0,-4.6398760225126782E-2,0,0,0,0,1.0207727249527891,1.0315522349040815,2.5470425553187192E-3,2.5470425553187192E-3,-2.5470425553187192E-3,-2.5470425553187192E-3,2.5470425553187192E-3,1.0628713807109222,1.023319767508108,0,0,-2.5470425553187192E-3,-2.5470425553187192E-3,2.5470425553187192E-3,1.0806138123461322,1.023319767508108,0,0,-2.5470425553187192E-3,-2.5470425553187192E-3,2.5470425553187192E-3,1.0340992774594002,1.023319767508108,0,0,-2.5470425553187192E-3,-2.5470425553187192E-3,2.5470425553187192E-3,1.0340992774594002,1.023319767508108,0,0,0,0,-2.5470425553187196E-3,0,0,0,0,0,0,0,0,0,0,-2.5470425553187192E-3,0,0,0,0,0,0,0,0,null,null,null,null,null,null,null,null,null,null,null,{"$f":"DT16","v":"q_crit_tx-amb"},null,{"$f":"SUMPRODUCT(GY16:JL16,_xlfn.ANCHORARRAY($GY$7))","v":4181.7897521724317},{"$f":"MINVERSE(Range2)","v":1.0101010101010102},1.0101010101010102,1.0207727249527891,1.0671714851779164,1.0315522349040815,1.0779509951292083,0,-4.6398760225126782E-2,0,0,0,0,1.0207727249527891,1.0315522349040815,2.5470425553184898E-3,2.5470425553187192E-3,-2.5470425553187192E-3,-2.5470425553184898E-3,2.5470425553187192E-3,1.062871380710922,1.0233197675081078,-2.2951468535792024E-16,0,-2.5470425553187192E-3,-2.5470425553184898E-3,2.5470425553187192E-3,1.0806138123461322,1.0233197675081078,-2.2950267117003519E-16,0,-2.5470425553187192E-3,-2.5470425553184898E-3,2.5470425553187192E-3,1.0340992774594002,1.0233197675081078,-2.2951468535792024E-16,0,-2.5470425553187192E-3,-2.5470425553184898E-3,2.5470425553187192E-3,1.0340992774594002,1.0233197675081078,-2.2951468535792024E-16,0,0,0,-2.5470425553187188E-3,0,0,0,3.5071507072698821E-19,0,0,0,0,0,0,-2.5470425553187192E-3,0,0,0,0,0,0,0,0,null,null,{"$f":"GV16","v":"q_crit_tx-amb"},{"$f":"SUMPRODUCT(JQ16:MD16,_xlfn.ANCHORARRAY($JQ$7))","v":4181.7897521724317},{"$f":"MINVERSE(Range3)","v":1.0101010101010102},1.0101010101010102,1.0207727249527891,1.0671714851779164,1.0315522349040815,1.0779509951292083,0,-4.6398760225126782E-2,0,0,0,0,1.0207727249527891,1.0315522349040815,2.5470425553184898E-3,2.5470425553187192E-3,-2.5470425553187192E-3,-2.5470425553184898E-3,2.5470425553187192E-3,1.062871380710922,1.0233197675081078,-2.2951468535792024E-16,0,-2.5470425553187192E-3,-2.5470425553184898E-3,2.5470425553187192E-3,1.0806138123461322,1.0233197675081078,-2.2950267117003519E-16,0,-2.5470425553187192E-3,-2.5470425553184898E-3,2.5470425553187192E-3,1.0340992774594002,1.0233197675081078,-2.2951468535792024E-16,0,-2.5470425553187192E-3,-2.5470425553184898E-3,2.5470425553187192E-3,1.0340992774594002,1.0233197675081078,-2.2951468535792024E-16,0,0,0,-2.5470425553187188E-3,0,0,0,3.5071507072698821E-19,0,0,0,0,0,0,-2.5470425553187192E-3,0,0,0,0,0,0,0,0]
[null,null,null,null,null,null,null,null,null,null,null,null,null,null,null,null,null,null,"e_crit_swb-ch",3.6771137130104119,3.6771137130104119,3.6771137130104119,3.6771137130104115,3.6771137130104115,3.6771137130104119,null,null,"Losses",null,{"$f":"'Back-up Power Calculate'!H22","v":0.01},null,null,"q_crit_ups-ch",null,null,null,"e_crit_swb-ups",null,null,null,null,null,null,{"$f":"IF(ISNUMBER(MATCH(AR$11,$AG17:$AJ17,0)),1,0)*IF(ISNUMBER($AF17),(1-$AF17),1) + IF(ISNUMBER(MATCH(AR$11,$AK17:$AP17,0)),-1,0)*_xlfn.IFS(ISNUMBER($AD17),$AD17,ISNUMBER($AE17),$AE17,ISNUMBER($AF17),$AF17,AND($AD17=0,$AE17=0,$AF17=0),1)","v":0},{"$f":"IF(ISNUMBER(MATCH(AS$11,$AG17:$AJ17,0)),1,0)*IF(ISNUMBER($AF17),(1-$AF17),1) + IF(ISNUMBER(MATCH(AS$11,$AK17:$AP17,0)),-1,0)*_xlfn.IFS(ISNUMBER($AD17),$AD17,ISNUMBER($AE17),$AE17,ISNUMBER($AF17),$AF17,AND($AD17=0,$AE17=0,$AF17=0),1)","v":0},{"$f":"IF(ISNUMBER(MATCH(AT$11,$AG17:$AJ17,0)),1,0)*IF(ISNUMBER($AF17),(1-$AF17),1) + IF(ISNUMBER(MATCH(AT$11,$AK17:$AP17,0)),-1,0)*_xlfn.IFS(ISNUMBER($AD17),$AD17,ISNUMBER($AE17),$AE17,ISNUMBER($AF17),$AF17,AND($AD17=0,$AE17=0,$AF17=0),1)","v":0},{"$f":"IF(ISNUMBER(MATCH(AU$11,$AG17:$AJ17,0)),1,0)*IF(ISNUMBER($AF17),(1-$AF17),1) + IF(ISNUMBER(MATCH(AU$11,$AK17:$AP17,0)),-1,0)*_xlfn.IFS(ISNUMBER($AD17),$AD17,ISNUMBER($AE17),$AE17,ISNUMBER($AF17),$AF17,AND($AD17=0,$AE17=0,$AF17=0),1)","v":0},{"$f":"IF(ISNUMBER(MATCH(AV$11,$AG17:$AJ17,0)),1,0)*IF(ISNUMBER($AF17),(1-$AF17),1) + IF(ISNUMBER(MATCH(AV$11,$AK17:$AP17,0)),-1,0)*_xlfn.IFS(ISNUMBER($AD17),$AD17,ISNUMBER($AE17),$AE17,ISNUMBER($AF17),$AF17,AND($AD17=0,$AE17=0,$AF17=0),1)","v":-0.01},{"$f":"IF(ISNUMBER(MATCH(AW$11,$AG17:$AJ17,0)),1,0)*IF(ISNUMBER($AF17),(1-$AF17),1) + IF(ISNUMBER(MATCH(AW$11,$AK17:$AP17,0)),-1,0)*_xlfn.IFS(ISNUMBER($AD17),$AD17,ISNUMBER($AE17),$AE17,ISNUMBER($AF17),$AF17,AND($AD17=0,$AE17=0,$AF17=0),1)","v":0},{"$f":"IF(ISNUMBER(MATCH(AX$11,$AG17:$AJ17,0)),1,0)*IF(ISNUMBER($AF17),(1-$AF17),1) + IF(ISNUMBER(MATCH(AX$11,$AK17:$AP17,0)),-1,0)*_xlfn.IFS(ISNUMBER($AD17),$AD17,ISNUMBER($AE17),$AE17,ISNUMBER($AF17),$AF17,AND($AD17=0,$AE17=0,$AF17=0),1)","v":0},{"$f":"IF(ISNUMBER(MATCH(AY$11,$AG17:$AJ17,0)),1,0)*IF(ISNUMBER($AF17),(1-$AF17),1) + IF(ISNUMBER(MATCH(AY$11,$AK17:$AP17,0)),-1,0)*_xlfn.IFS(ISNUMBER($AD17),$AD17,ISNUMBER($AE17),$AE17,ISNUMBER($AF17),$AF17,AND($AD17=0,$AE17=0,$AF17=0),1)","v":0},{"$f":"IF(ISNUMBER(MATCH(AZ$11,$AG17:$AJ17,0)),1,0)*IF(ISNUMBER($AF17),(1-$AF17),1) + IF(ISNUMBER(MATCH(AZ$11,$AK17:$AP17,0)),-1,0)*_xlfn.IFS(ISNUMBER($AD17),$AD17,ISNUMBER($AE17),$AE17,ISNUMBER($AF17),$AF17,AND($AD17=0,$AE17=0,$AF17=0),1)","v":0},{"$f":"IF(ISNUMBER(MATCH(BA$11,$AG17:$AJ17,0)),1,0)*IF(ISNUMBER($AF17),(1-$AF17),1) + IF(ISNUMBER(MATCH(BA$11,$AK17:$AP17,0)),-1,0)*_xlfn.IFS(ISNUMBER($AD17),$AD17,ISNUMBER($AE17),$AE17,ISNUMBER($AF17),$AF17,AND($AD17=0,$AE17=0,$AF17=0),1)","v":0},{"$f":"IF(ISNUMBER(MATCH(BB$11,$AG17:$AJ17,0)),1,0)*IF(ISNUMBER($AF17),(1-$AF17),1) + IF(ISNUMBER(MATCH(BB$11,$AK17:$AP17,0)),-1,0)*_xlfn.IFS(ISNUMBER($AD17),$AD17,ISNUMBER($AE17),$AE17,ISNUMBER($AF17),$AF17,AND($AD17=0,$AE17=0,$AF17=0),1)","v":1},{"$f":"IF(ISNUMBER(MATCH(BC$11,$AG17:$AJ17,0)),1,0)*IF(ISNUMBER($AF17),(1-$AF17),1) + IF(ISNUMBER(MATCH(BC$11,$AK17:$AP17,0)),-1,0)*_xlfn.IFS(ISNUMBER($AD17),$AD17,ISNUMBER($AE17),$AE17,ISNUMBER($AF17),$AF17,AND($AD17=0,$AE17=0,$AF17=0),1)","v":0},{"$f":"IF(ISNUMBER(MATCH(BD$11,$AG17:$AJ17,0)),1,0)*IF(ISNUMBER($AF17),(1-$AF17),1) + IF(ISNUMBER(MATCH(BD$11,$AK17:$AP17,0)),-1,0)*_xlfn.IFS(ISNUMBER($AD17),$AD17,ISNUMBER($AE17),$AE17,ISNUMBER($AF17),$AF17,AND($AD17=0,$AE17=0,$AF17=0),1)","v":0},{"$f":"IF(ISNUMBER(MATCH(BE$11,$AG17:$AJ17,0)),1,0)*IF(ISNUMBER($AF17),(1-$AF17),1) + IF(ISNUMBER(MATCH(BE$11,$AK17:$AP17,0)),-1,0)*_xlfn.IFS(ISNUMBER($AD17),$AD17,ISNUMBER($AE17),$AE17,ISNUMBER($AF17),$AF17,AND($AD17=0,$AE17=0,$AF17=0),1)","v":0},{"$f":"IF(ISNUMBER(MATCH(BF$11,$AG17:$AJ17,0)),1,0)*IF(ISNUMBER($AF17),(1-$AF17),1) + IF(ISNUMBER(MATCH(BF$11,$AK17:$AP17,0)),-1,0)*_xlfn.IFS(ISNUMBER($AD17),$AD17,ISNUMBER($AE17),$AE17,ISNUMBER($AF17),$AF17,AND($AD17=0,$AE17=0,$AF17=0),1)","v":0},{"$f":"IF(ISNUMBER(MATCH(BG$11,$AG17:$AJ17,0)),1,0)*IF(ISNUMBER($AF17),(1-$AF17),1) + IF(ISNUMBER(MATCH(BG$11,$AK17:$AP17,0)),-1,0)*_xlfn.IFS(ISNUMBER($AD17),$AD17,ISNUMBER($AE17),$AE17,ISNUMBER($AF17),$AF17,AND($AD17=0,$AE17=0,$AF17=0),1)","v":0},{"$f":"IF(ISNUMBER(MATCH(BH$11,$AG17:$AJ17,0)),1,0)*IF(ISNUMBER($AF17),(1-$AF17),1) + IF(ISNUMBER(MATCH(BH$11,$AK17:$AP17,0)),-1,0)*_xlfn.IFS(ISNUMBER($AD17),$AD17,ISNUMBER($AE17),$AE17,ISNUMBER($AF17),$AF17,AND($AD17=0,$AE17=0,$AF17=0),1)","v":0},{"$f":"IF(ISNUMBER(MATCH(BI$11,$AG17:$AJ17,0)),1,0)*IF(ISNUMBER($AF17),(1-$AF17),1) + IF(ISNUMBER(MATCH(BI$11,$AK17:$AP17,0)),-1,0)*_xlfn.IFS(ISNUMBER($AD17),$AD17,ISNUMBER($AE17),$AE17,ISNUMBER($AF17),$AF17,AND($AD17=0,$AE17=0,$AF17=0),1)","v":0},{"$f":"IF(ISNUMBER(MATCH(BJ$11,$AG17:$AJ17,0)),1,0)*IF(ISNUMBER($AF17),(1-$AF17),1) + IF(ISNUMBER(MATCH(BJ$11,$AK17:$AP17,0)),-1,0)*_xlfn.IFS(ISNUMBER($AD17),$AD17,ISNUMBER($AE17),$AE17,ISNUMBER($AF17),$AF17,AND($AD17=0,$AE17=0,$AF17=0),1)","v":0},{"$f":"IF(ISNUMBER(MATCH(BK$11,$AG17:$AJ17,0)),1,0)*IF(ISNUMBER($AF17),(1-$AF17),1) + IF(ISNUMBER(MATCH(BK$11,$AK17:$AP17,0)),-1,0)*_xlfn.IFS(ISNUMBER($AD17),$AD17,ISNUMBER($AE17),$AE17,ISNUMBER($AF17),$AF17,AND($AD17=0,$AE17=0,$AF17=0),1)","v":0},{"$f":"IF(ISNUMBER(MATCH(BL$11,$AG17:$AJ17,0)),1,0)*IF(ISNUMBER($AF17),(1-$AF17),1) + IF(ISNUMBER(MATCH(BL$11,$AK17:$AP17,0)),-1,0)*_xlfn.IFS(ISNUMBER($AD17),$AD17,ISNUMBER($AE17),$AE17,ISNUMBER($AF17),$AF17,AND($AD17=0,$AE17=0,$AF17=0),1)","v":0},{"$f":"IF(ISNUMBER(MATCH(BM$11,$AG17:$AJ17,0)),1,0)*IF(ISNUMBER($AF17),(1-$AF17),1) + IF(ISNUMBER(MATCH(BM$11,$AK17:$AP17,0)),-1,0)*_xlfn.IFS(ISNUMBER($AD17),$AD17,ISNUMBER($AE17),$AE17,ISNUMBER($AF17),$AF17,AND($AD17=0,$AE17=0,$AF17=0),1)","v":0},{"$f":"IF(ISNUMBER(MATCH(BN$11,$AG17:$AJ17,0)),1,0)*IF(ISNUMBER($AF17),(1-$AF17),1) + IF(ISNUMBER(MATCH(BN$11,$AK17:$AP17,0)),-1,0)*_xlfn.IFS(ISNUMBER($AD17),$AD17,ISNUMBER($AE17),$AE17,ISNUMBER($AF17),$AF17,AND($AD17=0,$AE17=0,$AF17=0),1)","v":0},{"$f":"IF(ISNUMBER(MATCH(BO$11,$AG17:$AJ17,0)),1,0)*IF(ISNUMBER($AF17),(1-$AF17),1) + IF(ISNUMBER(MATCH(BO$11,$AK17:$AP17,0)),-1,0)*_xlfn.IFS(ISNUMBER($AD17),$AD17,ISNUMBER($AE17),$AE17,ISNUMBER($AF17),$AF17,AND($AD17=0,$AE17=0,$AF17=0),1)","v":0},{"$f":"IF(ISNUMBER(MATCH(BP$11,$AG17:$AJ17,0)),1,0)*IF(ISNUMBER($AF17),(1-$AF17),1) + IF(ISNUMBER(MATCH(BP$11,$AK17:$AP17,0)),-1,0)*_xlfn.IFS(ISNUMBER($AD17),$AD17,ISNUMBER($AE17),$AE17,ISNUMBER($AF17),$AF17,AND($AD17=0,$AE17=0,$AF17=0),1)","v":0},{"$f":"IF(ISNUMBER(MATCH(BQ$11,$AG17:$AJ17,0)),1,0)*IF(ISNUMBER($AF17),(1-$AF17),1) + IF(ISNUMBER(MATCH(BQ$11,$AK17:$AP17,0)),-1,0)*_xlfn.IFS(ISNUMBER($AD17),$AD17,ISNUMBER($AE17),$AE17,ISNUMBER($AF17),$AF17,AND($AD17=0,$AE17=0,$AF17=0),1)","v":0},{"$f":"IF(ISNUMBER(MATCH(BR$11,$AG17:$AJ17,0)),1,0)*IF(ISNUMBER($AF17),(1-$AF17),1) + IF(ISNUMBER(MATCH(BR$11,$AK17:$AP17,0)),-1,0)*_xlfn.IFS(ISNUMBER($AD17),$AD17,ISNUMBER($AE17),$AE17,ISNUMBER($AF17),$AF17,AND($AD17=0,$AE17=0,$AF17=0),1)","v":0},{"$f":"IF(ISNUMBER(MATCH(BS$11,$AG17:$AJ17,0)),1,0)*IF(ISNUMBER($AF17),(1-$AF17),1) + IF(ISNUMBER(MATCH(BS$11,$AK17:$AP17,0)),-1,0)*_xlfn.IFS(ISNUMBER($AD17),$AD17,ISNUMBER($AE17),$AE17,ISNUMBER($AF17),$AF17,AND($AD17=0,$AE17=0,$AF17=0),1)","v":0},{"$f":"IF(ISNUMBER(MATCH(BT$11,$AG17:$AJ17,0)),1,0)*IF(ISNUMBER($AF17),(1-$AF17),1) + IF(ISNUMBER(MATCH(BT$11,$AK17:$AP17,0)),-1,0)*_xlfn.IFS(ISNUMBER($AD17),$AD17,ISNUMBER($AE17),$AE17,ISNUMBER($AF17),$AF17,AND($AD17=0,$AE17=0,$AF17=0),1)","v":0},{"$f":"IF(ISNUMBER(MATCH(BU$11,$AG17:$AJ17,0)),1,0)*IF(ISNUMBER($AF17),(1-$AF17),1) + IF(ISNUMBER(MATCH(BU$11,$AK17:$AP17,0)),-1,0)*_xlfn.IFS(ISNUMBER($AD17),$AD17,ISNUMBER($AE17),$AE17,ISNUMBER($AF17),$AF17,AND($AD17=0,$AE17=0,$AF17=0),1)","v":0},{"$f":"IF(ISNUMBER(MATCH(BV$11,$AG17:$AJ17,0)),1,0)*IF(ISNUMBER($AF17),(1-$AF17),1) + IF(ISNUMBER(MATCH(BV$11,$AK17:$AP17,0)),-1,0)*_xlfn.IFS(ISNUMBER($AD17),$AD17,ISNUMBER($AE17),$AE17,ISNUMBER($AF17),$AF17,AND($AD17=0,$AE17=0,$AF17=0),1)","v":0},{"$f":"IF(ISNUMBER(MATCH(BW$11,$AG17:$AJ17,0)),1,0)*IF(ISNUMBER($AF17),(1-$AF17),1) + IF(ISNUMBER(MATCH(BW$11,$AK17:$AP17,0)),-1,0)*_xlfn.IFS(ISNUMBER($AD17),$AD17,ISNUMBER($AE17),$AE17,ISNUMBER($AF17),$AF17,AND($AD17=0,$AE17=0,$AF17=0),1)","v":0},{"$f":"IF(ISNUMBER(MATCH(BX$11,$AG17:$AJ17,0)),1,0)*IF(ISNUMBER($AF17),(1-$AF17),1) + IF(ISNUMBER(MATCH(BX$11,$AK17:$AP17,0)),-1,0)*_xlfn.IFS(ISNUMBER($AD17),$AD17,ISNUMBER($AE17),$AE17,ISNUMBER($AF17),$AF17,AND($AD17=0,$AE17=0,$AF17=0),1)","v":0},{"$f":"IF(ISNUMBER(MATCH(BY$11,$AG17:$AJ17,0)),1,0)*IF(ISNUMBER($AF17),(1-$AF17),1) + IF(ISNUMBER(MATCH(BY$11,$AK17:$AP17,0)),-1,0)*_xlfn.IFS(ISNUMBER($AD17),$AD17,ISNUMBER($AE17),$AE17,ISNUMBER($AF17),$AF17,AND($AD17=0,$AE17=0,$AF17=0),1)","v":0},{"$f":"IF(ISNUMBER(MATCH(BZ$11,$AG17:$AJ17,0)),1,0)*IF(ISNUMBER($AF17),(1-$AF17),1) + IF(ISNUMBER(MATCH(BZ$11,$AK17:$AP17,0)),-1,0)*_xlfn.IFS(ISNUMBER($AD17),$AD17,ISNUMBER($AE17),$AE17,ISNUMBER($AF17),$AF17,AND($AD17=0,$AE17=0,$AF17=0),1)","v":0},{"$f":"IF(ISNUMBER(MATCH(CA$11,$AG17:$AJ17,0)),1,0)*IF(ISNUMBER($AF17),(1-$AF17),1) + IF(ISNUMBER(MATCH(CA$11,$AK17:$AP17,0)),-1,0)*_xlfn.IFS(ISNUMBER($AD17),$AD17,ISNUMBER($AE17),$AE17,ISNUMBER($AF17),$AF17,AND($AD17=0,$AE17=0,$AF17=0),1)","v":0},{"$f":"IF(ISNUMBER(MATCH(CB$11,$AG17:$AJ17,0)),1,0)*IF(ISNUMBER($AF17),(1-$AF17),1) + IF(ISNUMBER(MATCH(CB$11,$AK17:$AP17,0)),-1,0)*_xlfn.IFS(ISNUMBER($AD17),$AD17,ISNUMBER($AE17),$AE17,ISNUMBER($AF17),$AF17,AND($AD17=0,$AE17=0,$AF17=0),1)","v":0},{"$f":"IF(ISNUMBER(MATCH(CC$11,$AG17:$AJ17,0)),1,0)*IF(ISNUMBER($AF17),(1-$AF17),1) + IF(ISNUMBER(MATCH(CC$11,$AK17:$AP17,0)),-1,0)*_xlfn.IFS(ISNUMBER($AD17),$AD17,ISNUMBER($AE17),$AE17,ISNUMBER($AF17),$AF17,AND($AD17=0,$AE17=0,$AF17=0),1)","v":0},{"$f":"IF(ISNUMBER(MATCH(CD$11,$AG17:$AJ17,0)),1,0)*IF(ISNUMBER($AF17),(1-$AF17),1) + IF(ISNUMBER(MATCH(CD$11,$AK17:$AP17,0)),-1,0)*_xlfn.IFS(ISNUMBER($AD17),$AD17,ISNUMBER($AE17),$AE17,ISNUMBER($AF17),$AF17,AND($AD17=0,$AE17=0,$AF17=0),1)","v":0},{"$f":"IF(ISNUMBER(MATCH(CE$11,$AG17:$AJ17,0)),1,0)*IF(ISNUMBER($AF17),(1-$AF17),1) + IF(ISNUMBER(MATCH(CE$11,$AK17:$AP17,0)),-1,0)*_xlfn.IFS(ISNUMBER($AD17),$AD17,ISNUMBER($AE17),$AE17,ISNUMBER($AF17),$AF17,AND($AD17=0,$AE17=0,$AF17=0),1)","v":0},{"$f":"IF(ISNUMBER(MATCH(CF$11,$AG17:$AJ17,0)),1,0)*IF(ISNUMBER($AF17),(1-$AF17),1) + IF(ISNUMBER(MATCH(CF$11,$AK17:$AP17,0)),-1,0)*_xlfn.IFS(ISNUMBER($AD17),$AD17,ISNUMBER($AE17),$AE17,ISNUMBER($AF17),$AF17,AND($AD17=0,$AE17=0,$AF17=0),1)","v":0},{"$f":"IF(ISNUMBER(MATCH(CG$11,$AG17:$AJ17,0)),1,0)*IF(ISNUMBER($AF17),(1-$AF17),1) + IF(ISNUMBER(MATCH(CG$11,$AK17:$AP17,0)),-1,0)*_xlfn.IFS(ISNUMBER($AD17),$AD17,ISNUMBER($AE17),$AE17,ISNUMBER($AF17),$AF17,AND($AD17=0,$AE17=0,$AF17=0),1)","v":0},{"$f":"IF(ISNUMBER(MATCH(CH$11,$AG17:$AJ17,0)),1,0)*IF(ISNUMBER($AF17),(1-$AF17),1) + IF(ISNUMBER(MATCH(CH$11,$AK17:$AP17,0)),-1,0)*_xlfn.IFS(ISNUMBER($AD17),$AD17,ISNUMBER($AE17),$AE17,ISNUMBER($AF17),$AF17,AND($AD17=0,$AE17=0,$AF17=0),1)","v":0},{"$f":"IF(ISNUMBER(MATCH(CI$11,$AG17:$AJ17,0)),1,0)*IF(ISNUMBER($AF17),(1-$AF17),1) + IF(ISNUMBER(MATCH(CI$11,$AK17:$AP17,0)),-1,0)*_xlfn.IFS(ISNUMBER($AD17),$AD17,ISNUMBER($AE17),$AE17,ISNUMBER($AF17),$AF17,AND($AD17=0,$AE17=0,$AF17=0),1)","v":0},{"$f":"IF(ISNUMBER(MATCH(CJ$11,$AG17:$AJ17,0)),1,0)*IF(ISNUMBER($AF17),(1-$AF17),1) + IF(ISNUMBER(MATCH(CJ$11,$AK17:$AP17,0)),-1,0)*_xlfn.IFS(ISNUMBER($AD17),$AD17,ISNUMBER($AE17),$AE17,ISNUMBER($AF17),$AF17,AND($AD17=0,$AE17=0,$AF17=0),1)","v":0},{"$f":"IF(ISNUMBER(MATCH(CK$11,$AG17:$AJ17,0)),1,0)*IF(ISNUMBER($AF17),(1-$AF17),1) + IF(ISNUMBER(MATCH(CK$11,$AK17:$AP17,0)),-1,0)*_xlfn.IFS(ISNUMBER($AD17),$AD17,ISNUMBER($AE17),$AE17,ISNUMBER($AF17),$AF17,AND($AD17=0,$AE17=0,$AF17=0),1)","v":0},{"$f":"IF(ISNUMBER(MATCH(CL$11,$AG17:$AJ17,0)),1,0)*IF(ISNUMBER($AF17),(1-$AF17),1) + IF(ISNUMBER(MATCH(CL$11,$AK17:$AP17,0)),-1,0)*_xlfn.IFS(ISNUMBER($AD17),$AD17,ISNUMBER($AE17),$AE17,ISNUMBER($AF17),$AF17,AND($AD17=0,$AE17=0,$AF17=0),1)","v":0},{"$f":"IF(ISNUMBER(MATCH(CM$11,$AG17:$AJ17,0)),1,0)*IF(ISNUMBER($AF17),(1-$AF17),1) + IF(ISNUMBER(MATCH(CM$11,$AK17:$AP17,0)),-1,0)*_xlfn.IFS(ISNUMBER($AD17),$AD17,ISNUMBER($AE17),$AE17,ISNUMBER($AF17),$AF17,AND($AD17=0,$AE17=0,$AF17=0),1)","v":0},{"$f":"IF(ISNUMBER(MATCH(CN$11,$AG17:$AJ17,0)),1,0)*IF(ISNUMBER($AF17),(1-$AF17),1) + IF(ISNUMBER(MATCH(CN$11,$AK17:$AP17,0)),-1,0)*_xlfn.IFS(ISNUMBER($AD17),$AD17,ISNUMBER($AE17),$AE17,ISNUMBER($AF17),$AF17,AND($AD17=0,$AE17=0,$AF17=0),1)","v":0},{"$f":"IF(ISNUMBER(MATCH(CO$11,$AG17:$AJ17,0)),1,0)*IF(ISNUMBER($AF17),(1-$AF17),1) + IF(ISNUMBER(MATCH(CO$11,$AK17:$AP17,0)),-1,0)*_xlfn.IFS(ISNUMBER($AD17),$AD17,ISNUMBER($AE17),$AE17,ISNUMBER($AF17),$AF17,AND($AD17=0,$AE17=0,$AF17=0),1)","v":0},{"$f":"IF(ISNUMBER(MATCH(CP$11,$AG17:$AJ17,0)),1,0)*IF(ISNUMBER($AF17),(1-$AF17),1) + IF(ISNUMBER(MATCH(CP$11,$AK17:$AP17,0)),-1,0)*_xlfn.IFS(ISNUMBER($AD17),$AD17,ISNUMBER($AE17),$AE17,ISNUMBER($AF17),$AF17,AND($AD17=0,$AE17=0,$AF17=0),1)","v":0},{"$f":"IF(ISNUMBER(MATCH(CQ$11,$AG17:$AJ17,0)),1,0)*IF(ISNUMBER($AF17),(1-$AF17),1) + IF(ISNUMBER(MATCH(CQ$11,$AK17:$AP17,0)),-1,0)*_xlfn.IFS(ISNUMBER($AD17),$AD17,ISNUMBER($AE17),$AE17,ISNUMBER($AF17),$AF17,AND($AD17=0,$AE17=0,$AF17=0),1)","v":0},{"$f":"IF(ISNUMBER(MATCH(CR$11,$AG17:$AJ17,0)),1,0)*IF(ISNUMBER($AF17),(1-$AF17),1) + IF(ISNUMBER(MATCH(CR$11,$AK17:$AP17,0)),-1,0)*_xlfn.IFS(ISNUMBER($AD17),$AD17,ISNUMBER($AE17),$AE17,ISNUMBER($AF17),$AF17,AND($AD17=0,$AE17=0,$AF17=0),1)","v":0},{"$f":"IF(ISNUMBER(MATCH(CS$11,$AG17:$AJ17,0)),1,0)*IF(ISNUMBER($AF17),(1-$AF17),1) + IF(ISNUMBER(MATCH(CS$11,$AK17:$AP17,0)),-1,0)*_xlfn.IFS(ISNUMBER($AD17),$AD17,ISNUMBER($AE17),$AE17,ISNUMBER($AF17),$AF17,AND($AD17=0,$AE17=0,$AF17=0),1)","v":0},{"$f":"IF(ISNUMBER(MATCH(CT$11,$AG17:$AJ17,0)),1,0)*IF(ISNUMBER($AF17),(1-$AF17),1) + IF(ISNUMBER(MATCH(CT$11,$AK17:$AP17,0)),-1,0)*_xlfn.IFS(ISNUMBER($AD17),$AD17,ISNUMBER($AE17),$AE17,ISNUMBER($AF17),$AF17,AND($AD17=0,$AE17=0,$AF17=0),1)","v":0},{"$f":"IF(ISNUMBER(MATCH(CU$11,$AG17:$AJ17,0)),1,0)*IF(ISNUMBER($AF17),(1-$AF17),1) + IF(ISNUMBER(MATCH(CU$11,$AK17:$AP17,0)),-1,0)*_xlfn.IFS(ISNUMBER($AD17),$AD17,ISNUMBER($AE17),$AE17,ISNUMBER($AF17),$AF17,AND($AD17=0,$AE17=0,$AF17=0),1)","v":0},{"$f":"IF(ISNUMBER(MATCH(CV$11,$AG17:$AJ17,0)),1,0)*IF(ISNUMBER($AF17),(1-$AF17),1) + IF(ISNUMBER(MATCH(CV$11,$AK17:$AP17,0)),-1,0)*_xlfn.IFS(ISNUMBER($AD17),$AD17,ISNUMBER($AE17),$AE17,ISNUMBER($AF17),$AF17,AND($AD17=0,$AE17=0,$AF17=0),1)","v":0},{"$f":"IF(ISNUMBER(MATCH(CW$11,$AG17:$AJ17,0)),1,0)*IF(ISNUMBER($AF17),(1-$AF17),1) + IF(ISNUMBER(MATCH(CW$11,$AK17:$AP17,0)),-1,0)*_xlfn.IFS(ISNUMBER($AD17),$AD17,ISNUMBER($AE17),$AE17,ISNUMBER($AF17),$AF17,AND($AD17=0,$AE17=0,$AF17=0),1)","v":0},{"$f":"IF(ISNUMBER(MATCH(CX$11,$AG17:$AJ17,0)),1,0)*IF(ISNUMBER($AF17),(1-$AF17),1) + IF(ISNUMBER(MATCH(CX$11,$AK17:$AP17,0)),-1,0)*_xlfn.IFS(ISNUMBER($AD17),$AD17,ISNUMBER($AE17),$AE17,ISNUMBER($AF17),$AF17,AND($AD17=0,$AE17=0,$AF17=0),1)","v":0},{"$f":"IF(ISNUMBER(MATCH(CY$11,$AG17:$AJ17,0)),1,0)*IF(ISNUMBER($AF17),(1-$AF17),1) + IF(ISNUMBER(MATCH(CY$11,$AK17:$AP17,0)),-1,0)*_xlfn.IFS(ISNUMBER($AD17),$AD17,ISNUMBER($AE17),$AE17,ISNUMBER($AF17),$AF17,AND($AD17=0,$AE17=0,$AF17=0),1)","v":0},{"$f":"IF(ISNUMBER(MATCH(CZ$11,$AG17:$AJ17,0)),1,0)*IF(ISNUMBER($AF17),(1-$AF17),1) + IF(ISNUMBER(MATCH(CZ$11,$AK17:$AP17,0)),-1,0)*_xlfn.IFS(ISNUMBER($AD17),$AD17,ISNUMBER($AE17),$AE17,ISNUMBER($AF17),$AF17,AND($AD17=0,$AE17=0,$AF17=0),1)","v":0},{"$f":"IF(ISNUMBER(MATCH(DA$11,$AG17:$AJ17,0)),1,0)*IF(ISNUMBER($AF17),(1-$AF17),1) + IF(ISNUMBER(MATCH(DA$11,$AK17:$AP17,0)),-1,0)*_xlfn.IFS(ISNUMBER($AD17),$AD17,ISNUMBER($AE17),$AE17,ISNUMBER($AF17),$AF17,AND($AD17=0,$AE17=0,$AF17=0),1)","v":0},{"$f":"IF(ISNUMBER(MATCH(DB$11,$AG17:$AJ17,0)),1,0)*IF(ISNUMBER($AF17),(1-$AF17),1) + IF(ISNUMBER(MATCH(DB$11,$AK17:$AP17,0)),-1,0)*_xlfn.IFS(ISNUMBER($AD17),$AD17,ISNUMBER($AE17),$AE17,ISNUMBER($AF17),$AF17,AND($AD17=0,$AE17=0,$AF17=0),1)","v":0},{"$f":"IF(ISNUMBER(MATCH(DC$11,$AG17:$AJ17,0)),1,0)*IF(ISNUMBER($AF17),(1-$AF17),1) + IF(ISNUMBER(MATCH(DC$11,$AK17:$AP17,0)),-1,0)*_xlfn.IFS(ISNUMBER($AD17),$AD17,ISNUMBER($AE17),$AE17,ISNUMBER($AF17),$AF17,AND($AD17=0,$AE17=0,$AF17=0),1)","v":0},{"$f":"IF(ISNUMBER(MATCH(DD$11,$AG17:$AJ17,0)),1,0)*IF(ISNUMBER($AF17),(1-$AF17),1) + IF(ISNUMBER(MATCH(DD$11,$AK17:$AP17,0)),-1,0)*_xlfn.IFS(ISNUMBER($AD17),$AD17,ISNUMBER($AE17),$AE17,ISNUMBER($AF17),$AF17,AND($AD17=0,$AE17=0,$AF17=0),1)","v":0},{"$f":"IF(ISNUMBER(MATCH(DE$11,$AG17:$AJ17,0)),1,0)*IF(ISNUMBER($AF17),(1-$AF17),1) + IF(ISNUMBER(MATCH(DE$11,$AK17:$AP17,0)),-1,0)*_xlfn.IFS(ISNUMBER($AD17),$AD17,ISNUMBER($AE17),$AE17,ISNUMBER($AF17),$AF17,AND($AD17=0,$AE17=0,$AF17=0),1)","v":0},null,0,"PowerCrit","UPS","Losses",null,null,null,null,null,null,null,null,null,{"$f":"AK13","v":"e_crit_u-tx"},14.353166804706923,4139.9718546507074,0,0,1.0105649977032614,1.0564997703261372,1.0212367125550408,1.0671714851779162,0,-4.5934772622875514E-2,0,0,0,0,1.0105649977032614,1.0212367125550408,2.5215721297655318E-3,2.5215721297655318E-3,-2.5215721297655318E-3,-2.5215721297655318E-3,2.5215721297655318E-3,1.052242666903813,1.0130865698330269,0,0,-2.5215721297655318E-3,-2.5215721297655318E-3,2.5215721297655318E-3,1.0698076742226708,1.0130865698330269,0,0,-2.5215721297655318E-3,-2.5215721297655318E-3,2.5215721297655318E-3,1.0237582846848061,1.0130865698330269,0,0,-2.5215721297655318E-3,-2.5215721297655318E-3,2.5215721297655318E-3,1.0237582846848061,1.0130865698330269,0,0,0,0,-2.5215721297655322E-3,0,0,0,0,0,0,0,0,0,0,-2.5215721297655318E-3,0,0,0,0,0,0,0,0,null,null,null,null,null,null,null,null,null,null,null,{"$f":"DT17","v":"e_crit_u-tx"},null,{"$f":"SUMPRODUCT(GY17:JL17,_xlfn.ANCHORARRAY($GY$7))","v":4139.9718546507065},0,0,1.0105649977032614,1.0564997703261372,1.0212367125550408,1.0671714851779162,0,-4.5934772622875514E-2,0,0,0,0,1.0105649977032614,1.0212367125550408,2.521572129765305E-3,2.5215721297655318E-3,-2.5215721297655318E-3,-2.521572129765305E-3,2.5215721297655318E-3,1.0522426669038127,1.0130865698330267,-2.2721953850434103E-16,0,-2.5215721297655318E-3,-2.521572129765305E-3,2.5215721297655318E-3,1.0698076742226708,1.0130865698330267,-2.2720764445833485E-16,0,-2.5215721297655318E-3,-2.521572129765305E-3,2.5215721297655318E-3,1.0237582846848061,1.0130865698330267,-2.2721953850434103E-16,0,-2.5215721297655318E-3,-2.521572129765305E-3,2.5215721297655318E-3,1.0237582846848061,1.0130865698330267,-2.2721953850434103E-16,0,0,0,-2.5215721297655314E-3,0,0,0,3.4720792001971835E-19,0,0,0,0,0,0,-2.5215721297655318E-3,0,0,0,0,0,0,0,0,null,null,{"$f":"GV17","v":"e_crit_u-tx"},{"$f":"SUMPRODUCT(JQ17:MD17,_xlfn.ANCHORARRAY($JQ$7))","v":4139.9718546507065},0,0,1.0105649977032614,1.0564997703261372,1.0212367125550408,1.0671714851779162,0,-4.5934772622875514E-2,0,0,0,0,1.0105649977032614,1.0212367125550408,2.521572129765305E-3,2.5215721297655318E-3,-2.5215721297655318E-3,-2.521572129765305E-3,2.5215721297655318E-3,1.0522426669038127,1.0130865698330267,-2.2721953850434103E-16,0,-2.5215721297655318E-3,-2.521572129765305E-3,2.5215721297655318E-3,1.0698076742226708,1.0130865698330267,-2.2720764445833485E-16,0,-2.5215721297655318E-3,-2.521572129765305E-3,2.5215721297655318E-3,1.0237582846848061,1.0130865698330267,-2.2721953850434103E-16,0,-2.5215721297655318E-3,-2.521572129765305E-3,2.5215721297655318E-3,1.0237582846848061,1.0130865698330267,-2.2721953850434103E-16,0,0,0,-2.5215721297655314E-3,0,0,0,3.4720792001971835E-19,0,0,0,0,0,0,-2.5215721297655318E-3,0,0,0,0,0,0,0,0]
[null,null,null,null,null,null,null,null,null,null,null,null,null,null,null,null,null,null,"q_crit_swb-ch",41.399718546507088,41.399718546507081,41.399718546507088,41.399718546507081,41.399718546507081,41.399718546507088,null,"Chiller","Conservation",null,null,null,null,"e_crit_swb-ch","q_crit_swb-ch","q_crit_ups-ch",null,"q_crit_ch-amb",null,null,null,null,null,null,{"$f":"IF(ISNUMBER(MATCH(AR$11,$AG18:$AJ18,0)),1,0)*IF(ISNUMBER($AF18),(1-$AF18),1) + IF(ISNUMBER(MATCH(AR$11,$AK18:$AP18,0)),-1,0)*_xlfn.IFS(ISNUMBER($AD18),$AD18,ISNUMBER($AE18),$AE18,ISNUMBER($AF18),$AF18,AND($AD18=0,$AE18=0,$AF18=0),1)","v":0},{"$f":"IF(ISNUMBER(MATCH(AS$11,$AG18:$AJ18,0)),1,0)*IF(ISNUMBER($AF18),(1-$AF18),1) + IF(ISNUMBER(MATCH(AS$11,$AK18:$AP18,0)),-1,0)*_xlfn.IFS(ISNUMBER($AD18),$AD18,ISNUMBER($AE18),$AE18,ISNUMBER($AF18),$AF18,AND($AD18=0,$AE18=0,$AF18=0),1)","v":0},{"$f":"IF(ISNUMBER(MATCH(AT$11,$AG18:$AJ18,0)),1,0)*IF(ISNUMBER($AF18),(1-$AF18),1) + IF(ISNUMBER(MATCH(AT$11,$AK18:$AP18,0)),-1,0)*_xlfn.IFS(ISNUMBER($AD18),$AD18,ISNUMBER($AE18),$AE18,ISNUMBER($AF18),$AF18,AND($AD18=0,$AE18=0,$AF18=0),1)","v":0},{"$f":"IF(ISNUMBER(MATCH(AU$11,$AG18:$AJ18,0)),1,0)*IF(ISNUMBER($AF18),(1-$AF18),1) + IF(ISNUMBER(MATCH(AU$11,$AK18:$AP18,0)),-1,0)*_xlfn.IFS(ISNUMBER($AD18),$AD18,ISNUMBER($AE18),$AE18,ISNUMBER($AF18),$AF18,AND($AD18=0,$AE18=0,$AF18=0),1)","v":0},{"$f":"IF(ISNUMBER(MATCH(AV$11,$AG18:$AJ18,0)),1,0)*IF(ISNUMBER($AF18),(1-$AF18),1) + IF(ISNUMBER(MATCH(AV$11,$AK18:$AP18,0)),-1,0)*_xlfn.IFS(ISNUMBER($AD18),$AD18,ISNUMBER($AE18),$AE18,ISNUMBER($AF18),$AF18,AND($AD18=0,$AE18=0,$AF18=0),1)","v":0},{"$f":"IF(ISNUMBER(MATCH(AW$11,$AG18:$AJ18,0)),1,0)*IF(ISNUMBER($AF18),(1-$AF18),1) + IF(ISNUMBER(MATCH(AW$11,$AK18:$AP18,0)),-1,0)*_xlfn.IFS(ISNUMBER($AD18),$AD18,ISNUMBER($AE18),$AE18,ISNUMBER($AF18),$AF18,AND($AD18=0,$AE18=0,$AF18=0),1)","v":1},{"$f":"IF(ISNUMBER(MATCH(AX$11,$AG18:$AJ18,0)),1,0)*IF(ISNUMBER($AF18),(1-$AF18),1) + IF(ISNUMBER(MATCH(AX$11,$AK18:$AP18,0)),-1,0)*_xlfn.IFS(ISNUMBER($AD18),$AD18,ISNUMBER($AE18),$AE18,ISNUMBER($AF18),$AF18,AND($AD18=0,$AE18=0,$AF18=0),1)","v":1},{"$f":"IF(ISNUMBER(MATCH(AY$11,$AG18:$AJ18,0)),1,0)*IF(ISNUMBER($AF18),(1-$AF18),1) + IF(ISNUMBER(MATCH(AY$11,$AK18:$AP18,0)),-1,0)*_xlfn.IFS(ISNUMBER($AD18),$AD18,ISNUMBER($AE18),$AE18,ISNUMBER($AF18),$AF18,AND($AD18=0,$AE18=0,$AF18=0),1)","v":0},{"$f":"IF(ISNUMBER(MATCH(AZ$11,$AG18:$AJ18,0)),1,0)*IF(ISNUMBER($AF18),(1-$AF18),1) + IF(ISNUMBER(MATCH(AZ$11,$AK18:$AP18,0)),-1,0)*_xlfn.IFS(ISNUMBER($AD18),$AD18,ISNUMBER($AE18),$AE18,ISNUMBER($AF18),$AF18,AND($AD18=0,$AE18=0,$AF18=0),1)","v":0},{"$f":"IF(ISNUMBER(MATCH(BA$11,$AG18:$AJ18,0)),1,0)*IF(ISNUMBER($AF18),(1-$AF18),1) + IF(ISNUMBER(MATCH(BA$11,$AK18:$AP18,0)),-1,0)*_xlfn.IFS(ISNUMBER($AD18),$AD18,ISNUMBER($AE18),$AE18,ISNUMBER($AF18),$AF18,AND($AD18=0,$AE18=0,$AF18=0),1)","v":0},{"$f":"IF(ISNUMBER(MATCH(BB$11,$AG18:$AJ18,0)),1,0)*IF(ISNUMBER($AF18),(1-$AF18),1) + IF(ISNUMBER(MATCH(BB$11,$AK18:$AP18,0)),-1,0)*_xlfn.IFS(ISNUMBER($AD18),$AD18,ISNUMBER($AE18),$AE18,ISNUMBER($AF18),$AF18,AND($AD18=0,$AE18=0,$AF18=0),1)","v":1},{"$f":"IF(ISNUMBER(MATCH(BC$11,$AG18:$AJ18,0)),1,0)*IF(ISNUMBER($AF18),(1-$AF18),1) + IF(ISNUMBER(MATCH(BC$11,$AK18:$AP18,0)),-1,0)*_xlfn.IFS(ISNUMBER($AD18),$AD18,ISNUMBER($AE18),$AE18,ISNUMBER($AF18),$AF18,AND($AD18=0,$AE18=0,$AF18=0),1)","v":-1},{"$f":"IF(ISNUMBER(MATCH(BD$11,$AG18:$AJ18,0)),1,0)*IF(ISNUMBER($AF18),(1-$AF18),1) + IF(ISNUMBER(MATCH(BD$11,$AK18:$AP18,0)),-1,0)*_xlfn.IFS(ISNUMBER($AD18),$AD18,ISNUMBER($AE18),$AE18,ISNUMBER($AF18),$AF18,AND($AD18=0,$AE18=0,$AF18=0),1)","v":0},{"$f":"IF(ISNUMBER(MATCH(BE$11,$AG18:$AJ18,0)),1,0)*IF(ISNUMBER($AF18),(1-$AF18),1) + IF(ISNUMBER(MATCH(BE$11,$AK18:$AP18,0)),-1,0)*_xlfn.IFS(ISNUMBER($AD18),$AD18,ISNUMBER($AE18),$AE18,ISNUMBER($AF18),$AF18,AND($AD18=0,$AE18=0,$AF18=0),1)","v":0},{"$f":"IF(ISNUMBER(MATCH(BF$11,$AG18:$AJ18,0)),1,0)*IF(ISNUMBER($AF18),(1-$AF18),1) + IF(ISNUMBER(MATCH(BF$11,$AK18:$AP18,0)),-1,0)*_xlfn.IFS(ISNUMBER($AD18),$AD18,ISNUMBER($AE18),$AE18,ISNUMBER($AF18),$AF18,AND($AD18=0,$AE18=0,$AF18=0),1)","v":0},{"$f":"IF(ISNUMBER(MATCH(BG$11,$AG18:$AJ18,0)),1,0)*IF(ISNUMBER($AF18),(1-$AF18),1) + IF(ISNUMBER(MATCH(BG$11,$AK18:$AP18,0)),-1,0)*_xlfn.IFS(ISNUMBER($AD18),$AD18,ISNUMBER($AE18),$AE18,ISNUMBER($AF18),$AF18,AND($AD18=0,$AE18=0,$AF18=0),1)","v":0},{"$f":"IF(ISNUMBER(MATCH(BH$11,$AG18:$AJ18,0)),1,0)*IF(ISNUMBER($AF18),(1-$AF18),1) + IF(ISNUMBER(MATCH(BH$11,$AK18:$AP18,0)),-1,0)*_xlfn.IFS(ISNUMBER($AD18),$AD18,ISNUMBER($AE18),$AE18,ISNUMBER($AF18),$AF18,AND($AD18=0,$AE18=0,$AF18=0),1)","v":0},{"$f":"IF(ISNUMBER(MATCH(BI$11,$AG18:$AJ18,0)),1,0)*IF(ISNUMBER($AF18),(1-$AF18),1) + IF(ISNUMBER(MATCH(BI$11,$AK18:$AP18,0)),-1,0)*_xlfn.IFS(ISNUMBER($AD18),$AD18,ISNUMBER($AE18),$AE18,ISNUMBER($AF18),$AF18,AND($AD18=0,$AE18=0,$AF18=0),1)","v":0},{"$f":"IF(ISNUMBER(MATCH(BJ$11,$AG18:$AJ18,0)),1,0)*IF(ISNUMBER($AF18),(1-$AF18),1) + IF(ISNUMBER(MATCH(BJ$11,$AK18:$AP18,0)),-1,0)*_xlfn.IFS(ISNUMBER($AD18),$AD18,ISNUMBER($AE18),$AE18,ISNUMBER($AF18),$AF18,AND($AD18=0,$AE18=0,$AF18=0),1)","v":0},{"$f":"IF(ISNUMBER(MATCH(BK$11,$AG18:$AJ18,0)),1,0)*IF(ISNUMBER($AF18),(1-$AF18),1) + IF(ISNUMBER(MATCH(BK$11,$AK18:$AP18,0)),-1,0)*_xlfn.IFS(ISNUMBER($AD18),$AD18,ISNUMBER($AE18),$AE18,ISNUMBER($AF18),$AF18,AND($AD18=0,$AE18=0,$AF18=0),1)","v":0},{"$f":"IF(ISNUMBER(MATCH(BL$11,$AG18:$AJ18,0)),1,0)*IF(ISNUMBER($AF18),(1-$AF18),1) + IF(ISNUMBER(MATCH(BL$11,$AK18:$AP18,0)),-1,0)*_xlfn.IFS(ISNUMBER($AD18),$AD18,ISNUMBER($AE18),$AE18,ISNUMBER($AF18),$AF18,AND($AD18=0,$AE18=0,$AF18=0),1)","v":0},{"$f":"IF(ISNUMBER(MATCH(BM$11,$AG18:$AJ18,0)),1,0)*IF(ISNUMBER($AF18),(1-$AF18),1) + IF(ISNUMBER(MATCH(BM$11,$AK18:$AP18,0)),-1,0)*_xlfn.IFS(ISNUMBER($AD18),$AD18,ISNUMBER($AE18),$AE18,ISNUMBER($AF18),$AF18,AND($AD18=0,$AE18=0,$AF18=0),1)","v":0},{"$f":"IF(ISNUMBER(MATCH(BN$11,$AG18:$AJ18,0)),1,0)*IF(ISNUMBER($AF18),(1-$AF18),1) + IF(ISNUMBER(MATCH(BN$11,$AK18:$AP18,0)),-1,0)*_xlfn.IFS(ISNUMBER($AD18),$AD18,ISNUMBER($AE18),$AE18,ISNUMBER($AF18),$AF18,AND($AD18=0,$AE18=0,$AF18=0),1)","v":0},{"$f":"IF(ISNUMBER(MATCH(BO$11,$AG18:$AJ18,0)),1,0)*IF(ISNUMBER($AF18),(1-$AF18),1) + IF(ISNUMBER(MATCH(BO$11,$AK18:$AP18,0)),-1,0)*_xlfn.IFS(ISNUMBER($AD18),$AD18,ISNUMBER($AE18),$AE18,ISNUMBER($AF18),$AF18,AND($AD18=0,$AE18=0,$AF18=0),1)","v":0},{"$f":"IF(ISNUMBER(MATCH(BP$11,$AG18:$AJ18,0)),1,0)*IF(ISNUMBER($AF18),(1-$AF18),1) + IF(ISNUMBER(MATCH(BP$11,$AK18:$AP18,0)),-1,0)*_xlfn.IFS(ISNUMBER($AD18),$AD18,ISNUMBER($AE18),$AE18,ISNUMBER($AF18),$AF18,AND($AD18=0,$AE18=0,$AF18=0),1)","v":0},{"$f":"IF(ISNUMBER(MATCH(BQ$11,$AG18:$AJ18,0)),1,0)*IF(ISNUMBER($AF18),(1-$AF18),1) + IF(ISNUMBER(MATCH(BQ$11,$AK18:$AP18,0)),-1,0)*_xlfn.IFS(ISNUMBER($AD18),$AD18,ISNUMBER($AE18),$AE18,ISNUMBER($AF18),$AF18,AND($AD18=0,$AE18=0,$AF18=0),1)","v":0},{"$f":"IF(ISNUMBER(MATCH(BR$11,$AG18:$AJ18,0)),1,0)*IF(ISNUMBER($AF18),(1-$AF18),1) + IF(ISNUMBER(MATCH(BR$11,$AK18:$AP18,0)),-1,0)*_xlfn.IFS(ISNUMBER($AD18),$AD18,ISNUMBER($AE18),$AE18,ISNUMBER($AF18),$AF18,AND($AD18=0,$AE18=0,$AF18=0),1)","v":0},{"$f":"IF(ISNUMBER(MATCH(BS$11,$AG18:$AJ18,0)),1,0)*IF(ISNUMBER($AF18),(1-$AF18),1) + IF(ISNUMBER(MATCH(BS$11,$AK18:$AP18,0)),-1,0)*_xlfn.IFS(ISNUMBER($AD18),$AD18,ISNUMBER($AE18),$AE18,ISNUMBER($AF18),$AF18,AND($AD18=0,$AE18=0,$AF18=0),1)","v":0},{"$f":"IF(ISNUMBER(MATCH(BT$11,$AG18:$AJ18,0)),1,0)*IF(ISNUMBER($AF18),(1-$AF18),1) + IF(ISNUMBER(MATCH(BT$11,$AK18:$AP18,0)),-1,0)*_xlfn.IFS(ISNUMBER($AD18),$AD18,ISNUMBER($AE18),$AE18,ISNUMBER($AF18),$AF18,AND($AD18=0,$AE18=0,$AF18=0),1)","v":0},{"$f":"IF(ISNUMBER(MATCH(BU$11,$AG18:$AJ18,0)),1,0)*IF(ISNUMBER($AF18),(1-$AF18),1) + IF(ISNUMBER(MATCH(BU$11,$AK18:$AP18,0)),-1,0)*_xlfn.IFS(ISNUMBER($AD18),$AD18,ISNUMBER($AE18),$AE18,ISNUMBER($AF18),$AF18,AND($AD18=0,$AE18=0,$AF18=0),1)","v":0},{"$f":"IF(ISNUMBER(MATCH(BV$11,$AG18:$AJ18,0)),1,0)*IF(ISNUMBER($AF18),(1-$AF18),1) + IF(ISNUMBER(MATCH(BV$11,$AK18:$AP18,0)),-1,0)*_xlfn.IFS(ISNUMBER($AD18),$AD18,ISNUMBER($AE18),$AE18,ISNUMBER($AF18),$AF18,AND($AD18=0,$AE18=0,$AF18=0),1)","v":0},{"$f":"IF(ISNUMBER(MATCH(BW$11,$AG18:$AJ18,0)),1,0)*IF(ISNUMBER($AF18),(1-$AF18),1) + IF(ISNUMBER(MATCH(BW$11,$AK18:$AP18,0)),-1,0)*_xlfn.IFS(ISNUMBER($AD18),$AD18,ISNUMBER($AE18),$AE18,ISNUMBER($AF18),$AF18,AND($AD18=0,$AE18=0,$AF18=0),1)","v":0},{"$f":"IF(ISNUMBER(MATCH(BX$11,$AG18:$AJ18,0)),1,0)*IF(ISNUMBER($AF18),(1-$AF18),1) + IF(ISNUMBER(MATCH(BX$11,$AK18:$AP18,0)),-1,0)*_xlfn.IFS(ISNUMBER($AD18),$AD18,ISNUMBER($AE18),$AE18,ISNUMBER($AF18),$AF18,AND($AD18=0,$AE18=0,$AF18=0),1)","v":0},{"$f":"IF(ISNUMBER(MATCH(BY$11,$AG18:$AJ18,0)),1,0)*IF(ISNUMBER($AF18),(1-$AF18),1) + IF(ISNUMBER(MATCH(BY$11,$AK18:$AP18,0)),-1,0)*_xlfn.IFS(ISNUMBER($AD18),$AD18,ISNUMBER($AE18),$AE18,ISNUMBER($AF18),$AF18,AND($AD18=0,$AE18=0,$AF18=0),1)","v":0},{"$f":"IF(ISNUMBER(MATCH(BZ$11,$AG18:$AJ18,0)),1,0)*IF(ISNUMBER($AF18),(1-$AF18),1) + IF(ISNUMBER(MATCH(BZ$11,$AK18:$AP18,0)),-1,0)*_xlfn.IFS(ISNUMBER($AD18),$AD18,ISNUMBER($AE18),$AE18,ISNUMBER($AF18),$AF18,AND($AD18=0,$AE18=0,$AF18=0),1)","v":0},{"$f":"IF(ISNUMBER(MATCH(CA$11,$AG18:$AJ18,0)),1,0)*IF(ISNUMBER($AF18),(1-$AF18),1) + IF(ISNUMBER(MATCH(CA$11,$AK18:$AP18,0)),-1,0)*_xlfn.IFS(ISNUMBER($AD18),$AD18,ISNUMBER($AE18),$AE18,ISNUMBER($AF18),$AF18,AND($AD18=0,$AE18=0,$AF18=0),1)","v":0},{"$f":"IF(ISNUMBER(MATCH(CB$11,$AG18:$AJ18,0)),1,0)*IF(ISNUMBER($AF18),(1-$AF18),1) + IF(ISNUMBER(MATCH(CB$11,$AK18:$AP18,0)),-1,0)*_xlfn.IFS(ISNUMBER($AD18),$AD18,ISNUMBER($AE18),$AE18,ISNUMBER($AF18),$AF18,AND($AD18=0,$AE18=0,$AF18=0),1)","v":0},{"$f":"IF(ISNUMBER(MATCH(CC$11,$AG18:$AJ18,0)),1,0)*IF(ISNUMBER($AF18),(1-$AF18),1) + IF(ISNUMBER(MATCH(CC$11,$AK18:$AP18,0)),-1,0)*_xlfn.IFS(ISNUMBER($AD18),$AD18,ISNUMBER($AE18),$AE18,ISNUMBER($AF18),$AF18,AND($AD18=0,$AE18=0,$AF18=0),1)","v":0},{"$f":"IF(ISNUMBER(MATCH(CD$11,$AG18:$AJ18,0)),1,0)*IF(ISNUMBER($AF18),(1-$AF18),1) + IF(ISNUMBER(MATCH(CD$11,$AK18:$AP18,0)),-1,0)*_xlfn.IFS(ISNUMBER($AD18),$AD18,ISNUMBER($AE18),$AE18,ISNUMBER($AF18),$AF18,AND($AD18=0,$AE18=0,$AF18=0),1)","v":0},{"$f":"IF(ISNUMBER(MATCH(CE$11,$AG18:$AJ18,0)),1,0)*IF(ISNUMBER($AF18),(1-$AF18),1) + IF(ISNUMBER(MATCH(CE$11,$AK18:$AP18,0)),-1,0)*_xlfn.IFS(ISNUMBER($AD18),$AD18,ISNUMBER($AE18),$AE18,ISNUMBER($AF18),$AF18,AND($AD18=0,$AE18=0,$AF18=0),1)","v":0},{"$f":"IF(ISNUMBER(MATCH(CF$11,$AG18:$AJ18,0)),1,0)*IF(ISNUMBER($AF18),(1-$AF18),1) + IF(ISNUMBER(MATCH(CF$11,$AK18:$AP18,0)),-1,0)*_xlfn.IFS(ISNUMBER($AD18),$AD18,ISNUMBER($AE18),$AE18,ISNUMBER($AF18),$AF18,AND($AD18=0,$AE18=0,$AF18=0),1)","v":0},{"$f":"IF(ISNUMBER(MATCH(CG$11,$AG18:$AJ18,0)),1,0)*IF(ISNUMBER($AF18),(1-$AF18),1) + IF(ISNUMBER(MATCH(CG$11,$AK18:$AP18,0)),-1,0)*_xlfn.IFS(ISNUMBER($AD18),$AD18,ISNUMBER($AE18),$AE18,ISNUMBER($AF18),$AF18,AND($AD18=0,$AE18=0,$AF18=0),1)","v":0},{"$f":"IF(ISNUMBER(MATCH(CH$11,$AG18:$AJ18,0)),1,0)*IF(ISNUMBER($AF18),(1-$AF18),1) + IF(ISNUMBER(MATCH(CH$11,$AK18:$AP18,0)),-1,0)*_xlfn.IFS(ISNUMBER($AD18),$AD18,ISNUMBER($AE18),$AE18,ISNUMBER($AF18),$AF18,AND($AD18=0,$AE18=0,$AF18=0),1)","v":0},{"$f":"IF(ISNUMBER(MATCH(CI$11,$AG18:$AJ18,0)),1,0)*IF(ISNUMBER($AF18),(1-$AF18),1) + IF(ISNUMBER(MATCH(CI$11,$AK18:$AP18,0)),-1,0)*_xlfn.IFS(ISNUMBER($AD18),$AD18,ISNUMBER($AE18),$AE18,ISNUMBER($AF18),$AF18,AND($AD18=0,$AE18=0,$AF18=0),1)","v":0},{"$f":"IF(ISNUMBER(MATCH(CJ$11,$AG18:$AJ18,0)),1,0)*IF(ISNUMBER($AF18),(1-$AF18),1) + IF(ISNUMBER(MATCH(CJ$11,$AK18:$AP18,0)),-1,0)*_xlfn.IFS(ISNUMBER($AD18),$AD18,ISNUMBER($AE18),$AE18,ISNUMBER($AF18),$AF18,AND($AD18=0,$AE18=0,$AF18=0),1)","v":0},{"$f":"IF(ISNUMBER(MATCH(CK$11,$AG18:$AJ18,0)),1,0)*IF(ISNUMBER($AF18),(1-$AF18),1) + IF(ISNUMBER(MATCH(CK$11,$AK18:$AP18,0)),-1,0)*_xlfn.IFS(ISNUMBER($AD18),$AD18,ISNUMBER($AE18),$AE18,ISNUMBER($AF18),$AF18,AND($AD18=0,$AE18=0,$AF18=0),1)","v":0},{"$f":"IF(ISNUMBER(MATCH(CL$11,$AG18:$AJ18,0)),1,0)*IF(ISNUMBER($AF18),(1-$AF18),1) + IF(ISNUMBER(MATCH(CL$11,$AK18:$AP18,0)),-1,0)*_xlfn.IFS(ISNUMBER($AD18),$AD18,ISNUMBER($AE18),$AE18,ISNUMBER($AF18),$AF18,AND($AD18=0,$AE18=0,$AF18=0),1)","v":0},{"$f":"IF(ISNUMBER(MATCH(CM$11,$AG18:$AJ18,0)),1,0)*IF(ISNUMBER($AF18),(1-$AF18),1) + IF(ISNUMBER(MATCH(CM$11,$AK18:$AP18,0)),-1,0)*_xlfn.IFS(ISNUMBER($AD18),$AD18,ISNUMBER($AE18),$AE18,ISNUMBER($AF18),$AF18,AND($AD18=0,$AE18=0,$AF18=0),1)","v":0},{"$f":"IF(ISNUMBER(MATCH(CN$11,$AG18:$AJ18,0)),1,0)*IF(ISNUMBER($AF18),(1-$AF18),1) + IF(ISNUMBER(MATCH(CN$11,$AK18:$AP18,0)),-1,0)*_xlfn.IFS(ISNUMBER($AD18),$AD18,ISNUMBER($AE18),$AE18,ISNUMBER($AF18),$AF18,AND($AD18=0,$AE18=0,$AF18=0),1)","v":0},{"$f":"IF(ISNUMBER(MATCH(CO$11,$AG18:$AJ18,0)),1,0)*IF(ISNUMBER($AF18),(1-$AF18),1) + IF(ISNUMBER(MATCH(CO$11,$AK18:$AP18,0)),-1,0)*_xlfn.IFS(ISNUMBER($AD18),$AD18,ISNUMBER($AE18),$AE18,ISNUMBER($AF18),$AF18,AND($AD18=0,$AE18=0,$AF18=0),1)","v":0},{"$f":"IF(ISNUMBER(MATCH(CP$11,$AG18:$AJ18,0)),1,0)*IF(ISNUMBER($AF18),(1-$AF18),1) + IF(ISNUMBER(MATCH(CP$11,$AK18:$AP18,0)),-1,0)*_xlfn.IFS(ISNUMBER($AD18),$AD18,ISNUMBER($AE18),$AE18,ISNUMBER($AF18),$AF18,AND($AD18=0,$AE18=0,$AF18=0),1)","v":0},{"$f":"IF(ISNUMBER(MATCH(CQ$11,$AG18:$AJ18,0)),1,0)*IF(ISNUMBER($AF18),(1-$AF18),1) + IF(ISNUMBER(MATCH(CQ$11,$AK18:$AP18,0)),-1,0)*_xlfn.IFS(ISNUMBER($AD18),$AD18,ISNUMBER($AE18),$AE18,ISNUMBER($AF18),$AF18,AND($AD18=0,$AE18=0,$AF18=0),1)","v":0},{"$f":"IF(ISNUMBER(MATCH(CR$11,$AG18:$AJ18,0)),1,0)*IF(ISNUMBER($AF18),(1-$AF18),1) + IF(ISNUMBER(MATCH(CR$11,$AK18:$AP18,0)),-1,0)*_xlfn.IFS(ISNUMBER($AD18),$AD18,ISNUMBER($AE18),$AE18,ISNUMBER($AF18),$AF18,AND($AD18=0,$AE18=0,$AF18=0),1)","v":0},{"$f":"IF(ISNUMBER(MATCH(CS$11,$AG18:$AJ18,0)),1,0)*IF(ISNUMBER($AF18),(1-$AF18),1) + IF(ISNUMBER(MATCH(CS$11,$AK18:$AP18,0)),-1,0)*_xlfn.IFS(ISNUMBER($AD18),$AD18,ISNUMBER($AE18),$AE18,ISNUMBER($AF18),$AF18,AND($AD18=0,$AE18=0,$AF18=0),1)","v":0},{"$f":"IF(ISNUMBER(MATCH(CT$11,$AG18:$AJ18,0)),1,0)*IF(ISNUMBER($AF18),(1-$AF18),1) + IF(ISNUMBER(MATCH(CT$11,$AK18:$AP18,0)),-1,0)*_xlfn.IFS(ISNUMBER($AD18),$AD18,ISNUMBER($AE18),$AE18,ISNUMBER($AF18),$AF18,AND($AD18=0,$AE18=0,$AF18=0),1)","v":0},{"$f":"IF(ISNUMBER(MATCH(CU$11,$AG18:$AJ18,0)),1,0)*IF(ISNUMBER($AF18),(1-$AF18),1) + IF(ISNUMBER(MATCH(CU$11,$AK18:$AP18,0)),-1,0)*_xlfn.IFS(ISNUMBER($AD18),$AD18,ISNUMBER($AE18),$AE18,ISNUMBER($AF18),$AF18,AND($AD18=0,$AE18=0,$AF18=0),1)","v":0},{"$f":"IF(ISNUMBER(MATCH(CV$11,$AG18:$AJ18,0)),1,0)*IF(ISNUMBER($AF18),(1-$AF18),1) + IF(ISNUMBER(MATCH(CV$11,$AK18:$AP18,0)),-1,0)*_xlfn.IFS(ISNUMBER($AD18),$AD18,ISNUMBER($AE18),$AE18,ISNUMBER($AF18),$AF18,AND($AD18=0,$AE18=0,$AF18=0),1)","v":0},{"$f":"IF(ISNUMBER(MATCH(CW$11,$AG18:$AJ18,0)),1,0)*IF(ISNUMBER($AF18),(1-$AF18),1) + IF(ISNUMBER(MATCH(CW$11,$AK18:$AP18,0)),-1,0)*_xlfn.IFS(ISNUMBER($AD18),$AD18,ISNUMBER($AE18),$AE18,ISNUMBER($AF18),$AF18,AND($AD18=0,$AE18=0,$AF18=0),1)","v":0},{"$f":"IF(ISNUMBER(MATCH(CX$11,$AG18:$AJ18,0)),1,0)*IF(ISNUMBER($AF18),(1-$AF18),1) + IF(ISNUMBER(MATCH(CX$11,$AK18:$AP18,0)),-1,0)*_xlfn.IFS(ISNUMBER($AD18),$AD18,ISNUMBER($AE18),$AE18,ISNUMBER($AF18),$AF18,AND($AD18=0,$AE18=0,$AF18=0),1)","v":0},{"$f":"IF(ISNUMBER(MATCH(CY$11,$AG18:$AJ18,0)),1,0)*IF(ISNUMBER($AF18),(1-$AF18),1) + IF(ISNUMBER(MATCH(CY$11,$AK18:$AP18,0)),-1,0)*_xlfn.IFS(ISNUMBER($AD18),$AD18,ISNUMBER($AE18),$AE18,ISNUMBER($AF18),$AF18,AND($AD18=0,$AE18=0,$AF18=0),1)","v":0},{"$f":"IF(ISNUMBER(MATCH(CZ$11,$AG18:$AJ18,0)),1,0)*IF(ISNUMBER($AF18),(1-$AF18),1) + IF(ISNUMBER(MATCH(CZ$11,$AK18:$AP18,0)),-1,0)*_xlfn.IFS(ISNUMBER($AD18),$AD18,ISNUMBER($AE18),$AE18,ISNUMBER($AF18),$AF18,AND($AD18=0,$AE18=0,$AF18=0),1)","v":0},{"$f":"IF(ISNUMBER(MATCH(DA$11,$AG18:$AJ18,0)),1,0)*IF(ISNUMBER($AF18),(1-$AF18),1) + IF(ISNUMBER(MATCH(DA$11,$AK18:$AP18,0)),-1,0)*_xlfn.IFS(ISNUMBER($AD18),$AD18,ISNUMBER($AE18),$AE18,ISNUMBER($AF18),$AF18,AND($AD18=0,$AE18=0,$AF18=0),1)","v":0},{"$f":"IF(ISNUMBER(MATCH(DB$11,$AG18:$AJ18,0)),1,0)*IF(ISNUMBER($AF18),(1-$AF18),1) + IF(ISNUMBER(MATCH(DB$11,$AK18:$AP18,0)),-1,0)*_xlfn.IFS(ISNUMBER($AD18),$AD18,ISNUMBER($AE18),$AE18,ISNUMBER($AF18),$AF18,AND($AD18=0,$AE18=0,$AF18=0),1)","v":0},{"$f":"IF(ISNUMBER(MATCH(DC$11,$AG18:$AJ18,0)),1,0)*IF(ISNUMBER($AF18),(1-$AF18),1) + IF(ISNUMBER(MATCH(DC$11,$AK18:$AP18,0)),-1,0)*_xlfn.IFS(ISNUMBER($AD18),$AD18,ISNUMBER($AE18),$AE18,ISNUMBER($AF18),$AF18,AND($AD18=0,$AE18=0,$AF18=0),1)","v":0},{"$f":"IF(ISNUMBER(MATCH(DD$11,$AG18:$AJ18,0)),1,0)*IF(ISNUMBER($AF18),(1-$AF18),1) + IF(ISNUMBER(MATCH(DD$11,$AK18:$AP18,0)),-1,0)*_xlfn.IFS(ISNUMBER($AD18),$AD18,ISNUMBER($AE18),$AE18,ISNUMBER($AF18),$AF18,AND($AD18=0,$AE18=0,$AF18=0),1)","v":0},{"$f":"IF(ISNUMBER(MATCH(DE$11,$AG18:$AJ18,0)),1,0)*IF(ISNUMBER($AF18),(1-$AF18),1) + IF(ISNUMBER(MATCH(DE$11,$AK18:$AP18,0)),-1,0)*_xlfn.IFS(ISNUMBER($AD18),$AD18,ISNUMBER($AE18),$AE18,ISNUMBER($AF18),$AF18,AND($AD18=0,$AE18=0,$AF18=0),1)","v":0},null,0,"PowerCrit","Chiller","Conservation",null,null,null,null,null,null,null,null,null,"e_crit_swb-drms",1.1651835030778486,41.817897521724319,1.0101010101010102E-2,1.0101010101010102,1.0207727249527893E-2,1.0671714851779162E-2,1.0315522349040814E-2,1.0779509951292083E-2,0,-4.6398760225126786E-4,0,0,0,0,1.0207727249527893E-2,1.0315522349040814E-2,2.5470425553187193E-5,2.5470425553187193E-5,-2.5470425553187193E-5,-2.5470425553187193E-5,2.5470425553187193E-5,1.0628713807109223E-2,1.0233197675081081E-2,0,0,-2.5470425553187193E-5,-2.5470425553187193E-5,2.5470425553187193E-5,1.0806138123461321E-2,1.0233197675081081E-2,0,0,-2.5470425553187193E-5,-2.5470425553187193E-5,2.5470425553187193E-5,1.0340992774594E-2,1.0233197675081081E-2,0,0,-2.5470425553187193E-5,-2.5470425553187193E-5,2.5470425553187193E-5,1.0340992774594E-2,1.0233197675081081E-2,0,0,0,0,-2.5470425553187197E-5,0,0,0,0,0,0,0,0,0,0,-2.5470425553187193E-5,0,0,0,0,0,0,0,0,null,null,null,null,null,null,null,null,null,null,null,"e_crit_swb-drms",null,41.817897521724319,1.0101010101010102E-2,1.0101010101010102,1.0207727249527893E-2,1.0671714851779162E-2,1.0315522349040814E-2,1.0779509951292083E-2,0,-4.6398760225126786E-4,0,0,0,0,1.0207727249527893E-2,1.0315522349040814E-2,2.54704255531849E-5,2.5470425553187193E-5,-2.5470425553187193E-5,-2.54704255531849E-5,2.5470425553187193E-5,1.0628713807109223E-2,1.0233197675081077E-2,-2.2951468535792027E-18,0,-2.5470425553187193E-5,-2.54704255531849E-5,2.5470425553187193E-5,1.0806138123461321E-2,1.0233197675081077E-2,-2.2950267117003514E-18,0,-2.5470425553187193E-5,-2.54704255531849E-5,2.5470425553187193E-5,1.0340992774594E-2,1.0233197675081077E-2,-2.2951468535792027E-18,0,-2.5470425553187193E-5,-2.54704255531849E-5,2.5470425553187193E-5,1.0340992774594E-2,1.0233197675081077E-2,-2.2951468535792027E-18,0,0,0,-2.547042555318719E-5,0,0,0,3.5071507072698824E-21,0,0,0,0,0,0,-2.5470425553187193E-5,0,0,0,0,0,0,0,0,null,null,"e_crit_swb-drms",41.817897521724319,1.0101010101010102E-2,1.0101010101010102,1.0207727249527893E-2,1.0671714851779162E-2,1.0315522349040814E-2,1.0779509951292083E-2,0,-4.6398760225126786E-4,0,0,0,0,1.0207727249527893E-2,1.0315522349040814E-2,2.54704255531849E-5,2.5470425553187193E-5,-2.5470425553187193E-5,-2.54704255531849E-5,2.5470425553187193E-5,1.0628713807109223E-2,1.0233197675081077E-2,-2.2951468535792027E-18,0,-2.5470425553187193E-5,-2.54704255531849E-5,2.5470425553187193E-5,1.0806138123461321E-2,1.0233197675081077E-2,-2.2950267117003514E-18,0,-2.5470425553187193E-5,-2.54704255531849E-5,2.5470425553187193E-5,1.0340992774594E-2,1.0233197675081077E-2,-2.2951468535792027E-18,0,-2.5470425553187193E-5,-2.54704255531849E-5,2.5470425553187193E-5,1.0340992774594E-2,1.0233197675081077E-2,-2.2951468535792027E-18,0,0,0,-2.547042555318719E-5,0,0,0,3.5071507072698824E-21,0,0,0,0,0,0,-2.5470425553187193E-5,0,0,0,0,0,0,0,0]
[null,null,null,null,null,null,null,null,null,null,null,null,null,null,null,null,null,null,"e_crit_ups-drms",3900.1928652185552,3900.1928652185552,3900.1928652185552,3900.1928652185552,3900.1928652185552,3900.1928652185552,null,null,"COP",null,null,{"$f":"'Back-up Power Calculate'!I23","v":22},null,"q_crit_swb-ch","q_crit_ups-ch",null,null,"e_crit_swb-ch",null,null,null,null,null,null,{"$f":"IF(ISNUMBER(MATCH(AR$11,$AG19:$AJ19,0)),1,0)*IF(ISNUMBER($AF19),(1-$AF19),1) + IF(ISNUMBER(MATCH(AR$11,$AK19:$AP19,0)),-1,0)*_xlfn.IFS(ISNUMBER($AD19),$AD19,ISNUMBER($AE19),$AE19,ISNUMBER($AF19),$AF19,AND($AD19=0,$AE19=0,$AF19=0),1)","v":0},{"$f":"IF(ISNUMBER(MATCH(AS$11,$AG19:$AJ19,0)),1,0)*IF(ISNUMBER($AF19),(1-$AF19),1) + IF(ISNUMBER(MATCH(AS$11,$AK19:$AP19,0)),-1,0)*_xlfn.IFS(ISNUMBER($AD19),$AD19,ISNUMBER($AE19),$AE19,ISNUMBER($AF19),$AF19,AND($AD19=0,$AE19=0,$AF19=0),1)","v":0},{"$f":"IF(ISNUMBER(MATCH(AT$11,$AG19:$AJ19,0)),1,0)*IF(ISNUMBER($AF19),(1-$AF19),1) + IF(ISNUMBER(MATCH(AT$11,$AK19:$AP19,0)),-1,0)*_xlfn.IFS(ISNUMBER($AD19),$AD19,ISNUMBER($AE19),$AE19,ISNUMBER($AF19),$AF19,AND($AD19=0,$AE19=0,$AF19=0),1)","v":0},{"$f":"IF(ISNUMBER(MATCH(AU$11,$AG19:$AJ19,0)),1,0)*IF(ISNUMBER($AF19),(1-$AF19),1) + IF(ISNUMBER(MATCH(AU$11,$AK19:$AP19,0)),-1,0)*_xlfn.IFS(ISNUMBER($AD19),$AD19,ISNUMBER($AE19),$AE19,ISNUMBER($AF19),$AF19,AND($AD19=0,$AE19=0,$AF19=0),1)","v":0},{"$f":"IF(ISNUMBER(MATCH(AV$11,$AG19:$AJ19,0)),1,0)*IF(ISNUMBER($AF19),(1-$AF19),1) + IF(ISNUMBER(MATCH(AV$11,$AK19:$AP19,0)),-1,0)*_xlfn.IFS(ISNUMBER($AD19),$AD19,ISNUMBER($AE19),$AE19,ISNUMBER($AF19),$AF19,AND($AD19=0,$AE19=0,$AF19=0),1)","v":0},{"$f":"IF(ISNUMBER(MATCH(AW$11,$AG19:$AJ19,0)),1,0)*IF(ISNUMBER($AF19),(1-$AF19),1) + IF(ISNUMBER(MATCH(AW$11,$AK19:$AP19,0)),-1,0)*_xlfn.IFS(ISNUMBER($AD19),$AD19,ISNUMBER($AE19),$AE19,ISNUMBER($AF19),$AF19,AND($AD19=0,$AE19=0,$AF19=0),1)","v":-22},{"$f":"IF(ISNUMBER(MATCH(AX$11,$AG19:$AJ19,0)),1,0)*IF(ISNUMBER($AF19),(1-$AF19),1) + IF(ISNUMBER(MATCH(AX$11,$AK19:$AP19,0)),-1,0)*_xlfn.IFS(ISNUMBER($AD19),$AD19,ISNUMBER($AE19),$AE19,ISNUMBER($AF19),$AF19,AND($AD19=0,$AE19=0,$AF19=0),1)","v":1},{"$f":"IF(ISNUMBER(MATCH(AY$11,$AG19:$AJ19,0)),1,0)*IF(ISNUMBER($AF19),(1-$AF19),1) + IF(ISNUMBER(MATCH(AY$11,$AK19:$AP19,0)),-1,0)*_xlfn.IFS(ISNUMBER($AD19),$AD19,ISNUMBER($AE19),$AE19,ISNUMBER($AF19),$AF19,AND($AD19=0,$AE19=0,$AF19=0),1)","v":0},{"$f":"IF(ISNUMBER(MATCH(AZ$11,$AG19:$AJ19,0)),1,0)*IF(ISNUMBER($AF19),(1-$AF19),1) + IF(ISNUMBER(MATCH(AZ$11,$AK19:$AP19,0)),-1,0)*_xlfn.IFS(ISNUMBER($AD19),$AD19,ISNUMBER($AE19),$AE19,ISNUMBER($AF19),$AF19,AND($AD19=0,$AE19=0,$AF19=0),1)","v":0},{"$f":"IF(ISNUMBER(MATCH(BA$11,$AG19:$AJ19,0)),1,0)*IF(ISNUMBER($AF19),(1-$AF19),1) + IF(ISNUMBER(MATCH(BA$11,$AK19:$AP19,0)),-1,0)*_xlfn.IFS(ISNUMBER($AD19),$AD19,ISNUMBER($AE19),$AE19,ISNUMBER($AF19),$AF19,AND($AD19=0,$AE19=0,$AF19=0),1)","v":0},{"$f":"IF(ISNUMBER(MATCH(BB$11,$AG19:$AJ19,0)),1,0)*IF(ISNUMBER($AF19),(1-$AF19),1) + IF(ISNUMBER(MATCH(BB$11,$AK19:$AP19,0)),-1,0)*_xlfn.IFS(ISNUMBER($AD19),$AD19,ISNUMBER($AE19),$AE19,ISNUMBER($AF19),$AF19,AND($AD19=0,$AE19=0,$AF19=0),1)","v":1},{"$f":"IF(ISNUMBER(MATCH(BC$11,$AG19:$AJ19,0)),1,0)*IF(ISNUMBER($AF19),(1-$AF19),1) + IF(ISNUMBER(MATCH(BC$11,$AK19:$AP19,0)),-1,0)*_xlfn.IFS(ISNUMBER($AD19),$AD19,ISNUMBER($AE19),$AE19,ISNUMBER($AF19),$AF19,AND($AD19=0,$AE19=0,$AF19=0),1)","v":0},{"$f":"IF(ISNUMBER(MATCH(BD$11,$AG19:$AJ19,0)),1,0)*IF(ISNUMBER($AF19),(1-$AF19),1) + IF(ISNUMBER(MATCH(BD$11,$AK19:$AP19,0)),-1,0)*_xlfn.IFS(ISNUMBER($AD19),$AD19,ISNUMBER($AE19),$AE19,ISNUMBER($AF19),$AF19,AND($AD19=0,$AE19=0,$AF19=0),1)","v":0},{"$f":"IF(ISNUMBER(MATCH(BE$11,$AG19:$AJ19,0)),1,0)*IF(ISNUMBER($AF19),(1-$AF19),1) + IF(ISNUMBER(MATCH(BE$11,$AK19:$AP19,0)),-1,0)*_xlfn.IFS(ISNUMBER($AD19),$AD19,ISNUMBER($AE19),$AE19,ISNUMBER($AF19),$AF19,AND($AD19=0,$AE19=0,$AF19=0),1)","v":0},{"$f":"IF(ISNUMBER(MATCH(BF$11,$AG19:$AJ19,0)),1,0)*IF(ISNUMBER($AF19),(1-$AF19),1) + IF(ISNUMBER(MATCH(BF$11,$AK19:$AP19,0)),-1,0)*_xlfn.IFS(ISNUMBER($AD19),$AD19,ISNUMBER($AE19),$AE19,ISNUMBER($AF19),$AF19,AND($AD19=0,$AE19=0,$AF19=0),1)","v":0},{"$f":"IF(ISNUMBER(MATCH(BG$11,$AG19:$AJ19,0)),1,0)*IF(ISNUMBER($AF19),(1-$AF19),1) + IF(ISNUMBER(MATCH(BG$11,$AK19:$AP19,0)),-1,0)*_xlfn.IFS(ISNUMBER($AD19),$AD19,ISNUMBER($AE19),$AE19,ISNUMBER($AF19),$AF19,AND($AD19=0,$AE19=0,$AF19=0),1)","v":0},{"$f":"IF(ISNUMBER(MATCH(BH$11,$AG19:$AJ19,0)),1,0)*IF(ISNUMBER($AF19),(1-$AF19),1) + IF(ISNUMBER(MATCH(BH$11,$AK19:$AP19,0)),-1,0)*_xlfn.IFS(ISNUMBER($AD19),$AD19,ISNUMBER($AE19),$AE19,ISNUMBER($AF19),$AF19,AND($AD19=0,$AE19=0,$AF19=0),1)","v":0},{"$f":"IF(ISNUMBER(MATCH(BI$11,$AG19:$AJ19,0)),1,0)*IF(ISNUMBER($AF19),(1-$AF19),1) + IF(ISNUMBER(MATCH(BI$11,$AK19:$AP19,0)),-1,0)*_xlfn.IFS(ISNUMBER($AD19),$AD19,ISNUMBER($AE19),$AE19,ISNUMBER($AF19),$AF19,AND($AD19=0,$AE19=0,$AF19=0),1)","v":0},{"$f":"IF(ISNUMBER(MATCH(BJ$11,$AG19:$AJ19,0)),1,0)*IF(ISNUMBER($AF19),(1-$AF19),1) + IF(ISNUMBER(MATCH(BJ$11,$AK19:$AP19,0)),-1,0)*_xlfn.IFS(ISNUMBER($AD19),$AD19,ISNUMBER($AE19),$AE19,ISNUMBER($AF19),$AF19,AND($AD19=0,$AE19=0,$AF19=0),1)","v":0},{"$f":"IF(ISNUMBER(MATCH(BK$11,$AG19:$AJ19,0)),1,0)*IF(ISNUMBER($AF19),(1-$AF19),1) + IF(ISNUMBER(MATCH(BK$11,$AK19:$AP19,0)),-1,0)*_xlfn.IFS(ISNUMBER($AD19),$AD19,ISNUMBER($AE19),$AE19,ISNUMBER($AF19),$AF19,AND($AD19=0,$AE19=0,$AF19=0),1)","v":0},{"$f":"IF(ISNUMBER(MATCH(BL$11,$AG19:$AJ19,0)),1,0)*IF(ISNUMBER($AF19),(1-$AF19),1) + IF(ISNUMBER(MATCH(BL$11,$AK19:$AP19,0)),-1,0)*_xlfn.IFS(ISNUMBER($AD19),$AD19,ISNUMBER($AE19),$AE19,ISNUMBER($AF19),$AF19,AND($AD19=0,$AE19=0,$AF19=0),1)","v":0},{"$f":"IF(ISNUMBER(MATCH(BM$11,$AG19:$AJ19,0)),1,0)*IF(ISNUMBER($AF19),(1-$AF19),1) + IF(ISNUMBER(MATCH(BM$11,$AK19:$AP19,0)),-1,0)*_xlfn.IFS(ISNUMBER($AD19),$AD19,ISNUMBER($AE19),$AE19,ISNUMBER($AF19),$AF19,AND($AD19=0,$AE19=0,$AF19=0),1)","v":0},{"$f":"IF(ISNUMBER(MATCH(BN$11,$AG19:$AJ19,0)),1,0)*IF(ISNUMBER($AF19),(1-$AF19),1) + IF(ISNUMBER(MATCH(BN$11,$AK19:$AP19,0)),-1,0)*_xlfn.IFS(ISNUMBER($AD19),$AD19,ISNUMBER($AE19),$AE19,ISNUMBER($AF19),$AF19,AND($AD19=0,$AE19=0,$AF19=0),1)","v":0},{"$f":"IF(ISNUMBER(MATCH(BO$11,$AG19:$AJ19,0)),1,0)*IF(ISNUMBER($AF19),(1-$AF19),1) + IF(ISNUMBER(MATCH(BO$11,$AK19:$AP19,0)),-1,0)*_xlfn.IFS(ISNUMBER($AD19),$AD19,ISNUMBER($AE19),$AE19,ISNUMBER($AF19),$AF19,AND($AD19=0,$AE19=0,$AF19=0),1)","v":0},{"$f":"IF(ISNUMBER(MATCH(BP$11,$AG19:$AJ19,0)),1,0)*IF(ISNUMBER($AF19),(1-$AF19),1) + IF(ISNUMBER(MATCH(BP$11,$AK19:$AP19,0)),-1,0)*_xlfn.IFS(ISNUMBER($AD19),$AD19,ISNUMBER($AE19),$AE19,ISNUMBER($AF19),$AF19,AND($AD19=0,$AE19=0,$AF19=0),1)","v":0},{"$f":"IF(ISNUMBER(MATCH(BQ$11,$AG19:$AJ19,0)),1,0)*IF(ISNUMBER($AF19),(1-$AF19),1) + IF(ISNUMBER(MATCH(BQ$11,$AK19:$AP19,0)),-1,0)*_xlfn.IFS(ISNUMBER($AD19),$AD19,ISNUMBER($AE19),$AE19,ISNUMBER($AF19),$AF19,AND($AD19=0,$AE19=0,$AF19=0),1)","v":0},{"$f":"IF(ISNUMBER(MATCH(BR$11,$AG19:$AJ19,0)),1,0)*IF(ISNUMBER($AF19),(1-$AF19),1) + IF(ISNUMBER(MATCH(BR$11,$AK19:$AP19,0)),-1,0)*_xlfn.IFS(ISNUMBER($AD19),$AD19,ISNUMBER($AE19),$AE19,ISNUMBER($AF19),$AF19,AND($AD19=0,$AE19=0,$AF19=0),1)","v":0},{"$f":"IF(ISNUMBER(MATCH(BS$11,$AG19:$AJ19,0)),1,0)*IF(ISNUMBER($AF19),(1-$AF19),1) + IF(ISNUMBER(MATCH(BS$11,$AK19:$AP19,0)),-1,0)*_xlfn.IFS(ISNUMBER($AD19),$AD19,ISNUMBER($AE19),$AE19,ISNUMBER($AF19),$AF19,AND($AD19=0,$AE19=0,$AF19=0),1)","v":0},{"$f":"IF(ISNUMBER(MATCH(BT$11,$AG19:$AJ19,0)),1,0)*IF(ISNUMBER($AF19),(1-$AF19),1) + IF(ISNUMBER(MATCH(BT$11,$AK19:$AP19,0)),-1,0)*_xlfn.IFS(ISNUMBER($AD19),$AD19,ISNUMBER($AE19),$AE19,ISNUMBER($AF19),$AF19,AND($AD19=0,$AE19=0,$AF19=0),1)","v":0},{"$f":"IF(ISNUMBER(MATCH(BU$11,$AG19:$AJ19,0)),1,0)*IF(ISNUMBER($AF19),(1-$AF19),1) + IF(ISNUMBER(MATCH(BU$11,$AK19:$AP19,0)),-1,0)*_xlfn.IFS(ISNUMBER($AD19),$AD19,ISNUMBER($AE19),$AE19,ISNUMBER($AF19),$AF19,AND($AD19=0,$AE19=0,$AF19=0),1)","v":0},{"$f":"IF(ISNUMBER(MATCH(BV$11,$AG19:$AJ19,0)),1,0)*IF(ISNUMBER($AF19),(1-$AF19),1) + IF(ISNUMBER(MATCH(BV$11,$AK19:$AP19,0)),-1,0)*_xlfn.IFS(ISNUMBER($AD19),$AD19,ISNUMBER($AE19),$AE19,ISNUMBER($AF19),$AF19,AND($AD19=0,$AE19=0,$AF19=0),1)","v":0},{"$f":"IF(ISNUMBER(MATCH(BW$11,$AG19:$AJ19,0)),1,0)*IF(ISNUMBER($AF19),(1-$AF19),1) + IF(ISNUMBER(MATCH(BW$11,$AK19:$AP19,0)),-1,0)*_xlfn.IFS(ISNUMBER($AD19),$AD19,ISNUMBER($AE19),$AE19,ISNUMBER($AF19),$AF19,AND($AD19=0,$AE19=0,$AF19=0),1)","v":0},{"$f":"IF(ISNUMBER(MATCH(BX$11,$AG19:$AJ19,0)),1,0)*IF(ISNUMBER($AF19),(1-$AF19),1) + IF(ISNUMBER(MATCH(BX$11,$AK19:$AP19,0)),-1,0)*_xlfn.IFS(ISNUMBER($AD19),$AD19,ISNUMBER($AE19),$AE19,ISNUMBER($AF19),$AF19,AND($AD19=0,$AE19=0,$AF19=0),1)","v":0},{"$f":"IF(ISNUMBER(MATCH(BY$11,$AG19:$AJ19,0)),1,0)*IF(ISNUMBER($AF19),(1-$AF19),1) + IF(ISNUMBER(MATCH(BY$11,$AK19:$AP19,0)),-1,0)*_xlfn.IFS(ISNUMBER($AD19),$AD19,ISNUMBER($AE19),$AE19,ISNUMBER($AF19),$AF19,AND($AD19=0,$AE19=0,$AF19=0),1)","v":0},{"$f":"IF(ISNUMBER(MATCH(BZ$11,$AG19:$AJ19,0)),1,0)*IF(ISNUMBER($AF19),(1-$AF19),1) + IF(ISNUMBER(MATCH(BZ$11,$AK19:$AP19,0)),-1,0)*_xlfn.IFS(ISNUMBER($AD19),$AD19,ISNUMBER($AE19),$AE19,ISNUMBER($AF19),$AF19,AND($AD19=0,$AE19=0,$AF19=0),1)","v":0},{"$f":"IF(ISNUMBER(MATCH(CA$11,$AG19:$AJ19,0)),1,0)*IF(ISNUMBER($AF19),(1-$AF19),1) + IF(ISNUMBER(MATCH(CA$11,$AK19:$AP19,0)),-1,0)*_xlfn.IFS(ISNUMBER($AD19),$AD19,ISNUMBER($AE19),$AE19,ISNUMBER($AF19),$AF19,AND($AD19=0,$AE19=0,$AF19=0),1)","v":0},{"$f":"IF(ISNUMBER(MATCH(CB$11,$AG19:$AJ19,0)),1,0)*IF(ISNUMBER($AF19),(1-$AF19),1) + IF(ISNUMBER(MATCH(CB$11,$AK19:$AP19,0)),-1,0)*_xlfn.IFS(ISNUMBER($AD19),$AD19,ISNUMBER($AE19),$AE19,ISNUMBER($AF19),$AF19,AND($AD19=0,$AE19=0,$AF19=0),1)","v":0},{"$f":"IF(ISNUMBER(MATCH(CC$11,$AG19:$AJ19,0)),1,0)*IF(ISNUMBER($AF19),(1-$AF19),1) + IF(ISNUMBER(MATCH(CC$11,$AK19:$AP19,0)),-1,0)*_xlfn.IFS(ISNUMBER($AD19),$AD19,ISNUMBER($AE19),$AE19,ISNUMBER($AF19),$AF19,AND($AD19=0,$AE19=0,$AF19=0),1)","v":0},{"$f":"IF(ISNUMBER(MATCH(CD$11,$AG19:$AJ19,0)),1,0)*IF(ISNUMBER($AF19),(1-$AF19),1) + IF(ISNUMBER(MATCH(CD$11,$AK19:$AP19,0)),-1,0)*_xlfn.IFS(ISNUMBER($AD19),$AD19,ISNUMBER($AE19),$AE19,ISNUMBER($AF19),$AF19,AND($AD19=0,$AE19=0,$AF19=0),1)","v":0},{"$f":"IF(ISNUMBER(MATCH(CE$11,$AG19:$AJ19,0)),1,0)*IF(ISNUMBER($AF19),(1-$AF19),1) + IF(ISNUMBER(MATCH(CE$11,$AK19:$AP19,0)),-1,0)*_xlfn.IFS(ISNUMBER($AD19),$AD19,ISNUMBER($AE19),$AE19,ISNUMBER($AF19),$AF19,AND($AD19=0,$AE19=0,$AF19=0),1)","v":0},{"$f":"IF(ISNUMBER(MATCH(CF$11,$AG19:$AJ19,0)),1,0)*IF(ISNUMBER($AF19),(1-$AF19),1) + IF(ISNUMBER(MATCH(CF$11,$AK19:$AP19,0)),-1,0)*_xlfn.IFS(ISNUMBER($AD19),$AD19,ISNUMBER($AE19),$AE19,ISNUMBER($AF19),$AF19,AND($AD19=0,$AE19=0,$AF19=0),1)","v":0},{"$f":"IF(ISNUMBER(MATCH(CG$11,$AG19:$AJ19,0)),1,0)*IF(ISNUMBER($AF19),(1-$AF19),1) + IF(ISNUMBER(MATCH(CG$11,$AK19:$AP19,0)),-1,0)*_xlfn.IFS(ISNUMBER($AD19),$AD19,ISNUMBER($AE19),$AE19,ISNUMBER($AF19),$AF19,AND($AD19=0,$AE19=0,$AF19=0),1)","v":0},{"$f":"IF(ISNUMBER(MATCH(CH$11,$AG19:$AJ19,0)),1,0)*IF(ISNUMBER($AF19),(1-$AF19),1) + IF(ISNUMBER(MATCH(CH$11,$AK19:$AP19,0)),-1,0)*_xlfn.IFS(ISNUMBER($AD19),$AD19,ISNUMBER($AE19),$AE19,ISNUMBER($AF19),$AF19,AND($AD19=0,$AE19=0,$AF19=0),1)","v":0},{"$f":"IF(ISNUMBER(MATCH(CI$11,$AG19:$AJ19,0)),1,0)*IF(ISNUMBER($AF19),(1-$AF19),1) + IF(ISNUMBER(MATCH(CI$11,$AK19:$AP19,0)),-1,0)*_xlfn.IFS(ISNUMBER($AD19),$AD19,ISNUMBER($AE19),$AE19,ISNUMBER($AF19),$AF19,AND($AD19=0,$AE19=0,$AF19=0),1)","v":0},{"$f":"IF(ISNUMBER(MATCH(CJ$11,$AG19:$AJ19,0)),1,0)*IF(ISNUMBER($AF19),(1-$AF19),1) + IF(ISNUMBER(MATCH(CJ$11,$AK19:$AP19,0)),-1,0)*_xlfn.IFS(ISNUMBER($AD19),$AD19,ISNUMBER($AE19),$AE19,ISNUMBER($AF19),$AF19,AND($AD19=0,$AE19=0,$AF19=0),1)","v":0},{"$f":"IF(ISNUMBER(MATCH(CK$11,$AG19:$AJ19,0)),1,0)*IF(ISNUMBER($AF19),(1-$AF19),1) + IF(ISNUMBER(MATCH(CK$11,$AK19:$AP19,0)),-1,0)*_xlfn.IFS(ISNUMBER($AD19),$AD19,ISNUMBER($AE19),$AE19,ISNUMBER($AF19),$AF19,AND($AD19=0,$AE19=0,$AF19=0),1)","v":0},{"$f":"IF(ISNUMBER(MATCH(CL$11,$AG19:$AJ19,0)),1,0)*IF(ISNUMBER($AF19),(1-$AF19),1) + IF(ISNUMBER(MATCH(CL$11,$AK19:$AP19,0)),-1,0)*_xlfn.IFS(ISNUMBER($AD19),$AD19,ISNUMBER($AE19),$AE19,ISNUMBER($AF19),$AF19,AND($AD19=0,$AE19=0,$AF19=0),1)","v":0},{"$f":"IF(ISNUMBER(MATCH(CM$11,$AG19:$AJ19,0)),1,0)*IF(ISNUMBER($AF19),(1-$AF19),1) + IF(ISNUMBER(MATCH(CM$11,$AK19:$AP19,0)),-1,0)*_xlfn.IFS(ISNUMBER($AD19),$AD19,ISNUMBER($AE19),$AE19,ISNUMBER($AF19),$AF19,AND($AD19=0,$AE19=0,$AF19=0),1)","v":0},{"$f":"IF(ISNUMBER(MATCH(CN$11,$AG19:$AJ19,0)),1,0)*IF(ISNUMBER($AF19),(1-$AF19),1) + IF(ISNUMBER(MATCH(CN$11,$AK19:$AP19,0)),-1,0)*_xlfn.IFS(ISNUMBER($AD19),$AD19,ISNUMBER($AE19),$AE19,ISNUMBER($AF19),$AF19,AND($AD19=0,$AE19=0,$AF19=0),1)","v":0},{"$f":"IF(ISNUMBER(MATCH(CO$11,$AG19:$AJ19,0)),1,0)*IF(ISNUMBER($AF19),(1-$AF19),1) + IF(ISNUMBER(MATCH(CO$11,$AK19:$AP19,0)),-1,0)*_xlfn.IFS(ISNUMBER($AD19),$AD19,ISNUMBER($AE19),$AE19,ISNUMBER($AF19),$AF19,AND($AD19=0,$AE19=0,$AF19=0),1)","v":0},{"$f":"IF(ISNUMBER(MATCH(CP$11,$AG19:$AJ19,0)),1,0)*IF(ISNUMBER($AF19),(1-$AF19),1) + IF(ISNUMBER(MATCH(CP$11,$AK19:$AP19,0)),-1,0)*_xlfn.IFS(ISNUMBER($AD19),$AD19,ISNUMBER($AE19),$AE19,ISNUMBER($AF19),$AF19,AND($AD19=0,$AE19=0,$AF19=0),1)","v":0},{"$f":"IF(ISNUMBER(MATCH(CQ$11,$AG19:$AJ19,0)),1,0)*IF(ISNUMBER($AF19),(1-$AF19),1) + IF(ISNUMBER(MATCH(CQ$11,$AK19:$AP19,0)),-1,0)*_xlfn.IFS(ISNUMBER($AD19),$AD19,ISNUMBER($AE19),$AE19,ISNUMBER($AF19),$AF19,AND($AD19=0,$AE19=0,$AF19=0),1)","v":0},{"$f":"IF(ISNUMBER(MATCH(CR$11,$AG19:$AJ19,0)),1,0)*IF(ISNUMBER($AF19),(1-$AF19),1) + IF(ISNUMBER(MATCH(CR$11,$AK19:$AP19,0)),-1,0)*_xlfn.IFS(ISNUMBER($AD19),$AD19,ISNUMBER($AE19),$AE19,ISNUMBER($AF19),$AF19,AND($AD19=0,$AE19=0,$AF19=0),1)","v":0},{"$f":"IF(ISNUMBER(MATCH(CS$11,$AG19:$AJ19,0)),1,0)*IF(ISNUMBER($AF19),(1-$AF19),1) + IF(ISNUMBER(MATCH(CS$11,$AK19:$AP19,0)),-1,0)*_xlfn.IFS(ISNUMBER($AD19),$AD19,ISNUMBER($AE19),$AE19,ISNUMBER($AF19),$AF19,AND($AD19=0,$AE19=0,$AF19=0),1)","v":0},{"$f":"IF(ISNUMBER(MATCH(CT$11,$AG19:$AJ19,0)),1,0)*IF(ISNUMBER($AF19),(1-$AF19),1) + IF(ISNUMBER(MATCH(CT$11,$AK19:$AP19,0)),-1,0)*_xlfn.IFS(ISNUMBER($AD19),$AD19,ISNUMBER($AE19),$AE19,ISNUMBER($AF19),$AF19,AND($AD19=0,$AE19=0,$AF19=0),1)","v":0},{"$f":"IF(ISNUMBER(MATCH(CU$11,$AG19:$AJ19,0)),1,0)*IF(ISNUMBER($AF19),(1-$AF19),1) + IF(ISNUMBER(MATCH(CU$11,$AK19:$AP19,0)),-1,0)*_xlfn.IFS(ISNUMBER($AD19),$AD19,ISNUMBER($AE19),$AE19,ISNUMBER($AF19),$AF19,AND($AD19=0,$AE19=0,$AF19=0),1)","v":0},{"$f":"IF(ISNUMBER(MATCH(CV$11,$AG19:$AJ19,0)),1,0)*IF(ISNUMBER($AF19),(1-$AF19),1) + IF(ISNUMBER(MATCH(CV$11,$AK19:$AP19,0)),-1,0)*_xlfn.IFS(ISNUMBER($AD19),$AD19,ISNUMBER($AE19),$AE19,ISNUMBER($AF19),$AF19,AND($AD19=0,$AE19=0,$AF19=0),1)","v":0},{"$f":"IF(ISNUMBER(MATCH(CW$11,$AG19:$AJ19,0)),1,0)*IF(ISNUMBER($AF19),(1-$AF19),1) + IF(ISNUMBER(MATCH(CW$11,$AK19:$AP19,0)),-1,0)*_xlfn.IFS(ISNUMBER($AD19),$AD19,ISNUMBER($AE19),$AE19,ISNUMBER($AF19),$AF19,AND($AD19=0,$AE19=0,$AF19=0),1)","v":0},{"$f":"IF(ISNUMBER(MATCH(CX$11,$AG19:$AJ19,0)),1,0)*IF(ISNUMBER($AF19),(1-$AF19),1) + IF(ISNUMBER(MATCH(CX$11,$AK19:$AP19,0)),-1,0)*_xlfn.IFS(ISNUMBER($AD19),$AD19,ISNUMBER($AE19),$AE19,ISNUMBER($AF19),$AF19,AND($AD19=0,$AE19=0,$AF19=0),1)","v":0},{"$f":"IF(ISNUMBER(MATCH(CY$11,$AG19:$AJ19,0)),1,0)*IF(ISNUMBER($AF19),(1-$AF19),1) + IF(ISNUMBER(MATCH(CY$11,$AK19:$AP19,0)),-1,0)*_xlfn.IFS(ISNUMBER($AD19),$AD19,ISNUMBER($AE19),$AE19,ISNUMBER($AF19),$AF19,AND($AD19=0,$AE19=0,$AF19=0),1)","v":0},{"$f":"IF(ISNUMBER(MATCH(CZ$11,$AG19:$AJ19,0)),1,0)*IF(ISNUMBER($AF19),(1-$AF19),1) + IF(ISNUMBER(MATCH(CZ$11,$AK19:$AP19,0)),-1,0)*_xlfn.IFS(ISNUMBER($AD19),$AD19,ISNUMBER($AE19),$AE19,ISNUMBER($AF19),$AF19,AND($AD19=0,$AE19=0,$AF19=0),1)","v":0},{"$f":"IF(ISNUMBER(MATCH(DA$11,$AG19:$AJ19,0)),1,0)*IF(ISNUMBER($AF19),(1-$AF19),1) + IF(ISNUMBER(MATCH(DA$11,$AK19:$AP19,0)),-1,0)*_xlfn.IFS(ISNUMBER($AD19),$AD19,ISNUMBER($AE19),$AE19,ISNUMBER($AF19),$AF19,AND($AD19=0,$AE19=0,$AF19=0),1)","v":0},{"$f":"IF(ISNUMBER(MATCH(DB$11,$AG19:$AJ19,0)),1,0)*IF(ISNUMBER($AF19),(1-$AF19),1) + IF(ISNUMBER(MATCH(DB$11,$AK19:$AP19,0)),-1,0)*_xlfn.IFS(ISNUMBER($AD19),$AD19,ISNUMBER($AE19),$AE19,ISNUMBER($AF19),$AF19,AND($AD19=0,$AE19=0,$AF19=0),1)","v":0},{"$f":"IF(ISNUMBER(MATCH(DC$11,$AG19:$AJ19,0)),1,0)*IF(ISNUMBER($AF19),(1-$AF19),1) + IF(ISNUMBER(MATCH(DC$11,$AK19:$AP19,0)),-1,0)*_xlfn.IFS(ISNUMBER($AD19),$AD19,ISNUMBER($AE19),$AE19,ISNUMBER($AF19),$AF19,AND($AD19=0,$AE19=0,$AF19=0),1)","v":0},{"$f":"IF(ISNUMBER(MATCH(DD$11,$AG19:$AJ19,0)),1,0)*IF(ISNUMBER($AF19),(1-$AF19),1) + IF(ISNUMBER(MATCH(DD$11,$AK19:$AP19,0)),-1,0)*_xlfn.IFS(ISNUMBER($AD19),$AD19,ISNUMBER($AE19),$AE19,ISNUMBER($AF19),$AF19,AND($AD19=0,$AE19=0,$AF19=0),1)","v":0},{"$f":"IF(ISNUMBER(MATCH(DE$11,$AG19:$AJ19,0)),1,0)*IF(ISNUMBER($AF19),(1-$AF19),1) + IF(ISNUMBER(MATCH(DE$11,$AK19:$AP19,0)),-1,0)*_xlfn.IFS(ISNUMBER($AD19),$AD19,ISNUMBER($AE19),$AE19,ISNUMBER($AF19),$AF19,AND($AD19=0,$AE19=0,$AF19=0),1)","v":0},null,0,"PowerCrit","Chiller","COP",null,null,null,null,null,null,null,null,null,"e_crit_tx-swb",5.0735709799895545,145.21670841899311,0,0,0,0,0,0,0,0,0,0,0,0,1,0,0,0,0,0,0,2.8116434535008939E-2,1,0,0,0,0,0,4.5454545454545414E-2,1,0,0,0,0,0,0,1,0,0,0,0,0,0,1,0,0,0,0,-1.885568995626963E-20,0,0,0,0,0,0,0,0,0,0,8.5707681619407271E-22,0,0,0,0,0,0,0,0,null,null,null,null,null,null,null,null,null,null,null,"e_crit_tx-swb",null,145.21670841899308,0,0,0,0,0,0,0,0,0,0,0,0,1,0,-9.6541132576100504E-18,0,0,9.6541132576100504E-18,0,2.8116434535008936E-2,1,-9.6541132576100504E-18,0,0,9.6541132576100504E-18,0,4.5454545454545414E-2,1,0,0,0,9.6541132576100504E-18,0,0,1,-9.6541132576100504E-18,0,0,9.6541132576100504E-18,0,0,1,-9.6541132576100504E-18,0,0,0,1.885568995626963E-20,0,0,0,1.4752350878565038E-20,0,0,0,0,0,0,8.5707681619407271E-22,0,0,0,0,0,0,0,0,null,null,"e_crit_tx-swb",145.21670841899308,0,0,0,0,0,0,0,0,0,0,0,0,1,0,-9.6541132576100504E-18,0,0,9.6541132576100504E-18,0,2.8116434535008936E-2,1,-9.6541132576100504E-18,0,0,9.6541132576100504E-18,0,4.5454545454545414E-2,1,0,0,0,9.6541132576100504E-18,0,0,1,-9.6541132576100504E-18,0,0,9.6541132576100504E-18,0,0,1,-9.6541132576100504E-18,0,0,0,1.885568995626963E-20,0,0,0,1.4752350878565038E-20,0,0,0,0,0,0,0,0,0,0,0,0,0,0,0]
[null,null,null,null,null,null,null,null,null,null,null,null,null,null,null,null,null,null,"e_crit_ups-hru,lt",8.2945084578733166,8.2945084578733166,8.2945084578733166,8.2945084578733148,8.2945084578733148,8.2945084578733166,"Power\nMech","TX","Conservation",null,null,null,null,"e_mech_u-tx",null,null,null,"e_mech_tx-swb","q_mech_tx-amb",null,null,null,null,null,{"$f":"IF(ISNUMBER(MATCH(AR$11,$AG20:$AJ20,0)),1,0)*IF(ISNUMBER($AF20),(1-$AF20),1) + IF(ISNUMBER(MATCH(AR$11,$AK20:$AP20,0)),-1,0)*_xlfn.IFS(ISNUMBER($AD20),$AD20,ISNUMBER($AE20),$AE20,ISNUMBER($AF20),$AF20,AND($AD20=0,$AE20=0,$AF20=0),1)","v":0},{"$f":"IF(ISNUMBER(MATCH(AS$11,$AG20:$AJ20,0)),1,0)*IF(ISNUMBER($AF20),(1-$AF20),1) + IF(ISNUMBER(MATCH(AS$11,$AK20:$AP20,0)),-1,0)*_xlfn.IFS(ISNUMBER($AD20),$AD20,ISNUMBER($AE20),$AE20,ISNUMBER($AF20),$AF20,AND($AD20=0,$AE20=0,$AF20=0),1)","v":0},{"$f":"IF(ISNUMBER(MATCH(AT$11,$AG20:$AJ20,0)),1,0)*IF(ISNUMBER($AF20),(1-$AF20),1) + IF(ISNUMBER(MATCH(AT$11,$AK20:$AP20,0)),-1,0)*_xlfn.IFS(ISNUMBER($AD20),$AD20,ISNUMBER($AE20),$AE20,ISNUMBER($AF20),$AF20,AND($AD20=0,$AE20=0,$AF20=0),1)","v":0},{"$f":"IF(ISNUMBER(MATCH(AU$11,$AG20:$AJ20,0)),1,0)*IF(ISNUMBER($AF20),(1-$AF20),1) + IF(ISNUMBER(MATCH(AU$11,$AK20:$AP20,0)),-1,0)*_xlfn.IFS(ISNUMBER($AD20),$AD20,ISNUMBER($AE20),$AE20,ISNUMBER($AF20),$AF20,AND($AD20=0,$AE20=0,$AF20=0),1)","v":0},{"$f":"IF(ISNUMBER(MATCH(AV$11,$AG20:$AJ20,0)),1,0)*IF(ISNUMBER($AF20),(1-$AF20),1) + IF(ISNUMBER(MATCH(AV$11,$AK20:$AP20,0)),-1,0)*_xlfn.IFS(ISNUMBER($AD20),$AD20,ISNUMBER($AE20),$AE20,ISNUMBER($AF20),$AF20,AND($AD20=0,$AE20=0,$AF20=0),1)","v":0},{"$f":"IF(ISNUMBER(MATCH(AW$11,$AG20:$AJ20,0)),1,0)*IF(ISNUMBER($AF20),(1-$AF20),1) + IF(ISNUMBER(MATCH(AW$11,$AK20:$AP20,0)),-1,0)*_xlfn.IFS(ISNUMBER($AD20),$AD20,ISNUMBER($AE20),$AE20,ISNUMBER($AF20),$AF20,AND($AD20=0,$AE20=0,$AF20=0),1)","v":0},{"$f":"IF(ISNUMBER(MATCH(AX$11,$AG20:$AJ20,0)),1,0)*IF(ISNUMBER($AF20),(1-$AF20),1) + IF(ISNUMBER(MATCH(AX$11,$AK20:$AP20,0)),-1,0)*_xlfn.IFS(ISNUMBER($AD20),$AD20,ISNUMBER($AE20),$AE20,ISNUMBER($AF20),$AF20,AND($AD20=0,$AE20=0,$AF20=0),1)","v":0},{"$f":"IF(ISNUMBER(MATCH(AY$11,$AG20:$AJ20,0)),1,0)*IF(ISNUMBER($AF20),(1-$AF20),1) + IF(ISNUMBER(MATCH(AY$11,$AK20:$AP20,0)),-1,0)*_xlfn.IFS(ISNUMBER($AD20),$AD20,ISNUMBER($AE20),$AE20,ISNUMBER($AF20),$AF20,AND($AD20=0,$AE20=0,$AF20=0),1)","v":0},{"$f":"IF(ISNUMBER(MATCH(AZ$11,$AG20:$AJ20,0)),1,0)*IF(ISNUMBER($AF20),(1-$AF20),1) + IF(ISNUMBER(MATCH(AZ$11,$AK20:$AP20,0)),-1,0)*_xlfn.IFS(ISNUMBER($AD20),$AD20,ISNUMBER($AE20),$AE20,ISNUMBER($AF20),$AF20,AND($AD20=0,$AE20=0,$AF20=0),1)","v":0},{"$f":"IF(ISNUMBER(MATCH(BA$11,$AG20:$AJ20,0)),1,0)*IF(ISNUMBER($AF20),(1-$AF20),1) + IF(ISNUMBER(MATCH(BA$11,$AK20:$AP20,0)),-1,0)*_xlfn.IFS(ISNUMBER($AD20),$AD20,ISNUMBER($AE20),$AE20,ISNUMBER($AF20),$AF20,AND($AD20=0,$AE20=0,$AF20=0),1)","v":0},{"$f":"IF(ISNUMBER(MATCH(BB$11,$AG20:$AJ20,0)),1,0)*IF(ISNUMBER($AF20),(1-$AF20),1) + IF(ISNUMBER(MATCH(BB$11,$AK20:$AP20,0)),-1,0)*_xlfn.IFS(ISNUMBER($AD20),$AD20,ISNUMBER($AE20),$AE20,ISNUMBER($AF20),$AF20,AND($AD20=0,$AE20=0,$AF20=0),1)","v":0},{"$f":"IF(ISNUMBER(MATCH(BC$11,$AG20:$AJ20,0)),1,0)*IF(ISNUMBER($AF20),(1-$AF20),1) + IF(ISNUMBER(MATCH(BC$11,$AK20:$AP20,0)),-1,0)*_xlfn.IFS(ISNUMBER($AD20),$AD20,ISNUMBER($AE20),$AE20,ISNUMBER($AF20),$AF20,AND($AD20=0,$AE20=0,$AF20=0),1)","v":0},{"$f":"IF(ISNUMBER(MATCH(BD$11,$AG20:$AJ20,0)),1,0)*IF(ISNUMBER($AF20),(1-$AF20),1) + IF(ISNUMBER(MATCH(BD$11,$AK20:$AP20,0)),-1,0)*_xlfn.IFS(ISNUMBER($AD20),$AD20,ISNUMBER($AE20),$AE20,ISNUMBER($AF20),$AF20,AND($AD20=0,$AE20=0,$AF20=0),1)","v":1},{"$f":"IF(ISNUMBER(MATCH(BE$11,$AG20:$AJ20,0)),1,0)*IF(ISNUMBER($AF20),(1-$AF20),1) + IF(ISNUMBER(MATCH(BE$11,$AK20:$AP20,0)),-1,0)*_xlfn.IFS(ISNUMBER($AD20),$AD20,ISNUMBER($AE20),$AE20,ISNUMBER($AF20),$AF20,AND($AD20=0,$AE20=0,$AF20=0),1)","v":-1},{"$f":"IF(ISNUMBER(MATCH(BF$11,$AG20:$AJ20,0)),1,0)*IF(ISNUMBER($AF20),(1-$AF20),1) + IF(ISNUMBER(MATCH(BF$11,$AK20:$AP20,0)),-1,0)*_xlfn.IFS(ISNUMBER($AD20),$AD20,ISNUMBER($AE20),$AE20,ISNUMBER($AF20),$AF20,AND($AD20=0,$AE20=0,$AF20=0),1)","v":-1},{"$f":"IF(ISNUMBER(MATCH(BG$11,$AG20:$AJ20,0)),1,0)*IF(ISNUMBER($AF20),(1-$AF20),1) + IF(ISNUMBER(MATCH(BG$11,$AK20:$AP20,0)),-1,0)*_xlfn.IFS(ISNUMBER($AD20),$AD20,ISNUMBER($AE20),$AE20,ISNUMBER($AF20),$AF20,AND($AD20=0,$AE20=0,$AF20=0),1)","v":0},{"$f":"IF(ISNUMBER(MATCH(BH$11,$AG20:$AJ20,0)),1,0)*IF(ISNUMBER($AF20),(1-$AF20),1) + IF(ISNUMBER(MATCH(BH$11,$AK20:$AP20,0)),-1,0)*_xlfn.IFS(ISNUMBER($AD20),$AD20,ISNUMBER($AE20),$AE20,ISNUMBER($AF20),$AF20,AND($AD20=0,$AE20=0,$AF20=0),1)","v":0},{"$f":"IF(ISNUMBER(MATCH(BI$11,$AG20:$AJ20,0)),1,0)*IF(ISNUMBER($AF20),(1-$AF20),1) + IF(ISNUMBER(MATCH(BI$11,$AK20:$AP20,0)),-1,0)*_xlfn.IFS(ISNUMBER($AD20),$AD20,ISNUMBER($AE20),$AE20,ISNUMBER($AF20),$AF20,AND($AD20=0,$AE20=0,$AF20=0),1)","v":0},{"$f":"IF(ISNUMBER(MATCH(BJ$11,$AG20:$AJ20,0)),1,0)*IF(ISNUMBER($AF20),(1-$AF20),1) + IF(ISNUMBER(MATCH(BJ$11,$AK20:$AP20,0)),-1,0)*_xlfn.IFS(ISNUMBER($AD20),$AD20,ISNUMBER($AE20),$AE20,ISNUMBER($AF20),$AF20,AND($AD20=0,$AE20=0,$AF20=0),1)","v":0},{"$f":"IF(ISNUMBER(MATCH(BK$11,$AG20:$AJ20,0)),1,0)*IF(ISNUMBER($AF20),(1-$AF20),1) + IF(ISNUMBER(MATCH(BK$11,$AK20:$AP20,0)),-1,0)*_xlfn.IFS(ISNUMBER($AD20),$AD20,ISNUMBER($AE20),$AE20,ISNUMBER($AF20),$AF20,AND($AD20=0,$AE20=0,$AF20=0),1)","v":0},{"$f":"IF(ISNUMBER(MATCH(BL$11,$AG20:$AJ20,0)),1,0)*IF(ISNUMBER($AF20),(1-$AF20),1) + IF(ISNUMBER(MATCH(BL$11,$AK20:$AP20,0)),-1,0)*_xlfn.IFS(ISNUMBER($AD20),$AD20,ISNUMBER($AE20),$AE20,ISNUMBER($AF20),$AF20,AND($AD20=0,$AE20=0,$AF20=0),1)","v":0},{"$f":"IF(ISNUMBER(MATCH(BM$11,$AG20:$AJ20,0)),1,0)*IF(ISNUMBER($AF20),(1-$AF20),1) + IF(ISNUMBER(MATCH(BM$11,$AK20:$AP20,0)),-1,0)*_xlfn.IFS(ISNUMBER($AD20),$AD20,ISNUMBER($AE20),$AE20,ISNUMBER($AF20),$AF20,AND($AD20=0,$AE20=0,$AF20=0),1)","v":0},{"$f":"IF(ISNUMBER(MATCH(BN$11,$AG20:$AJ20,0)),1,0)*IF(ISNUMBER($AF20),(1-$AF20),1) + IF(ISNUMBER(MATCH(BN$11,$AK20:$AP20,0)),-1,0)*_xlfn.IFS(ISNUMBER($AD20),$AD20,ISNUMBER($AE20),$AE20,ISNUMBER($AF20),$AF20,AND($AD20=0,$AE20=0,$AF20=0),1)","v":0},{"$f":"IF(ISNUMBER(MATCH(BO$11,$AG20:$AJ20,0)),1,0)*IF(ISNUMBER($AF20),(1-$AF20),1) + IF(ISNUMBER(MATCH(BO$11,$AK20:$AP20,0)),-1,0)*_xlfn.IFS(ISNUMBER($AD20),$AD20,ISNUMBER($AE20),$AE20,ISNUMBER($AF20),$AF20,AND($AD20=0,$AE20=0,$AF20=0),1)","v":0},{"$f":"IF(ISNUMBER(MATCH(BP$11,$AG20:$AJ20,0)),1,0)*IF(ISNUMBER($AF20),(1-$AF20),1) + IF(ISNUMBER(MATCH(BP$11,$AK20:$AP20,0)),-1,0)*_xlfn.IFS(ISNUMBER($AD20),$AD20,ISNUMBER($AE20),$AE20,ISNUMBER($AF20),$AF20,AND($AD20=0,$AE20=0,$AF20=0),1)","v":0},{"$f":"IF(ISNUMBER(MATCH(BQ$11,$AG20:$AJ20,0)),1,0)*IF(ISNUMBER($AF20),(1-$AF20),1) + IF(ISNUMBER(MATCH(BQ$11,$AK20:$AP20,0)),-1,0)*_xlfn.IFS(ISNUMBER($AD20),$AD20,ISNUMBER($AE20),$AE20,ISNUMBER($AF20),$AF20,AND($AD20=0,$AE20=0,$AF20=0),1)","v":0},{"$f":"IF(ISNUMBER(MATCH(BR$11,$AG20:$AJ20,0)),1,0)*IF(ISNUMBER($AF20),(1-$AF20),1) + IF(ISNUMBER(MATCH(BR$11,$AK20:$AP20,0)),-1,0)*_xlfn.IFS(ISNUMBER($AD20),$AD20,ISNUMBER($AE20),$AE20,ISNUMBER($AF20),$AF20,AND($AD20=0,$AE20=0,$AF20=0),1)","v":0},{"$f":"IF(ISNUMBER(MATCH(BS$11,$AG20:$AJ20,0)),1,0)*IF(ISNUMBER($AF20),(1-$AF20),1) + IF(ISNUMBER(MATCH(BS$11,$AK20:$AP20,0)),-1,0)*_xlfn.IFS(ISNUMBER($AD20),$AD20,ISNUMBER($AE20),$AE20,ISNUMBER($AF20),$AF20,AND($AD20=0,$AE20=0,$AF20=0),1)","v":0},{"$f":"IF(ISNUMBER(MATCH(BT$11,$AG20:$AJ20,0)),1,0)*IF(ISNUMBER($AF20),(1-$AF20),1) + IF(ISNUMBER(MATCH(BT$11,$AK20:$AP20,0)),-1,0)*_xlfn.IFS(ISNUMBER($AD20),$AD20,ISNUMBER($AE20),$AE20,ISNUMBER($AF20),$AF20,AND($AD20=0,$AE20=0,$AF20=0),1)","v":0},{"$f":"IF(ISNUMBER(MATCH(BU$11,$AG20:$AJ20,0)),1,0)*IF(ISNUMBER($AF20),(1-$AF20),1) + IF(ISNUMBER(MATCH(BU$11,$AK20:$AP20,0)),-1,0)*_xlfn.IFS(ISNUMBER($AD20),$AD20,ISNUMBER($AE20),$AE20,ISNUMBER($AF20),$AF20,AND($AD20=0,$AE20=0,$AF20=0),1)","v":0},{"$f":"IF(ISNUMBER(MATCH(BV$11,$AG20:$AJ20,0)),1,0)*IF(ISNUMBER($AF20),(1-$AF20),1) + IF(ISNUMBER(MATCH(BV$11,$AK20:$AP20,0)),-1,0)*_xlfn.IFS(ISNUMBER($AD20),$AD20,ISNUMBER($AE20),$AE20,ISNUMBER($AF20),$AF20,AND($AD20=0,$AE20=0,$AF20=0),1)","v":0},{"$f":"IF(ISNUMBER(MATCH(BW$11,$AG20:$AJ20,0)),1,0)*IF(ISNUMBER($AF20),(1-$AF20),1) + IF(ISNUMBER(MATCH(BW$11,$AK20:$AP20,0)),-1,0)*_xlfn.IFS(ISNUMBER($AD20),$AD20,ISNUMBER($AE20),$AE20,ISNUMBER($AF20),$AF20,AND($AD20=0,$AE20=0,$AF20=0),1)","v":0},{"$f":"IF(ISNUMBER(MATCH(BX$11,$AG20:$AJ20,0)),1,0)*IF(ISNUMBER($AF20),(1-$AF20),1) + IF(ISNUMBER(MATCH(BX$11,$AK20:$AP20,0)),-1,0)*_xlfn.IFS(ISNUMBER($AD20),$AD20,ISNUMBER($AE20),$AE20,ISNUMBER($AF20),$AF20,AND($AD20=0,$AE20=0,$AF20=0),1)","v":0},{"$f":"IF(ISNUMBER(MATCH(BY$11,$AG20:$AJ20,0)),1,0)*IF(ISNUMBER($AF20),(1-$AF20),1) + IF(ISNUMBER(MATCH(BY$11,$AK20:$AP20,0)),-1,0)*_xlfn.IFS(ISNUMBER($AD20),$AD20,ISNUMBER($AE20),$AE20,ISNUMBER($AF20),$AF20,AND($AD20=0,$AE20=0,$AF20=0),1)","v":0},{"$f":"IF(ISNUMBER(MATCH(BZ$11,$AG20:$AJ20,0)),1,0)*IF(ISNUMBER($AF20),(1-$AF20),1) + IF(ISNUMBER(MATCH(BZ$11,$AK20:$AP20,0)),-1,0)*_xlfn.IFS(ISNUMBER($AD20),$AD20,ISNUMBER($AE20),$AE20,ISNUMBER($AF20),$AF20,AND($AD20=0,$AE20=0,$AF20=0),1)","v":0},{"$f":"IF(ISNUMBER(MATCH(CA$11,$AG20:$AJ20,0)),1,0)*IF(ISNUMBER($AF20),(1-$AF20),1) + IF(ISNUMBER(MATCH(CA$11,$AK20:$AP20,0)),-1,0)*_xlfn.IFS(ISNUMBER($AD20),$AD20,ISNUMBER($AE20),$AE20,ISNUMBER($AF20),$AF20,AND($AD20=0,$AE20=0,$AF20=0),1)","v":0},{"$f":"IF(ISNUMBER(MATCH(CB$11,$AG20:$AJ20,0)),1,0)*IF(ISNUMBER($AF20),(1-$AF20),1) + IF(ISNUMBER(MATCH(CB$11,$AK20:$AP20,0)),-1,0)*_xlfn.IFS(ISNUMBER($AD20),$AD20,ISNUMBER($AE20),$AE20,ISNUMBER($AF20),$AF20,AND($AD20=0,$AE20=0,$AF20=0),1)","v":0},{"$f":"IF(ISNUMBER(MATCH(CC$11,$AG20:$AJ20,0)),1,0)*IF(ISNUMBER($AF20),(1-$AF20),1) + IF(ISNUMBER(MATCH(CC$11,$AK20:$AP20,0)),-1,0)*_xlfn.IFS(ISNUMBER($AD20),$AD20,ISNUMBER($AE20),$AE20,ISNUMBER($AF20),$AF20,AND($AD20=0,$AE20=0,$AF20=0),1)","v":0},{"$f":"IF(ISNUMBER(MATCH(CD$11,$AG20:$AJ20,0)),1,0)*IF(ISNUMBER($AF20),(1-$AF20),1) + IF(ISNUMBER(MATCH(CD$11,$AK20:$AP20,0)),-1,0)*_xlfn.IFS(ISNUMBER($AD20),$AD20,ISNUMBER($AE20),$AE20,ISNUMBER($AF20),$AF20,AND($AD20=0,$AE20=0,$AF20=0),1)","v":0},{"$f":"IF(ISNUMBER(MATCH(CE$11,$AG20:$AJ20,0)),1,0)*IF(ISNUMBER($AF20),(1-$AF20),1) + IF(ISNUMBER(MATCH(CE$11,$AK20:$AP20,0)),-1,0)*_xlfn.IFS(ISNUMBER($AD20),$AD20,ISNUMBER($AE20),$AE20,ISNUMBER($AF20),$AF20,AND($AD20=0,$AE20=0,$AF20=0),1)","v":0},{"$f":"IF(ISNUMBER(MATCH(CF$11,$AG20:$AJ20,0)),1,0)*IF(ISNUMBER($AF20),(1-$AF20),1) + IF(ISNUMBER(MATCH(CF$11,$AK20:$AP20,0)),-1,0)*_xlfn.IFS(ISNUMBER($AD20),$AD20,ISNUMBER($AE20),$AE20,ISNUMBER($AF20),$AF20,AND($AD20=0,$AE20=0,$AF20=0),1)","v":0},{"$f":"IF(ISNUMBER(MATCH(CG$11,$AG20:$AJ20,0)),1,0)*IF(ISNUMBER($AF20),(1-$AF20),1) + IF(ISNUMBER(MATCH(CG$11,$AK20:$AP20,0)),-1,0)*_xlfn.IFS(ISNUMBER($AD20),$AD20,ISNUMBER($AE20),$AE20,ISNUMBER($AF20),$AF20,AND($AD20=0,$AE20=0,$AF20=0),1)","v":0},{"$f":"IF(ISNUMBER(MATCH(CH$11,$AG20:$AJ20,0)),1,0)*IF(ISNUMBER($AF20),(1-$AF20),1) + IF(ISNUMBER(MATCH(CH$11,$AK20:$AP20,0)),-1,0)*_xlfn.IFS(ISNUMBER($AD20),$AD20,ISNUMBER($AE20),$AE20,ISNUMBER($AF20),$AF20,AND($AD20=0,$AE20=0,$AF20=0),1)","v":0},{"$f":"IF(ISNUMBER(MATCH(CI$11,$AG20:$AJ20,0)),1,0)*IF(ISNUMBER($AF20),(1-$AF20),1) + IF(ISNUMBER(MATCH(CI$11,$AK20:$AP20,0)),-1,0)*_xlfn.IFS(ISNUMBER($AD20),$AD20,ISNUMBER($AE20),$AE20,ISNUMBER($AF20),$AF20,AND($AD20=0,$AE20=0,$AF20=0),1)","v":0},{"$f":"IF(ISNUMBER(MATCH(CJ$11,$AG20:$AJ20,0)),1,0)*IF(ISNUMBER($AF20),(1-$AF20),1) + IF(ISNUMBER(MATCH(CJ$11,$AK20:$AP20,0)),-1,0)*_xlfn.IFS(ISNUMBER($AD20),$AD20,ISNUMBER($AE20),$AE20,ISNUMBER($AF20),$AF20,AND($AD20=0,$AE20=0,$AF20=0),1)","v":0},{"$f":"IF(ISNUMBER(MATCH(CK$11,$AG20:$AJ20,0)),1,0)*IF(ISNUMBER($AF20),(1-$AF20),1) + IF(ISNUMBER(MATCH(CK$11,$AK20:$AP20,0)),-1,0)*_xlfn.IFS(ISNUMBER($AD20),$AD20,ISNUMBER($AE20),$AE20,ISNUMBER($AF20),$AF20,AND($AD20=0,$AE20=0,$AF20=0),1)","v":0},{"$f":"IF(ISNUMBER(MATCH(CL$11,$AG20:$AJ20,0)),1,0)*IF(ISNUMBER($AF20),(1-$AF20),1) + IF(ISNUMBER(MATCH(CL$11,$AK20:$AP20,0)),-1,0)*_xlfn.IFS(ISNUMBER($AD20),$AD20,ISNUMBER($AE20),$AE20,ISNUMBER($AF20),$AF20,AND($AD20=0,$AE20=0,$AF20=0),1)","v":0},{"$f":"IF(ISNUMBER(MATCH(CM$11,$AG20:$AJ20,0)),1,0)*IF(ISNUMBER($AF20),(1-$AF20),1) + IF(ISNUMBER(MATCH(CM$11,$AK20:$AP20,0)),-1,0)*_xlfn.IFS(ISNUMBER($AD20),$AD20,ISNUMBER($AE20),$AE20,ISNUMBER($AF20),$AF20,AND($AD20=0,$AE20=0,$AF20=0),1)","v":0},{"$f":"IF(ISNUMBER(MATCH(CN$11,$AG20:$AJ20,0)),1,0)*IF(ISNUMBER($AF20),(1-$AF20),1) + IF(ISNUMBER(MATCH(CN$11,$AK20:$AP20,0)),-1,0)*_xlfn.IFS(ISNUMBER($AD20),$AD20,ISNUMBER($AE20),$AE20,ISNUMBER($AF20),$AF20,AND($AD20=0,$AE20=0,$AF20=0),1)","v":0},{"$f":"IF(ISNUMBER(MATCH(CO$11,$AG20:$AJ20,0)),1,0)*IF(ISNUMBER($AF20),(1-$AF20),1) + IF(ISNUMBER(MATCH(CO$11,$AK20:$AP20,0)),-1,0)*_xlfn.IFS(ISNUMBER($AD20),$AD20,ISNUMBER($AE20),$AE20,ISNUMBER($AF20),$AF20,AND($AD20=0,$AE20=0,$AF20=0),1)","v":0},{"$f":"IF(ISNUMBER(MATCH(CP$11,$AG20:$AJ20,0)),1,0)*IF(ISNUMBER($AF20),(1-$AF20),1) + IF(ISNUMBER(MATCH(CP$11,$AK20:$AP20,0)),-1,0)*_xlfn.IFS(ISNUMBER($AD20),$AD20,ISNUMBER($AE20),$AE20,ISNUMBER($AF20),$AF20,AND($AD20=0,$AE20=0,$AF20=0),1)","v":0},{"$f":"IF(ISNUMBER(MATCH(CQ$11,$AG20:$AJ20,0)),1,0)*IF(ISNUMBER($AF20),(1-$AF20),1) + IF(ISNUMBER(MATCH(CQ$11,$AK20:$AP20,0)),-1,0)*_xlfn.IFS(ISNUMBER($AD20),$AD20,ISNUMBER($AE20),$AE20,ISNUMBER($AF20),$AF20,AND($AD20=0,$AE20=0,$AF20=0),1)","v":0},{"$f":"IF(ISNUMBER(MATCH(CR$11,$AG20:$AJ20,0)),1,0)*IF(ISNUMBER($AF20),(1-$AF20),1) + IF(ISNUMBER(MATCH(CR$11,$AK20:$AP20,0)),-1,0)*_xlfn.IFS(ISNUMBER($AD20),$AD20,ISNUMBER($AE20),$AE20,ISNUMBER($AF20),$AF20,AND($AD20=0,$AE20=0,$AF20=0),1)","v":0},{"$f":"IF(ISNUMBER(MATCH(CS$11,$AG20:$AJ20,0)),1,0)*IF(ISNUMBER($AF20),(1-$AF20),1) + IF(ISNUMBER(MATCH(CS$11,$AK20:$AP20,0)),-1,0)*_xlfn.IFS(ISNUMBER($AD20),$AD20,ISNUMBER($AE20),$AE20,ISNUMBER($AF20),$AF20,AND($AD20=0,$AE20=0,$AF20=0),1)","v":0},{"$f":"IF(ISNUMBER(MATCH(CT$11,$AG20:$AJ20,0)),1,0)*IF(ISNUMBER($AF20),(1-$AF20),1) + IF(ISNUMBER(MATCH(CT$11,$AK20:$AP20,0)),-1,0)*_xlfn.IFS(ISNUMBER($AD20),$AD20,ISNUMBER($AE20),$AE20,ISNUMBER($AF20),$AF20,AND($AD20=0,$AE20=0,$AF20=0),1)","v":0},{"$f":"IF(ISNUMBER(MATCH(CU$11,$AG20:$AJ20,0)),1,0)*IF(ISNUMBER($AF20),(1-$AF20),1) + IF(ISNUMBER(MATCH(CU$11,$AK20:$AP20,0)),-1,0)*_xlfn.IFS(ISNUMBER($AD20),$AD20,ISNUMBER($AE20),$AE20,ISNUMBER($AF20),$AF20,AND($AD20=0,$AE20=0,$AF20=0),1)","v":0},{"$f":"IF(ISNUMBER(MATCH(CV$11,$AG20:$AJ20,0)),1,0)*IF(ISNUMBER($AF20),(1-$AF20),1) + IF(ISNUMBER(MATCH(CV$11,$AK20:$AP20,0)),-1,0)*_xlfn.IFS(ISNUMBER($AD20),$AD20,ISNUMBER($AE20),$AE20,ISNUMBER($AF20),$AF20,AND($AD20=0,$AE20=0,$AF20=0),1)","v":0},{"$f":"IF(ISNUMBER(MATCH(CW$11,$AG20:$AJ20,0)),1,0)*IF(ISNUMBER($AF20),(1-$AF20),1) + IF(ISNUMBER(MATCH(CW$11,$AK20:$AP20,0)),-1,0)*_xlfn.IFS(ISNUMBER($AD20),$AD20,ISNUMBER($AE20),$AE20,ISNUMBER($AF20),$AF20,AND($AD20=0,$AE20=0,$AF20=0),1)","v":0},{"$f":"IF(ISNUMBER(MATCH(CX$11,$AG20:$AJ20,0)),1,0)*IF(ISNUMBER($AF20),(1-$AF20),1) + IF(ISNUMBER(MATCH(CX$11,$AK20:$AP20,0)),-1,0)*_xlfn.IFS(ISNUMBER($AD20),$AD20,ISNUMBER($AE20),$AE20,ISNUMBER($AF20),$AF20,AND($AD20=0,$AE20=0,$AF20=0),1)","v":0},{"$f":"IF(ISNUMBER(MATCH(CY$11,$AG20:$AJ20,0)),1,0)*IF(ISNUMBER($AF20),(1-$AF20),1) + IF(ISNUMBER(MATCH(CY$11,$AK20:$AP20,0)),-1,0)*_xlfn.IFS(ISNUMBER($AD20),$AD20,ISNUMBER($AE20),$AE20,ISNUMBER($AF20),$AF20,AND($AD20=0,$AE20=0,$AF20=0),1)","v":0},{"$f":"IF(ISNUMBER(MATCH(CZ$11,$AG20:$AJ20,0)),1,0)*IF(ISNUMBER($AF20),(1-$AF20),1) + IF(ISNUMBER(MATCH(CZ$11,$AK20:$AP20,0)),-1,0)*_xlfn.IFS(ISNUMBER($AD20),$AD20,ISNUMBER($AE20),$AE20,ISNUMBER($AF20),$AF20,AND($AD20=0,$AE20=0,$AF20=0),1)","v":0},{"$f":"IF(ISNUMBER(MATCH(DA$11,$AG20:$AJ20,0)),1,0)*IF(ISNUMBER($AF20),(1-$AF20),1) + IF(ISNUMBER(MATCH(DA$11,$AK20:$AP20,0)),-1,0)*_xlfn.IFS(ISNUMBER($AD20),$AD20,ISNUMBER($AE20),$AE20,ISNUMBER($AF20),$AF20,AND($AD20=0,$AE20=0,$AF20=0),1)","v":0},{"$f":"IF(ISNUMBER(MATCH(DB$11,$AG20:$AJ20,0)),1,0)*IF(ISNUMBER($AF20),(1-$AF20),1) + IF(ISNUMBER(MATCH(DB$11,$AK20:$AP20,0)),-1,0)*_xlfn.IFS(ISNUMBER($AD20),$AD20,ISNUMBER($AE20),$AE20,ISNUMBER($AF20),$AF20,AND($AD20=0,$AE20=0,$AF20=0),1)","v":0},{"$f":"IF(ISNUMBER(MATCH(DC$11,$AG20:$AJ20,0)),1,0)*IF(ISNUMBER($AF20),(1-$AF20),1) + IF(ISNUMBER(MATCH(DC$11,$AK20:$AP20,0)),-1,0)*_xlfn.IFS(ISNUMBER($AD20),$AD20,ISNUMBER($AE20),$AE20,ISNUMBER($AF20),$AF20,AND($AD20=0,$AE20=0,$AF20=0),1)","v":0},{"$f":"IF(ISNUMBER(MATCH(DD$11,$AG20:$AJ20,0)),1,0)*IF(ISNUMBER($AF20),(1-$AF20),1) + IF(ISNUMBER(MATCH(DD$11,$AK20:$AP20,0)),-1,0)*_xlfn.IFS(ISNUMBER($AD20),$AD20,ISNUMBER($AE20),$AE20,ISNUMBER($AF20),$AF20,AND($AD20=0,$AE20=0,$AF20=0),1)","v":0},{"$f":"IF(ISNUMBER(MATCH(DE$11,$AG20:$AJ20,0)),1,0)*IF(ISNUMBER($AF20),(1-$AF20),1) + IF(ISNUMBER(MATCH(DE$11,$AK20:$AP20,0)),-1,0)*_xlfn.IFS(ISNUMBER($AD20),$AD20,ISNUMBER($AE20),$AE20,ISNUMBER($AF20),$AF20,AND($AD20=0,$AE20=0,$AF20=0),1)","v":0},null,0,"Power\nMech","TX","Conservation",null,null,null,null,null,null,null,null,null,"e_crit_ups-drms",7.0808668686369618,3949.678313972197,0,0,0,0,1.0101010101010102,1.0101010101010099,0,0,0,0,0,0,0,1.0101010101010102,2.494076568150642E-3,2.494076568150642E-3,-2.494076568150642E-3,-2.494076568150642E-3,2.494076568150642E-3,1.0126652112097143,2.4940765681506416E-3,0,0,-2.494076568150642E-3,-2.494076568150642E-3,2.494076568150642E-3,1.0127084537858948,2.4940765681506416E-3,0,0,-2.494076568150642E-3,-2.494076568150642E-3,2.494076568150642E-3,1.0125950866691606,2.4940765681506416E-3,0,0,-2.494076568150642E-3,-2.494076568150642E-3,2.494076568150642E-3,1.0125950866691606,2.4940765681506416E-3,0,0,0,0,-2.4940765681506424E-3,0,0,0,0,0,0,0,0,0,0,-2.494076568150642E-3,0,0,0,0,0,0,0,0,null,null,null,null,null,null,null,null,null,null,null,"e_crit_ups-drms",null,3949.678313972197,0,0,0,0,1.0101010101010102,1.0101010101010099,0,0,0,0,0,0,0,1.0101010101010102,2.4940765681504269E-3,2.494076568150642E-3,-2.494076568150642E-3,-2.4940765681504269E-3,2.494076568150642E-3,1.0126652112097143,2.4940765681504273E-3,-2.1509215849396801E-16,0,-2.494076568150642E-3,-2.4940765681504269E-3,2.494076568150642E-3,1.0127084537858948,2.4940765681504269E-3,-2.2472800530193293E-16,0,-2.494076568150642E-3,-2.4940765681504269E-3,2.494076568150642E-3,1.0125950866691606,2.4940765681504269E-3,-2.1509215849396801E-16,0,-2.494076568150642E-3,-2.4940765681504269E-3,2.494076568150642E-3,1.0125950866691606,2.4940765681504269E-3,-2.1509215849396801E-16,0,0,0,-2.4940765681506416E-3,0,0,0,3.2867626985464957E-19,0,0,0,0,0,0,-2.494076568150642E-3,0,0,0,0,0,0,0,0,null,null,"e_crit_ups-drms",3949.678313972197,0,0,0,0,1.0101010101010102,1.0101010101010099,0,0,0,0,0,0,0,1.0101010101010102,2.4940765681504269E-3,2.494076568150642E-3,-2.494076568150642E-3,-2.4940765681504269E-3,2.494076568150642E-3,1.0126652112097143,2.4940765681504273E-3,-2.1509215849396801E-16,0,-2.494076568150642E-3,-2.4940765681504269E-3,2.494076568150642E-3,1.0127084537858948,2.4940765681504269E-3,-2.2472800530193293E-16,0,-2.494076568150642E-3,-2.4940765681504269E-3,2.494076568150642E-3,1.0125950866691606,2.4940765681504269E-3,-2.1509215849396801E-16,0,-2.494076568150642E-3,-2.4940765681504269E-3,2.494076568150642E-3,1.0125950866691606,2.4940765681504269E-3,-2.1509215849396801E-16,0,0,0,-2.4940765681506416E-3,0,0,0,3.2867626985464957E-19,0,0,0,0,0,0,-2.494076568150642E-3,0,0,0,0,0,0,0,0]
[null,null,null,null,null,null,null,null,null,null,null,null,null,null,null,null,null,null,"e_crit_ups-hru,ht",1.6941571560465574,1.6941571560465574,1.6941571560465574,1.6941571560465574,1.6941571560465574,1.6941571560465574,null,null,"Losses",null,{"$f":"'Back-up Power Calculate'!K22","v":0.01},null,null,"q_mech_tx-amb",null,null,null,"e_mech_u-tx",null,null,null,null,null,null,{"$f":"IF(ISNUMBER(MATCH(AR$11,$AG21:$AJ21,0)),1,0)*IF(ISNUMBER($AF21),(1-$AF21),1) + IF(ISNUMBER(MATCH(AR$11,$AK21:$AP21,0)),-1,0)*_xlfn.IFS(ISNUMBER($AD21),$AD21,ISNUMBER($AE21),$AE21,ISNUMBER($AF21),$AF21,AND($AD21=0,$AE21=0,$AF21=0),1)","v":0},{"$f":"IF(ISNUMBER(MATCH(AS$11,$AG21:$AJ21,0)),1,0)*IF(ISNUMBER($AF21),(1-$AF21),1) + IF(ISNUMBER(MATCH(AS$11,$AK21:$AP21,0)),-1,0)*_xlfn.IFS(ISNUMBER($AD21),$AD21,ISNUMBER($AE21),$AE21,ISNUMBER($AF21),$AF21,AND($AD21=0,$AE21=0,$AF21=0),1)","v":0},{"$f":"IF(ISNUMBER(MATCH(AT$11,$AG21:$AJ21,0)),1,0)*IF(ISNUMBER($AF21),(1-$AF21),1) + IF(ISNUMBER(MATCH(AT$11,$AK21:$AP21,0)),-1,0)*_xlfn.IFS(ISNUMBER($AD21),$AD21,ISNUMBER($AE21),$AE21,ISNUMBER($AF21),$AF21,AND($AD21=0,$AE21=0,$AF21=0),1)","v":0},{"$f":"IF(ISNUMBER(MATCH(AU$11,$AG21:$AJ21,0)),1,0)*IF(ISNUMBER($AF21),(1-$AF21),1) + IF(ISNUMBER(MATCH(AU$11,$AK21:$AP21,0)),-1,0)*_xlfn.IFS(ISNUMBER($AD21),$AD21,ISNUMBER($AE21),$AE21,ISNUMBER($AF21),$AF21,AND($AD21=0,$AE21=0,$AF21=0),1)","v":0},{"$f":"IF(ISNUMBER(MATCH(AV$11,$AG21:$AJ21,0)),1,0)*IF(ISNUMBER($AF21),(1-$AF21),1) + IF(ISNUMBER(MATCH(AV$11,$AK21:$AP21,0)),-1,0)*_xlfn.IFS(ISNUMBER($AD21),$AD21,ISNUMBER($AE21),$AE21,ISNUMBER($AF21),$AF21,AND($AD21=0,$AE21=0,$AF21=0),1)","v":0},{"$f":"IF(ISNUMBER(MATCH(AW$11,$AG21:$AJ21,0)),1,0)*IF(ISNUMBER($AF21),(1-$AF21),1) + IF(ISNUMBER(MATCH(AW$11,$AK21:$AP21,0)),-1,0)*_xlfn.IFS(ISNUMBER($AD21),$AD21,ISNUMBER($AE21),$AE21,ISNUMBER($AF21),$AF21,AND($AD21=0,$AE21=0,$AF21=0),1)","v":0},{"$f":"IF(ISNUMBER(MATCH(AX$11,$AG21:$AJ21,0)),1,0)*IF(ISNUMBER($AF21),(1-$AF21),1) + IF(ISNUMBER(MATCH(AX$11,$AK21:$AP21,0)),-1,0)*_xlfn.IFS(ISNUMBER($AD21),$AD21,ISNUMBER($AE21),$AE21,ISNUMBER($AF21),$AF21,AND($AD21=0,$AE21=0,$AF21=0),1)","v":0},{"$f":"IF(ISNUMBER(MATCH(AY$11,$AG21:$AJ21,0)),1,0)*IF(ISNUMBER($AF21),(1-$AF21),1) + IF(ISNUMBER(MATCH(AY$11,$AK21:$AP21,0)),-1,0)*_xlfn.IFS(ISNUMBER($AD21),$AD21,ISNUMBER($AE21),$AE21,ISNUMBER($AF21),$AF21,AND($AD21=0,$AE21=0,$AF21=0),1)","v":0},{"$f":"IF(ISNUMBER(MATCH(AZ$11,$AG21:$AJ21,0)),1,0)*IF(ISNUMBER($AF21),(1-$AF21),1) + IF(ISNUMBER(MATCH(AZ$11,$AK21:$AP21,0)),-1,0)*_xlfn.IFS(ISNUMBER($AD21),$AD21,ISNUMBER($AE21),$AE21,ISNUMBER($AF21),$AF21,AND($AD21=0,$AE21=0,$AF21=0),1)","v":0},{"$f":"IF(ISNUMBER(MATCH(BA$11,$AG21:$AJ21,0)),1,0)*IF(ISNUMBER($AF21),(1-$AF21),1) + IF(ISNUMBER(MATCH(BA$11,$AK21:$AP21,0)),-1,0)*_xlfn.IFS(ISNUMBER($AD21),$AD21,ISNUMBER($AE21),$AE21,ISNUMBER($AF21),$AF21,AND($AD21=0,$AE21=0,$AF21=0),1)","v":0},{"$f":"IF(ISNUMBER(MATCH(BB$11,$AG21:$AJ21,0)),1,0)*IF(ISNUMBER($AF21),(1-$AF21),1) + IF(ISNUMBER(MATCH(BB$11,$AK21:$AP21,0)),-1,0)*_xlfn.IFS(ISNUMBER($AD21),$AD21,ISNUMBER($AE21),$AE21,ISNUMBER($AF21),$AF21,AND($AD21=0,$AE21=0,$AF21=0),1)","v":0},{"$f":"IF(ISNUMBER(MATCH(BC$11,$AG21:$AJ21,0)),1,0)*IF(ISNUMBER($AF21),(1-$AF21),1) + IF(ISNUMBER(MATCH(BC$11,$AK21:$AP21,0)),-1,0)*_xlfn.IFS(ISNUMBER($AD21),$AD21,ISNUMBER($AE21),$AE21,ISNUMBER($AF21),$AF21,AND($AD21=0,$AE21=0,$AF21=0),1)","v":0},{"$f":"IF(ISNUMBER(MATCH(BD$11,$AG21:$AJ21,0)),1,0)*IF(ISNUMBER($AF21),(1-$AF21),1) + IF(ISNUMBER(MATCH(BD$11,$AK21:$AP21,0)),-1,0)*_xlfn.IFS(ISNUMBER($AD21),$AD21,ISNUMBER($AE21),$AE21,ISNUMBER($AF21),$AF21,AND($AD21=0,$AE21=0,$AF21=0),1)","v":-0.01},{"$f":"IF(ISNUMBER(MATCH(BE$11,$AG21:$AJ21,0)),1,0)*IF(ISNUMBER($AF21),(1-$AF21),1) + IF(ISNUMBER(MATCH(BE$11,$AK21:$AP21,0)),-1,0)*_xlfn.IFS(ISNUMBER($AD21),$AD21,ISNUMBER($AE21),$AE21,ISNUMBER($AF21),$AF21,AND($AD21=0,$AE21=0,$AF21=0),1)","v":0},{"$f":"IF(ISNUMBER(MATCH(BF$11,$AG21:$AJ21,0)),1,0)*IF(ISNUMBER($AF21),(1-$AF21),1) + IF(ISNUMBER(MATCH(BF$11,$AK21:$AP21,0)),-1,0)*_xlfn.IFS(ISNUMBER($AD21),$AD21,ISNUMBER($AE21),$AE21,ISNUMBER($AF21),$AF21,AND($AD21=0,$AE21=0,$AF21=0),1)","v":1},{"$f":"IF(ISNUMBER(MATCH(BG$11,$AG21:$AJ21,0)),1,0)*IF(ISNUMBER($AF21),(1-$AF21),1) + IF(ISNUMBER(MATCH(BG$11,$AK21:$AP21,0)),-1,0)*_xlfn.IFS(ISNUMBER($AD21),$AD21,ISNUMBER($AE21),$AE21,ISNUMBER($AF21),$AF21,AND($AD21=0,$AE21=0,$AF21=0),1)","v":0},{"$f":"IF(ISNUMBER(MATCH(BH$11,$AG21:$AJ21,0)),1,0)*IF(ISNUMBER($AF21),(1-$AF21),1) + IF(ISNUMBER(MATCH(BH$11,$AK21:$AP21,0)),-1,0)*_xlfn.IFS(ISNUMBER($AD21),$AD21,ISNUMBER($AE21),$AE21,ISNUMBER($AF21),$AF21,AND($AD21=0,$AE21=0,$AF21=0),1)","v":0},{"$f":"IF(ISNUMBER(MATCH(BI$11,$AG21:$AJ21,0)),1,0)*IF(ISNUMBER($AF21),(1-$AF21),1) + IF(ISNUMBER(MATCH(BI$11,$AK21:$AP21,0)),-1,0)*_xlfn.IFS(ISNUMBER($AD21),$AD21,ISNUMBER($AE21),$AE21,ISNUMBER($AF21),$AF21,AND($AD21=0,$AE21=0,$AF21=0),1)","v":0},{"$f":"IF(ISNUMBER(MATCH(BJ$11,$AG21:$AJ21,0)),1,0)*IF(ISNUMBER($AF21),(1-$AF21),1) + IF(ISNUMBER(MATCH(BJ$11,$AK21:$AP21,0)),-1,0)*_xlfn.IFS(ISNUMBER($AD21),$AD21,ISNUMBER($AE21),$AE21,ISNUMBER($AF21),$AF21,AND($AD21=0,$AE21=0,$AF21=0),1)","v":0},{"$f":"IF(ISNUMBER(MATCH(BK$11,$AG21:$AJ21,0)),1,0)*IF(ISNUMBER($AF21),(1-$AF21),1) + IF(ISNUMBER(MATCH(BK$11,$AK21:$AP21,0)),-1,0)*_xlfn.IFS(ISNUMBER($AD21),$AD21,ISNUMBER($AE21),$AE21,ISNUMBER($AF21),$AF21,AND($AD21=0,$AE21=0,$AF21=0),1)","v":0},{"$f":"IF(ISNUMBER(MATCH(BL$11,$AG21:$AJ21,0)),1,0)*IF(ISNUMBER($AF21),(1-$AF21),1) + IF(ISNUMBER(MATCH(BL$11,$AK21:$AP21,0)),-1,0)*_xlfn.IFS(ISNUMBER($AD21),$AD21,ISNUMBER($AE21),$AE21,ISNUMBER($AF21),$AF21,AND($AD21=0,$AE21=0,$AF21=0),1)","v":0},{"$f":"IF(ISNUMBER(MATCH(BM$11,$AG21:$AJ21,0)),1,0)*IF(ISNUMBER($AF21),(1-$AF21),1) + IF(ISNUMBER(MATCH(BM$11,$AK21:$AP21,0)),-1,0)*_xlfn.IFS(ISNUMBER($AD21),$AD21,ISNUMBER($AE21),$AE21,ISNUMBER($AF21),$AF21,AND($AD21=0,$AE21=0,$AF21=0),1)","v":0},{"$f":"IF(ISNUMBER(MATCH(BN$11,$AG21:$AJ21,0)),1,0)*IF(ISNUMBER($AF21),(1-$AF21),1) + IF(ISNUMBER(MATCH(BN$11,$AK21:$AP21,0)),-1,0)*_xlfn.IFS(ISNUMBER($AD21),$AD21,ISNUMBER($AE21),$AE21,ISNUMBER($AF21),$AF21,AND($AD21=0,$AE21=0,$AF21=0),1)","v":0},{"$f":"IF(ISNUMBER(MATCH(BO$11,$AG21:$AJ21,0)),1,0)*IF(ISNUMBER($AF21),(1-$AF21),1) + IF(ISNUMBER(MATCH(BO$11,$AK21:$AP21,0)),-1,0)*_xlfn.IFS(ISNUMBER($AD21),$AD21,ISNUMBER($AE21),$AE21,ISNUMBER($AF21),$AF21,AND($AD21=0,$AE21=0,$AF21=0),1)","v":0},{"$f":"IF(ISNUMBER(MATCH(BP$11,$AG21:$AJ21,0)),1,0)*IF(ISNUMBER($AF21),(1-$AF21),1) + IF(ISNUMBER(MATCH(BP$11,$AK21:$AP21,0)),-1,0)*_xlfn.IFS(ISNUMBER($AD21),$AD21,ISNUMBER($AE21),$AE21,ISNUMBER($AF21),$AF21,AND($AD21=0,$AE21=0,$AF21=0),1)","v":0},{"$f":"IF(ISNUMBER(MATCH(BQ$11,$AG21:$AJ21,0)),1,0)*IF(ISNUMBER($AF21),(1-$AF21),1) + IF(ISNUMBER(MATCH(BQ$11,$AK21:$AP21,0)),-1,0)*_xlfn.IFS(ISNUMBER($AD21),$AD21,ISNUMBER($AE21),$AE21,ISNUMBER($AF21),$AF21,AND($AD21=0,$AE21=0,$AF21=0),1)","v":0},{"$f":"IF(ISNUMBER(MATCH(BR$11,$AG21:$AJ21,0)),1,0)*IF(ISNUMBER($AF21),(1-$AF21),1) + IF(ISNUMBER(MATCH(BR$11,$AK21:$AP21,0)),-1,0)*_xlfn.IFS(ISNUMBER($AD21),$AD21,ISNUMBER($AE21),$AE21,ISNUMBER($AF21),$AF21,AND($AD21=0,$AE21=0,$AF21=0),1)","v":0},{"$f":"IF(ISNUMBER(MATCH(BS$11,$AG21:$AJ21,0)),1,0)*IF(ISNUMBER($AF21),(1-$AF21),1) + IF(ISNUMBER(MATCH(BS$11,$AK21:$AP21,0)),-1,0)*_xlfn.IFS(ISNUMBER($AD21),$AD21,ISNUMBER($AE21),$AE21,ISNUMBER($AF21),$AF21,AND($AD21=0,$AE21=0,$AF21=0),1)","v":0},{"$f":"IF(ISNUMBER(MATCH(BT$11,$AG21:$AJ21,0)),1,0)*IF(ISNUMBER($AF21),(1-$AF21),1) + IF(ISNUMBER(MATCH(BT$11,$AK21:$AP21,0)),-1,0)*_xlfn.IFS(ISNUMBER($AD21),$AD21,ISNUMBER($AE21),$AE21,ISNUMBER($AF21),$AF21,AND($AD21=0,$AE21=0,$AF21=0),1)","v":0},{"$f":"IF(ISNUMBER(MATCH(BU$11,$AG21:$AJ21,0)),1,0)*IF(ISNUMBER($AF21),(1-$AF21),1) + IF(ISNUMBER(MATCH(BU$11,$AK21:$AP21,0)),-1,0)*_xlfn.IFS(ISNUMBER($AD21),$AD21,ISNUMBER($AE21),$AE21,ISNUMBER($AF21),$AF21,AND($AD21=0,$AE21=0,$AF21=0),1)","v":0},{"$f":"IF(ISNUMBER(MATCH(BV$11,$AG21:$AJ21,0)),1,0)*IF(ISNUMBER($AF21),(1-$AF21),1) + IF(ISNUMBER(MATCH(BV$11,$AK21:$AP21,0)),-1,0)*_xlfn.IFS(ISNUMBER($AD21),$AD21,ISNUMBER($AE21),$AE21,ISNUMBER($AF21),$AF21,AND($AD21=0,$AE21=0,$AF21=0),1)","v":0},{"$f":"IF(ISNUMBER(MATCH(BW$11,$AG21:$AJ21,0)),1,0)*IF(ISNUMBER($AF21),(1-$AF21),1) + IF(ISNUMBER(MATCH(BW$11,$AK21:$AP21,0)),-1,0)*_xlfn.IFS(ISNUMBER($AD21),$AD21,ISNUMBER($AE21),$AE21,ISNUMBER($AF21),$AF21,AND($AD21=0,$AE21=0,$AF21=0),1)","v":0},{"$f":"IF(ISNUMBER(MATCH(BX$11,$AG21:$AJ21,0)),1,0)*IF(ISNUMBER($AF21),(1-$AF21),1) + IF(ISNUMBER(MATCH(BX$11,$AK21:$AP21,0)),-1,0)*_xlfn.IFS(ISNUMBER($AD21),$AD21,ISNUMBER($AE21),$AE21,ISNUMBER($AF21),$AF21,AND($AD21=0,$AE21=0,$AF21=0),1)","v":0},{"$f":"IF(ISNUMBER(MATCH(BY$11,$AG21:$AJ21,0)),1,0)*IF(ISNUMBER($AF21),(1-$AF21),1) + IF(ISNUMBER(MATCH(BY$11,$AK21:$AP21,0)),-1,0)*_xlfn.IFS(ISNUMBER($AD21),$AD21,ISNUMBER($AE21),$AE21,ISNUMBER($AF21),$AF21,AND($AD21=0,$AE21=0,$AF21=0),1)","v":0},{"$f":"IF(ISNUMBER(MATCH(BZ$11,$AG21:$AJ21,0)),1,0)*IF(ISNUMBER($AF21),(1-$AF21),1) + IF(ISNUMBER(MATCH(BZ$11,$AK21:$AP21,0)),-1,0)*_xlfn.IFS(ISNUMBER($AD21),$AD21,ISNUMBER($AE21),$AE21,ISNUMBER($AF21),$AF21,AND($AD21=0,$AE21=0,$AF21=0),1)","v":0},{"$f":"IF(ISNUMBER(MATCH(CA$11,$AG21:$AJ21,0)),1,0)*IF(ISNUMBER($AF21),(1-$AF21),1) + IF(ISNUMBER(MATCH(CA$11,$AK21:$AP21,0)),-1,0)*_xlfn.IFS(ISNUMBER($AD21),$AD21,ISNUMBER($AE21),$AE21,ISNUMBER($AF21),$AF21,AND($AD21=0,$AE21=0,$AF21=0),1)","v":0},{"$f":"IF(ISNUMBER(MATCH(CB$11,$AG21:$AJ21,0)),1,0)*IF(ISNUMBER($AF21),(1-$AF21),1) + IF(ISNUMBER(MATCH(CB$11,$AK21:$AP21,0)),-1,0)*_xlfn.IFS(ISNUMBER($AD21),$AD21,ISNUMBER($AE21),$AE21,ISNUMBER($AF21),$AF21,AND($AD21=0,$AE21=0,$AF21=0),1)","v":0},{"$f":"IF(ISNUMBER(MATCH(CC$11,$AG21:$AJ21,0)),1,0)*IF(ISNUMBER($AF21),(1-$AF21),1) + IF(ISNUMBER(MATCH(CC$11,$AK21:$AP21,0)),-1,0)*_xlfn.IFS(ISNUMBER($AD21),$AD21,ISNUMBER($AE21),$AE21,ISNUMBER($AF21),$AF21,AND($AD21=0,$AE21=0,$AF21=0),1)","v":0},{"$f":"IF(ISNUMBER(MATCH(CD$11,$AG21:$AJ21,0)),1,0)*IF(ISNUMBER($AF21),(1-$AF21),1) + IF(ISNUMBER(MATCH(CD$11,$AK21:$AP21,0)),-1,0)*_xlfn.IFS(ISNUMBER($AD21),$AD21,ISNUMBER($AE21),$AE21,ISNUMBER($AF21),$AF21,AND($AD21=0,$AE21=0,$AF21=0),1)","v":0},{"$f":"IF(ISNUMBER(MATCH(CE$11,$AG21:$AJ21,0)),1,0)*IF(ISNUMBER($AF21),(1-$AF21),1) + IF(ISNUMBER(MATCH(CE$11,$AK21:$AP21,0)),-1,0)*_xlfn.IFS(ISNUMBER($AD21),$AD21,ISNUMBER($AE21),$AE21,ISNUMBER($AF21),$AF21,AND($AD21=0,$AE21=0,$AF21=0),1)","v":0},{"$f":"IF(ISNUMBER(MATCH(CF$11,$AG21:$AJ21,0)),1,0)*IF(ISNUMBER($AF21),(1-$AF21),1) + IF(ISNUMBER(MATCH(CF$11,$AK21:$AP21,0)),-1,0)*_xlfn.IFS(ISNUMBER($AD21),$AD21,ISNUMBER($AE21),$AE21,ISNUMBER($AF21),$AF21,AND($AD21=0,$AE21=0,$AF21=0),1)","v":0},{"$f":"IF(ISNUMBER(MATCH(CG$11,$AG21:$AJ21,0)),1,0)*IF(ISNUMBER($AF21),(1-$AF21),1) + IF(ISNUMBER(MATCH(CG$11,$AK21:$AP21,0)),-1,0)*_xlfn.IFS(ISNUMBER($AD21),$AD21,ISNUMBER($AE21),$AE21,ISNUMBER($AF21),$AF21,AND($AD21=0,$AE21=0,$AF21=0),1)","v":0},{"$f":"IF(ISNUMBER(MATCH(CH$11,$AG21:$AJ21,0)),1,0)*IF(ISNUMBER($AF21),(1-$AF21),1) + IF(ISNUMBER(MATCH(CH$11,$AK21:$AP21,0)),-1,0)*_xlfn.IFS(ISNUMBER($AD21),$AD21,ISNUMBER($AE21),$AE21,ISNUMBER($AF21),$AF21,AND($AD21=0,$AE21=0,$AF21=0),1)","v":0},{"$f":"IF(ISNUMBER(MATCH(CI$11,$AG21:$AJ21,0)),1,0)*IF(ISNUMBER($AF21),(1-$AF21),1) + IF(ISNUMBER(MATCH(CI$11,$AK21:$AP21,0)),-1,0)*_xlfn.IFS(ISNUMBER($AD21),$AD21,ISNUMBER($AE21),$AE21,ISNUMBER($AF21),$AF21,AND($AD21=0,$AE21=0,$AF21=0),1)","v":0},{"$f":"IF(ISNUMBER(MATCH(CJ$11,$AG21:$AJ21,0)),1,0)*IF(ISNUMBER($AF21),(1-$AF21),1) + IF(ISNUMBER(MATCH(CJ$11,$AK21:$AP21,0)),-1,0)*_xlfn.IFS(ISNUMBER($AD21),$AD21,ISNUMBER($AE21),$AE21,ISNUMBER($AF21),$AF21,AND($AD21=0,$AE21=0,$AF21=0),1)","v":0},{"$f":"IF(ISNUMBER(MATCH(CK$11,$AG21:$AJ21,0)),1,0)*IF(ISNUMBER($AF21),(1-$AF21),1) + IF(ISNUMBER(MATCH(CK$11,$AK21:$AP21,0)),-1,0)*_xlfn.IFS(ISNUMBER($AD21),$AD21,ISNUMBER($AE21),$AE21,ISNUMBER($AF21),$AF21,AND($AD21=0,$AE21=0,$AF21=0),1)","v":0},{"$f":"IF(ISNUMBER(MATCH(CL$11,$AG21:$AJ21,0)),1,0)*IF(ISNUMBER($AF21),(1-$AF21),1) + IF(ISNUMBER(MATCH(CL$11,$AK21:$AP21,0)),-1,0)*_xlfn.IFS(ISNUMBER($AD21),$AD21,ISNUMBER($AE21),$AE21,ISNUMBER($AF21),$AF21,AND($AD21=0,$AE21=0,$AF21=0),1)","v":0},{"$f":"IF(ISNUMBER(MATCH(CM$11,$AG21:$AJ21,0)),1,0)*IF(ISNUMBER($AF21),(1-$AF21),1) + IF(ISNUMBER(MATCH(CM$11,$AK21:$AP21,0)),-1,0)*_xlfn.IFS(ISNUMBER($AD21),$AD21,ISNUMBER($AE21),$AE21,ISNUMBER($AF21),$AF21,AND($AD21=0,$AE21=0,$AF21=0),1)","v":0},{"$f":"IF(ISNUMBER(MATCH(CN$11,$AG21:$AJ21,0)),1,0)*IF(ISNUMBER($AF21),(1-$AF21),1) + IF(ISNUMBER(MATCH(CN$11,$AK21:$AP21,0)),-1,0)*_xlfn.IFS(ISNUMBER($AD21),$AD21,ISNUMBER($AE21),$AE21,ISNUMBER($AF21),$AF21,AND($AD21=0,$AE21=0,$AF21=0),1)","v":0},{"$f":"IF(ISNUMBER(MATCH(CO$11,$AG21:$AJ21,0)),1,0)*IF(ISNUMBER($AF21),(1-$AF21),1) + IF(ISNUMBER(MATCH(CO$11,$AK21:$AP21,0)),-1,0)*_xlfn.IFS(ISNUMBER($AD21),$AD21,ISNUMBER($AE21),$AE21,ISNUMBER($AF21),$AF21,AND($AD21=0,$AE21=0,$AF21=0),1)","v":0},{"$f":"IF(ISNUMBER(MATCH(CP$11,$AG21:$AJ21,0)),1,0)*IF(ISNUMBER($AF21),(1-$AF21),1) + IF(ISNUMBER(MATCH(CP$11,$AK21:$AP21,0)),-1,0)*_xlfn.IFS(ISNUMBER($AD21),$AD21,ISNUMBER($AE21),$AE21,ISNUMBER($AF21),$AF21,AND($AD21=0,$AE21=0,$AF21=0),1)","v":0},{"$f":"IF(ISNUMBER(MATCH(CQ$11,$AG21:$AJ21,0)),1,0)*IF(ISNUMBER($AF21),(1-$AF21),1) + IF(ISNUMBER(MATCH(CQ$11,$AK21:$AP21,0)),-1,0)*_xlfn.IFS(ISNUMBER($AD21),$AD21,ISNUMBER($AE21),$AE21,ISNUMBER($AF21),$AF21,AND($AD21=0,$AE21=0,$AF21=0),1)","v":0},{"$f":"IF(ISNUMBER(MATCH(CR$11,$AG21:$AJ21,0)),1,0)*IF(ISNUMBER($AF21),(1-$AF21),1) + IF(ISNUMBER(MATCH(CR$11,$AK21:$AP21,0)),-1,0)*_xlfn.IFS(ISNUMBER($AD21),$AD21,ISNUMBER($AE21),$AE21,ISNUMBER($AF21),$AF21,AND($AD21=0,$AE21=0,$AF21=0),1)","v":0},{"$f":"IF(ISNUMBER(MATCH(CS$11,$AG21:$AJ21,0)),1,0)*IF(ISNUMBER($AF21),(1-$AF21),1) + IF(ISNUMBER(MATCH(CS$11,$AK21:$AP21,0)),-1,0)*_xlfn.IFS(ISNUMBER($AD21),$AD21,ISNUMBER($AE21),$AE21,ISNUMBER($AF21),$AF21,AND($AD21=0,$AE21=0,$AF21=0),1)","v":0},{"$f":"IF(ISNUMBER(MATCH(CT$11,$AG21:$AJ21,0)),1,0)*IF(ISNUMBER($AF21),(1-$AF21),1) + IF(ISNUMBER(MATCH(CT$11,$AK21:$AP21,0)),-1,0)*_xlfn.IFS(ISNUMBER($AD21),$AD21,ISNUMBER($AE21),$AE21,ISNUMBER($AF21),$AF21,AND($AD21=0,$AE21=0,$AF21=0),1)","v":0},{"$f":"IF(ISNUMBER(MATCH(CU$11,$AG21:$AJ21,0)),1,0)*IF(ISNUMBER($AF21),(1-$AF21),1) + IF(ISNUMBER(MATCH(CU$11,$AK21:$AP21,0)),-1,0)*_xlfn.IFS(ISNUMBER($AD21),$AD21,ISNUMBER($AE21),$AE21,ISNUMBER($AF21),$AF21,AND($AD21=0,$AE21=0,$AF21=0),1)","v":0},{"$f":"IF(ISNUMBER(MATCH(CV$11,$AG21:$AJ21,0)),1,0)*IF(ISNUMBER($AF21),(1-$AF21),1) + IF(ISNUMBER(MATCH(CV$11,$AK21:$AP21,0)),-1,0)*_xlfn.IFS(ISNUMBER($AD21),$AD21,ISNUMBER($AE21),$AE21,ISNUMBER($AF21),$AF21,AND($AD21=0,$AE21=0,$AF21=0),1)","v":0},{"$f":"IF(ISNUMBER(MATCH(CW$11,$AG21:$AJ21,0)),1,0)*IF(ISNUMBER($AF21),(1-$AF21),1) + IF(ISNUMBER(MATCH(CW$11,$AK21:$AP21,0)),-1,0)*_xlfn.IFS(ISNUMBER($AD21),$AD21,ISNUMBER($AE21),$AE21,ISNUMBER($AF21),$AF21,AND($AD21=0,$AE21=0,$AF21=0),1)","v":0},{"$f":"IF(ISNUMBER(MATCH(CX$11,$AG21:$AJ21,0)),1,0)*IF(ISNUMBER($AF21),(1-$AF21),1) + IF(ISNUMBER(MATCH(CX$11,$AK21:$AP21,0)),-1,0)*_xlfn.IFS(ISNUMBER($AD21),$AD21,ISNUMBER($AE21),$AE21,ISNUMBER($AF21),$AF21,AND($AD21=0,$AE21=0,$AF21=0),1)","v":0},{"$f":"IF(ISNUMBER(MATCH(CY$11,$AG21:$AJ21,0)),1,0)*IF(ISNUMBER($AF21),(1-$AF21),1) + IF(ISNUMBER(MATCH(CY$11,$AK21:$AP21,0)),-1,0)*_xlfn.IFS(ISNUMBER($AD21),$AD21,ISNUMBER($AE21),$AE21,ISNUMBER($AF21),$AF21,AND($AD21=0,$AE21=0,$AF21=0),1)","v":0},{"$f":"IF(ISNUMBER(MATCH(CZ$11,$AG21:$AJ21,0)),1,0)*IF(ISNUMBER($AF21),(1-$AF21),1) + IF(ISNUMBER(MATCH(CZ$11,$AK21:$AP21,0)),-1,0)*_xlfn.IFS(ISNUMBER($AD21),$AD21,ISNUMBER($AE21),$AE21,ISNUMBER($AF21),$AF21,AND($AD21=0,$AE21=0,$AF21=0),1)","v":0},{"$f":"IF(ISNUMBER(MATCH(DA$11,$AG21:$AJ21,0)),1,0)*IF(ISNUMBER($AF21),(1-$AF21),1) + IF(ISNUMBER(MATCH(DA$11,$AK21:$AP21,0)),-1,0)*_xlfn.IFS(ISNUMBER($AD21),$AD21,ISNUMBER($AE21),$AE21,ISNUMBER($AF21),$AF21,AND($AD21=0,$AE21=0,$AF21=0),1)","v":0},{"$f":"IF(ISNUMBER(MATCH(DB$11,$AG21:$AJ21,0)),1,0)*IF(ISNUMBER($AF21),(1-$AF21),1) + IF(ISNUMBER(MATCH(DB$11,$AK21:$AP21,0)),-1,0)*_xlfn.IFS(ISNUMBER($AD21),$AD21,ISNUMBER($AE21),$AE21,ISNUMBER($AF21),$AF21,AND($AD21=0,$AE21=0,$AF21=0),1)","v":0},{"$f":"IF(ISNUMBER(MATCH(DC$11,$AG21:$AJ21,0)),1,0)*IF(ISNUMBER($AF21),(1-$AF21),1) + IF(ISNUMBER(MATCH(DC$11,$AK21:$AP21,0)),-1,0)*_xlfn.IFS(ISNUMBER($AD21),$AD21,ISNUMBER($AE21),$AE21,ISNUMBER($AF21),$AF21,AND($AD21=0,$AE21=0,$AF21=0),1)","v":0},{"$f":"IF(ISNUMBER(MATCH(DD$11,$AG21:$AJ21,0)),1,0)*IF(ISNUMBER($AF21),(1-$AF21),1) + IF(ISNUMBER(MATCH(DD$11,$AK21:$AP21,0)),-1,0)*_xlfn.IFS(ISNUMBER($AD21),$AD21,ISNUMBER($AE21),$AE21,ISNUMBER($AF21),$AF21,AND($AD21=0,$AE21=0,$AF21=0),1)","v":0},{"$f":"IF(ISNUMBER(MATCH(DE$11,$AG21:$AJ21,0)),1,0)*IF(ISNUMBER($AF21),(1-$AF21),1) + IF(ISNUMBER(MATCH(DE$11,$AK21:$AP21,0)),-1,0)*_xlfn.IFS(ISNUMBER($AD21),$AD21,ISNUMBER($AE21),$AE21,ISNUMBER($AF21),$AF21,AND($AD21=0,$AE21=0,$AF21=0),1)","v":0},null,0,"Power\nMech","TX","Losses",null,null,null,null,null,null,null,null,null,"e_crit_swb-ups",5.5197288033338156E-2,3.6771137130104119,0,0,4.5934772622875517E-4,4.5934772622875528E-2,9.2333532848002308E-4,4.6398760225126789E-2,0,-4.5475424896646757E-2,0,0,0,0,4.5934772622875517E-4,9.2333532848002308E-4,2.2798403172346249E-6,2.2798403172346249E-6,-2.2798403172346249E-6,-2.2798403172346249E-6,2.2798403172346249E-6,9.3859449005160374E-4,4.616275665459898E-4,0,0,-2.2798403172346249E-6,-2.2798403172346249E-6,2.2798403172346249E-6,9.4659824000389349E-4,4.616275665459898E-4,0,0,-2.2798403172346249E-6,-2.2798403172346249E-6,2.2798403172346249E-6,9.256151687972576E-4,4.616275665459898E-4,0,0,-2.2798403172346249E-6,-2.2798403172346249E-6,2.2798403172346249E-6,9.256151687972576E-4,4.616275665459898E-4,0,0,0,0,-2.2798403172346254E-6,0,0,0,0,0,0,0,0,0,0,-2.2798403172346249E-6,0,0,0,0,0,0,0,0,null,null,null,null,null,null,null,null,null,null,null,"e_crit_swb-ups",null,3.6771137130104115,0,0,4.5934772622875517E-4,4.5934772622875528E-2,9.2333532848002308E-4,4.6398760225126789E-2,0,-4.5475424896646757E-2,0,0,0,0,4.5934772622875517E-4,9.2333532848002308E-4,2.2798403172344234E-6,2.2798403172346249E-6,-2.2798403172346249E-6,-2.2798403172344234E-6,2.2798403172346249E-6,9.3859449005160342E-4,4.6162756654598969E-4,-2.0122254654686591E-19,0,-2.2798403172346249E-6,-2.2798403172344234E-6,2.2798403172346249E-6,9.4659824000389349E-4,4.6162756654598964E-4,-2.0562428975257857E-19,0,-2.2798403172346249E-6,-2.2798403172344234E-6,2.2798403172346249E-6,9.256151687972576E-4,4.6162756654598964E-4,-2.0122254654686591E-19,0,-2.2798403172346249E-6,-2.2798403172344234E-6,2.2798403172346249E-6,9.256151687972576E-4,4.6162756654598964E-4,-2.0122254654686591E-19,0,0,0,-2.2798403172346241E-6,0,0,0,3.0722008630653089E-22,0,0,0,0,0,0,-2.2798403172346249E-6,0,0,0,0,0,0,0,0,null,null,"e_crit_swb-ups",3.6771137130104115,0,0,4.5934772622875517E-4,4.5934772622875528E-2,9.2333532848002308E-4,4.6398760225126789E-2,0,-4.5475424896646757E-2,0,0,0,0,4.5934772622875517E-4,9.2333532848002308E-4,2.2798403172344234E-6,2.2798403172346249E-6,-2.2798403172346249E-6,-2.2798403172344234E-6,2.2798403172346249E-6,9.3859449005160342E-4,4.6162756654598969E-4,-2.0122254654686591E-19,0,-2.2798403172346249E-6,-2.2798403172344234E-6,2.2798403172346249E-6,9.4659824000389349E-4,4.6162756654598964E-4,-2.0562428975257857E-19,0,-2.2798403172346249E-6,-2.2798403172344234E-6,2.2798403172346249E-6,9.256151687972576E-4,4.6162756654598964E-4,-2.0122254654686591E-19,0,-2.2798403172346249E-6,-2.2798403172344234E-6,2.2798403172346249E-6,9.256151687972576E-4,4.6162756654598964E-4,-2.0122254654686591E-19,0,0,0,-2.2798403172346241E-6,0,0,0,3.0722008630653089E-22,0,0,0,0,0,0,-2.2798403172346249E-6,0,0,0,0,0,0,0,0]
[null,null,null,null,null,null,null,null,null,null,null,null,null,null,null,null,null,null,"q_crit_ups-ch",39.49678313972197,39.49678313972197,39.49678313972197,39.49678313972197,39.49678313972197,39.49678313972197,null,"SWB","Conservation",null,null,null,null,"e_mech_tx-swb",null,null,null,"e_mech_swb-hru,lt","e_mech_swb-hru,ht","q_mech_swb-amb",null,null,null,null,{"$f":"IF(ISNUMBER(MATCH(AR$11,$AG22:$AJ22,0)),1,0)*IF(ISNUMBER($AF22),(1-$AF22),1) + IF(ISNUMBER(MATCH(AR$11,$AK22:$AP22,0)),-1,0)*_xlfn.IFS(ISNUMBER($AD22),$AD22,ISNUMBER($AE22),$AE22,ISNUMBER($AF22),$AF22,AND($AD22=0,$AE22=0,$AF22=0),1)","v":0},{"$f":"IF(ISNUMBER(MATCH(AS$11,$AG22:$AJ22,0)),1,0)*IF(ISNUMBER($AF22),(1-$AF22),1) + IF(ISNUMBER(MATCH(AS$11,$AK22:$AP22,0)),-1,0)*_xlfn.IFS(ISNUMBER($AD22),$AD22,ISNUMBER($AE22),$AE22,ISNUMBER($AF22),$AF22,AND($AD22=0,$AE22=0,$AF22=0),1)","v":0},{"$f":"IF(ISNUMBER(MATCH(AT$11,$AG22:$AJ22,0)),1,0)*IF(ISNUMBER($AF22),(1-$AF22),1) + IF(ISNUMBER(MATCH(AT$11,$AK22:$AP22,0)),-1,0)*_xlfn.IFS(ISNUMBER($AD22),$AD22,ISNUMBER($AE22),$AE22,ISNUMBER($AF22),$AF22,AND($AD22=0,$AE22=0,$AF22=0),1)","v":0},{"$f":"IF(ISNUMBER(MATCH(AU$11,$AG22:$AJ22,0)),1,0)*IF(ISNUMBER($AF22),(1-$AF22),1) + IF(ISNUMBER(MATCH(AU$11,$AK22:$AP22,0)),-1,0)*_xlfn.IFS(ISNUMBER($AD22),$AD22,ISNUMBER($AE22),$AE22,ISNUMBER($AF22),$AF22,AND($AD22=0,$AE22=0,$AF22=0),1)","v":0},{"$f":"IF(ISNUMBER(MATCH(AV$11,$AG22:$AJ22,0)),1,0)*IF(ISNUMBER($AF22),(1-$AF22),1) + IF(ISNUMBER(MATCH(AV$11,$AK22:$AP22,0)),-1,0)*_xlfn.IFS(ISNUMBER($AD22),$AD22,ISNUMBER($AE22),$AE22,ISNUMBER($AF22),$AF22,AND($AD22=0,$AE22=0,$AF22=0),1)","v":0},{"$f":"IF(ISNUMBER(MATCH(AW$11,$AG22:$AJ22,0)),1,0)*IF(ISNUMBER($AF22),(1-$AF22),1) + IF(ISNUMBER(MATCH(AW$11,$AK22:$AP22,0)),-1,0)*_xlfn.IFS(ISNUMBER($AD22),$AD22,ISNUMBER($AE22),$AE22,ISNUMBER($AF22),$AF22,AND($AD22=0,$AE22=0,$AF22=0),1)","v":0},{"$f":"IF(ISNUMBER(MATCH(AX$11,$AG22:$AJ22,0)),1,0)*IF(ISNUMBER($AF22),(1-$AF22),1) + IF(ISNUMBER(MATCH(AX$11,$AK22:$AP22,0)),-1,0)*_xlfn.IFS(ISNUMBER($AD22),$AD22,ISNUMBER($AE22),$AE22,ISNUMBER($AF22),$AF22,AND($AD22=0,$AE22=0,$AF22=0),1)","v":0},{"$f":"IF(ISNUMBER(MATCH(AY$11,$AG22:$AJ22,0)),1,0)*IF(ISNUMBER($AF22),(1-$AF22),1) + IF(ISNUMBER(MATCH(AY$11,$AK22:$AP22,0)),-1,0)*_xlfn.IFS(ISNUMBER($AD22),$AD22,ISNUMBER($AE22),$AE22,ISNUMBER($AF22),$AF22,AND($AD22=0,$AE22=0,$AF22=0),1)","v":0},{"$f":"IF(ISNUMBER(MATCH(AZ$11,$AG22:$AJ22,0)),1,0)*IF(ISNUMBER($AF22),(1-$AF22),1) + IF(ISNUMBER(MATCH(AZ$11,$AK22:$AP22,0)),-1,0)*_xlfn.IFS(ISNUMBER($AD22),$AD22,ISNUMBER($AE22),$AE22,ISNUMBER($AF22),$AF22,AND($AD22=0,$AE22=0,$AF22=0),1)","v":0},{"$f":"IF(ISNUMBER(MATCH(BA$11,$AG22:$AJ22,0)),1,0)*IF(ISNUMBER($AF22),(1-$AF22),1) + IF(ISNUMBER(MATCH(BA$11,$AK22:$AP22,0)),-1,0)*_xlfn.IFS(ISNUMBER($AD22),$AD22,ISNUMBER($AE22),$AE22,ISNUMBER($AF22),$AF22,AND($AD22=0,$AE22=0,$AF22=0),1)","v":0},{"$f":"IF(ISNUMBER(MATCH(BB$11,$AG22:$AJ22,0)),1,0)*IF(ISNUMBER($AF22),(1-$AF22),1) + IF(ISNUMBER(MATCH(BB$11,$AK22:$AP22,0)),-1,0)*_xlfn.IFS(ISNUMBER($AD22),$AD22,ISNUMBER($AE22),$AE22,ISNUMBER($AF22),$AF22,AND($AD22=0,$AE22=0,$AF22=0),1)","v":0},{"$f":"IF(ISNUMBER(MATCH(BC$11,$AG22:$AJ22,0)),1,0)*IF(ISNUMBER($AF22),(1-$AF22),1) + IF(ISNUMBER(MATCH(BC$11,$AK22:$AP22,0)),-1,0)*_xlfn.IFS(ISNUMBER($AD22),$AD22,ISNUMBER($AE22),$AE22,ISNUMBER($AF22),$AF22,AND($AD22=0,$AE22=0,$AF22=0),1)","v":0},{"$f":"IF(ISNUMBER(MATCH(BD$11,$AG22:$AJ22,0)),1,0)*IF(ISNUMBER($AF22),(1-$AF22),1) + IF(ISNUMBER(MATCH(BD$11,$AK22:$AP22,0)),-1,0)*_xlfn.IFS(ISNUMBER($AD22),$AD22,ISNUMBER($AE22),$AE22,ISNUMBER($AF22),$AF22,AND($AD22=0,$AE22=0,$AF22=0),1)","v":0},{"$f":"IF(ISNUMBER(MATCH(BE$11,$AG22:$AJ22,0)),1,0)*IF(ISNUMBER($AF22),(1-$AF22),1) + IF(ISNUMBER(MATCH(BE$11,$AK22:$AP22,0)),-1,0)*_xlfn.IFS(ISNUMBER($AD22),$AD22,ISNUMBER($AE22),$AE22,ISNUMBER($AF22),$AF22,AND($AD22=0,$AE22=0,$AF22=0),1)","v":1},{"$f":"IF(ISNUMBER(MATCH(BF$11,$AG22:$AJ22,0)),1,0)*IF(ISNUMBER($AF22),(1-$AF22),1) + IF(ISNUMBER(MATCH(BF$11,$AK22:$AP22,0)),-1,0)*_xlfn.IFS(ISNUMBER($AD22),$AD22,ISNUMBER($AE22),$AE22,ISNUMBER($AF22),$AF22,AND($AD22=0,$AE22=0,$AF22=0),1)","v":0},{"$f":"IF(ISNUMBER(MATCH(BG$11,$AG22:$AJ22,0)),1,0)*IF(ISNUMBER($AF22),(1-$AF22),1) + IF(ISNUMBER(MATCH(BG$11,$AK22:$AP22,0)),-1,0)*_xlfn.IFS(ISNUMBER($AD22),$AD22,ISNUMBER($AE22),$AE22,ISNUMBER($AF22),$AF22,AND($AD22=0,$AE22=0,$AF22=0),1)","v":-1},{"$f":"IF(ISNUMBER(MATCH(BH$11,$AG22:$AJ22,0)),1,0)*IF(ISNUMBER($AF22),(1-$AF22),1) + IF(ISNUMBER(MATCH(BH$11,$AK22:$AP22,0)),-1,0)*_xlfn.IFS(ISNUMBER($AD22),$AD22,ISNUMBER($AE22),$AE22,ISNUMBER($AF22),$AF22,AND($AD22=0,$AE22=0,$AF22=0),1)","v":-1},{"$f":"IF(ISNUMBER(MATCH(BI$11,$AG22:$AJ22,0)),1,0)*IF(ISNUMBER($AF22),(1-$AF22),1) + IF(ISNUMBER(MATCH(BI$11,$AK22:$AP22,0)),-1,0)*_xlfn.IFS(ISNUMBER($AD22),$AD22,ISNUMBER($AE22),$AE22,ISNUMBER($AF22),$AF22,AND($AD22=0,$AE22=0,$AF22=0),1)","v":-1},{"$f":"IF(ISNUMBER(MATCH(BJ$11,$AG22:$AJ22,0)),1,0)*IF(ISNUMBER($AF22),(1-$AF22),1) + IF(ISNUMBER(MATCH(BJ$11,$AK22:$AP22,0)),-1,0)*_xlfn.IFS(ISNUMBER($AD22),$AD22,ISNUMBER($AE22),$AE22,ISNUMBER($AF22),$AF22,AND($AD22=0,$AE22=0,$AF22=0),1)","v":0},{"$f":"IF(ISNUMBER(MATCH(BK$11,$AG22:$AJ22,0)),1,0)*IF(ISNUMBER($AF22),(1-$AF22),1) + IF(ISNUMBER(MATCH(BK$11,$AK22:$AP22,0)),-1,0)*_xlfn.IFS(ISNUMBER($AD22),$AD22,ISNUMBER($AE22),$AE22,ISNUMBER($AF22),$AF22,AND($AD22=0,$AE22=0,$AF22=0),1)","v":0},{"$f":"IF(ISNUMBER(MATCH(BL$11,$AG22:$AJ22,0)),1,0)*IF(ISNUMBER($AF22),(1-$AF22),1) + IF(ISNUMBER(MATCH(BL$11,$AK22:$AP22,0)),-1,0)*_xlfn.IFS(ISNUMBER($AD22),$AD22,ISNUMBER($AE22),$AE22,ISNUMBER($AF22),$AF22,AND($AD22=0,$AE22=0,$AF22=0),1)","v":0},{"$f":"IF(ISNUMBER(MATCH(BM$11,$AG22:$AJ22,0)),1,0)*IF(ISNUMBER($AF22),(1-$AF22),1) + IF(ISNUMBER(MATCH(BM$11,$AK22:$AP22,0)),-1,0)*_xlfn.IFS(ISNUMBER($AD22),$AD22,ISNUMBER($AE22),$AE22,ISNUMBER($AF22),$AF22,AND($AD22=0,$AE22=0,$AF22=0),1)","v":0},{"$f":"IF(ISNUMBER(MATCH(BN$11,$AG22:$AJ22,0)),1,0)*IF(ISNUMBER($AF22),(1-$AF22),1) + IF(ISNUMBER(MATCH(BN$11,$AK22:$AP22,0)),-1,0)*_xlfn.IFS(ISNUMBER($AD22),$AD22,ISNUMBER($AE22),$AE22,ISNUMBER($AF22),$AF22,AND($AD22=0,$AE22=0,$AF22=0),1)","v":0},{"$f":"IF(ISNUMBER(MATCH(BO$11,$AG22:$AJ22,0)),1,0)*IF(ISNUMBER($AF22),(1-$AF22),1) + IF(ISNUMBER(MATCH(BO$11,$AK22:$AP22,0)),-1,0)*_xlfn.IFS(ISNUMBER($AD22),$AD22,ISNUMBER($AE22),$AE22,ISNUMBER($AF22),$AF22,AND($AD22=0,$AE22=0,$AF22=0),1)","v":0},{"$f":"IF(ISNUMBER(MATCH(BP$11,$AG22:$AJ22,0)),1,0)*IF(ISNUMBER($AF22),(1-$AF22),1) + IF(ISNUMBER(MATCH(BP$11,$AK22:$AP22,0)),-1,0)*_xlfn.IFS(ISNUMBER($AD22),$AD22,ISNUMBER($AE22),$AE22,ISNUMBER($AF22),$AF22,AND($AD22=0,$AE22=0,$AF22=0),1)","v":0},{"$f":"IF(ISNUMBER(MATCH(BQ$11,$AG22:$AJ22,0)),1,0)*IF(ISNUMBER($AF22),(1-$AF22),1) + IF(ISNUMBER(MATCH(BQ$11,$AK22:$AP22,0)),-1,0)*_xlfn.IFS(ISNUMBER($AD22),$AD22,ISNUMBER($AE22),$AE22,ISNUMBER($AF22),$AF22,AND($AD22=0,$AE22=0,$AF22=0),1)","v":0},{"$f":"IF(ISNUMBER(MATCH(BR$11,$AG22:$AJ22,0)),1,0)*IF(ISNUMBER($AF22),(1-$AF22),1) + IF(ISNUMBER(MATCH(BR$11,$AK22:$AP22,0)),-1,0)*_xlfn.IFS(ISNUMBER($AD22),$AD22,ISNUMBER($AE22),$AE22,ISNUMBER($AF22),$AF22,AND($AD22=0,$AE22=0,$AF22=0),1)","v":0},{"$f":"IF(ISNUMBER(MATCH(BS$11,$AG22:$AJ22,0)),1,0)*IF(ISNUMBER($AF22),(1-$AF22),1) + IF(ISNUMBER(MATCH(BS$11,$AK22:$AP22,0)),-1,0)*_xlfn.IFS(ISNUMBER($AD22),$AD22,ISNUMBER($AE22),$AE22,ISNUMBER($AF22),$AF22,AND($AD22=0,$AE22=0,$AF22=0),1)","v":0},{"$f":"IF(ISNUMBER(MATCH(BT$11,$AG22:$AJ22,0)),1,0)*IF(ISNUMBER($AF22),(1-$AF22),1) + IF(ISNUMBER(MATCH(BT$11,$AK22:$AP22,0)),-1,0)*_xlfn.IFS(ISNUMBER($AD22),$AD22,ISNUMBER($AE22),$AE22,ISNUMBER($AF22),$AF22,AND($AD22=0,$AE22=0,$AF22=0),1)","v":0},{"$f":"IF(ISNUMBER(MATCH(BU$11,$AG22:$AJ22,0)),1,0)*IF(ISNUMBER($AF22),(1-$AF22),1) + IF(ISNUMBER(MATCH(BU$11,$AK22:$AP22,0)),-1,0)*_xlfn.IFS(ISNUMBER($AD22),$AD22,ISNUMBER($AE22),$AE22,ISNUMBER($AF22),$AF22,AND($AD22=0,$AE22=0,$AF22=0),1)","v":0},{"$f":"IF(ISNUMBER(MATCH(BV$11,$AG22:$AJ22,0)),1,0)*IF(ISNUMBER($AF22),(1-$AF22),1) + IF(ISNUMBER(MATCH(BV$11,$AK22:$AP22,0)),-1,0)*_xlfn.IFS(ISNUMBER($AD22),$AD22,ISNUMBER($AE22),$AE22,ISNUMBER($AF22),$AF22,AND($AD22=0,$AE22=0,$AF22=0),1)","v":0},{"$f":"IF(ISNUMBER(MATCH(BW$11,$AG22:$AJ22,0)),1,0)*IF(ISNUMBER($AF22),(1-$AF22),1) + IF(ISNUMBER(MATCH(BW$11,$AK22:$AP22,0)),-1,0)*_xlfn.IFS(ISNUMBER($AD22),$AD22,ISNUMBER($AE22),$AE22,ISNUMBER($AF22),$AF22,AND($AD22=0,$AE22=0,$AF22=0),1)","v":0},{"$f":"IF(ISNUMBER(MATCH(BX$11,$AG22:$AJ22,0)),1,0)*IF(ISNUMBER($AF22),(1-$AF22),1) + IF(ISNUMBER(MATCH(BX$11,$AK22:$AP22,0)),-1,0)*_xlfn.IFS(ISNUMBER($AD22),$AD22,ISNUMBER($AE22),$AE22,ISNUMBER($AF22),$AF22,AND($AD22=0,$AE22=0,$AF22=0),1)","v":0},{"$f":"IF(ISNUMBER(MATCH(BY$11,$AG22:$AJ22,0)),1,0)*IF(ISNUMBER($AF22),(1-$AF22),1) + IF(ISNUMBER(MATCH(BY$11,$AK22:$AP22,0)),-1,0)*_xlfn.IFS(ISNUMBER($AD22),$AD22,ISNUMBER($AE22),$AE22,ISNUMBER($AF22),$AF22,AND($AD22=0,$AE22=0,$AF22=0),1)","v":0},{"$f":"IF(ISNUMBER(MATCH(BZ$11,$AG22:$AJ22,0)),1,0)*IF(ISNUMBER($AF22),(1-$AF22),1) + IF(ISNUMBER(MATCH(BZ$11,$AK22:$AP22,0)),-1,0)*_xlfn.IFS(ISNUMBER($AD22),$AD22,ISNUMBER($AE22),$AE22,ISNUMBER($AF22),$AF22,AND($AD22=0,$AE22=0,$AF22=0),1)","v":0},{"$f":"IF(ISNUMBER(MATCH(CA$11,$AG22:$AJ22,0)),1,0)*IF(ISNUMBER($AF22),(1-$AF22),1) + IF(ISNUMBER(MATCH(CA$11,$AK22:$AP22,0)),-1,0)*_xlfn.IFS(ISNUMBER($AD22),$AD22,ISNUMBER($AE22),$AE22,ISNUMBER($AF22),$AF22,AND($AD22=0,$AE22=0,$AF22=0),1)","v":0},{"$f":"IF(ISNUMBER(MATCH(CB$11,$AG22:$AJ22,0)),1,0)*IF(ISNUMBER($AF22),(1-$AF22),1) + IF(ISNUMBER(MATCH(CB$11,$AK22:$AP22,0)),-1,0)*_xlfn.IFS(ISNUMBER($AD22),$AD22,ISNUMBER($AE22),$AE22,ISNUMBER($AF22),$AF22,AND($AD22=0,$AE22=0,$AF22=0),1)","v":0},{"$f":"IF(ISNUMBER(MATCH(CC$11,$AG22:$AJ22,0)),1,0)*IF(ISNUMBER($AF22),(1-$AF22),1) + IF(ISNUMBER(MATCH(CC$11,$AK22:$AP22,0)),-1,0)*_xlfn.IFS(ISNUMBER($AD22),$AD22,ISNUMBER($AE22),$AE22,ISNUMBER($AF22),$AF22,AND($AD22=0,$AE22=0,$AF22=0),1)","v":0},{"$f":"IF(ISNUMBER(MATCH(CD$11,$AG22:$AJ22,0)),1,0)*IF(ISNUMBER($AF22),(1-$AF22),1) + IF(ISNUMBER(MATCH(CD$11,$AK22:$AP22,0)),-1,0)*_xlfn.IFS(ISNUMBER($AD22),$AD22,ISNUMBER($AE22),$AE22,ISNUMBER($AF22),$AF22,AND($AD22=0,$AE22=0,$AF22=0),1)","v":0},{"$f":"IF(ISNUMBER(MATCH(CE$11,$AG22:$AJ22,0)),1,0)*IF(ISNUMBER($AF22),(1-$AF22),1) + IF(ISNUMBER(MATCH(CE$11,$AK22:$AP22,0)),-1,0)*_xlfn.IFS(ISNUMBER($AD22),$AD22,ISNUMBER($AE22),$AE22,ISNUMBER($AF22),$AF22,AND($AD22=0,$AE22=0,$AF22=0),1)","v":0},{"$f":"IF(ISNUMBER(MATCH(CF$11,$AG22:$AJ22,0)),1,0)*IF(ISNUMBER($AF22),(1-$AF22),1) + IF(ISNUMBER(MATCH(CF$11,$AK22:$AP22,0)),-1,0)*_xlfn.IFS(ISNUMBER($AD22),$AD22,ISNUMBER($AE22),$AE22,ISNUMBER($AF22),$AF22,AND($AD22=0,$AE22=0,$AF22=0),1)","v":0},{"$f":"IF(ISNUMBER(MATCH(CG$11,$AG22:$AJ22,0)),1,0)*IF(ISNUMBER($AF22),(1-$AF22),1) + IF(ISNUMBER(MATCH(CG$11,$AK22:$AP22,0)),-1,0)*_xlfn.IFS(ISNUMBER($AD22),$AD22,ISNUMBER($AE22),$AE22,ISNUMBER($AF22),$AF22,AND($AD22=0,$AE22=0,$AF22=0),1)","v":0},{"$f":"IF(ISNUMBER(MATCH(CH$11,$AG22:$AJ22,0)),1,0)*IF(ISNUMBER($AF22),(1-$AF22),1) + IF(ISNUMBER(MATCH(CH$11,$AK22:$AP22,0)),-1,0)*_xlfn.IFS(ISNUMBER($AD22),$AD22,ISNUMBER($AE22),$AE22,ISNUMBER($AF22),$AF22,AND($AD22=0,$AE22=0,$AF22=0),1)","v":0},{"$f":"IF(ISNUMBER(MATCH(CI$11,$AG22:$AJ22,0)),1,0)*IF(ISNUMBER($AF22),(1-$AF22),1) + IF(ISNUMBER(MATCH(CI$11,$AK22:$AP22,0)),-1,0)*_xlfn.IFS(ISNUMBER($AD22),$AD22,ISNUMBER($AE22),$AE22,ISNUMBER($AF22),$AF22,AND($AD22=0,$AE22=0,$AF22=0),1)","v":0},{"$f":"IF(ISNUMBER(MATCH(CJ$11,$AG22:$AJ22,0)),1,0)*IF(ISNUMBER($AF22),(1-$AF22),1) + IF(ISNUMBER(MATCH(CJ$11,$AK22:$AP22,0)),-1,0)*_xlfn.IFS(ISNUMBER($AD22),$AD22,ISNUMBER($AE22),$AE22,ISNUMBER($AF22),$AF22,AND($AD22=0,$AE22=0,$AF22=0),1)","v":0},{"$f":"IF(ISNUMBER(MATCH(CK$11,$AG22:$AJ22,0)),1,0)*IF(ISNUMBER($AF22),(1-$AF22),1) + IF(ISNUMBER(MATCH(CK$11,$AK22:$AP22,0)),-1,0)*_xlfn.IFS(ISNUMBER($AD22),$AD22,ISNUMBER($AE22),$AE22,ISNUMBER($AF22),$AF22,AND($AD22=0,$AE22=0,$AF22=0),1)","v":0},{"$f":"IF(ISNUMBER(MATCH(CL$11,$AG22:$AJ22,0)),1,0)*IF(ISNUMBER($AF22),(1-$AF22),1) + IF(ISNUMBER(MATCH(CL$11,$AK22:$AP22,0)),-1,0)*_xlfn.IFS(ISNUMBER($AD22),$AD22,ISNUMBER($AE22),$AE22,ISNUMBER($AF22),$AF22,AND($AD22=0,$AE22=0,$AF22=0),1)","v":0},{"$f":"IF(ISNUMBER(MATCH(CM$11,$AG22:$AJ22,0)),1,0)*IF(ISNUMBER($AF22),(1-$AF22),1) + IF(ISNUMBER(MATCH(CM$11,$AK22:$AP22,0)),-1,0)*_xlfn.IFS(ISNUMBER($AD22),$AD22,ISNUMBER($AE22),$AE22,ISNUMBER($AF22),$AF22,AND($AD22=0,$AE22=0,$AF22=0),1)","v":0},{"$f":"IF(ISNUMBER(MATCH(CN$11,$AG22:$AJ22,0)),1,0)*IF(ISNUMBER($AF22),(1-$AF22),1) + IF(ISNUMBER(MATCH(CN$11,$AK22:$AP22,0)),-1,0)*_xlfn.IFS(ISNUMBER($AD22),$AD22,ISNUMBER($AE22),$AE22,ISNUMBER($AF22),$AF22,AND($AD22=0,$AE22=0,$AF22=0),1)","v":0},{"$f":"IF(ISNUMBER(MATCH(CO$11,$AG22:$AJ22,0)),1,0)*IF(ISNUMBER($AF22),(1-$AF22),1) + IF(ISNUMBER(MATCH(CO$11,$AK22:$AP22,0)),-1,0)*_xlfn.IFS(ISNUMBER($AD22),$AD22,ISNUMBER($AE22),$AE22,ISNUMBER($AF22),$AF22,AND($AD22=0,$AE22=0,$AF22=0),1)","v":0},{"$f":"IF(ISNUMBER(MATCH(CP$11,$AG22:$AJ22,0)),1,0)*IF(ISNUMBER($AF22),(1-$AF22),1) + IF(ISNUMBER(MATCH(CP$11,$AK22:$AP22,0)),-1,0)*_xlfn.IFS(ISNUMBER($AD22),$AD22,ISNUMBER($AE22),$AE22,ISNUMBER($AF22),$AF22,AND($AD22=0,$AE22=0,$AF22=0),1)","v":0},{"$f":"IF(ISNUMBER(MATCH(CQ$11,$AG22:$AJ22,0)),1,0)*IF(ISNUMBER($AF22),(1-$AF22),1) + IF(ISNUMBER(MATCH(CQ$11,$AK22:$AP22,0)),-1,0)*_xlfn.IFS(ISNUMBER($AD22),$AD22,ISNUMBER($AE22),$AE22,ISNUMBER($AF22),$AF22,AND($AD22=0,$AE22=0,$AF22=0),1)","v":0},{"$f":"IF(ISNUMBER(MATCH(CR$11,$AG22:$AJ22,0)),1,0)*IF(ISNUMBER($AF22),(1-$AF22),1) + IF(ISNUMBER(MATCH(CR$11,$AK22:$AP22,0)),-1,0)*_xlfn.IFS(ISNUMBER($AD22),$AD22,ISNUMBER($AE22),$AE22,ISNUMBER($AF22),$AF22,AND($AD22=0,$AE22=0,$AF22=0),1)","v":0},{"$f":"IF(ISNUMBER(MATCH(CS$11,$AG22:$AJ22,0)),1,0)*IF(ISNUMBER($AF22),(1-$AF22),1) + IF(ISNUMBER(MATCH(CS$11,$AK22:$AP22,0)),-1,0)*_xlfn.IFS(ISNUMBER($AD22),$AD22,ISNUMBER($AE22),$AE22,ISNUMBER($AF22),$AF22,AND($AD22=0,$AE22=0,$AF22=0),1)","v":0},{"$f":"IF(ISNUMBER(MATCH(CT$11,$AG22:$AJ22,0)),1,0)*IF(ISNUMBER($AF22),(1-$AF22),1) + IF(ISNUMBER(MATCH(CT$11,$AK22:$AP22,0)),-1,0)*_xlfn.IFS(ISNUMBER($AD22),$AD22,ISNUMBER($AE22),$AE22,ISNUMBER($AF22),$AF22,AND($AD22=0,$AE22=0,$AF22=0),1)","v":0},{"$f":"IF(ISNUMBER(MATCH(CU$11,$AG22:$AJ22,0)),1,0)*IF(ISNUMBER($AF22),(1-$AF22),1) + IF(ISNUMBER(MATCH(CU$11,$AK22:$AP22,0)),-1,0)*_xlfn.IFS(ISNUMBER($AD22),$AD22,ISNUMBER($AE22),$AE22,ISNUMBER($AF22),$AF22,AND($AD22=0,$AE22=0,$AF22=0),1)","v":0},{"$f":"IF(ISNUMBER(MATCH(CV$11,$AG22:$AJ22,0)),1,0)*IF(ISNUMBER($AF22),(1-$AF22),1) + IF(ISNUMBER(MATCH(CV$11,$AK22:$AP22,0)),-1,0)*_xlfn.IFS(ISNUMBER($AD22),$AD22,ISNUMBER($AE22),$AE22,ISNUMBER($AF22),$AF22,AND($AD22=0,$AE22=0,$AF22=0),1)","v":0},{"$f":"IF(ISNUMBER(MATCH(CW$11,$AG22:$AJ22,0)),1,0)*IF(ISNUMBER($AF22),(1-$AF22),1) + IF(ISNUMBER(MATCH(CW$11,$AK22:$AP22,0)),-1,0)*_xlfn.IFS(ISNUMBER($AD22),$AD22,ISNUMBER($AE22),$AE22,ISNUMBER($AF22),$AF22,AND($AD22=0,$AE22=0,$AF22=0),1)","v":0},{"$f":"IF(ISNUMBER(MATCH(CX$11,$AG22:$AJ22,0)),1,0)*IF(ISNUMBER($AF22),(1-$AF22),1) + IF(ISNUMBER(MATCH(CX$11,$AK22:$AP22,0)),-1,0)*_xlfn.IFS(ISNUMBER($AD22),$AD22,ISNUMBER($AE22),$AE22,ISNUMBER($AF22),$AF22,AND($AD22=0,$AE22=0,$AF22=0),1)","v":0},{"$f":"IF(ISNUMBER(MATCH(CY$11,$AG22:$AJ22,0)),1,0)*IF(ISNUMBER($AF22),(1-$AF22),1) + IF(ISNUMBER(MATCH(CY$11,$AK22:$AP22,0)),-1,0)*_xlfn.IFS(ISNUMBER($AD22),$AD22,ISNUMBER($AE22),$AE22,ISNUMBER($AF22),$AF22,AND($AD22=0,$AE22=0,$AF22=0),1)","v":0},{"$f":"IF(ISNUMBER(MATCH(CZ$11,$AG22:$AJ22,0)),1,0)*IF(ISNUMBER($AF22),(1-$AF22),1) + IF(ISNUMBER(MATCH(CZ$11,$AK22:$AP22,0)),-1,0)*_xlfn.IFS(ISNUMBER($AD22),$AD22,ISNUMBER($AE22),$AE22,ISNUMBER($AF22),$AF22,AND($AD22=0,$AE22=0,$AF22=0),1)","v":0},{"$f":"IF(ISNUMBER(MATCH(DA$11,$AG22:$AJ22,0)),1,0)*IF(ISNUMBER($AF22),(1-$AF22),1) + IF(ISNUMBER(MATCH(DA$11,$AK22:$AP22,0)),-1,0)*_xlfn.IFS(ISNUMBER($AD22),$AD22,ISNUMBER($AE22),$AE22,ISNUMBER($AF22),$AF22,AND($AD22=0,$AE22=0,$AF22=0),1)","v":0},{"$f":"IF(ISNUMBER(MATCH(DB$11,$AG22:$AJ22,0)),1,0)*IF(ISNUMBER($AF22),(1-$AF22),1) + IF(ISNUMBER(MATCH(DB$11,$AK22:$AP22,0)),-1,0)*_xlfn.IFS(ISNUMBER($AD22),$AD22,ISNUMBER($AE22),$AE22,ISNUMBER($AF22),$AF22,AND($AD22=0,$AE22=0,$AF22=0),1)","v":0},{"$f":"IF(ISNUMBER(MATCH(DC$11,$AG22:$AJ22,0)),1,0)*IF(ISNUMBER($AF22),(1-$AF22),1) + IF(ISNUMBER(MATCH(DC$11,$AK22:$AP22,0)),-1,0)*_xlfn.IFS(ISNUMBER($AD22),$AD22,ISNUMBER($AE22),$AE22,ISNUMBER($AF22),$AF22,AND($AD22=0,$AE22=0,$AF22=0),1)","v":0},{"$f":"IF(ISNUMBER(MATCH(DD$11,$AG22:$AJ22,0)),1,0)*IF(ISNUMBER($AF22),(1-$AF22),1) + IF(ISNUMBER(MATCH(DD$11,$AK22:$AP22,0)),-1,0)*_xlfn.IFS(ISNUMBER($AD22),$AD22,ISNUMBER($AE22),$AE22,ISNUMBER($AF22),$AF22,AND($AD22=0,$AE22=0,$AF22=0),1)","v":0},{"$f":"IF(ISNUMBER(MATCH(DE$11,$AG22:$AJ22,0)),1,0)*IF(ISNUMBER($AF22),(1-$AF22),1) + IF(ISNUMBER(MATCH(DE$11,$AK22:$AP22,0)),-1,0)*_xlfn.IFS(ISNUMBER($AD22),$AD22,ISNUMBER($AE22),$AE22,ISNUMBER($AF22),$AF22,AND($AD22=0,$AE22=0,$AF22=0),1)","v":0},null,0,"Power\nMech","SWB","Conservation",null,null,null,null,null,null,null,null,null,"q_crit_ch-amb",1.1435316680470706,41.399718546507088,0,0,1.0105649977032614E-2,1.0105649977032616,1.0212367125550405E-2,1.0671714851779328E-2,0,-4.5934772622875777E-4,0,0,0,0,1.0105649977032614E-2,1.0212367125550405E-2,2.5215721297655327E-5,2.5215721297655327E-5,-2.5215721297655327E-5,-2.5215721297655327E-5,2.5215721297655327E-5,1.0522426669038134E-2,1.013086569833027E-2,0,0,-2.5215721297655327E-5,-2.5215721297655327E-5,2.5215721297655327E-5,1.069807674222671E-2,1.013086569833027E-2,0,0,-2.5215721297655327E-5,-2.5215721297655327E-5,2.5215721297655327E-5,1.0237582846848061E-2,1.013086569833027E-2,0,0,-2.5215721297655327E-5,-2.5215721297655327E-5,2.5215721297655327E-5,1.0237582846848061E-2,1.013086569833027E-2,0,0,0,0,-2.521572129765533E-5,0,0,0,0,0,0,0,0,0,0,-2.5215721297655327E-5,0,0,0,0,0,0,0,0,null,null,null,null,null,null,null,null,null,null,null,"q_crit_ch-amb",null,41.399718546507081,0,0,1.0105649977032614E-2,1.0105649977032616,1.0212367125550405E-2,1.0671714851779328E-2,0,-4.5934772622875777E-4,0,0,0,0,1.0105649977032614E-2,1.0212367125550405E-2,2.5215721297653053E-5,2.5215721297655327E-5,-2.5215721297655327E-5,-2.5215721297653053E-5,2.5215721297655327E-5,1.0522426669038132E-2,1.0130865698330268E-2,-2.27204420621611E-18,0,-2.5215721297655327E-5,-2.5215721297653053E-5,2.5215721297655327E-5,1.069807674222671E-2,1.0130865698330268E-2,-2.2740148666493071E-18,0,-2.5215721297655327E-5,-2.5215721297653053E-5,2.5215721297655327E-5,1.0237582846848061E-2,1.0130865698330268E-2,-2.27204420621611E-18,0,-2.5215721297655327E-5,-2.5215721297653053E-5,2.5215721297655327E-5,1.0237582846848061E-2,1.0130865698330268E-2,-2.27204420621611E-18,0,0,0,-2.5215721297655323E-5,0,0,0,3.4720792001971828E-21,0,0,0,0,0,0,-2.5215721297655327E-5,0,0,0,0,0,0,0,0,null,null,"q_crit_ch-amb",41.399718546507081,0,0,1.0105649977032614E-2,1.0105649977032616,1.0212367125550405E-2,1.0671714851779328E-2,0,-4.5934772622875777E-4,0,0,0,0,1.0105649977032614E-2,1.0212367125550405E-2,2.5215721297653053E-5,2.5215721297655327E-5,-2.5215721297655327E-5,-2.5215721297653053E-5,2.5215721297655327E-5,1.0522426669038132E-2,1.0130865698330268E-2,-2.27204420621611E-18,0,-2.5215721297655327E-5,-2.5215721297653053E-5,2.5215721297655327E-5,1.069807674222671E-2,1.0130865698330268E-2,-2.2740148666493071E-18,0,-2.5215721297655327E-5,-2.5215721297653053E-5,2.5215721297655327E-5,1.0237582846848061E-2,1.0130865698330268E-2,-2.27204420621611E-18,0,-2.5215721297655327E-5,-2.5215721297653053E-5,2.5215721297655327E-5,1.0237582846848061E-2,1.0130865698330268E-2,-2.27204420621611E-18,0,0,0,-2.5215721297655323E-5,0,0,0,3.4720792001971828E-21,0,0,0,0,0,0,-2.5215721297655327E-5,0,0,0,0,0,0,0,0]
[null,null,null,null,null,null,null,null,null,null,null,null,null,null,null,null,null,null,"q_crit_ch-amb",84.573615399239472,84.573615399239458,84.573615399239472,84.573615399239458,84.573615399239458,84.573615399239472,null,null,"Losses",null,{"$f":"'Back-up Power Calculate'!L22","v":0.01},null,null,"q_mech_swb-amb",null,null,null,"e_mech_tx-swb",null,null,null,null,null,null,{"$f":"IF(ISNUMBER(MATCH(AR$11,$AG23:$AJ23,0)),1,0)*IF(ISNUMBER($AF23),(1-$AF23),1) + IF(ISNUMBER(MATCH(AR$11,$AK23:$AP23,0)),-1,0)*_xlfn.IFS(ISNUMBER($AD23),$AD23,ISNUMBER($AE23),$AE23,ISNUMBER($AF23),$AF23,AND($AD23=0,$AE23=0,$AF23=0),1)","v":0},{"$f":"IF(ISNUMBER(MATCH(AS$11,$AG23:$AJ23,0)),1,0)*IF(ISNUMBER($AF23),(1-$AF23),1) + IF(ISNUMBER(MATCH(AS$11,$AK23:$AP23,0)),-1,0)*_xlfn.IFS(ISNUMBER($AD23),$AD23,ISNUMBER($AE23),$AE23,ISNUMBER($AF23),$AF23,AND($AD23=0,$AE23=0,$AF23=0),1)","v":0},{"$f":"IF(ISNUMBER(MATCH(AT$11,$AG23:$AJ23,0)),1,0)*IF(ISNUMBER($AF23),(1-$AF23),1) + IF(ISNUMBER(MATCH(AT$11,$AK23:$AP23,0)),-1,0)*_xlfn.IFS(ISNUMBER($AD23),$AD23,ISNUMBER($AE23),$AE23,ISNUMBER($AF23),$AF23,AND($AD23=0,$AE23=0,$AF23=0),1)","v":0},{"$f":"IF(ISNUMBER(MATCH(AU$11,$AG23:$AJ23,0)),1,0)*IF(ISNUMBER($AF23),(1-$AF23),1) + IF(ISNUMBER(MATCH(AU$11,$AK23:$AP23,0)),-1,0)*_xlfn.IFS(ISNUMBER($AD23),$AD23,ISNUMBER($AE23),$AE23,ISNUMBER($AF23),$AF23,AND($AD23=0,$AE23=0,$AF23=0),1)","v":0},{"$f":"IF(ISNUMBER(MATCH(AV$11,$AG23:$AJ23,0)),1,0)*IF(ISNUMBER($AF23),(1-$AF23),1) + IF(ISNUMBER(MATCH(AV$11,$AK23:$AP23,0)),-1,0)*_xlfn.IFS(ISNUMBER($AD23),$AD23,ISNUMBER($AE23),$AE23,ISNUMBER($AF23),$AF23,AND($AD23=0,$AE23=0,$AF23=0),1)","v":0},{"$f":"IF(ISNUMBER(MATCH(AW$11,$AG23:$AJ23,0)),1,0)*IF(ISNUMBER($AF23),(1-$AF23),1) + IF(ISNUMBER(MATCH(AW$11,$AK23:$AP23,0)),-1,0)*_xlfn.IFS(ISNUMBER($AD23),$AD23,ISNUMBER($AE23),$AE23,ISNUMBER($AF23),$AF23,AND($AD23=0,$AE23=0,$AF23=0),1)","v":0},{"$f":"IF(ISNUMBER(MATCH(AX$11,$AG23:$AJ23,0)),1,0)*IF(ISNUMBER($AF23),(1-$AF23),1) + IF(ISNUMBER(MATCH(AX$11,$AK23:$AP23,0)),-1,0)*_xlfn.IFS(ISNUMBER($AD23),$AD23,ISNUMBER($AE23),$AE23,ISNUMBER($AF23),$AF23,AND($AD23=0,$AE23=0,$AF23=0),1)","v":0},{"$f":"IF(ISNUMBER(MATCH(AY$11,$AG23:$AJ23,0)),1,0)*IF(ISNUMBER($AF23),(1-$AF23),1) + IF(ISNUMBER(MATCH(AY$11,$AK23:$AP23,0)),-1,0)*_xlfn.IFS(ISNUMBER($AD23),$AD23,ISNUMBER($AE23),$AE23,ISNUMBER($AF23),$AF23,AND($AD23=0,$AE23=0,$AF23=0),1)","v":0},{"$f":"IF(ISNUMBER(MATCH(AZ$11,$AG23:$AJ23,0)),1,0)*IF(ISNUMBER($AF23),(1-$AF23),1) + IF(ISNUMBER(MATCH(AZ$11,$AK23:$AP23,0)),-1,0)*_xlfn.IFS(ISNUMBER($AD23),$AD23,ISNUMBER($AE23),$AE23,ISNUMBER($AF23),$AF23,AND($AD23=0,$AE23=0,$AF23=0),1)","v":0},{"$f":"IF(ISNUMBER(MATCH(BA$11,$AG23:$AJ23,0)),1,0)*IF(ISNUMBER($AF23),(1-$AF23),1) + IF(ISNUMBER(MATCH(BA$11,$AK23:$AP23,0)),-1,0)*_xlfn.IFS(ISNUMBER($AD23),$AD23,ISNUMBER($AE23),$AE23,ISNUMBER($AF23),$AF23,AND($AD23=0,$AE23=0,$AF23=0),1)","v":0},{"$f":"IF(ISNUMBER(MATCH(BB$11,$AG23:$AJ23,0)),1,0)*IF(ISNUMBER($AF23),(1-$AF23),1) + IF(ISNUMBER(MATCH(BB$11,$AK23:$AP23,0)),-1,0)*_xlfn.IFS(ISNUMBER($AD23),$AD23,ISNUMBER($AE23),$AE23,ISNUMBER($AF23),$AF23,AND($AD23=0,$AE23=0,$AF23=0),1)","v":0},{"$f":"IF(ISNUMBER(MATCH(BC$11,$AG23:$AJ23,0)),1,0)*IF(ISNUMBER($AF23),(1-$AF23),1) + IF(ISNUMBER(MATCH(BC$11,$AK23:$AP23,0)),-1,0)*_xlfn.IFS(ISNUMBER($AD23),$AD23,ISNUMBER($AE23),$AE23,ISNUMBER($AF23),$AF23,AND($AD23=0,$AE23=0,$AF23=0),1)","v":0},{"$f":"IF(ISNUMBER(MATCH(BD$11,$AG23:$AJ23,0)),1,0)*IF(ISNUMBER($AF23),(1-$AF23),1) + IF(ISNUMBER(MATCH(BD$11,$AK23:$AP23,0)),-1,0)*_xlfn.IFS(ISNUMBER($AD23),$AD23,ISNUMBER($AE23),$AE23,ISNUMBER($AF23),$AF23,AND($AD23=0,$AE23=0,$AF23=0),1)","v":0},{"$f":"IF(ISNUMBER(MATCH(BE$11,$AG23:$AJ23,0)),1,0)*IF(ISNUMBER($AF23),(1-$AF23),1) + IF(ISNUMBER(MATCH(BE$11,$AK23:$AP23,0)),-1,0)*_xlfn.IFS(ISNUMBER($AD23),$AD23,ISNUMBER($AE23),$AE23,ISNUMBER($AF23),$AF23,AND($AD23=0,$AE23=0,$AF23=0),1)","v":-0.01},{"$f":"IF(ISNUMBER(MATCH(BF$11,$AG23:$AJ23,0)),1,0)*IF(ISNUMBER($AF23),(1-$AF23),1) + IF(ISNUMBER(MATCH(BF$11,$AK23:$AP23,0)),-1,0)*_xlfn.IFS(ISNUMBER($AD23),$AD23,ISNUMBER($AE23),$AE23,ISNUMBER($AF23),$AF23,AND($AD23=0,$AE23=0,$AF23=0),1)","v":0},{"$f":"IF(ISNUMBER(MATCH(BG$11,$AG23:$AJ23,0)),1,0)*IF(ISNUMBER($AF23),(1-$AF23),1) + IF(ISNUMBER(MATCH(BG$11,$AK23:$AP23,0)),-1,0)*_xlfn.IFS(ISNUMBER($AD23),$AD23,ISNUMBER($AE23),$AE23,ISNUMBER($AF23),$AF23,AND($AD23=0,$AE23=0,$AF23=0),1)","v":0},{"$f":"IF(ISNUMBER(MATCH(BH$11,$AG23:$AJ23,0)),1,0)*IF(ISNUMBER($AF23),(1-$AF23),1) + IF(ISNUMBER(MATCH(BH$11,$AK23:$AP23,0)),-1,0)*_xlfn.IFS(ISNUMBER($AD23),$AD23,ISNUMBER($AE23),$AE23,ISNUMBER($AF23),$AF23,AND($AD23=0,$AE23=0,$AF23=0),1)","v":0},{"$f":"IF(ISNUMBER(MATCH(BI$11,$AG23:$AJ23,0)),1,0)*IF(ISNUMBER($AF23),(1-$AF23),1) + IF(ISNUMBER(MATCH(BI$11,$AK23:$AP23,0)),-1,0)*_xlfn.IFS(ISNUMBER($AD23),$AD23,ISNUMBER($AE23),$AE23,ISNUMBER($AF23),$AF23,AND($AD23=0,$AE23=0,$AF23=0),1)","v":1},{"$f":"IF(ISNUMBER(MATCH(BJ$11,$AG23:$AJ23,0)),1,0)*IF(ISNUMBER($AF23),(1-$AF23),1) + IF(ISNUMBER(MATCH(BJ$11,$AK23:$AP23,0)),-1,0)*_xlfn.IFS(ISNUMBER($AD23),$AD23,ISNUMBER($AE23),$AE23,ISNUMBER($AF23),$AF23,AND($AD23=0,$AE23=0,$AF23=0),1)","v":0},{"$f":"IF(ISNUMBER(MATCH(BK$11,$AG23:$AJ23,0)),1,0)*IF(ISNUMBER($AF23),(1-$AF23),1) + IF(ISNUMBER(MATCH(BK$11,$AK23:$AP23,0)),-1,0)*_xlfn.IFS(ISNUMBER($AD23),$AD23,ISNUMBER($AE23),$AE23,ISNUMBER($AF23),$AF23,AND($AD23=0,$AE23=0,$AF23=0),1)","v":0},{"$f":"IF(ISNUMBER(MATCH(BL$11,$AG23:$AJ23,0)),1,0)*IF(ISNUMBER($AF23),(1-$AF23),1) + IF(ISNUMBER(MATCH(BL$11,$AK23:$AP23,0)),-1,0)*_xlfn.IFS(ISNUMBER($AD23),$AD23,ISNUMBER($AE23),$AE23,ISNUMBER($AF23),$AF23,AND($AD23=0,$AE23=0,$AF23=0),1)","v":0},{"$f":"IF(ISNUMBER(MATCH(BM$11,$AG23:$AJ23,0)),1,0)*IF(ISNUMBER($AF23),(1-$AF23),1) + IF(ISNUMBER(MATCH(BM$11,$AK23:$AP23,0)),-1,0)*_xlfn.IFS(ISNUMBER($AD23),$AD23,ISNUMBER($AE23),$AE23,ISNUMBER($AF23),$AF23,AND($AD23=0,$AE23=0,$AF23=0),1)","v":0},{"$f":"IF(ISNUMBER(MATCH(BN$11,$AG23:$AJ23,0)),1,0)*IF(ISNUMBER($AF23),(1-$AF23),1) + IF(ISNUMBER(MATCH(BN$11,$AK23:$AP23,0)),-1,0)*_xlfn.IFS(ISNUMBER($AD23),$AD23,ISNUMBER($AE23),$AE23,ISNUMBER($AF23),$AF23,AND($AD23=0,$AE23=0,$AF23=0),1)","v":0},{"$f":"IF(ISNUMBER(MATCH(BO$11,$AG23:$AJ23,0)),1,0)*IF(ISNUMBER($AF23),(1-$AF23),1) + IF(ISNUMBER(MATCH(BO$11,$AK23:$AP23,0)),-1,0)*_xlfn.IFS(ISNUMBER($AD23),$AD23,ISNUMBER($AE23),$AE23,ISNUMBER($AF23),$AF23,AND($AD23=0,$AE23=0,$AF23=0),1)","v":0},{"$f":"IF(ISNUMBER(MATCH(BP$11,$AG23:$AJ23,0)),1,0)*IF(ISNUMBER($AF23),(1-$AF23),1) + IF(ISNUMBER(MATCH(BP$11,$AK23:$AP23,0)),-1,0)*_xlfn.IFS(ISNUMBER($AD23),$AD23,ISNUMBER($AE23),$AE23,ISNUMBER($AF23),$AF23,AND($AD23=0,$AE23=0,$AF23=0),1)","v":0},{"$f":"IF(ISNUMBER(MATCH(BQ$11,$AG23:$AJ23,0)),1,0)*IF(ISNUMBER($AF23),(1-$AF23),1) + IF(ISNUMBER(MATCH(BQ$11,$AK23:$AP23,0)),-1,0)*_xlfn.IFS(ISNUMBER($AD23),$AD23,ISNUMBER($AE23),$AE23,ISNUMBER($AF23),$AF23,AND($AD23=0,$AE23=0,$AF23=0),1)","v":0},{"$f":"IF(ISNUMBER(MATCH(BR$11,$AG23:$AJ23,0)),1,0)*IF(ISNUMBER($AF23),(1-$AF23),1) + IF(ISNUMBER(MATCH(BR$11,$AK23:$AP23,0)),-1,0)*_xlfn.IFS(ISNUMBER($AD23),$AD23,ISNUMBER($AE23),$AE23,ISNUMBER($AF23),$AF23,AND($AD23=0,$AE23=0,$AF23=0),1)","v":0},{"$f":"IF(ISNUMBER(MATCH(BS$11,$AG23:$AJ23,0)),1,0)*IF(ISNUMBER($AF23),(1-$AF23),1) + IF(ISNUMBER(MATCH(BS$11,$AK23:$AP23,0)),-1,0)*_xlfn.IFS(ISNUMBER($AD23),$AD23,ISNUMBER($AE23),$AE23,ISNUMBER($AF23),$AF23,AND($AD23=0,$AE23=0,$AF23=0),1)","v":0},{"$f":"IF(ISNUMBER(MATCH(BT$11,$AG23:$AJ23,0)),1,0)*IF(ISNUMBER($AF23),(1-$AF23),1) + IF(ISNUMBER(MATCH(BT$11,$AK23:$AP23,0)),-1,0)*_xlfn.IFS(ISNUMBER($AD23),$AD23,ISNUMBER($AE23),$AE23,ISNUMBER($AF23),$AF23,AND($AD23=0,$AE23=0,$AF23=0),1)","v":0},{"$f":"IF(ISNUMBER(MATCH(BU$11,$AG23:$AJ23,0)),1,0)*IF(ISNUMBER($AF23),(1-$AF23),1) + IF(ISNUMBER(MATCH(BU$11,$AK23:$AP23,0)),-1,0)*_xlfn.IFS(ISNUMBER($AD23),$AD23,ISNUMBER($AE23),$AE23,ISNUMBER($AF23),$AF23,AND($AD23=0,$AE23=0,$AF23=0),1)","v":0},{"$f":"IF(ISNUMBER(MATCH(BV$11,$AG23:$AJ23,0)),1,0)*IF(ISNUMBER($AF23),(1-$AF23),1) + IF(ISNUMBER(MATCH(BV$11,$AK23:$AP23,0)),-1,0)*_xlfn.IFS(ISNUMBER($AD23),$AD23,ISNUMBER($AE23),$AE23,ISNUMBER($AF23),$AF23,AND($AD23=0,$AE23=0,$AF23=0),1)","v":0},{"$f":"IF(ISNUMBER(MATCH(BW$11,$AG23:$AJ23,0)),1,0)*IF(ISNUMBER($AF23),(1-$AF23),1) + IF(ISNUMBER(MATCH(BW$11,$AK23:$AP23,0)),-1,0)*_xlfn.IFS(ISNUMBER($AD23),$AD23,ISNUMBER($AE23),$AE23,ISNUMBER($AF23),$AF23,AND($AD23=0,$AE23=0,$AF23=0),1)","v":0},{"$f":"IF(ISNUMBER(MATCH(BX$11,$AG23:$AJ23,0)),1,0)*IF(ISNUMBER($AF23),(1-$AF23),1) + IF(ISNUMBER(MATCH(BX$11,$AK23:$AP23,0)),-1,0)*_xlfn.IFS(ISNUMBER($AD23),$AD23,ISNUMBER($AE23),$AE23,ISNUMBER($AF23),$AF23,AND($AD23=0,$AE23=0,$AF23=0),1)","v":0},{"$f":"IF(ISNUMBER(MATCH(BY$11,$AG23:$AJ23,0)),1,0)*IF(ISNUMBER($AF23),(1-$AF23),1) + IF(ISNUMBER(MATCH(BY$11,$AK23:$AP23,0)),-1,0)*_xlfn.IFS(ISNUMBER($AD23),$AD23,ISNUMBER($AE23),$AE23,ISNUMBER($AF23),$AF23,AND($AD23=0,$AE23=0,$AF23=0),1)","v":0},{"$f":"IF(ISNUMBER(MATCH(BZ$11,$AG23:$AJ23,0)),1,0)*IF(ISNUMBER($AF23),(1-$AF23),1) + IF(ISNUMBER(MATCH(BZ$11,$AK23:$AP23,0)),-1,0)*_xlfn.IFS(ISNUMBER($AD23),$AD23,ISNUMBER($AE23),$AE23,ISNUMBER($AF23),$AF23,AND($AD23=0,$AE23=0,$AF23=0),1)","v":0},{"$f":"IF(ISNUMBER(MATCH(CA$11,$AG23:$AJ23,0)),1,0)*IF(ISNUMBER($AF23),(1-$AF23),1) + IF(ISNUMBER(MATCH(CA$11,$AK23:$AP23,0)),-1,0)*_xlfn.IFS(ISNUMBER($AD23),$AD23,ISNUMBER($AE23),$AE23,ISNUMBER($AF23),$AF23,AND($AD23=0,$AE23=0,$AF23=0),1)","v":0},{"$f":"IF(ISNUMBER(MATCH(CB$11,$AG23:$AJ23,0)),1,0)*IF(ISNUMBER($AF23),(1-$AF23),1) + IF(ISNUMBER(MATCH(CB$11,$AK23:$AP23,0)),-1,0)*_xlfn.IFS(ISNUMBER($AD23),$AD23,ISNUMBER($AE23),$AE23,ISNUMBER($AF23),$AF23,AND($AD23=0,$AE23=0,$AF23=0),1)","v":0},{"$f":"IF(ISNUMBER(MATCH(CC$11,$AG23:$AJ23,0)),1,0)*IF(ISNUMBER($AF23),(1-$AF23),1) + IF(ISNUMBER(MATCH(CC$11,$AK23:$AP23,0)),-1,0)*_xlfn.IFS(ISNUMBER($AD23),$AD23,ISNUMBER($AE23),$AE23,ISNUMBER($AF23),$AF23,AND($AD23=0,$AE23=0,$AF23=0),1)","v":0},{"$f":"IF(ISNUMBER(MATCH(CD$11,$AG23:$AJ23,0)),1,0)*IF(ISNUMBER($AF23),(1-$AF23),1) + IF(ISNUMBER(MATCH(CD$11,$AK23:$AP23,0)),-1,0)*_xlfn.IFS(ISNUMBER($AD23),$AD23,ISNUMBER($AE23),$AE23,ISNUMBER($AF23),$AF23,AND($AD23=0,$AE23=0,$AF23=0),1)","v":0},{"$f":"IF(ISNUMBER(MATCH(CE$11,$AG23:$AJ23,0)),1,0)*IF(ISNUMBER($AF23),(1-$AF23),1) + IF(ISNUMBER(MATCH(CE$11,$AK23:$AP23,0)),-1,0)*_xlfn.IFS(ISNUMBER($AD23),$AD23,ISNUMBER($AE23),$AE23,ISNUMBER($AF23),$AF23,AND($AD23=0,$AE23=0,$AF23=0),1)","v":0},{"$f":"IF(ISNUMBER(MATCH(CF$11,$AG23:$AJ23,0)),1,0)*IF(ISNUMBER($AF23),(1-$AF23),1) + IF(ISNUMBER(MATCH(CF$11,$AK23:$AP23,0)),-1,0)*_xlfn.IFS(ISNUMBER($AD23),$AD23,ISNUMBER($AE23),$AE23,ISNUMBER($AF23),$AF23,AND($AD23=0,$AE23=0,$AF23=0),1)","v":0},{"$f":"IF(ISNUMBER(MATCH(CG$11,$AG23:$AJ23,0)),1,0)*IF(ISNUMBER($AF23),(1-$AF23),1) + IF(ISNUMBER(MATCH(CG$11,$AK23:$AP23,0)),-1,0)*_xlfn.IFS(ISNUMBER($AD23),$AD23,ISNUMBER($AE23),$AE23,ISNUMBER($AF23),$AF23,AND($AD23=0,$AE23=0,$AF23=0),1)","v":0},{"$f":"IF(ISNUMBER(MATCH(CH$11,$AG23:$AJ23,0)),1,0)*IF(ISNUMBER($AF23),(1-$AF23),1) + IF(ISNUMBER(MATCH(CH$11,$AK23:$AP23,0)),-1,0)*_xlfn.IFS(ISNUMBER($AD23),$AD23,ISNUMBER($AE23),$AE23,ISNUMBER($AF23),$AF23,AND($AD23=0,$AE23=0,$AF23=0),1)","v":0},{"$f":"IF(ISNUMBER(MATCH(CI$11,$AG23:$AJ23,0)),1,0)*IF(ISNUMBER($AF23),(1-$AF23),1) + IF(ISNUMBER(MATCH(CI$11,$AK23:$AP23,0)),-1,0)*_xlfn.IFS(ISNUMBER($AD23),$AD23,ISNUMBER($AE23),$AE23,ISNUMBER($AF23),$AF23,AND($AD23=0,$AE23=0,$AF23=0),1)","v":0},{"$f":"IF(ISNUMBER(MATCH(CJ$11,$AG23:$AJ23,0)),1,0)*IF(ISNUMBER($AF23),(1-$AF23),1) + IF(ISNUMBER(MATCH(CJ$11,$AK23:$AP23,0)),-1,0)*_xlfn.IFS(ISNUMBER($AD23),$AD23,ISNUMBER($AE23),$AE23,ISNUMBER($AF23),$AF23,AND($AD23=0,$AE23=0,$AF23=0),1)","v":0},{"$f":"IF(ISNUMBER(MATCH(CK$11,$AG23:$AJ23,0)),1,0)*IF(ISNUMBER($AF23),(1-$AF23),1) + IF(ISNUMBER(MATCH(CK$11,$AK23:$AP23,0)),-1,0)*_xlfn.IFS(ISNUMBER($AD23),$AD23,ISNUMBER($AE23),$AE23,ISNUMBER($AF23),$AF23,AND($AD23=0,$AE23=0,$AF23=0),1)","v":0},{"$f":"IF(ISNUMBER(MATCH(CL$11,$AG23:$AJ23,0)),1,0)*IF(ISNUMBER($AF23),(1-$AF23),1) + IF(ISNUMBER(MATCH(CL$11,$AK23:$AP23,0)),-1,0)*_xlfn.IFS(ISNUMBER($AD23),$AD23,ISNUMBER($AE23),$AE23,ISNUMBER($AF23),$AF23,AND($AD23=0,$AE23=0,$AF23=0),1)","v":0},{"$f":"IF(ISNUMBER(MATCH(CM$11,$AG23:$AJ23,0)),1,0)*IF(ISNUMBER($AF23),(1-$AF23),1) + IF(ISNUMBER(MATCH(CM$11,$AK23:$AP23,0)),-1,0)*_xlfn.IFS(ISNUMBER($AD23),$AD23,ISNUMBER($AE23),$AE23,ISNUMBER($AF23),$AF23,AND($AD23=0,$AE23=0,$AF23=0),1)","v":0},{"$f":"IF(ISNUMBER(MATCH(CN$11,$AG23:$AJ23,0)),1,0)*IF(ISNUMBER($AF23),(1-$AF23),1) + IF(ISNUMBER(MATCH(CN$11,$AK23:$AP23,0)),-1,0)*_xlfn.IFS(ISNUMBER($AD23),$AD23,ISNUMBER($AE23),$AE23,ISNUMBER($AF23),$AF23,AND($AD23=0,$AE23=0,$AF23=0),1)","v":0},{"$f":"IF(ISNUMBER(MATCH(CO$11,$AG23:$AJ23,0)),1,0)*IF(ISNUMBER($AF23),(1-$AF23),1) + IF(ISNUMBER(MATCH(CO$11,$AK23:$AP23,0)),-1,0)*_xlfn.IFS(ISNUMBER($AD23),$AD23,ISNUMBER($AE23),$AE23,ISNUMBER($AF23),$AF23,AND($AD23=0,$AE23=0,$AF23=0),1)","v":0},{"$f":"IF(ISNUMBER(MATCH(CP$11,$AG23:$AJ23,0)),1,0)*IF(ISNUMBER($AF23),(1-$AF23),1) + IF(ISNUMBER(MATCH(CP$11,$AK23:$AP23,0)),-1,0)*_xlfn.IFS(ISNUMBER($AD23),$AD23,ISNUMBER($AE23),$AE23,ISNUMBER($AF23),$AF23,AND($AD23=0,$AE23=0,$AF23=0),1)","v":0},{"$f":"IF(ISNUMBER(MATCH(CQ$11,$AG23:$AJ23,0)),1,0)*IF(ISNUMBER($AF23),(1-$AF23),1) + IF(ISNUMBER(MATCH(CQ$11,$AK23:$AP23,0)),-1,0)*_xlfn.IFS(ISNUMBER($AD23),$AD23,ISNUMBER($AE23),$AE23,ISNUMBER($AF23),$AF23,AND($AD23=0,$AE23=0,$AF23=0),1)","v":0},{"$f":"IF(ISNUMBER(MATCH(CR$11,$AG23:$AJ23,0)),1,0)*IF(ISNUMBER($AF23),(1-$AF23),1) + IF(ISNUMBER(MATCH(CR$11,$AK23:$AP23,0)),-1,0)*_xlfn.IFS(ISNUMBER($AD23),$AD23,ISNUMBER($AE23),$AE23,ISNUMBER($AF23),$AF23,AND($AD23=0,$AE23=0,$AF23=0),1)","v":0},{"$f":"IF(ISNUMBER(MATCH(CS$11,$AG23:$AJ23,0)),1,0)*IF(ISNUMBER($AF23),(1-$AF23),1) + IF(ISNUMBER(MATCH(CS$11,$AK23:$AP23,0)),-1,0)*_xlfn.IFS(ISNUMBER($AD23),$AD23,ISNUMBER($AE23),$AE23,ISNUMBER($AF23),$AF23,AND($AD23=0,$AE23=0,$AF23=0),1)","v":0},{"$f":"IF(ISNUMBER(MATCH(CT$11,$AG23:$AJ23,0)),1,0)*IF(ISNUMBER($AF23),(1-$AF23),1) + IF(ISNUMBER(MATCH(CT$11,$AK23:$AP23,0)),-1,0)*_xlfn.IFS(ISNUMBER($AD23),$AD23,ISNUMBER($AE23),$AE23,ISNUMBER($AF23),$AF23,AND($AD23=0,$AE23=0,$AF23=0),1)","v":0},{"$f":"IF(ISNUMBER(MATCH(CU$11,$AG23:$AJ23,0)),1,0)*IF(ISNUMBER($AF23),(1-$AF23),1) + IF(ISNUMBER(MATCH(CU$11,$AK23:$AP23,0)),-1,0)*_xlfn.IFS(ISNUMBER($AD23),$AD23,ISNUMBER($AE23),$AE23,ISNUMBER($AF23),$AF23,AND($AD23=0,$AE23=0,$AF23=0),1)","v":0},{"$f":"IF(ISNUMBER(MATCH(CV$11,$AG23:$AJ23,0)),1,0)*IF(ISNUMBER($AF23),(1-$AF23),1) + IF(ISNUMBER(MATCH(CV$11,$AK23:$AP23,0)),-1,0)*_xlfn.IFS(ISNUMBER($AD23),$AD23,ISNUMBER($AE23),$AE23,ISNUMBER($AF23),$AF23,AND($AD23=0,$AE23=0,$AF23=0),1)","v":0},{"$f":"IF(ISNUMBER(MATCH(CW$11,$AG23:$AJ23,0)),1,0)*IF(ISNUMBER($AF23),(1-$AF23),1) + IF(ISNUMBER(MATCH(CW$11,$AK23:$AP23,0)),-1,0)*_xlfn.IFS(ISNUMBER($AD23),$AD23,ISNUMBER($AE23),$AE23,ISNUMBER($AF23),$AF23,AND($AD23=0,$AE23=0,$AF23=0),1)","v":0},{"$f":"IF(ISNUMBER(MATCH(CX$11,$AG23:$AJ23,0)),1,0)*IF(ISNUMBER($AF23),(1-$AF23),1) + IF(ISNUMBER(MATCH(CX$11,$AK23:$AP23,0)),-1,0)*_xlfn.IFS(ISNUMBER($AD23),$AD23,ISNUMBER($AE23),$AE23,ISNUMBER($AF23),$AF23,AND($AD23=0,$AE23=0,$AF23=0),1)","v":0},{"$f":"IF(ISNUMBER(MATCH(CY$11,$AG23:$AJ23,0)),1,0)*IF(ISNUMBER($AF23),(1-$AF23),1) + IF(ISNUMBER(MATCH(CY$11,$AK23:$AP23,0)),-1,0)*_xlfn.IFS(ISNUMBER($AD23),$AD23,ISNUMBER($AE23),$AE23,ISNUMBER($AF23),$AF23,AND($AD23=0,$AE23=0,$AF23=0),1)","v":0},{"$f":"IF(ISNUMBER(MATCH(CZ$11,$AG23:$AJ23,0)),1,0)*IF(ISNUMBER($AF23),(1-$AF23),1) + IF(ISNUMBER(MATCH(CZ$11,$AK23:$AP23,0)),-1,0)*_xlfn.IFS(ISNUMBER($AD23),$AD23,ISNUMBER($AE23),$AE23,ISNUMBER($AF23),$AF23,AND($AD23=0,$AE23=0,$AF23=0),1)","v":0},{"$f":"IF(ISNUMBER(MATCH(DA$11,$AG23:$AJ23,0)),1,0)*IF(ISNUMBER($AF23),(1-$AF23),1) + IF(ISNUMBER(MATCH(DA$11,$AK23:$AP23,0)),-1,0)*_xlfn.IFS(ISNUMBER($AD23),$AD23,ISNUMBER($AE23),$AE23,ISNUMBER($AF23),$AF23,AND($AD23=0,$AE23=0,$AF23=0),1)","v":0},{"$f":"IF(ISNUMBER(MATCH(DB$11,$AG23:$AJ23,0)),1,0)*IF(ISNUMBER($AF23),(1-$AF23),1) + IF(ISNUMBER(MATCH(DB$11,$AK23:$AP23,0)),-1,0)*_xlfn.IFS(ISNUMBER($AD23),$AD23,ISNUMBER($AE23),$AE23,ISNUMBER($AF23),$AF23,AND($AD23=0,$AE23=0,$AF23=0),1)","v":0},{"$f":"IF(ISNUMBER(MATCH(DC$11,$AG23:$AJ23,0)),1,0)*IF(ISNUMBER($AF23),(1-$AF23),1) + IF(ISNUMBER(MATCH(DC$11,$AK23:$AP23,0)),-1,0)*_xlfn.IFS(ISNUMBER($AD23),$AD23,ISNUMBER($AE23),$AE23,ISNUMBER($AF23),$AF23,AND($AD23=0,$AE23=0,$AF23=0),1)","v":0},{"$f":"IF(ISNUMBER(MATCH(DD$11,$AG23:$AJ23,0)),1,0)*IF(ISNUMBER($AF23),(1-$AF23),1) + IF(ISNUMBER(MATCH(DD$11,$AK23:$AP23,0)),-1,0)*_xlfn.IFS(ISNUMBER($AD23),$AD23,ISNUMBER($AE23),$AE23,ISNUMBER($AF23),$AF23,AND($AD23=0,$AE23=0,$AF23=0),1)","v":0},{"$f":"IF(ISNUMBER(MATCH(DE$11,$AG23:$AJ23,0)),1,0)*IF(ISNUMBER($AF23),(1-$AF23),1) + IF(ISNUMBER(MATCH(DE$11,$AK23:$AP23,0)),-1,0)*_xlfn.IFS(ISNUMBER($AD23),$AD23,ISNUMBER($AE23),$AE23,ISNUMBER($AF23),$AF23,AND($AD23=0,$AE23=0,$AF23=0),1)","v":0},null,0,"Power\nMech","SWB","Losses",null,null,null,null,null,null,null,null,null,"e_crit_swb-ch",5,3900.1928652185552,0,0,0,0,0,0,0,0,0,0,0,0,0,1,0,0,0,0,0,1,0,0,0,0,0,0,1,0,0,0,0,0,0,1,0,0,0,0,0,0,1,0,0,0,0,0,-4.1482517903793214E-19,0,0,0,0,0,0,0,0,0,0,1.8855689956269627E-20,0,0,0,0,0,0,0,0,null,null,null,null,null,null,null,null,null,null,null,"e_crit_swb-ch",null,3900.1928652185552,0,0,0,0,0,0,0,0,0,0,0,0,0,1,-2.1239049166742126E-16,0,0,2.1239049166742126E-16,0,1,-2.1239049166742126E-16,-2.1239049166742126E-16,0,0,2.1239049166742126E-16,0,1,-2.1239049166742126E-16,-2.2204460492503131E-16,0,0,2.1239049166742126E-16,0,1,-2.1239049166742126E-16,-2.1239049166742126E-16,0,0,2.1239049166742126E-16,0,1,-2.1239049166742126E-16,-2.1239049166742126E-16,0,0,0,4.1482517903793214E-19,0,0,0,3.2455171932843146E-19,0,0,0,0,0,0,1.8855689956269627E-20,0,0,0,0,0,0,0,0,null,null,"e_crit_swb-ch",3900.1928652185552,0,0,0,0,0,0,0,0,0,0,0,0,0,1,-2.1239049166742126E-16,0,0,2.1239049166742126E-16,0,1,-2.1239049166742126E-16,-2.1239049166742126E-16,0,0,2.1239049166742126E-16,0,1,-2.1239049166742126E-16,-2.2204460492503131E-16,0,0,2.1239049166742126E-16,0,1,-2.1239049166742126E-16,-2.1239049166742126E-16,0,0,2.1239049166742126E-16,0,1,-2.1239049166742126E-16,-2.1239049166742126E-16,0,0,0,4.1482517903793214E-19,0,0,0,3.2455171932843146E-19,0,0,0,0,0,0,0,0,0,0,0,0,0,0,0]
[null,null,null,null,null,null,null,null,null,null,null,null,null,null,null,null,null,null,"e_mech_u-tx",960.35261111272087,105.4832827436765,91.195773077341499,960.35261111272087,1137.8782938416016,91.195773077341499,"Datarooms","OH","Conservation",null,null,null,null,"e_crit_swb-drms",null,null,null,"e_drms_oh-dr1","e_drms_oh-dr2","e_drms_oh-dr3","e_drms_oh-dr4",null,null,null,{"$f":"IF(ISNUMBER(MATCH(AR$11,$AG24:$AJ24,0)),1,0)*IF(ISNUMBER($AF24),(1-$AF24),1) + IF(ISNUMBER(MATCH(AR$11,$AK24:$AP24,0)),-1,0)*_xlfn.IFS(ISNUMBER($AD24),$AD24,ISNUMBER($AE24),$AE24,ISNUMBER($AF24),$AF24,AND($AD24=0,$AE24=0,$AF24=0),1)","v":0},{"$f":"IF(ISNUMBER(MATCH(AS$11,$AG24:$AJ24,0)),1,0)*IF(ISNUMBER($AF24),(1-$AF24),1) + IF(ISNUMBER(MATCH(AS$11,$AK24:$AP24,0)),-1,0)*_xlfn.IFS(ISNUMBER($AD24),$AD24,ISNUMBER($AE24),$AE24,ISNUMBER($AF24),$AF24,AND($AD24=0,$AE24=0,$AF24=0),1)","v":0},{"$f":"IF(ISNUMBER(MATCH(AT$11,$AG24:$AJ24,0)),1,0)*IF(ISNUMBER($AF24),(1-$AF24),1) + IF(ISNUMBER(MATCH(AT$11,$AK24:$AP24,0)),-1,0)*_xlfn.IFS(ISNUMBER($AD24),$AD24,ISNUMBER($AE24),$AE24,ISNUMBER($AF24),$AF24,AND($AD24=0,$AE24=0,$AF24=0),1)","v":0},{"$f":"IF(ISNUMBER(MATCH(AU$11,$AG24:$AJ24,0)),1,0)*IF(ISNUMBER($AF24),(1-$AF24),1) + IF(ISNUMBER(MATCH(AU$11,$AK24:$AP24,0)),-1,0)*_xlfn.IFS(ISNUMBER($AD24),$AD24,ISNUMBER($AE24),$AE24,ISNUMBER($AF24),$AF24,AND($AD24=0,$AE24=0,$AF24=0),1)","v":1},{"$f":"IF(ISNUMBER(MATCH(AV$11,$AG24:$AJ24,0)),1,0)*IF(ISNUMBER($AF24),(1-$AF24),1) + IF(ISNUMBER(MATCH(AV$11,$AK24:$AP24,0)),-1,0)*_xlfn.IFS(ISNUMBER($AD24),$AD24,ISNUMBER($AE24),$AE24,ISNUMBER($AF24),$AF24,AND($AD24=0,$AE24=0,$AF24=0),1)","v":0},{"$f":"IF(ISNUMBER(MATCH(AW$11,$AG24:$AJ24,0)),1,0)*IF(ISNUMBER($AF24),(1-$AF24),1) + IF(ISNUMBER(MATCH(AW$11,$AK24:$AP24,0)),-1,0)*_xlfn.IFS(ISNUMBER($AD24),$AD24,ISNUMBER($AE24),$AE24,ISNUMBER($AF24),$AF24,AND($AD24=0,$AE24=0,$AF24=0),1)","v":0},{"$f":"IF(ISNUMBER(MATCH(AX$11,$AG24:$AJ24,0)),1,0)*IF(ISNUMBER($AF24),(1-$AF24),1) + IF(ISNUMBER(MATCH(AX$11,$AK24:$AP24,0)),-1,0)*_xlfn.IFS(ISNUMBER($AD24),$AD24,ISNUMBER($AE24),$AE24,ISNUMBER($AF24),$AF24,AND($AD24=0,$AE24=0,$AF24=0),1)","v":0},{"$f":"IF(ISNUMBER(MATCH(AY$11,$AG24:$AJ24,0)),1,0)*IF(ISNUMBER($AF24),(1-$AF24),1) + IF(ISNUMBER(MATCH(AY$11,$AK24:$AP24,0)),-1,0)*_xlfn.IFS(ISNUMBER($AD24),$AD24,ISNUMBER($AE24),$AE24,ISNUMBER($AF24),$AF24,AND($AD24=0,$AE24=0,$AF24=0),1)","v":0},{"$f":"IF(ISNUMBER(MATCH(AZ$11,$AG24:$AJ24,0)),1,0)*IF(ISNUMBER($AF24),(1-$AF24),1) + IF(ISNUMBER(MATCH(AZ$11,$AK24:$AP24,0)),-1,0)*_xlfn.IFS(ISNUMBER($AD24),$AD24,ISNUMBER($AE24),$AE24,ISNUMBER($AF24),$AF24,AND($AD24=0,$AE24=0,$AF24=0),1)","v":0},{"$f":"IF(ISNUMBER(MATCH(BA$11,$AG24:$AJ24,0)),1,0)*IF(ISNUMBER($AF24),(1-$AF24),1) + IF(ISNUMBER(MATCH(BA$11,$AK24:$AP24,0)),-1,0)*_xlfn.IFS(ISNUMBER($AD24),$AD24,ISNUMBER($AE24),$AE24,ISNUMBER($AF24),$AF24,AND($AD24=0,$AE24=0,$AF24=0),1)","v":0},{"$f":"IF(ISNUMBER(MATCH(BB$11,$AG24:$AJ24,0)),1,0)*IF(ISNUMBER($AF24),(1-$AF24),1) + IF(ISNUMBER(MATCH(BB$11,$AK24:$AP24,0)),-1,0)*_xlfn.IFS(ISNUMBER($AD24),$AD24,ISNUMBER($AE24),$AE24,ISNUMBER($AF24),$AF24,AND($AD24=0,$AE24=0,$AF24=0),1)","v":0},{"$f":"IF(ISNUMBER(MATCH(BC$11,$AG24:$AJ24,0)),1,0)*IF(ISNUMBER($AF24),(1-$AF24),1) + IF(ISNUMBER(MATCH(BC$11,$AK24:$AP24,0)),-1,0)*_xlfn.IFS(ISNUMBER($AD24),$AD24,ISNUMBER($AE24),$AE24,ISNUMBER($AF24),$AF24,AND($AD24=0,$AE24=0,$AF24=0),1)","v":0},{"$f":"IF(ISNUMBER(MATCH(BD$11,$AG24:$AJ24,0)),1,0)*IF(ISNUMBER($AF24),(1-$AF24),1) + IF(ISNUMBER(MATCH(BD$11,$AK24:$AP24,0)),-1,0)*_xlfn.IFS(ISNUMBER($AD24),$AD24,ISNUMBER($AE24),$AE24,ISNUMBER($AF24),$AF24,AND($AD24=0,$AE24=0,$AF24=0),1)","v":0},{"$f":"IF(ISNUMBER(MATCH(BE$11,$AG24:$AJ24,0)),1,0)*IF(ISNUMBER($AF24),(1-$AF24),1) + IF(ISNUMBER(MATCH(BE$11,$AK24:$AP24,0)),-1,0)*_xlfn.IFS(ISNUMBER($AD24),$AD24,ISNUMBER($AE24),$AE24,ISNUMBER($AF24),$AF24,AND($AD24=0,$AE24=0,$AF24=0),1)","v":0},{"$f":"IF(ISNUMBER(MATCH(BF$11,$AG24:$AJ24,0)),1,0)*IF(ISNUMBER($AF24),(1-$AF24),1) + IF(ISNUMBER(MATCH(BF$11,$AK24:$AP24,0)),-1,0)*_xlfn.IFS(ISNUMBER($AD24),$AD24,ISNUMBER($AE24),$AE24,ISNUMBER($AF24),$AF24,AND($AD24=0,$AE24=0,$AF24=0),1)","v":0},{"$f":"IF(ISNUMBER(MATCH(BG$11,$AG24:$AJ24,0)),1,0)*IF(ISNUMBER($AF24),(1-$AF24),1) + IF(ISNUMBER(MATCH(BG$11,$AK24:$AP24,0)),-1,0)*_xlfn.IFS(ISNUMBER($AD24),$AD24,ISNUMBER($AE24),$AE24,ISNUMBER($AF24),$AF24,AND($AD24=0,$AE24=0,$AF24=0),1)","v":0},{"$f":"IF(ISNUMBER(MATCH(BH$11,$AG24:$AJ24,0)),1,0)*IF(ISNUMBER($AF24),(1-$AF24),1) + IF(ISNUMBER(MATCH(BH$11,$AK24:$AP24,0)),-1,0)*_xlfn.IFS(ISNUMBER($AD24),$AD24,ISNUMBER($AE24),$AE24,ISNUMBER($AF24),$AF24,AND($AD24=0,$AE24=0,$AF24=0),1)","v":0},{"$f":"IF(ISNUMBER(MATCH(BI$11,$AG24:$AJ24,0)),1,0)*IF(ISNUMBER($AF24),(1-$AF24),1) + IF(ISNUMBER(MATCH(BI$11,$AK24:$AP24,0)),-1,0)*_xlfn.IFS(ISNUMBER($AD24),$AD24,ISNUMBER($AE24),$AE24,ISNUMBER($AF24),$AF24,AND($AD24=0,$AE24=0,$AF24=0),1)","v":0},{"$f":"IF(ISNUMBER(MATCH(BJ$11,$AG24:$AJ24,0)),1,0)*IF(ISNUMBER($AF24),(1-$AF24),1) + IF(ISNUMBER(MATCH(BJ$11,$AK24:$AP24,0)),-1,0)*_xlfn.IFS(ISNUMBER($AD24),$AD24,ISNUMBER($AE24),$AE24,ISNUMBER($AF24),$AF24,AND($AD24=0,$AE24=0,$AF24=0),1)","v":0},{"$f":"IF(ISNUMBER(MATCH(BK$11,$AG24:$AJ24,0)),1,0)*IF(ISNUMBER($AF24),(1-$AF24),1) + IF(ISNUMBER(MATCH(BK$11,$AK24:$AP24,0)),-1,0)*_xlfn.IFS(ISNUMBER($AD24),$AD24,ISNUMBER($AE24),$AE24,ISNUMBER($AF24),$AF24,AND($AD24=0,$AE24=0,$AF24=0),1)","v":-1},{"$f":"IF(ISNUMBER(MATCH(BL$11,$AG24:$AJ24,0)),1,0)*IF(ISNUMBER($AF24),(1-$AF24),1) + IF(ISNUMBER(MATCH(BL$11,$AK24:$AP24,0)),-1,0)*_xlfn.IFS(ISNUMBER($AD24),$AD24,ISNUMBER($AE24),$AE24,ISNUMBER($AF24),$AF24,AND($AD24=0,$AE24=0,$AF24=0),1)","v":0},{"$f":"IF(ISNUMBER(MATCH(BM$11,$AG24:$AJ24,0)),1,0)*IF(ISNUMBER($AF24),(1-$AF24),1) + IF(ISNUMBER(MATCH(BM$11,$AK24:$AP24,0)),-1,0)*_xlfn.IFS(ISNUMBER($AD24),$AD24,ISNUMBER($AE24),$AE24,ISNUMBER($AF24),$AF24,AND($AD24=0,$AE24=0,$AF24=0),1)","v":0},{"$f":"IF(ISNUMBER(MATCH(BN$11,$AG24:$AJ24,0)),1,0)*IF(ISNUMBER($AF24),(1-$AF24),1) + IF(ISNUMBER(MATCH(BN$11,$AK24:$AP24,0)),-1,0)*_xlfn.IFS(ISNUMBER($AD24),$AD24,ISNUMBER($AE24),$AE24,ISNUMBER($AF24),$AF24,AND($AD24=0,$AE24=0,$AF24=0),1)","v":-1},{"$f":"IF(ISNUMBER(MATCH(BO$11,$AG24:$AJ24,0)),1,0)*IF(ISNUMBER($AF24),(1-$AF24),1) + IF(ISNUMBER(MATCH(BO$11,$AK24:$AP24,0)),-1,0)*_xlfn.IFS(ISNUMBER($AD24),$AD24,ISNUMBER($AE24),$AE24,ISNUMBER($AF24),$AF24,AND($AD24=0,$AE24=0,$AF24=0),1)","v":0},{"$f":"IF(ISNUMBER(MATCH(BP$11,$AG24:$AJ24,0)),1,0)*IF(ISNUMBER($AF24),(1-$AF24),1) + IF(ISNUMBER(MATCH(BP$11,$AK24:$AP24,0)),-1,0)*_xlfn.IFS(ISNUMBER($AD24),$AD24,ISNUMBER($AE24),$AE24,ISNUMBER($AF24),$AF24,AND($AD24=0,$AE24=0,$AF24=0),1)","v":0},{"$f":"IF(ISNUMBER(MATCH(BQ$11,$AG24:$AJ24,0)),1,0)*IF(ISNUMBER($AF24),(1-$AF24),1) + IF(ISNUMBER(MATCH(BQ$11,$AK24:$AP24,0)),-1,0)*_xlfn.IFS(ISNUMBER($AD24),$AD24,ISNUMBER($AE24),$AE24,ISNUMBER($AF24),$AF24,AND($AD24=0,$AE24=0,$AF24=0),1)","v":-1},{"$f":"IF(ISNUMBER(MATCH(BR$11,$AG24:$AJ24,0)),1,0)*IF(ISNUMBER($AF24),(1-$AF24),1) + IF(ISNUMBER(MATCH(BR$11,$AK24:$AP24,0)),-1,0)*_xlfn.IFS(ISNUMBER($AD24),$AD24,ISNUMBER($AE24),$AE24,ISNUMBER($AF24),$AF24,AND($AD24=0,$AE24=0,$AF24=0),1)","v":0},{"$f":"IF(ISNUMBER(MATCH(BS$11,$AG24:$AJ24,0)),1,0)*IF(ISNUMBER($AF24),(1-$AF24),1) + IF(ISNUMBER(MATCH(BS$11,$AK24:$AP24,0)),-1,0)*_xlfn.IFS(ISNUMBER($AD24),$AD24,ISNUMBER($AE24),$AE24,ISNUMBER($AF24),$AF24,AND($AD24=0,$AE24=0,$AF24=0),1)","v":0},{"$f":"IF(ISNUMBER(MATCH(BT$11,$AG24:$AJ24,0)),1,0)*IF(ISNUMBER($AF24),(1-$AF24),1) + IF(ISNUMBER(MATCH(BT$11,$AK24:$AP24,0)),-1,0)*_xlfn.IFS(ISNUMBER($AD24),$AD24,ISNUMBER($AE24),$AE24,ISNUMBER($AF24),$AF24,AND($AD24=0,$AE24=0,$AF24=0),1)","v":-1},{"$f":"IF(ISNUMBER(MATCH(BU$11,$AG24:$AJ24,0)),1,0)*IF(ISNUMBER($AF24),(1-$AF24),1) + IF(ISNUMBER(MATCH(BU$11,$AK24:$AP24,0)),-1,0)*_xlfn.IFS(ISNUMBER($AD24),$AD24,ISNUMBER($AE24),$AE24,ISNUMBER($AF24),$AF24,AND($AD24=0,$AE24=0,$AF24=0),1)","v":0},{"$f":"IF(ISNUMBER(MATCH(BV$11,$AG24:$AJ24,0)),1,0)*IF(ISNUMBER($AF24),(1-$AF24),1) + IF(ISNUMBER(MATCH(BV$11,$AK24:$AP24,0)),-1,0)*_xlfn.IFS(ISNUMBER($AD24),$AD24,ISNUMBER($AE24),$AE24,ISNUMBER($AF24),$AF24,AND($AD24=0,$AE24=0,$AF24=0),1)","v":0},{"$f":"IF(ISNUMBER(MATCH(BW$11,$AG24:$AJ24,0)),1,0)*IF(ISNUMBER($AF24),(1-$AF24),1) + IF(ISNUMBER(MATCH(BW$11,$AK24:$AP24,0)),-1,0)*_xlfn.IFS(ISNUMBER($AD24),$AD24,ISNUMBER($AE24),$AE24,ISNUMBER($AF24),$AF24,AND($AD24=0,$AE24=0,$AF24=0),1)","v":0},{"$f":"IF(ISNUMBER(MATCH(BX$11,$AG24:$AJ24,0)),1,0)*IF(ISNUMBER($AF24),(1-$AF24),1) + IF(ISNUMBER(MATCH(BX$11,$AK24:$AP24,0)),-1,0)*_xlfn.IFS(ISNUMBER($AD24),$AD24,ISNUMBER($AE24),$AE24,ISNUMBER($AF24),$AF24,AND($AD24=0,$AE24=0,$AF24=0),1)","v":0},{"$f":"IF(ISNUMBER(MATCH(BY$11,$AG24:$AJ24,0)),1,0)*IF(ISNUMBER($AF24),(1-$AF24),1) + IF(ISNUMBER(MATCH(BY$11,$AK24:$AP24,0)),-1,0)*_xlfn.IFS(ISNUMBER($AD24),$AD24,ISNUMBER($AE24),$AE24,ISNUMBER($AF24),$AF24,AND($AD24=0,$AE24=0,$AF24=0),1)","v":0},{"$f":"IF(ISNUMBER(MATCH(BZ$11,$AG24:$AJ24,0)),1,0)*IF(ISNUMBER($AF24),(1-$AF24),1) + IF(ISNUMBER(MATCH(BZ$11,$AK24:$AP24,0)),-1,0)*_xlfn.IFS(ISNUMBER($AD24),$AD24,ISNUMBER($AE24),$AE24,ISNUMBER($AF24),$AF24,AND($AD24=0,$AE24=0,$AF24=0),1)","v":0},{"$f":"IF(ISNUMBER(MATCH(CA$11,$AG24:$AJ24,0)),1,0)*IF(ISNUMBER($AF24),(1-$AF24),1) + IF(ISNUMBER(MATCH(CA$11,$AK24:$AP24,0)),-1,0)*_xlfn.IFS(ISNUMBER($AD24),$AD24,ISNUMBER($AE24),$AE24,ISNUMBER($AF24),$AF24,AND($AD24=0,$AE24=0,$AF24=0),1)","v":0},{"$f":"IF(ISNUMBER(MATCH(CB$11,$AG24:$AJ24,0)),1,0)*IF(ISNUMBER($AF24),(1-$AF24),1) + IF(ISNUMBER(MATCH(CB$11,$AK24:$AP24,0)),-1,0)*_xlfn.IFS(ISNUMBER($AD24),$AD24,ISNUMBER($AE24),$AE24,ISNUMBER($AF24),$AF24,AND($AD24=0,$AE24=0,$AF24=0),1)","v":0},{"$f":"IF(ISNUMBER(MATCH(CC$11,$AG24:$AJ24,0)),1,0)*IF(ISNUMBER($AF24),(1-$AF24),1) + IF(ISNUMBER(MATCH(CC$11,$AK24:$AP24,0)),-1,0)*_xlfn.IFS(ISNUMBER($AD24),$AD24,ISNUMBER($AE24),$AE24,ISNUMBER($AF24),$AF24,AND($AD24=0,$AE24=0,$AF24=0),1)","v":0},{"$f":"IF(ISNUMBER(MATCH(CD$11,$AG24:$AJ24,0)),1,0)*IF(ISNUMBER($AF24),(1-$AF24),1) + IF(ISNUMBER(MATCH(CD$11,$AK24:$AP24,0)),-1,0)*_xlfn.IFS(ISNUMBER($AD24),$AD24,ISNUMBER($AE24),$AE24,ISNUMBER($AF24),$AF24,AND($AD24=0,$AE24=0,$AF24=0),1)","v":0},{"$f":"IF(ISNUMBER(MATCH(CE$11,$AG24:$AJ24,0)),1,0)*IF(ISNUMBER($AF24),(1-$AF24),1) + IF(ISNUMBER(MATCH(CE$11,$AK24:$AP24,0)),-1,0)*_xlfn.IFS(ISNUMBER($AD24),$AD24,ISNUMBER($AE24),$AE24,ISNUMBER($AF24),$AF24,AND($AD24=0,$AE24=0,$AF24=0),1)","v":0},{"$f":"IF(ISNUMBER(MATCH(CF$11,$AG24:$AJ24,0)),1,0)*IF(ISNUMBER($AF24),(1-$AF24),1) + IF(ISNUMBER(MATCH(CF$11,$AK24:$AP24,0)),-1,0)*_xlfn.IFS(ISNUMBER($AD24),$AD24,ISNUMBER($AE24),$AE24,ISNUMBER($AF24),$AF24,AND($AD24=0,$AE24=0,$AF24=0),1)","v":0},{"$f":"IF(ISNUMBER(MATCH(CG$11,$AG24:$AJ24,0)),1,0)*IF(ISNUMBER($AF24),(1-$AF24),1) + IF(ISNUMBER(MATCH(CG$11,$AK24:$AP24,0)),-1,0)*_xlfn.IFS(ISNUMBER($AD24),$AD24,ISNUMBER($AE24),$AE24,ISNUMBER($AF24),$AF24,AND($AD24=0,$AE24=0,$AF24=0),1)","v":0},{"$f":"IF(ISNUMBER(MATCH(CH$11,$AG24:$AJ24,0)),1,0)*IF(ISNUMBER($AF24),(1-$AF24),1) + IF(ISNUMBER(MATCH(CH$11,$AK24:$AP24,0)),-1,0)*_xlfn.IFS(ISNUMBER($AD24),$AD24,ISNUMBER($AE24),$AE24,ISNUMBER($AF24),$AF24,AND($AD24=0,$AE24=0,$AF24=0),1)","v":0},{"$f":"IF(ISNUMBER(MATCH(CI$11,$AG24:$AJ24,0)),1,0)*IF(ISNUMBER($AF24),(1-$AF24),1) + IF(ISNUMBER(MATCH(CI$11,$AK24:$AP24,0)),-1,0)*_xlfn.IFS(ISNUMBER($AD24),$AD24,ISNUMBER($AE24),$AE24,ISNUMBER($AF24),$AF24,AND($AD24=0,$AE24=0,$AF24=0),1)","v":0},{"$f":"IF(ISNUMBER(MATCH(CJ$11,$AG24:$AJ24,0)),1,0)*IF(ISNUMBER($AF24),(1-$AF24),1) + IF(ISNUMBER(MATCH(CJ$11,$AK24:$AP24,0)),-1,0)*_xlfn.IFS(ISNUMBER($AD24),$AD24,ISNUMBER($AE24),$AE24,ISNUMBER($AF24),$AF24,AND($AD24=0,$AE24=0,$AF24=0),1)","v":0},{"$f":"IF(ISNUMBER(MATCH(CK$11,$AG24:$AJ24,0)),1,0)*IF(ISNUMBER($AF24),(1-$AF24),1) + IF(ISNUMBER(MATCH(CK$11,$AK24:$AP24,0)),-1,0)*_xlfn.IFS(ISNUMBER($AD24),$AD24,ISNUMBER($AE24),$AE24,ISNUMBER($AF24),$AF24,AND($AD24=0,$AE24=0,$AF24=0),1)","v":0},{"$f":"IF(ISNUMBER(MATCH(CL$11,$AG24:$AJ24,0)),1,0)*IF(ISNUMBER($AF24),(1-$AF24),1) + IF(ISNUMBER(MATCH(CL$11,$AK24:$AP24,0)),-1,0)*_xlfn.IFS(ISNUMBER($AD24),$AD24,ISNUMBER($AE24),$AE24,ISNUMBER($AF24),$AF24,AND($AD24=0,$AE24=0,$AF24=0),1)","v":0},{"$f":"IF(ISNUMBER(MATCH(CM$11,$AG24:$AJ24,0)),1,0)*IF(ISNUMBER($AF24),(1-$AF24),1) + IF(ISNUMBER(MATCH(CM$11,$AK24:$AP24,0)),-1,0)*_xlfn.IFS(ISNUMBER($AD24),$AD24,ISNUMBER($AE24),$AE24,ISNUMBER($AF24),$AF24,AND($AD24=0,$AE24=0,$AF24=0),1)","v":0},{"$f":"IF(ISNUMBER(MATCH(CN$11,$AG24:$AJ24,0)),1,0)*IF(ISNUMBER($AF24),(1-$AF24),1) + IF(ISNUMBER(MATCH(CN$11,$AK24:$AP24,0)),-1,0)*_xlfn.IFS(ISNUMBER($AD24),$AD24,ISNUMBER($AE24),$AE24,ISNUMBER($AF24),$AF24,AND($AD24=0,$AE24=0,$AF24=0),1)","v":0},{"$f":"IF(ISNUMBER(MATCH(CO$11,$AG24:$AJ24,0)),1,0)*IF(ISNUMBER($AF24),(1-$AF24),1) + IF(ISNUMBER(MATCH(CO$11,$AK24:$AP24,0)),-1,0)*_xlfn.IFS(ISNUMBER($AD24),$AD24,ISNUMBER($AE24),$AE24,ISNUMBER($AF24),$AF24,AND($AD24=0,$AE24=0,$AF24=0),1)","v":0},{"$f":"IF(ISNUMBER(MATCH(CP$11,$AG24:$AJ24,0)),1,0)*IF(ISNUMBER($AF24),(1-$AF24),1) + IF(ISNUMBER(MATCH(CP$11,$AK24:$AP24,0)),-1,0)*_xlfn.IFS(ISNUMBER($AD24),$AD24,ISNUMBER($AE24),$AE24,ISNUMBER($AF24),$AF24,AND($AD24=0,$AE24=0,$AF24=0),1)","v":0},{"$f":"IF(ISNUMBER(MATCH(CQ$11,$AG24:$AJ24,0)),1,0)*IF(ISNUMBER($AF24),(1-$AF24),1) + IF(ISNUMBER(MATCH(CQ$11,$AK24:$AP24,0)),-1,0)*_xlfn.IFS(ISNUMBER($AD24),$AD24,ISNUMBER($AE24),$AE24,ISNUMBER($AF24),$AF24,AND($AD24=0,$AE24=0,$AF24=0),1)","v":0},{"$f":"IF(ISNUMBER(MATCH(CR$11,$AG24:$AJ24,0)),1,0)*IF(ISNUMBER($AF24),(1-$AF24),1) + IF(ISNUMBER(MATCH(CR$11,$AK24:$AP24,0)),-1,0)*_xlfn.IFS(ISNUMBER($AD24),$AD24,ISNUMBER($AE24),$AE24,ISNUMBER($AF24),$AF24,AND($AD24=0,$AE24=0,$AF24=0),1)","v":0},{"$f":"IF(ISNUMBER(MATCH(CS$11,$AG24:$AJ24,0)),1,0)*IF(ISNUMBER($AF24),(1-$AF24),1) + IF(ISNUMBER(MATCH(CS$11,$AK24:$AP24,0)),-1,0)*_xlfn.IFS(ISNUMBER($AD24),$AD24,ISNUMBER($AE24),$AE24,ISNUMBER($AF24),$AF24,AND($AD24=0,$AE24=0,$AF24=0),1)","v":0},{"$f":"IF(ISNUMBER(MATCH(CT$11,$AG24:$AJ24,0)),1,0)*IF(ISNUMBER($AF24),(1-$AF24),1) + IF(ISNUMBER(MATCH(CT$11,$AK24:$AP24,0)),-1,0)*_xlfn.IFS(ISNUMBER($AD24),$AD24,ISNUMBER($AE24),$AE24,ISNUMBER($AF24),$AF24,AND($AD24=0,$AE24=0,$AF24=0),1)","v":0},{"$f":"IF(ISNUMBER(MATCH(CU$11,$AG24:$AJ24,0)),1,0)*IF(ISNUMBER($AF24),(1-$AF24),1) + IF(ISNUMBER(MATCH(CU$11,$AK24:$AP24,0)),-1,0)*_xlfn.IFS(ISNUMBER($AD24),$AD24,ISNUMBER($AE24),$AE24,ISNUMBER($AF24),$AF24,AND($AD24=0,$AE24=0,$AF24=0),1)","v":0},{"$f":"IF(ISNUMBER(MATCH(CV$11,$AG24:$AJ24,0)),1,0)*IF(ISNUMBER($AF24),(1-$AF24),1) + IF(ISNUMBER(MATCH(CV$11,$AK24:$AP24,0)),-1,0)*_xlfn.IFS(ISNUMBER($AD24),$AD24,ISNUMBER($AE24),$AE24,ISNUMBER($AF24),$AF24,AND($AD24=0,$AE24=0,$AF24=0),1)","v":0},{"$f":"IF(ISNUMBER(MATCH(CW$11,$AG24:$AJ24,0)),1,0)*IF(ISNUMBER($AF24),(1-$AF24),1) + IF(ISNUMBER(MATCH(CW$11,$AK24:$AP24,0)),-1,0)*_xlfn.IFS(ISNUMBER($AD24),$AD24,ISNUMBER($AE24),$AE24,ISNUMBER($AF24),$AF24,AND($AD24=0,$AE24=0,$AF24=0),1)","v":0},{"$f":"IF(ISNUMBER(MATCH(CX$11,$AG24:$AJ24,0)),1,0)*IF(ISNUMBER($AF24),(1-$AF24),1) + IF(ISNUMBER(MATCH(CX$11,$AK24:$AP24,0)),-1,0)*_xlfn.IFS(ISNUMBER($AD24),$AD24,ISNUMBER($AE24),$AE24,ISNUMBER($AF24),$AF24,AND($AD24=0,$AE24=0,$AF24=0),1)","v":0},{"$f":"IF(ISNUMBER(MATCH(CY$11,$AG24:$AJ24,0)),1,0)*IF(ISNUMBER($AF24),(1-$AF24),1) + IF(ISNUMBER(MATCH(CY$11,$AK24:$AP24,0)),-1,0)*_xlfn.IFS(ISNUMBER($AD24),$AD24,ISNUMBER($AE24),$AE24,ISNUMBER($AF24),$AF24,AND($AD24=0,$AE24=0,$AF24=0),1)","v":0},{"$f":"IF(ISNUMBER(MATCH(CZ$11,$AG24:$AJ24,0)),1,0)*IF(ISNUMBER($AF24),(1-$AF24),1) + IF(ISNUMBER(MATCH(CZ$11,$AK24:$AP24,0)),-1,0)*_xlfn.IFS(ISNUMBER($AD24),$AD24,ISNUMBER($AE24),$AE24,ISNUMBER($AF24),$AF24,AND($AD24=0,$AE24=0,$AF24=0),1)","v":0},{"$f":"IF(ISNUMBER(MATCH(DA$11,$AG24:$AJ24,0)),1,0)*IF(ISNUMBER($AF24),(1-$AF24),1) + IF(ISNUMBER(MATCH(DA$11,$AK24:$AP24,0)),-1,0)*_xlfn.IFS(ISNUMBER($AD24),$AD24,ISNUMBER($AE24),$AE24,ISNUMBER($AF24),$AF24,AND($AD24=0,$AE24=0,$AF24=0),1)","v":0},{"$f":"IF(ISNUMBER(MATCH(DB$11,$AG24:$AJ24,0)),1,0)*IF(ISNUMBER($AF24),(1-$AF24),1) + IF(ISNUMBER(MATCH(DB$11,$AK24:$AP24,0)),-1,0)*_xlfn.IFS(ISNUMBER($AD24),$AD24,ISNUMBER($AE24),$AE24,ISNUMBER($AF24),$AF24,AND($AD24=0,$AE24=0,$AF24=0),1)","v":0},{"$f":"IF(ISNUMBER(MATCH(DC$11,$AG24:$AJ24,0)),1,0)*IF(ISNUMBER($AF24),(1-$AF24),1) + IF(ISNUMBER(MATCH(DC$11,$AK24:$AP24,0)),-1,0)*_xlfn.IFS(ISNUMBER($AD24),$AD24,ISNUMBER($AE24),$AE24,ISNUMBER($AF24),$AF24,AND($AD24=0,$AE24=0,$AF24=0),1)","v":0},{"$f":"IF(ISNUMBER(MATCH(DD$11,$AG24:$AJ24,0)),1,0)*IF(ISNUMBER($AF24),(1-$AF24),1) + IF(ISNUMBER(MATCH(DD$11,$AK24:$AP24,0)),-1,0)*_xlfn.IFS(ISNUMBER($AD24),$AD24,ISNUMBER($AE24),$AE24,ISNUMBER($AF24),$AF24,AND($AD24=0,$AE24=0,$AF24=0),1)","v":0},{"$f":"IF(ISNUMBER(MATCH(DE$11,$AG24:$AJ24,0)),1,0)*IF(ISNUMBER($AF24),(1-$AF24),1) + IF(ISNUMBER(MATCH(DE$11,$AK24:$AP24,0)),-1,0)*_xlfn.IFS(ISNUMBER($AD24),$AD24,ISNUMBER($AE24),$AE24,ISNUMBER($AF24),$AF24,AND($AD24=0,$AE24=0,$AF24=0),1)","v":0},null,0,"Datarooms","OH","Conservation",null,null,null,null,null,null,null,null,null,"e_mech_tx-swb",1.4080404777903207E-2,8.2945084578733166,0,0,0,0,0,0,0,0,0,0,0,0,0,0,2.4691358024691358E-3,0,0,-2.4691358024691358E-3,0,1.6224923199907484E-3,2.4691358024691358E-3,2.4691358024691358E-3,0,0,-2.4691358024691358E-3,0,2.5813692480359147E-3,2.4691358024691358E-3,2.4691358024691358E-3,0,0,-2.4691358024691358E-3,0,0,2.4691358024691358E-3,2.4691358024691358E-3,0,0,-2.4691358024691358E-3,0,0,2.4691358024691358E-3,2.4691358024691358E-3,0,0,0,-2.4691358024691358E-3,0,0,0,0,0,0,0,0,0,0,1.1194904586831247E-21,0,0,0,0,0,0,0,0,null,null,null,null,null,null,null,null,null,null,null,"e_mech_tx-swb",null,8.2945084578733148,0,0,0,0,0,0,0,0,0,0,0,0,0,0,2.4691358024691353E-3,0,0,-2.4691358024691353E-3,0,1.622492319990748E-3,2.4691358024691353E-3,2.4691358024691353E-3,0,0,-2.4691358024691353E-3,0,2.5813692480359147E-3,2.4691358024691353E-3,2.4691358024691353E-3,0,0,-2.4691358024691353E-3,0,0,2.4691358024691353E-3,2.4691358024691353E-3,0,0,-2.4691358024691353E-3,0,0,2.4691358024691353E-3,2.4691358024691353E-3,0,0,0,-2.4691358024691358E-3,0,0,0,8.3778782767159616E-22,0,0,0,0,0,0,1.1194904586831247E-21,0,0,0,0,0,0,0,0,null,null,"e_mech_tx-swb",8.2945084578733148,0,0,0,0,0,0,0,0,0,0,0,0,0,0,2.4691358024691353E-3,0,0,-2.4691358024691353E-3,0,1.622492319990748E-3,2.4691358024691353E-3,2.4691358024691353E-3,0,0,-2.4691358024691353E-3,0,2.5813692480359147E-3,2.4691358024691353E-3,2.4691358024691353E-3,0,0,-2.4691358024691353E-3,0,0,2.4691358024691353E-3,2.4691358024691353E-3,0,0,-2.4691358024691353E-3,0,0,2.4691358024691353E-3,2.4691358024691353E-3,0,0,0,-2.4691358024691358E-3,0,0,0,8.3778782767159616E-22,0,0,0,0,0,0,0,0,0,0,0,0,0,0,0]
[null,null,null,null,null,null,null,null,null,null,null,null,null,null,null,null,null,null,"e_mech_tx-swb",950.74908500159358,104.42844991623971,90.283815346568076,950.74908500159358,1126.4995109031856,90.283815346568076,null,"CRIT","Conservation",null,null,null,null,"e_crit_ups-drms",null,null,null,"e_drms_crit-dr1","e_drms_crit-dr2","e_drms_crit-dr3","e_drms_crit-dr4",null,null,null,{"$f":"IF(ISNUMBER(MATCH(AR$11,$AG25:$AJ25,0)),1,0)*IF(ISNUMBER($AF25),(1-$AF25),1) + IF(ISNUMBER(MATCH(AR$11,$AK25:$AP25,0)),-1,0)*_xlfn.IFS(ISNUMBER($AD25),$AD25,ISNUMBER($AE25),$AE25,ISNUMBER($AF25),$AF25,AND($AD25=0,$AE25=0,$AF25=0),1)","v":0},{"$f":"IF(ISNUMBER(MATCH(AS$11,$AG25:$AJ25,0)),1,0)*IF(ISNUMBER($AF25),(1-$AF25),1) + IF(ISNUMBER(MATCH(AS$11,$AK25:$AP25,0)),-1,0)*_xlfn.IFS(ISNUMBER($AD25),$AD25,ISNUMBER($AE25),$AE25,ISNUMBER($AF25),$AF25,AND($AD25=0,$AE25=0,$AF25=0),1)","v":0},{"$f":"IF(ISNUMBER(MATCH(AT$11,$AG25:$AJ25,0)),1,0)*IF(ISNUMBER($AF25),(1-$AF25),1) + IF(ISNUMBER(MATCH(AT$11,$AK25:$AP25,0)),-1,0)*_xlfn.IFS(ISNUMBER($AD25),$AD25,ISNUMBER($AE25),$AE25,ISNUMBER($AF25),$AF25,AND($AD25=0,$AE25=0,$AF25=0),1)","v":0},{"$f":"IF(ISNUMBER(MATCH(AU$11,$AG25:$AJ25,0)),1,0)*IF(ISNUMBER($AF25),(1-$AF25),1) + IF(ISNUMBER(MATCH(AU$11,$AK25:$AP25,0)),-1,0)*_xlfn.IFS(ISNUMBER($AD25),$AD25,ISNUMBER($AE25),$AE25,ISNUMBER($AF25),$AF25,AND($AD25=0,$AE25=0,$AF25=0),1)","v":0},{"$f":"IF(ISNUMBER(MATCH(AV$11,$AG25:$AJ25,0)),1,0)*IF(ISNUMBER($AF25),(1-$AF25),1) + IF(ISNUMBER(MATCH(AV$11,$AK25:$AP25,0)),-1,0)*_xlfn.IFS(ISNUMBER($AD25),$AD25,ISNUMBER($AE25),$AE25,ISNUMBER($AF25),$AF25,AND($AD25=0,$AE25=0,$AF25=0),1)","v":0},{"$f":"IF(ISNUMBER(MATCH(AW$11,$AG25:$AJ25,0)),1,0)*IF(ISNUMBER($AF25),(1-$AF25),1) + IF(ISNUMBER(MATCH(AW$11,$AK25:$AP25,0)),-1,0)*_xlfn.IFS(ISNUMBER($AD25),$AD25,ISNUMBER($AE25),$AE25,ISNUMBER($AF25),$AF25,AND($AD25=0,$AE25=0,$AF25=0),1)","v":0},{"$f":"IF(ISNUMBER(MATCH(AX$11,$AG25:$AJ25,0)),1,0)*IF(ISNUMBER($AF25),(1-$AF25),1) + IF(ISNUMBER(MATCH(AX$11,$AK25:$AP25,0)),-1,0)*_xlfn.IFS(ISNUMBER($AD25),$AD25,ISNUMBER($AE25),$AE25,ISNUMBER($AF25),$AF25,AND($AD25=0,$AE25=0,$AF25=0),1)","v":0},{"$f":"IF(ISNUMBER(MATCH(AY$11,$AG25:$AJ25,0)),1,0)*IF(ISNUMBER($AF25),(1-$AF25),1) + IF(ISNUMBER(MATCH(AY$11,$AK25:$AP25,0)),-1,0)*_xlfn.IFS(ISNUMBER($AD25),$AD25,ISNUMBER($AE25),$AE25,ISNUMBER($AF25),$AF25,AND($AD25=0,$AE25=0,$AF25=0),1)","v":1},{"$f":"IF(ISNUMBER(MATCH(AZ$11,$AG25:$AJ25,0)),1,0)*IF(ISNUMBER($AF25),(1-$AF25),1) + IF(ISNUMBER(MATCH(AZ$11,$AK25:$AP25,0)),-1,0)*_xlfn.IFS(ISNUMBER($AD25),$AD25,ISNUMBER($AE25),$AE25,ISNUMBER($AF25),$AF25,AND($AD25=0,$AE25=0,$AF25=0),1)","v":0},{"$f":"IF(ISNUMBER(MATCH(BA$11,$AG25:$AJ25,0)),1,0)*IF(ISNUMBER($AF25),(1-$AF25),1) + IF(ISNUMBER(MATCH(BA$11,$AK25:$AP25,0)),-1,0)*_xlfn.IFS(ISNUMBER($AD25),$AD25,ISNUMBER($AE25),$AE25,ISNUMBER($AF25),$AF25,AND($AD25=0,$AE25=0,$AF25=0),1)","v":0},{"$f":"IF(ISNUMBER(MATCH(BB$11,$AG25:$AJ25,0)),1,0)*IF(ISNUMBER($AF25),(1-$AF25),1) + IF(ISNUMBER(MATCH(BB$11,$AK25:$AP25,0)),-1,0)*_xlfn.IFS(ISNUMBER($AD25),$AD25,ISNUMBER($AE25),$AE25,ISNUMBER($AF25),$AF25,AND($AD25=0,$AE25=0,$AF25=0),1)","v":0},{"$f":"IF(ISNUMBER(MATCH(BC$11,$AG25:$AJ25,0)),1,0)*IF(ISNUMBER($AF25),(1-$AF25),1) + IF(ISNUMBER(MATCH(BC$11,$AK25:$AP25,0)),-1,0)*_xlfn.IFS(ISNUMBER($AD25),$AD25,ISNUMBER($AE25),$AE25,ISNUMBER($AF25),$AF25,AND($AD25=0,$AE25=0,$AF25=0),1)","v":0},{"$f":"IF(ISNUMBER(MATCH(BD$11,$AG25:$AJ25,0)),1,0)*IF(ISNUMBER($AF25),(1-$AF25),1) + IF(ISNUMBER(MATCH(BD$11,$AK25:$AP25,0)),-1,0)*_xlfn.IFS(ISNUMBER($AD25),$AD25,ISNUMBER($AE25),$AE25,ISNUMBER($AF25),$AF25,AND($AD25=0,$AE25=0,$AF25=0),1)","v":0},{"$f":"IF(ISNUMBER(MATCH(BE$11,$AG25:$AJ25,0)),1,0)*IF(ISNUMBER($AF25),(1-$AF25),1) + IF(ISNUMBER(MATCH(BE$11,$AK25:$AP25,0)),-1,0)*_xlfn.IFS(ISNUMBER($AD25),$AD25,ISNUMBER($AE25),$AE25,ISNUMBER($AF25),$AF25,AND($AD25=0,$AE25=0,$AF25=0),1)","v":0},{"$f":"IF(ISNUMBER(MATCH(BF$11,$AG25:$AJ25,0)),1,0)*IF(ISNUMBER($AF25),(1-$AF25),1) + IF(ISNUMBER(MATCH(BF$11,$AK25:$AP25,0)),-1,0)*_xlfn.IFS(ISNUMBER($AD25),$AD25,ISNUMBER($AE25),$AE25,ISNUMBER($AF25),$AF25,AND($AD25=0,$AE25=0,$AF25=0),1)","v":0},{"$f":"IF(ISNUMBER(MATCH(BG$11,$AG25:$AJ25,0)),1,0)*IF(ISNUMBER($AF25),(1-$AF25),1) + IF(ISNUMBER(MATCH(BG$11,$AK25:$AP25,0)),-1,0)*_xlfn.IFS(ISNUMBER($AD25),$AD25,ISNUMBER($AE25),$AE25,ISNUMBER($AF25),$AF25,AND($AD25=0,$AE25=0,$AF25=0),1)","v":0},{"$f":"IF(ISNUMBER(MATCH(BH$11,$AG25:$AJ25,0)),1,0)*IF(ISNUMBER($AF25),(1-$AF25),1) + IF(ISNUMBER(MATCH(BH$11,$AK25:$AP25,0)),-1,0)*_xlfn.IFS(ISNUMBER($AD25),$AD25,ISNUMBER($AE25),$AE25,ISNUMBER($AF25),$AF25,AND($AD25=0,$AE25=0,$AF25=0),1)","v":0},{"$f":"IF(ISNUMBER(MATCH(BI$11,$AG25:$AJ25,0)),1,0)*IF(ISNUMBER($AF25),(1-$AF25),1) + IF(ISNUMBER(MATCH(BI$11,$AK25:$AP25,0)),-1,0)*_xlfn.IFS(ISNUMBER($AD25),$AD25,ISNUMBER($AE25),$AE25,ISNUMBER($AF25),$AF25,AND($AD25=0,$AE25=0,$AF25=0),1)","v":0},{"$f":"IF(ISNUMBER(MATCH(BJ$11,$AG25:$AJ25,0)),1,0)*IF(ISNUMBER($AF25),(1-$AF25),1) + IF(ISNUMBER(MATCH(BJ$11,$AK25:$AP25,0)),-1,0)*_xlfn.IFS(ISNUMBER($AD25),$AD25,ISNUMBER($AE25),$AE25,ISNUMBER($AF25),$AF25,AND($AD25=0,$AE25=0,$AF25=0),1)","v":-1},{"$f":"IF(ISNUMBER(MATCH(BK$11,$AG25:$AJ25,0)),1,0)*IF(ISNUMBER($AF25),(1-$AF25),1) + IF(ISNUMBER(MATCH(BK$11,$AK25:$AP25,0)),-1,0)*_xlfn.IFS(ISNUMBER($AD25),$AD25,ISNUMBER($AE25),$AE25,ISNUMBER($AF25),$AF25,AND($AD25=0,$AE25=0,$AF25=0),1)","v":0},{"$f":"IF(ISNUMBER(MATCH(BL$11,$AG25:$AJ25,0)),1,0)*IF(ISNUMBER($AF25),(1-$AF25),1) + IF(ISNUMBER(MATCH(BL$11,$AK25:$AP25,0)),-1,0)*_xlfn.IFS(ISNUMBER($AD25),$AD25,ISNUMBER($AE25),$AE25,ISNUMBER($AF25),$AF25,AND($AD25=0,$AE25=0,$AF25=0),1)","v":0},{"$f":"IF(ISNUMBER(MATCH(BM$11,$AG25:$AJ25,0)),1,0)*IF(ISNUMBER($AF25),(1-$AF25),1) + IF(ISNUMBER(MATCH(BM$11,$AK25:$AP25,0)),-1,0)*_xlfn.IFS(ISNUMBER($AD25),$AD25,ISNUMBER($AE25),$AE25,ISNUMBER($AF25),$AF25,AND($AD25=0,$AE25=0,$AF25=0),1)","v":-1},{"$f":"IF(ISNUMBER(MATCH(BN$11,$AG25:$AJ25,0)),1,0)*IF(ISNUMBER($AF25),(1-$AF25),1) + IF(ISNUMBER(MATCH(BN$11,$AK25:$AP25,0)),-1,0)*_xlfn.IFS(ISNUMBER($AD25),$AD25,ISNUMBER($AE25),$AE25,ISNUMBER($AF25),$AF25,AND($AD25=0,$AE25=0,$AF25=0),1)","v":0},{"$f":"IF(ISNUMBER(MATCH(BO$11,$AG25:$AJ25,0)),1,0)*IF(ISNUMBER($AF25),(1-$AF25),1) + IF(ISNUMBER(MATCH(BO$11,$AK25:$AP25,0)),-1,0)*_xlfn.IFS(ISNUMBER($AD25),$AD25,ISNUMBER($AE25),$AE25,ISNUMBER($AF25),$AF25,AND($AD25=0,$AE25=0,$AF25=0),1)","v":0},{"$f":"IF(ISNUMBER(MATCH(BP$11,$AG25:$AJ25,0)),1,0)*IF(ISNUMBER($AF25),(1-$AF25),1) + IF(ISNUMBER(MATCH(BP$11,$AK25:$AP25,0)),-1,0)*_xlfn.IFS(ISNUMBER($AD25),$AD25,ISNUMBER($AE25),$AE25,ISNUMBER($AF25),$AF25,AND($AD25=0,$AE25=0,$AF25=0),1)","v":-1},{"$f":"IF(ISNUMBER(MATCH(BQ$11,$AG25:$AJ25,0)),1,0)*IF(ISNUMBER($AF25),(1-$AF25),1) + IF(ISNUMBER(MATCH(BQ$11,$AK25:$AP25,0)),-1,0)*_xlfn.IFS(ISNUMBER($AD25),$AD25,ISNUMBER($AE25),$AE25,ISNUMBER($AF25),$AF25,AND($AD25=0,$AE25=0,$AF25=0),1)","v":0},{"$f":"IF(ISNUMBER(MATCH(BR$11,$AG25:$AJ25,0)),1,0)*IF(ISNUMBER($AF25),(1-$AF25),1) + IF(ISNUMBER(MATCH(BR$11,$AK25:$AP25,0)),-1,0)*_xlfn.IFS(ISNUMBER($AD25),$AD25,ISNUMBER($AE25),$AE25,ISNUMBER($AF25),$AF25,AND($AD25=0,$AE25=0,$AF25=0),1)","v":0},{"$f":"IF(ISNUMBER(MATCH(BS$11,$AG25:$AJ25,0)),1,0)*IF(ISNUMBER($AF25),(1-$AF25),1) + IF(ISNUMBER(MATCH(BS$11,$AK25:$AP25,0)),-1,0)*_xlfn.IFS(ISNUMBER($AD25),$AD25,ISNUMBER($AE25),$AE25,ISNUMBER($AF25),$AF25,AND($AD25=0,$AE25=0,$AF25=0),1)","v":-1},{"$f":"IF(ISNUMBER(MATCH(BT$11,$AG25:$AJ25,0)),1,0)*IF(ISNUMBER($AF25),(1-$AF25),1) + IF(ISNUMBER(MATCH(BT$11,$AK25:$AP25,0)),-1,0)*_xlfn.IFS(ISNUMBER($AD25),$AD25,ISNUMBER($AE25),$AE25,ISNUMBER($AF25),$AF25,AND($AD25=0,$AE25=0,$AF25=0),1)","v":0},{"$f":"IF(ISNUMBER(MATCH(BU$11,$AG25:$AJ25,0)),1,0)*IF(ISNUMBER($AF25),(1-$AF25),1) + IF(ISNUMBER(MATCH(BU$11,$AK25:$AP25,0)),-1,0)*_xlfn.IFS(ISNUMBER($AD25),$AD25,ISNUMBER($AE25),$AE25,ISNUMBER($AF25),$AF25,AND($AD25=0,$AE25=0,$AF25=0),1)","v":0},{"$f":"IF(ISNUMBER(MATCH(BV$11,$AG25:$AJ25,0)),1,0)*IF(ISNUMBER($AF25),(1-$AF25),1) + IF(ISNUMBER(MATCH(BV$11,$AK25:$AP25,0)),-1,0)*_xlfn.IFS(ISNUMBER($AD25),$AD25,ISNUMBER($AE25),$AE25,ISNUMBER($AF25),$AF25,AND($AD25=0,$AE25=0,$AF25=0),1)","v":0},{"$f":"IF(ISNUMBER(MATCH(BW$11,$AG25:$AJ25,0)),1,0)*IF(ISNUMBER($AF25),(1-$AF25),1) + IF(ISNUMBER(MATCH(BW$11,$AK25:$AP25,0)),-1,0)*_xlfn.IFS(ISNUMBER($AD25),$AD25,ISNUMBER($AE25),$AE25,ISNUMBER($AF25),$AF25,AND($AD25=0,$AE25=0,$AF25=0),1)","v":0},{"$f":"IF(ISNUMBER(MATCH(BX$11,$AG25:$AJ25,0)),1,0)*IF(ISNUMBER($AF25),(1-$AF25),1) + IF(ISNUMBER(MATCH(BX$11,$AK25:$AP25,0)),-1,0)*_xlfn.IFS(ISNUMBER($AD25),$AD25,ISNUMBER($AE25),$AE25,ISNUMBER($AF25),$AF25,AND($AD25=0,$AE25=0,$AF25=0),1)","v":0},{"$f":"IF(ISNUMBER(MATCH(BY$11,$AG25:$AJ25,0)),1,0)*IF(ISNUMBER($AF25),(1-$AF25),1) + IF(ISNUMBER(MATCH(BY$11,$AK25:$AP25,0)),-1,0)*_xlfn.IFS(ISNUMBER($AD25),$AD25,ISNUMBER($AE25),$AE25,ISNUMBER($AF25),$AF25,AND($AD25=0,$AE25=0,$AF25=0),1)","v":0},{"$f":"IF(ISNUMBER(MATCH(BZ$11,$AG25:$AJ25,0)),1,0)*IF(ISNUMBER($AF25),(1-$AF25),1) + IF(ISNUMBER(MATCH(BZ$11,$AK25:$AP25,0)),-1,0)*_xlfn.IFS(ISNUMBER($AD25),$AD25,ISNUMBER($AE25),$AE25,ISNUMBER($AF25),$AF25,AND($AD25=0,$AE25=0,$AF25=0),1)","v":0},{"$f":"IF(ISNUMBER(MATCH(CA$11,$AG25:$AJ25,0)),1,0)*IF(ISNUMBER($AF25),(1-$AF25),1) + IF(ISNUMBER(MATCH(CA$11,$AK25:$AP25,0)),-1,0)*_xlfn.IFS(ISNUMBER($AD25),$AD25,ISNUMBER($AE25),$AE25,ISNUMBER($AF25),$AF25,AND($AD25=0,$AE25=0,$AF25=0),1)","v":0},{"$f":"IF(ISNUMBER(MATCH(CB$11,$AG25:$AJ25,0)),1,0)*IF(ISNUMBER($AF25),(1-$AF25),1) + IF(ISNUMBER(MATCH(CB$11,$AK25:$AP25,0)),-1,0)*_xlfn.IFS(ISNUMBER($AD25),$AD25,ISNUMBER($AE25),$AE25,ISNUMBER($AF25),$AF25,AND($AD25=0,$AE25=0,$AF25=0),1)","v":0},{"$f":"IF(ISNUMBER(MATCH(CC$11,$AG25:$AJ25,0)),1,0)*IF(ISNUMBER($AF25),(1-$AF25),1) + IF(ISNUMBER(MATCH(CC$11,$AK25:$AP25,0)),-1,0)*_xlfn.IFS(ISNUMBER($AD25),$AD25,ISNUMBER($AE25),$AE25,ISNUMBER($AF25),$AF25,AND($AD25=0,$AE25=0,$AF25=0),1)","v":0},{"$f":"IF(ISNUMBER(MATCH(CD$11,$AG25:$AJ25,0)),1,0)*IF(ISNUMBER($AF25),(1-$AF25),1) + IF(ISNUMBER(MATCH(CD$11,$AK25:$AP25,0)),-1,0)*_xlfn.IFS(ISNUMBER($AD25),$AD25,ISNUMBER($AE25),$AE25,ISNUMBER($AF25),$AF25,AND($AD25=0,$AE25=0,$AF25=0),1)","v":0},{"$f":"IF(ISNUMBER(MATCH(CE$11,$AG25:$AJ25,0)),1,0)*IF(ISNUMBER($AF25),(1-$AF25),1) + IF(ISNUMBER(MATCH(CE$11,$AK25:$AP25,0)),-1,0)*_xlfn.IFS(ISNUMBER($AD25),$AD25,ISNUMBER($AE25),$AE25,ISNUMBER($AF25),$AF25,AND($AD25=0,$AE25=0,$AF25=0),1)","v":0},{"$f":"IF(ISNUMBER(MATCH(CF$11,$AG25:$AJ25,0)),1,0)*IF(ISNUMBER($AF25),(1-$AF25),1) + IF(ISNUMBER(MATCH(CF$11,$AK25:$AP25,0)),-1,0)*_xlfn.IFS(ISNUMBER($AD25),$AD25,ISNUMBER($AE25),$AE25,ISNUMBER($AF25),$AF25,AND($AD25=0,$AE25=0,$AF25=0),1)","v":0},{"$f":"IF(ISNUMBER(MATCH(CG$11,$AG25:$AJ25,0)),1,0)*IF(ISNUMBER($AF25),(1-$AF25),1) + IF(ISNUMBER(MATCH(CG$11,$AK25:$AP25,0)),-1,0)*_xlfn.IFS(ISNUMBER($AD25),$AD25,ISNUMBER($AE25),$AE25,ISNUMBER($AF25),$AF25,AND($AD25=0,$AE25=0,$AF25=0),1)","v":0},{"$f":"IF(ISNUMBER(MATCH(CH$11,$AG25:$AJ25,0)),1,0)*IF(ISNUMBER($AF25),(1-$AF25),1) + IF(ISNUMBER(MATCH(CH$11,$AK25:$AP25,0)),-1,0)*_xlfn.IFS(ISNUMBER($AD25),$AD25,ISNUMBER($AE25),$AE25,ISNUMBER($AF25),$AF25,AND($AD25=0,$AE25=0,$AF25=0),1)","v":0},{"$f":"IF(ISNUMBER(MATCH(CI$11,$AG25:$AJ25,0)),1,0)*IF(ISNUMBER($AF25),(1-$AF25),1) + IF(ISNUMBER(MATCH(CI$11,$AK25:$AP25,0)),-1,0)*_xlfn.IFS(ISNUMBER($AD25),$AD25,ISNUMBER($AE25),$AE25,ISNUMBER($AF25),$AF25,AND($AD25=0,$AE25=0,$AF25=0),1)","v":0},{"$f":"IF(ISNUMBER(MATCH(CJ$11,$AG25:$AJ25,0)),1,0)*IF(ISNUMBER($AF25),(1-$AF25),1) + IF(ISNUMBER(MATCH(CJ$11,$AK25:$AP25,0)),-1,0)*_xlfn.IFS(ISNUMBER($AD25),$AD25,ISNUMBER($AE25),$AE25,ISNUMBER($AF25),$AF25,AND($AD25=0,$AE25=0,$AF25=0),1)","v":0},{"$f":"IF(ISNUMBER(MATCH(CK$11,$AG25:$AJ25,0)),1,0)*IF(ISNUMBER($AF25),(1-$AF25),1) + IF(ISNUMBER(MATCH(CK$11,$AK25:$AP25,0)),-1,0)*_xlfn.IFS(ISNUMBER($AD25),$AD25,ISNUMBER($AE25),$AE25,ISNUMBER($AF25),$AF25,AND($AD25=0,$AE25=0,$AF25=0),1)","v":0},{"$f":"IF(ISNUMBER(MATCH(CL$11,$AG25:$AJ25,0)),1,0)*IF(ISNUMBER($AF25),(1-$AF25),1) + IF(ISNUMBER(MATCH(CL$11,$AK25:$AP25,0)),-1,0)*_xlfn.IFS(ISNUMBER($AD25),$AD25,ISNUMBER($AE25),$AE25,ISNUMBER($AF25),$AF25,AND($AD25=0,$AE25=0,$AF25=0),1)","v":0},{"$f":"IF(ISNUMBER(MATCH(CM$11,$AG25:$AJ25,0)),1,0)*IF(ISNUMBER($AF25),(1-$AF25),1) + IF(ISNUMBER(MATCH(CM$11,$AK25:$AP25,0)),-1,0)*_xlfn.IFS(ISNUMBER($AD25),$AD25,ISNUMBER($AE25),$AE25,ISNUMBER($AF25),$AF25,AND($AD25=0,$AE25=0,$AF25=0),1)","v":0},{"$f":"IF(ISNUMBER(MATCH(CN$11,$AG25:$AJ25,0)),1,0)*IF(ISNUMBER($AF25),(1-$AF25),1) + IF(ISNUMBER(MATCH(CN$11,$AK25:$AP25,0)),-1,0)*_xlfn.IFS(ISNUMBER($AD25),$AD25,ISNUMBER($AE25),$AE25,ISNUMBER($AF25),$AF25,AND($AD25=0,$AE25=0,$AF25=0),1)","v":0},{"$f":"IF(ISNUMBER(MATCH(CO$11,$AG25:$AJ25,0)),1,0)*IF(ISNUMBER($AF25),(1-$AF25),1) + IF(ISNUMBER(MATCH(CO$11,$AK25:$AP25,0)),-1,0)*_xlfn.IFS(ISNUMBER($AD25),$AD25,ISNUMBER($AE25),$AE25,ISNUMBER($AF25),$AF25,AND($AD25=0,$AE25=0,$AF25=0),1)","v":0},{"$f":"IF(ISNUMBER(MATCH(CP$11,$AG25:$AJ25,0)),1,0)*IF(ISNUMBER($AF25),(1-$AF25),1) + IF(ISNUMBER(MATCH(CP$11,$AK25:$AP25,0)),-1,0)*_xlfn.IFS(ISNUMBER($AD25),$AD25,ISNUMBER($AE25),$AE25,ISNUMBER($AF25),$AF25,AND($AD25=0,$AE25=0,$AF25=0),1)","v":0},{"$f":"IF(ISNUMBER(MATCH(CQ$11,$AG25:$AJ25,0)),1,0)*IF(ISNUMBER($AF25),(1-$AF25),1) + IF(ISNUMBER(MATCH(CQ$11,$AK25:$AP25,0)),-1,0)*_xlfn.IFS(ISNUMBER($AD25),$AD25,ISNUMBER($AE25),$AE25,ISNUMBER($AF25),$AF25,AND($AD25=0,$AE25=0,$AF25=0),1)","v":0},{"$f":"IF(ISNUMBER(MATCH(CR$11,$AG25:$AJ25,0)),1,0)*IF(ISNUMBER($AF25),(1-$AF25),1) + IF(ISNUMBER(MATCH(CR$11,$AK25:$AP25,0)),-1,0)*_xlfn.IFS(ISNUMBER($AD25),$AD25,ISNUMBER($AE25),$AE25,ISNUMBER($AF25),$AF25,AND($AD25=0,$AE25=0,$AF25=0),1)","v":0},{"$f":"IF(ISNUMBER(MATCH(CS$11,$AG25:$AJ25,0)),1,0)*IF(ISNUMBER($AF25),(1-$AF25),1) + IF(ISNUMBER(MATCH(CS$11,$AK25:$AP25,0)),-1,0)*_xlfn.IFS(ISNUMBER($AD25),$AD25,ISNUMBER($AE25),$AE25,ISNUMBER($AF25),$AF25,AND($AD25=0,$AE25=0,$AF25=0),1)","v":0},{"$f":"IF(ISNUMBER(MATCH(CT$11,$AG25:$AJ25,0)),1,0)*IF(ISNUMBER($AF25),(1-$AF25),1) + IF(ISNUMBER(MATCH(CT$11,$AK25:$AP25,0)),-1,0)*_xlfn.IFS(ISNUMBER($AD25),$AD25,ISNUMBER($AE25),$AE25,ISNUMBER($AF25),$AF25,AND($AD25=0,$AE25=0,$AF25=0),1)","v":0},{"$f":"IF(ISNUMBER(MATCH(CU$11,$AG25:$AJ25,0)),1,0)*IF(ISNUMBER($AF25),(1-$AF25),1) + IF(ISNUMBER(MATCH(CU$11,$AK25:$AP25,0)),-1,0)*_xlfn.IFS(ISNUMBER($AD25),$AD25,ISNUMBER($AE25),$AE25,ISNUMBER($AF25),$AF25,AND($AD25=0,$AE25=0,$AF25=0),1)","v":0},{"$f":"IF(ISNUMBER(MATCH(CV$11,$AG25:$AJ25,0)),1,0)*IF(ISNUMBER($AF25),(1-$AF25),1) + IF(ISNUMBER(MATCH(CV$11,$AK25:$AP25,0)),-1,0)*_xlfn.IFS(ISNUMBER($AD25),$AD25,ISNUMBER($AE25),$AE25,ISNUMBER($AF25),$AF25,AND($AD25=0,$AE25=0,$AF25=0),1)","v":0},{"$f":"IF(ISNUMBER(MATCH(CW$11,$AG25:$AJ25,0)),1,0)*IF(ISNUMBER($AF25),(1-$AF25),1) + IF(ISNUMBER(MATCH(CW$11,$AK25:$AP25,0)),-1,0)*_xlfn.IFS(ISNUMBER($AD25),$AD25,ISNUMBER($AE25),$AE25,ISNUMBER($AF25),$AF25,AND($AD25=0,$AE25=0,$AF25=0),1)","v":0},{"$f":"IF(ISNUMBER(MATCH(CX$11,$AG25:$AJ25,0)),1,0)*IF(ISNUMBER($AF25),(1-$AF25),1) + IF(ISNUMBER(MATCH(CX$11,$AK25:$AP25,0)),-1,0)*_xlfn.IFS(ISNUMBER($AD25),$AD25,ISNUMBER($AE25),$AE25,ISNUMBER($AF25),$AF25,AND($AD25=0,$AE25=0,$AF25=0),1)","v":0},{"$f":"IF(ISNUMBER(MATCH(CY$11,$AG25:$AJ25,0)),1,0)*IF(ISNUMBER($AF25),(1-$AF25),1) + IF(ISNUMBER(MATCH(CY$11,$AK25:$AP25,0)),-1,0)*_xlfn.IFS(ISNUMBER($AD25),$AD25,ISNUMBER($AE25),$AE25,ISNUMBER($AF25),$AF25,AND($AD25=0,$AE25=0,$AF25=0),1)","v":0},{"$f":"IF(ISNUMBER(MATCH(CZ$11,$AG25:$AJ25,0)),1,0)*IF(ISNUMBER($AF25),(1-$AF25),1) + IF(ISNUMBER(MATCH(CZ$11,$AK25:$AP25,0)),-1,0)*_xlfn.IFS(ISNUMBER($AD25),$AD25,ISNUMBER($AE25),$AE25,ISNUMBER($AF25),$AF25,AND($AD25=0,$AE25=0,$AF25=0),1)","v":0},{"$f":"IF(ISNUMBER(MATCH(DA$11,$AG25:$AJ25,0)),1,0)*IF(ISNUMBER($AF25),(1-$AF25),1) + IF(ISNUMBER(MATCH(DA$11,$AK25:$AP25,0)),-1,0)*_xlfn.IFS(ISNUMBER($AD25),$AD25,ISNUMBER($AE25),$AE25,ISNUMBER($AF25),$AF25,AND($AD25=0,$AE25=0,$AF25=0),1)","v":0},{"$f":"IF(ISNUMBER(MATCH(DB$11,$AG25:$AJ25,0)),1,0)*IF(ISNUMBER($AF25),(1-$AF25),1) + IF(ISNUMBER(MATCH(DB$11,$AK25:$AP25,0)),-1,0)*_xlfn.IFS(ISNUMBER($AD25),$AD25,ISNUMBER($AE25),$AE25,ISNUMBER($AF25),$AF25,AND($AD25=0,$AE25=0,$AF25=0),1)","v":0},{"$f":"IF(ISNUMBER(MATCH(DC$11,$AG25:$AJ25,0)),1,0)*IF(ISNUMBER($AF25),(1-$AF25),1) + IF(ISNUMBER(MATCH(DC$11,$AK25:$AP25,0)),-1,0)*_xlfn.IFS(ISNUMBER($AD25),$AD25,ISNUMBER($AE25),$AE25,ISNUMBER($AF25),$AF25,AND($AD25=0,$AE25=0,$AF25=0),1)","v":0},{"$f":"IF(ISNUMBER(MATCH(DD$11,$AG25:$AJ25,0)),1,0)*IF(ISNUMBER($AF25),(1-$AF25),1) + IF(ISNUMBER(MATCH(DD$11,$AK25:$AP25,0)),-1,0)*_xlfn.IFS(ISNUMBER($AD25),$AD25,ISNUMBER($AE25),$AE25,ISNUMBER($AF25),$AF25,AND($AD25=0,$AE25=0,$AF25=0),1)","v":0},{"$f":"IF(ISNUMBER(MATCH(DE$11,$AG25:$AJ25,0)),1,0)*IF(ISNUMBER($AF25),(1-$AF25),1) + IF(ISNUMBER(MATCH(DE$11,$AK25:$AP25,0)),-1,0)*_xlfn.IFS(ISNUMBER($AD25),$AD25,ISNUMBER($AE25),$AE25,ISNUMBER($AF25),$AF25,AND($AD25=0,$AE25=0,$AF25=0),1)","v":0},null,0,"Datarooms","CRIT","Conservation",null,null,null,null,null,null,null,null,null,"e_mech_u-tx",-4.0222048273117136E-3,1.6941571560465574,0,0,0,0,0,0,0,0,0,0,0,0,0,0,0,2.4691358024691358E-3,-2.4691358024691358E-3,0,2.4691358024691358E-3,9.1606677762655754E-4,0,-2.4691358024691358E-3,0,-2.4691358024691358E-3,0,2.4691358024691358E-3,0,0,-2.4691358024691358E-3,0,-2.4691358024691358E-3,0,2.4691358024691358E-3,2.4691358024691358E-3,0,-2.4691358024691358E-3,0,-2.4691358024691358E-3,0,2.4691358024691358E-3,2.4691358024691358E-3,0,-2.4691358024691358E-3,0,0,0,0,0,0,0,0,0,0,0,0,0,0,-2.4691358024691358E-3,0,0,0,0,0,0,0,0,null,null,null,null,null,null,null,null,null,null,null,"e_mech_u-tx",null,1.6941571560465574,0,0,0,0,0,0,0,0,0,0,0,0,0,0,0,2.4691358024691358E-3,-2.4691358024691358E-3,0,2.4691358024691358E-3,9.1606677762655754E-4,0,-2.4691358024691358E-3,0,-2.4691358024691358E-3,0,2.4691358024691358E-3,0,0,-2.4691358024691358E-3,0,-2.4691358024691358E-3,0,2.4691358024691358E-3,2.4691358024691358E-3,0,-2.4691358024691358E-3,0,-2.4691358024691358E-3,0,2.4691358024691358E-3,2.4691358024691358E-3,0,-2.4691358024691358E-3,0,0,0,0,0,0,0,0,0,0,0,0,0,0,-2.4691358024691358E-3,0,0,0,0,0,0,0,0,null,null,"e_mech_u-tx",1.6941571560465574,0,0,0,0,0,0,0,0,0,0,0,0,0,0,0,2.4691358024691358E-3,-2.4691358024691358E-3,0,2.4691358024691358E-3,9.1606677762655754E-4,0,-2.4691358024691358E-3,0,-2.4691358024691358E-3,0,2.4691358024691358E-3,0,0,-2.4691358024691358E-3,0,-2.4691358024691358E-3,0,2.4691358024691358E-3,2.4691358024691358E-3,0,-2.4691358024691358E-3,0,-2.4691358024691358E-3,0,2.4691358024691358E-3,2.4691358024691358E-3,0,-2.4691358024691358E-3,0,0,0,0,0,0,0,0,0,0,0,0,0,0,-2.4691358024691358E-3,0,0,0,0,0,0,0,0]
[null,null,null,null,null,null,null,null,null,null,null,null,null,null,null,null,null,null,"q_mech_tx-amb",9.6035261111272074,1.0548328274367651,0.91195773077341502,9.6035261111272074,11.378782938416016,0.91195773077341502,null,"CRAH","Conservation",null,null,null,null,"q_drms-hru,lt",null,null,null,"q_drms_dr1-hru,lt","q_drms_dr2-hru,lt","q_drms_dr3-hru,lt","q_drms_dr4-hru,lt",null,null,null,{"$f":"IF(ISNUMBER(MATCH(AR$11,$AG26:$AJ26,0)),1,0)*IF(ISNUMBER($AF26),(1-$AF26),1) + IF(ISNUMBER(MATCH(AR$11,$AK26:$AP26,0)),-1,0)*_xlfn.IFS(ISNUMBER($AD26),$AD26,ISNUMBER($AE26),$AE26,ISNUMBER($AF26),$AF26,AND($AD26=0,$AE26=0,$AF26=0),1)","v":0},{"$f":"IF(ISNUMBER(MATCH(AS$11,$AG26:$AJ26,0)),1,0)*IF(ISNUMBER($AF26),(1-$AF26),1) + IF(ISNUMBER(MATCH(AS$11,$AK26:$AP26,0)),-1,0)*_xlfn.IFS(ISNUMBER($AD26),$AD26,ISNUMBER($AE26),$AE26,ISNUMBER($AF26),$AF26,AND($AD26=0,$AE26=0,$AF26=0),1)","v":0},{"$f":"IF(ISNUMBER(MATCH(AT$11,$AG26:$AJ26,0)),1,0)*IF(ISNUMBER($AF26),(1-$AF26),1) + IF(ISNUMBER(MATCH(AT$11,$AK26:$AP26,0)),-1,0)*_xlfn.IFS(ISNUMBER($AD26),$AD26,ISNUMBER($AE26),$AE26,ISNUMBER($AF26),$AF26,AND($AD26=0,$AE26=0,$AF26=0),1)","v":0},{"$f":"IF(ISNUMBER(MATCH(AU$11,$AG26:$AJ26,0)),1,0)*IF(ISNUMBER($AF26),(1-$AF26),1) + IF(ISNUMBER(MATCH(AU$11,$AK26:$AP26,0)),-1,0)*_xlfn.IFS(ISNUMBER($AD26),$AD26,ISNUMBER($AE26),$AE26,ISNUMBER($AF26),$AF26,AND($AD26=0,$AE26=0,$AF26=0),1)","v":0},{"$f":"IF(ISNUMBER(MATCH(AV$11,$AG26:$AJ26,0)),1,0)*IF(ISNUMBER($AF26),(1-$AF26),1) + IF(ISNUMBER(MATCH(AV$11,$AK26:$AP26,0)),-1,0)*_xlfn.IFS(ISNUMBER($AD26),$AD26,ISNUMBER($AE26),$AE26,ISNUMBER($AF26),$AF26,AND($AD26=0,$AE26=0,$AF26=0),1)","v":0},{"$f":"IF(ISNUMBER(MATCH(AW$11,$AG26:$AJ26,0)),1,0)*IF(ISNUMBER($AF26),(1-$AF26),1) + IF(ISNUMBER(MATCH(AW$11,$AK26:$AP26,0)),-1,0)*_xlfn.IFS(ISNUMBER($AD26),$AD26,ISNUMBER($AE26),$AE26,ISNUMBER($AF26),$AF26,AND($AD26=0,$AE26=0,$AF26=0),1)","v":0},{"$f":"IF(ISNUMBER(MATCH(AX$11,$AG26:$AJ26,0)),1,0)*IF(ISNUMBER($AF26),(1-$AF26),1) + IF(ISNUMBER(MATCH(AX$11,$AK26:$AP26,0)),-1,0)*_xlfn.IFS(ISNUMBER($AD26),$AD26,ISNUMBER($AE26),$AE26,ISNUMBER($AF26),$AF26,AND($AD26=0,$AE26=0,$AF26=0),1)","v":0},{"$f":"IF(ISNUMBER(MATCH(AY$11,$AG26:$AJ26,0)),1,0)*IF(ISNUMBER($AF26),(1-$AF26),1) + IF(ISNUMBER(MATCH(AY$11,$AK26:$AP26,0)),-1,0)*_xlfn.IFS(ISNUMBER($AD26),$AD26,ISNUMBER($AE26),$AE26,ISNUMBER($AF26),$AF26,AND($AD26=0,$AE26=0,$AF26=0),1)","v":0},{"$f":"IF(ISNUMBER(MATCH(AZ$11,$AG26:$AJ26,0)),1,0)*IF(ISNUMBER($AF26),(1-$AF26),1) + IF(ISNUMBER(MATCH(AZ$11,$AK26:$AP26,0)),-1,0)*_xlfn.IFS(ISNUMBER($AD26),$AD26,ISNUMBER($AE26),$AE26,ISNUMBER($AF26),$AF26,AND($AD26=0,$AE26=0,$AF26=0),1)","v":0},{"$f":"IF(ISNUMBER(MATCH(BA$11,$AG26:$AJ26,0)),1,0)*IF(ISNUMBER($AF26),(1-$AF26),1) + IF(ISNUMBER(MATCH(BA$11,$AK26:$AP26,0)),-1,0)*_xlfn.IFS(ISNUMBER($AD26),$AD26,ISNUMBER($AE26),$AE26,ISNUMBER($AF26),$AF26,AND($AD26=0,$AE26=0,$AF26=0),1)","v":0},{"$f":"IF(ISNUMBER(MATCH(BB$11,$AG26:$AJ26,0)),1,0)*IF(ISNUMBER($AF26),(1-$AF26),1) + IF(ISNUMBER(MATCH(BB$11,$AK26:$AP26,0)),-1,0)*_xlfn.IFS(ISNUMBER($AD26),$AD26,ISNUMBER($AE26),$AE26,ISNUMBER($AF26),$AF26,AND($AD26=0,$AE26=0,$AF26=0),1)","v":0},{"$f":"IF(ISNUMBER(MATCH(BC$11,$AG26:$AJ26,0)),1,0)*IF(ISNUMBER($AF26),(1-$AF26),1) + IF(ISNUMBER(MATCH(BC$11,$AK26:$AP26,0)),-1,0)*_xlfn.IFS(ISNUMBER($AD26),$AD26,ISNUMBER($AE26),$AE26,ISNUMBER($AF26),$AF26,AND($AD26=0,$AE26=0,$AF26=0),1)","v":0},{"$f":"IF(ISNUMBER(MATCH(BD$11,$AG26:$AJ26,0)),1,0)*IF(ISNUMBER($AF26),(1-$AF26),1) + IF(ISNUMBER(MATCH(BD$11,$AK26:$AP26,0)),-1,0)*_xlfn.IFS(ISNUMBER($AD26),$AD26,ISNUMBER($AE26),$AE26,ISNUMBER($AF26),$AF26,AND($AD26=0,$AE26=0,$AF26=0),1)","v":0},{"$f":"IF(ISNUMBER(MATCH(BE$11,$AG26:$AJ26,0)),1,0)*IF(ISNUMBER($AF26),(1-$AF26),1) + IF(ISNUMBER(MATCH(BE$11,$AK26:$AP26,0)),-1,0)*_xlfn.IFS(ISNUMBER($AD26),$AD26,ISNUMBER($AE26),$AE26,ISNUMBER($AF26),$AF26,AND($AD26=0,$AE26=0,$AF26=0),1)","v":0},{"$f":"IF(ISNUMBER(MATCH(BF$11,$AG26:$AJ26,0)),1,0)*IF(ISNUMBER($AF26),(1-$AF26),1) + IF(ISNUMBER(MATCH(BF$11,$AK26:$AP26,0)),-1,0)*_xlfn.IFS(ISNUMBER($AD26),$AD26,ISNUMBER($AE26),$AE26,ISNUMBER($AF26),$AF26,AND($AD26=0,$AE26=0,$AF26=0),1)","v":0},{"$f":"IF(ISNUMBER(MATCH(BG$11,$AG26:$AJ26,0)),1,0)*IF(ISNUMBER($AF26),(1-$AF26),1) + IF(ISNUMBER(MATCH(BG$11,$AK26:$AP26,0)),-1,0)*_xlfn.IFS(ISNUMBER($AD26),$AD26,ISNUMBER($AE26),$AE26,ISNUMBER($AF26),$AF26,AND($AD26=0,$AE26=0,$AF26=0),1)","v":0},{"$f":"IF(ISNUMBER(MATCH(BH$11,$AG26:$AJ26,0)),1,0)*IF(ISNUMBER($AF26),(1-$AF26),1) + IF(ISNUMBER(MATCH(BH$11,$AK26:$AP26,0)),-1,0)*_xlfn.IFS(ISNUMBER($AD26),$AD26,ISNUMBER($AE26),$AE26,ISNUMBER($AF26),$AF26,AND($AD26=0,$AE26=0,$AF26=0),1)","v":0},{"$f":"IF(ISNUMBER(MATCH(BI$11,$AG26:$AJ26,0)),1,0)*IF(ISNUMBER($AF26),(1-$AF26),1) + IF(ISNUMBER(MATCH(BI$11,$AK26:$AP26,0)),-1,0)*_xlfn.IFS(ISNUMBER($AD26),$AD26,ISNUMBER($AE26),$AE26,ISNUMBER($AF26),$AF26,AND($AD26=0,$AE26=0,$AF26=0),1)","v":0},{"$f":"IF(ISNUMBER(MATCH(BJ$11,$AG26:$AJ26,0)),1,0)*IF(ISNUMBER($AF26),(1-$AF26),1) + IF(ISNUMBER(MATCH(BJ$11,$AK26:$AP26,0)),-1,0)*_xlfn.IFS(ISNUMBER($AD26),$AD26,ISNUMBER($AE26),$AE26,ISNUMBER($AF26),$AF26,AND($AD26=0,$AE26=0,$AF26=0),1)","v":0},{"$f":"IF(ISNUMBER(MATCH(BK$11,$AG26:$AJ26,0)),1,0)*IF(ISNUMBER($AF26),(1-$AF26),1) + IF(ISNUMBER(MATCH(BK$11,$AK26:$AP26,0)),-1,0)*_xlfn.IFS(ISNUMBER($AD26),$AD26,ISNUMBER($AE26),$AE26,ISNUMBER($AF26),$AF26,AND($AD26=0,$AE26=0,$AF26=0),1)","v":0},{"$f":"IF(ISNUMBER(MATCH(BL$11,$AG26:$AJ26,0)),1,0)*IF(ISNUMBER($AF26),(1-$AF26),1) + IF(ISNUMBER(MATCH(BL$11,$AK26:$AP26,0)),-1,0)*_xlfn.IFS(ISNUMBER($AD26),$AD26,ISNUMBER($AE26),$AE26,ISNUMBER($AF26),$AF26,AND($AD26=0,$AE26=0,$AF26=0),1)","v":0},{"$f":"IF(ISNUMBER(MATCH(BM$11,$AG26:$AJ26,0)),1,0)*IF(ISNUMBER($AF26),(1-$AF26),1) + IF(ISNUMBER(MATCH(BM$11,$AK26:$AP26,0)),-1,0)*_xlfn.IFS(ISNUMBER($AD26),$AD26,ISNUMBER($AE26),$AE26,ISNUMBER($AF26),$AF26,AND($AD26=0,$AE26=0,$AF26=0),1)","v":0},{"$f":"IF(ISNUMBER(MATCH(BN$11,$AG26:$AJ26,0)),1,0)*IF(ISNUMBER($AF26),(1-$AF26),1) + IF(ISNUMBER(MATCH(BN$11,$AK26:$AP26,0)),-1,0)*_xlfn.IFS(ISNUMBER($AD26),$AD26,ISNUMBER($AE26),$AE26,ISNUMBER($AF26),$AF26,AND($AD26=0,$AE26=0,$AF26=0),1)","v":0},{"$f":"IF(ISNUMBER(MATCH(BO$11,$AG26:$AJ26,0)),1,0)*IF(ISNUMBER($AF26),(1-$AF26),1) + IF(ISNUMBER(MATCH(BO$11,$AK26:$AP26,0)),-1,0)*_xlfn.IFS(ISNUMBER($AD26),$AD26,ISNUMBER($AE26),$AE26,ISNUMBER($AF26),$AF26,AND($AD26=0,$AE26=0,$AF26=0),1)","v":0},{"$f":"IF(ISNUMBER(MATCH(BP$11,$AG26:$AJ26,0)),1,0)*IF(ISNUMBER($AF26),(1-$AF26),1) + IF(ISNUMBER(MATCH(BP$11,$AK26:$AP26,0)),-1,0)*_xlfn.IFS(ISNUMBER($AD26),$AD26,ISNUMBER($AE26),$AE26,ISNUMBER($AF26),$AF26,AND($AD26=0,$AE26=0,$AF26=0),1)","v":0},{"$f":"IF(ISNUMBER(MATCH(BQ$11,$AG26:$AJ26,0)),1,0)*IF(ISNUMBER($AF26),(1-$AF26),1) + IF(ISNUMBER(MATCH(BQ$11,$AK26:$AP26,0)),-1,0)*_xlfn.IFS(ISNUMBER($AD26),$AD26,ISNUMBER($AE26),$AE26,ISNUMBER($AF26),$AF26,AND($AD26=0,$AE26=0,$AF26=0),1)","v":0},{"$f":"IF(ISNUMBER(MATCH(BR$11,$AG26:$AJ26,0)),1,0)*IF(ISNUMBER($AF26),(1-$AF26),1) + IF(ISNUMBER(MATCH(BR$11,$AK26:$AP26,0)),-1,0)*_xlfn.IFS(ISNUMBER($AD26),$AD26,ISNUMBER($AE26),$AE26,ISNUMBER($AF26),$AF26,AND($AD26=0,$AE26=0,$AF26=0),1)","v":0},{"$f":"IF(ISNUMBER(MATCH(BS$11,$AG26:$AJ26,0)),1,0)*IF(ISNUMBER($AF26),(1-$AF26),1) + IF(ISNUMBER(MATCH(BS$11,$AK26:$AP26,0)),-1,0)*_xlfn.IFS(ISNUMBER($AD26),$AD26,ISNUMBER($AE26),$AE26,ISNUMBER($AF26),$AF26,AND($AD26=0,$AE26=0,$AF26=0),1)","v":0},{"$f":"IF(ISNUMBER(MATCH(BT$11,$AG26:$AJ26,0)),1,0)*IF(ISNUMBER($AF26),(1-$AF26),1) + IF(ISNUMBER(MATCH(BT$11,$AK26:$AP26,0)),-1,0)*_xlfn.IFS(ISNUMBER($AD26),$AD26,ISNUMBER($AE26),$AE26,ISNUMBER($AF26),$AF26,AND($AD26=0,$AE26=0,$AF26=0),1)","v":0},{"$f":"IF(ISNUMBER(MATCH(BU$11,$AG26:$AJ26,0)),1,0)*IF(ISNUMBER($AF26),(1-$AF26),1) + IF(ISNUMBER(MATCH(BU$11,$AK26:$AP26,0)),-1,0)*_xlfn.IFS(ISNUMBER($AD26),$AD26,ISNUMBER($AE26),$AE26,ISNUMBER($AF26),$AF26,AND($AD26=0,$AE26=0,$AF26=0),1)","v":-1},{"$f":"IF(ISNUMBER(MATCH(BV$11,$AG26:$AJ26,0)),1,0)*IF(ISNUMBER($AF26),(1-$AF26),1) + IF(ISNUMBER(MATCH(BV$11,$AK26:$AP26,0)),-1,0)*_xlfn.IFS(ISNUMBER($AD26),$AD26,ISNUMBER($AE26),$AE26,ISNUMBER($AF26),$AF26,AND($AD26=0,$AE26=0,$AF26=0),1)","v":0},{"$f":"IF(ISNUMBER(MATCH(BW$11,$AG26:$AJ26,0)),1,0)*IF(ISNUMBER($AF26),(1-$AF26),1) + IF(ISNUMBER(MATCH(BW$11,$AK26:$AP26,0)),-1,0)*_xlfn.IFS(ISNUMBER($AD26),$AD26,ISNUMBER($AE26),$AE26,ISNUMBER($AF26),$AF26,AND($AD26=0,$AE26=0,$AF26=0),1)","v":-1},{"$f":"IF(ISNUMBER(MATCH(BX$11,$AG26:$AJ26,0)),1,0)*IF(ISNUMBER($AF26),(1-$AF26),1) + IF(ISNUMBER(MATCH(BX$11,$AK26:$AP26,0)),-1,0)*_xlfn.IFS(ISNUMBER($AD26),$AD26,ISNUMBER($AE26),$AE26,ISNUMBER($AF26),$AF26,AND($AD26=0,$AE26=0,$AF26=0),1)","v":0},{"$f":"IF(ISNUMBER(MATCH(BY$11,$AG26:$AJ26,0)),1,0)*IF(ISNUMBER($AF26),(1-$AF26),1) + IF(ISNUMBER(MATCH(BY$11,$AK26:$AP26,0)),-1,0)*_xlfn.IFS(ISNUMBER($AD26),$AD26,ISNUMBER($AE26),$AE26,ISNUMBER($AF26),$AF26,AND($AD26=0,$AE26=0,$AF26=0),1)","v":-1},{"$f":"IF(ISNUMBER(MATCH(BZ$11,$AG26:$AJ26,0)),1,0)*IF(ISNUMBER($AF26),(1-$AF26),1) + IF(ISNUMBER(MATCH(BZ$11,$AK26:$AP26,0)),-1,0)*_xlfn.IFS(ISNUMBER($AD26),$AD26,ISNUMBER($AE26),$AE26,ISNUMBER($AF26),$AF26,AND($AD26=0,$AE26=0,$AF26=0),1)","v":0},{"$f":"IF(ISNUMBER(MATCH(CA$11,$AG26:$AJ26,0)),1,0)*IF(ISNUMBER($AF26),(1-$AF26),1) + IF(ISNUMBER(MATCH(CA$11,$AK26:$AP26,0)),-1,0)*_xlfn.IFS(ISNUMBER($AD26),$AD26,ISNUMBER($AE26),$AE26,ISNUMBER($AF26),$AF26,AND($AD26=0,$AE26=0,$AF26=0),1)","v":-1},{"$f":"IF(ISNUMBER(MATCH(CB$11,$AG26:$AJ26,0)),1,0)*IF(ISNUMBER($AF26),(1-$AF26),1) + IF(ISNUMBER(MATCH(CB$11,$AK26:$AP26,0)),-1,0)*_xlfn.IFS(ISNUMBER($AD26),$AD26,ISNUMBER($AE26),$AE26,ISNUMBER($AF26),$AF26,AND($AD26=0,$AE26=0,$AF26=0),1)","v":0},{"$f":"IF(ISNUMBER(MATCH(CC$11,$AG26:$AJ26,0)),1,0)*IF(ISNUMBER($AF26),(1-$AF26),1) + IF(ISNUMBER(MATCH(CC$11,$AK26:$AP26,0)),-1,0)*_xlfn.IFS(ISNUMBER($AD26),$AD26,ISNUMBER($AE26),$AE26,ISNUMBER($AF26),$AF26,AND($AD26=0,$AE26=0,$AF26=0),1)","v":0},{"$f":"IF(ISNUMBER(MATCH(CD$11,$AG26:$AJ26,0)),1,0)*IF(ISNUMBER($AF26),(1-$AF26),1) + IF(ISNUMBER(MATCH(CD$11,$AK26:$AP26,0)),-1,0)*_xlfn.IFS(ISNUMBER($AD26),$AD26,ISNUMBER($AE26),$AE26,ISNUMBER($AF26),$AF26,AND($AD26=0,$AE26=0,$AF26=0),1)","v":1},{"$f":"IF(ISNUMBER(MATCH(CE$11,$AG26:$AJ26,0)),1,0)*IF(ISNUMBER($AF26),(1-$AF26),1) + IF(ISNUMBER(MATCH(CE$11,$AK26:$AP26,0)),-1,0)*_xlfn.IFS(ISNUMBER($AD26),$AD26,ISNUMBER($AE26),$AE26,ISNUMBER($AF26),$AF26,AND($AD26=0,$AE26=0,$AF26=0),1)","v":0},{"$f":"IF(ISNUMBER(MATCH(CF$11,$AG26:$AJ26,0)),1,0)*IF(ISNUMBER($AF26),(1-$AF26),1) + IF(ISNUMBER(MATCH(CF$11,$AK26:$AP26,0)),-1,0)*_xlfn.IFS(ISNUMBER($AD26),$AD26,ISNUMBER($AE26),$AE26,ISNUMBER($AF26),$AF26,AND($AD26=0,$AE26=0,$AF26=0),1)","v":0},{"$f":"IF(ISNUMBER(MATCH(CG$11,$AG26:$AJ26,0)),1,0)*IF(ISNUMBER($AF26),(1-$AF26),1) + IF(ISNUMBER(MATCH(CG$11,$AK26:$AP26,0)),-1,0)*_xlfn.IFS(ISNUMBER($AD26),$AD26,ISNUMBER($AE26),$AE26,ISNUMBER($AF26),$AF26,AND($AD26=0,$AE26=0,$AF26=0),1)","v":0},{"$f":"IF(ISNUMBER(MATCH(CH$11,$AG26:$AJ26,0)),1,0)*IF(ISNUMBER($AF26),(1-$AF26),1) + IF(ISNUMBER(MATCH(CH$11,$AK26:$AP26,0)),-1,0)*_xlfn.IFS(ISNUMBER($AD26),$AD26,ISNUMBER($AE26),$AE26,ISNUMBER($AF26),$AF26,AND($AD26=0,$AE26=0,$AF26=0),1)","v":0},{"$f":"IF(ISNUMBER(MATCH(CI$11,$AG26:$AJ26,0)),1,0)*IF(ISNUMBER($AF26),(1-$AF26),1) + IF(ISNUMBER(MATCH(CI$11,$AK26:$AP26,0)),-1,0)*_xlfn.IFS(ISNUMBER($AD26),$AD26,ISNUMBER($AE26),$AE26,ISNUMBER($AF26),$AF26,AND($AD26=0,$AE26=0,$AF26=0),1)","v":0},{"$f":"IF(ISNUMBER(MATCH(CJ$11,$AG26:$AJ26,0)),1,0)*IF(ISNUMBER($AF26),(1-$AF26),1) + IF(ISNUMBER(MATCH(CJ$11,$AK26:$AP26,0)),-1,0)*_xlfn.IFS(ISNUMBER($AD26),$AD26,ISNUMBER($AE26),$AE26,ISNUMBER($AF26),$AF26,AND($AD26=0,$AE26=0,$AF26=0),1)","v":0},{"$f":"IF(ISNUMBER(MATCH(CK$11,$AG26:$AJ26,0)),1,0)*IF(ISNUMBER($AF26),(1-$AF26),1) + IF(ISNUMBER(MATCH(CK$11,$AK26:$AP26,0)),-1,0)*_xlfn.IFS(ISNUMBER($AD26),$AD26,ISNUMBER($AE26),$AE26,ISNUMBER($AF26),$AF26,AND($AD26=0,$AE26=0,$AF26=0),1)","v":0},{"$f":"IF(ISNUMBER(MATCH(CL$11,$AG26:$AJ26,0)),1,0)*IF(ISNUMBER($AF26),(1-$AF26),1) + IF(ISNUMBER(MATCH(CL$11,$AK26:$AP26,0)),-1,0)*_xlfn.IFS(ISNUMBER($AD26),$AD26,ISNUMBER($AE26),$AE26,ISNUMBER($AF26),$AF26,AND($AD26=0,$AE26=0,$AF26=0),1)","v":0},{"$f":"IF(ISNUMBER(MATCH(CM$11,$AG26:$AJ26,0)),1,0)*IF(ISNUMBER($AF26),(1-$AF26),1) + IF(ISNUMBER(MATCH(CM$11,$AK26:$AP26,0)),-1,0)*_xlfn.IFS(ISNUMBER($AD26),$AD26,ISNUMBER($AE26),$AE26,ISNUMBER($AF26),$AF26,AND($AD26=0,$AE26=0,$AF26=0),1)","v":0},{"$f":"IF(ISNUMBER(MATCH(CN$11,$AG26:$AJ26,0)),1,0)*IF(ISNUMBER($AF26),(1-$AF26),1) + IF(ISNUMBER(MATCH(CN$11,$AK26:$AP26,0)),-1,0)*_xlfn.IFS(ISNUMBER($AD26),$AD26,ISNUMBER($AE26),$AE26,ISNUMBER($AF26),$AF26,AND($AD26=0,$AE26=0,$AF26=0),1)","v":0},{"$f":"IF(ISNUMBER(MATCH(CO$11,$AG26:$AJ26,0)),1,0)*IF(ISNUMBER($AF26),(1-$AF26),1) + IF(ISNUMBER(MATCH(CO$11,$AK26:$AP26,0)),-1,0)*_xlfn.IFS(ISNUMBER($AD26),$AD26,ISNUMBER($AE26),$AE26,ISNUMBER($AF26),$AF26,AND($AD26=0,$AE26=0,$AF26=0),1)","v":0},{"$f":"IF(ISNUMBER(MATCH(CP$11,$AG26:$AJ26,0)),1,0)*IF(ISNUMBER($AF26),(1-$AF26),1) + IF(ISNUMBER(MATCH(CP$11,$AK26:$AP26,0)),-1,0)*_xlfn.IFS(ISNUMBER($AD26),$AD26,ISNUMBER($AE26),$AE26,ISNUMBER($AF26),$AF26,AND($AD26=0,$AE26=0,$AF26=0),1)","v":0},{"$f":"IF(ISNUMBER(MATCH(CQ$11,$AG26:$AJ26,0)),1,0)*IF(ISNUMBER($AF26),(1-$AF26),1) + IF(ISNUMBER(MATCH(CQ$11,$AK26:$AP26,0)),-1,0)*_xlfn.IFS(ISNUMBER($AD26),$AD26,ISNUMBER($AE26),$AE26,ISNUMBER($AF26),$AF26,AND($AD26=0,$AE26=0,$AF26=0),1)","v":0},{"$f":"IF(ISNUMBER(MATCH(CR$11,$AG26:$AJ26,0)),1,0)*IF(ISNUMBER($AF26),(1-$AF26),1) + IF(ISNUMBER(MATCH(CR$11,$AK26:$AP26,0)),-1,0)*_xlfn.IFS(ISNUMBER($AD26),$AD26,ISNUMBER($AE26),$AE26,ISNUMBER($AF26),$AF26,AND($AD26=0,$AE26=0,$AF26=0),1)","v":0},{"$f":"IF(ISNUMBER(MATCH(CS$11,$AG26:$AJ26,0)),1,0)*IF(ISNUMBER($AF26),(1-$AF26),1) + IF(ISNUMBER(MATCH(CS$11,$AK26:$AP26,0)),-1,0)*_xlfn.IFS(ISNUMBER($AD26),$AD26,ISNUMBER($AE26),$AE26,ISNUMBER($AF26),$AF26,AND($AD26=0,$AE26=0,$AF26=0),1)","v":0},{"$f":"IF(ISNUMBER(MATCH(CT$11,$AG26:$AJ26,0)),1,0)*IF(ISNUMBER($AF26),(1-$AF26),1) + IF(ISNUMBER(MATCH(CT$11,$AK26:$AP26,0)),-1,0)*_xlfn.IFS(ISNUMBER($AD26),$AD26,ISNUMBER($AE26),$AE26,ISNUMBER($AF26),$AF26,AND($AD26=0,$AE26=0,$AF26=0),1)","v":0},{"$f":"IF(ISNUMBER(MATCH(CU$11,$AG26:$AJ26,0)),1,0)*IF(ISNUMBER($AF26),(1-$AF26),1) + IF(ISNUMBER(MATCH(CU$11,$AK26:$AP26,0)),-1,0)*_xlfn.IFS(ISNUMBER($AD26),$AD26,ISNUMBER($AE26),$AE26,ISNUMBER($AF26),$AF26,AND($AD26=0,$AE26=0,$AF26=0),1)","v":0},{"$f":"IF(ISNUMBER(MATCH(CV$11,$AG26:$AJ26,0)),1,0)*IF(ISNUMBER($AF26),(1-$AF26),1) + IF(ISNUMBER(MATCH(CV$11,$AK26:$AP26,0)),-1,0)*_xlfn.IFS(ISNUMBER($AD26),$AD26,ISNUMBER($AE26),$AE26,ISNUMBER($AF26),$AF26,AND($AD26=0,$AE26=0,$AF26=0),1)","v":0},{"$f":"IF(ISNUMBER(MATCH(CW$11,$AG26:$AJ26,0)),1,0)*IF(ISNUMBER($AF26),(1-$AF26),1) + IF(ISNUMBER(MATCH(CW$11,$AK26:$AP26,0)),-1,0)*_xlfn.IFS(ISNUMBER($AD26),$AD26,ISNUMBER($AE26),$AE26,ISNUMBER($AF26),$AF26,AND($AD26=0,$AE26=0,$AF26=0),1)","v":0},{"$f":"IF(ISNUMBER(MATCH(CX$11,$AG26:$AJ26,0)),1,0)*IF(ISNUMBER($AF26),(1-$AF26),1) + IF(ISNUMBER(MATCH(CX$11,$AK26:$AP26,0)),-1,0)*_xlfn.IFS(ISNUMBER($AD26),$AD26,ISNUMBER($AE26),$AE26,ISNUMBER($AF26),$AF26,AND($AD26=0,$AE26=0,$AF26=0),1)","v":0},{"$f":"IF(ISNUMBER(MATCH(CY$11,$AG26:$AJ26,0)),1,0)*IF(ISNUMBER($AF26),(1-$AF26),1) + IF(ISNUMBER(MATCH(CY$11,$AK26:$AP26,0)),-1,0)*_xlfn.IFS(ISNUMBER($AD26),$AD26,ISNUMBER($AE26),$AE26,ISNUMBER($AF26),$AF26,AND($AD26=0,$AE26=0,$AF26=0),1)","v":0},{"$f":"IF(ISNUMBER(MATCH(CZ$11,$AG26:$AJ26,0)),1,0)*IF(ISNUMBER($AF26),(1-$AF26),1) + IF(ISNUMBER(MATCH(CZ$11,$AK26:$AP26,0)),-1,0)*_xlfn.IFS(ISNUMBER($AD26),$AD26,ISNUMBER($AE26),$AE26,ISNUMBER($AF26),$AF26,AND($AD26=0,$AE26=0,$AF26=0),1)","v":0},{"$f":"IF(ISNUMBER(MATCH(DA$11,$AG26:$AJ26,0)),1,0)*IF(ISNUMBER($AF26),(1-$AF26),1) + IF(ISNUMBER(MATCH(DA$11,$AK26:$AP26,0)),-1,0)*_xlfn.IFS(ISNUMBER($AD26),$AD26,ISNUMBER($AE26),$AE26,ISNUMBER($AF26),$AF26,AND($AD26=0,$AE26=0,$AF26=0),1)","v":0},{"$f":"IF(ISNUMBER(MATCH(DB$11,$AG26:$AJ26,0)),1,0)*IF(ISNUMBER($AF26),(1-$AF26),1) + IF(ISNUMBER(MATCH(DB$11,$AK26:$AP26,0)),-1,0)*_xlfn.IFS(ISNUMBER($AD26),$AD26,ISNUMBER($AE26),$AE26,ISNUMBER($AF26),$AF26,AND($AD26=0,$AE26=0,$AF26=0),1)","v":0},{"$f":"IF(ISNUMBER(MATCH(DC$11,$AG26:$AJ26,0)),1,0)*IF(ISNUMBER($AF26),(1-$AF26),1) + IF(ISNUMBER(MATCH(DC$11,$AK26:$AP26,0)),-1,0)*_xlfn.IFS(ISNUMBER($AD26),$AD26,ISNUMBER($AE26),$AE26,ISNUMBER($AF26),$AF26,AND($AD26=0,$AE26=0,$AF26=0),1)","v":0},{"$f":"IF(ISNUMBER(MATCH(DD$11,$AG26:$AJ26,0)),1,0)*IF(ISNUMBER($AF26),(1-$AF26),1) + IF(ISNUMBER(MATCH(DD$11,$AK26:$AP26,0)),-1,0)*_xlfn.IFS(ISNUMBER($AD26),$AD26,ISNUMBER($AE26),$AE26,ISNUMBER($AF26),$AF26,AND($AD26=0,$AE26=0,$AF26=0),1)","v":0},{"$f":"IF(ISNUMBER(MATCH(DE$11,$AG26:$AJ26,0)),1,0)*IF(ISNUMBER($AF26),(1-$AF26),1) + IF(ISNUMBER(MATCH(DE$11,$AK26:$AP26,0)),-1,0)*_xlfn.IFS(ISNUMBER($AD26),$AD26,ISNUMBER($AE26),$AE26,ISNUMBER($AF26),$AF26,AND($AD26=0,$AE26=0,$AF26=0),1)","v":0},null,0,"Datarooms","CRAH","Conservation",null,null,null,null,null,null,null,null,null,"e_mech_swb-hru,lt",1.0708086686863694,39.49678313972197,0,0,0,0,1.0101010101010102E-2,1.0101010101010099,0,0,0,0,0,0,0,1.0101010101010102E-2,2.494076568150642E-5,2.494076568150642E-5,-2.494076568150642E-5,-2.494076568150642E-5,2.494076568150642E-5,1.0126652112097147E-2,2.494076568150581E-5,0,0,-2.494076568150642E-5,-2.494076568150642E-5,2.494076568150642E-5,1.0127084537858946E-2,2.494076568150581E-5,0,0,-2.494076568150642E-5,-2.494076568150642E-5,2.494076568150642E-5,1.0125950866691609E-2,2.494076568150581E-5,0,0,-2.494076568150642E-5,-2.494076568150642E-5,2.494076568150642E-5,1.0125950866691609E-2,2.494076568150581E-5,0,0,0,0,-2.4940765681506424E-5,0,0,0,0,0,0,0,0,0,0,-2.494076568150642E-5,0,0,0,0,0,0,0,0,null,null,null,null,null,null,null,null,null,null,null,"e_mech_swb-hru,lt",null,39.49678313972197,0,0,0,0,1.0101010101010102E-2,1.0101010101010099,0,0,0,0,0,0,0,1.0101010101010102E-2,2.4940765681504265E-5,2.494076568150642E-5,-2.494076568150642E-5,-2.4940765681504265E-5,2.494076568150642E-5,1.0126652112097146E-2,2.4940765681504564E-5,-2.1548518178149401E-18,0,-2.494076568150642E-5,-2.4940765681504265E-5,2.494076568150642E-5,1.0127084537858946E-2,2.4940765681504082E-5,-2.2497195079074217E-18,0,-2.494076568150642E-5,-2.4940765681504265E-5,2.494076568150642E-5,1.0125950866691609E-2,2.4940765681504082E-5,-2.1548518178149401E-18,0,-2.494076568150642E-5,-2.4940765681504265E-5,2.494076568150642E-5,1.0125950866691609E-2,2.4940765681504082E-5,-2.1548518178149401E-18,0,0,0,-2.494076568150641E-5,0,0,0,3.286762698546496E-21,0,0,0,0,0,0,-2.494076568150642E-5,0,0,0,0,0,0,0,0,null,null,"e_mech_swb-hru,lt",39.49678313972197,0,0,0,0,1.0101010101010102E-2,1.0101010101010099,0,0,0,0,0,0,0,1.0101010101010102E-2,2.4940765681504265E-5,2.494076568150642E-5,-2.494076568150642E-5,-2.4940765681504265E-5,2.494076568150642E-5,1.0126652112097146E-2,2.4940765681504564E-5,-2.1548518178149401E-18,0,-2.494076568150642E-5,-2.4940765681504265E-5,2.494076568150642E-5,1.0127084537858946E-2,2.4940765681504082E-5,-2.2497195079074217E-18,0,-2.494076568150642E-5,-2.4940765681504265E-5,2.494076568150642E-5,1.0125950866691609E-2,2.4940765681504082E-5,-2.1548518178149401E-18,0,-2.494076568150642E-5,-2.4940765681504265E-5,2.494076568150642E-5,1.0125950866691609E-2,2.4940765681504082E-5,-2.1548518178149401E-18,0,0,0,-2.494076568150641E-5,0,0,0,3.286762698546496E-21,0,0,0,0,0,0,-2.494076568150642E-5,0,0,0,0,0,0,0,0]
[null,null,null,null,null,null,null,null,null,null,null,null,null,null,null,null,null,null,"e_mech_swb-hru,lt",926.08186932155547,88.22444058705527,74.221252363080353,926.08186932155547,926.08186932155547,74.221252363080353,null,"CDU","Conservation",null,null,null,null,"q_drms-hru,ht",null,null,null,"q_drms_dr1-hru,ht","q_drms_dr2-hru,ht","q_drms_dr3-hru,ht","q_drms_dr4-hru,ht",null,null,null,{"$f":"IF(ISNUMBER(MATCH(AR$11,$AG27:$AJ27,0)),1,0)*IF(ISNUMBER($AF27),(1-$AF27),1) + IF(ISNUMBER(MATCH(AR$11,$AK27:$AP27,0)),-1,0)*_xlfn.IFS(ISNUMBER($AD27),$AD27,ISNUMBER($AE27),$AE27,ISNUMBER($AF27),$AF27,AND($AD27=0,$AE27=0,$AF27=0),1)","v":0},{"$f":"IF(ISNUMBER(MATCH(AS$11,$AG27:$AJ27,0)),1,0)*IF(ISNUMBER($AF27),(1-$AF27),1) + IF(ISNUMBER(MATCH(AS$11,$AK27:$AP27,0)),-1,0)*_xlfn.IFS(ISNUMBER($AD27),$AD27,ISNUMBER($AE27),$AE27,ISNUMBER($AF27),$AF27,AND($AD27=0,$AE27=0,$AF27=0),1)","v":0},{"$f":"IF(ISNUMBER(MATCH(AT$11,$AG27:$AJ27,0)),1,0)*IF(ISNUMBER($AF27),(1-$AF27),1) + IF(ISNUMBER(MATCH(AT$11,$AK27:$AP27,0)),-1,0)*_xlfn.IFS(ISNUMBER($AD27),$AD27,ISNUMBER($AE27),$AE27,ISNUMBER($AF27),$AF27,AND($AD27=0,$AE27=0,$AF27=0),1)","v":0},{"$f":"IF(ISNUMBER(MATCH(AU$11,$AG27:$AJ27,0)),1,0)*IF(ISNUMBER($AF27),(1-$AF27),1) + IF(ISNUMBER(MATCH(AU$11,$AK27:$AP27,0)),-1,0)*_xlfn.IFS(ISNUMBER($AD27),$AD27,ISNUMBER($AE27),$AE27,ISNUMBER($AF27),$AF27,AND($AD27=0,$AE27=0,$AF27=0),1)","v":0},{"$f":"IF(ISNUMBER(MATCH(AV$11,$AG27:$AJ27,0)),1,0)*IF(ISNUMBER($AF27),(1-$AF27),1) + IF(ISNUMBER(MATCH(AV$11,$AK27:$AP27,0)),-1,0)*_xlfn.IFS(ISNUMBER($AD27),$AD27,ISNUMBER($AE27),$AE27,ISNUMBER($AF27),$AF27,AND($AD27=0,$AE27=0,$AF27=0),1)","v":0},{"$f":"IF(ISNUMBER(MATCH(AW$11,$AG27:$AJ27,0)),1,0)*IF(ISNUMBER($AF27),(1-$AF27),1) + IF(ISNUMBER(MATCH(AW$11,$AK27:$AP27,0)),-1,0)*_xlfn.IFS(ISNUMBER($AD27),$AD27,ISNUMBER($AE27),$AE27,ISNUMBER($AF27),$AF27,AND($AD27=0,$AE27=0,$AF27=0),1)","v":0},{"$f":"IF(ISNUMBER(MATCH(AX$11,$AG27:$AJ27,0)),1,0)*IF(ISNUMBER($AF27),(1-$AF27),1) + IF(ISNUMBER(MATCH(AX$11,$AK27:$AP27,0)),-1,0)*_xlfn.IFS(ISNUMBER($AD27),$AD27,ISNUMBER($AE27),$AE27,ISNUMBER($AF27),$AF27,AND($AD27=0,$AE27=0,$AF27=0),1)","v":0},{"$f":"IF(ISNUMBER(MATCH(AY$11,$AG27:$AJ27,0)),1,0)*IF(ISNUMBER($AF27),(1-$AF27),1) + IF(ISNUMBER(MATCH(AY$11,$AK27:$AP27,0)),-1,0)*_xlfn.IFS(ISNUMBER($AD27),$AD27,ISNUMBER($AE27),$AE27,ISNUMBER($AF27),$AF27,AND($AD27=0,$AE27=0,$AF27=0),1)","v":0},{"$f":"IF(ISNUMBER(MATCH(AZ$11,$AG27:$AJ27,0)),1,0)*IF(ISNUMBER($AF27),(1-$AF27),1) + IF(ISNUMBER(MATCH(AZ$11,$AK27:$AP27,0)),-1,0)*_xlfn.IFS(ISNUMBER($AD27),$AD27,ISNUMBER($AE27),$AE27,ISNUMBER($AF27),$AF27,AND($AD27=0,$AE27=0,$AF27=0),1)","v":0},{"$f":"IF(ISNUMBER(MATCH(BA$11,$AG27:$AJ27,0)),1,0)*IF(ISNUMBER($AF27),(1-$AF27),1) + IF(ISNUMBER(MATCH(BA$11,$AK27:$AP27,0)),-1,0)*_xlfn.IFS(ISNUMBER($AD27),$AD27,ISNUMBER($AE27),$AE27,ISNUMBER($AF27),$AF27,AND($AD27=0,$AE27=0,$AF27=0),1)","v":0},{"$f":"IF(ISNUMBER(MATCH(BB$11,$AG27:$AJ27,0)),1,0)*IF(ISNUMBER($AF27),(1-$AF27),1) + IF(ISNUMBER(MATCH(BB$11,$AK27:$AP27,0)),-1,0)*_xlfn.IFS(ISNUMBER($AD27),$AD27,ISNUMBER($AE27),$AE27,ISNUMBER($AF27),$AF27,AND($AD27=0,$AE27=0,$AF27=0),1)","v":0},{"$f":"IF(ISNUMBER(MATCH(BC$11,$AG27:$AJ27,0)),1,0)*IF(ISNUMBER($AF27),(1-$AF27),1) + IF(ISNUMBER(MATCH(BC$11,$AK27:$AP27,0)),-1,0)*_xlfn.IFS(ISNUMBER($AD27),$AD27,ISNUMBER($AE27),$AE27,ISNUMBER($AF27),$AF27,AND($AD27=0,$AE27=0,$AF27=0),1)","v":0},{"$f":"IF(ISNUMBER(MATCH(BD$11,$AG27:$AJ27,0)),1,0)*IF(ISNUMBER($AF27),(1-$AF27),1) + IF(ISNUMBER(MATCH(BD$11,$AK27:$AP27,0)),-1,0)*_xlfn.IFS(ISNUMBER($AD27),$AD27,ISNUMBER($AE27),$AE27,ISNUMBER($AF27),$AF27,AND($AD27=0,$AE27=0,$AF27=0),1)","v":0},{"$f":"IF(ISNUMBER(MATCH(BE$11,$AG27:$AJ27,0)),1,0)*IF(ISNUMBER($AF27),(1-$AF27),1) + IF(ISNUMBER(MATCH(BE$11,$AK27:$AP27,0)),-1,0)*_xlfn.IFS(ISNUMBER($AD27),$AD27,ISNUMBER($AE27),$AE27,ISNUMBER($AF27),$AF27,AND($AD27=0,$AE27=0,$AF27=0),1)","v":0},{"$f":"IF(ISNUMBER(MATCH(BF$11,$AG27:$AJ27,0)),1,0)*IF(ISNUMBER($AF27),(1-$AF27),1) + IF(ISNUMBER(MATCH(BF$11,$AK27:$AP27,0)),-1,0)*_xlfn.IFS(ISNUMBER($AD27),$AD27,ISNUMBER($AE27),$AE27,ISNUMBER($AF27),$AF27,AND($AD27=0,$AE27=0,$AF27=0),1)","v":0},{"$f":"IF(ISNUMBER(MATCH(BG$11,$AG27:$AJ27,0)),1,0)*IF(ISNUMBER($AF27),(1-$AF27),1) + IF(ISNUMBER(MATCH(BG$11,$AK27:$AP27,0)),-1,0)*_xlfn.IFS(ISNUMBER($AD27),$AD27,ISNUMBER($AE27),$AE27,ISNUMBER($AF27),$AF27,AND($AD27=0,$AE27=0,$AF27=0),1)","v":0},{"$f":"IF(ISNUMBER(MATCH(BH$11,$AG27:$AJ27,0)),1,0)*IF(ISNUMBER($AF27),(1-$AF27),1) + IF(ISNUMBER(MATCH(BH$11,$AK27:$AP27,0)),-1,0)*_xlfn.IFS(ISNUMBER($AD27),$AD27,ISNUMBER($AE27),$AE27,ISNUMBER($AF27),$AF27,AND($AD27=0,$AE27=0,$AF27=0),1)","v":0},{"$f":"IF(ISNUMBER(MATCH(BI$11,$AG27:$AJ27,0)),1,0)*IF(ISNUMBER($AF27),(1-$AF27),1) + IF(ISNUMBER(MATCH(BI$11,$AK27:$AP27,0)),-1,0)*_xlfn.IFS(ISNUMBER($AD27),$AD27,ISNUMBER($AE27),$AE27,ISNUMBER($AF27),$AF27,AND($AD27=0,$AE27=0,$AF27=0),1)","v":0},{"$f":"IF(ISNUMBER(MATCH(BJ$11,$AG27:$AJ27,0)),1,0)*IF(ISNUMBER($AF27),(1-$AF27),1) + IF(ISNUMBER(MATCH(BJ$11,$AK27:$AP27,0)),-1,0)*_xlfn.IFS(ISNUMBER($AD27),$AD27,ISNUMBER($AE27),$AE27,ISNUMBER($AF27),$AF27,AND($AD27=0,$AE27=0,$AF27=0),1)","v":0},{"$f":"IF(ISNUMBER(MATCH(BK$11,$AG27:$AJ27,0)),1,0)*IF(ISNUMBER($AF27),(1-$AF27),1) + IF(ISNUMBER(MATCH(BK$11,$AK27:$AP27,0)),-1,0)*_xlfn.IFS(ISNUMBER($AD27),$AD27,ISNUMBER($AE27),$AE27,ISNUMBER($AF27),$AF27,AND($AD27=0,$AE27=0,$AF27=0),1)","v":0},{"$f":"IF(ISNUMBER(MATCH(BL$11,$AG27:$AJ27,0)),1,0)*IF(ISNUMBER($AF27),(1-$AF27),1) + IF(ISNUMBER(MATCH(BL$11,$AK27:$AP27,0)),-1,0)*_xlfn.IFS(ISNUMBER($AD27),$AD27,ISNUMBER($AE27),$AE27,ISNUMBER($AF27),$AF27,AND($AD27=0,$AE27=0,$AF27=0),1)","v":0},{"$f":"IF(ISNUMBER(MATCH(BM$11,$AG27:$AJ27,0)),1,0)*IF(ISNUMBER($AF27),(1-$AF27),1) + IF(ISNUMBER(MATCH(BM$11,$AK27:$AP27,0)),-1,0)*_xlfn.IFS(ISNUMBER($AD27),$AD27,ISNUMBER($AE27),$AE27,ISNUMBER($AF27),$AF27,AND($AD27=0,$AE27=0,$AF27=0),1)","v":0},{"$f":"IF(ISNUMBER(MATCH(BN$11,$AG27:$AJ27,0)),1,0)*IF(ISNUMBER($AF27),(1-$AF27),1) + IF(ISNUMBER(MATCH(BN$11,$AK27:$AP27,0)),-1,0)*_xlfn.IFS(ISNUMBER($AD27),$AD27,ISNUMBER($AE27),$AE27,ISNUMBER($AF27),$AF27,AND($AD27=0,$AE27=0,$AF27=0),1)","v":0},{"$f":"IF(ISNUMBER(MATCH(BO$11,$AG27:$AJ27,0)),1,0)*IF(ISNUMBER($AF27),(1-$AF27),1) + IF(ISNUMBER(MATCH(BO$11,$AK27:$AP27,0)),-1,0)*_xlfn.IFS(ISNUMBER($AD27),$AD27,ISNUMBER($AE27),$AE27,ISNUMBER($AF27),$AF27,AND($AD27=0,$AE27=0,$AF27=0),1)","v":0},{"$f":"IF(ISNUMBER(MATCH(BP$11,$AG27:$AJ27,0)),1,0)*IF(ISNUMBER($AF27),(1-$AF27),1) + IF(ISNUMBER(MATCH(BP$11,$AK27:$AP27,0)),-1,0)*_xlfn.IFS(ISNUMBER($AD27),$AD27,ISNUMBER($AE27),$AE27,ISNUMBER($AF27),$AF27,AND($AD27=0,$AE27=0,$AF27=0),1)","v":0},{"$f":"IF(ISNUMBER(MATCH(BQ$11,$AG27:$AJ27,0)),1,0)*IF(ISNUMBER($AF27),(1-$AF27),1) + IF(ISNUMBER(MATCH(BQ$11,$AK27:$AP27,0)),-1,0)*_xlfn.IFS(ISNUMBER($AD27),$AD27,ISNUMBER($AE27),$AE27,ISNUMBER($AF27),$AF27,AND($AD27=0,$AE27=0,$AF27=0),1)","v":0},{"$f":"IF(ISNUMBER(MATCH(BR$11,$AG27:$AJ27,0)),1,0)*IF(ISNUMBER($AF27),(1-$AF27),1) + IF(ISNUMBER(MATCH(BR$11,$AK27:$AP27,0)),-1,0)*_xlfn.IFS(ISNUMBER($AD27),$AD27,ISNUMBER($AE27),$AE27,ISNUMBER($AF27),$AF27,AND($AD27=0,$AE27=0,$AF27=0),1)","v":0},{"$f":"IF(ISNUMBER(MATCH(BS$11,$AG27:$AJ27,0)),1,0)*IF(ISNUMBER($AF27),(1-$AF27),1) + IF(ISNUMBER(MATCH(BS$11,$AK27:$AP27,0)),-1,0)*_xlfn.IFS(ISNUMBER($AD27),$AD27,ISNUMBER($AE27),$AE27,ISNUMBER($AF27),$AF27,AND($AD27=0,$AE27=0,$AF27=0),1)","v":0},{"$f":"IF(ISNUMBER(MATCH(BT$11,$AG27:$AJ27,0)),1,0)*IF(ISNUMBER($AF27),(1-$AF27),1) + IF(ISNUMBER(MATCH(BT$11,$AK27:$AP27,0)),-1,0)*_xlfn.IFS(ISNUMBER($AD27),$AD27,ISNUMBER($AE27),$AE27,ISNUMBER($AF27),$AF27,AND($AD27=0,$AE27=0,$AF27=0),1)","v":0},{"$f":"IF(ISNUMBER(MATCH(BU$11,$AG27:$AJ27,0)),1,0)*IF(ISNUMBER($AF27),(1-$AF27),1) + IF(ISNUMBER(MATCH(BU$11,$AK27:$AP27,0)),-1,0)*_xlfn.IFS(ISNUMBER($AD27),$AD27,ISNUMBER($AE27),$AE27,ISNUMBER($AF27),$AF27,AND($AD27=0,$AE27=0,$AF27=0),1)","v":0},{"$f":"IF(ISNUMBER(MATCH(BV$11,$AG27:$AJ27,0)),1,0)*IF(ISNUMBER($AF27),(1-$AF27),1) + IF(ISNUMBER(MATCH(BV$11,$AK27:$AP27,0)),-1,0)*_xlfn.IFS(ISNUMBER($AD27),$AD27,ISNUMBER($AE27),$AE27,ISNUMBER($AF27),$AF27,AND($AD27=0,$AE27=0,$AF27=0),1)","v":-1},{"$f":"IF(ISNUMBER(MATCH(BW$11,$AG27:$AJ27,0)),1,0)*IF(ISNUMBER($AF27),(1-$AF27),1) + IF(ISNUMBER(MATCH(BW$11,$AK27:$AP27,0)),-1,0)*_xlfn.IFS(ISNUMBER($AD27),$AD27,ISNUMBER($AE27),$AE27,ISNUMBER($AF27),$AF27,AND($AD27=0,$AE27=0,$AF27=0),1)","v":0},{"$f":"IF(ISNUMBER(MATCH(BX$11,$AG27:$AJ27,0)),1,0)*IF(ISNUMBER($AF27),(1-$AF27),1) + IF(ISNUMBER(MATCH(BX$11,$AK27:$AP27,0)),-1,0)*_xlfn.IFS(ISNUMBER($AD27),$AD27,ISNUMBER($AE27),$AE27,ISNUMBER($AF27),$AF27,AND($AD27=0,$AE27=0,$AF27=0),1)","v":-1},{"$f":"IF(ISNUMBER(MATCH(BY$11,$AG27:$AJ27,0)),1,0)*IF(ISNUMBER($AF27),(1-$AF27),1) + IF(ISNUMBER(MATCH(BY$11,$AK27:$AP27,0)),-1,0)*_xlfn.IFS(ISNUMBER($AD27),$AD27,ISNUMBER($AE27),$AE27,ISNUMBER($AF27),$AF27,AND($AD27=0,$AE27=0,$AF27=0),1)","v":0},{"$f":"IF(ISNUMBER(MATCH(BZ$11,$AG27:$AJ27,0)),1,0)*IF(ISNUMBER($AF27),(1-$AF27),1) + IF(ISNUMBER(MATCH(BZ$11,$AK27:$AP27,0)),-1,0)*_xlfn.IFS(ISNUMBER($AD27),$AD27,ISNUMBER($AE27),$AE27,ISNUMBER($AF27),$AF27,AND($AD27=0,$AE27=0,$AF27=0),1)","v":-1},{"$f":"IF(ISNUMBER(MATCH(CA$11,$AG27:$AJ27,0)),1,0)*IF(ISNUMBER($AF27),(1-$AF27),1) + IF(ISNUMBER(MATCH(CA$11,$AK27:$AP27,0)),-1,0)*_xlfn.IFS(ISNUMBER($AD27),$AD27,ISNUMBER($AE27),$AE27,ISNUMBER($AF27),$AF27,AND($AD27=0,$AE27=0,$AF27=0),1)","v":0},{"$f":"IF(ISNUMBER(MATCH(CB$11,$AG27:$AJ27,0)),1,0)*IF(ISNUMBER($AF27),(1-$AF27),1) + IF(ISNUMBER(MATCH(CB$11,$AK27:$AP27,0)),-1,0)*_xlfn.IFS(ISNUMBER($AD27),$AD27,ISNUMBER($AE27),$AE27,ISNUMBER($AF27),$AF27,AND($AD27=0,$AE27=0,$AF27=0),1)","v":-1},{"$f":"IF(ISNUMBER(MATCH(CC$11,$AG27:$AJ27,0)),1,0)*IF(ISNUMBER($AF27),(1-$AF27),1) + IF(ISNUMBER(MATCH(CC$11,$AK27:$AP27,0)),-1,0)*_xlfn.IFS(ISNUMBER($AD27),$AD27,ISNUMBER($AE27),$AE27,ISNUMBER($AF27),$AF27,AND($AD27=0,$AE27=0,$AF27=0),1)","v":0},{"$f":"IF(ISNUMBER(MATCH(CD$11,$AG27:$AJ27,0)),1,0)*IF(ISNUMBER($AF27),(1-$AF27),1) + IF(ISNUMBER(MATCH(CD$11,$AK27:$AP27,0)),-1,0)*_xlfn.IFS(ISNUMBER($AD27),$AD27,ISNUMBER($AE27),$AE27,ISNUMBER($AF27),$AF27,AND($AD27=0,$AE27=0,$AF27=0),1)","v":0},{"$f":"IF(ISNUMBER(MATCH(CE$11,$AG27:$AJ27,0)),1,0)*IF(ISNUMBER($AF27),(1-$AF27),1) + IF(ISNUMBER(MATCH(CE$11,$AK27:$AP27,0)),-1,0)*_xlfn.IFS(ISNUMBER($AD27),$AD27,ISNUMBER($AE27),$AE27,ISNUMBER($AF27),$AF27,AND($AD27=0,$AE27=0,$AF27=0),1)","v":1},{"$f":"IF(ISNUMBER(MATCH(CF$11,$AG27:$AJ27,0)),1,0)*IF(ISNUMBER($AF27),(1-$AF27),1) + IF(ISNUMBER(MATCH(CF$11,$AK27:$AP27,0)),-1,0)*_xlfn.IFS(ISNUMBER($AD27),$AD27,ISNUMBER($AE27),$AE27,ISNUMBER($AF27),$AF27,AND($AD27=0,$AE27=0,$AF27=0),1)","v":0},{"$f":"IF(ISNUMBER(MATCH(CG$11,$AG27:$AJ27,0)),1,0)*IF(ISNUMBER($AF27),(1-$AF27),1) + IF(ISNUMBER(MATCH(CG$11,$AK27:$AP27,0)),-1,0)*_xlfn.IFS(ISNUMBER($AD27),$AD27,ISNUMBER($AE27),$AE27,ISNUMBER($AF27),$AF27,AND($AD27=0,$AE27=0,$AF27=0),1)","v":0},{"$f":"IF(ISNUMBER(MATCH(CH$11,$AG27:$AJ27,0)),1,0)*IF(ISNUMBER($AF27),(1-$AF27),1) + IF(ISNUMBER(MATCH(CH$11,$AK27:$AP27,0)),-1,0)*_xlfn.IFS(ISNUMBER($AD27),$AD27,ISNUMBER($AE27),$AE27,ISNUMBER($AF27),$AF27,AND($AD27=0,$AE27=0,$AF27=0),1)","v":0},{"$f":"IF(ISNUMBER(MATCH(CI$11,$AG27:$AJ27,0)),1,0)*IF(ISNUMBER($AF27),(1-$AF27),1) + IF(ISNUMBER(MATCH(CI$11,$AK27:$AP27,0)),-1,0)*_xlfn.IFS(ISNUMBER($AD27),$AD27,ISNUMBER($AE27),$AE27,ISNUMBER($AF27),$AF27,AND($AD27=0,$AE27=0,$AF27=0),1)","v":0},{"$f":"IF(ISNUMBER(MATCH(CJ$11,$AG27:$AJ27,0)),1,0)*IF(ISNUMBER($AF27),(1-$AF27),1) + IF(ISNUMBER(MATCH(CJ$11,$AK27:$AP27,0)),-1,0)*_xlfn.IFS(ISNUMBER($AD27),$AD27,ISNUMBER($AE27),$AE27,ISNUMBER($AF27),$AF27,AND($AD27=0,$AE27=0,$AF27=0),1)","v":0},{"$f":"IF(ISNUMBER(MATCH(CK$11,$AG27:$AJ27,0)),1,0)*IF(ISNUMBER($AF27),(1-$AF27),1) + IF(ISNUMBER(MATCH(CK$11,$AK27:$AP27,0)),-1,0)*_xlfn.IFS(ISNUMBER($AD27),$AD27,ISNUMBER($AE27),$AE27,ISNUMBER($AF27),$AF27,AND($AD27=0,$AE27=0,$AF27=0),1)","v":0},{"$f":"IF(ISNUMBER(MATCH(CL$11,$AG27:$AJ27,0)),1,0)*IF(ISNUMBER($AF27),(1-$AF27),1) + IF(ISNUMBER(MATCH(CL$11,$AK27:$AP27,0)),-1,0)*_xlfn.IFS(ISNUMBER($AD27),$AD27,ISNUMBER($AE27),$AE27,ISNUMBER($AF27),$AF27,AND($AD27=0,$AE27=0,$AF27=0),1)","v":0},{"$f":"IF(ISNUMBER(MATCH(CM$11,$AG27:$AJ27,0)),1,0)*IF(ISNUMBER($AF27),(1-$AF27),1) + IF(ISNUMBER(MATCH(CM$11,$AK27:$AP27,0)),-1,0)*_xlfn.IFS(ISNUMBER($AD27),$AD27,ISNUMBER($AE27),$AE27,ISNUMBER($AF27),$AF27,AND($AD27=0,$AE27=0,$AF27=0),1)","v":0},{"$f":"IF(ISNUMBER(MATCH(CN$11,$AG27:$AJ27,0)),1,0)*IF(ISNUMBER($AF27),(1-$AF27),1) + IF(ISNUMBER(MATCH(CN$11,$AK27:$AP27,0)),-1,0)*_xlfn.IFS(ISNUMBER($AD27),$AD27,ISNUMBER($AE27),$AE27,ISNUMBER($AF27),$AF27,AND($AD27=0,$AE27=0,$AF27=0),1)","v":0},{"$f":"IF(ISNUMBER(MATCH(CO$11,$AG27:$AJ27,0)),1,0)*IF(ISNUMBER($AF27),(1-$AF27),1) + IF(ISNUMBER(MATCH(CO$11,$AK27:$AP27,0)),-1,0)*_xlfn.IFS(ISNUMBER($AD27),$AD27,ISNUMBER($AE27),$AE27,ISNUMBER($AF27),$AF27,AND($AD27=0,$AE27=0,$AF27=0),1)","v":0},{"$f":"IF(ISNUMBER(MATCH(CP$11,$AG27:$AJ27,0)),1,0)*IF(ISNUMBER($AF27),(1-$AF27),1) + IF(ISNUMBER(MATCH(CP$11,$AK27:$AP27,0)),-1,0)*_xlfn.IFS(ISNUMBER($AD27),$AD27,ISNUMBER($AE27),$AE27,ISNUMBER($AF27),$AF27,AND($AD27=0,$AE27=0,$AF27=0),1)","v":0},{"$f":"IF(ISNUMBER(MATCH(CQ$11,$AG27:$AJ27,0)),1,0)*IF(ISNUMBER($AF27),(1-$AF27),1) + IF(ISNUMBER(MATCH(CQ$11,$AK27:$AP27,0)),-1,0)*_xlfn.IFS(ISNUMBER($AD27),$AD27,ISNUMBER($AE27),$AE27,ISNUMBER($AF27),$AF27,AND($AD27=0,$AE27=0,$AF27=0),1)","v":0},{"$f":"IF(ISNUMBER(MATCH(CR$11,$AG27:$AJ27,0)),1,0)*IF(ISNUMBER($AF27),(1-$AF27),1) + IF(ISNUMBER(MATCH(CR$11,$AK27:$AP27,0)),-1,0)*_xlfn.IFS(ISNUMBER($AD27),$AD27,ISNUMBER($AE27),$AE27,ISNUMBER($AF27),$AF27,AND($AD27=0,$AE27=0,$AF27=0),1)","v":0},{"$f":"IF(ISNUMBER(MATCH(CS$11,$AG27:$AJ27,0)),1,0)*IF(ISNUMBER($AF27),(1-$AF27),1) + IF(ISNUMBER(MATCH(CS$11,$AK27:$AP27,0)),-1,0)*_xlfn.IFS(ISNUMBER($AD27),$AD27,ISNUMBER($AE27),$AE27,ISNUMBER($AF27),$AF27,AND($AD27=0,$AE27=0,$AF27=0),1)","v":0},{"$f":"IF(ISNUMBER(MATCH(CT$11,$AG27:$AJ27,0)),1,0)*IF(ISNUMBER($AF27),(1-$AF27),1) + IF(ISNUMBER(MATCH(CT$11,$AK27:$AP27,0)),-1,0)*_xlfn.IFS(ISNUMBER($AD27),$AD27,ISNUMBER($AE27),$AE27,ISNUMBER($AF27),$AF27,AND($AD27=0,$AE27=0,$AF27=0),1)","v":0},{"$f":"IF(ISNUMBER(MATCH(CU$11,$AG27:$AJ27,0)),1,0)*IF(ISNUMBER($AF27),(1-$AF27),1) + IF(ISNUMBER(MATCH(CU$11,$AK27:$AP27,0)),-1,0)*_xlfn.IFS(ISNUMBER($AD27),$AD27,ISNUMBER($AE27),$AE27,ISNUMBER($AF27),$AF27,AND($AD27=0,$AE27=0,$AF27=0),1)","v":0},{"$f":"IF(ISNUMBER(MATCH(CV$11,$AG27:$AJ27,0)),1,0)*IF(ISNUMBER($AF27),(1-$AF27),1) + IF(ISNUMBER(MATCH(CV$11,$AK27:$AP27,0)),-1,0)*_xlfn.IFS(ISNUMBER($AD27),$AD27,ISNUMBER($AE27),$AE27,ISNUMBER($AF27),$AF27,AND($AD27=0,$AE27=0,$AF27=0),1)","v":0},{"$f":"IF(ISNUMBER(MATCH(CW$11,$AG27:$AJ27,0)),1,0)*IF(ISNUMBER($AF27),(1-$AF27),1) + IF(ISNUMBER(MATCH(CW$11,$AK27:$AP27,0)),-1,0)*_xlfn.IFS(ISNUMBER($AD27),$AD27,ISNUMBER($AE27),$AE27,ISNUMBER($AF27),$AF27,AND($AD27=0,$AE27=0,$AF27=0),1)","v":0},{"$f":"IF(ISNUMBER(MATCH(CX$11,$AG27:$AJ27,0)),1,0)*IF(ISNUMBER($AF27),(1-$AF27),1) + IF(ISNUMBER(MATCH(CX$11,$AK27:$AP27,0)),-1,0)*_xlfn.IFS(ISNUMBER($AD27),$AD27,ISNUMBER($AE27),$AE27,ISNUMBER($AF27),$AF27,AND($AD27=0,$AE27=0,$AF27=0),1)","v":0},{"$f":"IF(ISNUMBER(MATCH(CY$11,$AG27:$AJ27,0)),1,0)*IF(ISNUMBER($AF27),(1-$AF27),1) + IF(ISNUMBER(MATCH(CY$11,$AK27:$AP27,0)),-1,0)*_xlfn.IFS(ISNUMBER($AD27),$AD27,ISNUMBER($AE27),$AE27,ISNUMBER($AF27),$AF27,AND($AD27=0,$AE27=0,$AF27=0),1)","v":0},{"$f":"IF(ISNUMBER(MATCH(CZ$11,$AG27:$AJ27,0)),1,0)*IF(ISNUMBER($AF27),(1-$AF27),1) + IF(ISNUMBER(MATCH(CZ$11,$AK27:$AP27,0)),-1,0)*_xlfn.IFS(ISNUMBER($AD27),$AD27,ISNUMBER($AE27),$AE27,ISNUMBER($AF27),$AF27,AND($AD27=0,$AE27=0,$AF27=0),1)","v":0},{"$f":"IF(ISNUMBER(MATCH(DA$11,$AG27:$AJ27,0)),1,0)*IF(ISNUMBER($AF27),(1-$AF27),1) + IF(ISNUMBER(MATCH(DA$11,$AK27:$AP27,0)),-1,0)*_xlfn.IFS(ISNUMBER($AD27),$AD27,ISNUMBER($AE27),$AE27,ISNUMBER($AF27),$AF27,AND($AD27=0,$AE27=0,$AF27=0),1)","v":0},{"$f":"IF(ISNUMBER(MATCH(DB$11,$AG27:$AJ27,0)),1,0)*IF(ISNUMBER($AF27),(1-$AF27),1) + IF(ISNUMBER(MATCH(DB$11,$AK27:$AP27,0)),-1,0)*_xlfn.IFS(ISNUMBER($AD27),$AD27,ISNUMBER($AE27),$AE27,ISNUMBER($AF27),$AF27,AND($AD27=0,$AE27=0,$AF27=0),1)","v":0},{"$f":"IF(ISNUMBER(MATCH(DC$11,$AG27:$AJ27,0)),1,0)*IF(ISNUMBER($AF27),(1-$AF27),1) + IF(ISNUMBER(MATCH(DC$11,$AK27:$AP27,0)),-1,0)*_xlfn.IFS(ISNUMBER($AD27),$AD27,ISNUMBER($AE27),$AE27,ISNUMBER($AF27),$AF27,AND($AD27=0,$AE27=0,$AF27=0),1)","v":0},{"$f":"IF(ISNUMBER(MATCH(DD$11,$AG27:$AJ27,0)),1,0)*IF(ISNUMBER($AF27),(1-$AF27),1) + IF(ISNUMBER(MATCH(DD$11,$AK27:$AP27,0)),-1,0)*_xlfn.IFS(ISNUMBER($AD27),$AD27,ISNUMBER($AE27),$AE27,ISNUMBER($AF27),$AF27,AND($AD27=0,$AE27=0,$AF27=0),1)","v":0},{"$f":"IF(ISNUMBER(MATCH(DE$11,$AG27:$AJ27,0)),1,0)*IF(ISNUMBER($AF27),(1-$AF27),1) + IF(ISNUMBER(MATCH(DE$11,$AK27:$AP27,0)),-1,0)*_xlfn.IFS(ISNUMBER($AD27),$AD27,ISNUMBER($AE27),$AE27,ISNUMBER($AF27),$AF27,AND($AD27=0,$AE27=0,$AF27=0),1)","v":0},null,0,"Datarooms","CDU","Conservation",null,null,null,null,null,null,null,null,null,"e_mech_tx-swb",1.2695376247667771,84.573615399239472,0,0,1.0564997703261369E-2,1.056499770326137,2.1236712555040529E-2,1.0671714851779159,-1,-4.5934772622875521E-2,0,0,0,0,1.0564997703261369E-2,2.1236712555040529E-2,5.243632729639637E-5,5.243632729639637E-5,-5.243632729639637E-5,-5.243632729639637E-5,5.243632729639637E-5,2.1587673271186884E-2,1.0617434030557765E-2,0,0,-5.243632729639637E-5,-5.243632729639637E-5,5.243632729639637E-5,2.1771759520089549E-2,1.0617434030557765E-2,0,0,-5.243632729639637E-5,-5.243632729639637E-5,5.243632729639637E-5,2.1289148882336927E-2,1.0617434030557765E-2,0,0,-5.243632729639637E-5,-5.243632729639637E-5,5.243632729639637E-5,2.1289148882336927E-2,1.0617434030557765E-2,0,0,0,0,-5.2436327296396376E-5,0,0,0,0,0,0,0,0,0,0,-5.243632729639637E-5,0,0,0,0,0,0,0,0,null,null,null,null,null,null,null,null,null,null,null,"e_mech_tx-swb",null,84.573615399239458,0,0,1.0564997703261369E-2,1.056499770326137,2.1236712555040529E-2,1.0671714851779159,-1,-4.5934772622875521E-2,0,0,0,0,1.0564997703261369E-2,2.1236712555040529E-2,5.2436327296391741E-5,5.243632729639637E-5,-5.243632729639637E-5,-5.2436327296391741E-5,5.243632729639637E-5,2.158767327118688E-2,1.0617434030557761E-2,-4.6281185705779156E-18,0,-5.243632729639637E-5,-5.2436327296391741E-5,5.243632729639637E-5,2.1771759520089549E-2,1.0617434030557761E-2,-4.7293586643093072E-18,0,-5.243632729639637E-5,-5.2436327296391741E-5,5.243632729639637E-5,2.1289148882336927E-2,1.0617434030557761E-2,-4.6281185705779156E-18,0,-5.243632729639637E-5,-5.2436327296391741E-5,5.243632729639637E-5,2.1289148882336927E-2,1.0617434030557761E-2,-4.6281185705779156E-18,0,0,0,-5.2436327296396356E-5,0,0,0,7.0660619850502094E-21,0,0,0,0,0,0,-5.243632729639637E-5,0,0,0,0,0,0,0,0,null,null,"e_mech_tx-swb",84.573615399239458,0,0,1.0564997703261369E-2,1.056499770326137,2.1236712555040529E-2,1.0671714851779159,-1,-4.5934772622875521E-2,0,0,0,0,1.0564997703261369E-2,2.1236712555040529E-2,5.2436327296391741E-5,5.243632729639637E-5,-5.243632729639637E-5,-5.2436327296391741E-5,5.243632729639637E-5,2.158767327118688E-2,1.0617434030557761E-2,-4.6281185705779156E-18,0,-5.243632729639637E-5,-5.2436327296391741E-5,5.243632729639637E-5,2.1771759520089549E-2,1.0617434030557761E-2,-4.7293586643093072E-18,0,-5.243632729639637E-5,-5.2436327296391741E-5,5.243632729639637E-5,2.1289148882336927E-2,1.0617434030557761E-2,-4.6281185705779156E-18,0,-5.243632729639637E-5,-5.2436327296391741E-5,5.243632729639637E-5,2.1289148882336927E-2,1.0617434030557761E-2,-4.6281185705779156E-18,0,0,0,-5.2436327296396356E-5,0,0,0,7.0660619850502094E-21,0,0,0,0,0,0,-5.243632729639637E-5,0,0,0,0,0,0,0,0]
[null,null,null,null,null,null,null,null,null,null,null,null,null,null,null,null,null,null,"e_mech_swb-hru,ht",15.159724830022046,15.159724830022046,15.159724830022046,15.159724830022046,189.15264647259815,15.159724830022046,null,"dataroom1","Conservation",null,null,null,null,"e_drms_crit-dr1",null,null,null,"q_dr1_cls,a","q_dr1_cls,l",null,null,null,null,null,{"$f":"IF(ISNUMBER(MATCH(AR$11,$AG28:$AJ28,0)),1,0)*IF(ISNUMBER($AF28),(1-$AF28),1) + IF(ISNUMBER(MATCH(AR$11,$AK28:$AP28,0)),-1,0)*_xlfn.IFS(ISNUMBER($AD28),$AD28,ISNUMBER($AE28),$AE28,ISNUMBER($AF28),$AF28,AND($AD28=0,$AE28=0,$AF28=0),1)","v":0},{"$f":"IF(ISNUMBER(MATCH(AS$11,$AG28:$AJ28,0)),1,0)*IF(ISNUMBER($AF28),(1-$AF28),1) + IF(ISNUMBER(MATCH(AS$11,$AK28:$AP28,0)),-1,0)*_xlfn.IFS(ISNUMBER($AD28),$AD28,ISNUMBER($AE28),$AE28,ISNUMBER($AF28),$AF28,AND($AD28=0,$AE28=0,$AF28=0),1)","v":0},{"$f":"IF(ISNUMBER(MATCH(AT$11,$AG28:$AJ28,0)),1,0)*IF(ISNUMBER($AF28),(1-$AF28),1) + IF(ISNUMBER(MATCH(AT$11,$AK28:$AP28,0)),-1,0)*_xlfn.IFS(ISNUMBER($AD28),$AD28,ISNUMBER($AE28),$AE28,ISNUMBER($AF28),$AF28,AND($AD28=0,$AE28=0,$AF28=0),1)","v":0},{"$f":"IF(ISNUMBER(MATCH(AU$11,$AG28:$AJ28,0)),1,0)*IF(ISNUMBER($AF28),(1-$AF28),1) + IF(ISNUMBER(MATCH(AU$11,$AK28:$AP28,0)),-1,0)*_xlfn.IFS(ISNUMBER($AD28),$AD28,ISNUMBER($AE28),$AE28,ISNUMBER($AF28),$AF28,AND($AD28=0,$AE28=0,$AF28=0),1)","v":0},{"$f":"IF(ISNUMBER(MATCH(AV$11,$AG28:$AJ28,0)),1,0)*IF(ISNUMBER($AF28),(1-$AF28),1) + IF(ISNUMBER(MATCH(AV$11,$AK28:$AP28,0)),-1,0)*_xlfn.IFS(ISNUMBER($AD28),$AD28,ISNUMBER($AE28),$AE28,ISNUMBER($AF28),$AF28,AND($AD28=0,$AE28=0,$AF28=0),1)","v":0},{"$f":"IF(ISNUMBER(MATCH(AW$11,$AG28:$AJ28,0)),1,0)*IF(ISNUMBER($AF28),(1-$AF28),1) + IF(ISNUMBER(MATCH(AW$11,$AK28:$AP28,0)),-1,0)*_xlfn.IFS(ISNUMBER($AD28),$AD28,ISNUMBER($AE28),$AE28,ISNUMBER($AF28),$AF28,AND($AD28=0,$AE28=0,$AF28=0),1)","v":0},{"$f":"IF(ISNUMBER(MATCH(AX$11,$AG28:$AJ28,0)),1,0)*IF(ISNUMBER($AF28),(1-$AF28),1) + IF(ISNUMBER(MATCH(AX$11,$AK28:$AP28,0)),-1,0)*_xlfn.IFS(ISNUMBER($AD28),$AD28,ISNUMBER($AE28),$AE28,ISNUMBER($AF28),$AF28,AND($AD28=0,$AE28=0,$AF28=0),1)","v":0},{"$f":"IF(ISNUMBER(MATCH(AY$11,$AG28:$AJ28,0)),1,0)*IF(ISNUMBER($AF28),(1-$AF28),1) + IF(ISNUMBER(MATCH(AY$11,$AK28:$AP28,0)),-1,0)*_xlfn.IFS(ISNUMBER($AD28),$AD28,ISNUMBER($AE28),$AE28,ISNUMBER($AF28),$AF28,AND($AD28=0,$AE28=0,$AF28=0),1)","v":0},{"$f":"IF(ISNUMBER(MATCH(AZ$11,$AG28:$AJ28,0)),1,0)*IF(ISNUMBER($AF28),(1-$AF28),1) + IF(ISNUMBER(MATCH(AZ$11,$AK28:$AP28,0)),-1,0)*_xlfn.IFS(ISNUMBER($AD28),$AD28,ISNUMBER($AE28),$AE28,ISNUMBER($AF28),$AF28,AND($AD28=0,$AE28=0,$AF28=0),1)","v":0},{"$f":"IF(ISNUMBER(MATCH(BA$11,$AG28:$AJ28,0)),1,0)*IF(ISNUMBER($AF28),(1-$AF28),1) + IF(ISNUMBER(MATCH(BA$11,$AK28:$AP28,0)),-1,0)*_xlfn.IFS(ISNUMBER($AD28),$AD28,ISNUMBER($AE28),$AE28,ISNUMBER($AF28),$AF28,AND($AD28=0,$AE28=0,$AF28=0),1)","v":0},{"$f":"IF(ISNUMBER(MATCH(BB$11,$AG28:$AJ28,0)),1,0)*IF(ISNUMBER($AF28),(1-$AF28),1) + IF(ISNUMBER(MATCH(BB$11,$AK28:$AP28,0)),-1,0)*_xlfn.IFS(ISNUMBER($AD28),$AD28,ISNUMBER($AE28),$AE28,ISNUMBER($AF28),$AF28,AND($AD28=0,$AE28=0,$AF28=0),1)","v":0},{"$f":"IF(ISNUMBER(MATCH(BC$11,$AG28:$AJ28,0)),1,0)*IF(ISNUMBER($AF28),(1-$AF28),1) + IF(ISNUMBER(MATCH(BC$11,$AK28:$AP28,0)),-1,0)*_xlfn.IFS(ISNUMBER($AD28),$AD28,ISNUMBER($AE28),$AE28,ISNUMBER($AF28),$AF28,AND($AD28=0,$AE28=0,$AF28=0),1)","v":0},{"$f":"IF(ISNUMBER(MATCH(BD$11,$AG28:$AJ28,0)),1,0)*IF(ISNUMBER($AF28),(1-$AF28),1) + IF(ISNUMBER(MATCH(BD$11,$AK28:$AP28,0)),-1,0)*_xlfn.IFS(ISNUMBER($AD28),$AD28,ISNUMBER($AE28),$AE28,ISNUMBER($AF28),$AF28,AND($AD28=0,$AE28=0,$AF28=0),1)","v":0},{"$f":"IF(ISNUMBER(MATCH(BE$11,$AG28:$AJ28,0)),1,0)*IF(ISNUMBER($AF28),(1-$AF28),1) + IF(ISNUMBER(MATCH(BE$11,$AK28:$AP28,0)),-1,0)*_xlfn.IFS(ISNUMBER($AD28),$AD28,ISNUMBER($AE28),$AE28,ISNUMBER($AF28),$AF28,AND($AD28=0,$AE28=0,$AF28=0),1)","v":0},{"$f":"IF(ISNUMBER(MATCH(BF$11,$AG28:$AJ28,0)),1,0)*IF(ISNUMBER($AF28),(1-$AF28),1) + IF(ISNUMBER(MATCH(BF$11,$AK28:$AP28,0)),-1,0)*_xlfn.IFS(ISNUMBER($AD28),$AD28,ISNUMBER($AE28),$AE28,ISNUMBER($AF28),$AF28,AND($AD28=0,$AE28=0,$AF28=0),1)","v":0},{"$f":"IF(ISNUMBER(MATCH(BG$11,$AG28:$AJ28,0)),1,0)*IF(ISNUMBER($AF28),(1-$AF28),1) + IF(ISNUMBER(MATCH(BG$11,$AK28:$AP28,0)),-1,0)*_xlfn.IFS(ISNUMBER($AD28),$AD28,ISNUMBER($AE28),$AE28,ISNUMBER($AF28),$AF28,AND($AD28=0,$AE28=0,$AF28=0),1)","v":0},{"$f":"IF(ISNUMBER(MATCH(BH$11,$AG28:$AJ28,0)),1,0)*IF(ISNUMBER($AF28),(1-$AF28),1) + IF(ISNUMBER(MATCH(BH$11,$AK28:$AP28,0)),-1,0)*_xlfn.IFS(ISNUMBER($AD28),$AD28,ISNUMBER($AE28),$AE28,ISNUMBER($AF28),$AF28,AND($AD28=0,$AE28=0,$AF28=0),1)","v":0},{"$f":"IF(ISNUMBER(MATCH(BI$11,$AG28:$AJ28,0)),1,0)*IF(ISNUMBER($AF28),(1-$AF28),1) + IF(ISNUMBER(MATCH(BI$11,$AK28:$AP28,0)),-1,0)*_xlfn.IFS(ISNUMBER($AD28),$AD28,ISNUMBER($AE28),$AE28,ISNUMBER($AF28),$AF28,AND($AD28=0,$AE28=0,$AF28=0),1)","v":0},{"$f":"IF(ISNUMBER(MATCH(BJ$11,$AG28:$AJ28,0)),1,0)*IF(ISNUMBER($AF28),(1-$AF28),1) + IF(ISNUMBER(MATCH(BJ$11,$AK28:$AP28,0)),-1,0)*_xlfn.IFS(ISNUMBER($AD28),$AD28,ISNUMBER($AE28),$AE28,ISNUMBER($AF28),$AF28,AND($AD28=0,$AE28=0,$AF28=0),1)","v":1},{"$f":"IF(ISNUMBER(MATCH(BK$11,$AG28:$AJ28,0)),1,0)*IF(ISNUMBER($AF28),(1-$AF28),1) + IF(ISNUMBER(MATCH(BK$11,$AK28:$AP28,0)),-1,0)*_xlfn.IFS(ISNUMBER($AD28),$AD28,ISNUMBER($AE28),$AE28,ISNUMBER($AF28),$AF28,AND($AD28=0,$AE28=0,$AF28=0),1)","v":0},{"$f":"IF(ISNUMBER(MATCH(BL$11,$AG28:$AJ28,0)),1,0)*IF(ISNUMBER($AF28),(1-$AF28),1) + IF(ISNUMBER(MATCH(BL$11,$AK28:$AP28,0)),-1,0)*_xlfn.IFS(ISNUMBER($AD28),$AD28,ISNUMBER($AE28),$AE28,ISNUMBER($AF28),$AF28,AND($AD28=0,$AE28=0,$AF28=0),1)","v":0},{"$f":"IF(ISNUMBER(MATCH(BM$11,$AG28:$AJ28,0)),1,0)*IF(ISNUMBER($AF28),(1-$AF28),1) + IF(ISNUMBER(MATCH(BM$11,$AK28:$AP28,0)),-1,0)*_xlfn.IFS(ISNUMBER($AD28),$AD28,ISNUMBER($AE28),$AE28,ISNUMBER($AF28),$AF28,AND($AD28=0,$AE28=0,$AF28=0),1)","v":0},{"$f":"IF(ISNUMBER(MATCH(BN$11,$AG28:$AJ28,0)),1,0)*IF(ISNUMBER($AF28),(1-$AF28),1) + IF(ISNUMBER(MATCH(BN$11,$AK28:$AP28,0)),-1,0)*_xlfn.IFS(ISNUMBER($AD28),$AD28,ISNUMBER($AE28),$AE28,ISNUMBER($AF28),$AF28,AND($AD28=0,$AE28=0,$AF28=0),1)","v":0},{"$f":"IF(ISNUMBER(MATCH(BO$11,$AG28:$AJ28,0)),1,0)*IF(ISNUMBER($AF28),(1-$AF28),1) + IF(ISNUMBER(MATCH(BO$11,$AK28:$AP28,0)),-1,0)*_xlfn.IFS(ISNUMBER($AD28),$AD28,ISNUMBER($AE28),$AE28,ISNUMBER($AF28),$AF28,AND($AD28=0,$AE28=0,$AF28=0),1)","v":0},{"$f":"IF(ISNUMBER(MATCH(BP$11,$AG28:$AJ28,0)),1,0)*IF(ISNUMBER($AF28),(1-$AF28),1) + IF(ISNUMBER(MATCH(BP$11,$AK28:$AP28,0)),-1,0)*_xlfn.IFS(ISNUMBER($AD28),$AD28,ISNUMBER($AE28),$AE28,ISNUMBER($AF28),$AF28,AND($AD28=0,$AE28=0,$AF28=0),1)","v":0},{"$f":"IF(ISNUMBER(MATCH(BQ$11,$AG28:$AJ28,0)),1,0)*IF(ISNUMBER($AF28),(1-$AF28),1) + IF(ISNUMBER(MATCH(BQ$11,$AK28:$AP28,0)),-1,0)*_xlfn.IFS(ISNUMBER($AD28),$AD28,ISNUMBER($AE28),$AE28,ISNUMBER($AF28),$AF28,AND($AD28=0,$AE28=0,$AF28=0),1)","v":0},{"$f":"IF(ISNUMBER(MATCH(BR$11,$AG28:$AJ28,0)),1,0)*IF(ISNUMBER($AF28),(1-$AF28),1) + IF(ISNUMBER(MATCH(BR$11,$AK28:$AP28,0)),-1,0)*_xlfn.IFS(ISNUMBER($AD28),$AD28,ISNUMBER($AE28),$AE28,ISNUMBER($AF28),$AF28,AND($AD28=0,$AE28=0,$AF28=0),1)","v":0},{"$f":"IF(ISNUMBER(MATCH(BS$11,$AG28:$AJ28,0)),1,0)*IF(ISNUMBER($AF28),(1-$AF28),1) + IF(ISNUMBER(MATCH(BS$11,$AK28:$AP28,0)),-1,0)*_xlfn.IFS(ISNUMBER($AD28),$AD28,ISNUMBER($AE28),$AE28,ISNUMBER($AF28),$AF28,AND($AD28=0,$AE28=0,$AF28=0),1)","v":0},{"$f":"IF(ISNUMBER(MATCH(BT$11,$AG28:$AJ28,0)),1,0)*IF(ISNUMBER($AF28),(1-$AF28),1) + IF(ISNUMBER(MATCH(BT$11,$AK28:$AP28,0)),-1,0)*_xlfn.IFS(ISNUMBER($AD28),$AD28,ISNUMBER($AE28),$AE28,ISNUMBER($AF28),$AF28,AND($AD28=0,$AE28=0,$AF28=0),1)","v":0},{"$f":"IF(ISNUMBER(MATCH(BU$11,$AG28:$AJ28,0)),1,0)*IF(ISNUMBER($AF28),(1-$AF28),1) + IF(ISNUMBER(MATCH(BU$11,$AK28:$AP28,0)),-1,0)*_xlfn.IFS(ISNUMBER($AD28),$AD28,ISNUMBER($AE28),$AE28,ISNUMBER($AF28),$AF28,AND($AD28=0,$AE28=0,$AF28=0),1)","v":0},{"$f":"IF(ISNUMBER(MATCH(BV$11,$AG28:$AJ28,0)),1,0)*IF(ISNUMBER($AF28),(1-$AF28),1) + IF(ISNUMBER(MATCH(BV$11,$AK28:$AP28,0)),-1,0)*_xlfn.IFS(ISNUMBER($AD28),$AD28,ISNUMBER($AE28),$AE28,ISNUMBER($AF28),$AF28,AND($AD28=0,$AE28=0,$AF28=0),1)","v":0},{"$f":"IF(ISNUMBER(MATCH(BW$11,$AG28:$AJ28,0)),1,0)*IF(ISNUMBER($AF28),(1-$AF28),1) + IF(ISNUMBER(MATCH(BW$11,$AK28:$AP28,0)),-1,0)*_xlfn.IFS(ISNUMBER($AD28),$AD28,ISNUMBER($AE28),$AE28,ISNUMBER($AF28),$AF28,AND($AD28=0,$AE28=0,$AF28=0),1)","v":0},{"$f":"IF(ISNUMBER(MATCH(BX$11,$AG28:$AJ28,0)),1,0)*IF(ISNUMBER($AF28),(1-$AF28),1) + IF(ISNUMBER(MATCH(BX$11,$AK28:$AP28,0)),-1,0)*_xlfn.IFS(ISNUMBER($AD28),$AD28,ISNUMBER($AE28),$AE28,ISNUMBER($AF28),$AF28,AND($AD28=0,$AE28=0,$AF28=0),1)","v":0},{"$f":"IF(ISNUMBER(MATCH(BY$11,$AG28:$AJ28,0)),1,0)*IF(ISNUMBER($AF28),(1-$AF28),1) + IF(ISNUMBER(MATCH(BY$11,$AK28:$AP28,0)),-1,0)*_xlfn.IFS(ISNUMBER($AD28),$AD28,ISNUMBER($AE28),$AE28,ISNUMBER($AF28),$AF28,AND($AD28=0,$AE28=0,$AF28=0),1)","v":0},{"$f":"IF(ISNUMBER(MATCH(BZ$11,$AG28:$AJ28,0)),1,0)*IF(ISNUMBER($AF28),(1-$AF28),1) + IF(ISNUMBER(MATCH(BZ$11,$AK28:$AP28,0)),-1,0)*_xlfn.IFS(ISNUMBER($AD28),$AD28,ISNUMBER($AE28),$AE28,ISNUMBER($AF28),$AF28,AND($AD28=0,$AE28=0,$AF28=0),1)","v":0},{"$f":"IF(ISNUMBER(MATCH(CA$11,$AG28:$AJ28,0)),1,0)*IF(ISNUMBER($AF28),(1-$AF28),1) + IF(ISNUMBER(MATCH(CA$11,$AK28:$AP28,0)),-1,0)*_xlfn.IFS(ISNUMBER($AD28),$AD28,ISNUMBER($AE28),$AE28,ISNUMBER($AF28),$AF28,AND($AD28=0,$AE28=0,$AF28=0),1)","v":0},{"$f":"IF(ISNUMBER(MATCH(CB$11,$AG28:$AJ28,0)),1,0)*IF(ISNUMBER($AF28),(1-$AF28),1) + IF(ISNUMBER(MATCH(CB$11,$AK28:$AP28,0)),-1,0)*_xlfn.IFS(ISNUMBER($AD28),$AD28,ISNUMBER($AE28),$AE28,ISNUMBER($AF28),$AF28,AND($AD28=0,$AE28=0,$AF28=0),1)","v":0},{"$f":"IF(ISNUMBER(MATCH(CC$11,$AG28:$AJ28,0)),1,0)*IF(ISNUMBER($AF28),(1-$AF28),1) + IF(ISNUMBER(MATCH(CC$11,$AK28:$AP28,0)),-1,0)*_xlfn.IFS(ISNUMBER($AD28),$AD28,ISNUMBER($AE28),$AE28,ISNUMBER($AF28),$AF28,AND($AD28=0,$AE28=0,$AF28=0),1)","v":0},{"$f":"IF(ISNUMBER(MATCH(CD$11,$AG28:$AJ28,0)),1,0)*IF(ISNUMBER($AF28),(1-$AF28),1) + IF(ISNUMBER(MATCH(CD$11,$AK28:$AP28,0)),-1,0)*_xlfn.IFS(ISNUMBER($AD28),$AD28,ISNUMBER($AE28),$AE28,ISNUMBER($AF28),$AF28,AND($AD28=0,$AE28=0,$AF28=0),1)","v":0},{"$f":"IF(ISNUMBER(MATCH(CE$11,$AG28:$AJ28,0)),1,0)*IF(ISNUMBER($AF28),(1-$AF28),1) + IF(ISNUMBER(MATCH(CE$11,$AK28:$AP28,0)),-1,0)*_xlfn.IFS(ISNUMBER($AD28),$AD28,ISNUMBER($AE28),$AE28,ISNUMBER($AF28),$AF28,AND($AD28=0,$AE28=0,$AF28=0),1)","v":0},{"$f":"IF(ISNUMBER(MATCH(CF$11,$AG28:$AJ28,0)),1,0)*IF(ISNUMBER($AF28),(1-$AF28),1) + IF(ISNUMBER(MATCH(CF$11,$AK28:$AP28,0)),-1,0)*_xlfn.IFS(ISNUMBER($AD28),$AD28,ISNUMBER($AE28),$AE28,ISNUMBER($AF28),$AF28,AND($AD28=0,$AE28=0,$AF28=0),1)","v":-1},{"$f":"IF(ISNUMBER(MATCH(CG$11,$AG28:$AJ28,0)),1,0)*IF(ISNUMBER($AF28),(1-$AF28),1) + IF(ISNUMBER(MATCH(CG$11,$AK28:$AP28,0)),-1,0)*_xlfn.IFS(ISNUMBER($AD28),$AD28,ISNUMBER($AE28),$AE28,ISNUMBER($AF28),$AF28,AND($AD28=0,$AE28=0,$AF28=0),1)","v":-1},{"$f":"IF(ISNUMBER(MATCH(CH$11,$AG28:$AJ28,0)),1,0)*IF(ISNUMBER($AF28),(1-$AF28),1) + IF(ISNUMBER(MATCH(CH$11,$AK28:$AP28,0)),-1,0)*_xlfn.IFS(ISNUMBER($AD28),$AD28,ISNUMBER($AE28),$AE28,ISNUMBER($AF28),$AF28,AND($AD28=0,$AE28=0,$AF28=0),1)","v":0},{"$f":"IF(ISNUMBER(MATCH(CI$11,$AG28:$AJ28,0)),1,0)*IF(ISNUMBER($AF28),(1-$AF28),1) + IF(ISNUMBER(MATCH(CI$11,$AK28:$AP28,0)),-1,0)*_xlfn.IFS(ISNUMBER($AD28),$AD28,ISNUMBER($AE28),$AE28,ISNUMBER($AF28),$AF28,AND($AD28=0,$AE28=0,$AF28=0),1)","v":0},{"$f":"IF(ISNUMBER(MATCH(CJ$11,$AG28:$AJ28,0)),1,0)*IF(ISNUMBER($AF28),(1-$AF28),1) + IF(ISNUMBER(MATCH(CJ$11,$AK28:$AP28,0)),-1,0)*_xlfn.IFS(ISNUMBER($AD28),$AD28,ISNUMBER($AE28),$AE28,ISNUMBER($AF28),$AF28,AND($AD28=0,$AE28=0,$AF28=0),1)","v":0},{"$f":"IF(ISNUMBER(MATCH(CK$11,$AG28:$AJ28,0)),1,0)*IF(ISNUMBER($AF28),(1-$AF28),1) + IF(ISNUMBER(MATCH(CK$11,$AK28:$AP28,0)),-1,0)*_xlfn.IFS(ISNUMBER($AD28),$AD28,ISNUMBER($AE28),$AE28,ISNUMBER($AF28),$AF28,AND($AD28=0,$AE28=0,$AF28=0),1)","v":0},{"$f":"IF(ISNUMBER(MATCH(CL$11,$AG28:$AJ28,0)),1,0)*IF(ISNUMBER($AF28),(1-$AF28),1) + IF(ISNUMBER(MATCH(CL$11,$AK28:$AP28,0)),-1,0)*_xlfn.IFS(ISNUMBER($AD28),$AD28,ISNUMBER($AE28),$AE28,ISNUMBER($AF28),$AF28,AND($AD28=0,$AE28=0,$AF28=0),1)","v":0},{"$f":"IF(ISNUMBER(MATCH(CM$11,$AG28:$AJ28,0)),1,0)*IF(ISNUMBER($AF28),(1-$AF28),1) + IF(ISNUMBER(MATCH(CM$11,$AK28:$AP28,0)),-1,0)*_xlfn.IFS(ISNUMBER($AD28),$AD28,ISNUMBER($AE28),$AE28,ISNUMBER($AF28),$AF28,AND($AD28=0,$AE28=0,$AF28=0),1)","v":0},{"$f":"IF(ISNUMBER(MATCH(CN$11,$AG28:$AJ28,0)),1,0)*IF(ISNUMBER($AF28),(1-$AF28),1) + IF(ISNUMBER(MATCH(CN$11,$AK28:$AP28,0)),-1,0)*_xlfn.IFS(ISNUMBER($AD28),$AD28,ISNUMBER($AE28),$AE28,ISNUMBER($AF28),$AF28,AND($AD28=0,$AE28=0,$AF28=0),1)","v":0},{"$f":"IF(ISNUMBER(MATCH(CO$11,$AG28:$AJ28,0)),1,0)*IF(ISNUMBER($AF28),(1-$AF28),1) + IF(ISNUMBER(MATCH(CO$11,$AK28:$AP28,0)),-1,0)*_xlfn.IFS(ISNUMBER($AD28),$AD28,ISNUMBER($AE28),$AE28,ISNUMBER($AF28),$AF28,AND($AD28=0,$AE28=0,$AF28=0),1)","v":0},{"$f":"IF(ISNUMBER(MATCH(CP$11,$AG28:$AJ28,0)),1,0)*IF(ISNUMBER($AF28),(1-$AF28),1) + IF(ISNUMBER(MATCH(CP$11,$AK28:$AP28,0)),-1,0)*_xlfn.IFS(ISNUMBER($AD28),$AD28,ISNUMBER($AE28),$AE28,ISNUMBER($AF28),$AF28,AND($AD28=0,$AE28=0,$AF28=0),1)","v":0},{"$f":"IF(ISNUMBER(MATCH(CQ$11,$AG28:$AJ28,0)),1,0)*IF(ISNUMBER($AF28),(1-$AF28),1) + IF(ISNUMBER(MATCH(CQ$11,$AK28:$AP28,0)),-1,0)*_xlfn.IFS(ISNUMBER($AD28),$AD28,ISNUMBER($AE28),$AE28,ISNUMBER($AF28),$AF28,AND($AD28=0,$AE28=0,$AF28=0),1)","v":0},{"$f":"IF(ISNUMBER(MATCH(CR$11,$AG28:$AJ28,0)),1,0)*IF(ISNUMBER($AF28),(1-$AF28),1) + IF(ISNUMBER(MATCH(CR$11,$AK28:$AP28,0)),-1,0)*_xlfn.IFS(ISNUMBER($AD28),$AD28,ISNUMBER($AE28),$AE28,ISNUMBER($AF28),$AF28,AND($AD28=0,$AE28=0,$AF28=0),1)","v":0},{"$f":"IF(ISNUMBER(MATCH(CS$11,$AG28:$AJ28,0)),1,0)*IF(ISNUMBER($AF28),(1-$AF28),1) + IF(ISNUMBER(MATCH(CS$11,$AK28:$AP28,0)),-1,0)*_xlfn.IFS(ISNUMBER($AD28),$AD28,ISNUMBER($AE28),$AE28,ISNUMBER($AF28),$AF28,AND($AD28=0,$AE28=0,$AF28=0),1)","v":0},{"$f":"IF(ISNUMBER(MATCH(CT$11,$AG28:$AJ28,0)),1,0)*IF(ISNUMBER($AF28),(1-$AF28),1) + IF(ISNUMBER(MATCH(CT$11,$AK28:$AP28,0)),-1,0)*_xlfn.IFS(ISNUMBER($AD28),$AD28,ISNUMBER($AE28),$AE28,ISNUMBER($AF28),$AF28,AND($AD28=0,$AE28=0,$AF28=0),1)","v":0},{"$f":"IF(ISNUMBER(MATCH(CU$11,$AG28:$AJ28,0)),1,0)*IF(ISNUMBER($AF28),(1-$AF28),1) + IF(ISNUMBER(MATCH(CU$11,$AK28:$AP28,0)),-1,0)*_xlfn.IFS(ISNUMBER($AD28),$AD28,ISNUMBER($AE28),$AE28,ISNUMBER($AF28),$AF28,AND($AD28=0,$AE28=0,$AF28=0),1)","v":0},{"$f":"IF(ISNUMBER(MATCH(CV$11,$AG28:$AJ28,0)),1,0)*IF(ISNUMBER($AF28),(1-$AF28),1) + IF(ISNUMBER(MATCH(CV$11,$AK28:$AP28,0)),-1,0)*_xlfn.IFS(ISNUMBER($AD28),$AD28,ISNUMBER($AE28),$AE28,ISNUMBER($AF28),$AF28,AND($AD28=0,$AE28=0,$AF28=0),1)","v":0},{"$f":"IF(ISNUMBER(MATCH(CW$11,$AG28:$AJ28,0)),1,0)*IF(ISNUMBER($AF28),(1-$AF28),1) + IF(ISNUMBER(MATCH(CW$11,$AK28:$AP28,0)),-1,0)*_xlfn.IFS(ISNUMBER($AD28),$AD28,ISNUMBER($AE28),$AE28,ISNUMBER($AF28),$AF28,AND($AD28=0,$AE28=0,$AF28=0),1)","v":0},{"$f":"IF(ISNUMBER(MATCH(CX$11,$AG28:$AJ28,0)),1,0)*IF(ISNUMBER($AF28),(1-$AF28),1) + IF(ISNUMBER(MATCH(CX$11,$AK28:$AP28,0)),-1,0)*_xlfn.IFS(ISNUMBER($AD28),$AD28,ISNUMBER($AE28),$AE28,ISNUMBER($AF28),$AF28,AND($AD28=0,$AE28=0,$AF28=0),1)","v":0},{"$f":"IF(ISNUMBER(MATCH(CY$11,$AG28:$AJ28,0)),1,0)*IF(ISNUMBER($AF28),(1-$AF28),1) + IF(ISNUMBER(MATCH(CY$11,$AK28:$AP28,0)),-1,0)*_xlfn.IFS(ISNUMBER($AD28),$AD28,ISNUMBER($AE28),$AE28,ISNUMBER($AF28),$AF28,AND($AD28=0,$AE28=0,$AF28=0),1)","v":0},{"$f":"IF(ISNUMBER(MATCH(CZ$11,$AG28:$AJ28,0)),1,0)*IF(ISNUMBER($AF28),(1-$AF28),1) + IF(ISNUMBER(MATCH(CZ$11,$AK28:$AP28,0)),-1,0)*_xlfn.IFS(ISNUMBER($AD28),$AD28,ISNUMBER($AE28),$AE28,ISNUMBER($AF28),$AF28,AND($AD28=0,$AE28=0,$AF28=0),1)","v":0},{"$f":"IF(ISNUMBER(MATCH(DA$11,$AG28:$AJ28,0)),1,0)*IF(ISNUMBER($AF28),(1-$AF28),1) + IF(ISNUMBER(MATCH(DA$11,$AK28:$AP28,0)),-1,0)*_xlfn.IFS(ISNUMBER($AD28),$AD28,ISNUMBER($AE28),$AE28,ISNUMBER($AF28),$AF28,AND($AD28=0,$AE28=0,$AF28=0),1)","v":0},{"$f":"IF(ISNUMBER(MATCH(DB$11,$AG28:$AJ28,0)),1,0)*IF(ISNUMBER($AF28),(1-$AF28),1) + IF(ISNUMBER(MATCH(DB$11,$AK28:$AP28,0)),-1,0)*_xlfn.IFS(ISNUMBER($AD28),$AD28,ISNUMBER($AE28),$AE28,ISNUMBER($AF28),$AF28,AND($AD28=0,$AE28=0,$AF28=0),1)","v":0},{"$f":"IF(ISNUMBER(MATCH(DC$11,$AG28:$AJ28,0)),1,0)*IF(ISNUMBER($AF28),(1-$AF28),1) + IF(ISNUMBER(MATCH(DC$11,$AK28:$AP28,0)),-1,0)*_xlfn.IFS(ISNUMBER($AD28),$AD28,ISNUMBER($AE28),$AE28,ISNUMBER($AF28),$AF28,AND($AD28=0,$AE28=0,$AF28=0),1)","v":0},{"$f":"IF(ISNUMBER(MATCH(DD$11,$AG28:$AJ28,0)),1,0)*IF(ISNUMBER($AF28),(1-$AF28),1) + IF(ISNUMBER(MATCH(DD$11,$AK28:$AP28,0)),-1,0)*_xlfn.IFS(ISNUMBER($AD28),$AD28,ISNUMBER($AE28),$AE28,ISNUMBER($AF28),$AF28,AND($AD28=0,$AE28=0,$AF28=0),1)","v":0},{"$f":"IF(ISNUMBER(MATCH(DE$11,$AG28:$AJ28,0)),1,0)*IF(ISNUMBER($AF28),(1-$AF28),1) + IF(ISNUMBER(MATCH(DE$11,$AK28:$AP28,0)),-1,0)*_xlfn.IFS(ISNUMBER($AD28),$AD28,ISNUMBER($AE28),$AE28,ISNUMBER($AF28),$AF28,AND($AD28=0,$AE28=0,$AF28=0),1)","v":0},null,0,"Datarooms","dataroom1","Conservation",null,null,null,null,null,null,null,null,null,"e_drms_oh-dr1",4.9851272187795965,91.195773077341499,0,0,0,0,0,0,0,0,1.0101010101010102,1.0101010101010102,1.0203040506070811,1.0203040506070811,0,0,2.2543025969887175E-2,2.2543025969887175E-2,-2.2543025969887175E-2,-2.2543025969887175E-2,2.2543025969887175E-2,2.3176855483790532E-2,2.2543025969887175E-2,-6.9138491766497335E-21,0,-2.2543025969887175E-2,-2.2543025969887175E-2,2.2543025969887175E-2,2.3567708968518408E-2,2.2543025969887175E-2,-6.9138491766497335E-21,0,-2.2543025969887175E-2,-2.2543025969887175E-2,2.2543025969887175E-2,2.2543025969887175E-2,2.2543025969887175E-2,-6.9138491766497335E-21,0,-2.2543025969887175E-2,-2.2543025969887175E-2,2.2543025969887175E-2,2.2543025969887175E-2,2.2543025969887175E-2,-6.9138491766497335E-21,0,1.0203040506070811,-2.2487501275380059E-2,-5.5524694507111271E-5,-2.0406081012141621E-2,-0.26017753290480561,-2.0406081012141621E-2,-2.0814202632384454E-3,0,-2.0406081012141621E-2,-2.2487501275380059E-2,-0.25809611264156718,1.0203040506070811,-2.2487501275380059E-2,-5.5524694507111264E-5,-2.0406081012141621E-2,-0.26017753290480561,-2.0406081012141621E-2,-2.0814202632384454E-3,0,-2.0406081012141621E-2,-2.2487501275380059E-2,-0.25809611264156718,null,null,null,null,null,null,null,null,null,null,null,"e_drms_oh-dr1",null,960.35261111272087,0,0,0,0,0,0,0,0,1.0101010101010102,1.0101010101010102,1.0203040506070811,1.0203040506070811,0,0,0.28127641296365569,2.2543025969887175E-2,-2.2543025969887175E-2,-0.28127641296365569,2.2543025969887175E-2,0.19319299347943689,0.28127641296365569,0.25873338699376852,0,-2.2543025969887175E-2,-0.28127641296365569,2.2543025969887175E-2,0.29406170446200375,0.28127641296365569,0.25873338699376852,0,-2.2543025969887175E-2,-0.28127641296365569,2.2543025969887175E-2,2.2543025969887175E-2,0.28127641296365569,0.25873338699376852,0,-2.2543025969887175E-2,-0.28127641296365569,2.2543025969887175E-2,2.2543025969887175E-2,0.28127641296365569,0.25873338699376852,0,1.0203040506070811,-0.28058361391694725,-6.9279904670851153E-4,-2.0406081012141621E-2,-0.26017753290480561,-2.0406081012141621E-2,-2.0814202632384454E-3,0,-2.0406081012141621E-2,-0.28058361391694725,-0.25809611264156718,1.0203040506070811,-2.2487501275380059E-2,-5.5524694507111149E-5,-2.0406081012141621E-2,-0.26017753290480561,-2.0406081012141621E-2,-2.0814202632384454E-3,0,-2.0406081012141621E-2,-2.2487501275380059E-2,-0.25809611264156718,null,null,"e_drms_oh-dr1",1137.8782938416016,0,0,0,0,0,0,0,0,1.0101010101010102,1.0101010101010102,1.0203040506070811,1.0203040506070811,0,0,0.28127641296365569,0.28127641296365574,-0.28127641296365574,-0.28127641296365569,0.28127641296365574,0.28918490281499049,0.28127641296365569,-5.6889496203114708E-17,0,-0.28127641296365574,-0.28127641296365569,0.28127641296365574,0.29406170446200375,0.28127641296365569,-5.6889496203114708E-17,0,-0.28127641296365574,-0.28127641296365569,0.28127641296365574,0.28127641296365574,0.28127641296365569,-5.6889496203114708E-17,0,-0.28127641296365574,-0.28127641296365569,0.28127641296365574,0.28127641296365574,0.28127641296365569,-5.6889496203114708E-17,0,1.0203040506070811,-0.28058361391694725,-6.9279904670851153E-4,-2.0406081012141621E-2,-0.26017753290480561,-2.0406081012141621E-2,-2.0814202632384454E-3,0,-2.0406081012141621E-2,-0.28058361391694725,-0.25809611264156718,1.0203040506070811,-0.28058361391694725,-6.9279904670851164E-4,-2.0406081012141621E-2,-0.26017753290480561,-2.0406081012141621E-2,-2.0814202632384454E-3,0,-2.0406081012141621E-2,-0.28058361391694725,-0.25809611264156718]
[null,null,null,null,null,null,null,null,null,null,null,null,null,null,null,null,null,null,"q_mech_swb-amb",9.5074908500159356,1.0442844991623972,0.90283815346568075,9.5074908500159356,11.264995109031855,0.90283815346568075,null,null,"Conservation",null,null,null,null,"q_dr1_cls,a","e_drms_oh-dr1",null,null,"q_drms_dr1-hru,lt",null,null,null,null,null,null,{"$f":"IF(ISNUMBER(MATCH(AR$11,$AG29:$AJ29,0)),1,0)*IF(ISNUMBER($AF29),(1-$AF29),1) + IF(ISNUMBER(MATCH(AR$11,$AK29:$AP29,0)),-1,0)*_xlfn.IFS(ISNUMBER($AD29),$AD29,ISNUMBER($AE29),$AE29,ISNUMBER($AF29),$AF29,AND($AD29=0,$AE29=0,$AF29=0),1)","v":0},{"$f":"IF(ISNUMBER(MATCH(AS$11,$AG29:$AJ29,0)),1,0)*IF(ISNUMBER($AF29),(1-$AF29),1) + IF(ISNUMBER(MATCH(AS$11,$AK29:$AP29,0)),-1,0)*_xlfn.IFS(ISNUMBER($AD29),$AD29,ISNUMBER($AE29),$AE29,ISNUMBER($AF29),$AF29,AND($AD29=0,$AE29=0,$AF29=0),1)","v":0},{"$f":"IF(ISNUMBER(MATCH(AT$11,$AG29:$AJ29,0)),1,0)*IF(ISNUMBER($AF29),(1-$AF29),1) + IF(ISNUMBER(MATCH(AT$11,$AK29:$AP29,0)),-1,0)*_xlfn.IFS(ISNUMBER($AD29),$AD29,ISNUMBER($AE29),$AE29,ISNUMBER($AF29),$AF29,AND($AD29=0,$AE29=0,$AF29=0),1)","v":0},{"$f":"IF(ISNUMBER(MATCH(AU$11,$AG29:$AJ29,0)),1,0)*IF(ISNUMBER($AF29),(1-$AF29),1) + IF(ISNUMBER(MATCH(AU$11,$AK29:$AP29,0)),-1,0)*_xlfn.IFS(ISNUMBER($AD29),$AD29,ISNUMBER($AE29),$AE29,ISNUMBER($AF29),$AF29,AND($AD29=0,$AE29=0,$AF29=0),1)","v":0},{"$f":"IF(ISNUMBER(MATCH(AV$11,$AG29:$AJ29,0)),1,0)*IF(ISNUMBER($AF29),(1-$AF29),1) + IF(ISNUMBER(MATCH(AV$11,$AK29:$AP29,0)),-1,0)*_xlfn.IFS(ISNUMBER($AD29),$AD29,ISNUMBER($AE29),$AE29,ISNUMBER($AF29),$AF29,AND($AD29=0,$AE29=0,$AF29=0),1)","v":0},{"$f":"IF(ISNUMBER(MATCH(AW$11,$AG29:$AJ29,0)),1,0)*IF(ISNUMBER($AF29),(1-$AF29),1) + IF(ISNUMBER(MATCH(AW$11,$AK29:$AP29,0)),-1,0)*_xlfn.IFS(ISNUMBER($AD29),$AD29,ISNUMBER($AE29),$AE29,ISNUMBER($AF29),$AF29,AND($AD29=0,$AE29=0,$AF29=0),1)","v":0},{"$f":"IF(ISNUMBER(MATCH(AX$11,$AG29:$AJ29,0)),1,0)*IF(ISNUMBER($AF29),(1-$AF29),1) + IF(ISNUMBER(MATCH(AX$11,$AK29:$AP29,0)),-1,0)*_xlfn.IFS(ISNUMBER($AD29),$AD29,ISNUMBER($AE29),$AE29,ISNUMBER($AF29),$AF29,AND($AD29=0,$AE29=0,$AF29=0),1)","v":0},{"$f":"IF(ISNUMBER(MATCH(AY$11,$AG29:$AJ29,0)),1,0)*IF(ISNUMBER($AF29),(1-$AF29),1) + IF(ISNUMBER(MATCH(AY$11,$AK29:$AP29,0)),-1,0)*_xlfn.IFS(ISNUMBER($AD29),$AD29,ISNUMBER($AE29),$AE29,ISNUMBER($AF29),$AF29,AND($AD29=0,$AE29=0,$AF29=0),1)","v":0},{"$f":"IF(ISNUMBER(MATCH(AZ$11,$AG29:$AJ29,0)),1,0)*IF(ISNUMBER($AF29),(1-$AF29),1) + IF(ISNUMBER(MATCH(AZ$11,$AK29:$AP29,0)),-1,0)*_xlfn.IFS(ISNUMBER($AD29),$AD29,ISNUMBER($AE29),$AE29,ISNUMBER($AF29),$AF29,AND($AD29=0,$AE29=0,$AF29=0),1)","v":0},{"$f":"IF(ISNUMBER(MATCH(BA$11,$AG29:$AJ29,0)),1,0)*IF(ISNUMBER($AF29),(1-$AF29),1) + IF(ISNUMBER(MATCH(BA$11,$AK29:$AP29,0)),-1,0)*_xlfn.IFS(ISNUMBER($AD29),$AD29,ISNUMBER($AE29),$AE29,ISNUMBER($AF29),$AF29,AND($AD29=0,$AE29=0,$AF29=0),1)","v":0},{"$f":"IF(ISNUMBER(MATCH(BB$11,$AG29:$AJ29,0)),1,0)*IF(ISNUMBER($AF29),(1-$AF29),1) + IF(ISNUMBER(MATCH(BB$11,$AK29:$AP29,0)),-1,0)*_xlfn.IFS(ISNUMBER($AD29),$AD29,ISNUMBER($AE29),$AE29,ISNUMBER($AF29),$AF29,AND($AD29=0,$AE29=0,$AF29=0),1)","v":0},{"$f":"IF(ISNUMBER(MATCH(BC$11,$AG29:$AJ29,0)),1,0)*IF(ISNUMBER($AF29),(1-$AF29),1) + IF(ISNUMBER(MATCH(BC$11,$AK29:$AP29,0)),-1,0)*_xlfn.IFS(ISNUMBER($AD29),$AD29,ISNUMBER($AE29),$AE29,ISNUMBER($AF29),$AF29,AND($AD29=0,$AE29=0,$AF29=0),1)","v":0},{"$f":"IF(ISNUMBER(MATCH(BD$11,$AG29:$AJ29,0)),1,0)*IF(ISNUMBER($AF29),(1-$AF29),1) + IF(ISNUMBER(MATCH(BD$11,$AK29:$AP29,0)),-1,0)*_xlfn.IFS(ISNUMBER($AD29),$AD29,ISNUMBER($AE29),$AE29,ISNUMBER($AF29),$AF29,AND($AD29=0,$AE29=0,$AF29=0),1)","v":0},{"$f":"IF(ISNUMBER(MATCH(BE$11,$AG29:$AJ29,0)),1,0)*IF(ISNUMBER($AF29),(1-$AF29),1) + IF(ISNUMBER(MATCH(BE$11,$AK29:$AP29,0)),-1,0)*_xlfn.IFS(ISNUMBER($AD29),$AD29,ISNUMBER($AE29),$AE29,ISNUMBER($AF29),$AF29,AND($AD29=0,$AE29=0,$AF29=0),1)","v":0},{"$f":"IF(ISNUMBER(MATCH(BF$11,$AG29:$AJ29,0)),1,0)*IF(ISNUMBER($AF29),(1-$AF29),1) + IF(ISNUMBER(MATCH(BF$11,$AK29:$AP29,0)),-1,0)*_xlfn.IFS(ISNUMBER($AD29),$AD29,ISNUMBER($AE29),$AE29,ISNUMBER($AF29),$AF29,AND($AD29=0,$AE29=0,$AF29=0),1)","v":0},{"$f":"IF(ISNUMBER(MATCH(BG$11,$AG29:$AJ29,0)),1,0)*IF(ISNUMBER($AF29),(1-$AF29),1) + IF(ISNUMBER(MATCH(BG$11,$AK29:$AP29,0)),-1,0)*_xlfn.IFS(ISNUMBER($AD29),$AD29,ISNUMBER($AE29),$AE29,ISNUMBER($AF29),$AF29,AND($AD29=0,$AE29=0,$AF29=0),1)","v":0},{"$f":"IF(ISNUMBER(MATCH(BH$11,$AG29:$AJ29,0)),1,0)*IF(ISNUMBER($AF29),(1-$AF29),1) + IF(ISNUMBER(MATCH(BH$11,$AK29:$AP29,0)),-1,0)*_xlfn.IFS(ISNUMBER($AD29),$AD29,ISNUMBER($AE29),$AE29,ISNUMBER($AF29),$AF29,AND($AD29=0,$AE29=0,$AF29=0),1)","v":0},{"$f":"IF(ISNUMBER(MATCH(BI$11,$AG29:$AJ29,0)),1,0)*IF(ISNUMBER($AF29),(1-$AF29),1) + IF(ISNUMBER(MATCH(BI$11,$AK29:$AP29,0)),-1,0)*_xlfn.IFS(ISNUMBER($AD29),$AD29,ISNUMBER($AE29),$AE29,ISNUMBER($AF29),$AF29,AND($AD29=0,$AE29=0,$AF29=0),1)","v":0},{"$f":"IF(ISNUMBER(MATCH(BJ$11,$AG29:$AJ29,0)),1,0)*IF(ISNUMBER($AF29),(1-$AF29),1) + IF(ISNUMBER(MATCH(BJ$11,$AK29:$AP29,0)),-1,0)*_xlfn.IFS(ISNUMBER($AD29),$AD29,ISNUMBER($AE29),$AE29,ISNUMBER($AF29),$AF29,AND($AD29=0,$AE29=0,$AF29=0),1)","v":0},{"$f":"IF(ISNUMBER(MATCH(BK$11,$AG29:$AJ29,0)),1,0)*IF(ISNUMBER($AF29),(1-$AF29),1) + IF(ISNUMBER(MATCH(BK$11,$AK29:$AP29,0)),-1,0)*_xlfn.IFS(ISNUMBER($AD29),$AD29,ISNUMBER($AE29),$AE29,ISNUMBER($AF29),$AF29,AND($AD29=0,$AE29=0,$AF29=0),1)","v":1},{"$f":"IF(ISNUMBER(MATCH(BL$11,$AG29:$AJ29,0)),1,0)*IF(ISNUMBER($AF29),(1-$AF29),1) + IF(ISNUMBER(MATCH(BL$11,$AK29:$AP29,0)),-1,0)*_xlfn.IFS(ISNUMBER($AD29),$AD29,ISNUMBER($AE29),$AE29,ISNUMBER($AF29),$AF29,AND($AD29=0,$AE29=0,$AF29=0),1)","v":0},{"$f":"IF(ISNUMBER(MATCH(BM$11,$AG29:$AJ29,0)),1,0)*IF(ISNUMBER($AF29),(1-$AF29),1) + IF(ISNUMBER(MATCH(BM$11,$AK29:$AP29,0)),-1,0)*_xlfn.IFS(ISNUMBER($AD29),$AD29,ISNUMBER($AE29),$AE29,ISNUMBER($AF29),$AF29,AND($AD29=0,$AE29=0,$AF29=0),1)","v":0},{"$f":"IF(ISNUMBER(MATCH(BN$11,$AG29:$AJ29,0)),1,0)*IF(ISNUMBER($AF29),(1-$AF29),1) + IF(ISNUMBER(MATCH(BN$11,$AK29:$AP29,0)),-1,0)*_xlfn.IFS(ISNUMBER($AD29),$AD29,ISNUMBER($AE29),$AE29,ISNUMBER($AF29),$AF29,AND($AD29=0,$AE29=0,$AF29=0),1)","v":0},{"$f":"IF(ISNUMBER(MATCH(BO$11,$AG29:$AJ29,0)),1,0)*IF(ISNUMBER($AF29),(1-$AF29),1) + IF(ISNUMBER(MATCH(BO$11,$AK29:$AP29,0)),-1,0)*_xlfn.IFS(ISNUMBER($AD29),$AD29,ISNUMBER($AE29),$AE29,ISNUMBER($AF29),$AF29,AND($AD29=0,$AE29=0,$AF29=0),1)","v":0},{"$f":"IF(ISNUMBER(MATCH(BP$11,$AG29:$AJ29,0)),1,0)*IF(ISNUMBER($AF29),(1-$AF29),1) + IF(ISNUMBER(MATCH(BP$11,$AK29:$AP29,0)),-1,0)*_xlfn.IFS(ISNUMBER($AD29),$AD29,ISNUMBER($AE29),$AE29,ISNUMBER($AF29),$AF29,AND($AD29=0,$AE29=0,$AF29=0),1)","v":0},{"$f":"IF(ISNUMBER(MATCH(BQ$11,$AG29:$AJ29,0)),1,0)*IF(ISNUMBER($AF29),(1-$AF29),1) + IF(ISNUMBER(MATCH(BQ$11,$AK29:$AP29,0)),-1,0)*_xlfn.IFS(ISNUMBER($AD29),$AD29,ISNUMBER($AE29),$AE29,ISNUMBER($AF29),$AF29,AND($AD29=0,$AE29=0,$AF29=0),1)","v":0},{"$f":"IF(ISNUMBER(MATCH(BR$11,$AG29:$AJ29,0)),1,0)*IF(ISNUMBER($AF29),(1-$AF29),1) + IF(ISNUMBER(MATCH(BR$11,$AK29:$AP29,0)),-1,0)*_xlfn.IFS(ISNUMBER($AD29),$AD29,ISNUMBER($AE29),$AE29,ISNUMBER($AF29),$AF29,AND($AD29=0,$AE29=0,$AF29=0),1)","v":0},{"$f":"IF(ISNUMBER(MATCH(BS$11,$AG29:$AJ29,0)),1,0)*IF(ISNUMBER($AF29),(1-$AF29),1) + IF(ISNUMBER(MATCH(BS$11,$AK29:$AP29,0)),-1,0)*_xlfn.IFS(ISNUMBER($AD29),$AD29,ISNUMBER($AE29),$AE29,ISNUMBER($AF29),$AF29,AND($AD29=0,$AE29=0,$AF29=0),1)","v":0},{"$f":"IF(ISNUMBER(MATCH(BT$11,$AG29:$AJ29,0)),1,0)*IF(ISNUMBER($AF29),(1-$AF29),1) + IF(ISNUMBER(MATCH(BT$11,$AK29:$AP29,0)),-1,0)*_xlfn.IFS(ISNUMBER($AD29),$AD29,ISNUMBER($AE29),$AE29,ISNUMBER($AF29),$AF29,AND($AD29=0,$AE29=0,$AF29=0),1)","v":0},{"$f":"IF(ISNUMBER(MATCH(BU$11,$AG29:$AJ29,0)),1,0)*IF(ISNUMBER($AF29),(1-$AF29),1) + IF(ISNUMBER(MATCH(BU$11,$AK29:$AP29,0)),-1,0)*_xlfn.IFS(ISNUMBER($AD29),$AD29,ISNUMBER($AE29),$AE29,ISNUMBER($AF29),$AF29,AND($AD29=0,$AE29=0,$AF29=0),1)","v":-1},{"$f":"IF(ISNUMBER(MATCH(BV$11,$AG29:$AJ29,0)),1,0)*IF(ISNUMBER($AF29),(1-$AF29),1) + IF(ISNUMBER(MATCH(BV$11,$AK29:$AP29,0)),-1,0)*_xlfn.IFS(ISNUMBER($AD29),$AD29,ISNUMBER($AE29),$AE29,ISNUMBER($AF29),$AF29,AND($AD29=0,$AE29=0,$AF29=0),1)","v":0},{"$f":"IF(ISNUMBER(MATCH(BW$11,$AG29:$AJ29,0)),1,0)*IF(ISNUMBER($AF29),(1-$AF29),1) + IF(ISNUMBER(MATCH(BW$11,$AK29:$AP29,0)),-1,0)*_xlfn.IFS(ISNUMBER($AD29),$AD29,ISNUMBER($AE29),$AE29,ISNUMBER($AF29),$AF29,AND($AD29=0,$AE29=0,$AF29=0),1)","v":0},{"$f":"IF(ISNUMBER(MATCH(BX$11,$AG29:$AJ29,0)),1,0)*IF(ISNUMBER($AF29),(1-$AF29),1) + IF(ISNUMBER(MATCH(BX$11,$AK29:$AP29,0)),-1,0)*_xlfn.IFS(ISNUMBER($AD29),$AD29,ISNUMBER($AE29),$AE29,ISNUMBER($AF29),$AF29,AND($AD29=0,$AE29=0,$AF29=0),1)","v":0},{"$f":"IF(ISNUMBER(MATCH(BY$11,$AG29:$AJ29,0)),1,0)*IF(ISNUMBER($AF29),(1-$AF29),1) + IF(ISNUMBER(MATCH(BY$11,$AK29:$AP29,0)),-1,0)*_xlfn.IFS(ISNUMBER($AD29),$AD29,ISNUMBER($AE29),$AE29,ISNUMBER($AF29),$AF29,AND($AD29=0,$AE29=0,$AF29=0),1)","v":0},{"$f":"IF(ISNUMBER(MATCH(BZ$11,$AG29:$AJ29,0)),1,0)*IF(ISNUMBER($AF29),(1-$AF29),1) + IF(ISNUMBER(MATCH(BZ$11,$AK29:$AP29,0)),-1,0)*_xlfn.IFS(ISNUMBER($AD29),$AD29,ISNUMBER($AE29),$AE29,ISNUMBER($AF29),$AF29,AND($AD29=0,$AE29=0,$AF29=0),1)","v":0},{"$f":"IF(ISNUMBER(MATCH(CA$11,$AG29:$AJ29,0)),1,0)*IF(ISNUMBER($AF29),(1-$AF29),1) + IF(ISNUMBER(MATCH(CA$11,$AK29:$AP29,0)),-1,0)*_xlfn.IFS(ISNUMBER($AD29),$AD29,ISNUMBER($AE29),$AE29,ISNUMBER($AF29),$AF29,AND($AD29=0,$AE29=0,$AF29=0),1)","v":0},{"$f":"IF(ISNUMBER(MATCH(CB$11,$AG29:$AJ29,0)),1,0)*IF(ISNUMBER($AF29),(1-$AF29),1) + IF(ISNUMBER(MATCH(CB$11,$AK29:$AP29,0)),-1,0)*_xlfn.IFS(ISNUMBER($AD29),$AD29,ISNUMBER($AE29),$AE29,ISNUMBER($AF29),$AF29,AND($AD29=0,$AE29=0,$AF29=0),1)","v":0},{"$f":"IF(ISNUMBER(MATCH(CC$11,$AG29:$AJ29,0)),1,0)*IF(ISNUMBER($AF29),(1-$AF29),1) + IF(ISNUMBER(MATCH(CC$11,$AK29:$AP29,0)),-1,0)*_xlfn.IFS(ISNUMBER($AD29),$AD29,ISNUMBER($AE29),$AE29,ISNUMBER($AF29),$AF29,AND($AD29=0,$AE29=0,$AF29=0),1)","v":0},{"$f":"IF(ISNUMBER(MATCH(CD$11,$AG29:$AJ29,0)),1,0)*IF(ISNUMBER($AF29),(1-$AF29),1) + IF(ISNUMBER(MATCH(CD$11,$AK29:$AP29,0)),-1,0)*_xlfn.IFS(ISNUMBER($AD29),$AD29,ISNUMBER($AE29),$AE29,ISNUMBER($AF29),$AF29,AND($AD29=0,$AE29=0,$AF29=0),1)","v":0},{"$f":"IF(ISNUMBER(MATCH(CE$11,$AG29:$AJ29,0)),1,0)*IF(ISNUMBER($AF29),(1-$AF29),1) + IF(ISNUMBER(MATCH(CE$11,$AK29:$AP29,0)),-1,0)*_xlfn.IFS(ISNUMBER($AD29),$AD29,ISNUMBER($AE29),$AE29,ISNUMBER($AF29),$AF29,AND($AD29=0,$AE29=0,$AF29=0),1)","v":0},{"$f":"IF(ISNUMBER(MATCH(CF$11,$AG29:$AJ29,0)),1,0)*IF(ISNUMBER($AF29),(1-$AF29),1) + IF(ISNUMBER(MATCH(CF$11,$AK29:$AP29,0)),-1,0)*_xlfn.IFS(ISNUMBER($AD29),$AD29,ISNUMBER($AE29),$AE29,ISNUMBER($AF29),$AF29,AND($AD29=0,$AE29=0,$AF29=0),1)","v":1},{"$f":"IF(ISNUMBER(MATCH(CG$11,$AG29:$AJ29,0)),1,0)*IF(ISNUMBER($AF29),(1-$AF29),1) + IF(ISNUMBER(MATCH(CG$11,$AK29:$AP29,0)),-1,0)*_xlfn.IFS(ISNUMBER($AD29),$AD29,ISNUMBER($AE29),$AE29,ISNUMBER($AF29),$AF29,AND($AD29=0,$AE29=0,$AF29=0),1)","v":0},{"$f":"IF(ISNUMBER(MATCH(CH$11,$AG29:$AJ29,0)),1,0)*IF(ISNUMBER($AF29),(1-$AF29),1) + IF(ISNUMBER(MATCH(CH$11,$AK29:$AP29,0)),-1,0)*_xlfn.IFS(ISNUMBER($AD29),$AD29,ISNUMBER($AE29),$AE29,ISNUMBER($AF29),$AF29,AND($AD29=0,$AE29=0,$AF29=0),1)","v":0},{"$f":"IF(ISNUMBER(MATCH(CI$11,$AG29:$AJ29,0)),1,0)*IF(ISNUMBER($AF29),(1-$AF29),1) + IF(ISNUMBER(MATCH(CI$11,$AK29:$AP29,0)),-1,0)*_xlfn.IFS(ISNUMBER($AD29),$AD29,ISNUMBER($AE29),$AE29,ISNUMBER($AF29),$AF29,AND($AD29=0,$AE29=0,$AF29=0),1)","v":0},{"$f":"IF(ISNUMBER(MATCH(CJ$11,$AG29:$AJ29,0)),1,0)*IF(ISNUMBER($AF29),(1-$AF29),1) + IF(ISNUMBER(MATCH(CJ$11,$AK29:$AP29,0)),-1,0)*_xlfn.IFS(ISNUMBER($AD29),$AD29,ISNUMBER($AE29),$AE29,ISNUMBER($AF29),$AF29,AND($AD29=0,$AE29=0,$AF29=0),1)","v":0},{"$f":"IF(ISNUMBER(MATCH(CK$11,$AG29:$AJ29,0)),1,0)*IF(ISNUMBER($AF29),(1-$AF29),1) + IF(ISNUMBER(MATCH(CK$11,$AK29:$AP29,0)),-1,0)*_xlfn.IFS(ISNUMBER($AD29),$AD29,ISNUMBER($AE29),$AE29,ISNUMBER($AF29),$AF29,AND($AD29=0,$AE29=0,$AF29=0),1)","v":0},{"$f":"IF(ISNUMBER(MATCH(CL$11,$AG29:$AJ29,0)),1,0)*IF(ISNUMBER($AF29),(1-$AF29),1) + IF(ISNUMBER(MATCH(CL$11,$AK29:$AP29,0)),-1,0)*_xlfn.IFS(ISNUMBER($AD29),$AD29,ISNUMBER($AE29),$AE29,ISNUMBER($AF29),$AF29,AND($AD29=0,$AE29=0,$AF29=0),1)","v":0},{"$f":"IF(ISNUMBER(MATCH(CM$11,$AG29:$AJ29,0)),1,0)*IF(ISNUMBER($AF29),(1-$AF29),1) + IF(ISNUMBER(MATCH(CM$11,$AK29:$AP29,0)),-1,0)*_xlfn.IFS(ISNUMBER($AD29),$AD29,ISNUMBER($AE29),$AE29,ISNUMBER($AF29),$AF29,AND($AD29=0,$AE29=0,$AF29=0),1)","v":0},{"$f":"IF(ISNUMBER(MATCH(CN$11,$AG29:$AJ29,0)),1,0)*IF(ISNUMBER($AF29),(1-$AF29),1) + IF(ISNUMBER(MATCH(CN$11,$AK29:$AP29,0)),-1,0)*_xlfn.IFS(ISNUMBER($AD29),$AD29,ISNUMBER($AE29),$AE29,ISNUMBER($AF29),$AF29,AND($AD29=0,$AE29=0,$AF29=0),1)","v":0},{"$f":"IF(ISNUMBER(MATCH(CO$11,$AG29:$AJ29,0)),1,0)*IF(ISNUMBER($AF29),(1-$AF29),1) + IF(ISNUMBER(MATCH(CO$11,$AK29:$AP29,0)),-1,0)*_xlfn.IFS(ISNUMBER($AD29),$AD29,ISNUMBER($AE29),$AE29,ISNUMBER($AF29),$AF29,AND($AD29=0,$AE29=0,$AF29=0),1)","v":0},{"$f":"IF(ISNUMBER(MATCH(CP$11,$AG29:$AJ29,0)),1,0)*IF(ISNUMBER($AF29),(1-$AF29),1) + IF(ISNUMBER(MATCH(CP$11,$AK29:$AP29,0)),-1,0)*_xlfn.IFS(ISNUMBER($AD29),$AD29,ISNUMBER($AE29),$AE29,ISNUMBER($AF29),$AF29,AND($AD29=0,$AE29=0,$AF29=0),1)","v":0},{"$f":"IF(ISNUMBER(MATCH(CQ$11,$AG29:$AJ29,0)),1,0)*IF(ISNUMBER($AF29),(1-$AF29),1) + IF(ISNUMBER(MATCH(CQ$11,$AK29:$AP29,0)),-1,0)*_xlfn.IFS(ISNUMBER($AD29),$AD29,ISNUMBER($AE29),$AE29,ISNUMBER($AF29),$AF29,AND($AD29=0,$AE29=0,$AF29=0),1)","v":0},{"$f":"IF(ISNUMBER(MATCH(CR$11,$AG29:$AJ29,0)),1,0)*IF(ISNUMBER($AF29),(1-$AF29),1) + IF(ISNUMBER(MATCH(CR$11,$AK29:$AP29,0)),-1,0)*_xlfn.IFS(ISNUMBER($AD29),$AD29,ISNUMBER($AE29),$AE29,ISNUMBER($AF29),$AF29,AND($AD29=0,$AE29=0,$AF29=0),1)","v":0},{"$f":"IF(ISNUMBER(MATCH(CS$11,$AG29:$AJ29,0)),1,0)*IF(ISNUMBER($AF29),(1-$AF29),1) + IF(ISNUMBER(MATCH(CS$11,$AK29:$AP29,0)),-1,0)*_xlfn.IFS(ISNUMBER($AD29),$AD29,ISNUMBER($AE29),$AE29,ISNUMBER($AF29),$AF29,AND($AD29=0,$AE29=0,$AF29=0),1)","v":0},{"$f":"IF(ISNUMBER(MATCH(CT$11,$AG29:$AJ29,0)),1,0)*IF(ISNUMBER($AF29),(1-$AF29),1) + IF(ISNUMBER(MATCH(CT$11,$AK29:$AP29,0)),-1,0)*_xlfn.IFS(ISNUMBER($AD29),$AD29,ISNUMBER($AE29),$AE29,ISNUMBER($AF29),$AF29,AND($AD29=0,$AE29=0,$AF29=0),1)","v":0},{"$f":"IF(ISNUMBER(MATCH(CU$11,$AG29:$AJ29,0)),1,0)*IF(ISNUMBER($AF29),(1-$AF29),1) + IF(ISNUMBER(MATCH(CU$11,$AK29:$AP29,0)),-1,0)*_xlfn.IFS(ISNUMBER($AD29),$AD29,ISNUMBER($AE29),$AE29,ISNUMBER($AF29),$AF29,AND($AD29=0,$AE29=0,$AF29=0),1)","v":0},{"$f":"IF(ISNUMBER(MATCH(CV$11,$AG29:$AJ29,0)),1,0)*IF(ISNUMBER($AF29),(1-$AF29),1) + IF(ISNUMBER(MATCH(CV$11,$AK29:$AP29,0)),-1,0)*_xlfn.IFS(ISNUMBER($AD29),$AD29,ISNUMBER($AE29),$AE29,ISNUMBER($AF29),$AF29,AND($AD29=0,$AE29=0,$AF29=0),1)","v":0},{"$f":"IF(ISNUMBER(MATCH(CW$11,$AG29:$AJ29,0)),1,0)*IF(ISNUMBER($AF29),(1-$AF29),1) + IF(ISNUMBER(MATCH(CW$11,$AK29:$AP29,0)),-1,0)*_xlfn.IFS(ISNUMBER($AD29),$AD29,ISNUMBER($AE29),$AE29,ISNUMBER($AF29),$AF29,AND($AD29=0,$AE29=0,$AF29=0),1)","v":0},{"$f":"IF(ISNUMBER(MATCH(CX$11,$AG29:$AJ29,0)),1,0)*IF(ISNUMBER($AF29),(1-$AF29),1) + IF(ISNUMBER(MATCH(CX$11,$AK29:$AP29,0)),-1,0)*_xlfn.IFS(ISNUMBER($AD29),$AD29,ISNUMBER($AE29),$AE29,ISNUMBER($AF29),$AF29,AND($AD29=0,$AE29=0,$AF29=0),1)","v":0},{"$f":"IF(ISNUMBER(MATCH(CY$11,$AG29:$AJ29,0)),1,0)*IF(ISNUMBER($AF29),(1-$AF29),1) + IF(ISNUMBER(MATCH(CY$11,$AK29:$AP29,0)),-1,0)*_xlfn.IFS(ISNUMBER($AD29),$AD29,ISNUMBER($AE29),$AE29,ISNUMBER($AF29),$AF29,AND($AD29=0,$AE29=0,$AF29=0),1)","v":0},{"$f":"IF(ISNUMBER(MATCH(CZ$11,$AG29:$AJ29,0)),1,0)*IF(ISNUMBER($AF29),(1-$AF29),1) + IF(ISNUMBER(MATCH(CZ$11,$AK29:$AP29,0)),-1,0)*_xlfn.IFS(ISNUMBER($AD29),$AD29,ISNUMBER($AE29),$AE29,ISNUMBER($AF29),$AF29,AND($AD29=0,$AE29=0,$AF29=0),1)","v":0},{"$f":"IF(ISNUMBER(MATCH(DA$11,$AG29:$AJ29,0)),1,0)*IF(ISNUMBER($AF29),(1-$AF29),1) + IF(ISNUMBER(MATCH(DA$11,$AK29:$AP29,0)),-1,0)*_xlfn.IFS(ISNUMBER($AD29),$AD29,ISNUMBER($AE29),$AE29,ISNUMBER($AF29),$AF29,AND($AD29=0,$AE29=0,$AF29=0),1)","v":0},{"$f":"IF(ISNUMBER(MATCH(DB$11,$AG29:$AJ29,0)),1,0)*IF(ISNUMBER($AF29),(1-$AF29),1) + IF(ISNUMBER(MATCH(DB$11,$AK29:$AP29,0)),-1,0)*_xlfn.IFS(ISNUMBER($AD29),$AD29,ISNUMBER($AE29),$AE29,ISNUMBER($AF29),$AF29,AND($AD29=0,$AE29=0,$AF29=0),1)","v":0},{"$f":"IF(ISNUMBER(MATCH(DC$11,$AG29:$AJ29,0)),1,0)*IF(ISNUMBER($AF29),(1-$AF29),1) + IF(ISNUMBER(MATCH(DC$11,$AK29:$AP29,0)),-1,0)*_xlfn.IFS(ISNUMBER($AD29),$AD29,ISNUMBER($AE29),$AE29,ISNUMBER($AF29),$AF29,AND($AD29=0,$AE29=0,$AF29=0),1)","v":0},{"$f":"IF(ISNUMBER(MATCH(DD$11,$AG29:$AJ29,0)),1,0)*IF(ISNUMBER($AF29),(1-$AF29),1) + IF(ISNUMBER(MATCH(DD$11,$AK29:$AP29,0)),-1,0)*_xlfn.IFS(ISNUMBER($AD29),$AD29,ISNUMBER($AE29),$AE29,ISNUMBER($AF29),$AF29,AND($AD29=0,$AE29=0,$AF29=0),1)","v":0},{"$f":"IF(ISNUMBER(MATCH(DE$11,$AG29:$AJ29,0)),1,0)*IF(ISNUMBER($AF29),(1-$AF29),1) + IF(ISNUMBER(MATCH(DE$11,$AK29:$AP29,0)),-1,0)*_xlfn.IFS(ISNUMBER($AD29),$AD29,ISNUMBER($AE29),$AE29,ISNUMBER($AF29),$AF29,AND($AD29=0,$AE29=0,$AF29=0),1)","v":0},null,0,"Datarooms","dataroom1","Conservation",null,null,null,null,null,null,null,null,null,"e_drms_crit-dr1",2.9352759465917981,90.283815346568076,0,0,0,0,0,0,0,0,0,0,1.0101010101010102,1.0101010101010102,0,0,2.2317595710188303E-2,2.2317595710188303E-2,-2.2317595710188303E-2,-2.2317595710188303E-2,2.2317595710188303E-2,2.2945086928952627E-2,2.2317595710188303E-2,-6.8447106848832355E-21,0,-2.2317595710188303E-2,-2.2317595710188303E-2,2.2317595710188303E-2,2.3332031878833225E-2,2.2317595710188303E-2,-6.8447106848832355E-21,0,-2.2317595710188303E-2,-2.2317595710188303E-2,2.2317595710188303E-2,2.2317595710188303E-2,2.2317595710188303E-2,-6.8447106848832355E-21,0,-2.2317595710188303E-2,-2.2317595710188303E-2,2.2317595710188303E-2,2.2317595710188303E-2,2.2317595710188303E-2,-6.8447106848832355E-21,0,1.0101010101010102,-2.2262626262626258E-2,-5.4969447562040158E-5,-2.0202020202020204E-2,-0.25757575757575757,-2.0202020202020204E-2,-2.060606060606061E-3,0,-2.0202020202020204E-2,-2.2262626262626258E-2,-0.25551515151515153,1.0101010101010102,-2.2262626262626258E-2,-5.4969447562040152E-5,-2.0202020202020204E-2,-0.25757575757575757,-2.0202020202020204E-2,-2.060606060606061E-3,0,-2.0202020202020204E-2,-2.2262626262626258E-2,-0.25551515151515153,null,null,null,null,null,null,null,null,null,null,null,"e_drms_crit-dr1",null,950.74908500159358,0,0,0,0,0,0,0,0,0,0,1.0101010101010102,1.0101010101010102,0,0,0.27846364883401914,2.2317595710188303E-2,-2.2317595710188303E-2,-0.27846364883401914,2.2317595710188303E-2,0.19126106354464251,0.27846364883401914,0.25614605312383082,0,-2.2317595710188303E-2,-0.27846364883401914,2.2317595710188303E-2,0.29112108741738368,0.27846364883401914,0.25614605312383082,0,-2.2317595710188303E-2,-0.27846364883401914,2.2317595710188303E-2,2.2317595710188303E-2,0.27846364883401914,0.25614605312383082,0,-2.2317595710188303E-2,-0.27846364883401914,2.2317595710188303E-2,2.2317595710188303E-2,0.27846364883401914,0.25614605312383082,0,1.0101010101010102,-0.27777777777777779,-6.8587105624142645E-4,-2.0202020202020204E-2,-0.25757575757575757,-2.0202020202020204E-2,-2.060606060606061E-3,0,-2.0202020202020204E-2,-0.27777777777777779,-0.25551515151515153,1.0101010101010102,-2.2262626262626258E-2,-5.4969447562040036E-5,-2.0202020202020204E-2,-0.25757575757575757,-2.0202020202020204E-2,-2.060606060606061E-3,0,-2.0202020202020204E-2,-2.2262626262626258E-2,-0.25551515151515153,null,null,"e_drms_crit-dr1",1126.4995109031856,0,0,0,0,0,0,0,0,0,0,1.0101010101010102,1.0101010101010102,0,0,0.27846364883401914,0.2784636488340192,-0.2784636488340192,-0.27846364883401914,0.2784636488340192,0.28629305378684056,0.27846364883401914,-5.6442031884401943E-17,0,-0.2784636488340192,-0.27846364883401914,0.2784636488340192,0.29112108741738368,0.27846364883401914,-5.6442031884401943E-17,0,-0.2784636488340192,-0.27846364883401914,0.2784636488340192,0.2784636488340192,0.27846364883401914,-5.6442031884401943E-17,0,-0.2784636488340192,-0.27846364883401914,0.2784636488340192,0.2784636488340192,0.27846364883401914,-5.6442031884401943E-17,0,1.0101010101010102,-0.27777777777777779,-6.8587105624142645E-4,-2.0202020202020204E-2,-0.25757575757575757,-2.0202020202020204E-2,-2.060606060606061E-3,0,-2.0202020202020204E-2,-0.27777777777777779,-0.25551515151515153,1.0101010101010102,-0.27777777777777779,-6.8587105624142656E-4,-2.0202020202020204E-2,-0.25757575757575757,-2.0202020202020204E-2,-2.060606060606061E-3,0,-2.0202020202020204E-2,-0.27777777777777779,-0.25551515151515153]
[null,null,null,null,null,null,null,null,null,null,null,null,null,null,null,null,null,null,"e_drms_crit-dr1",1849.3817234983223,1849.3817234983223,1849.3817234983223,1849.3817234983223,1849.3817234983223,1849.3817234983223,null,null,"Conservation",null,null,null,null,"q_drms_dr1-hru,ht",null,null,null,"q_dr1_cls,l",null,null,null,null,null,null,{"$f":"IF(ISNUMBER(MATCH(AR$11,$AG30:$AJ30,0)),1,0)*IF(ISNUMBER($AF30),(1-$AF30),1) + IF(ISNUMBER(MATCH(AR$11,$AK30:$AP30,0)),-1,0)*_xlfn.IFS(ISNUMBER($AD30),$AD30,ISNUMBER($AE30),$AE30,ISNUMBER($AF30),$AF30,AND($AD30=0,$AE30=0,$AF30=0),1)","v":0},{"$f":"IF(ISNUMBER(MATCH(AS$11,$AG30:$AJ30,0)),1,0)*IF(ISNUMBER($AF30),(1-$AF30),1) + IF(ISNUMBER(MATCH(AS$11,$AK30:$AP30,0)),-1,0)*_xlfn.IFS(ISNUMBER($AD30),$AD30,ISNUMBER($AE30),$AE30,ISNUMBER($AF30),$AF30,AND($AD30=0,$AE30=0,$AF30=0),1)","v":0},{"$f":"IF(ISNUMBER(MATCH(AT$11,$AG30:$AJ30,0)),1,0)*IF(ISNUMBER($AF30),(1-$AF30),1) + IF(ISNUMBER(MATCH(AT$11,$AK30:$AP30,0)),-1,0)*_xlfn.IFS(ISNUMBER($AD30),$AD30,ISNUMBER($AE30),$AE30,ISNUMBER($AF30),$AF30,AND($AD30=0,$AE30=0,$AF30=0),1)","v":0},{"$f":"IF(ISNUMBER(MATCH(AU$11,$AG30:$AJ30,0)),1,0)*IF(ISNUMBER($AF30),(1-$AF30),1) + IF(ISNUMBER(MATCH(AU$11,$AK30:$AP30,0)),-1,0)*_xlfn.IFS(ISNUMBER($AD30),$AD30,ISNUMBER($AE30),$AE30,ISNUMBER($AF30),$AF30,AND($AD30=0,$AE30=0,$AF30=0),1)","v":0},{"$f":"IF(ISNUMBER(MATCH(AV$11,$AG30:$AJ30,0)),1,0)*IF(ISNUMBER($AF30),(1-$AF30),1) + IF(ISNUMBER(MATCH(AV$11,$AK30:$AP30,0)),-1,0)*_xlfn.IFS(ISNUMBER($AD30),$AD30,ISNUMBER($AE30),$AE30,ISNUMBER($AF30),$AF30,AND($AD30=0,$AE30=0,$AF30=0),1)","v":0},{"$f":"IF(ISNUMBER(MATCH(AW$11,$AG30:$AJ30,0)),1,0)*IF(ISNUMBER($AF30),(1-$AF30),1) + IF(ISNUMBER(MATCH(AW$11,$AK30:$AP30,0)),-1,0)*_xlfn.IFS(ISNUMBER($AD30),$AD30,ISNUMBER($AE30),$AE30,ISNUMBER($AF30),$AF30,AND($AD30=0,$AE30=0,$AF30=0),1)","v":0},{"$f":"IF(ISNUMBER(MATCH(AX$11,$AG30:$AJ30,0)),1,0)*IF(ISNUMBER($AF30),(1-$AF30),1) + IF(ISNUMBER(MATCH(AX$11,$AK30:$AP30,0)),-1,0)*_xlfn.IFS(ISNUMBER($AD30),$AD30,ISNUMBER($AE30),$AE30,ISNUMBER($AF30),$AF30,AND($AD30=0,$AE30=0,$AF30=0),1)","v":0},{"$f":"IF(ISNUMBER(MATCH(AY$11,$AG30:$AJ30,0)),1,0)*IF(ISNUMBER($AF30),(1-$AF30),1) + IF(ISNUMBER(MATCH(AY$11,$AK30:$AP30,0)),-1,0)*_xlfn.IFS(ISNUMBER($AD30),$AD30,ISNUMBER($AE30),$AE30,ISNUMBER($AF30),$AF30,AND($AD30=0,$AE30=0,$AF30=0),1)","v":0},{"$f":"IF(ISNUMBER(MATCH(AZ$11,$AG30:$AJ30,0)),1,0)*IF(ISNUMBER($AF30),(1-$AF30),1) + IF(ISNUMBER(MATCH(AZ$11,$AK30:$AP30,0)),-1,0)*_xlfn.IFS(ISNUMBER($AD30),$AD30,ISNUMBER($AE30),$AE30,ISNUMBER($AF30),$AF30,AND($AD30=0,$AE30=0,$AF30=0),1)","v":0},{"$f":"IF(ISNUMBER(MATCH(BA$11,$AG30:$AJ30,0)),1,0)*IF(ISNUMBER($AF30),(1-$AF30),1) + IF(ISNUMBER(MATCH(BA$11,$AK30:$AP30,0)),-1,0)*_xlfn.IFS(ISNUMBER($AD30),$AD30,ISNUMBER($AE30),$AE30,ISNUMBER($AF30),$AF30,AND($AD30=0,$AE30=0,$AF30=0),1)","v":0},{"$f":"IF(ISNUMBER(MATCH(BB$11,$AG30:$AJ30,0)),1,0)*IF(ISNUMBER($AF30),(1-$AF30),1) + IF(ISNUMBER(MATCH(BB$11,$AK30:$AP30,0)),-1,0)*_xlfn.IFS(ISNUMBER($AD30),$AD30,ISNUMBER($AE30),$AE30,ISNUMBER($AF30),$AF30,AND($AD30=0,$AE30=0,$AF30=0),1)","v":0},{"$f":"IF(ISNUMBER(MATCH(BC$11,$AG30:$AJ30,0)),1,0)*IF(ISNUMBER($AF30),(1-$AF30),1) + IF(ISNUMBER(MATCH(BC$11,$AK30:$AP30,0)),-1,0)*_xlfn.IFS(ISNUMBER($AD30),$AD30,ISNUMBER($AE30),$AE30,ISNUMBER($AF30),$AF30,AND($AD30=0,$AE30=0,$AF30=0),1)","v":0},{"$f":"IF(ISNUMBER(MATCH(BD$11,$AG30:$AJ30,0)),1,0)*IF(ISNUMBER($AF30),(1-$AF30),1) + IF(ISNUMBER(MATCH(BD$11,$AK30:$AP30,0)),-1,0)*_xlfn.IFS(ISNUMBER($AD30),$AD30,ISNUMBER($AE30),$AE30,ISNUMBER($AF30),$AF30,AND($AD30=0,$AE30=0,$AF30=0),1)","v":0},{"$f":"IF(ISNUMBER(MATCH(BE$11,$AG30:$AJ30,0)),1,0)*IF(ISNUMBER($AF30),(1-$AF30),1) + IF(ISNUMBER(MATCH(BE$11,$AK30:$AP30,0)),-1,0)*_xlfn.IFS(ISNUMBER($AD30),$AD30,ISNUMBER($AE30),$AE30,ISNUMBER($AF30),$AF30,AND($AD30=0,$AE30=0,$AF30=0),1)","v":0},{"$f":"IF(ISNUMBER(MATCH(BF$11,$AG30:$AJ30,0)),1,0)*IF(ISNUMBER($AF30),(1-$AF30),1) + IF(ISNUMBER(MATCH(BF$11,$AK30:$AP30,0)),-1,0)*_xlfn.IFS(ISNUMBER($AD30),$AD30,ISNUMBER($AE30),$AE30,ISNUMBER($AF30),$AF30,AND($AD30=0,$AE30=0,$AF30=0),1)","v":0},{"$f":"IF(ISNUMBER(MATCH(BG$11,$AG30:$AJ30,0)),1,0)*IF(ISNUMBER($AF30),(1-$AF30),1) + IF(ISNUMBER(MATCH(BG$11,$AK30:$AP30,0)),-1,0)*_xlfn.IFS(ISNUMBER($AD30),$AD30,ISNUMBER($AE30),$AE30,ISNUMBER($AF30),$AF30,AND($AD30=0,$AE30=0,$AF30=0),1)","v":0},{"$f":"IF(ISNUMBER(MATCH(BH$11,$AG30:$AJ30,0)),1,0)*IF(ISNUMBER($AF30),(1-$AF30),1) + IF(ISNUMBER(MATCH(BH$11,$AK30:$AP30,0)),-1,0)*_xlfn.IFS(ISNUMBER($AD30),$AD30,ISNUMBER($AE30),$AE30,ISNUMBER($AF30),$AF30,AND($AD30=0,$AE30=0,$AF30=0),1)","v":0},{"$f":"IF(ISNUMBER(MATCH(BI$11,$AG30:$AJ30,0)),1,0)*IF(ISNUMBER($AF30),(1-$AF30),1) + IF(ISNUMBER(MATCH(BI$11,$AK30:$AP30,0)),-1,0)*_xlfn.IFS(ISNUMBER($AD30),$AD30,ISNUMBER($AE30),$AE30,ISNUMBER($AF30),$AF30,AND($AD30=0,$AE30=0,$AF30=0),1)","v":0},{"$f":"IF(ISNUMBER(MATCH(BJ$11,$AG30:$AJ30,0)),1,0)*IF(ISNUMBER($AF30),(1-$AF30),1) + IF(ISNUMBER(MATCH(BJ$11,$AK30:$AP30,0)),-1,0)*_xlfn.IFS(ISNUMBER($AD30),$AD30,ISNUMBER($AE30),$AE30,ISNUMBER($AF30),$AF30,AND($AD30=0,$AE30=0,$AF30=0),1)","v":0},{"$f":"IF(ISNUMBER(MATCH(BK$11,$AG30:$AJ30,0)),1,0)*IF(ISNUMBER($AF30),(1-$AF30),1) + IF(ISNUMBER(MATCH(BK$11,$AK30:$AP30,0)),-1,0)*_xlfn.IFS(ISNUMBER($AD30),$AD30,ISNUMBER($AE30),$AE30,ISNUMBER($AF30),$AF30,AND($AD30=0,$AE30=0,$AF30=0),1)","v":0},{"$f":"IF(ISNUMBER(MATCH(BL$11,$AG30:$AJ30,0)),1,0)*IF(ISNUMBER($AF30),(1-$AF30),1) + IF(ISNUMBER(MATCH(BL$11,$AK30:$AP30,0)),-1,0)*_xlfn.IFS(ISNUMBER($AD30),$AD30,ISNUMBER($AE30),$AE30,ISNUMBER($AF30),$AF30,AND($AD30=0,$AE30=0,$AF30=0),1)","v":0},{"$f":"IF(ISNUMBER(MATCH(BM$11,$AG30:$AJ30,0)),1,0)*IF(ISNUMBER($AF30),(1-$AF30),1) + IF(ISNUMBER(MATCH(BM$11,$AK30:$AP30,0)),-1,0)*_xlfn.IFS(ISNUMBER($AD30),$AD30,ISNUMBER($AE30),$AE30,ISNUMBER($AF30),$AF30,AND($AD30=0,$AE30=0,$AF30=0),1)","v":0},{"$f":"IF(ISNUMBER(MATCH(BN$11,$AG30:$AJ30,0)),1,0)*IF(ISNUMBER($AF30),(1-$AF30),1) + IF(ISNUMBER(MATCH(BN$11,$AK30:$AP30,0)),-1,0)*_xlfn.IFS(ISNUMBER($AD30),$AD30,ISNUMBER($AE30),$AE30,ISNUMBER($AF30),$AF30,AND($AD30=0,$AE30=0,$AF30=0),1)","v":0},{"$f":"IF(ISNUMBER(MATCH(BO$11,$AG30:$AJ30,0)),1,0)*IF(ISNUMBER($AF30),(1-$AF30),1) + IF(ISNUMBER(MATCH(BO$11,$AK30:$AP30,0)),-1,0)*_xlfn.IFS(ISNUMBER($AD30),$AD30,ISNUMBER($AE30),$AE30,ISNUMBER($AF30),$AF30,AND($AD30=0,$AE30=0,$AF30=0),1)","v":0},{"$f":"IF(ISNUMBER(MATCH(BP$11,$AG30:$AJ30,0)),1,0)*IF(ISNUMBER($AF30),(1-$AF30),1) + IF(ISNUMBER(MATCH(BP$11,$AK30:$AP30,0)),-1,0)*_xlfn.IFS(ISNUMBER($AD30),$AD30,ISNUMBER($AE30),$AE30,ISNUMBER($AF30),$AF30,AND($AD30=0,$AE30=0,$AF30=0),1)","v":0},{"$f":"IF(ISNUMBER(MATCH(BQ$11,$AG30:$AJ30,0)),1,0)*IF(ISNUMBER($AF30),(1-$AF30),1) + IF(ISNUMBER(MATCH(BQ$11,$AK30:$AP30,0)),-1,0)*_xlfn.IFS(ISNUMBER($AD30),$AD30,ISNUMBER($AE30),$AE30,ISNUMBER($AF30),$AF30,AND($AD30=0,$AE30=0,$AF30=0),1)","v":0},{"$f":"IF(ISNUMBER(MATCH(BR$11,$AG30:$AJ30,0)),1,0)*IF(ISNUMBER($AF30),(1-$AF30),1) + IF(ISNUMBER(MATCH(BR$11,$AK30:$AP30,0)),-1,0)*_xlfn.IFS(ISNUMBER($AD30),$AD30,ISNUMBER($AE30),$AE30,ISNUMBER($AF30),$AF30,AND($AD30=0,$AE30=0,$AF30=0),1)","v":0},{"$f":"IF(ISNUMBER(MATCH(BS$11,$AG30:$AJ30,0)),1,0)*IF(ISNUMBER($AF30),(1-$AF30),1) + IF(ISNUMBER(MATCH(BS$11,$AK30:$AP30,0)),-1,0)*_xlfn.IFS(ISNUMBER($AD30),$AD30,ISNUMBER($AE30),$AE30,ISNUMBER($AF30),$AF30,AND($AD30=0,$AE30=0,$AF30=0),1)","v":0},{"$f":"IF(ISNUMBER(MATCH(BT$11,$AG30:$AJ30,0)),1,0)*IF(ISNUMBER($AF30),(1-$AF30),1) + IF(ISNUMBER(MATCH(BT$11,$AK30:$AP30,0)),-1,0)*_xlfn.IFS(ISNUMBER($AD30),$AD30,ISNUMBER($AE30),$AE30,ISNUMBER($AF30),$AF30,AND($AD30=0,$AE30=0,$AF30=0),1)","v":0},{"$f":"IF(ISNUMBER(MATCH(BU$11,$AG30:$AJ30,0)),1,0)*IF(ISNUMBER($AF30),(1-$AF30),1) + IF(ISNUMBER(MATCH(BU$11,$AK30:$AP30,0)),-1,0)*_xlfn.IFS(ISNUMBER($AD30),$AD30,ISNUMBER($AE30),$AE30,ISNUMBER($AF30),$AF30,AND($AD30=0,$AE30=0,$AF30=0),1)","v":0},{"$f":"IF(ISNUMBER(MATCH(BV$11,$AG30:$AJ30,0)),1,0)*IF(ISNUMBER($AF30),(1-$AF30),1) + IF(ISNUMBER(MATCH(BV$11,$AK30:$AP30,0)),-1,0)*_xlfn.IFS(ISNUMBER($AD30),$AD30,ISNUMBER($AE30),$AE30,ISNUMBER($AF30),$AF30,AND($AD30=0,$AE30=0,$AF30=0),1)","v":1},{"$f":"IF(ISNUMBER(MATCH(BW$11,$AG30:$AJ30,0)),1,0)*IF(ISNUMBER($AF30),(1-$AF30),1) + IF(ISNUMBER(MATCH(BW$11,$AK30:$AP30,0)),-1,0)*_xlfn.IFS(ISNUMBER($AD30),$AD30,ISNUMBER($AE30),$AE30,ISNUMBER($AF30),$AF30,AND($AD30=0,$AE30=0,$AF30=0),1)","v":0},{"$f":"IF(ISNUMBER(MATCH(BX$11,$AG30:$AJ30,0)),1,0)*IF(ISNUMBER($AF30),(1-$AF30),1) + IF(ISNUMBER(MATCH(BX$11,$AK30:$AP30,0)),-1,0)*_xlfn.IFS(ISNUMBER($AD30),$AD30,ISNUMBER($AE30),$AE30,ISNUMBER($AF30),$AF30,AND($AD30=0,$AE30=0,$AF30=0),1)","v":0},{"$f":"IF(ISNUMBER(MATCH(BY$11,$AG30:$AJ30,0)),1,0)*IF(ISNUMBER($AF30),(1-$AF30),1) + IF(ISNUMBER(MATCH(BY$11,$AK30:$AP30,0)),-1,0)*_xlfn.IFS(ISNUMBER($AD30),$AD30,ISNUMBER($AE30),$AE30,ISNUMBER($AF30),$AF30,AND($AD30=0,$AE30=0,$AF30=0),1)","v":0},{"$f":"IF(ISNUMBER(MATCH(BZ$11,$AG30:$AJ30,0)),1,0)*IF(ISNUMBER($AF30),(1-$AF30),1) + IF(ISNUMBER(MATCH(BZ$11,$AK30:$AP30,0)),-1,0)*_xlfn.IFS(ISNUMBER($AD30),$AD30,ISNUMBER($AE30),$AE30,ISNUMBER($AF30),$AF30,AND($AD30=0,$AE30=0,$AF30=0),1)","v":0},{"$f":"IF(ISNUMBER(MATCH(CA$11,$AG30:$AJ30,0)),1,0)*IF(ISNUMBER($AF30),(1-$AF30),1) + IF(ISNUMBER(MATCH(CA$11,$AK30:$AP30,0)),-1,0)*_xlfn.IFS(ISNUMBER($AD30),$AD30,ISNUMBER($AE30),$AE30,ISNUMBER($AF30),$AF30,AND($AD30=0,$AE30=0,$AF30=0),1)","v":0},{"$f":"IF(ISNUMBER(MATCH(CB$11,$AG30:$AJ30,0)),1,0)*IF(ISNUMBER($AF30),(1-$AF30),1) + IF(ISNUMBER(MATCH(CB$11,$AK30:$AP30,0)),-1,0)*_xlfn.IFS(ISNUMBER($AD30),$AD30,ISNUMBER($AE30),$AE30,ISNUMBER($AF30),$AF30,AND($AD30=0,$AE30=0,$AF30=0),1)","v":0},{"$f":"IF(ISNUMBER(MATCH(CC$11,$AG30:$AJ30,0)),1,0)*IF(ISNUMBER($AF30),(1-$AF30),1) + IF(ISNUMBER(MATCH(CC$11,$AK30:$AP30,0)),-1,0)*_xlfn.IFS(ISNUMBER($AD30),$AD30,ISNUMBER($AE30),$AE30,ISNUMBER($AF30),$AF30,AND($AD30=0,$AE30=0,$AF30=0),1)","v":0},{"$f":"IF(ISNUMBER(MATCH(CD$11,$AG30:$AJ30,0)),1,0)*IF(ISNUMBER($AF30),(1-$AF30),1) + IF(ISNUMBER(MATCH(CD$11,$AK30:$AP30,0)),-1,0)*_xlfn.IFS(ISNUMBER($AD30),$AD30,ISNUMBER($AE30),$AE30,ISNUMBER($AF30),$AF30,AND($AD30=0,$AE30=0,$AF30=0),1)","v":0},{"$f":"IF(ISNUMBER(MATCH(CE$11,$AG30:$AJ30,0)),1,0)*IF(ISNUMBER($AF30),(1-$AF30),1) + IF(ISNUMBER(MATCH(CE$11,$AK30:$AP30,0)),-1,0)*_xlfn.IFS(ISNUMBER($AD30),$AD30,ISNUMBER($AE30),$AE30,ISNUMBER($AF30),$AF30,AND($AD30=0,$AE30=0,$AF30=0),1)","v":0},{"$f":"IF(ISNUMBER(MATCH(CF$11,$AG30:$AJ30,0)),1,0)*IF(ISNUMBER($AF30),(1-$AF30),1) + IF(ISNUMBER(MATCH(CF$11,$AK30:$AP30,0)),-1,0)*_xlfn.IFS(ISNUMBER($AD30),$AD30,ISNUMBER($AE30),$AE30,ISNUMBER($AF30),$AF30,AND($AD30=0,$AE30=0,$AF30=0),1)","v":0},{"$f":"IF(ISNUMBER(MATCH(CG$11,$AG30:$AJ30,0)),1,0)*IF(ISNUMBER($AF30),(1-$AF30),1) + IF(ISNUMBER(MATCH(CG$11,$AK30:$AP30,0)),-1,0)*_xlfn.IFS(ISNUMBER($AD30),$AD30,ISNUMBER($AE30),$AE30,ISNUMBER($AF30),$AF30,AND($AD30=0,$AE30=0,$AF30=0),1)","v":-1},{"$f":"IF(ISNUMBER(MATCH(CH$11,$AG30:$AJ30,0)),1,0)*IF(ISNUMBER($AF30),(1-$AF30),1) + IF(ISNUMBER(MATCH(CH$11,$AK30:$AP30,0)),-1,0)*_xlfn.IFS(ISNUMBER($AD30),$AD30,ISNUMBER($AE30),$AE30,ISNUMBER($AF30),$AF30,AND($AD30=0,$AE30=0,$AF30=0),1)","v":0},{"$f":"IF(ISNUMBER(MATCH(CI$11,$AG30:$AJ30,0)),1,0)*IF(ISNUMBER($AF30),(1-$AF30),1) + IF(ISNUMBER(MATCH(CI$11,$AK30:$AP30,0)),-1,0)*_xlfn.IFS(ISNUMBER($AD30),$AD30,ISNUMBER($AE30),$AE30,ISNUMBER($AF30),$AF30,AND($AD30=0,$AE30=0,$AF30=0),1)","v":0},{"$f":"IF(ISNUMBER(MATCH(CJ$11,$AG30:$AJ30,0)),1,0)*IF(ISNUMBER($AF30),(1-$AF30),1) + IF(ISNUMBER(MATCH(CJ$11,$AK30:$AP30,0)),-1,0)*_xlfn.IFS(ISNUMBER($AD30),$AD30,ISNUMBER($AE30),$AE30,ISNUMBER($AF30),$AF30,AND($AD30=0,$AE30=0,$AF30=0),1)","v":0},{"$f":"IF(ISNUMBER(MATCH(CK$11,$AG30:$AJ30,0)),1,0)*IF(ISNUMBER($AF30),(1-$AF30),1) + IF(ISNUMBER(MATCH(CK$11,$AK30:$AP30,0)),-1,0)*_xlfn.IFS(ISNUMBER($AD30),$AD30,ISNUMBER($AE30),$AE30,ISNUMBER($AF30),$AF30,AND($AD30=0,$AE30=0,$AF30=0),1)","v":0},{"$f":"IF(ISNUMBER(MATCH(CL$11,$AG30:$AJ30,0)),1,0)*IF(ISNUMBER($AF30),(1-$AF30),1) + IF(ISNUMBER(MATCH(CL$11,$AK30:$AP30,0)),-1,0)*_xlfn.IFS(ISNUMBER($AD30),$AD30,ISNUMBER($AE30),$AE30,ISNUMBER($AF30),$AF30,AND($AD30=0,$AE30=0,$AF30=0),1)","v":0},{"$f":"IF(ISNUMBER(MATCH(CM$11,$AG30:$AJ30,0)),1,0)*IF(ISNUMBER($AF30),(1-$AF30),1) + IF(ISNUMBER(MATCH(CM$11,$AK30:$AP30,0)),-1,0)*_xlfn.IFS(ISNUMBER($AD30),$AD30,ISNUMBER($AE30),$AE30,ISNUMBER($AF30),$AF30,AND($AD30=0,$AE30=0,$AF30=0),1)","v":0},{"$f":"IF(ISNUMBER(MATCH(CN$11,$AG30:$AJ30,0)),1,0)*IF(ISNUMBER($AF30),(1-$AF30),1) + IF(ISNUMBER(MATCH(CN$11,$AK30:$AP30,0)),-1,0)*_xlfn.IFS(ISNUMBER($AD30),$AD30,ISNUMBER($AE30),$AE30,ISNUMBER($AF30),$AF30,AND($AD30=0,$AE30=0,$AF30=0),1)","v":0},{"$f":"IF(ISNUMBER(MATCH(CO$11,$AG30:$AJ30,0)),1,0)*IF(ISNUMBER($AF30),(1-$AF30),1) + IF(ISNUMBER(MATCH(CO$11,$AK30:$AP30,0)),-1,0)*_xlfn.IFS(ISNUMBER($AD30),$AD30,ISNUMBER($AE30),$AE30,ISNUMBER($AF30),$AF30,AND($AD30=0,$AE30=0,$AF30=0),1)","v":0},{"$f":"IF(ISNUMBER(MATCH(CP$11,$AG30:$AJ30,0)),1,0)*IF(ISNUMBER($AF30),(1-$AF30),1) + IF(ISNUMBER(MATCH(CP$11,$AK30:$AP30,0)),-1,0)*_xlfn.IFS(ISNUMBER($AD30),$AD30,ISNUMBER($AE30),$AE30,ISNUMBER($AF30),$AF30,AND($AD30=0,$AE30=0,$AF30=0),1)","v":0},{"$f":"IF(ISNUMBER(MATCH(CQ$11,$AG30:$AJ30,0)),1,0)*IF(ISNUMBER($AF30),(1-$AF30),1) + IF(ISNUMBER(MATCH(CQ$11,$AK30:$AP30,0)),-1,0)*_xlfn.IFS(ISNUMBER($AD30),$AD30,ISNUMBER($AE30),$AE30,ISNUMBER($AF30),$AF30,AND($AD30=0,$AE30=0,$AF30=0),1)","v":0},{"$f":"IF(ISNUMBER(MATCH(CR$11,$AG30:$AJ30,0)),1,0)*IF(ISNUMBER($AF30),(1-$AF30),1) + IF(ISNUMBER(MATCH(CR$11,$AK30:$AP30,0)),-1,0)*_xlfn.IFS(ISNUMBER($AD30),$AD30,ISNUMBER($AE30),$AE30,ISNUMBER($AF30),$AF30,AND($AD30=0,$AE30=0,$AF30=0),1)","v":0},{"$f":"IF(ISNUMBER(MATCH(CS$11,$AG30:$AJ30,0)),1,0)*IF(ISNUMBER($AF30),(1-$AF30),1) + IF(ISNUMBER(MATCH(CS$11,$AK30:$AP30,0)),-1,0)*_xlfn.IFS(ISNUMBER($AD30),$AD30,ISNUMBER($AE30),$AE30,ISNUMBER($AF30),$AF30,AND($AD30=0,$AE30=0,$AF30=0),1)","v":0},{"$f":"IF(ISNUMBER(MATCH(CT$11,$AG30:$AJ30,0)),1,0)*IF(ISNUMBER($AF30),(1-$AF30),1) + IF(ISNUMBER(MATCH(CT$11,$AK30:$AP30,0)),-1,0)*_xlfn.IFS(ISNUMBER($AD30),$AD30,ISNUMBER($AE30),$AE30,ISNUMBER($AF30),$AF30,AND($AD30=0,$AE30=0,$AF30=0),1)","v":0},{"$f":"IF(ISNUMBER(MATCH(CU$11,$AG30:$AJ30,0)),1,0)*IF(ISNUMBER($AF30),(1-$AF30),1) + IF(ISNUMBER(MATCH(CU$11,$AK30:$AP30,0)),-1,0)*_xlfn.IFS(ISNUMBER($AD30),$AD30,ISNUMBER($AE30),$AE30,ISNUMBER($AF30),$AF30,AND($AD30=0,$AE30=0,$AF30=0),1)","v":0},{"$f":"IF(ISNUMBER(MATCH(CV$11,$AG30:$AJ30,0)),1,0)*IF(ISNUMBER($AF30),(1-$AF30),1) + IF(ISNUMBER(MATCH(CV$11,$AK30:$AP30,0)),-1,0)*_xlfn.IFS(ISNUMBER($AD30),$AD30,ISNUMBER($AE30),$AE30,ISNUMBER($AF30),$AF30,AND($AD30=0,$AE30=0,$AF30=0),1)","v":0},{"$f":"IF(ISNUMBER(MATCH(CW$11,$AG30:$AJ30,0)),1,0)*IF(ISNUMBER($AF30),(1-$AF30),1) + IF(ISNUMBER(MATCH(CW$11,$AK30:$AP30,0)),-1,0)*_xlfn.IFS(ISNUMBER($AD30),$AD30,ISNUMBER($AE30),$AE30,ISNUMBER($AF30),$AF30,AND($AD30=0,$AE30=0,$AF30=0),1)","v":0},{"$f":"IF(ISNUMBER(MATCH(CX$11,$AG30:$AJ30,0)),1,0)*IF(ISNUMBER($AF30),(1-$AF30),1) + IF(ISNUMBER(MATCH(CX$11,$AK30:$AP30,0)),-1,0)*_xlfn.IFS(ISNUMBER($AD30),$AD30,ISNUMBER($AE30),$AE30,ISNUMBER($AF30),$AF30,AND($AD30=0,$AE30=0,$AF30=0),1)","v":0},{"$f":"IF(ISNUMBER(MATCH(CY$11,$AG30:$AJ30,0)),1,0)*IF(ISNUMBER($AF30),(1-$AF30),1) + IF(ISNUMBER(MATCH(CY$11,$AK30:$AP30,0)),-1,0)*_xlfn.IFS(ISNUMBER($AD30),$AD30,ISNUMBER($AE30),$AE30,ISNUMBER($AF30),$AF30,AND($AD30=0,$AE30=0,$AF30=0),1)","v":0},{"$f":"IF(ISNUMBER(MATCH(CZ$11,$AG30:$AJ30,0)),1,0)*IF(ISNUMBER($AF30),(1-$AF30),1) + IF(ISNUMBER(MATCH(CZ$11,$AK30:$AP30,0)),-1,0)*_xlfn.IFS(ISNUMBER($AD30),$AD30,ISNUMBER($AE30),$AE30,ISNUMBER($AF30),$AF30,AND($AD30=0,$AE30=0,$AF30=0),1)","v":0},{"$f":"IF(ISNUMBER(MATCH(DA$11,$AG30:$AJ30,0)),1,0)*IF(ISNUMBER($AF30),(1-$AF30),1) + IF(ISNUMBER(MATCH(DA$11,$AK30:$AP30,0)),-1,0)*_xlfn.IFS(ISNUMBER($AD30),$AD30,ISNUMBER($AE30),$AE30,ISNUMBER($AF30),$AF30,AND($AD30=0,$AE30=0,$AF30=0),1)","v":0},{"$f":"IF(ISNUMBER(MATCH(DB$11,$AG30:$AJ30,0)),1,0)*IF(ISNUMBER($AF30),(1-$AF30),1) + IF(ISNUMBER(MATCH(DB$11,$AK30:$AP30,0)),-1,0)*_xlfn.IFS(ISNUMBER($AD30),$AD30,ISNUMBER($AE30),$AE30,ISNUMBER($AF30),$AF30,AND($AD30=0,$AE30=0,$AF30=0),1)","v":0},{"$f":"IF(ISNUMBER(MATCH(DC$11,$AG30:$AJ30,0)),1,0)*IF(ISNUMBER($AF30),(1-$AF30),1) + IF(ISNUMBER(MATCH(DC$11,$AK30:$AP30,0)),-1,0)*_xlfn.IFS(ISNUMBER($AD30),$AD30,ISNUMBER($AE30),$AE30,ISNUMBER($AF30),$AF30,AND($AD30=0,$AE30=0,$AF30=0),1)","v":0},{"$f":"IF(ISNUMBER(MATCH(DD$11,$AG30:$AJ30,0)),1,0)*IF(ISNUMBER($AF30),(1-$AF30),1) + IF(ISNUMBER(MATCH(DD$11,$AK30:$AP30,0)),-1,0)*_xlfn.IFS(ISNUMBER($AD30),$AD30,ISNUMBER($AE30),$AE30,ISNUMBER($AF30),$AF30,AND($AD30=0,$AE30=0,$AF30=0),1)","v":0},{"$f":"IF(ISNUMBER(MATCH(DE$11,$AG30:$AJ30,0)),1,0)*IF(ISNUMBER($AF30),(1-$AF30),1) + IF(ISNUMBER(MATCH(DE$11,$AK30:$AP30,0)),-1,0)*_xlfn.IFS(ISNUMBER($AD30),$AD30,ISNUMBER($AE30),$AE30,ISNUMBER($AF30),$AF30,AND($AD30=0,$AE30=0,$AF30=0),1)","v":0},null,0,"Datarooms","dataroom1","Conservation",null,null,null,null,null,null,null,null,null,"q_drms_dr1-hru,lt",1.0498512721877962,0.91195773077341502,0,0,0,0,0,0,0,0,1.0101010101010102E-2,1.0101010101010102,1.020304050607081E-2,1.020304050607081E-2,0,0,2.2543025969887174E-4,2.2543025969887174E-4,-2.2543025969887174E-4,-2.2543025969887174E-4,2.2543025969887174E-4,2.3176855483790531E-4,2.2543025969887174E-4,-6.9138491766497332E-23,0,-2.2543025969887174E-4,-2.2543025969887174E-4,2.2543025969887174E-4,2.3567708968518411E-4,2.2543025969887174E-4,-6.9138491766497332E-23,0,-2.2543025969887174E-4,-2.2543025969887174E-4,2.2543025969887174E-4,2.2543025969887174E-4,2.2543025969887174E-4,-6.9138491766497332E-23,0,-2.2543025969887174E-4,-2.2543025969887174E-4,2.2543025969887174E-4,2.2543025969887174E-4,2.2543025969887174E-4,-6.9138491766497332E-23,0,1.020304050607081E-2,-2.248750127538006E-4,-5.5524694507111279E-7,-2.0406081012141618E-4,-2.6017753290480563E-3,-2.0406081012141618E-4,-2.0814202632384451E-5,0,-2.0406081012141618E-4,-2.248750127538006E-4,-2.5809611264156723E-3,1.020304050607081E-2,-2.248750127538006E-4,-5.5524694507111269E-7,-2.0406081012141618E-4,-2.6017753290480563E-3,-2.0406081012141618E-4,-2.0814202632384451E-5,0,-2.0406081012141618E-4,-2.248750127538006E-4,-2.5809611264156723E-3,null,null,null,null,null,null,null,null,null,null,null,"q_drms_dr1-hru,lt",null,9.6035261111272074,0,0,0,0,0,0,0,0,1.0101010101010102E-2,1.0101010101010102,1.020304050607081E-2,1.020304050607081E-2,0,0,2.8127641296365568E-3,2.2543025969887174E-4,-2.2543025969887174E-4,-2.8127641296365568E-3,2.2543025969887174E-4,1.9319299347943686E-3,2.8127641296365568E-3,2.5873338699376846E-3,0,-2.2543025969887174E-4,-2.8127641296365568E-3,2.2543025969887174E-4,2.9406170446200372E-3,2.8127641296365568E-3,2.5873338699376846E-3,0,-2.2543025969887174E-4,-2.8127641296365568E-3,2.2543025969887174E-4,2.2543025969887174E-4,2.8127641296365568E-3,2.5873338699376846E-3,0,-2.2543025969887174E-4,-2.8127641296365568E-3,2.2543025969887174E-4,2.2543025969887174E-4,2.8127641296365568E-3,2.5873338699376846E-3,0,1.020304050607081E-2,-2.8058361391694727E-3,-6.9279904670851165E-6,-2.0406081012141618E-4,-2.6017753290480563E-3,-2.0406081012141618E-4,-2.0814202632384451E-5,0,-2.0406081012141618E-4,-2.8058361391694727E-3,-2.5809611264156723E-3,1.020304050607081E-2,-2.248750127538006E-4,-5.5524694507111152E-7,-2.0406081012141618E-4,-2.6017753290480563E-3,-2.0406081012141618E-4,-2.0814202632384451E-5,0,-2.0406081012141618E-4,-2.248750127538006E-4,-2.5809611264156723E-3,null,null,"q_drms_dr1-hru,lt",11.378782938416016,0,0,0,0,0,0,0,0,1.0101010101010102E-2,1.0101010101010102,1.020304050607081E-2,1.020304050607081E-2,0,0,2.8127641296365568E-3,2.8127641296365573E-3,-2.8127641296365573E-3,-2.8127641296365568E-3,2.8127641296365573E-3,2.8918490281499049E-3,2.8127641296365568E-3,-4.4746431871277066E-19,0,-2.8127641296365573E-3,-2.8127641296365568E-3,2.8127641296365573E-3,2.9406170446200372E-3,2.8127641296365568E-3,-4.4746431871277066E-19,0,-2.8127641296365573E-3,-2.8127641296365568E-3,2.8127641296365573E-3,2.8127641296365573E-3,2.8127641296365568E-3,-4.4746431871277066E-19,0,-2.8127641296365573E-3,-2.8127641296365568E-3,2.8127641296365573E-3,2.8127641296365573E-3,2.8127641296365568E-3,-4.4746431871277066E-19,0,1.020304050607081E-2,-2.8058361391694727E-3,-6.9279904670851165E-6,-2.0406081012141618E-4,-2.6017753290480563E-3,-2.0406081012141618E-4,-2.0814202632384451E-5,0,-2.0406081012141618E-4,-2.8058361391694727E-3,-2.5809611264156723E-3,1.020304050607081E-2,-2.8058361391694727E-3,-6.9279904670851173E-6,-2.0406081012141618E-4,-2.6017753290480563E-3,-2.0406081012141618E-4,-2.0814202632384451E-5,0,-2.0406081012141618E-4,-2.8058361391694727E-3,-2.5809611264156723E-3]
[null,null,null,null,null,null,null,null,null,null,null,null,null,null,null,null,null,null,"e_drms_oh-dr1",51.998020158982577,51.99802015898257,51.998020158982577,51.998020158982577,51.998020158982577,51.998020158982577,null,"CRIT","Load",{"$f":"'IT Load Datarooms Calculate'!E14*Summary!$E$95","v":1849.3817234983223},null,null,null,"e_drms_crit-dr1",null,null,null,null,null,null,null,null,null,null,{"$f":"IF(ISNUMBER(MATCH(AR$11,$AG31:$AJ31,0)),1,0)*IF(ISNUMBER($AF31),(1-$AF31),1) + IF(ISNUMBER(MATCH(AR$11,$AK31:$AP31,0)),-1,0)*_xlfn.IFS(ISNUMBER($AD31),$AD31,ISNUMBER($AE31),$AE31,ISNUMBER($AF31),$AF31,AND($AD31=0,$AE31=0,$AF31=0),1)","v":0},{"$f":"IF(ISNUMBER(MATCH(AS$11,$AG31:$AJ31,0)),1,0)*IF(ISNUMBER($AF31),(1-$AF31),1) + IF(ISNUMBER(MATCH(AS$11,$AK31:$AP31,0)),-1,0)*_xlfn.IFS(ISNUMBER($AD31),$AD31,ISNUMBER($AE31),$AE31,ISNUMBER($AF31),$AF31,AND($AD31=0,$AE31=0,$AF31=0),1)","v":0},{"$f":"IF(ISNUMBER(MATCH(AT$11,$AG31:$AJ31,0)),1,0)*IF(ISNUMBER($AF31),(1-$AF31),1) + IF(ISNUMBER(MATCH(AT$11,$AK31:$AP31,0)),-1,0)*_xlfn.IFS(ISNUMBER($AD31),$AD31,ISNUMBER($AE31),$AE31,ISNUMBER($AF31),$AF31,AND($AD31=0,$AE31=0,$AF31=0),1)","v":0},{"$f":"IF(ISNUMBER(MATCH(AU$11,$AG31:$AJ31,0)),1,0)*IF(ISNUMBER($AF31),(1-$AF31),1) + IF(ISNUMBER(MATCH(AU$11,$AK31:$AP31,0)),-1,0)*_xlfn.IFS(ISNUMBER($AD31),$AD31,ISNUMBER($AE31),$AE31,ISNUMBER($AF31),$AF31,AND($AD31=0,$AE31=0,$AF31=0),1)","v":0},{"$f":"IF(ISNUMBER(MATCH(AV$11,$AG31:$AJ31,0)),1,0)*IF(ISNUMBER($AF31),(1-$AF31),1) + IF(ISNUMBER(MATCH(AV$11,$AK31:$AP31,0)),-1,0)*_xlfn.IFS(ISNUMBER($AD31),$AD31,ISNUMBER($AE31),$AE31,ISNUMBER($AF31),$AF31,AND($AD31=0,$AE31=0,$AF31=0),1)","v":0},{"$f":"IF(ISNUMBER(MATCH(AW$11,$AG31:$AJ31,0)),1,0)*IF(ISNUMBER($AF31),(1-$AF31),1) + IF(ISNUMBER(MATCH(AW$11,$AK31:$AP31,0)),-1,0)*_xlfn.IFS(ISNUMBER($AD31),$AD31,ISNUMBER($AE31),$AE31,ISNUMBER($AF31),$AF31,AND($AD31=0,$AE31=0,$AF31=0),1)","v":0},{"$f":"IF(ISNUMBER(MATCH(AX$11,$AG31:$AJ31,0)),1,0)*IF(ISNUMBER($AF31),(1-$AF31),1) + IF(ISNUMBER(MATCH(AX$11,$AK31:$AP31,0)),-1,0)*_xlfn.IFS(ISNUMBER($AD31),$AD31,ISNUMBER($AE31),$AE31,ISNUMBER($AF31),$AF31,AND($AD31=0,$AE31=0,$AF31=0),1)","v":0},{"$f":"IF(ISNUMBER(MATCH(AY$11,$AG31:$AJ31,0)),1,0)*IF(ISNUMBER($AF31),(1-$AF31),1) + IF(ISNUMBER(MATCH(AY$11,$AK31:$AP31,0)),-1,0)*_xlfn.IFS(ISNUMBER($AD31),$AD31,ISNUMBER($AE31),$AE31,ISNUMBER($AF31),$AF31,AND($AD31=0,$AE31=0,$AF31=0),1)","v":0},{"$f":"IF(ISNUMBER(MATCH(AZ$11,$AG31:$AJ31,0)),1,0)*IF(ISNUMBER($AF31),(1-$AF31),1) + IF(ISNUMBER(MATCH(AZ$11,$AK31:$AP31,0)),-1,0)*_xlfn.IFS(ISNUMBER($AD31),$AD31,ISNUMBER($AE31),$AE31,ISNUMBER($AF31),$AF31,AND($AD31=0,$AE31=0,$AF31=0),1)","v":0},{"$f":"IF(ISNUMBER(MATCH(BA$11,$AG31:$AJ31,0)),1,0)*IF(ISNUMBER($AF31),(1-$AF31),1) + IF(ISNUMBER(MATCH(BA$11,$AK31:$AP31,0)),-1,0)*_xlfn.IFS(ISNUMBER($AD31),$AD31,ISNUMBER($AE31),$AE31,ISNUMBER($AF31),$AF31,AND($AD31=0,$AE31=0,$AF31=0),1)","v":0},{"$f":"IF(ISNUMBER(MATCH(BB$11,$AG31:$AJ31,0)),1,0)*IF(ISNUMBER($AF31),(1-$AF31),1) + IF(ISNUMBER(MATCH(BB$11,$AK31:$AP31,0)),-1,0)*_xlfn.IFS(ISNUMBER($AD31),$AD31,ISNUMBER($AE31),$AE31,ISNUMBER($AF31),$AF31,AND($AD31=0,$AE31=0,$AF31=0),1)","v":0},{"$f":"IF(ISNUMBER(MATCH(BC$11,$AG31:$AJ31,0)),1,0)*IF(ISNUMBER($AF31),(1-$AF31),1) + IF(ISNUMBER(MATCH(BC$11,$AK31:$AP31,0)),-1,0)*_xlfn.IFS(ISNUMBER($AD31),$AD31,ISNUMBER($AE31),$AE31,ISNUMBER($AF31),$AF31,AND($AD31=0,$AE31=0,$AF31=0),1)","v":0},{"$f":"IF(ISNUMBER(MATCH(BD$11,$AG31:$AJ31,0)),1,0)*IF(ISNUMBER($AF31),(1-$AF31),1) + IF(ISNUMBER(MATCH(BD$11,$AK31:$AP31,0)),-1,0)*_xlfn.IFS(ISNUMBER($AD31),$AD31,ISNUMBER($AE31),$AE31,ISNUMBER($AF31),$AF31,AND($AD31=0,$AE31=0,$AF31=0),1)","v":0},{"$f":"IF(ISNUMBER(MATCH(BE$11,$AG31:$AJ31,0)),1,0)*IF(ISNUMBER($AF31),(1-$AF31),1) + IF(ISNUMBER(MATCH(BE$11,$AK31:$AP31,0)),-1,0)*_xlfn.IFS(ISNUMBER($AD31),$AD31,ISNUMBER($AE31),$AE31,ISNUMBER($AF31),$AF31,AND($AD31=0,$AE31=0,$AF31=0),1)","v":0},{"$f":"IF(ISNUMBER(MATCH(BF$11,$AG31:$AJ31,0)),1,0)*IF(ISNUMBER($AF31),(1-$AF31),1) + IF(ISNUMBER(MATCH(BF$11,$AK31:$AP31,0)),-1,0)*_xlfn.IFS(ISNUMBER($AD31),$AD31,ISNUMBER($AE31),$AE31,ISNUMBER($AF31),$AF31,AND($AD31=0,$AE31=0,$AF31=0),1)","v":0},{"$f":"IF(ISNUMBER(MATCH(BG$11,$AG31:$AJ31,0)),1,0)*IF(ISNUMBER($AF31),(1-$AF31),1) + IF(ISNUMBER(MATCH(BG$11,$AK31:$AP31,0)),-1,0)*_xlfn.IFS(ISNUMBER($AD31),$AD31,ISNUMBER($AE31),$AE31,ISNUMBER($AF31),$AF31,AND($AD31=0,$AE31=0,$AF31=0),1)","v":0},{"$f":"IF(ISNUMBER(MATCH(BH$11,$AG31:$AJ31,0)),1,0)*IF(ISNUMBER($AF31),(1-$AF31),1) + IF(ISNUMBER(MATCH(BH$11,$AK31:$AP31,0)),-1,0)*_xlfn.IFS(ISNUMBER($AD31),$AD31,ISNUMBER($AE31),$AE31,ISNUMBER($AF31),$AF31,AND($AD31=0,$AE31=0,$AF31=0),1)","v":0},{"$f":"IF(ISNUMBER(MATCH(BI$11,$AG31:$AJ31,0)),1,0)*IF(ISNUMBER($AF31),(1-$AF31),1) + IF(ISNUMBER(MATCH(BI$11,$AK31:$AP31,0)),-1,0)*_xlfn.IFS(ISNUMBER($AD31),$AD31,ISNUMBER($AE31),$AE31,ISNUMBER($AF31),$AF31,AND($AD31=0,$AE31=0,$AF31=0),1)","v":0},{"$f":"IF(ISNUMBER(MATCH(BJ$11,$AG31:$AJ31,0)),1,0)*IF(ISNUMBER($AF31),(1-$AF31),1) + IF(ISNUMBER(MATCH(BJ$11,$AK31:$AP31,0)),-1,0)*_xlfn.IFS(ISNUMBER($AD31),$AD31,ISNUMBER($AE31),$AE31,ISNUMBER($AF31),$AF31,AND($AD31=0,$AE31=0,$AF31=0),1)","v":1},{"$f":"IF(ISNUMBER(MATCH(BK$11,$AG31:$AJ31,0)),1,0)*IF(ISNUMBER($AF31),(1-$AF31),1) + IF(ISNUMBER(MATCH(BK$11,$AK31:$AP31,0)),-1,0)*_xlfn.IFS(ISNUMBER($AD31),$AD31,ISNUMBER($AE31),$AE31,ISNUMBER($AF31),$AF31,AND($AD31=0,$AE31=0,$AF31=0),1)","v":0},{"$f":"IF(ISNUMBER(MATCH(BL$11,$AG31:$AJ31,0)),1,0)*IF(ISNUMBER($AF31),(1-$AF31),1) + IF(ISNUMBER(MATCH(BL$11,$AK31:$AP31,0)),-1,0)*_xlfn.IFS(ISNUMBER($AD31),$AD31,ISNUMBER($AE31),$AE31,ISNUMBER($AF31),$AF31,AND($AD31=0,$AE31=0,$AF31=0),1)","v":0},{"$f":"IF(ISNUMBER(MATCH(BM$11,$AG31:$AJ31,0)),1,0)*IF(ISNUMBER($AF31),(1-$AF31),1) + IF(ISNUMBER(MATCH(BM$11,$AK31:$AP31,0)),-1,0)*_xlfn.IFS(ISNUMBER($AD31),$AD31,ISNUMBER($AE31),$AE31,ISNUMBER($AF31),$AF31,AND($AD31=0,$AE31=0,$AF31=0),1)","v":0},{"$f":"IF(ISNUMBER(MATCH(BN$11,$AG31:$AJ31,0)),1,0)*IF(ISNUMBER($AF31),(1-$AF31),1) + IF(ISNUMBER(MATCH(BN$11,$AK31:$AP31,0)),-1,0)*_xlfn.IFS(ISNUMBER($AD31),$AD31,ISNUMBER($AE31),$AE31,ISNUMBER($AF31),$AF31,AND($AD31=0,$AE31=0,$AF31=0),1)","v":0},{"$f":"IF(ISNUMBER(MATCH(BO$11,$AG31:$AJ31,0)),1,0)*IF(ISNUMBER($AF31),(1-$AF31),1) + IF(ISNUMBER(MATCH(BO$11,$AK31:$AP31,0)),-1,0)*_xlfn.IFS(ISNUMBER($AD31),$AD31,ISNUMBER($AE31),$AE31,ISNUMBER($AF31),$AF31,AND($AD31=0,$AE31=0,$AF31=0),1)","v":0},{"$f":"IF(ISNUMBER(MATCH(BP$11,$AG31:$AJ31,0)),1,0)*IF(ISNUMBER($AF31),(1-$AF31),1) + IF(ISNUMBER(MATCH(BP$11,$AK31:$AP31,0)),-1,0)*_xlfn.IFS(ISNUMBER($AD31),$AD31,ISNUMBER($AE31),$AE31,ISNUMBER($AF31),$AF31,AND($AD31=0,$AE31=0,$AF31=0),1)","v":0},{"$f":"IF(ISNUMBER(MATCH(BQ$11,$AG31:$AJ31,0)),1,0)*IF(ISNUMBER($AF31),(1-$AF31),1) + IF(ISNUMBER(MATCH(BQ$11,$AK31:$AP31,0)),-1,0)*_xlfn.IFS(ISNUMBER($AD31),$AD31,ISNUMBER($AE31),$AE31,ISNUMBER($AF31),$AF31,AND($AD31=0,$AE31=0,$AF31=0),1)","v":0},{"$f":"IF(ISNUMBER(MATCH(BR$11,$AG31:$AJ31,0)),1,0)*IF(ISNUMBER($AF31),(1-$AF31),1) + IF(ISNUMBER(MATCH(BR$11,$AK31:$AP31,0)),-1,0)*_xlfn.IFS(ISNUMBER($AD31),$AD31,ISNUMBER($AE31),$AE31,ISNUMBER($AF31),$AF31,AND($AD31=0,$AE31=0,$AF31=0),1)","v":0},{"$f":"IF(ISNUMBER(MATCH(BS$11,$AG31:$AJ31,0)),1,0)*IF(ISNUMBER($AF31),(1-$AF31),1) + IF(ISNUMBER(MATCH(BS$11,$AK31:$AP31,0)),-1,0)*_xlfn.IFS(ISNUMBER($AD31),$AD31,ISNUMBER($AE31),$AE31,ISNUMBER($AF31),$AF31,AND($AD31=0,$AE31=0,$AF31=0),1)","v":0},{"$f":"IF(ISNUMBER(MATCH(BT$11,$AG31:$AJ31,0)),1,0)*IF(ISNUMBER($AF31),(1-$AF31),1) + IF(ISNUMBER(MATCH(BT$11,$AK31:$AP31,0)),-1,0)*_xlfn.IFS(ISNUMBER($AD31),$AD31,ISNUMBER($AE31),$AE31,ISNUMBER($AF31),$AF31,AND($AD31=0,$AE31=0,$AF31=0),1)","v":0},{"$f":"IF(ISNUMBER(MATCH(BU$11,$AG31:$AJ31,0)),1,0)*IF(ISNUMBER($AF31),(1-$AF31),1) + IF(ISNUMBER(MATCH(BU$11,$AK31:$AP31,0)),-1,0)*_xlfn.IFS(ISNUMBER($AD31),$AD31,ISNUMBER($AE31),$AE31,ISNUMBER($AF31),$AF31,AND($AD31=0,$AE31=0,$AF31=0),1)","v":0},{"$f":"IF(ISNUMBER(MATCH(BV$11,$AG31:$AJ31,0)),1,0)*IF(ISNUMBER($AF31),(1-$AF31),1) + IF(ISNUMBER(MATCH(BV$11,$AK31:$AP31,0)),-1,0)*_xlfn.IFS(ISNUMBER($AD31),$AD31,ISNUMBER($AE31),$AE31,ISNUMBER($AF31),$AF31,AND($AD31=0,$AE31=0,$AF31=0),1)","v":0},{"$f":"IF(ISNUMBER(MATCH(BW$11,$AG31:$AJ31,0)),1,0)*IF(ISNUMBER($AF31),(1-$AF31),1) + IF(ISNUMBER(MATCH(BW$11,$AK31:$AP31,0)),-1,0)*_xlfn.IFS(ISNUMBER($AD31),$AD31,ISNUMBER($AE31),$AE31,ISNUMBER($AF31),$AF31,AND($AD31=0,$AE31=0,$AF31=0),1)","v":0},{"$f":"IF(ISNUMBER(MATCH(BX$11,$AG31:$AJ31,0)),1,0)*IF(ISNUMBER($AF31),(1-$AF31),1) + IF(ISNUMBER(MATCH(BX$11,$AK31:$AP31,0)),-1,0)*_xlfn.IFS(ISNUMBER($AD31),$AD31,ISNUMBER($AE31),$AE31,ISNUMBER($AF31),$AF31,AND($AD31=0,$AE31=0,$AF31=0),1)","v":0},{"$f":"IF(ISNUMBER(MATCH(BY$11,$AG31:$AJ31,0)),1,0)*IF(ISNUMBER($AF31),(1-$AF31),1) + IF(ISNUMBER(MATCH(BY$11,$AK31:$AP31,0)),-1,0)*_xlfn.IFS(ISNUMBER($AD31),$AD31,ISNUMBER($AE31),$AE31,ISNUMBER($AF31),$AF31,AND($AD31=0,$AE31=0,$AF31=0),1)","v":0},{"$f":"IF(ISNUMBER(MATCH(BZ$11,$AG31:$AJ31,0)),1,0)*IF(ISNUMBER($AF31),(1-$AF31),1) + IF(ISNUMBER(MATCH(BZ$11,$AK31:$AP31,0)),-1,0)*_xlfn.IFS(ISNUMBER($AD31),$AD31,ISNUMBER($AE31),$AE31,ISNUMBER($AF31),$AF31,AND($AD31=0,$AE31=0,$AF31=0),1)","v":0},{"$f":"IF(ISNUMBER(MATCH(CA$11,$AG31:$AJ31,0)),1,0)*IF(ISNUMBER($AF31),(1-$AF31),1) + IF(ISNUMBER(MATCH(CA$11,$AK31:$AP31,0)),-1,0)*_xlfn.IFS(ISNUMBER($AD31),$AD31,ISNUMBER($AE31),$AE31,ISNUMBER($AF31),$AF31,AND($AD31=0,$AE31=0,$AF31=0),1)","v":0},{"$f":"IF(ISNUMBER(MATCH(CB$11,$AG31:$AJ31,0)),1,0)*IF(ISNUMBER($AF31),(1-$AF31),1) + IF(ISNUMBER(MATCH(CB$11,$AK31:$AP31,0)),-1,0)*_xlfn.IFS(ISNUMBER($AD31),$AD31,ISNUMBER($AE31),$AE31,ISNUMBER($AF31),$AF31,AND($AD31=0,$AE31=0,$AF31=0),1)","v":0},{"$f":"IF(ISNUMBER(MATCH(CC$11,$AG31:$AJ31,0)),1,0)*IF(ISNUMBER($AF31),(1-$AF31),1) + IF(ISNUMBER(MATCH(CC$11,$AK31:$AP31,0)),-1,0)*_xlfn.IFS(ISNUMBER($AD31),$AD31,ISNUMBER($AE31),$AE31,ISNUMBER($AF31),$AF31,AND($AD31=0,$AE31=0,$AF31=0),1)","v":0},{"$f":"IF(ISNUMBER(MATCH(CD$11,$AG31:$AJ31,0)),1,0)*IF(ISNUMBER($AF31),(1-$AF31),1) + IF(ISNUMBER(MATCH(CD$11,$AK31:$AP31,0)),-1,0)*_xlfn.IFS(ISNUMBER($AD31),$AD31,ISNUMBER($AE31),$AE31,ISNUMBER($AF31),$AF31,AND($AD31=0,$AE31=0,$AF31=0),1)","v":0},{"$f":"IF(ISNUMBER(MATCH(CE$11,$AG31:$AJ31,0)),1,0)*IF(ISNUMBER($AF31),(1-$AF31),1) + IF(ISNUMBER(MATCH(CE$11,$AK31:$AP31,0)),-1,0)*_xlfn.IFS(ISNUMBER($AD31),$AD31,ISNUMBER($AE31),$AE31,ISNUMBER($AF31),$AF31,AND($AD31=0,$AE31=0,$AF31=0),1)","v":0},{"$f":"IF(ISNUMBER(MATCH(CF$11,$AG31:$AJ31,0)),1,0)*IF(ISNUMBER($AF31),(1-$AF31),1) + IF(ISNUMBER(MATCH(CF$11,$AK31:$AP31,0)),-1,0)*_xlfn.IFS(ISNUMBER($AD31),$AD31,ISNUMBER($AE31),$AE31,ISNUMBER($AF31),$AF31,AND($AD31=0,$AE31=0,$AF31=0),1)","v":0},{"$f":"IF(ISNUMBER(MATCH(CG$11,$AG31:$AJ31,0)),1,0)*IF(ISNUMBER($AF31),(1-$AF31),1) + IF(ISNUMBER(MATCH(CG$11,$AK31:$AP31,0)),-1,0)*_xlfn.IFS(ISNUMBER($AD31),$AD31,ISNUMBER($AE31),$AE31,ISNUMBER($AF31),$AF31,AND($AD31=0,$AE31=0,$AF31=0),1)","v":0},{"$f":"IF(ISNUMBER(MATCH(CH$11,$AG31:$AJ31,0)),1,0)*IF(ISNUMBER($AF31),(1-$AF31),1) + IF(ISNUMBER(MATCH(CH$11,$AK31:$AP31,0)),-1,0)*_xlfn.IFS(ISNUMBER($AD31),$AD31,ISNUMBER($AE31),$AE31,ISNUMBER($AF31),$AF31,AND($AD31=0,$AE31=0,$AF31=0),1)","v":0},{"$f":"IF(ISNUMBER(MATCH(CI$11,$AG31:$AJ31,0)),1,0)*IF(ISNUMBER($AF31),(1-$AF31),1) + IF(ISNUMBER(MATCH(CI$11,$AK31:$AP31,0)),-1,0)*_xlfn.IFS(ISNUMBER($AD31),$AD31,ISNUMBER($AE31),$AE31,ISNUMBER($AF31),$AF31,AND($AD31=0,$AE31=0,$AF31=0),1)","v":0},{"$f":"IF(ISNUMBER(MATCH(CJ$11,$AG31:$AJ31,0)),1,0)*IF(ISNUMBER($AF31),(1-$AF31),1) + IF(ISNUMBER(MATCH(CJ$11,$AK31:$AP31,0)),-1,0)*_xlfn.IFS(ISNUMBER($AD31),$AD31,ISNUMBER($AE31),$AE31,ISNUMBER($AF31),$AF31,AND($AD31=0,$AE31=0,$AF31=0),1)","v":0},{"$f":"IF(ISNUMBER(MATCH(CK$11,$AG31:$AJ31,0)),1,0)*IF(ISNUMBER($AF31),(1-$AF31),1) + IF(ISNUMBER(MATCH(CK$11,$AK31:$AP31,0)),-1,0)*_xlfn.IFS(ISNUMBER($AD31),$AD31,ISNUMBER($AE31),$AE31,ISNUMBER($AF31),$AF31,AND($AD31=0,$AE31=0,$AF31=0),1)","v":0},{"$f":"IF(ISNUMBER(MATCH(CL$11,$AG31:$AJ31,0)),1,0)*IF(ISNUMBER($AF31),(1-$AF31),1) + IF(ISNUMBER(MATCH(CL$11,$AK31:$AP31,0)),-1,0)*_xlfn.IFS(ISNUMBER($AD31),$AD31,ISNUMBER($AE31),$AE31,ISNUMBER($AF31),$AF31,AND($AD31=0,$AE31=0,$AF31=0),1)","v":0},{"$f":"IF(ISNUMBER(MATCH(CM$11,$AG31:$AJ31,0)),1,0)*IF(ISNUMBER($AF31),(1-$AF31),1) + IF(ISNUMBER(MATCH(CM$11,$AK31:$AP31,0)),-1,0)*_xlfn.IFS(ISNUMBER($AD31),$AD31,ISNUMBER($AE31),$AE31,ISNUMBER($AF31),$AF31,AND($AD31=0,$AE31=0,$AF31=0),1)","v":0},{"$f":"IF(ISNUMBER(MATCH(CN$11,$AG31:$AJ31,0)),1,0)*IF(ISNUMBER($AF31),(1-$AF31),1) + IF(ISNUMBER(MATCH(CN$11,$AK31:$AP31,0)),-1,0)*_xlfn.IFS(ISNUMBER($AD31),$AD31,ISNUMBER($AE31),$AE31,ISNUMBER($AF31),$AF31,AND($AD31=0,$AE31=0,$AF31=0),1)","v":0},{"$f":"IF(ISNUMBER(MATCH(CO$11,$AG31:$AJ31,0)),1,0)*IF(ISNUMBER($AF31),(1-$AF31),1) + IF(ISNUMBER(MATCH(CO$11,$AK31:$AP31,0)),-1,0)*_xlfn.IFS(ISNUMBER($AD31),$AD31,ISNUMBER($AE31),$AE31,ISNUMBER($AF31),$AF31,AND($AD31=0,$AE31=0,$AF31=0),1)","v":0},{"$f":"IF(ISNUMBER(MATCH(CP$11,$AG31:$AJ31,0)),1,0)*IF(ISNUMBER($AF31),(1-$AF31),1) + IF(ISNUMBER(MATCH(CP$11,$AK31:$AP31,0)),-1,0)*_xlfn.IFS(ISNUMBER($AD31),$AD31,ISNUMBER($AE31),$AE31,ISNUMBER($AF31),$AF31,AND($AD31=0,$AE31=0,$AF31=0),1)","v":0},{"$f":"IF(ISNUMBER(MATCH(CQ$11,$AG31:$AJ31,0)),1,0)*IF(ISNUMBER($AF31),(1-$AF31),1) + IF(ISNUMBER(MATCH(CQ$11,$AK31:$AP31,0)),-1,0)*_xlfn.IFS(ISNUMBER($AD31),$AD31,ISNUMBER($AE31),$AE31,ISNUMBER($AF31),$AF31,AND($AD31=0,$AE31=0,$AF31=0),1)","v":0},{"$f":"IF(ISNUMBER(MATCH(CR$11,$AG31:$AJ31,0)),1,0)*IF(ISNUMBER($AF31),(1-$AF31),1) + IF(ISNUMBER(MATCH(CR$11,$AK31:$AP31,0)),-1,0)*_xlfn.IFS(ISNUMBER($AD31),$AD31,ISNUMBER($AE31),$AE31,ISNUMBER($AF31),$AF31,AND($AD31=0,$AE31=0,$AF31=0),1)","v":0},{"$f":"IF(ISNUMBER(MATCH(CS$11,$AG31:$AJ31,0)),1,0)*IF(ISNUMBER($AF31),(1-$AF31),1) + IF(ISNUMBER(MATCH(CS$11,$AK31:$AP31,0)),-1,0)*_xlfn.IFS(ISNUMBER($AD31),$AD31,ISNUMBER($AE31),$AE31,ISNUMBER($AF31),$AF31,AND($AD31=0,$AE31=0,$AF31=0),1)","v":0},{"$f":"IF(ISNUMBER(MATCH(CT$11,$AG31:$AJ31,0)),1,0)*IF(ISNUMBER($AF31),(1-$AF31),1) + IF(ISNUMBER(MATCH(CT$11,$AK31:$AP31,0)),-1,0)*_xlfn.IFS(ISNUMBER($AD31),$AD31,ISNUMBER($AE31),$AE31,ISNUMBER($AF31),$AF31,AND($AD31=0,$AE31=0,$AF31=0),1)","v":0},{"$f":"IF(ISNUMBER(MATCH(CU$11,$AG31:$AJ31,0)),1,0)*IF(ISNUMBER($AF31),(1-$AF31),1) + IF(ISNUMBER(MATCH(CU$11,$AK31:$AP31,0)),-1,0)*_xlfn.IFS(ISNUMBER($AD31),$AD31,ISNUMBER($AE31),$AE31,ISNUMBER($AF31),$AF31,AND($AD31=0,$AE31=0,$AF31=0),1)","v":0},{"$f":"IF(ISNUMBER(MATCH(CV$11,$AG31:$AJ31,0)),1,0)*IF(ISNUMBER($AF31),(1-$AF31),1) + IF(ISNUMBER(MATCH(CV$11,$AK31:$AP31,0)),-1,0)*_xlfn.IFS(ISNUMBER($AD31),$AD31,ISNUMBER($AE31),$AE31,ISNUMBER($AF31),$AF31,AND($AD31=0,$AE31=0,$AF31=0),1)","v":0},{"$f":"IF(ISNUMBER(MATCH(CW$11,$AG31:$AJ31,0)),1,0)*IF(ISNUMBER($AF31),(1-$AF31),1) + IF(ISNUMBER(MATCH(CW$11,$AK31:$AP31,0)),-1,0)*_xlfn.IFS(ISNUMBER($AD31),$AD31,ISNUMBER($AE31),$AE31,ISNUMBER($AF31),$AF31,AND($AD31=0,$AE31=0,$AF31=0),1)","v":0},{"$f":"IF(ISNUMBER(MATCH(CX$11,$AG31:$AJ31,0)),1,0)*IF(ISNUMBER($AF31),(1-$AF31),1) + IF(ISNUMBER(MATCH(CX$11,$AK31:$AP31,0)),-1,0)*_xlfn.IFS(ISNUMBER($AD31),$AD31,ISNUMBER($AE31),$AE31,ISNUMBER($AF31),$AF31,AND($AD31=0,$AE31=0,$AF31=0),1)","v":0},{"$f":"IF(ISNUMBER(MATCH(CY$11,$AG31:$AJ31,0)),1,0)*IF(ISNUMBER($AF31),(1-$AF31),1) + IF(ISNUMBER(MATCH(CY$11,$AK31:$AP31,0)),-1,0)*_xlfn.IFS(ISNUMBER($AD31),$AD31,ISNUMBER($AE31),$AE31,ISNUMBER($AF31),$AF31,AND($AD31=0,$AE31=0,$AF31=0),1)","v":0},{"$f":"IF(ISNUMBER(MATCH(CZ$11,$AG31:$AJ31,0)),1,0)*IF(ISNUMBER($AF31),(1-$AF31),1) + IF(ISNUMBER(MATCH(CZ$11,$AK31:$AP31,0)),-1,0)*_xlfn.IFS(ISNUMBER($AD31),$AD31,ISNUMBER($AE31),$AE31,ISNUMBER($AF31),$AF31,AND($AD31=0,$AE31=0,$AF31=0),1)","v":0},{"$f":"IF(ISNUMBER(MATCH(DA$11,$AG31:$AJ31,0)),1,0)*IF(ISNUMBER($AF31),(1-$AF31),1) + IF(ISNUMBER(MATCH(DA$11,$AK31:$AP31,0)),-1,0)*_xlfn.IFS(ISNUMBER($AD31),$AD31,ISNUMBER($AE31),$AE31,ISNUMBER($AF31),$AF31,AND($AD31=0,$AE31=0,$AF31=0),1)","v":0},{"$f":"IF(ISNUMBER(MATCH(DB$11,$AG31:$AJ31,0)),1,0)*IF(ISNUMBER($AF31),(1-$AF31),1) + IF(ISNUMBER(MATCH(DB$11,$AK31:$AP31,0)),-1,0)*_xlfn.IFS(ISNUMBER($AD31),$AD31,ISNUMBER($AE31),$AE31,ISNUMBER($AF31),$AF31,AND($AD31=0,$AE31=0,$AF31=0),1)","v":0},{"$f":"IF(ISNUMBER(MATCH(DC$11,$AG31:$AJ31,0)),1,0)*IF(ISNUMBER($AF31),(1-$AF31),1) + IF(ISNUMBER(MATCH(DC$11,$AK31:$AP31,0)),-1,0)*_xlfn.IFS(ISNUMBER($AD31),$AD31,ISNUMBER($AE31),$AE31,ISNUMBER($AF31),$AF31,AND($AD31=0,$AE31=0,$AF31=0),1)","v":0},{"$f":"IF(ISNUMBER(MATCH(DD$11,$AG31:$AJ31,0)),1,0)*IF(ISNUMBER($AF31),(1-$AF31),1) + IF(ISNUMBER(MATCH(DD$11,$AK31:$AP31,0)),-1,0)*_xlfn.IFS(ISNUMBER($AD31),$AD31,ISNUMBER($AE31),$AE31,ISNUMBER($AF31),$AF31,AND($AD31=0,$AE31=0,$AF31=0),1)","v":0},{"$f":"IF(ISNUMBER(MATCH(DE$11,$AG31:$AJ31,0)),1,0)*IF(ISNUMBER($AF31),(1-$AF31),1) + IF(ISNUMBER(MATCH(DE$11,$AK31:$AP31,0)),-1,0)*_xlfn.IFS(ISNUMBER($AD31),$AD31,ISNUMBER($AE31),$AE31,ISNUMBER($AF31),$AF31,AND($AD31=0,$AE31=0,$AF31=0),1)","v":0},null,1849.3817234983223,"Datarooms","CRIT","Load",null,null,null,null,null,null,null,null,null,"q_drms_dr1-hru,ht",0.53395484124982429,74.221252363080353,0,0,0,0,0,0,0,0,0,0,0,0,0,0,2.209441975308642E-2,0,0,-2.209441975308642E-2,0,1.4518450677434035E-2,2.209441975308642E-2,2.209441975308642E-2,0,0,-2.209441975308642E-2,0,2.3098711560044893E-2,2.209441975308642E-2,2.209441975308642E-2,0,0,-2.209441975308642E-2,0,0,2.209441975308642E-2,2.209441975308642E-2,0,0,-2.209441975308642E-2,0,0,2.209441975308642E-2,2.209441975308642E-2,0,1,-2.2039999999999997E-2,-5.4419753086419758E-5,-0.02,-0.255,-0.02,-2.0400000000000001E-3,0,-0.02,-2.2039999999999997E-2,-0.25296000000000002,0,0,1.0017469302006683E-20,0,0,0,0,0,0,0,0,null,null,null,null,null,null,null,null,null,null,null,"q_drms_dr1-hru,ht",null,926.08186932155547,0,0,0,0,0,0,0,0,0,0,0,0,0,0,0.27567901234567893,0,0,-0.27567901234567893,0,0.181151267526967,0.27567901234567893,0.27567901234567893,0,0,-0.27567901234567893,0,0.28820987654320984,0.27567901234567893,0.27567901234567893,0,0,-0.27567901234567893,0,0,0.27567901234567893,0.27567901234567893,0,0,-0.27567901234567893,0,0,0.27567901234567893,0.27567901234567893,0,1,-0.27500000000000002,-6.7901234567901221E-4,-0.02,-0.255,-0.02,-2.0400000000000001E-3,0,-0.02,-0.27500000000000002,-0.25296000000000002,0,0,1.2499110971197085E-19,0,0,0,0,0,0,0,0,null,null,"q_drms_dr1-hru,ht",926.08186932155547,0,0,0,0,0,0,0,0,0,0,0,0,0,0,0.27567901234567893,0,0,-0.27567901234567893,0,0.181151267526967,0.27567901234567893,0.27567901234567893,0,0,-0.27567901234567893,0,0.28820987654320984,0.27567901234567893,0.27567901234567893,0,0,-0.27567901234567893,0,0,0.27567901234567893,0.27567901234567893,0,0,-0.27567901234567893,0,0,0.27567901234567893,0.27567901234567893,0,1,-0.27500000000000002,-6.7901234567901221E-4,-0.02,-0.255,-0.02,-2.0400000000000001E-3,0,-0.02,-0.27500000000000002,-0.25296000000000002,0,0,0,0,0,0,0,0,0,0,0]
[null,null,null,null,null,null,null,null,null,null,null,null,null,null,null,null,null,null,"w_drms-dr1",1826.2626262633344,1826.2626262633341,1826.2626262633344,1826.2626262633344,1826.2626262633344,1826.2626262633344,null,"MECH","Prop",null,{"$f":"'IT Load Datarooms Calculate'!E95","v":2.8116434535008936E-2},null,null,"e_drms_oh-dr1",null,null,null,"e_drms_crit-dr1",null,null,null,null,null,null,{"$f":"IF(ISNUMBER(MATCH(AR$11,$AG32:$AJ32,0)),1,0)*IF(ISNUMBER($AF32),(1-$AF32),1) + IF(ISNUMBER(MATCH(AR$11,$AK32:$AP32,0)),-1,0)*_xlfn.IFS(ISNUMBER($AD32),$AD32,ISNUMBER($AE32),$AE32,ISNUMBER($AF32),$AF32,AND($AD32=0,$AE32=0,$AF32=0),1)","v":0},{"$f":"IF(ISNUMBER(MATCH(AS$11,$AG32:$AJ32,0)),1,0)*IF(ISNUMBER($AF32),(1-$AF32),1) + IF(ISNUMBER(MATCH(AS$11,$AK32:$AP32,0)),-1,0)*_xlfn.IFS(ISNUMBER($AD32),$AD32,ISNUMBER($AE32),$AE32,ISNUMBER($AF32),$AF32,AND($AD32=0,$AE32=0,$AF32=0),1)","v":0},{"$f":"IF(ISNUMBER(MATCH(AT$11,$AG32:$AJ32,0)),1,0)*IF(ISNUMBER($AF32),(1-$AF32),1) + IF(ISNUMBER(MATCH(AT$11,$AK32:$AP32,0)),-1,0)*_xlfn.IFS(ISNUMBER($AD32),$AD32,ISNUMBER($AE32),$AE32,ISNUMBER($AF32),$AF32,AND($AD32=0,$AE32=0,$AF32=0),1)","v":0},{"$f":"IF(ISNUMBER(MATCH(AU$11,$AG32:$AJ32,0)),1,0)*IF(ISNUMBER($AF32),(1-$AF32),1) + IF(ISNUMBER(MATCH(AU$11,$AK32:$AP32,0)),-1,0)*_xlfn.IFS(ISNUMBER($AD32),$AD32,ISNUMBER($AE32),$AE32,ISNUMBER($AF32),$AF32,AND($AD32=0,$AE32=0,$AF32=0),1)","v":0},{"$f":"IF(ISNUMBER(MATCH(AV$11,$AG32:$AJ32,0)),1,0)*IF(ISNUMBER($AF32),(1-$AF32),1) + IF(ISNUMBER(MATCH(AV$11,$AK32:$AP32,0)),-1,0)*_xlfn.IFS(ISNUMBER($AD32),$AD32,ISNUMBER($AE32),$AE32,ISNUMBER($AF32),$AF32,AND($AD32=0,$AE32=0,$AF32=0),1)","v":0},{"$f":"IF(ISNUMBER(MATCH(AW$11,$AG32:$AJ32,0)),1,0)*IF(ISNUMBER($AF32),(1-$AF32),1) + IF(ISNUMBER(MATCH(AW$11,$AK32:$AP32,0)),-1,0)*_xlfn.IFS(ISNUMBER($AD32),$AD32,ISNUMBER($AE32),$AE32,ISNUMBER($AF32),$AF32,AND($AD32=0,$AE32=0,$AF32=0),1)","v":0},{"$f":"IF(ISNUMBER(MATCH(AX$11,$AG32:$AJ32,0)),1,0)*IF(ISNUMBER($AF32),(1-$AF32),1) + IF(ISNUMBER(MATCH(AX$11,$AK32:$AP32,0)),-1,0)*_xlfn.IFS(ISNUMBER($AD32),$AD32,ISNUMBER($AE32),$AE32,ISNUMBER($AF32),$AF32,AND($AD32=0,$AE32=0,$AF32=0),1)","v":0},{"$f":"IF(ISNUMBER(MATCH(AY$11,$AG32:$AJ32,0)),1,0)*IF(ISNUMBER($AF32),(1-$AF32),1) + IF(ISNUMBER(MATCH(AY$11,$AK32:$AP32,0)),-1,0)*_xlfn.IFS(ISNUMBER($AD32),$AD32,ISNUMBER($AE32),$AE32,ISNUMBER($AF32),$AF32,AND($AD32=0,$AE32=0,$AF32=0),1)","v":0},{"$f":"IF(ISNUMBER(MATCH(AZ$11,$AG32:$AJ32,0)),1,0)*IF(ISNUMBER($AF32),(1-$AF32),1) + IF(ISNUMBER(MATCH(AZ$11,$AK32:$AP32,0)),-1,0)*_xlfn.IFS(ISNUMBER($AD32),$AD32,ISNUMBER($AE32),$AE32,ISNUMBER($AF32),$AF32,AND($AD32=0,$AE32=0,$AF32=0),1)","v":0},{"$f":"IF(ISNUMBER(MATCH(BA$11,$AG32:$AJ32,0)),1,0)*IF(ISNUMBER($AF32),(1-$AF32),1) + IF(ISNUMBER(MATCH(BA$11,$AK32:$AP32,0)),-1,0)*_xlfn.IFS(ISNUMBER($AD32),$AD32,ISNUMBER($AE32),$AE32,ISNUMBER($AF32),$AF32,AND($AD32=0,$AE32=0,$AF32=0),1)","v":0},{"$f":"IF(ISNUMBER(MATCH(BB$11,$AG32:$AJ32,0)),1,0)*IF(ISNUMBER($AF32),(1-$AF32),1) + IF(ISNUMBER(MATCH(BB$11,$AK32:$AP32,0)),-1,0)*_xlfn.IFS(ISNUMBER($AD32),$AD32,ISNUMBER($AE32),$AE32,ISNUMBER($AF32),$AF32,AND($AD32=0,$AE32=0,$AF32=0),1)","v":0},{"$f":"IF(ISNUMBER(MATCH(BC$11,$AG32:$AJ32,0)),1,0)*IF(ISNUMBER($AF32),(1-$AF32),1) + IF(ISNUMBER(MATCH(BC$11,$AK32:$AP32,0)),-1,0)*_xlfn.IFS(ISNUMBER($AD32),$AD32,ISNUMBER($AE32),$AE32,ISNUMBER($AF32),$AF32,AND($AD32=0,$AE32=0,$AF32=0),1)","v":0},{"$f":"IF(ISNUMBER(MATCH(BD$11,$AG32:$AJ32,0)),1,0)*IF(ISNUMBER($AF32),(1-$AF32),1) + IF(ISNUMBER(MATCH(BD$11,$AK32:$AP32,0)),-1,0)*_xlfn.IFS(ISNUMBER($AD32),$AD32,ISNUMBER($AE32),$AE32,ISNUMBER($AF32),$AF32,AND($AD32=0,$AE32=0,$AF32=0),1)","v":0},{"$f":"IF(ISNUMBER(MATCH(BE$11,$AG32:$AJ32,0)),1,0)*IF(ISNUMBER($AF32),(1-$AF32),1) + IF(ISNUMBER(MATCH(BE$11,$AK32:$AP32,0)),-1,0)*_xlfn.IFS(ISNUMBER($AD32),$AD32,ISNUMBER($AE32),$AE32,ISNUMBER($AF32),$AF32,AND($AD32=0,$AE32=0,$AF32=0),1)","v":0},{"$f":"IF(ISNUMBER(MATCH(BF$11,$AG32:$AJ32,0)),1,0)*IF(ISNUMBER($AF32),(1-$AF32),1) + IF(ISNUMBER(MATCH(BF$11,$AK32:$AP32,0)),-1,0)*_xlfn.IFS(ISNUMBER($AD32),$AD32,ISNUMBER($AE32),$AE32,ISNUMBER($AF32),$AF32,AND($AD32=0,$AE32=0,$AF32=0),1)","v":0},{"$f":"IF(ISNUMBER(MATCH(BG$11,$AG32:$AJ32,0)),1,0)*IF(ISNUMBER($AF32),(1-$AF32),1) + IF(ISNUMBER(MATCH(BG$11,$AK32:$AP32,0)),-1,0)*_xlfn.IFS(ISNUMBER($AD32),$AD32,ISNUMBER($AE32),$AE32,ISNUMBER($AF32),$AF32,AND($AD32=0,$AE32=0,$AF32=0),1)","v":0},{"$f":"IF(ISNUMBER(MATCH(BH$11,$AG32:$AJ32,0)),1,0)*IF(ISNUMBER($AF32),(1-$AF32),1) + IF(ISNUMBER(MATCH(BH$11,$AK32:$AP32,0)),-1,0)*_xlfn.IFS(ISNUMBER($AD32),$AD32,ISNUMBER($AE32),$AE32,ISNUMBER($AF32),$AF32,AND($AD32=0,$AE32=0,$AF32=0),1)","v":0},{"$f":"IF(ISNUMBER(MATCH(BI$11,$AG32:$AJ32,0)),1,0)*IF(ISNUMBER($AF32),(1-$AF32),1) + IF(ISNUMBER(MATCH(BI$11,$AK32:$AP32,0)),-1,0)*_xlfn.IFS(ISNUMBER($AD32),$AD32,ISNUMBER($AE32),$AE32,ISNUMBER($AF32),$AF32,AND($AD32=0,$AE32=0,$AF32=0),1)","v":0},{"$f":"IF(ISNUMBER(MATCH(BJ$11,$AG32:$AJ32,0)),1,0)*IF(ISNUMBER($AF32),(1-$AF32),1) + IF(ISNUMBER(MATCH(BJ$11,$AK32:$AP32,0)),-1,0)*_xlfn.IFS(ISNUMBER($AD32),$AD32,ISNUMBER($AE32),$AE32,ISNUMBER($AF32),$AF32,AND($AD32=0,$AE32=0,$AF32=0),1)","v":-2.8116434535008936E-2},{"$f":"IF(ISNUMBER(MATCH(BK$11,$AG32:$AJ32,0)),1,0)*IF(ISNUMBER($AF32),(1-$AF32),1) + IF(ISNUMBER(MATCH(BK$11,$AK32:$AP32,0)),-1,0)*_xlfn.IFS(ISNUMBER($AD32),$AD32,ISNUMBER($AE32),$AE32,ISNUMBER($AF32),$AF32,AND($AD32=0,$AE32=0,$AF32=0),1)","v":1},{"$f":"IF(ISNUMBER(MATCH(BL$11,$AG32:$AJ32,0)),1,0)*IF(ISNUMBER($AF32),(1-$AF32),1) + IF(ISNUMBER(MATCH(BL$11,$AK32:$AP32,0)),-1,0)*_xlfn.IFS(ISNUMBER($AD32),$AD32,ISNUMBER($AE32),$AE32,ISNUMBER($AF32),$AF32,AND($AD32=0,$AE32=0,$AF32=0),1)","v":0},{"$f":"IF(ISNUMBER(MATCH(BM$11,$AG32:$AJ32,0)),1,0)*IF(ISNUMBER($AF32),(1-$AF32),1) + IF(ISNUMBER(MATCH(BM$11,$AK32:$AP32,0)),-1,0)*_xlfn.IFS(ISNUMBER($AD32),$AD32,ISNUMBER($AE32),$AE32,ISNUMBER($AF32),$AF32,AND($AD32=0,$AE32=0,$AF32=0),1)","v":0},{"$f":"IF(ISNUMBER(MATCH(BN$11,$AG32:$AJ32,0)),1,0)*IF(ISNUMBER($AF32),(1-$AF32),1) + IF(ISNUMBER(MATCH(BN$11,$AK32:$AP32,0)),-1,0)*_xlfn.IFS(ISNUMBER($AD32),$AD32,ISNUMBER($AE32),$AE32,ISNUMBER($AF32),$AF32,AND($AD32=0,$AE32=0,$AF32=0),1)","v":0},{"$f":"IF(ISNUMBER(MATCH(BO$11,$AG32:$AJ32,0)),1,0)*IF(ISNUMBER($AF32),(1-$AF32),1) + IF(ISNUMBER(MATCH(BO$11,$AK32:$AP32,0)),-1,0)*_xlfn.IFS(ISNUMBER($AD32),$AD32,ISNUMBER($AE32),$AE32,ISNUMBER($AF32),$AF32,AND($AD32=0,$AE32=0,$AF32=0),1)","v":0},{"$f":"IF(ISNUMBER(MATCH(BP$11,$AG32:$AJ32,0)),1,0)*IF(ISNUMBER($AF32),(1-$AF32),1) + IF(ISNUMBER(MATCH(BP$11,$AK32:$AP32,0)),-1,0)*_xlfn.IFS(ISNUMBER($AD32),$AD32,ISNUMBER($AE32),$AE32,ISNUMBER($AF32),$AF32,AND($AD32=0,$AE32=0,$AF32=0),1)","v":0},{"$f":"IF(ISNUMBER(MATCH(BQ$11,$AG32:$AJ32,0)),1,0)*IF(ISNUMBER($AF32),(1-$AF32),1) + IF(ISNUMBER(MATCH(BQ$11,$AK32:$AP32,0)),-1,0)*_xlfn.IFS(ISNUMBER($AD32),$AD32,ISNUMBER($AE32),$AE32,ISNUMBER($AF32),$AF32,AND($AD32=0,$AE32=0,$AF32=0),1)","v":0},{"$f":"IF(ISNUMBER(MATCH(BR$11,$AG32:$AJ32,0)),1,0)*IF(ISNUMBER($AF32),(1-$AF32),1) + IF(ISNUMBER(MATCH(BR$11,$AK32:$AP32,0)),-1,0)*_xlfn.IFS(ISNUMBER($AD32),$AD32,ISNUMBER($AE32),$AE32,ISNUMBER($AF32),$AF32,AND($AD32=0,$AE32=0,$AF32=0),1)","v":0},{"$f":"IF(ISNUMBER(MATCH(BS$11,$AG32:$AJ32,0)),1,0)*IF(ISNUMBER($AF32),(1-$AF32),1) + IF(ISNUMBER(MATCH(BS$11,$AK32:$AP32,0)),-1,0)*_xlfn.IFS(ISNUMBER($AD32),$AD32,ISNUMBER($AE32),$AE32,ISNUMBER($AF32),$AF32,AND($AD32=0,$AE32=0,$AF32=0),1)","v":0},{"$f":"IF(ISNUMBER(MATCH(BT$11,$AG32:$AJ32,0)),1,0)*IF(ISNUMBER($AF32),(1-$AF32),1) + IF(ISNUMBER(MATCH(BT$11,$AK32:$AP32,0)),-1,0)*_xlfn.IFS(ISNUMBER($AD32),$AD32,ISNUMBER($AE32),$AE32,ISNUMBER($AF32),$AF32,AND($AD32=0,$AE32=0,$AF32=0),1)","v":0},{"$f":"IF(ISNUMBER(MATCH(BU$11,$AG32:$AJ32,0)),1,0)*IF(ISNUMBER($AF32),(1-$AF32),1) + IF(ISNUMBER(MATCH(BU$11,$AK32:$AP32,0)),-1,0)*_xlfn.IFS(ISNUMBER($AD32),$AD32,ISNUMBER($AE32),$AE32,ISNUMBER($AF32),$AF32,AND($AD32=0,$AE32=0,$AF32=0),1)","v":0},{"$f":"IF(ISNUMBER(MATCH(BV$11,$AG32:$AJ32,0)),1,0)*IF(ISNUMBER($AF32),(1-$AF32),1) + IF(ISNUMBER(MATCH(BV$11,$AK32:$AP32,0)),-1,0)*_xlfn.IFS(ISNUMBER($AD32),$AD32,ISNUMBER($AE32),$AE32,ISNUMBER($AF32),$AF32,AND($AD32=0,$AE32=0,$AF32=0),1)","v":0},{"$f":"IF(ISNUMBER(MATCH(BW$11,$AG32:$AJ32,0)),1,0)*IF(ISNUMBER($AF32),(1-$AF32),1) + IF(ISNUMBER(MATCH(BW$11,$AK32:$AP32,0)),-1,0)*_xlfn.IFS(ISNUMBER($AD32),$AD32,ISNUMBER($AE32),$AE32,ISNUMBER($AF32),$AF32,AND($AD32=0,$AE32=0,$AF32=0),1)","v":0},{"$f":"IF(ISNUMBER(MATCH(BX$11,$AG32:$AJ32,0)),1,0)*IF(ISNUMBER($AF32),(1-$AF32),1) + IF(ISNUMBER(MATCH(BX$11,$AK32:$AP32,0)),-1,0)*_xlfn.IFS(ISNUMBER($AD32),$AD32,ISNUMBER($AE32),$AE32,ISNUMBER($AF32),$AF32,AND($AD32=0,$AE32=0,$AF32=0),1)","v":0},{"$f":"IF(ISNUMBER(MATCH(BY$11,$AG32:$AJ32,0)),1,0)*IF(ISNUMBER($AF32),(1-$AF32),1) + IF(ISNUMBER(MATCH(BY$11,$AK32:$AP32,0)),-1,0)*_xlfn.IFS(ISNUMBER($AD32),$AD32,ISNUMBER($AE32),$AE32,ISNUMBER($AF32),$AF32,AND($AD32=0,$AE32=0,$AF32=0),1)","v":0},{"$f":"IF(ISNUMBER(MATCH(BZ$11,$AG32:$AJ32,0)),1,0)*IF(ISNUMBER($AF32),(1-$AF32),1) + IF(ISNUMBER(MATCH(BZ$11,$AK32:$AP32,0)),-1,0)*_xlfn.IFS(ISNUMBER($AD32),$AD32,ISNUMBER($AE32),$AE32,ISNUMBER($AF32),$AF32,AND($AD32=0,$AE32=0,$AF32=0),1)","v":0},{"$f":"IF(ISNUMBER(MATCH(CA$11,$AG32:$AJ32,0)),1,0)*IF(ISNUMBER($AF32),(1-$AF32),1) + IF(ISNUMBER(MATCH(CA$11,$AK32:$AP32,0)),-1,0)*_xlfn.IFS(ISNUMBER($AD32),$AD32,ISNUMBER($AE32),$AE32,ISNUMBER($AF32),$AF32,AND($AD32=0,$AE32=0,$AF32=0),1)","v":0},{"$f":"IF(ISNUMBER(MATCH(CB$11,$AG32:$AJ32,0)),1,0)*IF(ISNUMBER($AF32),(1-$AF32),1) + IF(ISNUMBER(MATCH(CB$11,$AK32:$AP32,0)),-1,0)*_xlfn.IFS(ISNUMBER($AD32),$AD32,ISNUMBER($AE32),$AE32,ISNUMBER($AF32),$AF32,AND($AD32=0,$AE32=0,$AF32=0),1)","v":0},{"$f":"IF(ISNUMBER(MATCH(CC$11,$AG32:$AJ32,0)),1,0)*IF(ISNUMBER($AF32),(1-$AF32),1) + IF(ISNUMBER(MATCH(CC$11,$AK32:$AP32,0)),-1,0)*_xlfn.IFS(ISNUMBER($AD32),$AD32,ISNUMBER($AE32),$AE32,ISNUMBER($AF32),$AF32,AND($AD32=0,$AE32=0,$AF32=0),1)","v":0},{"$f":"IF(ISNUMBER(MATCH(CD$11,$AG32:$AJ32,0)),1,0)*IF(ISNUMBER($AF32),(1-$AF32),1) + IF(ISNUMBER(MATCH(CD$11,$AK32:$AP32,0)),-1,0)*_xlfn.IFS(ISNUMBER($AD32),$AD32,ISNUMBER($AE32),$AE32,ISNUMBER($AF32),$AF32,AND($AD32=0,$AE32=0,$AF32=0),1)","v":0},{"$f":"IF(ISNUMBER(MATCH(CE$11,$AG32:$AJ32,0)),1,0)*IF(ISNUMBER($AF32),(1-$AF32),1) + IF(ISNUMBER(MATCH(CE$11,$AK32:$AP32,0)),-1,0)*_xlfn.IFS(ISNUMBER($AD32),$AD32,ISNUMBER($AE32),$AE32,ISNUMBER($AF32),$AF32,AND($AD32=0,$AE32=0,$AF32=0),1)","v":0},{"$f":"IF(ISNUMBER(MATCH(CF$11,$AG32:$AJ32,0)),1,0)*IF(ISNUMBER($AF32),(1-$AF32),1) + IF(ISNUMBER(MATCH(CF$11,$AK32:$AP32,0)),-1,0)*_xlfn.IFS(ISNUMBER($AD32),$AD32,ISNUMBER($AE32),$AE32,ISNUMBER($AF32),$AF32,AND($AD32=0,$AE32=0,$AF32=0),1)","v":0},{"$f":"IF(ISNUMBER(MATCH(CG$11,$AG32:$AJ32,0)),1,0)*IF(ISNUMBER($AF32),(1-$AF32),1) + IF(ISNUMBER(MATCH(CG$11,$AK32:$AP32,0)),-1,0)*_xlfn.IFS(ISNUMBER($AD32),$AD32,ISNUMBER($AE32),$AE32,ISNUMBER($AF32),$AF32,AND($AD32=0,$AE32=0,$AF32=0),1)","v":0},{"$f":"IF(ISNUMBER(MATCH(CH$11,$AG32:$AJ32,0)),1,0)*IF(ISNUMBER($AF32),(1-$AF32),1) + IF(ISNUMBER(MATCH(CH$11,$AK32:$AP32,0)),-1,0)*_xlfn.IFS(ISNUMBER($AD32),$AD32,ISNUMBER($AE32),$AE32,ISNUMBER($AF32),$AF32,AND($AD32=0,$AE32=0,$AF32=0),1)","v":0},{"$f":"IF(ISNUMBER(MATCH(CI$11,$AG32:$AJ32,0)),1,0)*IF(ISNUMBER($AF32),(1-$AF32),1) + IF(ISNUMBER(MATCH(CI$11,$AK32:$AP32,0)),-1,0)*_xlfn.IFS(ISNUMBER($AD32),$AD32,ISNUMBER($AE32),$AE32,ISNUMBER($AF32),$AF32,AND($AD32=0,$AE32=0,$AF32=0),1)","v":0},{"$f":"IF(ISNUMBER(MATCH(CJ$11,$AG32:$AJ32,0)),1,0)*IF(ISNUMBER($AF32),(1-$AF32),1) + IF(ISNUMBER(MATCH(CJ$11,$AK32:$AP32,0)),-1,0)*_xlfn.IFS(ISNUMBER($AD32),$AD32,ISNUMBER($AE32),$AE32,ISNUMBER($AF32),$AF32,AND($AD32=0,$AE32=0,$AF32=0),1)","v":0},{"$f":"IF(ISNUMBER(MATCH(CK$11,$AG32:$AJ32,0)),1,0)*IF(ISNUMBER($AF32),(1-$AF32),1) + IF(ISNUMBER(MATCH(CK$11,$AK32:$AP32,0)),-1,0)*_xlfn.IFS(ISNUMBER($AD32),$AD32,ISNUMBER($AE32),$AE32,ISNUMBER($AF32),$AF32,AND($AD32=0,$AE32=0,$AF32=0),1)","v":0},{"$f":"IF(ISNUMBER(MATCH(CL$11,$AG32:$AJ32,0)),1,0)*IF(ISNUMBER($AF32),(1-$AF32),1) + IF(ISNUMBER(MATCH(CL$11,$AK32:$AP32,0)),-1,0)*_xlfn.IFS(ISNUMBER($AD32),$AD32,ISNUMBER($AE32),$AE32,ISNUMBER($AF32),$AF32,AND($AD32=0,$AE32=0,$AF32=0),1)","v":0},{"$f":"IF(ISNUMBER(MATCH(CM$11,$AG32:$AJ32,0)),1,0)*IF(ISNUMBER($AF32),(1-$AF32),1) + IF(ISNUMBER(MATCH(CM$11,$AK32:$AP32,0)),-1,0)*_xlfn.IFS(ISNUMBER($AD32),$AD32,ISNUMBER($AE32),$AE32,ISNUMBER($AF32),$AF32,AND($AD32=0,$AE32=0,$AF32=0),1)","v":0},{"$f":"IF(ISNUMBER(MATCH(CN$11,$AG32:$AJ32,0)),1,0)*IF(ISNUMBER($AF32),(1-$AF32),1) + IF(ISNUMBER(MATCH(CN$11,$AK32:$AP32,0)),-1,0)*_xlfn.IFS(ISNUMBER($AD32),$AD32,ISNUMBER($AE32),$AE32,ISNUMBER($AF32),$AF32,AND($AD32=0,$AE32=0,$AF32=0),1)","v":0},{"$f":"IF(ISNUMBER(MATCH(CO$11,$AG32:$AJ32,0)),1,0)*IF(ISNUMBER($AF32),(1-$AF32),1) + IF(ISNUMBER(MATCH(CO$11,$AK32:$AP32,0)),-1,0)*_xlfn.IFS(ISNUMBER($AD32),$AD32,ISNUMBER($AE32),$AE32,ISNUMBER($AF32),$AF32,AND($AD32=0,$AE32=0,$AF32=0),1)","v":0},{"$f":"IF(ISNUMBER(MATCH(CP$11,$AG32:$AJ32,0)),1,0)*IF(ISNUMBER($AF32),(1-$AF32),1) + IF(ISNUMBER(MATCH(CP$11,$AK32:$AP32,0)),-1,0)*_xlfn.IFS(ISNUMBER($AD32),$AD32,ISNUMBER($AE32),$AE32,ISNUMBER($AF32),$AF32,AND($AD32=0,$AE32=0,$AF32=0),1)","v":0},{"$f":"IF(ISNUMBER(MATCH(CQ$11,$AG32:$AJ32,0)),1,0)*IF(ISNUMBER($AF32),(1-$AF32),1) + IF(ISNUMBER(MATCH(CQ$11,$AK32:$AP32,0)),-1,0)*_xlfn.IFS(ISNUMBER($AD32),$AD32,ISNUMBER($AE32),$AE32,ISNUMBER($AF32),$AF32,AND($AD32=0,$AE32=0,$AF32=0),1)","v":0},{"$f":"IF(ISNUMBER(MATCH(CR$11,$AG32:$AJ32,0)),1,0)*IF(ISNUMBER($AF32),(1-$AF32),1) + IF(ISNUMBER(MATCH(CR$11,$AK32:$AP32,0)),-1,0)*_xlfn.IFS(ISNUMBER($AD32),$AD32,ISNUMBER($AE32),$AE32,ISNUMBER($AF32),$AF32,AND($AD32=0,$AE32=0,$AF32=0),1)","v":0},{"$f":"IF(ISNUMBER(MATCH(CS$11,$AG32:$AJ32,0)),1,0)*IF(ISNUMBER($AF32),(1-$AF32),1) + IF(ISNUMBER(MATCH(CS$11,$AK32:$AP32,0)),-1,0)*_xlfn.IFS(ISNUMBER($AD32),$AD32,ISNUMBER($AE32),$AE32,ISNUMBER($AF32),$AF32,AND($AD32=0,$AE32=0,$AF32=0),1)","v":0},{"$f":"IF(ISNUMBER(MATCH(CT$11,$AG32:$AJ32,0)),1,0)*IF(ISNUMBER($AF32),(1-$AF32),1) + IF(ISNUMBER(MATCH(CT$11,$AK32:$AP32,0)),-1,0)*_xlfn.IFS(ISNUMBER($AD32),$AD32,ISNUMBER($AE32),$AE32,ISNUMBER($AF32),$AF32,AND($AD32=0,$AE32=0,$AF32=0),1)","v":0},{"$f":"IF(ISNUMBER(MATCH(CU$11,$AG32:$AJ32,0)),1,0)*IF(ISNUMBER($AF32),(1-$AF32),1) + IF(ISNUMBER(MATCH(CU$11,$AK32:$AP32,0)),-1,0)*_xlfn.IFS(ISNUMBER($AD32),$AD32,ISNUMBER($AE32),$AE32,ISNUMBER($AF32),$AF32,AND($AD32=0,$AE32=0,$AF32=0),1)","v":0},{"$f":"IF(ISNUMBER(MATCH(CV$11,$AG32:$AJ32,0)),1,0)*IF(ISNUMBER($AF32),(1-$AF32),1) + IF(ISNUMBER(MATCH(CV$11,$AK32:$AP32,0)),-1,0)*_xlfn.IFS(ISNUMBER($AD32),$AD32,ISNUMBER($AE32),$AE32,ISNUMBER($AF32),$AF32,AND($AD32=0,$AE32=0,$AF32=0),1)","v":0},{"$f":"IF(ISNUMBER(MATCH(CW$11,$AG32:$AJ32,0)),1,0)*IF(ISNUMBER($AF32),(1-$AF32),1) + IF(ISNUMBER(MATCH(CW$11,$AK32:$AP32,0)),-1,0)*_xlfn.IFS(ISNUMBER($AD32),$AD32,ISNUMBER($AE32),$AE32,ISNUMBER($AF32),$AF32,AND($AD32=0,$AE32=0,$AF32=0),1)","v":0},{"$f":"IF(ISNUMBER(MATCH(CX$11,$AG32:$AJ32,0)),1,0)*IF(ISNUMBER($AF32),(1-$AF32),1) + IF(ISNUMBER(MATCH(CX$11,$AK32:$AP32,0)),-1,0)*_xlfn.IFS(ISNUMBER($AD32),$AD32,ISNUMBER($AE32),$AE32,ISNUMBER($AF32),$AF32,AND($AD32=0,$AE32=0,$AF32=0),1)","v":0},{"$f":"IF(ISNUMBER(MATCH(CY$11,$AG32:$AJ32,0)),1,0)*IF(ISNUMBER($AF32),(1-$AF32),1) + IF(ISNUMBER(MATCH(CY$11,$AK32:$AP32,0)),-1,0)*_xlfn.IFS(ISNUMBER($AD32),$AD32,ISNUMBER($AE32),$AE32,ISNUMBER($AF32),$AF32,AND($AD32=0,$AE32=0,$AF32=0),1)","v":0},{"$f":"IF(ISNUMBER(MATCH(CZ$11,$AG32:$AJ32,0)),1,0)*IF(ISNUMBER($AF32),(1-$AF32),1) + IF(ISNUMBER(MATCH(CZ$11,$AK32:$AP32,0)),-1,0)*_xlfn.IFS(ISNUMBER($AD32),$AD32,ISNUMBER($AE32),$AE32,ISNUMBER($AF32),$AF32,AND($AD32=0,$AE32=0,$AF32=0),1)","v":0},{"$f":"IF(ISNUMBER(MATCH(DA$11,$AG32:$AJ32,0)),1,0)*IF(ISNUMBER($AF32),(1-$AF32),1) + IF(ISNUMBER(MATCH(DA$11,$AK32:$AP32,0)),-1,0)*_xlfn.IFS(ISNUMBER($AD32),$AD32,ISNUMBER($AE32),$AE32,ISNUMBER($AF32),$AF32,AND($AD32=0,$AE32=0,$AF32=0),1)","v":0},{"$f":"IF(ISNUMBER(MATCH(DB$11,$AG32:$AJ32,0)),1,0)*IF(ISNUMBER($AF32),(1-$AF32),1) + IF(ISNUMBER(MATCH(DB$11,$AK32:$AP32,0)),-1,0)*_xlfn.IFS(ISNUMBER($AD32),$AD32,ISNUMBER($AE32),$AE32,ISNUMBER($AF32),$AF32,AND($AD32=0,$AE32=0,$AF32=0),1)","v":0},{"$f":"IF(ISNUMBER(MATCH(DC$11,$AG32:$AJ32,0)),1,0)*IF(ISNUMBER($AF32),(1-$AF32),1) + IF(ISNUMBER(MATCH(DC$11,$AK32:$AP32,0)),-1,0)*_xlfn.IFS(ISNUMBER($AD32),$AD32,ISNUMBER($AE32),$AE32,ISNUMBER($AF32),$AF32,AND($AD32=0,$AE32=0,$AF32=0),1)","v":0},{"$f":"IF(ISNUMBER(MATCH(DD$11,$AG32:$AJ32,0)),1,0)*IF(ISNUMBER($AF32),(1-$AF32),1) + IF(ISNUMBER(MATCH(DD$11,$AK32:$AP32,0)),-1,0)*_xlfn.IFS(ISNUMBER($AD32),$AD32,ISNUMBER($AE32),$AE32,ISNUMBER($AF32),$AF32,AND($AD32=0,$AE32=0,$AF32=0),1)","v":0},{"$f":"IF(ISNUMBER(MATCH(DE$11,$AG32:$AJ32,0)),1,0)*IF(ISNUMBER($AF32),(1-$AF32),1) + IF(ISNUMBER(MATCH(DE$11,$AK32:$AP32,0)),-1,0)*_xlfn.IFS(ISNUMBER($AD32),$AD32,ISNUMBER($AE32),$AE32,ISNUMBER($AF32),$AF32,AND($AD32=0,$AE32=0,$AF32=0),1)","v":0},null,0,"Datarooms","MECH","Prop",null,null,null,null,null,null,null,null,null,"q_dr1_cls,a",0.37196834587605626,15.159724830022046,0,0,0,0,0,0,0,0,0,0,0,0,0,0,0,2.209441975308642E-2,-2.209441975308642E-2,0,2.209441975308642E-2,8.197185382229067E-3,0,-2.209441975308642E-2,0,-2.209441975308642E-2,0,2.209441975308642E-2,0,0,-2.209441975308642E-2,0,-2.209441975308642E-2,0,2.209441975308642E-2,2.209441975308642E-2,0,-2.209441975308642E-2,0,-2.209441975308642E-2,0,2.209441975308642E-2,2.209441975308642E-2,0,-2.209441975308642E-2,0,0,0,0,0,0,0,0,0,0,0,0,1,-2.2039999999999997E-2,-5.4419753086419758E-5,-0.02,-0.255,-0.02,-2.0400000000000001E-3,0,-0.02,-2.2039999999999997E-2,-0.25296000000000002,null,null,null,null,null,null,null,null,null,null,null,"q_dr1_cls,a",null,15.159724830022046,0,0,0,0,0,0,0,0,0,0,0,0,0,0,0,2.209441975308642E-2,-2.209441975308642E-2,0,2.209441975308642E-2,8.197185382229067E-3,0,-2.209441975308642E-2,0,-2.209441975308642E-2,0,2.209441975308642E-2,0,0,-2.209441975308642E-2,0,-2.209441975308642E-2,0,2.209441975308642E-2,2.209441975308642E-2,0,-2.209441975308642E-2,0,-2.209441975308642E-2,0,2.209441975308642E-2,2.209441975308642E-2,0,-2.209441975308642E-2,0,0,0,0,0,0,0,0,0,0,0,0,1,-2.2039999999999997E-2,-5.4419753086419758E-5,-0.02,-0.255,-0.02,-2.0400000000000001E-3,0,-0.02,-2.2039999999999997E-2,-0.25296000000000002,null,null,"q_dr1_cls,a",189.15264647259815,0,0,0,0,0,0,0,0,0,0,0,0,0,0,0,0.27567901234567899,-0.27567901234567899,0,0.27567901234567899,0.10227885572200515,0,-0.27567901234567899,0,-0.27567901234567899,0,0.27567901234567899,0,0,-0.27567901234567899,0,-0.27567901234567899,0,0.27567901234567899,0.27567901234567899,0,-0.27567901234567899,0,-0.27567901234567899,0,0.27567901234567899,0.27567901234567899,0,-0.27567901234567899,0,0,0,0,0,0,0,0,0,0,0,0,1,-0.27500000000000002,-6.7901234567901232E-4,-0.02,-0.255,-0.02,-2.0400000000000001E-3,0,-0.02,-0.27500000000000002,-0.25296000000000002]
[null,null,null,null,null,null,null,null,null,null,null,null,null,null,null,null,null,null,"e_drms_crit-dr2",2050.8111417202331,2050.8111417202331,2050.8111417202331,2050.8111417202331,2050.8111417202331,2050.8111417202331,null,"HRU,LT","Prop",null,{"$f":"'IT Load Datarooms Calculate'!E94","v":0.6289929550612442},null,null,"q_dr1_cls,a",null,null,null,"e_drms_crit-dr1",null,null,null,null,null,null,{"$f":"IF(ISNUMBER(MATCH(AR$11,$AG33:$AJ33,0)),1,0)*IF(ISNUMBER($AF33),(1-$AF33),1) + IF(ISNUMBER(MATCH(AR$11,$AK33:$AP33,0)),-1,0)*_xlfn.IFS(ISNUMBER($AD33),$AD33,ISNUMBER($AE33),$AE33,ISNUMBER($AF33),$AF33,AND($AD33=0,$AE33=0,$AF33=0),1)","v":0},{"$f":"IF(ISNUMBER(MATCH(AS$11,$AG33:$AJ33,0)),1,0)*IF(ISNUMBER($AF33),(1-$AF33),1) + IF(ISNUMBER(MATCH(AS$11,$AK33:$AP33,0)),-1,0)*_xlfn.IFS(ISNUMBER($AD33),$AD33,ISNUMBER($AE33),$AE33,ISNUMBER($AF33),$AF33,AND($AD33=0,$AE33=0,$AF33=0),1)","v":0},{"$f":"IF(ISNUMBER(MATCH(AT$11,$AG33:$AJ33,0)),1,0)*IF(ISNUMBER($AF33),(1-$AF33),1) + IF(ISNUMBER(MATCH(AT$11,$AK33:$AP33,0)),-1,0)*_xlfn.IFS(ISNUMBER($AD33),$AD33,ISNUMBER($AE33),$AE33,ISNUMBER($AF33),$AF33,AND($AD33=0,$AE33=0,$AF33=0),1)","v":0},{"$f":"IF(ISNUMBER(MATCH(AU$11,$AG33:$AJ33,0)),1,0)*IF(ISNUMBER($AF33),(1-$AF33),1) + IF(ISNUMBER(MATCH(AU$11,$AK33:$AP33,0)),-1,0)*_xlfn.IFS(ISNUMBER($AD33),$AD33,ISNUMBER($AE33),$AE33,ISNUMBER($AF33),$AF33,AND($AD33=0,$AE33=0,$AF33=0),1)","v":0},{"$f":"IF(ISNUMBER(MATCH(AV$11,$AG33:$AJ33,0)),1,0)*IF(ISNUMBER($AF33),(1-$AF33),1) + IF(ISNUMBER(MATCH(AV$11,$AK33:$AP33,0)),-1,0)*_xlfn.IFS(ISNUMBER($AD33),$AD33,ISNUMBER($AE33),$AE33,ISNUMBER($AF33),$AF33,AND($AD33=0,$AE33=0,$AF33=0),1)","v":0},{"$f":"IF(ISNUMBER(MATCH(AW$11,$AG33:$AJ33,0)),1,0)*IF(ISNUMBER($AF33),(1-$AF33),1) + IF(ISNUMBER(MATCH(AW$11,$AK33:$AP33,0)),-1,0)*_xlfn.IFS(ISNUMBER($AD33),$AD33,ISNUMBER($AE33),$AE33,ISNUMBER($AF33),$AF33,AND($AD33=0,$AE33=0,$AF33=0),1)","v":0},{"$f":"IF(ISNUMBER(MATCH(AX$11,$AG33:$AJ33,0)),1,0)*IF(ISNUMBER($AF33),(1-$AF33),1) + IF(ISNUMBER(MATCH(AX$11,$AK33:$AP33,0)),-1,0)*_xlfn.IFS(ISNUMBER($AD33),$AD33,ISNUMBER($AE33),$AE33,ISNUMBER($AF33),$AF33,AND($AD33=0,$AE33=0,$AF33=0),1)","v":0},{"$f":"IF(ISNUMBER(MATCH(AY$11,$AG33:$AJ33,0)),1,0)*IF(ISNUMBER($AF33),(1-$AF33),1) + IF(ISNUMBER(MATCH(AY$11,$AK33:$AP33,0)),-1,0)*_xlfn.IFS(ISNUMBER($AD33),$AD33,ISNUMBER($AE33),$AE33,ISNUMBER($AF33),$AF33,AND($AD33=0,$AE33=0,$AF33=0),1)","v":0},{"$f":"IF(ISNUMBER(MATCH(AZ$11,$AG33:$AJ33,0)),1,0)*IF(ISNUMBER($AF33),(1-$AF33),1) + IF(ISNUMBER(MATCH(AZ$11,$AK33:$AP33,0)),-1,0)*_xlfn.IFS(ISNUMBER($AD33),$AD33,ISNUMBER($AE33),$AE33,ISNUMBER($AF33),$AF33,AND($AD33=0,$AE33=0,$AF33=0),1)","v":0},{"$f":"IF(ISNUMBER(MATCH(BA$11,$AG33:$AJ33,0)),1,0)*IF(ISNUMBER($AF33),(1-$AF33),1) + IF(ISNUMBER(MATCH(BA$11,$AK33:$AP33,0)),-1,0)*_xlfn.IFS(ISNUMBER($AD33),$AD33,ISNUMBER($AE33),$AE33,ISNUMBER($AF33),$AF33,AND($AD33=0,$AE33=0,$AF33=0),1)","v":0},{"$f":"IF(ISNUMBER(MATCH(BB$11,$AG33:$AJ33,0)),1,0)*IF(ISNUMBER($AF33),(1-$AF33),1) + IF(ISNUMBER(MATCH(BB$11,$AK33:$AP33,0)),-1,0)*_xlfn.IFS(ISNUMBER($AD33),$AD33,ISNUMBER($AE33),$AE33,ISNUMBER($AF33),$AF33,AND($AD33=0,$AE33=0,$AF33=0),1)","v":0},{"$f":"IF(ISNUMBER(MATCH(BC$11,$AG33:$AJ33,0)),1,0)*IF(ISNUMBER($AF33),(1-$AF33),1) + IF(ISNUMBER(MATCH(BC$11,$AK33:$AP33,0)),-1,0)*_xlfn.IFS(ISNUMBER($AD33),$AD33,ISNUMBER($AE33),$AE33,ISNUMBER($AF33),$AF33,AND($AD33=0,$AE33=0,$AF33=0),1)","v":0},{"$f":"IF(ISNUMBER(MATCH(BD$11,$AG33:$AJ33,0)),1,0)*IF(ISNUMBER($AF33),(1-$AF33),1) + IF(ISNUMBER(MATCH(BD$11,$AK33:$AP33,0)),-1,0)*_xlfn.IFS(ISNUMBER($AD33),$AD33,ISNUMBER($AE33),$AE33,ISNUMBER($AF33),$AF33,AND($AD33=0,$AE33=0,$AF33=0),1)","v":0},{"$f":"IF(ISNUMBER(MATCH(BE$11,$AG33:$AJ33,0)),1,0)*IF(ISNUMBER($AF33),(1-$AF33),1) + IF(ISNUMBER(MATCH(BE$11,$AK33:$AP33,0)),-1,0)*_xlfn.IFS(ISNUMBER($AD33),$AD33,ISNUMBER($AE33),$AE33,ISNUMBER($AF33),$AF33,AND($AD33=0,$AE33=0,$AF33=0),1)","v":0},{"$f":"IF(ISNUMBER(MATCH(BF$11,$AG33:$AJ33,0)),1,0)*IF(ISNUMBER($AF33),(1-$AF33),1) + IF(ISNUMBER(MATCH(BF$11,$AK33:$AP33,0)),-1,0)*_xlfn.IFS(ISNUMBER($AD33),$AD33,ISNUMBER($AE33),$AE33,ISNUMBER($AF33),$AF33,AND($AD33=0,$AE33=0,$AF33=0),1)","v":0},{"$f":"IF(ISNUMBER(MATCH(BG$11,$AG33:$AJ33,0)),1,0)*IF(ISNUMBER($AF33),(1-$AF33),1) + IF(ISNUMBER(MATCH(BG$11,$AK33:$AP33,0)),-1,0)*_xlfn.IFS(ISNUMBER($AD33),$AD33,ISNUMBER($AE33),$AE33,ISNUMBER($AF33),$AF33,AND($AD33=0,$AE33=0,$AF33=0),1)","v":0},{"$f":"IF(ISNUMBER(MATCH(BH$11,$AG33:$AJ33,0)),1,0)*IF(ISNUMBER($AF33),(1-$AF33),1) + IF(ISNUMBER(MATCH(BH$11,$AK33:$AP33,0)),-1,0)*_xlfn.IFS(ISNUMBER($AD33),$AD33,ISNUMBER($AE33),$AE33,ISNUMBER($AF33),$AF33,AND($AD33=0,$AE33=0,$AF33=0),1)","v":0},{"$f":"IF(ISNUMBER(MATCH(BI$11,$AG33:$AJ33,0)),1,0)*IF(ISNUMBER($AF33),(1-$AF33),1) + IF(ISNUMBER(MATCH(BI$11,$AK33:$AP33,0)),-1,0)*_xlfn.IFS(ISNUMBER($AD33),$AD33,ISNUMBER($AE33),$AE33,ISNUMBER($AF33),$AF33,AND($AD33=0,$AE33=0,$AF33=0),1)","v":0},{"$f":"IF(ISNUMBER(MATCH(BJ$11,$AG33:$AJ33,0)),1,0)*IF(ISNUMBER($AF33),(1-$AF33),1) + IF(ISNUMBER(MATCH(BJ$11,$AK33:$AP33,0)),-1,0)*_xlfn.IFS(ISNUMBER($AD33),$AD33,ISNUMBER($AE33),$AE33,ISNUMBER($AF33),$AF33,AND($AD33=0,$AE33=0,$AF33=0),1)","v":-0.6289929550612442},{"$f":"IF(ISNUMBER(MATCH(BK$11,$AG33:$AJ33,0)),1,0)*IF(ISNUMBER($AF33),(1-$AF33),1) + IF(ISNUMBER(MATCH(BK$11,$AK33:$AP33,0)),-1,0)*_xlfn.IFS(ISNUMBER($AD33),$AD33,ISNUMBER($AE33),$AE33,ISNUMBER($AF33),$AF33,AND($AD33=0,$AE33=0,$AF33=0),1)","v":0},{"$f":"IF(ISNUMBER(MATCH(BL$11,$AG33:$AJ33,0)),1,0)*IF(ISNUMBER($AF33),(1-$AF33),1) + IF(ISNUMBER(MATCH(BL$11,$AK33:$AP33,0)),-1,0)*_xlfn.IFS(ISNUMBER($AD33),$AD33,ISNUMBER($AE33),$AE33,ISNUMBER($AF33),$AF33,AND($AD33=0,$AE33=0,$AF33=0),1)","v":0},{"$f":"IF(ISNUMBER(MATCH(BM$11,$AG33:$AJ33,0)),1,0)*IF(ISNUMBER($AF33),(1-$AF33),1) + IF(ISNUMBER(MATCH(BM$11,$AK33:$AP33,0)),-1,0)*_xlfn.IFS(ISNUMBER($AD33),$AD33,ISNUMBER($AE33),$AE33,ISNUMBER($AF33),$AF33,AND($AD33=0,$AE33=0,$AF33=0),1)","v":0},{"$f":"IF(ISNUMBER(MATCH(BN$11,$AG33:$AJ33,0)),1,0)*IF(ISNUMBER($AF33),(1-$AF33),1) + IF(ISNUMBER(MATCH(BN$11,$AK33:$AP33,0)),-1,0)*_xlfn.IFS(ISNUMBER($AD33),$AD33,ISNUMBER($AE33),$AE33,ISNUMBER($AF33),$AF33,AND($AD33=0,$AE33=0,$AF33=0),1)","v":0},{"$f":"IF(ISNUMBER(MATCH(BO$11,$AG33:$AJ33,0)),1,0)*IF(ISNUMBER($AF33),(1-$AF33),1) + IF(ISNUMBER(MATCH(BO$11,$AK33:$AP33,0)),-1,0)*_xlfn.IFS(ISNUMBER($AD33),$AD33,ISNUMBER($AE33),$AE33,ISNUMBER($AF33),$AF33,AND($AD33=0,$AE33=0,$AF33=0),1)","v":0},{"$f":"IF(ISNUMBER(MATCH(BP$11,$AG33:$AJ33,0)),1,0)*IF(ISNUMBER($AF33),(1-$AF33),1) + IF(ISNUMBER(MATCH(BP$11,$AK33:$AP33,0)),-1,0)*_xlfn.IFS(ISNUMBER($AD33),$AD33,ISNUMBER($AE33),$AE33,ISNUMBER($AF33),$AF33,AND($AD33=0,$AE33=0,$AF33=0),1)","v":0},{"$f":"IF(ISNUMBER(MATCH(BQ$11,$AG33:$AJ33,0)),1,0)*IF(ISNUMBER($AF33),(1-$AF33),1) + IF(ISNUMBER(MATCH(BQ$11,$AK33:$AP33,0)),-1,0)*_xlfn.IFS(ISNUMBER($AD33),$AD33,ISNUMBER($AE33),$AE33,ISNUMBER($AF33),$AF33,AND($AD33=0,$AE33=0,$AF33=0),1)","v":0},{"$f":"IF(ISNUMBER(MATCH(BR$11,$AG33:$AJ33,0)),1,0)*IF(ISNUMBER($AF33),(1-$AF33),1) + IF(ISNUMBER(MATCH(BR$11,$AK33:$AP33,0)),-1,0)*_xlfn.IFS(ISNUMBER($AD33),$AD33,ISNUMBER($AE33),$AE33,ISNUMBER($AF33),$AF33,AND($AD33=0,$AE33=0,$AF33=0),1)","v":0},{"$f":"IF(ISNUMBER(MATCH(BS$11,$AG33:$AJ33,0)),1,0)*IF(ISNUMBER($AF33),(1-$AF33),1) + IF(ISNUMBER(MATCH(BS$11,$AK33:$AP33,0)),-1,0)*_xlfn.IFS(ISNUMBER($AD33),$AD33,ISNUMBER($AE33),$AE33,ISNUMBER($AF33),$AF33,AND($AD33=0,$AE33=0,$AF33=0),1)","v":0},{"$f":"IF(ISNUMBER(MATCH(BT$11,$AG33:$AJ33,0)),1,0)*IF(ISNUMBER($AF33),(1-$AF33),1) + IF(ISNUMBER(MATCH(BT$11,$AK33:$AP33,0)),-1,0)*_xlfn.IFS(ISNUMBER($AD33),$AD33,ISNUMBER($AE33),$AE33,ISNUMBER($AF33),$AF33,AND($AD33=0,$AE33=0,$AF33=0),1)","v":0},{"$f":"IF(ISNUMBER(MATCH(BU$11,$AG33:$AJ33,0)),1,0)*IF(ISNUMBER($AF33),(1-$AF33),1) + IF(ISNUMBER(MATCH(BU$11,$AK33:$AP33,0)),-1,0)*_xlfn.IFS(ISNUMBER($AD33),$AD33,ISNUMBER($AE33),$AE33,ISNUMBER($AF33),$AF33,AND($AD33=0,$AE33=0,$AF33=0),1)","v":0},{"$f":"IF(ISNUMBER(MATCH(BV$11,$AG33:$AJ33,0)),1,0)*IF(ISNUMBER($AF33),(1-$AF33),1) + IF(ISNUMBER(MATCH(BV$11,$AK33:$AP33,0)),-1,0)*_xlfn.IFS(ISNUMBER($AD33),$AD33,ISNUMBER($AE33),$AE33,ISNUMBER($AF33),$AF33,AND($AD33=0,$AE33=0,$AF33=0),1)","v":0},{"$f":"IF(ISNUMBER(MATCH(BW$11,$AG33:$AJ33,0)),1,0)*IF(ISNUMBER($AF33),(1-$AF33),1) + IF(ISNUMBER(MATCH(BW$11,$AK33:$AP33,0)),-1,0)*_xlfn.IFS(ISNUMBER($AD33),$AD33,ISNUMBER($AE33),$AE33,ISNUMBER($AF33),$AF33,AND($AD33=0,$AE33=0,$AF33=0),1)","v":0},{"$f":"IF(ISNUMBER(MATCH(BX$11,$AG33:$AJ33,0)),1,0)*IF(ISNUMBER($AF33),(1-$AF33),1) + IF(ISNUMBER(MATCH(BX$11,$AK33:$AP33,0)),-1,0)*_xlfn.IFS(ISNUMBER($AD33),$AD33,ISNUMBER($AE33),$AE33,ISNUMBER($AF33),$AF33,AND($AD33=0,$AE33=0,$AF33=0),1)","v":0},{"$f":"IF(ISNUMBER(MATCH(BY$11,$AG33:$AJ33,0)),1,0)*IF(ISNUMBER($AF33),(1-$AF33),1) + IF(ISNUMBER(MATCH(BY$11,$AK33:$AP33,0)),-1,0)*_xlfn.IFS(ISNUMBER($AD33),$AD33,ISNUMBER($AE33),$AE33,ISNUMBER($AF33),$AF33,AND($AD33=0,$AE33=0,$AF33=0),1)","v":0},{"$f":"IF(ISNUMBER(MATCH(BZ$11,$AG33:$AJ33,0)),1,0)*IF(ISNUMBER($AF33),(1-$AF33),1) + IF(ISNUMBER(MATCH(BZ$11,$AK33:$AP33,0)),-1,0)*_xlfn.IFS(ISNUMBER($AD33),$AD33,ISNUMBER($AE33),$AE33,ISNUMBER($AF33),$AF33,AND($AD33=0,$AE33=0,$AF33=0),1)","v":0},{"$f":"IF(ISNUMBER(MATCH(CA$11,$AG33:$AJ33,0)),1,0)*IF(ISNUMBER($AF33),(1-$AF33),1) + IF(ISNUMBER(MATCH(CA$11,$AK33:$AP33,0)),-1,0)*_xlfn.IFS(ISNUMBER($AD33),$AD33,ISNUMBER($AE33),$AE33,ISNUMBER($AF33),$AF33,AND($AD33=0,$AE33=0,$AF33=0),1)","v":0},{"$f":"IF(ISNUMBER(MATCH(CB$11,$AG33:$AJ33,0)),1,0)*IF(ISNUMBER($AF33),(1-$AF33),1) + IF(ISNUMBER(MATCH(CB$11,$AK33:$AP33,0)),-1,0)*_xlfn.IFS(ISNUMBER($AD33),$AD33,ISNUMBER($AE33),$AE33,ISNUMBER($AF33),$AF33,AND($AD33=0,$AE33=0,$AF33=0),1)","v":0},{"$f":"IF(ISNUMBER(MATCH(CC$11,$AG33:$AJ33,0)),1,0)*IF(ISNUMBER($AF33),(1-$AF33),1) + IF(ISNUMBER(MATCH(CC$11,$AK33:$AP33,0)),-1,0)*_xlfn.IFS(ISNUMBER($AD33),$AD33,ISNUMBER($AE33),$AE33,ISNUMBER($AF33),$AF33,AND($AD33=0,$AE33=0,$AF33=0),1)","v":0},{"$f":"IF(ISNUMBER(MATCH(CD$11,$AG33:$AJ33,0)),1,0)*IF(ISNUMBER($AF33),(1-$AF33),1) + IF(ISNUMBER(MATCH(CD$11,$AK33:$AP33,0)),-1,0)*_xlfn.IFS(ISNUMBER($AD33),$AD33,ISNUMBER($AE33),$AE33,ISNUMBER($AF33),$AF33,AND($AD33=0,$AE33=0,$AF33=0),1)","v":0},{"$f":"IF(ISNUMBER(MATCH(CE$11,$AG33:$AJ33,0)),1,0)*IF(ISNUMBER($AF33),(1-$AF33),1) + IF(ISNUMBER(MATCH(CE$11,$AK33:$AP33,0)),-1,0)*_xlfn.IFS(ISNUMBER($AD33),$AD33,ISNUMBER($AE33),$AE33,ISNUMBER($AF33),$AF33,AND($AD33=0,$AE33=0,$AF33=0),1)","v":0},{"$f":"IF(ISNUMBER(MATCH(CF$11,$AG33:$AJ33,0)),1,0)*IF(ISNUMBER($AF33),(1-$AF33),1) + IF(ISNUMBER(MATCH(CF$11,$AK33:$AP33,0)),-1,0)*_xlfn.IFS(ISNUMBER($AD33),$AD33,ISNUMBER($AE33),$AE33,ISNUMBER($AF33),$AF33,AND($AD33=0,$AE33=0,$AF33=0),1)","v":1},{"$f":"IF(ISNUMBER(MATCH(CG$11,$AG33:$AJ33,0)),1,0)*IF(ISNUMBER($AF33),(1-$AF33),1) + IF(ISNUMBER(MATCH(CG$11,$AK33:$AP33,0)),-1,0)*_xlfn.IFS(ISNUMBER($AD33),$AD33,ISNUMBER($AE33),$AE33,ISNUMBER($AF33),$AF33,AND($AD33=0,$AE33=0,$AF33=0),1)","v":0},{"$f":"IF(ISNUMBER(MATCH(CH$11,$AG33:$AJ33,0)),1,0)*IF(ISNUMBER($AF33),(1-$AF33),1) + IF(ISNUMBER(MATCH(CH$11,$AK33:$AP33,0)),-1,0)*_xlfn.IFS(ISNUMBER($AD33),$AD33,ISNUMBER($AE33),$AE33,ISNUMBER($AF33),$AF33,AND($AD33=0,$AE33=0,$AF33=0),1)","v":0},{"$f":"IF(ISNUMBER(MATCH(CI$11,$AG33:$AJ33,0)),1,0)*IF(ISNUMBER($AF33),(1-$AF33),1) + IF(ISNUMBER(MATCH(CI$11,$AK33:$AP33,0)),-1,0)*_xlfn.IFS(ISNUMBER($AD33),$AD33,ISNUMBER($AE33),$AE33,ISNUMBER($AF33),$AF33,AND($AD33=0,$AE33=0,$AF33=0),1)","v":0},{"$f":"IF(ISNUMBER(MATCH(CJ$11,$AG33:$AJ33,0)),1,0)*IF(ISNUMBER($AF33),(1-$AF33),1) + IF(ISNUMBER(MATCH(CJ$11,$AK33:$AP33,0)),-1,0)*_xlfn.IFS(ISNUMBER($AD33),$AD33,ISNUMBER($AE33),$AE33,ISNUMBER($AF33),$AF33,AND($AD33=0,$AE33=0,$AF33=0),1)","v":0},{"$f":"IF(ISNUMBER(MATCH(CK$11,$AG33:$AJ33,0)),1,0)*IF(ISNUMBER($AF33),(1-$AF33),1) + IF(ISNUMBER(MATCH(CK$11,$AK33:$AP33,0)),-1,0)*_xlfn.IFS(ISNUMBER($AD33),$AD33,ISNUMBER($AE33),$AE33,ISNUMBER($AF33),$AF33,AND($AD33=0,$AE33=0,$AF33=0),1)","v":0},{"$f":"IF(ISNUMBER(MATCH(CL$11,$AG33:$AJ33,0)),1,0)*IF(ISNUMBER($AF33),(1-$AF33),1) + IF(ISNUMBER(MATCH(CL$11,$AK33:$AP33,0)),-1,0)*_xlfn.IFS(ISNUMBER($AD33),$AD33,ISNUMBER($AE33),$AE33,ISNUMBER($AF33),$AF33,AND($AD33=0,$AE33=0,$AF33=0),1)","v":0},{"$f":"IF(ISNUMBER(MATCH(CM$11,$AG33:$AJ33,0)),1,0)*IF(ISNUMBER($AF33),(1-$AF33),1) + IF(ISNUMBER(MATCH(CM$11,$AK33:$AP33,0)),-1,0)*_xlfn.IFS(ISNUMBER($AD33),$AD33,ISNUMBER($AE33),$AE33,ISNUMBER($AF33),$AF33,AND($AD33=0,$AE33=0,$AF33=0),1)","v":0},{"$f":"IF(ISNUMBER(MATCH(CN$11,$AG33:$AJ33,0)),1,0)*IF(ISNUMBER($AF33),(1-$AF33),1) + IF(ISNUMBER(MATCH(CN$11,$AK33:$AP33,0)),-1,0)*_xlfn.IFS(ISNUMBER($AD33),$AD33,ISNUMBER($AE33),$AE33,ISNUMBER($AF33),$AF33,AND($AD33=0,$AE33=0,$AF33=0),1)","v":0},{"$f":"IF(ISNUMBER(MATCH(CO$11,$AG33:$AJ33,0)),1,0)*IF(ISNUMBER($AF33),(1-$AF33),1) + IF(ISNUMBER(MATCH(CO$11,$AK33:$AP33,0)),-1,0)*_xlfn.IFS(ISNUMBER($AD33),$AD33,ISNUMBER($AE33),$AE33,ISNUMBER($AF33),$AF33,AND($AD33=0,$AE33=0,$AF33=0),1)","v":0},{"$f":"IF(ISNUMBER(MATCH(CP$11,$AG33:$AJ33,0)),1,0)*IF(ISNUMBER($AF33),(1-$AF33),1) + IF(ISNUMBER(MATCH(CP$11,$AK33:$AP33,0)),-1,0)*_xlfn.IFS(ISNUMBER($AD33),$AD33,ISNUMBER($AE33),$AE33,ISNUMBER($AF33),$AF33,AND($AD33=0,$AE33=0,$AF33=0),1)","v":0},{"$f":"IF(ISNUMBER(MATCH(CQ$11,$AG33:$AJ33,0)),1,0)*IF(ISNUMBER($AF33),(1-$AF33),1) + IF(ISNUMBER(MATCH(CQ$11,$AK33:$AP33,0)),-1,0)*_xlfn.IFS(ISNUMBER($AD33),$AD33,ISNUMBER($AE33),$AE33,ISNUMBER($AF33),$AF33,AND($AD33=0,$AE33=0,$AF33=0),1)","v":0},{"$f":"IF(ISNUMBER(MATCH(CR$11,$AG33:$AJ33,0)),1,0)*IF(ISNUMBER($AF33),(1-$AF33),1) + IF(ISNUMBER(MATCH(CR$11,$AK33:$AP33,0)),-1,0)*_xlfn.IFS(ISNUMBER($AD33),$AD33,ISNUMBER($AE33),$AE33,ISNUMBER($AF33),$AF33,AND($AD33=0,$AE33=0,$AF33=0),1)","v":0},{"$f":"IF(ISNUMBER(MATCH(CS$11,$AG33:$AJ33,0)),1,0)*IF(ISNUMBER($AF33),(1-$AF33),1) + IF(ISNUMBER(MATCH(CS$11,$AK33:$AP33,0)),-1,0)*_xlfn.IFS(ISNUMBER($AD33),$AD33,ISNUMBER($AE33),$AE33,ISNUMBER($AF33),$AF33,AND($AD33=0,$AE33=0,$AF33=0),1)","v":0},{"$f":"IF(ISNUMBER(MATCH(CT$11,$AG33:$AJ33,0)),1,0)*IF(ISNUMBER($AF33),(1-$AF33),1) + IF(ISNUMBER(MATCH(CT$11,$AK33:$AP33,0)),-1,0)*_xlfn.IFS(ISNUMBER($AD33),$AD33,ISNUMBER($AE33),$AE33,ISNUMBER($AF33),$AF33,AND($AD33=0,$AE33=0,$AF33=0),1)","v":0},{"$f":"IF(ISNUMBER(MATCH(CU$11,$AG33:$AJ33,0)),1,0)*IF(ISNUMBER($AF33),(1-$AF33),1) + IF(ISNUMBER(MATCH(CU$11,$AK33:$AP33,0)),-1,0)*_xlfn.IFS(ISNUMBER($AD33),$AD33,ISNUMBER($AE33),$AE33,ISNUMBER($AF33),$AF33,AND($AD33=0,$AE33=0,$AF33=0),1)","v":0},{"$f":"IF(ISNUMBER(MATCH(CV$11,$AG33:$AJ33,0)),1,0)*IF(ISNUMBER($AF33),(1-$AF33),1) + IF(ISNUMBER(MATCH(CV$11,$AK33:$AP33,0)),-1,0)*_xlfn.IFS(ISNUMBER($AD33),$AD33,ISNUMBER($AE33),$AE33,ISNUMBER($AF33),$AF33,AND($AD33=0,$AE33=0,$AF33=0),1)","v":0},{"$f":"IF(ISNUMBER(MATCH(CW$11,$AG33:$AJ33,0)),1,0)*IF(ISNUMBER($AF33),(1-$AF33),1) + IF(ISNUMBER(MATCH(CW$11,$AK33:$AP33,0)),-1,0)*_xlfn.IFS(ISNUMBER($AD33),$AD33,ISNUMBER($AE33),$AE33,ISNUMBER($AF33),$AF33,AND($AD33=0,$AE33=0,$AF33=0),1)","v":0},{"$f":"IF(ISNUMBER(MATCH(CX$11,$AG33:$AJ33,0)),1,0)*IF(ISNUMBER($AF33),(1-$AF33),1) + IF(ISNUMBER(MATCH(CX$11,$AK33:$AP33,0)),-1,0)*_xlfn.IFS(ISNUMBER($AD33),$AD33,ISNUMBER($AE33),$AE33,ISNUMBER($AF33),$AF33,AND($AD33=0,$AE33=0,$AF33=0),1)","v":0},{"$f":"IF(ISNUMBER(MATCH(CY$11,$AG33:$AJ33,0)),1,0)*IF(ISNUMBER($AF33),(1-$AF33),1) + IF(ISNUMBER(MATCH(CY$11,$AK33:$AP33,0)),-1,0)*_xlfn.IFS(ISNUMBER($AD33),$AD33,ISNUMBER($AE33),$AE33,ISNUMBER($AF33),$AF33,AND($AD33=0,$AE33=0,$AF33=0),1)","v":0},{"$f":"IF(ISNUMBER(MATCH(CZ$11,$AG33:$AJ33,0)),1,0)*IF(ISNUMBER($AF33),(1-$AF33),1) + IF(ISNUMBER(MATCH(CZ$11,$AK33:$AP33,0)),-1,0)*_xlfn.IFS(ISNUMBER($AD33),$AD33,ISNUMBER($AE33),$AE33,ISNUMBER($AF33),$AF33,AND($AD33=0,$AE33=0,$AF33=0),1)","v":0},{"$f":"IF(ISNUMBER(MATCH(DA$11,$AG33:$AJ33,0)),1,0)*IF(ISNUMBER($AF33),(1-$AF33),1) + IF(ISNUMBER(MATCH(DA$11,$AK33:$AP33,0)),-1,0)*_xlfn.IFS(ISNUMBER($AD33),$AD33,ISNUMBER($AE33),$AE33,ISNUMBER($AF33),$AF33,AND($AD33=0,$AE33=0,$AF33=0),1)","v":0},{"$f":"IF(ISNUMBER(MATCH(DB$11,$AG33:$AJ33,0)),1,0)*IF(ISNUMBER($AF33),(1-$AF33),1) + IF(ISNUMBER(MATCH(DB$11,$AK33:$AP33,0)),-1,0)*_xlfn.IFS(ISNUMBER($AD33),$AD33,ISNUMBER($AE33),$AE33,ISNUMBER($AF33),$AF33,AND($AD33=0,$AE33=0,$AF33=0),1)","v":0},{"$f":"IF(ISNUMBER(MATCH(DC$11,$AG33:$AJ33,0)),1,0)*IF(ISNUMBER($AF33),(1-$AF33),1) + IF(ISNUMBER(MATCH(DC$11,$AK33:$AP33,0)),-1,0)*_xlfn.IFS(ISNUMBER($AD33),$AD33,ISNUMBER($AE33),$AE33,ISNUMBER($AF33),$AF33,AND($AD33=0,$AE33=0,$AF33=0),1)","v":0},{"$f":"IF(ISNUMBER(MATCH(DD$11,$AG33:$AJ33,0)),1,0)*IF(ISNUMBER($AF33),(1-$AF33),1) + IF(ISNUMBER(MATCH(DD$11,$AK33:$AP33,0)),-1,0)*_xlfn.IFS(ISNUMBER($AD33),$AD33,ISNUMBER($AE33),$AE33,ISNUMBER($AF33),$AF33,AND($AD33=0,$AE33=0,$AF33=0),1)","v":0},{"$f":"IF(ISNUMBER(MATCH(DE$11,$AG33:$AJ33,0)),1,0)*IF(ISNUMBER($AF33),(1-$AF33),1) + IF(ISNUMBER(MATCH(DE$11,$AK33:$AP33,0)),-1,0)*_xlfn.IFS(ISNUMBER($AD33),$AD33,ISNUMBER($AE33),$AE33,ISNUMBER($AF33),$AF33,AND($AD33=0,$AE33=0,$AF33=0),1)","v":0},null,0,"Datarooms","HRU,LT","Prop",null,null,null,null,null,null,null,null,null,"q_drms_dr1-hru,lt",1.0293527594659178,0.90283815346568075,0,0,0,0,0,0,0,0,0,0,1.0101010101010102E-2,1.0101010101010102,0,0,2.2317595710188304E-4,2.2317595710188304E-4,-2.2317595710188304E-4,-2.2317595710188304E-4,2.2317595710188304E-4,2.2945086928952629E-4,2.2317595710188304E-4,-6.8447106848832355E-21,0,-2.2317595710188304E-4,-2.2317595710188304E-4,2.2317595710188304E-4,2.3332031878833223E-4,2.2317595710188304E-4,-6.8447106848832355E-21,0,-2.2317595710188304E-4,-2.2317595710188304E-4,2.2317595710188304E-4,2.2317595710188304E-4,2.2317595710188304E-4,-6.8447106848832355E-21,0,-2.2317595710188304E-4,-2.2317595710188304E-4,2.2317595710188304E-4,2.2317595710188304E-4,2.2317595710188304E-4,-6.8447106848832355E-21,0,1.0101010101010102E-2,-2.2262626262626261E-4,-5.4969447562040163E-7,-2.0202020202020202E-4,-2.5757575757575759E-3,-2.0202020202020202E-4,-2.0606060606060608E-5,0,-2.0202020202020202E-4,-2.2262626262626261E-4,-2.5551515151515151E-3,1.0101010101010102E-2,-2.2262626262626261E-4,-5.4969447562040153E-7,-2.0202020202020202E-4,-2.5757575757575759E-3,-2.0202020202020202E-4,-2.0606060606060608E-5,0,-2.0202020202020202E-4,-2.2262626262626261E-4,-2.5551515151515151E-3,null,null,null,null,null,null,null,null,null,null,null,"q_drms_dr1-hru,lt",null,9.5074908500159356,0,0,0,0,0,0,0,0,0,0,1.0101010101010102E-2,1.0101010101010102,0,0,2.7846364883401913E-3,2.2317595710188304E-4,-2.2317595710188304E-4,-2.7846364883401913E-3,2.2317595710188304E-4,1.912610635446425E-3,2.7846364883401913E-3,2.5614605312383088E-3,0,-2.2317595710188304E-4,-2.7846364883401913E-3,2.2317595710188304E-4,2.9112108741738371E-3,2.7846364883401913E-3,2.5614605312383088E-3,0,-2.2317595710188304E-4,-2.7846364883401913E-3,2.2317595710188304E-4,2.2317595710188304E-4,2.7846364883401913E-3,2.5614605312383088E-3,0,-2.2317595710188304E-4,-2.7846364883401913E-3,2.2317595710188304E-4,2.2317595710188304E-4,2.7846364883401913E-3,2.5614605312383088E-3,0,1.0101010101010102E-2,-2.7777777777777775E-3,-6.8587105624142652E-6,-2.0202020202020202E-4,-2.5757575757575759E-3,-2.0202020202020202E-4,-2.0606060606060608E-5,0,-2.0202020202020202E-4,-2.7777777777777775E-3,-2.5551515151515151E-3,1.0101010101010102E-2,-2.2262626262626261E-4,-5.4969447562040036E-7,-2.0202020202020202E-4,-2.5757575757575759E-3,-2.0202020202020202E-4,-2.0606060606060608E-5,0,-2.0202020202020202E-4,-2.2262626262626261E-4,-2.5551515151515151E-3,null,null,"q_drms_dr1-hru,lt",11.264995109031855,0,0,0,0,0,0,0,0,0,0,1.0101010101010102E-2,1.0101010101010102,0,0,2.7846364883401913E-3,2.7846364883401921E-3,-2.7846364883401921E-3,-2.7846364883401913E-3,2.7846364883401921E-3,2.8629305378684057E-3,2.7846364883401913E-3,-9.3088065314412004E-19,0,-2.7846364883401921E-3,-2.7846364883401913E-3,2.7846364883401921E-3,2.9112108741738371E-3,2.7846364883401913E-3,-9.3088065314412004E-19,0,-2.7846364883401921E-3,-2.7846364883401913E-3,2.7846364883401921E-3,2.7846364883401921E-3,2.7846364883401913E-3,-9.3088065314412004E-19,0,-2.7846364883401921E-3,-2.7846364883401913E-3,2.7846364883401921E-3,2.7846364883401921E-3,2.7846364883401913E-3,-9.3088065314412004E-19,0,1.0101010101010102E-2,-2.7777777777777775E-3,-6.8587105624142652E-6,-2.0202020202020202E-4,-2.5757575757575759E-3,-2.0202020202020202E-4,-2.0606060606060608E-5,0,-2.0202020202020202E-4,-2.7777777777777775E-3,-2.5551515151515151E-3,1.0101010101010102E-2,-2.7777777777777775E-3,-6.8587105624142661E-6,-2.0202020202020202E-4,-2.5757575757575759E-3,-2.0202020202020202E-4,-2.0606060606060608E-5,0,-2.0202020202020202E-4,-2.7777777777777775E-3,-2.5551515151515151E-3]
[null,null,null,null,null,null,null,null,null,null,null,null,null,null,null,null,null,null,"e_drms_oh-dr2",93.218688260010524,93.218688260010524,93.218688260010524,93.218688260010509,93.218688260010509,93.218688260010524,null,"Workload","Prop",null,{"$f":"'IT Load Datarooms Calculate'!E56","v":0.98749901280993768},null,null,"w_drms-dr1",null,null,null,"e_drms_crit-dr1",null,null,null,null,null,null,{"$f":"IF(ISNUMBER(MATCH(AR$11,$AG34:$AJ34,0)),1,0)*IF(ISNUMBER($AF34),(1-$AF34),1) + IF(ISNUMBER(MATCH(AR$11,$AK34:$AP34,0)),-1,0)*_xlfn.IFS(ISNUMBER($AD34),$AD34,ISNUMBER($AE34),$AE34,ISNUMBER($AF34),$AF34,AND($AD34=0,$AE34=0,$AF34=0),1)","v":0},{"$f":"IF(ISNUMBER(MATCH(AS$11,$AG34:$AJ34,0)),1,0)*IF(ISNUMBER($AF34),(1-$AF34),1) + IF(ISNUMBER(MATCH(AS$11,$AK34:$AP34,0)),-1,0)*_xlfn.IFS(ISNUMBER($AD34),$AD34,ISNUMBER($AE34),$AE34,ISNUMBER($AF34),$AF34,AND($AD34=0,$AE34=0,$AF34=0),1)","v":0},{"$f":"IF(ISNUMBER(MATCH(AT$11,$AG34:$AJ34,0)),1,0)*IF(ISNUMBER($AF34),(1-$AF34),1) + IF(ISNUMBER(MATCH(AT$11,$AK34:$AP34,0)),-1,0)*_xlfn.IFS(ISNUMBER($AD34),$AD34,ISNUMBER($AE34),$AE34,ISNUMBER($AF34),$AF34,AND($AD34=0,$AE34=0,$AF34=0),1)","v":0},{"$f":"IF(ISNUMBER(MATCH(AU$11,$AG34:$AJ34,0)),1,0)*IF(ISNUMBER($AF34),(1-$AF34),1) + IF(ISNUMBER(MATCH(AU$11,$AK34:$AP34,0)),-1,0)*_xlfn.IFS(ISNUMBER($AD34),$AD34,ISNUMBER($AE34),$AE34,ISNUMBER($AF34),$AF34,AND($AD34=0,$AE34=0,$AF34=0),1)","v":0},{"$f":"IF(ISNUMBER(MATCH(AV$11,$AG34:$AJ34,0)),1,0)*IF(ISNUMBER($AF34),(1-$AF34),1) + IF(ISNUMBER(MATCH(AV$11,$AK34:$AP34,0)),-1,0)*_xlfn.IFS(ISNUMBER($AD34),$AD34,ISNUMBER($AE34),$AE34,ISNUMBER($AF34),$AF34,AND($AD34=0,$AE34=0,$AF34=0),1)","v":0},{"$f":"IF(ISNUMBER(MATCH(AW$11,$AG34:$AJ34,0)),1,0)*IF(ISNUMBER($AF34),(1-$AF34),1) + IF(ISNUMBER(MATCH(AW$11,$AK34:$AP34,0)),-1,0)*_xlfn.IFS(ISNUMBER($AD34),$AD34,ISNUMBER($AE34),$AE34,ISNUMBER($AF34),$AF34,AND($AD34=0,$AE34=0,$AF34=0),1)","v":0},{"$f":"IF(ISNUMBER(MATCH(AX$11,$AG34:$AJ34,0)),1,0)*IF(ISNUMBER($AF34),(1-$AF34),1) + IF(ISNUMBER(MATCH(AX$11,$AK34:$AP34,0)),-1,0)*_xlfn.IFS(ISNUMBER($AD34),$AD34,ISNUMBER($AE34),$AE34,ISNUMBER($AF34),$AF34,AND($AD34=0,$AE34=0,$AF34=0),1)","v":0},{"$f":"IF(ISNUMBER(MATCH(AY$11,$AG34:$AJ34,0)),1,0)*IF(ISNUMBER($AF34),(1-$AF34),1) + IF(ISNUMBER(MATCH(AY$11,$AK34:$AP34,0)),-1,0)*_xlfn.IFS(ISNUMBER($AD34),$AD34,ISNUMBER($AE34),$AE34,ISNUMBER($AF34),$AF34,AND($AD34=0,$AE34=0,$AF34=0),1)","v":0},{"$f":"IF(ISNUMBER(MATCH(AZ$11,$AG34:$AJ34,0)),1,0)*IF(ISNUMBER($AF34),(1-$AF34),1) + IF(ISNUMBER(MATCH(AZ$11,$AK34:$AP34,0)),-1,0)*_xlfn.IFS(ISNUMBER($AD34),$AD34,ISNUMBER($AE34),$AE34,ISNUMBER($AF34),$AF34,AND($AD34=0,$AE34=0,$AF34=0),1)","v":0},{"$f":"IF(ISNUMBER(MATCH(BA$11,$AG34:$AJ34,0)),1,0)*IF(ISNUMBER($AF34),(1-$AF34),1) + IF(ISNUMBER(MATCH(BA$11,$AK34:$AP34,0)),-1,0)*_xlfn.IFS(ISNUMBER($AD34),$AD34,ISNUMBER($AE34),$AE34,ISNUMBER($AF34),$AF34,AND($AD34=0,$AE34=0,$AF34=0),1)","v":0},{"$f":"IF(ISNUMBER(MATCH(BB$11,$AG34:$AJ34,0)),1,0)*IF(ISNUMBER($AF34),(1-$AF34),1) + IF(ISNUMBER(MATCH(BB$11,$AK34:$AP34,0)),-1,0)*_xlfn.IFS(ISNUMBER($AD34),$AD34,ISNUMBER($AE34),$AE34,ISNUMBER($AF34),$AF34,AND($AD34=0,$AE34=0,$AF34=0),1)","v":0},{"$f":"IF(ISNUMBER(MATCH(BC$11,$AG34:$AJ34,0)),1,0)*IF(ISNUMBER($AF34),(1-$AF34),1) + IF(ISNUMBER(MATCH(BC$11,$AK34:$AP34,0)),-1,0)*_xlfn.IFS(ISNUMBER($AD34),$AD34,ISNUMBER($AE34),$AE34,ISNUMBER($AF34),$AF34,AND($AD34=0,$AE34=0,$AF34=0),1)","v":0},{"$f":"IF(ISNUMBER(MATCH(BD$11,$AG34:$AJ34,0)),1,0)*IF(ISNUMBER($AF34),(1-$AF34),1) + IF(ISNUMBER(MATCH(BD$11,$AK34:$AP34,0)),-1,0)*_xlfn.IFS(ISNUMBER($AD34),$AD34,ISNUMBER($AE34),$AE34,ISNUMBER($AF34),$AF34,AND($AD34=0,$AE34=0,$AF34=0),1)","v":0},{"$f":"IF(ISNUMBER(MATCH(BE$11,$AG34:$AJ34,0)),1,0)*IF(ISNUMBER($AF34),(1-$AF34),1) + IF(ISNUMBER(MATCH(BE$11,$AK34:$AP34,0)),-1,0)*_xlfn.IFS(ISNUMBER($AD34),$AD34,ISNUMBER($AE34),$AE34,ISNUMBER($AF34),$AF34,AND($AD34=0,$AE34=0,$AF34=0),1)","v":0},{"$f":"IF(ISNUMBER(MATCH(BF$11,$AG34:$AJ34,0)),1,0)*IF(ISNUMBER($AF34),(1-$AF34),1) + IF(ISNUMBER(MATCH(BF$11,$AK34:$AP34,0)),-1,0)*_xlfn.IFS(ISNUMBER($AD34),$AD34,ISNUMBER($AE34),$AE34,ISNUMBER($AF34),$AF34,AND($AD34=0,$AE34=0,$AF34=0),1)","v":0},{"$f":"IF(ISNUMBER(MATCH(BG$11,$AG34:$AJ34,0)),1,0)*IF(ISNUMBER($AF34),(1-$AF34),1) + IF(ISNUMBER(MATCH(BG$11,$AK34:$AP34,0)),-1,0)*_xlfn.IFS(ISNUMBER($AD34),$AD34,ISNUMBER($AE34),$AE34,ISNUMBER($AF34),$AF34,AND($AD34=0,$AE34=0,$AF34=0),1)","v":0},{"$f":"IF(ISNUMBER(MATCH(BH$11,$AG34:$AJ34,0)),1,0)*IF(ISNUMBER($AF34),(1-$AF34),1) + IF(ISNUMBER(MATCH(BH$11,$AK34:$AP34,0)),-1,0)*_xlfn.IFS(ISNUMBER($AD34),$AD34,ISNUMBER($AE34),$AE34,ISNUMBER($AF34),$AF34,AND($AD34=0,$AE34=0,$AF34=0),1)","v":0},{"$f":"IF(ISNUMBER(MATCH(BI$11,$AG34:$AJ34,0)),1,0)*IF(ISNUMBER($AF34),(1-$AF34),1) + IF(ISNUMBER(MATCH(BI$11,$AK34:$AP34,0)),-1,0)*_xlfn.IFS(ISNUMBER($AD34),$AD34,ISNUMBER($AE34),$AE34,ISNUMBER($AF34),$AF34,AND($AD34=0,$AE34=0,$AF34=0),1)","v":0},{"$f":"IF(ISNUMBER(MATCH(BJ$11,$AG34:$AJ34,0)),1,0)*IF(ISNUMBER($AF34),(1-$AF34),1) + IF(ISNUMBER(MATCH(BJ$11,$AK34:$AP34,0)),-1,0)*_xlfn.IFS(ISNUMBER($AD34),$AD34,ISNUMBER($AE34),$AE34,ISNUMBER($AF34),$AF34,AND($AD34=0,$AE34=0,$AF34=0),1)","v":-0.98749901280993768},{"$f":"IF(ISNUMBER(MATCH(BK$11,$AG34:$AJ34,0)),1,0)*IF(ISNUMBER($AF34),(1-$AF34),1) + IF(ISNUMBER(MATCH(BK$11,$AK34:$AP34,0)),-1,0)*_xlfn.IFS(ISNUMBER($AD34),$AD34,ISNUMBER($AE34),$AE34,ISNUMBER($AF34),$AF34,AND($AD34=0,$AE34=0,$AF34=0),1)","v":0},{"$f":"IF(ISNUMBER(MATCH(BL$11,$AG34:$AJ34,0)),1,0)*IF(ISNUMBER($AF34),(1-$AF34),1) + IF(ISNUMBER(MATCH(BL$11,$AK34:$AP34,0)),-1,0)*_xlfn.IFS(ISNUMBER($AD34),$AD34,ISNUMBER($AE34),$AE34,ISNUMBER($AF34),$AF34,AND($AD34=0,$AE34=0,$AF34=0),1)","v":1},{"$f":"IF(ISNUMBER(MATCH(BM$11,$AG34:$AJ34,0)),1,0)*IF(ISNUMBER($AF34),(1-$AF34),1) + IF(ISNUMBER(MATCH(BM$11,$AK34:$AP34,0)),-1,0)*_xlfn.IFS(ISNUMBER($AD34),$AD34,ISNUMBER($AE34),$AE34,ISNUMBER($AF34),$AF34,AND($AD34=0,$AE34=0,$AF34=0),1)","v":0},{"$f":"IF(ISNUMBER(MATCH(BN$11,$AG34:$AJ34,0)),1,0)*IF(ISNUMBER($AF34),(1-$AF34),1) + IF(ISNUMBER(MATCH(BN$11,$AK34:$AP34,0)),-1,0)*_xlfn.IFS(ISNUMBER($AD34),$AD34,ISNUMBER($AE34),$AE34,ISNUMBER($AF34),$AF34,AND($AD34=0,$AE34=0,$AF34=0),1)","v":0},{"$f":"IF(ISNUMBER(MATCH(BO$11,$AG34:$AJ34,0)),1,0)*IF(ISNUMBER($AF34),(1-$AF34),1) + IF(ISNUMBER(MATCH(BO$11,$AK34:$AP34,0)),-1,0)*_xlfn.IFS(ISNUMBER($AD34),$AD34,ISNUMBER($AE34),$AE34,ISNUMBER($AF34),$AF34,AND($AD34=0,$AE34=0,$AF34=0),1)","v":0},{"$f":"IF(ISNUMBER(MATCH(BP$11,$AG34:$AJ34,0)),1,0)*IF(ISNUMBER($AF34),(1-$AF34),1) + IF(ISNUMBER(MATCH(BP$11,$AK34:$AP34,0)),-1,0)*_xlfn.IFS(ISNUMBER($AD34),$AD34,ISNUMBER($AE34),$AE34,ISNUMBER($AF34),$AF34,AND($AD34=0,$AE34=0,$AF34=0),1)","v":0},{"$f":"IF(ISNUMBER(MATCH(BQ$11,$AG34:$AJ34,0)),1,0)*IF(ISNUMBER($AF34),(1-$AF34),1) + IF(ISNUMBER(MATCH(BQ$11,$AK34:$AP34,0)),-1,0)*_xlfn.IFS(ISNUMBER($AD34),$AD34,ISNUMBER($AE34),$AE34,ISNUMBER($AF34),$AF34,AND($AD34=0,$AE34=0,$AF34=0),1)","v":0},{"$f":"IF(ISNUMBER(MATCH(BR$11,$AG34:$AJ34,0)),1,0)*IF(ISNUMBER($AF34),(1-$AF34),1) + IF(ISNUMBER(MATCH(BR$11,$AK34:$AP34,0)),-1,0)*_xlfn.IFS(ISNUMBER($AD34),$AD34,ISNUMBER($AE34),$AE34,ISNUMBER($AF34),$AF34,AND($AD34=0,$AE34=0,$AF34=0),1)","v":0},{"$f":"IF(ISNUMBER(MATCH(BS$11,$AG34:$AJ34,0)),1,0)*IF(ISNUMBER($AF34),(1-$AF34),1) + IF(ISNUMBER(MATCH(BS$11,$AK34:$AP34,0)),-1,0)*_xlfn.IFS(ISNUMBER($AD34),$AD34,ISNUMBER($AE34),$AE34,ISNUMBER($AF34),$AF34,AND($AD34=0,$AE34=0,$AF34=0),1)","v":0},{"$f":"IF(ISNUMBER(MATCH(BT$11,$AG34:$AJ34,0)),1,0)*IF(ISNUMBER($AF34),(1-$AF34),1) + IF(ISNUMBER(MATCH(BT$11,$AK34:$AP34,0)),-1,0)*_xlfn.IFS(ISNUMBER($AD34),$AD34,ISNUMBER($AE34),$AE34,ISNUMBER($AF34),$AF34,AND($AD34=0,$AE34=0,$AF34=0),1)","v":0},{"$f":"IF(ISNUMBER(MATCH(BU$11,$AG34:$AJ34,0)),1,0)*IF(ISNUMBER($AF34),(1-$AF34),1) + IF(ISNUMBER(MATCH(BU$11,$AK34:$AP34,0)),-1,0)*_xlfn.IFS(ISNUMBER($AD34),$AD34,ISNUMBER($AE34),$AE34,ISNUMBER($AF34),$AF34,AND($AD34=0,$AE34=0,$AF34=0),1)","v":0},{"$f":"IF(ISNUMBER(MATCH(BV$11,$AG34:$AJ34,0)),1,0)*IF(ISNUMBER($AF34),(1-$AF34),1) + IF(ISNUMBER(MATCH(BV$11,$AK34:$AP34,0)),-1,0)*_xlfn.IFS(ISNUMBER($AD34),$AD34,ISNUMBER($AE34),$AE34,ISNUMBER($AF34),$AF34,AND($AD34=0,$AE34=0,$AF34=0),1)","v":0},{"$f":"IF(ISNUMBER(MATCH(BW$11,$AG34:$AJ34,0)),1,0)*IF(ISNUMBER($AF34),(1-$AF34),1) + IF(ISNUMBER(MATCH(BW$11,$AK34:$AP34,0)),-1,0)*_xlfn.IFS(ISNUMBER($AD34),$AD34,ISNUMBER($AE34),$AE34,ISNUMBER($AF34),$AF34,AND($AD34=0,$AE34=0,$AF34=0),1)","v":0},{"$f":"IF(ISNUMBER(MATCH(BX$11,$AG34:$AJ34,0)),1,0)*IF(ISNUMBER($AF34),(1-$AF34),1) + IF(ISNUMBER(MATCH(BX$11,$AK34:$AP34,0)),-1,0)*_xlfn.IFS(ISNUMBER($AD34),$AD34,ISNUMBER($AE34),$AE34,ISNUMBER($AF34),$AF34,AND($AD34=0,$AE34=0,$AF34=0),1)","v":0},{"$f":"IF(ISNUMBER(MATCH(BY$11,$AG34:$AJ34,0)),1,0)*IF(ISNUMBER($AF34),(1-$AF34),1) + IF(ISNUMBER(MATCH(BY$11,$AK34:$AP34,0)),-1,0)*_xlfn.IFS(ISNUMBER($AD34),$AD34,ISNUMBER($AE34),$AE34,ISNUMBER($AF34),$AF34,AND($AD34=0,$AE34=0,$AF34=0),1)","v":0},{"$f":"IF(ISNUMBER(MATCH(BZ$11,$AG34:$AJ34,0)),1,0)*IF(ISNUMBER($AF34),(1-$AF34),1) + IF(ISNUMBER(MATCH(BZ$11,$AK34:$AP34,0)),-1,0)*_xlfn.IFS(ISNUMBER($AD34),$AD34,ISNUMBER($AE34),$AE34,ISNUMBER($AF34),$AF34,AND($AD34=0,$AE34=0,$AF34=0),1)","v":0},{"$f":"IF(ISNUMBER(MATCH(CA$11,$AG34:$AJ34,0)),1,0)*IF(ISNUMBER($AF34),(1-$AF34),1) + IF(ISNUMBER(MATCH(CA$11,$AK34:$AP34,0)),-1,0)*_xlfn.IFS(ISNUMBER($AD34),$AD34,ISNUMBER($AE34),$AE34,ISNUMBER($AF34),$AF34,AND($AD34=0,$AE34=0,$AF34=0),1)","v":0},{"$f":"IF(ISNUMBER(MATCH(CB$11,$AG34:$AJ34,0)),1,0)*IF(ISNUMBER($AF34),(1-$AF34),1) + IF(ISNUMBER(MATCH(CB$11,$AK34:$AP34,0)),-1,0)*_xlfn.IFS(ISNUMBER($AD34),$AD34,ISNUMBER($AE34),$AE34,ISNUMBER($AF34),$AF34,AND($AD34=0,$AE34=0,$AF34=0),1)","v":0},{"$f":"IF(ISNUMBER(MATCH(CC$11,$AG34:$AJ34,0)),1,0)*IF(ISNUMBER($AF34),(1-$AF34),1) + IF(ISNUMBER(MATCH(CC$11,$AK34:$AP34,0)),-1,0)*_xlfn.IFS(ISNUMBER($AD34),$AD34,ISNUMBER($AE34),$AE34,ISNUMBER($AF34),$AF34,AND($AD34=0,$AE34=0,$AF34=0),1)","v":0},{"$f":"IF(ISNUMBER(MATCH(CD$11,$AG34:$AJ34,0)),1,0)*IF(ISNUMBER($AF34),(1-$AF34),1) + IF(ISNUMBER(MATCH(CD$11,$AK34:$AP34,0)),-1,0)*_xlfn.IFS(ISNUMBER($AD34),$AD34,ISNUMBER($AE34),$AE34,ISNUMBER($AF34),$AF34,AND($AD34=0,$AE34=0,$AF34=0),1)","v":0},{"$f":"IF(ISNUMBER(MATCH(CE$11,$AG34:$AJ34,0)),1,0)*IF(ISNUMBER($AF34),(1-$AF34),1) + IF(ISNUMBER(MATCH(CE$11,$AK34:$AP34,0)),-1,0)*_xlfn.IFS(ISNUMBER($AD34),$AD34,ISNUMBER($AE34),$AE34,ISNUMBER($AF34),$AF34,AND($AD34=0,$AE34=0,$AF34=0),1)","v":0},{"$f":"IF(ISNUMBER(MATCH(CF$11,$AG34:$AJ34,0)),1,0)*IF(ISNUMBER($AF34),(1-$AF34),1) + IF(ISNUMBER(MATCH(CF$11,$AK34:$AP34,0)),-1,0)*_xlfn.IFS(ISNUMBER($AD34),$AD34,ISNUMBER($AE34),$AE34,ISNUMBER($AF34),$AF34,AND($AD34=0,$AE34=0,$AF34=0),1)","v":0},{"$f":"IF(ISNUMBER(MATCH(CG$11,$AG34:$AJ34,0)),1,0)*IF(ISNUMBER($AF34),(1-$AF34),1) + IF(ISNUMBER(MATCH(CG$11,$AK34:$AP34,0)),-1,0)*_xlfn.IFS(ISNUMBER($AD34),$AD34,ISNUMBER($AE34),$AE34,ISNUMBER($AF34),$AF34,AND($AD34=0,$AE34=0,$AF34=0),1)","v":0},{"$f":"IF(ISNUMBER(MATCH(CH$11,$AG34:$AJ34,0)),1,0)*IF(ISNUMBER($AF34),(1-$AF34),1) + IF(ISNUMBER(MATCH(CH$11,$AK34:$AP34,0)),-1,0)*_xlfn.IFS(ISNUMBER($AD34),$AD34,ISNUMBER($AE34),$AE34,ISNUMBER($AF34),$AF34,AND($AD34=0,$AE34=0,$AF34=0),1)","v":0},{"$f":"IF(ISNUMBER(MATCH(CI$11,$AG34:$AJ34,0)),1,0)*IF(ISNUMBER($AF34),(1-$AF34),1) + IF(ISNUMBER(MATCH(CI$11,$AK34:$AP34,0)),-1,0)*_xlfn.IFS(ISNUMBER($AD34),$AD34,ISNUMBER($AE34),$AE34,ISNUMBER($AF34),$AF34,AND($AD34=0,$AE34=0,$AF34=0),1)","v":0},{"$f":"IF(ISNUMBER(MATCH(CJ$11,$AG34:$AJ34,0)),1,0)*IF(ISNUMBER($AF34),(1-$AF34),1) + IF(ISNUMBER(MATCH(CJ$11,$AK34:$AP34,0)),-1,0)*_xlfn.IFS(ISNUMBER($AD34),$AD34,ISNUMBER($AE34),$AE34,ISNUMBER($AF34),$AF34,AND($AD34=0,$AE34=0,$AF34=0),1)","v":0},{"$f":"IF(ISNUMBER(MATCH(CK$11,$AG34:$AJ34,0)),1,0)*IF(ISNUMBER($AF34),(1-$AF34),1) + IF(ISNUMBER(MATCH(CK$11,$AK34:$AP34,0)),-1,0)*_xlfn.IFS(ISNUMBER($AD34),$AD34,ISNUMBER($AE34),$AE34,ISNUMBER($AF34),$AF34,AND($AD34=0,$AE34=0,$AF34=0),1)","v":0},{"$f":"IF(ISNUMBER(MATCH(CL$11,$AG34:$AJ34,0)),1,0)*IF(ISNUMBER($AF34),(1-$AF34),1) + IF(ISNUMBER(MATCH(CL$11,$AK34:$AP34,0)),-1,0)*_xlfn.IFS(ISNUMBER($AD34),$AD34,ISNUMBER($AE34),$AE34,ISNUMBER($AF34),$AF34,AND($AD34=0,$AE34=0,$AF34=0),1)","v":0},{"$f":"IF(ISNUMBER(MATCH(CM$11,$AG34:$AJ34,0)),1,0)*IF(ISNUMBER($AF34),(1-$AF34),1) + IF(ISNUMBER(MATCH(CM$11,$AK34:$AP34,0)),-1,0)*_xlfn.IFS(ISNUMBER($AD34),$AD34,ISNUMBER($AE34),$AE34,ISNUMBER($AF34),$AF34,AND($AD34=0,$AE34=0,$AF34=0),1)","v":0},{"$f":"IF(ISNUMBER(MATCH(CN$11,$AG34:$AJ34,0)),1,0)*IF(ISNUMBER($AF34),(1-$AF34),1) + IF(ISNUMBER(MATCH(CN$11,$AK34:$AP34,0)),-1,0)*_xlfn.IFS(ISNUMBER($AD34),$AD34,ISNUMBER($AE34),$AE34,ISNUMBER($AF34),$AF34,AND($AD34=0,$AE34=0,$AF34=0),1)","v":0},{"$f":"IF(ISNUMBER(MATCH(CO$11,$AG34:$AJ34,0)),1,0)*IF(ISNUMBER($AF34),(1-$AF34),1) + IF(ISNUMBER(MATCH(CO$11,$AK34:$AP34,0)),-1,0)*_xlfn.IFS(ISNUMBER($AD34),$AD34,ISNUMBER($AE34),$AE34,ISNUMBER($AF34),$AF34,AND($AD34=0,$AE34=0,$AF34=0),1)","v":0},{"$f":"IF(ISNUMBER(MATCH(CP$11,$AG34:$AJ34,0)),1,0)*IF(ISNUMBER($AF34),(1-$AF34),1) + IF(ISNUMBER(MATCH(CP$11,$AK34:$AP34,0)),-1,0)*_xlfn.IFS(ISNUMBER($AD34),$AD34,ISNUMBER($AE34),$AE34,ISNUMBER($AF34),$AF34,AND($AD34=0,$AE34=0,$AF34=0),1)","v":0},{"$f":"IF(ISNUMBER(MATCH(CQ$11,$AG34:$AJ34,0)),1,0)*IF(ISNUMBER($AF34),(1-$AF34),1) + IF(ISNUMBER(MATCH(CQ$11,$AK34:$AP34,0)),-1,0)*_xlfn.IFS(ISNUMBER($AD34),$AD34,ISNUMBER($AE34),$AE34,ISNUMBER($AF34),$AF34,AND($AD34=0,$AE34=0,$AF34=0),1)","v":0},{"$f":"IF(ISNUMBER(MATCH(CR$11,$AG34:$AJ34,0)),1,0)*IF(ISNUMBER($AF34),(1-$AF34),1) + IF(ISNUMBER(MATCH(CR$11,$AK34:$AP34,0)),-1,0)*_xlfn.IFS(ISNUMBER($AD34),$AD34,ISNUMBER($AE34),$AE34,ISNUMBER($AF34),$AF34,AND($AD34=0,$AE34=0,$AF34=0),1)","v":0},{"$f":"IF(ISNUMBER(MATCH(CS$11,$AG34:$AJ34,0)),1,0)*IF(ISNUMBER($AF34),(1-$AF34),1) + IF(ISNUMBER(MATCH(CS$11,$AK34:$AP34,0)),-1,0)*_xlfn.IFS(ISNUMBER($AD34),$AD34,ISNUMBER($AE34),$AE34,ISNUMBER($AF34),$AF34,AND($AD34=0,$AE34=0,$AF34=0),1)","v":0},{"$f":"IF(ISNUMBER(MATCH(CT$11,$AG34:$AJ34,0)),1,0)*IF(ISNUMBER($AF34),(1-$AF34),1) + IF(ISNUMBER(MATCH(CT$11,$AK34:$AP34,0)),-1,0)*_xlfn.IFS(ISNUMBER($AD34),$AD34,ISNUMBER($AE34),$AE34,ISNUMBER($AF34),$AF34,AND($AD34=0,$AE34=0,$AF34=0),1)","v":0},{"$f":"IF(ISNUMBER(MATCH(CU$11,$AG34:$AJ34,0)),1,0)*IF(ISNUMBER($AF34),(1-$AF34),1) + IF(ISNUMBER(MATCH(CU$11,$AK34:$AP34,0)),-1,0)*_xlfn.IFS(ISNUMBER($AD34),$AD34,ISNUMBER($AE34),$AE34,ISNUMBER($AF34),$AF34,AND($AD34=0,$AE34=0,$AF34=0),1)","v":0},{"$f":"IF(ISNUMBER(MATCH(CV$11,$AG34:$AJ34,0)),1,0)*IF(ISNUMBER($AF34),(1-$AF34),1) + IF(ISNUMBER(MATCH(CV$11,$AK34:$AP34,0)),-1,0)*_xlfn.IFS(ISNUMBER($AD34),$AD34,ISNUMBER($AE34),$AE34,ISNUMBER($AF34),$AF34,AND($AD34=0,$AE34=0,$AF34=0),1)","v":0},{"$f":"IF(ISNUMBER(MATCH(CW$11,$AG34:$AJ34,0)),1,0)*IF(ISNUMBER($AF34),(1-$AF34),1) + IF(ISNUMBER(MATCH(CW$11,$AK34:$AP34,0)),-1,0)*_xlfn.IFS(ISNUMBER($AD34),$AD34,ISNUMBER($AE34),$AE34,ISNUMBER($AF34),$AF34,AND($AD34=0,$AE34=0,$AF34=0),1)","v":0},{"$f":"IF(ISNUMBER(MATCH(CX$11,$AG34:$AJ34,0)),1,0)*IF(ISNUMBER($AF34),(1-$AF34),1) + IF(ISNUMBER(MATCH(CX$11,$AK34:$AP34,0)),-1,0)*_xlfn.IFS(ISNUMBER($AD34),$AD34,ISNUMBER($AE34),$AE34,ISNUMBER($AF34),$AF34,AND($AD34=0,$AE34=0,$AF34=0),1)","v":0},{"$f":"IF(ISNUMBER(MATCH(CY$11,$AG34:$AJ34,0)),1,0)*IF(ISNUMBER($AF34),(1-$AF34),1) + IF(ISNUMBER(MATCH(CY$11,$AK34:$AP34,0)),-1,0)*_xlfn.IFS(ISNUMBER($AD34),$AD34,ISNUMBER($AE34),$AE34,ISNUMBER($AF34),$AF34,AND($AD34=0,$AE34=0,$AF34=0),1)","v":0},{"$f":"IF(ISNUMBER(MATCH(CZ$11,$AG34:$AJ34,0)),1,0)*IF(ISNUMBER($AF34),(1-$AF34),1) + IF(ISNUMBER(MATCH(CZ$11,$AK34:$AP34,0)),-1,0)*_xlfn.IFS(ISNUMBER($AD34),$AD34,ISNUMBER($AE34),$AE34,ISNUMBER($AF34),$AF34,AND($AD34=0,$AE34=0,$AF34=0),1)","v":0},{"$f":"IF(ISNUMBER(MATCH(DA$11,$AG34:$AJ34,0)),1,0)*IF(ISNUMBER($AF34),(1-$AF34),1) + IF(ISNUMBER(MATCH(DA$11,$AK34:$AP34,0)),-1,0)*_xlfn.IFS(ISNUMBER($AD34),$AD34,ISNUMBER($AE34),$AE34,ISNUMBER($AF34),$AF34,AND($AD34=0,$AE34=0,$AF34=0),1)","v":0},{"$f":"IF(ISNUMBER(MATCH(DB$11,$AG34:$AJ34,0)),1,0)*IF(ISNUMBER($AF34),(1-$AF34),1) + IF(ISNUMBER(MATCH(DB$11,$AK34:$AP34,0)),-1,0)*_xlfn.IFS(ISNUMBER($AD34),$AD34,ISNUMBER($AE34),$AE34,ISNUMBER($AF34),$AF34,AND($AD34=0,$AE34=0,$AF34=0),1)","v":0},{"$f":"IF(ISNUMBER(MATCH(DC$11,$AG34:$AJ34,0)),1,0)*IF(ISNUMBER($AF34),(1-$AF34),1) + IF(ISNUMBER(MATCH(DC$11,$AK34:$AP34,0)),-1,0)*_xlfn.IFS(ISNUMBER($AD34),$AD34,ISNUMBER($AE34),$AE34,ISNUMBER($AF34),$AF34,AND($AD34=0,$AE34=0,$AF34=0),1)","v":0},{"$f":"IF(ISNUMBER(MATCH(DD$11,$AG34:$AJ34,0)),1,0)*IF(ISNUMBER($AF34),(1-$AF34),1) + IF(ISNUMBER(MATCH(DD$11,$AK34:$AP34,0)),-1,0)*_xlfn.IFS(ISNUMBER($AD34),$AD34,ISNUMBER($AE34),$AE34,ISNUMBER($AF34),$AF34,AND($AD34=0,$AE34=0,$AF34=0),1)","v":0},{"$f":"IF(ISNUMBER(MATCH(DE$11,$AG34:$AJ34,0)),1,0)*IF(ISNUMBER($AF34),(1-$AF34),1) + IF(ISNUMBER(MATCH(DE$11,$AK34:$AP34,0)),-1,0)*_xlfn.IFS(ISNUMBER($AD34),$AD34,ISNUMBER($AE34),$AE34,ISNUMBER($AF34),$AF34,AND($AD34=0,$AE34=0,$AF34=0),1)","v":0},null,0,"Datarooms","Workload","Prop",null,null,null,null,null,null,null,null,null,"q_dr1_cls,l",1,1849.3817234983223,0,0,0,0,0,0,0,0,0,0,0,0,0,0,0,0,0,0,0,1,0,0,0,0,0,0,0,0,0,0,0,0,0,0,0,0,0,0,0,0,0,0,0,0,0,0,0,0,0,0,0,0,0,0,0,0,0,0,0,0,0,0,0,0,0,0,null,null,null,null,null,null,null,null,null,null,null,"q_dr1_cls,l",null,1849.3817234983223,0,0,0,0,0,0,0,0,0,0,0,0,0,0,0,0,0,0,0,1,0,0,0,0,0,0,0,0,0,0,0,0,0,0,0,0,0,0,0,0,0,0,0,0,0,0,0,0,0,0,0,0,0,0,0,0,0,0,0,0,0,0,0,0,0,0,null,null,"q_dr1_cls,l",1849.3817234983223,0,0,0,0,0,0,0,0,0,0,0,0,0,0,0,0,0,0,0,1,0,0,0,0,0,0,0,0,0,0,0,0,0,0,0,0,0,0,0,0,0,0,0,0,0,0,0,0,0,0,0,0,0,0,0,0,0,0,0,0,0,0,0,0,0,0]
[null,null,null,null,null,null,null,null,null,null,null,null,null,null,null,null,null,null,"w_drms-dr2",2030.3030303030307,2030.3030303030305,2030.3030303030307,2030.3030303030305,2030.3030303030305,2030.3030303030307,null,"dataroom2","Conservation",null,null,null,null,"e_drms_crit-dr2",null,null,null,"q_dr2_cls,a","q_dr2_cls,l",null,null,null,null,null,{"$f":"IF(ISNUMBER(MATCH(AR$11,$AG35:$AJ35,0)),1,0)*IF(ISNUMBER($AF35),(1-$AF35),1) + IF(ISNUMBER(MATCH(AR$11,$AK35:$AP35,0)),-1,0)*_xlfn.IFS(ISNUMBER($AD35),$AD35,ISNUMBER($AE35),$AE35,ISNUMBER($AF35),$AF35,AND($AD35=0,$AE35=0,$AF35=0),1)","v":0},{"$f":"IF(ISNUMBER(MATCH(AS$11,$AG35:$AJ35,0)),1,0)*IF(ISNUMBER($AF35),(1-$AF35),1) + IF(ISNUMBER(MATCH(AS$11,$AK35:$AP35,0)),-1,0)*_xlfn.IFS(ISNUMBER($AD35),$AD35,ISNUMBER($AE35),$AE35,ISNUMBER($AF35),$AF35,AND($AD35=0,$AE35=0,$AF35=0),1)","v":0},{"$f":"IF(ISNUMBER(MATCH(AT$11,$AG35:$AJ35,0)),1,0)*IF(ISNUMBER($AF35),(1-$AF35),1) + IF(ISNUMBER(MATCH(AT$11,$AK35:$AP35,0)),-1,0)*_xlfn.IFS(ISNUMBER($AD35),$AD35,ISNUMBER($AE35),$AE35,ISNUMBER($AF35),$AF35,AND($AD35=0,$AE35=0,$AF35=0),1)","v":0},{"$f":"IF(ISNUMBER(MATCH(AU$11,$AG35:$AJ35,0)),1,0)*IF(ISNUMBER($AF35),(1-$AF35),1) + IF(ISNUMBER(MATCH(AU$11,$AK35:$AP35,0)),-1,0)*_xlfn.IFS(ISNUMBER($AD35),$AD35,ISNUMBER($AE35),$AE35,ISNUMBER($AF35),$AF35,AND($AD35=0,$AE35=0,$AF35=0),1)","v":0},{"$f":"IF(ISNUMBER(MATCH(AV$11,$AG35:$AJ35,0)),1,0)*IF(ISNUMBER($AF35),(1-$AF35),1) + IF(ISNUMBER(MATCH(AV$11,$AK35:$AP35,0)),-1,0)*_xlfn.IFS(ISNUMBER($AD35),$AD35,ISNUMBER($AE35),$AE35,ISNUMBER($AF35),$AF35,AND($AD35=0,$AE35=0,$AF35=0),1)","v":0},{"$f":"IF(ISNUMBER(MATCH(AW$11,$AG35:$AJ35,0)),1,0)*IF(ISNUMBER($AF35),(1-$AF35),1) + IF(ISNUMBER(MATCH(AW$11,$AK35:$AP35,0)),-1,0)*_xlfn.IFS(ISNUMBER($AD35),$AD35,ISNUMBER($AE35),$AE35,ISNUMBER($AF35),$AF35,AND($AD35=0,$AE35=0,$AF35=0),1)","v":0},{"$f":"IF(ISNUMBER(MATCH(AX$11,$AG35:$AJ35,0)),1,0)*IF(ISNUMBER($AF35),(1-$AF35),1) + IF(ISNUMBER(MATCH(AX$11,$AK35:$AP35,0)),-1,0)*_xlfn.IFS(ISNUMBER($AD35),$AD35,ISNUMBER($AE35),$AE35,ISNUMBER($AF35),$AF35,AND($AD35=0,$AE35=0,$AF35=0),1)","v":0},{"$f":"IF(ISNUMBER(MATCH(AY$11,$AG35:$AJ35,0)),1,0)*IF(ISNUMBER($AF35),(1-$AF35),1) + IF(ISNUMBER(MATCH(AY$11,$AK35:$AP35,0)),-1,0)*_xlfn.IFS(ISNUMBER($AD35),$AD35,ISNUMBER($AE35),$AE35,ISNUMBER($AF35),$AF35,AND($AD35=0,$AE35=0,$AF35=0),1)","v":0},{"$f":"IF(ISNUMBER(MATCH(AZ$11,$AG35:$AJ35,0)),1,0)*IF(ISNUMBER($AF35),(1-$AF35),1) + IF(ISNUMBER(MATCH(AZ$11,$AK35:$AP35,0)),-1,0)*_xlfn.IFS(ISNUMBER($AD35),$AD35,ISNUMBER($AE35),$AE35,ISNUMBER($AF35),$AF35,AND($AD35=0,$AE35=0,$AF35=0),1)","v":0},{"$f":"IF(ISNUMBER(MATCH(BA$11,$AG35:$AJ35,0)),1,0)*IF(ISNUMBER($AF35),(1-$AF35),1) + IF(ISNUMBER(MATCH(BA$11,$AK35:$AP35,0)),-1,0)*_xlfn.IFS(ISNUMBER($AD35),$AD35,ISNUMBER($AE35),$AE35,ISNUMBER($AF35),$AF35,AND($AD35=0,$AE35=0,$AF35=0),1)","v":0},{"$f":"IF(ISNUMBER(MATCH(BB$11,$AG35:$AJ35,0)),1,0)*IF(ISNUMBER($AF35),(1-$AF35),1) + IF(ISNUMBER(MATCH(BB$11,$AK35:$AP35,0)),-1,0)*_xlfn.IFS(ISNUMBER($AD35),$AD35,ISNUMBER($AE35),$AE35,ISNUMBER($AF35),$AF35,AND($AD35=0,$AE35=0,$AF35=0),1)","v":0},{"$f":"IF(ISNUMBER(MATCH(BC$11,$AG35:$AJ35,0)),1,0)*IF(ISNUMBER($AF35),(1-$AF35),1) + IF(ISNUMBER(MATCH(BC$11,$AK35:$AP35,0)),-1,0)*_xlfn.IFS(ISNUMBER($AD35),$AD35,ISNUMBER($AE35),$AE35,ISNUMBER($AF35),$AF35,AND($AD35=0,$AE35=0,$AF35=0),1)","v":0},{"$f":"IF(ISNUMBER(MATCH(BD$11,$AG35:$AJ35,0)),1,0)*IF(ISNUMBER($AF35),(1-$AF35),1) + IF(ISNUMBER(MATCH(BD$11,$AK35:$AP35,0)),-1,0)*_xlfn.IFS(ISNUMBER($AD35),$AD35,ISNUMBER($AE35),$AE35,ISNUMBER($AF35),$AF35,AND($AD35=0,$AE35=0,$AF35=0),1)","v":0},{"$f":"IF(ISNUMBER(MATCH(BE$11,$AG35:$AJ35,0)),1,0)*IF(ISNUMBER($AF35),(1-$AF35),1) + IF(ISNUMBER(MATCH(BE$11,$AK35:$AP35,0)),-1,0)*_xlfn.IFS(ISNUMBER($AD35),$AD35,ISNUMBER($AE35),$AE35,ISNUMBER($AF35),$AF35,AND($AD35=0,$AE35=0,$AF35=0),1)","v":0},{"$f":"IF(ISNUMBER(MATCH(BF$11,$AG35:$AJ35,0)),1,0)*IF(ISNUMBER($AF35),(1-$AF35),1) + IF(ISNUMBER(MATCH(BF$11,$AK35:$AP35,0)),-1,0)*_xlfn.IFS(ISNUMBER($AD35),$AD35,ISNUMBER($AE35),$AE35,ISNUMBER($AF35),$AF35,AND($AD35=0,$AE35=0,$AF35=0),1)","v":0},{"$f":"IF(ISNUMBER(MATCH(BG$11,$AG35:$AJ35,0)),1,0)*IF(ISNUMBER($AF35),(1-$AF35),1) + IF(ISNUMBER(MATCH(BG$11,$AK35:$AP35,0)),-1,0)*_xlfn.IFS(ISNUMBER($AD35),$AD35,ISNUMBER($AE35),$AE35,ISNUMBER($AF35),$AF35,AND($AD35=0,$AE35=0,$AF35=0),1)","v":0},{"$f":"IF(ISNUMBER(MATCH(BH$11,$AG35:$AJ35,0)),1,0)*IF(ISNUMBER($AF35),(1-$AF35),1) + IF(ISNUMBER(MATCH(BH$11,$AK35:$AP35,0)),-1,0)*_xlfn.IFS(ISNUMBER($AD35),$AD35,ISNUMBER($AE35),$AE35,ISNUMBER($AF35),$AF35,AND($AD35=0,$AE35=0,$AF35=0),1)","v":0},{"$f":"IF(ISNUMBER(MATCH(BI$11,$AG35:$AJ35,0)),1,0)*IF(ISNUMBER($AF35),(1-$AF35),1) + IF(ISNUMBER(MATCH(BI$11,$AK35:$AP35,0)),-1,0)*_xlfn.IFS(ISNUMBER($AD35),$AD35,ISNUMBER($AE35),$AE35,ISNUMBER($AF35),$AF35,AND($AD35=0,$AE35=0,$AF35=0),1)","v":0},{"$f":"IF(ISNUMBER(MATCH(BJ$11,$AG35:$AJ35,0)),1,0)*IF(ISNUMBER($AF35),(1-$AF35),1) + IF(ISNUMBER(MATCH(BJ$11,$AK35:$AP35,0)),-1,0)*_xlfn.IFS(ISNUMBER($AD35),$AD35,ISNUMBER($AE35),$AE35,ISNUMBER($AF35),$AF35,AND($AD35=0,$AE35=0,$AF35=0),1)","v":0},{"$f":"IF(ISNUMBER(MATCH(BK$11,$AG35:$AJ35,0)),1,0)*IF(ISNUMBER($AF35),(1-$AF35),1) + IF(ISNUMBER(MATCH(BK$11,$AK35:$AP35,0)),-1,0)*_xlfn.IFS(ISNUMBER($AD35),$AD35,ISNUMBER($AE35),$AE35,ISNUMBER($AF35),$AF35,AND($AD35=0,$AE35=0,$AF35=0),1)","v":0},{"$f":"IF(ISNUMBER(MATCH(BL$11,$AG35:$AJ35,0)),1,0)*IF(ISNUMBER($AF35),(1-$AF35),1) + IF(ISNUMBER(MATCH(BL$11,$AK35:$AP35,0)),-1,0)*_xlfn.IFS(ISNUMBER($AD35),$AD35,ISNUMBER($AE35),$AE35,ISNUMBER($AF35),$AF35,AND($AD35=0,$AE35=0,$AF35=0),1)","v":0},{"$f":"IF(ISNUMBER(MATCH(BM$11,$AG35:$AJ35,0)),1,0)*IF(ISNUMBER($AF35),(1-$AF35),1) + IF(ISNUMBER(MATCH(BM$11,$AK35:$AP35,0)),-1,0)*_xlfn.IFS(ISNUMBER($AD35),$AD35,ISNUMBER($AE35),$AE35,ISNUMBER($AF35),$AF35,AND($AD35=0,$AE35=0,$AF35=0),1)","v":1},{"$f":"IF(ISNUMBER(MATCH(BN$11,$AG35:$AJ35,0)),1,0)*IF(ISNUMBER($AF35),(1-$AF35),1) + IF(ISNUMBER(MATCH(BN$11,$AK35:$AP35,0)),-1,0)*_xlfn.IFS(ISNUMBER($AD35),$AD35,ISNUMBER($AE35),$AE35,ISNUMBER($AF35),$AF35,AND($AD35=0,$AE35=0,$AF35=0),1)","v":0},{"$f":"IF(ISNUMBER(MATCH(BO$11,$AG35:$AJ35,0)),1,0)*IF(ISNUMBER($AF35),(1-$AF35),1) + IF(ISNUMBER(MATCH(BO$11,$AK35:$AP35,0)),-1,0)*_xlfn.IFS(ISNUMBER($AD35),$AD35,ISNUMBER($AE35),$AE35,ISNUMBER($AF35),$AF35,AND($AD35=0,$AE35=0,$AF35=0),1)","v":0},{"$f":"IF(ISNUMBER(MATCH(BP$11,$AG35:$AJ35,0)),1,0)*IF(ISNUMBER($AF35),(1-$AF35),1) + IF(ISNUMBER(MATCH(BP$11,$AK35:$AP35,0)),-1,0)*_xlfn.IFS(ISNUMBER($AD35),$AD35,ISNUMBER($AE35),$AE35,ISNUMBER($AF35),$AF35,AND($AD35=0,$AE35=0,$AF35=0),1)","v":0},{"$f":"IF(ISNUMBER(MATCH(BQ$11,$AG35:$AJ35,0)),1,0)*IF(ISNUMBER($AF35),(1-$AF35),1) + IF(ISNUMBER(MATCH(BQ$11,$AK35:$AP35,0)),-1,0)*_xlfn.IFS(ISNUMBER($AD35),$AD35,ISNUMBER($AE35),$AE35,ISNUMBER($AF35),$AF35,AND($AD35=0,$AE35=0,$AF35=0),1)","v":0},{"$f":"IF(ISNUMBER(MATCH(BR$11,$AG35:$AJ35,0)),1,0)*IF(ISNUMBER($AF35),(1-$AF35),1) + IF(ISNUMBER(MATCH(BR$11,$AK35:$AP35,0)),-1,0)*_xlfn.IFS(ISNUMBER($AD35),$AD35,ISNUMBER($AE35),$AE35,ISNUMBER($AF35),$AF35,AND($AD35=0,$AE35=0,$AF35=0),1)","v":0},{"$f":"IF(ISNUMBER(MATCH(BS$11,$AG35:$AJ35,0)),1,0)*IF(ISNUMBER($AF35),(1-$AF35),1) + IF(ISNUMBER(MATCH(BS$11,$AK35:$AP35,0)),-1,0)*_xlfn.IFS(ISNUMBER($AD35),$AD35,ISNUMBER($AE35),$AE35,ISNUMBER($AF35),$AF35,AND($AD35=0,$AE35=0,$AF35=0),1)","v":0},{"$f":"IF(ISNUMBER(MATCH(BT$11,$AG35:$AJ35,0)),1,0)*IF(ISNUMBER($AF35),(1-$AF35),1) + IF(ISNUMBER(MATCH(BT$11,$AK35:$AP35,0)),-1,0)*_xlfn.IFS(ISNUMBER($AD35),$AD35,ISNUMBER($AE35),$AE35,ISNUMBER($AF35),$AF35,AND($AD35=0,$AE35=0,$AF35=0),1)","v":0},{"$f":"IF(ISNUMBER(MATCH(BU$11,$AG35:$AJ35,0)),1,0)*IF(ISNUMBER($AF35),(1-$AF35),1) + IF(ISNUMBER(MATCH(BU$11,$AK35:$AP35,0)),-1,0)*_xlfn.IFS(ISNUMBER($AD35),$AD35,ISNUMBER($AE35),$AE35,ISNUMBER($AF35),$AF35,AND($AD35=0,$AE35=0,$AF35=0),1)","v":0},{"$f":"IF(ISNUMBER(MATCH(BV$11,$AG35:$AJ35,0)),1,0)*IF(ISNUMBER($AF35),(1-$AF35),1) + IF(ISNUMBER(MATCH(BV$11,$AK35:$AP35,0)),-1,0)*_xlfn.IFS(ISNUMBER($AD35),$AD35,ISNUMBER($AE35),$AE35,ISNUMBER($AF35),$AF35,AND($AD35=0,$AE35=0,$AF35=0),1)","v":0},{"$f":"IF(ISNUMBER(MATCH(BW$11,$AG35:$AJ35,0)),1,0)*IF(ISNUMBER($AF35),(1-$AF35),1) + IF(ISNUMBER(MATCH(BW$11,$AK35:$AP35,0)),-1,0)*_xlfn.IFS(ISNUMBER($AD35),$AD35,ISNUMBER($AE35),$AE35,ISNUMBER($AF35),$AF35,AND($AD35=0,$AE35=0,$AF35=0),1)","v":0},{"$f":"IF(ISNUMBER(MATCH(BX$11,$AG35:$AJ35,0)),1,0)*IF(ISNUMBER($AF35),(1-$AF35),1) + IF(ISNUMBER(MATCH(BX$11,$AK35:$AP35,0)),-1,0)*_xlfn.IFS(ISNUMBER($AD35),$AD35,ISNUMBER($AE35),$AE35,ISNUMBER($AF35),$AF35,AND($AD35=0,$AE35=0,$AF35=0),1)","v":0},{"$f":"IF(ISNUMBER(MATCH(BY$11,$AG35:$AJ35,0)),1,0)*IF(ISNUMBER($AF35),(1-$AF35),1) + IF(ISNUMBER(MATCH(BY$11,$AK35:$AP35,0)),-1,0)*_xlfn.IFS(ISNUMBER($AD35),$AD35,ISNUMBER($AE35),$AE35,ISNUMBER($AF35),$AF35,AND($AD35=0,$AE35=0,$AF35=0),1)","v":0},{"$f":"IF(ISNUMBER(MATCH(BZ$11,$AG35:$AJ35,0)),1,0)*IF(ISNUMBER($AF35),(1-$AF35),1) + IF(ISNUMBER(MATCH(BZ$11,$AK35:$AP35,0)),-1,0)*_xlfn.IFS(ISNUMBER($AD35),$AD35,ISNUMBER($AE35),$AE35,ISNUMBER($AF35),$AF35,AND($AD35=0,$AE35=0,$AF35=0),1)","v":0},{"$f":"IF(ISNUMBER(MATCH(CA$11,$AG35:$AJ35,0)),1,0)*IF(ISNUMBER($AF35),(1-$AF35),1) + IF(ISNUMBER(MATCH(CA$11,$AK35:$AP35,0)),-1,0)*_xlfn.IFS(ISNUMBER($AD35),$AD35,ISNUMBER($AE35),$AE35,ISNUMBER($AF35),$AF35,AND($AD35=0,$AE35=0,$AF35=0),1)","v":0},{"$f":"IF(ISNUMBER(MATCH(CB$11,$AG35:$AJ35,0)),1,0)*IF(ISNUMBER($AF35),(1-$AF35),1) + IF(ISNUMBER(MATCH(CB$11,$AK35:$AP35,0)),-1,0)*_xlfn.IFS(ISNUMBER($AD35),$AD35,ISNUMBER($AE35),$AE35,ISNUMBER($AF35),$AF35,AND($AD35=0,$AE35=0,$AF35=0),1)","v":0},{"$f":"IF(ISNUMBER(MATCH(CC$11,$AG35:$AJ35,0)),1,0)*IF(ISNUMBER($AF35),(1-$AF35),1) + IF(ISNUMBER(MATCH(CC$11,$AK35:$AP35,0)),-1,0)*_xlfn.IFS(ISNUMBER($AD35),$AD35,ISNUMBER($AE35),$AE35,ISNUMBER($AF35),$AF35,AND($AD35=0,$AE35=0,$AF35=0),1)","v":0},{"$f":"IF(ISNUMBER(MATCH(CD$11,$AG35:$AJ35,0)),1,0)*IF(ISNUMBER($AF35),(1-$AF35),1) + IF(ISNUMBER(MATCH(CD$11,$AK35:$AP35,0)),-1,0)*_xlfn.IFS(ISNUMBER($AD35),$AD35,ISNUMBER($AE35),$AE35,ISNUMBER($AF35),$AF35,AND($AD35=0,$AE35=0,$AF35=0),1)","v":0},{"$f":"IF(ISNUMBER(MATCH(CE$11,$AG35:$AJ35,0)),1,0)*IF(ISNUMBER($AF35),(1-$AF35),1) + IF(ISNUMBER(MATCH(CE$11,$AK35:$AP35,0)),-1,0)*_xlfn.IFS(ISNUMBER($AD35),$AD35,ISNUMBER($AE35),$AE35,ISNUMBER($AF35),$AF35,AND($AD35=0,$AE35=0,$AF35=0),1)","v":0},{"$f":"IF(ISNUMBER(MATCH(CF$11,$AG35:$AJ35,0)),1,0)*IF(ISNUMBER($AF35),(1-$AF35),1) + IF(ISNUMBER(MATCH(CF$11,$AK35:$AP35,0)),-1,0)*_xlfn.IFS(ISNUMBER($AD35),$AD35,ISNUMBER($AE35),$AE35,ISNUMBER($AF35),$AF35,AND($AD35=0,$AE35=0,$AF35=0),1)","v":0},{"$f":"IF(ISNUMBER(MATCH(CG$11,$AG35:$AJ35,0)),1,0)*IF(ISNUMBER($AF35),(1-$AF35),1) + IF(ISNUMBER(MATCH(CG$11,$AK35:$AP35,0)),-1,0)*_xlfn.IFS(ISNUMBER($AD35),$AD35,ISNUMBER($AE35),$AE35,ISNUMBER($AF35),$AF35,AND($AD35=0,$AE35=0,$AF35=0),1)","v":0},{"$f":"IF(ISNUMBER(MATCH(CH$11,$AG35:$AJ35,0)),1,0)*IF(ISNUMBER($AF35),(1-$AF35),1) + IF(ISNUMBER(MATCH(CH$11,$AK35:$AP35,0)),-1,0)*_xlfn.IFS(ISNUMBER($AD35),$AD35,ISNUMBER($AE35),$AE35,ISNUMBER($AF35),$AF35,AND($AD35=0,$AE35=0,$AF35=0),1)","v":-1},{"$f":"IF(ISNUMBER(MATCH(CI$11,$AG35:$AJ35,0)),1,0)*IF(ISNUMBER($AF35),(1-$AF35),1) + IF(ISNUMBER(MATCH(CI$11,$AK35:$AP35,0)),-1,0)*_xlfn.IFS(ISNUMBER($AD35),$AD35,ISNUMBER($AE35),$AE35,ISNUMBER($AF35),$AF35,AND($AD35=0,$AE35=0,$AF35=0),1)","v":-1},{"$f":"IF(ISNUMBER(MATCH(CJ$11,$AG35:$AJ35,0)),1,0)*IF(ISNUMBER($AF35),(1-$AF35),1) + IF(ISNUMBER(MATCH(CJ$11,$AK35:$AP35,0)),-1,0)*_xlfn.IFS(ISNUMBER($AD35),$AD35,ISNUMBER($AE35),$AE35,ISNUMBER($AF35),$AF35,AND($AD35=0,$AE35=0,$AF35=0),1)","v":0},{"$f":"IF(ISNUMBER(MATCH(CK$11,$AG35:$AJ35,0)),1,0)*IF(ISNUMBER($AF35),(1-$AF35),1) + IF(ISNUMBER(MATCH(CK$11,$AK35:$AP35,0)),-1,0)*_xlfn.IFS(ISNUMBER($AD35),$AD35,ISNUMBER($AE35),$AE35,ISNUMBER($AF35),$AF35,AND($AD35=0,$AE35=0,$AF35=0),1)","v":0},{"$f":"IF(ISNUMBER(MATCH(CL$11,$AG35:$AJ35,0)),1,0)*IF(ISNUMBER($AF35),(1-$AF35),1) + IF(ISNUMBER(MATCH(CL$11,$AK35:$AP35,0)),-1,0)*_xlfn.IFS(ISNUMBER($AD35),$AD35,ISNUMBER($AE35),$AE35,ISNUMBER($AF35),$AF35,AND($AD35=0,$AE35=0,$AF35=0),1)","v":0},{"$f":"IF(ISNUMBER(MATCH(CM$11,$AG35:$AJ35,0)),1,0)*IF(ISNUMBER($AF35),(1-$AF35),1) + IF(ISNUMBER(MATCH(CM$11,$AK35:$AP35,0)),-1,0)*_xlfn.IFS(ISNUMBER($AD35),$AD35,ISNUMBER($AE35),$AE35,ISNUMBER($AF35),$AF35,AND($AD35=0,$AE35=0,$AF35=0),1)","v":0},{"$f":"IF(ISNUMBER(MATCH(CN$11,$AG35:$AJ35,0)),1,0)*IF(ISNUMBER($AF35),(1-$AF35),1) + IF(ISNUMBER(MATCH(CN$11,$AK35:$AP35,0)),-1,0)*_xlfn.IFS(ISNUMBER($AD35),$AD35,ISNUMBER($AE35),$AE35,ISNUMBER($AF35),$AF35,AND($AD35=0,$AE35=0,$AF35=0),1)","v":0},{"$f":"IF(ISNUMBER(MATCH(CO$11,$AG35:$AJ35,0)),1,0)*IF(ISNUMBER($AF35),(1-$AF35),1) + IF(ISNUMBER(MATCH(CO$11,$AK35:$AP35,0)),-1,0)*_xlfn.IFS(ISNUMBER($AD35),$AD35,ISNUMBER($AE35),$AE35,ISNUMBER($AF35),$AF35,AND($AD35=0,$AE35=0,$AF35=0),1)","v":0},{"$f":"IF(ISNUMBER(MATCH(CP$11,$AG35:$AJ35,0)),1,0)*IF(ISNUMBER($AF35),(1-$AF35),1) + IF(ISNUMBER(MATCH(CP$11,$AK35:$AP35,0)),-1,0)*_xlfn.IFS(ISNUMBER($AD35),$AD35,ISNUMBER($AE35),$AE35,ISNUMBER($AF35),$AF35,AND($AD35=0,$AE35=0,$AF35=0),1)","v":0},{"$f":"IF(ISNUMBER(MATCH(CQ$11,$AG35:$AJ35,0)),1,0)*IF(ISNUMBER($AF35),(1-$AF35),1) + IF(ISNUMBER(MATCH(CQ$11,$AK35:$AP35,0)),-1,0)*_xlfn.IFS(ISNUMBER($AD35),$AD35,ISNUMBER($AE35),$AE35,ISNUMBER($AF35),$AF35,AND($AD35=0,$AE35=0,$AF35=0),1)","v":0},{"$f":"IF(ISNUMBER(MATCH(CR$11,$AG35:$AJ35,0)),1,0)*IF(ISNUMBER($AF35),(1-$AF35),1) + IF(ISNUMBER(MATCH(CR$11,$AK35:$AP35,0)),-1,0)*_xlfn.IFS(ISNUMBER($AD35),$AD35,ISNUMBER($AE35),$AE35,ISNUMBER($AF35),$AF35,AND($AD35=0,$AE35=0,$AF35=0),1)","v":0},{"$f":"IF(ISNUMBER(MATCH(CS$11,$AG35:$AJ35,0)),1,0)*IF(ISNUMBER($AF35),(1-$AF35),1) + IF(ISNUMBER(MATCH(CS$11,$AK35:$AP35,0)),-1,0)*_xlfn.IFS(ISNUMBER($AD35),$AD35,ISNUMBER($AE35),$AE35,ISNUMBER($AF35),$AF35,AND($AD35=0,$AE35=0,$AF35=0),1)","v":0},{"$f":"IF(ISNUMBER(MATCH(CT$11,$AG35:$AJ35,0)),1,0)*IF(ISNUMBER($AF35),(1-$AF35),1) + IF(ISNUMBER(MATCH(CT$11,$AK35:$AP35,0)),-1,0)*_xlfn.IFS(ISNUMBER($AD35),$AD35,ISNUMBER($AE35),$AE35,ISNUMBER($AF35),$AF35,AND($AD35=0,$AE35=0,$AF35=0),1)","v":0},{"$f":"IF(ISNUMBER(MATCH(CU$11,$AG35:$AJ35,0)),1,0)*IF(ISNUMBER($AF35),(1-$AF35),1) + IF(ISNUMBER(MATCH(CU$11,$AK35:$AP35,0)),-1,0)*_xlfn.IFS(ISNUMBER($AD35),$AD35,ISNUMBER($AE35),$AE35,ISNUMBER($AF35),$AF35,AND($AD35=0,$AE35=0,$AF35=0),1)","v":0},{"$f":"IF(ISNUMBER(MATCH(CV$11,$AG35:$AJ35,0)),1,0)*IF(ISNUMBER($AF35),(1-$AF35),1) + IF(ISNUMBER(MATCH(CV$11,$AK35:$AP35,0)),-1,0)*_xlfn.IFS(ISNUMBER($AD35),$AD35,ISNUMBER($AE35),$AE35,ISNUMBER($AF35),$AF35,AND($AD35=0,$AE35=0,$AF35=0),1)","v":0},{"$f":"IF(ISNUMBER(MATCH(CW$11,$AG35:$AJ35,0)),1,0)*IF(ISNUMBER($AF35),(1-$AF35),1) + IF(ISNUMBER(MATCH(CW$11,$AK35:$AP35,0)),-1,0)*_xlfn.IFS(ISNUMBER($AD35),$AD35,ISNUMBER($AE35),$AE35,ISNUMBER($AF35),$AF35,AND($AD35=0,$AE35=0,$AF35=0),1)","v":0},{"$f":"IF(ISNUMBER(MATCH(CX$11,$AG35:$AJ35,0)),1,0)*IF(ISNUMBER($AF35),(1-$AF35),1) + IF(ISNUMBER(MATCH(CX$11,$AK35:$AP35,0)),-1,0)*_xlfn.IFS(ISNUMBER($AD35),$AD35,ISNUMBER($AE35),$AE35,ISNUMBER($AF35),$AF35,AND($AD35=0,$AE35=0,$AF35=0),1)","v":0},{"$f":"IF(ISNUMBER(MATCH(CY$11,$AG35:$AJ35,0)),1,0)*IF(ISNUMBER($AF35),(1-$AF35),1) + IF(ISNUMBER(MATCH(CY$11,$AK35:$AP35,0)),-1,0)*_xlfn.IFS(ISNUMBER($AD35),$AD35,ISNUMBER($AE35),$AE35,ISNUMBER($AF35),$AF35,AND($AD35=0,$AE35=0,$AF35=0),1)","v":0},{"$f":"IF(ISNUMBER(MATCH(CZ$11,$AG35:$AJ35,0)),1,0)*IF(ISNUMBER($AF35),(1-$AF35),1) + IF(ISNUMBER(MATCH(CZ$11,$AK35:$AP35,0)),-1,0)*_xlfn.IFS(ISNUMBER($AD35),$AD35,ISNUMBER($AE35),$AE35,ISNUMBER($AF35),$AF35,AND($AD35=0,$AE35=0,$AF35=0),1)","v":0},{"$f":"IF(ISNUMBER(MATCH(DA$11,$AG35:$AJ35,0)),1,0)*IF(ISNUMBER($AF35),(1-$AF35),1) + IF(ISNUMBER(MATCH(DA$11,$AK35:$AP35,0)),-1,0)*_xlfn.IFS(ISNUMBER($AD35),$AD35,ISNUMBER($AE35),$AE35,ISNUMBER($AF35),$AF35,AND($AD35=0,$AE35=0,$AF35=0),1)","v":0},{"$f":"IF(ISNUMBER(MATCH(DB$11,$AG35:$AJ35,0)),1,0)*IF(ISNUMBER($AF35),(1-$AF35),1) + IF(ISNUMBER(MATCH(DB$11,$AK35:$AP35,0)),-1,0)*_xlfn.IFS(ISNUMBER($AD35),$AD35,ISNUMBER($AE35),$AE35,ISNUMBER($AF35),$AF35,AND($AD35=0,$AE35=0,$AF35=0),1)","v":0},{"$f":"IF(ISNUMBER(MATCH(DC$11,$AG35:$AJ35,0)),1,0)*IF(ISNUMBER($AF35),(1-$AF35),1) + IF(ISNUMBER(MATCH(DC$11,$AK35:$AP35,0)),-1,0)*_xlfn.IFS(ISNUMBER($AD35),$AD35,ISNUMBER($AE35),$AE35,ISNUMBER($AF35),$AF35,AND($AD35=0,$AE35=0,$AF35=0),1)","v":0},{"$f":"IF(ISNUMBER(MATCH(DD$11,$AG35:$AJ35,0)),1,0)*IF(ISNUMBER($AF35),(1-$AF35),1) + IF(ISNUMBER(MATCH(DD$11,$AK35:$AP35,0)),-1,0)*_xlfn.IFS(ISNUMBER($AD35),$AD35,ISNUMBER($AE35),$AE35,ISNUMBER($AF35),$AF35,AND($AD35=0,$AE35=0,$AF35=0),1)","v":0},{"$f":"IF(ISNUMBER(MATCH(DE$11,$AG35:$AJ35,0)),1,0)*IF(ISNUMBER($AF35),(1-$AF35),1) + IF(ISNUMBER(MATCH(DE$11,$AK35:$AP35,0)),-1,0)*_xlfn.IFS(ISNUMBER($AD35),$AD35,ISNUMBER($AE35),$AE35,ISNUMBER($AF35),$AF35,AND($AD35=0,$AE35=0,$AF35=0),1)","v":0},null,0,"Datarooms","dataroom2","Conservation",null,null,null,null,null,null,null,null,null,0,1.0281164345350089,51.998020158982577,0,0,0,0,0,0,0,0,0,0,0,0,0,0,0,0,0,0,0,2.8116434535008936E-2,1,0,0,0,0,0,0,0,0,0,0,0,0,0,0,0,0,0,0,0,0,0,0,0,0,0,0,0,0,0,0,0,0,0,0,0,0,0,0,0,0,0,0,0,0,0,null,null,null,null,null,null,null,null,null,null,null,0,null,51.998020158982577,0,0,0,0,0,0,0,0,0,0,0,0,0,0,0,0,0,0,0,2.8116434535008936E-2,1,0,0,0,0,0,0,0,0,0,0,0,0,0,0,0,0,0,0,0,0,0,0,0,0,0,0,0,0,0,0,0,0,0,0,0,0,0,0,0,0,0,0,0,0,0,null,null,0,51.998020158982577,0,0,0,0,0,0,0,0,0,0,0,0,0,0,0,0,0,0,0,2.8116434535008936E-2,1,0,0,0,0,0,0,0,0,0,0,0,0,0,0,0,0,0,0,0,0,0,0,0,0,0,0,0,0,0,0,0,0,0,0,0,0,0,0,0,0,0,0,0,0,0]
[null,null,null,null,null,null,null,null,null,null,null,null,null,null,null,null,null,null,"e_drms_crit-dr3",0,0,0,0,0,0,null,null,"Conservation",null,null,null,null,"q_dr2_cls,a","e_drms_oh-dr2",null,null,"q_drms_dr2-hru,lt",null,null,null,null,null,null,{"$f":"IF(ISNUMBER(MATCH(AR$11,$AG36:$AJ36,0)),1,0)*IF(ISNUMBER($AF36),(1-$AF36),1) + IF(ISNUMBER(MATCH(AR$11,$AK36:$AP36,0)),-1,0)*_xlfn.IFS(ISNUMBER($AD36),$AD36,ISNUMBER($AE36),$AE36,ISNUMBER($AF36),$AF36,AND($AD36=0,$AE36=0,$AF36=0),1)","v":0},{"$f":"IF(ISNUMBER(MATCH(AS$11,$AG36:$AJ36,0)),1,0)*IF(ISNUMBER($AF36),(1-$AF36),1) + IF(ISNUMBER(MATCH(AS$11,$AK36:$AP36,0)),-1,0)*_xlfn.IFS(ISNUMBER($AD36),$AD36,ISNUMBER($AE36),$AE36,ISNUMBER($AF36),$AF36,AND($AD36=0,$AE36=0,$AF36=0),1)","v":0},{"$f":"IF(ISNUMBER(MATCH(AT$11,$AG36:$AJ36,0)),1,0)*IF(ISNUMBER($AF36),(1-$AF36),1) + IF(ISNUMBER(MATCH(AT$11,$AK36:$AP36,0)),-1,0)*_xlfn.IFS(ISNUMBER($AD36),$AD36,ISNUMBER($AE36),$AE36,ISNUMBER($AF36),$AF36,AND($AD36=0,$AE36=0,$AF36=0),1)","v":0},{"$f":"IF(ISNUMBER(MATCH(AU$11,$AG36:$AJ36,0)),1,0)*IF(ISNUMBER($AF36),(1-$AF36),1) + IF(ISNUMBER(MATCH(AU$11,$AK36:$AP36,0)),-1,0)*_xlfn.IFS(ISNUMBER($AD36),$AD36,ISNUMBER($AE36),$AE36,ISNUMBER($AF36),$AF36,AND($AD36=0,$AE36=0,$AF36=0),1)","v":0},{"$f":"IF(ISNUMBER(MATCH(AV$11,$AG36:$AJ36,0)),1,0)*IF(ISNUMBER($AF36),(1-$AF36),1) + IF(ISNUMBER(MATCH(AV$11,$AK36:$AP36,0)),-1,0)*_xlfn.IFS(ISNUMBER($AD36),$AD36,ISNUMBER($AE36),$AE36,ISNUMBER($AF36),$AF36,AND($AD36=0,$AE36=0,$AF36=0),1)","v":0},{"$f":"IF(ISNUMBER(MATCH(AW$11,$AG36:$AJ36,0)),1,0)*IF(ISNUMBER($AF36),(1-$AF36),1) + IF(ISNUMBER(MATCH(AW$11,$AK36:$AP36,0)),-1,0)*_xlfn.IFS(ISNUMBER($AD36),$AD36,ISNUMBER($AE36),$AE36,ISNUMBER($AF36),$AF36,AND($AD36=0,$AE36=0,$AF36=0),1)","v":0},{"$f":"IF(ISNUMBER(MATCH(AX$11,$AG36:$AJ36,0)),1,0)*IF(ISNUMBER($AF36),(1-$AF36),1) + IF(ISNUMBER(MATCH(AX$11,$AK36:$AP36,0)),-1,0)*_xlfn.IFS(ISNUMBER($AD36),$AD36,ISNUMBER($AE36),$AE36,ISNUMBER($AF36),$AF36,AND($AD36=0,$AE36=0,$AF36=0),1)","v":0},{"$f":"IF(ISNUMBER(MATCH(AY$11,$AG36:$AJ36,0)),1,0)*IF(ISNUMBER($AF36),(1-$AF36),1) + IF(ISNUMBER(MATCH(AY$11,$AK36:$AP36,0)),-1,0)*_xlfn.IFS(ISNUMBER($AD36),$AD36,ISNUMBER($AE36),$AE36,ISNUMBER($AF36),$AF36,AND($AD36=0,$AE36=0,$AF36=0),1)","v":0},{"$f":"IF(ISNUMBER(MATCH(AZ$11,$AG36:$AJ36,0)),1,0)*IF(ISNUMBER($AF36),(1-$AF36),1) + IF(ISNUMBER(MATCH(AZ$11,$AK36:$AP36,0)),-1,0)*_xlfn.IFS(ISNUMBER($AD36),$AD36,ISNUMBER($AE36),$AE36,ISNUMBER($AF36),$AF36,AND($AD36=0,$AE36=0,$AF36=0),1)","v":0},{"$f":"IF(ISNUMBER(MATCH(BA$11,$AG36:$AJ36,0)),1,0)*IF(ISNUMBER($AF36),(1-$AF36),1) + IF(ISNUMBER(MATCH(BA$11,$AK36:$AP36,0)),-1,0)*_xlfn.IFS(ISNUMBER($AD36),$AD36,ISNUMBER($AE36),$AE36,ISNUMBER($AF36),$AF36,AND($AD36=0,$AE36=0,$AF36=0),1)","v":0},{"$f":"IF(ISNUMBER(MATCH(BB$11,$AG36:$AJ36,0)),1,0)*IF(ISNUMBER($AF36),(1-$AF36),1) + IF(ISNUMBER(MATCH(BB$11,$AK36:$AP36,0)),-1,0)*_xlfn.IFS(ISNUMBER($AD36),$AD36,ISNUMBER($AE36),$AE36,ISNUMBER($AF36),$AF36,AND($AD36=0,$AE36=0,$AF36=0),1)","v":0},{"$f":"IF(ISNUMBER(MATCH(BC$11,$AG36:$AJ36,0)),1,0)*IF(ISNUMBER($AF36),(1-$AF36),1) + IF(ISNUMBER(MATCH(BC$11,$AK36:$AP36,0)),-1,0)*_xlfn.IFS(ISNUMBER($AD36),$AD36,ISNUMBER($AE36),$AE36,ISNUMBER($AF36),$AF36,AND($AD36=0,$AE36=0,$AF36=0),1)","v":0},{"$f":"IF(ISNUMBER(MATCH(BD$11,$AG36:$AJ36,0)),1,0)*IF(ISNUMBER($AF36),(1-$AF36),1) + IF(ISNUMBER(MATCH(BD$11,$AK36:$AP36,0)),-1,0)*_xlfn.IFS(ISNUMBER($AD36),$AD36,ISNUMBER($AE36),$AE36,ISNUMBER($AF36),$AF36,AND($AD36=0,$AE36=0,$AF36=0),1)","v":0},{"$f":"IF(ISNUMBER(MATCH(BE$11,$AG36:$AJ36,0)),1,0)*IF(ISNUMBER($AF36),(1-$AF36),1) + IF(ISNUMBER(MATCH(BE$11,$AK36:$AP36,0)),-1,0)*_xlfn.IFS(ISNUMBER($AD36),$AD36,ISNUMBER($AE36),$AE36,ISNUMBER($AF36),$AF36,AND($AD36=0,$AE36=0,$AF36=0),1)","v":0},{"$f":"IF(ISNUMBER(MATCH(BF$11,$AG36:$AJ36,0)),1,0)*IF(ISNUMBER($AF36),(1-$AF36),1) + IF(ISNUMBER(MATCH(BF$11,$AK36:$AP36,0)),-1,0)*_xlfn.IFS(ISNUMBER($AD36),$AD36,ISNUMBER($AE36),$AE36,ISNUMBER($AF36),$AF36,AND($AD36=0,$AE36=0,$AF36=0),1)","v":0},{"$f":"IF(ISNUMBER(MATCH(BG$11,$AG36:$AJ36,0)),1,0)*IF(ISNUMBER($AF36),(1-$AF36),1) + IF(ISNUMBER(MATCH(BG$11,$AK36:$AP36,0)),-1,0)*_xlfn.IFS(ISNUMBER($AD36),$AD36,ISNUMBER($AE36),$AE36,ISNUMBER($AF36),$AF36,AND($AD36=0,$AE36=0,$AF36=0),1)","v":0},{"$f":"IF(ISNUMBER(MATCH(BH$11,$AG36:$AJ36,0)),1,0)*IF(ISNUMBER($AF36),(1-$AF36),1) + IF(ISNUMBER(MATCH(BH$11,$AK36:$AP36,0)),-1,0)*_xlfn.IFS(ISNUMBER($AD36),$AD36,ISNUMBER($AE36),$AE36,ISNUMBER($AF36),$AF36,AND($AD36=0,$AE36=0,$AF36=0),1)","v":0},{"$f":"IF(ISNUMBER(MATCH(BI$11,$AG36:$AJ36,0)),1,0)*IF(ISNUMBER($AF36),(1-$AF36),1) + IF(ISNUMBER(MATCH(BI$11,$AK36:$AP36,0)),-1,0)*_xlfn.IFS(ISNUMBER($AD36),$AD36,ISNUMBER($AE36),$AE36,ISNUMBER($AF36),$AF36,AND($AD36=0,$AE36=0,$AF36=0),1)","v":0},{"$f":"IF(ISNUMBER(MATCH(BJ$11,$AG36:$AJ36,0)),1,0)*IF(ISNUMBER($AF36),(1-$AF36),1) + IF(ISNUMBER(MATCH(BJ$11,$AK36:$AP36,0)),-1,0)*_xlfn.IFS(ISNUMBER($AD36),$AD36,ISNUMBER($AE36),$AE36,ISNUMBER($AF36),$AF36,AND($AD36=0,$AE36=0,$AF36=0),1)","v":0},{"$f":"IF(ISNUMBER(MATCH(BK$11,$AG36:$AJ36,0)),1,0)*IF(ISNUMBER($AF36),(1-$AF36),1) + IF(ISNUMBER(MATCH(BK$11,$AK36:$AP36,0)),-1,0)*_xlfn.IFS(ISNUMBER($AD36),$AD36,ISNUMBER($AE36),$AE36,ISNUMBER($AF36),$AF36,AND($AD36=0,$AE36=0,$AF36=0),1)","v":0},{"$f":"IF(ISNUMBER(MATCH(BL$11,$AG36:$AJ36,0)),1,0)*IF(ISNUMBER($AF36),(1-$AF36),1) + IF(ISNUMBER(MATCH(BL$11,$AK36:$AP36,0)),-1,0)*_xlfn.IFS(ISNUMBER($AD36),$AD36,ISNUMBER($AE36),$AE36,ISNUMBER($AF36),$AF36,AND($AD36=0,$AE36=0,$AF36=0),1)","v":0},{"$f":"IF(ISNUMBER(MATCH(BM$11,$AG36:$AJ36,0)),1,0)*IF(ISNUMBER($AF36),(1-$AF36),1) + IF(ISNUMBER(MATCH(BM$11,$AK36:$AP36,0)),-1,0)*_xlfn.IFS(ISNUMBER($AD36),$AD36,ISNUMBER($AE36),$AE36,ISNUMBER($AF36),$AF36,AND($AD36=0,$AE36=0,$AF36=0),1)","v":0},{"$f":"IF(ISNUMBER(MATCH(BN$11,$AG36:$AJ36,0)),1,0)*IF(ISNUMBER($AF36),(1-$AF36),1) + IF(ISNUMBER(MATCH(BN$11,$AK36:$AP36,0)),-1,0)*_xlfn.IFS(ISNUMBER($AD36),$AD36,ISNUMBER($AE36),$AE36,ISNUMBER($AF36),$AF36,AND($AD36=0,$AE36=0,$AF36=0),1)","v":1},{"$f":"IF(ISNUMBER(MATCH(BO$11,$AG36:$AJ36,0)),1,0)*IF(ISNUMBER($AF36),(1-$AF36),1) + IF(ISNUMBER(MATCH(BO$11,$AK36:$AP36,0)),-1,0)*_xlfn.IFS(ISNUMBER($AD36),$AD36,ISNUMBER($AE36),$AE36,ISNUMBER($AF36),$AF36,AND($AD36=0,$AE36=0,$AF36=0),1)","v":0},{"$f":"IF(ISNUMBER(MATCH(BP$11,$AG36:$AJ36,0)),1,0)*IF(ISNUMBER($AF36),(1-$AF36),1) + IF(ISNUMBER(MATCH(BP$11,$AK36:$AP36,0)),-1,0)*_xlfn.IFS(ISNUMBER($AD36),$AD36,ISNUMBER($AE36),$AE36,ISNUMBER($AF36),$AF36,AND($AD36=0,$AE36=0,$AF36=0),1)","v":0},{"$f":"IF(ISNUMBER(MATCH(BQ$11,$AG36:$AJ36,0)),1,0)*IF(ISNUMBER($AF36),(1-$AF36),1) + IF(ISNUMBER(MATCH(BQ$11,$AK36:$AP36,0)),-1,0)*_xlfn.IFS(ISNUMBER($AD36),$AD36,ISNUMBER($AE36),$AE36,ISNUMBER($AF36),$AF36,AND($AD36=0,$AE36=0,$AF36=0),1)","v":0},{"$f":"IF(ISNUMBER(MATCH(BR$11,$AG36:$AJ36,0)),1,0)*IF(ISNUMBER($AF36),(1-$AF36),1) + IF(ISNUMBER(MATCH(BR$11,$AK36:$AP36,0)),-1,0)*_xlfn.IFS(ISNUMBER($AD36),$AD36,ISNUMBER($AE36),$AE36,ISNUMBER($AF36),$AF36,AND($AD36=0,$AE36=0,$AF36=0),1)","v":0},{"$f":"IF(ISNUMBER(MATCH(BS$11,$AG36:$AJ36,0)),1,0)*IF(ISNUMBER($AF36),(1-$AF36),1) + IF(ISNUMBER(MATCH(BS$11,$AK36:$AP36,0)),-1,0)*_xlfn.IFS(ISNUMBER($AD36),$AD36,ISNUMBER($AE36),$AE36,ISNUMBER($AF36),$AF36,AND($AD36=0,$AE36=0,$AF36=0),1)","v":0},{"$f":"IF(ISNUMBER(MATCH(BT$11,$AG36:$AJ36,0)),1,0)*IF(ISNUMBER($AF36),(1-$AF36),1) + IF(ISNUMBER(MATCH(BT$11,$AK36:$AP36,0)),-1,0)*_xlfn.IFS(ISNUMBER($AD36),$AD36,ISNUMBER($AE36),$AE36,ISNUMBER($AF36),$AF36,AND($AD36=0,$AE36=0,$AF36=0),1)","v":0},{"$f":"IF(ISNUMBER(MATCH(BU$11,$AG36:$AJ36,0)),1,0)*IF(ISNUMBER($AF36),(1-$AF36),1) + IF(ISNUMBER(MATCH(BU$11,$AK36:$AP36,0)),-1,0)*_xlfn.IFS(ISNUMBER($AD36),$AD36,ISNUMBER($AE36),$AE36,ISNUMBER($AF36),$AF36,AND($AD36=0,$AE36=0,$AF36=0),1)","v":0},{"$f":"IF(ISNUMBER(MATCH(BV$11,$AG36:$AJ36,0)),1,0)*IF(ISNUMBER($AF36),(1-$AF36),1) + IF(ISNUMBER(MATCH(BV$11,$AK36:$AP36,0)),-1,0)*_xlfn.IFS(ISNUMBER($AD36),$AD36,ISNUMBER($AE36),$AE36,ISNUMBER($AF36),$AF36,AND($AD36=0,$AE36=0,$AF36=0),1)","v":0},{"$f":"IF(ISNUMBER(MATCH(BW$11,$AG36:$AJ36,0)),1,0)*IF(ISNUMBER($AF36),(1-$AF36),1) + IF(ISNUMBER(MATCH(BW$11,$AK36:$AP36,0)),-1,0)*_xlfn.IFS(ISNUMBER($AD36),$AD36,ISNUMBER($AE36),$AE36,ISNUMBER($AF36),$AF36,AND($AD36=0,$AE36=0,$AF36=0),1)","v":-1},{"$f":"IF(ISNUMBER(MATCH(BX$11,$AG36:$AJ36,0)),1,0)*IF(ISNUMBER($AF36),(1-$AF36),1) + IF(ISNUMBER(MATCH(BX$11,$AK36:$AP36,0)),-1,0)*_xlfn.IFS(ISNUMBER($AD36),$AD36,ISNUMBER($AE36),$AE36,ISNUMBER($AF36),$AF36,AND($AD36=0,$AE36=0,$AF36=0),1)","v":0},{"$f":"IF(ISNUMBER(MATCH(BY$11,$AG36:$AJ36,0)),1,0)*IF(ISNUMBER($AF36),(1-$AF36),1) + IF(ISNUMBER(MATCH(BY$11,$AK36:$AP36,0)),-1,0)*_xlfn.IFS(ISNUMBER($AD36),$AD36,ISNUMBER($AE36),$AE36,ISNUMBER($AF36),$AF36,AND($AD36=0,$AE36=0,$AF36=0),1)","v":0},{"$f":"IF(ISNUMBER(MATCH(BZ$11,$AG36:$AJ36,0)),1,0)*IF(ISNUMBER($AF36),(1-$AF36),1) + IF(ISNUMBER(MATCH(BZ$11,$AK36:$AP36,0)),-1,0)*_xlfn.IFS(ISNUMBER($AD36),$AD36,ISNUMBER($AE36),$AE36,ISNUMBER($AF36),$AF36,AND($AD36=0,$AE36=0,$AF36=0),1)","v":0},{"$f":"IF(ISNUMBER(MATCH(CA$11,$AG36:$AJ36,0)),1,0)*IF(ISNUMBER($AF36),(1-$AF36),1) + IF(ISNUMBER(MATCH(CA$11,$AK36:$AP36,0)),-1,0)*_xlfn.IFS(ISNUMBER($AD36),$AD36,ISNUMBER($AE36),$AE36,ISNUMBER($AF36),$AF36,AND($AD36=0,$AE36=0,$AF36=0),1)","v":0},{"$f":"IF(ISNUMBER(MATCH(CB$11,$AG36:$AJ36,0)),1,0)*IF(ISNUMBER($AF36),(1-$AF36),1) + IF(ISNUMBER(MATCH(CB$11,$AK36:$AP36,0)),-1,0)*_xlfn.IFS(ISNUMBER($AD36),$AD36,ISNUMBER($AE36),$AE36,ISNUMBER($AF36),$AF36,AND($AD36=0,$AE36=0,$AF36=0),1)","v":0},{"$f":"IF(ISNUMBER(MATCH(CC$11,$AG36:$AJ36,0)),1,0)*IF(ISNUMBER($AF36),(1-$AF36),1) + IF(ISNUMBER(MATCH(CC$11,$AK36:$AP36,0)),-1,0)*_xlfn.IFS(ISNUMBER($AD36),$AD36,ISNUMBER($AE36),$AE36,ISNUMBER($AF36),$AF36,AND($AD36=0,$AE36=0,$AF36=0),1)","v":0},{"$f":"IF(ISNUMBER(MATCH(CD$11,$AG36:$AJ36,0)),1,0)*IF(ISNUMBER($AF36),(1-$AF36),1) + IF(ISNUMBER(MATCH(CD$11,$AK36:$AP36,0)),-1,0)*_xlfn.IFS(ISNUMBER($AD36),$AD36,ISNUMBER($AE36),$AE36,ISNUMBER($AF36),$AF36,AND($AD36=0,$AE36=0,$AF36=0),1)","v":0},{"$f":"IF(ISNUMBER(MATCH(CE$11,$AG36:$AJ36,0)),1,0)*IF(ISNUMBER($AF36),(1-$AF36),1) + IF(ISNUMBER(MATCH(CE$11,$AK36:$AP36,0)),-1,0)*_xlfn.IFS(ISNUMBER($AD36),$AD36,ISNUMBER($AE36),$AE36,ISNUMBER($AF36),$AF36,AND($AD36=0,$AE36=0,$AF36=0),1)","v":0},{"$f":"IF(ISNUMBER(MATCH(CF$11,$AG36:$AJ36,0)),1,0)*IF(ISNUMBER($AF36),(1-$AF36),1) + IF(ISNUMBER(MATCH(CF$11,$AK36:$AP36,0)),-1,0)*_xlfn.IFS(ISNUMBER($AD36),$AD36,ISNUMBER($AE36),$AE36,ISNUMBER($AF36),$AF36,AND($AD36=0,$AE36=0,$AF36=0),1)","v":0},{"$f":"IF(ISNUMBER(MATCH(CG$11,$AG36:$AJ36,0)),1,0)*IF(ISNUMBER($AF36),(1-$AF36),1) + IF(ISNUMBER(MATCH(CG$11,$AK36:$AP36,0)),-1,0)*_xlfn.IFS(ISNUMBER($AD36),$AD36,ISNUMBER($AE36),$AE36,ISNUMBER($AF36),$AF36,AND($AD36=0,$AE36=0,$AF36=0),1)","v":0},{"$f":"IF(ISNUMBER(MATCH(CH$11,$AG36:$AJ36,0)),1,0)*IF(ISNUMBER($AF36),(1-$AF36),1) + IF(ISNUMBER(MATCH(CH$11,$AK36:$AP36,0)),-1,0)*_xlfn.IFS(ISNUMBER($AD36),$AD36,ISNUMBER($AE36),$AE36,ISNUMBER($AF36),$AF36,AND($AD36=0,$AE36=0,$AF36=0),1)","v":1},{"$f":"IF(ISNUMBER(MATCH(CI$11,$AG36:$AJ36,0)),1,0)*IF(ISNUMBER($AF36),(1-$AF36),1) + IF(ISNUMBER(MATCH(CI$11,$AK36:$AP36,0)),-1,0)*_xlfn.IFS(ISNUMBER($AD36),$AD36,ISNUMBER($AE36),$AE36,ISNUMBER($AF36),$AF36,AND($AD36=0,$AE36=0,$AF36=0),1)","v":0},{"$f":"IF(ISNUMBER(MATCH(CJ$11,$AG36:$AJ36,0)),1,0)*IF(ISNUMBER($AF36),(1-$AF36),1) + IF(ISNUMBER(MATCH(CJ$11,$AK36:$AP36,0)),-1,0)*_xlfn.IFS(ISNUMBER($AD36),$AD36,ISNUMBER($AE36),$AE36,ISNUMBER($AF36),$AF36,AND($AD36=0,$AE36=0,$AF36=0),1)","v":0},{"$f":"IF(ISNUMBER(MATCH(CK$11,$AG36:$AJ36,0)),1,0)*IF(ISNUMBER($AF36),(1-$AF36),1) + IF(ISNUMBER(MATCH(CK$11,$AK36:$AP36,0)),-1,0)*_xlfn.IFS(ISNUMBER($AD36),$AD36,ISNUMBER($AE36),$AE36,ISNUMBER($AF36),$AF36,AND($AD36=0,$AE36=0,$AF36=0),1)","v":0},{"$f":"IF(ISNUMBER(MATCH(CL$11,$AG36:$AJ36,0)),1,0)*IF(ISNUMBER($AF36),(1-$AF36),1) + IF(ISNUMBER(MATCH(CL$11,$AK36:$AP36,0)),-1,0)*_xlfn.IFS(ISNUMBER($AD36),$AD36,ISNUMBER($AE36),$AE36,ISNUMBER($AF36),$AF36,AND($AD36=0,$AE36=0,$AF36=0),1)","v":0},{"$f":"IF(ISNUMBER(MATCH(CM$11,$AG36:$AJ36,0)),1,0)*IF(ISNUMBER($AF36),(1-$AF36),1) + IF(ISNUMBER(MATCH(CM$11,$AK36:$AP36,0)),-1,0)*_xlfn.IFS(ISNUMBER($AD36),$AD36,ISNUMBER($AE36),$AE36,ISNUMBER($AF36),$AF36,AND($AD36=0,$AE36=0,$AF36=0),1)","v":0},{"$f":"IF(ISNUMBER(MATCH(CN$11,$AG36:$AJ36,0)),1,0)*IF(ISNUMBER($AF36),(1-$AF36),1) + IF(ISNUMBER(MATCH(CN$11,$AK36:$AP36,0)),-1,0)*_xlfn.IFS(ISNUMBER($AD36),$AD36,ISNUMBER($AE36),$AE36,ISNUMBER($AF36),$AF36,AND($AD36=0,$AE36=0,$AF36=0),1)","v":0},{"$f":"IF(ISNUMBER(MATCH(CO$11,$AG36:$AJ36,0)),1,0)*IF(ISNUMBER($AF36),(1-$AF36),1) + IF(ISNUMBER(MATCH(CO$11,$AK36:$AP36,0)),-1,0)*_xlfn.IFS(ISNUMBER($AD36),$AD36,ISNUMBER($AE36),$AE36,ISNUMBER($AF36),$AF36,AND($AD36=0,$AE36=0,$AF36=0),1)","v":0},{"$f":"IF(ISNUMBER(MATCH(CP$11,$AG36:$AJ36,0)),1,0)*IF(ISNUMBER($AF36),(1-$AF36),1) + IF(ISNUMBER(MATCH(CP$11,$AK36:$AP36,0)),-1,0)*_xlfn.IFS(ISNUMBER($AD36),$AD36,ISNUMBER($AE36),$AE36,ISNUMBER($AF36),$AF36,AND($AD36=0,$AE36=0,$AF36=0),1)","v":0},{"$f":"IF(ISNUMBER(MATCH(CQ$11,$AG36:$AJ36,0)),1,0)*IF(ISNUMBER($AF36),(1-$AF36),1) + IF(ISNUMBER(MATCH(CQ$11,$AK36:$AP36,0)),-1,0)*_xlfn.IFS(ISNUMBER($AD36),$AD36,ISNUMBER($AE36),$AE36,ISNUMBER($AF36),$AF36,AND($AD36=0,$AE36=0,$AF36=0),1)","v":0},{"$f":"IF(ISNUMBER(MATCH(CR$11,$AG36:$AJ36,0)),1,0)*IF(ISNUMBER($AF36),(1-$AF36),1) + IF(ISNUMBER(MATCH(CR$11,$AK36:$AP36,0)),-1,0)*_xlfn.IFS(ISNUMBER($AD36),$AD36,ISNUMBER($AE36),$AE36,ISNUMBER($AF36),$AF36,AND($AD36=0,$AE36=0,$AF36=0),1)","v":0},{"$f":"IF(ISNUMBER(MATCH(CS$11,$AG36:$AJ36,0)),1,0)*IF(ISNUMBER($AF36),(1-$AF36),1) + IF(ISNUMBER(MATCH(CS$11,$AK36:$AP36,0)),-1,0)*_xlfn.IFS(ISNUMBER($AD36),$AD36,ISNUMBER($AE36),$AE36,ISNUMBER($AF36),$AF36,AND($AD36=0,$AE36=0,$AF36=0),1)","v":0},{"$f":"IF(ISNUMBER(MATCH(CT$11,$AG36:$AJ36,0)),1,0)*IF(ISNUMBER($AF36),(1-$AF36),1) + IF(ISNUMBER(MATCH(CT$11,$AK36:$AP36,0)),-1,0)*_xlfn.IFS(ISNUMBER($AD36),$AD36,ISNUMBER($AE36),$AE36,ISNUMBER($AF36),$AF36,AND($AD36=0,$AE36=0,$AF36=0),1)","v":0},{"$f":"IF(ISNUMBER(MATCH(CU$11,$AG36:$AJ36,0)),1,0)*IF(ISNUMBER($AF36),(1-$AF36),1) + IF(ISNUMBER(MATCH(CU$11,$AK36:$AP36,0)),-1,0)*_xlfn.IFS(ISNUMBER($AD36),$AD36,ISNUMBER($AE36),$AE36,ISNUMBER($AF36),$AF36,AND($AD36=0,$AE36=0,$AF36=0),1)","v":0},{"$f":"IF(ISNUMBER(MATCH(CV$11,$AG36:$AJ36,0)),1,0)*IF(ISNUMBER($AF36),(1-$AF36),1) + IF(ISNUMBER(MATCH(CV$11,$AK36:$AP36,0)),-1,0)*_xlfn.IFS(ISNUMBER($AD36),$AD36,ISNUMBER($AE36),$AE36,ISNUMBER($AF36),$AF36,AND($AD36=0,$AE36=0,$AF36=0),1)","v":0},{"$f":"IF(ISNUMBER(MATCH(CW$11,$AG36:$AJ36,0)),1,0)*IF(ISNUMBER($AF36),(1-$AF36),1) + IF(ISNUMBER(MATCH(CW$11,$AK36:$AP36,0)),-1,0)*_xlfn.IFS(ISNUMBER($AD36),$AD36,ISNUMBER($AE36),$AE36,ISNUMBER($AF36),$AF36,AND($AD36=0,$AE36=0,$AF36=0),1)","v":0},{"$f":"IF(ISNUMBER(MATCH(CX$11,$AG36:$AJ36,0)),1,0)*IF(ISNUMBER($AF36),(1-$AF36),1) + IF(ISNUMBER(MATCH(CX$11,$AK36:$AP36,0)),-1,0)*_xlfn.IFS(ISNUMBER($AD36),$AD36,ISNUMBER($AE36),$AE36,ISNUMBER($AF36),$AF36,AND($AD36=0,$AE36=0,$AF36=0),1)","v":0},{"$f":"IF(ISNUMBER(MATCH(CY$11,$AG36:$AJ36,0)),1,0)*IF(ISNUMBER($AF36),(1-$AF36),1) + IF(ISNUMBER(MATCH(CY$11,$AK36:$AP36,0)),-1,0)*_xlfn.IFS(ISNUMBER($AD36),$AD36,ISNUMBER($AE36),$AE36,ISNUMBER($AF36),$AF36,AND($AD36=0,$AE36=0,$AF36=0),1)","v":0},{"$f":"IF(ISNUMBER(MATCH(CZ$11,$AG36:$AJ36,0)),1,0)*IF(ISNUMBER($AF36),(1-$AF36),1) + IF(ISNUMBER(MATCH(CZ$11,$AK36:$AP36,0)),-1,0)*_xlfn.IFS(ISNUMBER($AD36),$AD36,ISNUMBER($AE36),$AE36,ISNUMBER($AF36),$AF36,AND($AD36=0,$AE36=0,$AF36=0),1)","v":0},{"$f":"IF(ISNUMBER(MATCH(DA$11,$AG36:$AJ36,0)),1,0)*IF(ISNUMBER($AF36),(1-$AF36),1) + IF(ISNUMBER(MATCH(DA$11,$AK36:$AP36,0)),-1,0)*_xlfn.IFS(ISNUMBER($AD36),$AD36,ISNUMBER($AE36),$AE36,ISNUMBER($AF36),$AF36,AND($AD36=0,$AE36=0,$AF36=0),1)","v":0},{"$f":"IF(ISNUMBER(MATCH(DB$11,$AG36:$AJ36,0)),1,0)*IF(ISNUMBER($AF36),(1-$AF36),1) + IF(ISNUMBER(MATCH(DB$11,$AK36:$AP36,0)),-1,0)*_xlfn.IFS(ISNUMBER($AD36),$AD36,ISNUMBER($AE36),$AE36,ISNUMBER($AF36),$AF36,AND($AD36=0,$AE36=0,$AF36=0),1)","v":0},{"$f":"IF(ISNUMBER(MATCH(DC$11,$AG36:$AJ36,0)),1,0)*IF(ISNUMBER($AF36),(1-$AF36),1) + IF(ISNUMBER(MATCH(DC$11,$AK36:$AP36,0)),-1,0)*_xlfn.IFS(ISNUMBER($AD36),$AD36,ISNUMBER($AE36),$AE36,ISNUMBER($AF36),$AF36,AND($AD36=0,$AE36=0,$AF36=0),1)","v":0},{"$f":"IF(ISNUMBER(MATCH(DD$11,$AG36:$AJ36,0)),1,0)*IF(ISNUMBER($AF36),(1-$AF36),1) + IF(ISNUMBER(MATCH(DD$11,$AK36:$AP36,0)),-1,0)*_xlfn.IFS(ISNUMBER($AD36),$AD36,ISNUMBER($AE36),$AE36,ISNUMBER($AF36),$AF36,AND($AD36=0,$AE36=0,$AF36=0),1)","v":0},{"$f":"IF(ISNUMBER(MATCH(DE$11,$AG36:$AJ36,0)),1,0)*IF(ISNUMBER($AF36),(1-$AF36),1) + IF(ISNUMBER(MATCH(DE$11,$AK36:$AP36,0)),-1,0)*_xlfn.IFS(ISNUMBER($AD36),$AD36,ISNUMBER($AE36),$AE36,ISNUMBER($AF36),$AF36,AND($AD36=0,$AE36=0,$AF36=0),1)","v":0},null,0,"Datarooms","dataroom2","Conservation",null,null,null,null,null,null,null,null,null,"e_drms_crit-dr1",1.9874990128099377,1826.2626262633344,0,0,0,0,0,0,0,0,0,0,0,0,0,0,0,0,0,0,0,0.98749901280993768,0,0,1,0,0,0,0,0,0,0,0,0,0,0,0,0,0,0,0,0,0,0,0,0,0,0,0,0,0,0,0,0,0,0,0,0,0,0,0,0,0,0,0,0,0,0,null,null,null,null,null,null,null,null,null,null,null,"e_drms_crit-dr1",null,1826.2626262633344,0,0,0,0,0,0,0,0,0,0,0,0,0,0,0,0,0,0,0,0.98749901280993768,0,0,1,0,0,0,0,0,0,0,0,0,0,0,0,0,0,0,0,0,0,0,0,0,0,0,0,0,0,0,0,0,0,0,0,0,0,0,0,0,0,0,0,0,0,0,null,null,"e_drms_crit-dr1",1826.2626262633344,0,0,0,0,0,0,0,0,0,0,0,0,0,0,0,0,0,0,0,0.98749901280993768,0,0,1,0,0,0,0,0,0,0,0,0,0,0,0,0,0,0,0,0,0,0,0,0,0,0,0,0,0,0,0,0,0,0,0,0,0,0,0,0,0,0,0,0,0,0]
[null,null,null,null,null,null,null,null,null,null,null,null,null,null,null,null,null,null,"e_drms_oh-dr3",0,0,0,0,0,0,null,null,"Conservation",null,null,null,null,"q_drms_dr2-hru,ht",null,null,null,"q_dr2_cls,l",null,null,null,null,null,null,{"$f":"IF(ISNUMBER(MATCH(AR$11,$AG37:$AJ37,0)),1,0)*IF(ISNUMBER($AF37),(1-$AF37),1) + IF(ISNUMBER(MATCH(AR$11,$AK37:$AP37,0)),-1,0)*_xlfn.IFS(ISNUMBER($AD37),$AD37,ISNUMBER($AE37),$AE37,ISNUMBER($AF37),$AF37,AND($AD37=0,$AE37=0,$AF37=0),1)","v":0},{"$f":"IF(ISNUMBER(MATCH(AS$11,$AG37:$AJ37,0)),1,0)*IF(ISNUMBER($AF37),(1-$AF37),1) + IF(ISNUMBER(MATCH(AS$11,$AK37:$AP37,0)),-1,0)*_xlfn.IFS(ISNUMBER($AD37),$AD37,ISNUMBER($AE37),$AE37,ISNUMBER($AF37),$AF37,AND($AD37=0,$AE37=0,$AF37=0),1)","v":0},{"$f":"IF(ISNUMBER(MATCH(AT$11,$AG37:$AJ37,0)),1,0)*IF(ISNUMBER($AF37),(1-$AF37),1) + IF(ISNUMBER(MATCH(AT$11,$AK37:$AP37,0)),-1,0)*_xlfn.IFS(ISNUMBER($AD37),$AD37,ISNUMBER($AE37),$AE37,ISNUMBER($AF37),$AF37,AND($AD37=0,$AE37=0,$AF37=0),1)","v":0},{"$f":"IF(ISNUMBER(MATCH(AU$11,$AG37:$AJ37,0)),1,0)*IF(ISNUMBER($AF37),(1-$AF37),1) + IF(ISNUMBER(MATCH(AU$11,$AK37:$AP37,0)),-1,0)*_xlfn.IFS(ISNUMBER($AD37),$AD37,ISNUMBER($AE37),$AE37,ISNUMBER($AF37),$AF37,AND($AD37=0,$AE37=0,$AF37=0),1)","v":0},{"$f":"IF(ISNUMBER(MATCH(AV$11,$AG37:$AJ37,0)),1,0)*IF(ISNUMBER($AF37),(1-$AF37),1) + IF(ISNUMBER(MATCH(AV$11,$AK37:$AP37,0)),-1,0)*_xlfn.IFS(ISNUMBER($AD37),$AD37,ISNUMBER($AE37),$AE37,ISNUMBER($AF37),$AF37,AND($AD37=0,$AE37=0,$AF37=0),1)","v":0},{"$f":"IF(ISNUMBER(MATCH(AW$11,$AG37:$AJ37,0)),1,0)*IF(ISNUMBER($AF37),(1-$AF37),1) + IF(ISNUMBER(MATCH(AW$11,$AK37:$AP37,0)),-1,0)*_xlfn.IFS(ISNUMBER($AD37),$AD37,ISNUMBER($AE37),$AE37,ISNUMBER($AF37),$AF37,AND($AD37=0,$AE37=0,$AF37=0),1)","v":0},{"$f":"IF(ISNUMBER(MATCH(AX$11,$AG37:$AJ37,0)),1,0)*IF(ISNUMBER($AF37),(1-$AF37),1) + IF(ISNUMBER(MATCH(AX$11,$AK37:$AP37,0)),-1,0)*_xlfn.IFS(ISNUMBER($AD37),$AD37,ISNUMBER($AE37),$AE37,ISNUMBER($AF37),$AF37,AND($AD37=0,$AE37=0,$AF37=0),1)","v":0},{"$f":"IF(ISNUMBER(MATCH(AY$11,$AG37:$AJ37,0)),1,0)*IF(ISNUMBER($AF37),(1-$AF37),1) + IF(ISNUMBER(MATCH(AY$11,$AK37:$AP37,0)),-1,0)*_xlfn.IFS(ISNUMBER($AD37),$AD37,ISNUMBER($AE37),$AE37,ISNUMBER($AF37),$AF37,AND($AD37=0,$AE37=0,$AF37=0),1)","v":0},{"$f":"IF(ISNUMBER(MATCH(AZ$11,$AG37:$AJ37,0)),1,0)*IF(ISNUMBER($AF37),(1-$AF37),1) + IF(ISNUMBER(MATCH(AZ$11,$AK37:$AP37,0)),-1,0)*_xlfn.IFS(ISNUMBER($AD37),$AD37,ISNUMBER($AE37),$AE37,ISNUMBER($AF37),$AF37,AND($AD37=0,$AE37=0,$AF37=0),1)","v":0},{"$f":"IF(ISNUMBER(MATCH(BA$11,$AG37:$AJ37,0)),1,0)*IF(ISNUMBER($AF37),(1-$AF37),1) + IF(ISNUMBER(MATCH(BA$11,$AK37:$AP37,0)),-1,0)*_xlfn.IFS(ISNUMBER($AD37),$AD37,ISNUMBER($AE37),$AE37,ISNUMBER($AF37),$AF37,AND($AD37=0,$AE37=0,$AF37=0),1)","v":0},{"$f":"IF(ISNUMBER(MATCH(BB$11,$AG37:$AJ37,0)),1,0)*IF(ISNUMBER($AF37),(1-$AF37),1) + IF(ISNUMBER(MATCH(BB$11,$AK37:$AP37,0)),-1,0)*_xlfn.IFS(ISNUMBER($AD37),$AD37,ISNUMBER($AE37),$AE37,ISNUMBER($AF37),$AF37,AND($AD37=0,$AE37=0,$AF37=0),1)","v":0},{"$f":"IF(ISNUMBER(MATCH(BC$11,$AG37:$AJ37,0)),1,0)*IF(ISNUMBER($AF37),(1-$AF37),1) + IF(ISNUMBER(MATCH(BC$11,$AK37:$AP37,0)),-1,0)*_xlfn.IFS(ISNUMBER($AD37),$AD37,ISNUMBER($AE37),$AE37,ISNUMBER($AF37),$AF37,AND($AD37=0,$AE37=0,$AF37=0),1)","v":0},{"$f":"IF(ISNUMBER(MATCH(BD$11,$AG37:$AJ37,0)),1,0)*IF(ISNUMBER($AF37),(1-$AF37),1) + IF(ISNUMBER(MATCH(BD$11,$AK37:$AP37,0)),-1,0)*_xlfn.IFS(ISNUMBER($AD37),$AD37,ISNUMBER($AE37),$AE37,ISNUMBER($AF37),$AF37,AND($AD37=0,$AE37=0,$AF37=0),1)","v":0},{"$f":"IF(ISNUMBER(MATCH(BE$11,$AG37:$AJ37,0)),1,0)*IF(ISNUMBER($AF37),(1-$AF37),1) + IF(ISNUMBER(MATCH(BE$11,$AK37:$AP37,0)),-1,0)*_xlfn.IFS(ISNUMBER($AD37),$AD37,ISNUMBER($AE37),$AE37,ISNUMBER($AF37),$AF37,AND($AD37=0,$AE37=0,$AF37=0),1)","v":0},{"$f":"IF(ISNUMBER(MATCH(BF$11,$AG37:$AJ37,0)),1,0)*IF(ISNUMBER($AF37),(1-$AF37),1) + IF(ISNUMBER(MATCH(BF$11,$AK37:$AP37,0)),-1,0)*_xlfn.IFS(ISNUMBER($AD37),$AD37,ISNUMBER($AE37),$AE37,ISNUMBER($AF37),$AF37,AND($AD37=0,$AE37=0,$AF37=0),1)","v":0},{"$f":"IF(ISNUMBER(MATCH(BG$11,$AG37:$AJ37,0)),1,0)*IF(ISNUMBER($AF37),(1-$AF37),1) + IF(ISNUMBER(MATCH(BG$11,$AK37:$AP37,0)),-1,0)*_xlfn.IFS(ISNUMBER($AD37),$AD37,ISNUMBER($AE37),$AE37,ISNUMBER($AF37),$AF37,AND($AD37=0,$AE37=0,$AF37=0),1)","v":0},{"$f":"IF(ISNUMBER(MATCH(BH$11,$AG37:$AJ37,0)),1,0)*IF(ISNUMBER($AF37),(1-$AF37),1) + IF(ISNUMBER(MATCH(BH$11,$AK37:$AP37,0)),-1,0)*_xlfn.IFS(ISNUMBER($AD37),$AD37,ISNUMBER($AE37),$AE37,ISNUMBER($AF37),$AF37,AND($AD37=0,$AE37=0,$AF37=0),1)","v":0},{"$f":"IF(ISNUMBER(MATCH(BI$11,$AG37:$AJ37,0)),1,0)*IF(ISNUMBER($AF37),(1-$AF37),1) + IF(ISNUMBER(MATCH(BI$11,$AK37:$AP37,0)),-1,0)*_xlfn.IFS(ISNUMBER($AD37),$AD37,ISNUMBER($AE37),$AE37,ISNUMBER($AF37),$AF37,AND($AD37=0,$AE37=0,$AF37=0),1)","v":0},{"$f":"IF(ISNUMBER(MATCH(BJ$11,$AG37:$AJ37,0)),1,0)*IF(ISNUMBER($AF37),(1-$AF37),1) + IF(ISNUMBER(MATCH(BJ$11,$AK37:$AP37,0)),-1,0)*_xlfn.IFS(ISNUMBER($AD37),$AD37,ISNUMBER($AE37),$AE37,ISNUMBER($AF37),$AF37,AND($AD37=0,$AE37=0,$AF37=0),1)","v":0},{"$f":"IF(ISNUMBER(MATCH(BK$11,$AG37:$AJ37,0)),1,0)*IF(ISNUMBER($AF37),(1-$AF37),1) + IF(ISNUMBER(MATCH(BK$11,$AK37:$AP37,0)),-1,0)*_xlfn.IFS(ISNUMBER($AD37),$AD37,ISNUMBER($AE37),$AE37,ISNUMBER($AF37),$AF37,AND($AD37=0,$AE37=0,$AF37=0),1)","v":0},{"$f":"IF(ISNUMBER(MATCH(BL$11,$AG37:$AJ37,0)),1,0)*IF(ISNUMBER($AF37),(1-$AF37),1) + IF(ISNUMBER(MATCH(BL$11,$AK37:$AP37,0)),-1,0)*_xlfn.IFS(ISNUMBER($AD37),$AD37,ISNUMBER($AE37),$AE37,ISNUMBER($AF37),$AF37,AND($AD37=0,$AE37=0,$AF37=0),1)","v":0},{"$f":"IF(ISNUMBER(MATCH(BM$11,$AG37:$AJ37,0)),1,0)*IF(ISNUMBER($AF37),(1-$AF37),1) + IF(ISNUMBER(MATCH(BM$11,$AK37:$AP37,0)),-1,0)*_xlfn.IFS(ISNUMBER($AD37),$AD37,ISNUMBER($AE37),$AE37,ISNUMBER($AF37),$AF37,AND($AD37=0,$AE37=0,$AF37=0),1)","v":0},{"$f":"IF(ISNUMBER(MATCH(BN$11,$AG37:$AJ37,0)),1,0)*IF(ISNUMBER($AF37),(1-$AF37),1) + IF(ISNUMBER(MATCH(BN$11,$AK37:$AP37,0)),-1,0)*_xlfn.IFS(ISNUMBER($AD37),$AD37,ISNUMBER($AE37),$AE37,ISNUMBER($AF37),$AF37,AND($AD37=0,$AE37=0,$AF37=0),1)","v":0},{"$f":"IF(ISNUMBER(MATCH(BO$11,$AG37:$AJ37,0)),1,0)*IF(ISNUMBER($AF37),(1-$AF37),1) + IF(ISNUMBER(MATCH(BO$11,$AK37:$AP37,0)),-1,0)*_xlfn.IFS(ISNUMBER($AD37),$AD37,ISNUMBER($AE37),$AE37,ISNUMBER($AF37),$AF37,AND($AD37=0,$AE37=0,$AF37=0),1)","v":0},{"$f":"IF(ISNUMBER(MATCH(BP$11,$AG37:$AJ37,0)),1,0)*IF(ISNUMBER($AF37),(1-$AF37),1) + IF(ISNUMBER(MATCH(BP$11,$AK37:$AP37,0)),-1,0)*_xlfn.IFS(ISNUMBER($AD37),$AD37,ISNUMBER($AE37),$AE37,ISNUMBER($AF37),$AF37,AND($AD37=0,$AE37=0,$AF37=0),1)","v":0},{"$f":"IF(ISNUMBER(MATCH(BQ$11,$AG37:$AJ37,0)),1,0)*IF(ISNUMBER($AF37),(1-$AF37),1) + IF(ISNUMBER(MATCH(BQ$11,$AK37:$AP37,0)),-1,0)*_xlfn.IFS(ISNUMBER($AD37),$AD37,ISNUMBER($AE37),$AE37,ISNUMBER($AF37),$AF37,AND($AD37=0,$AE37=0,$AF37=0),1)","v":0},{"$f":"IF(ISNUMBER(MATCH(BR$11,$AG37:$AJ37,0)),1,0)*IF(ISNUMBER($AF37),(1-$AF37),1) + IF(ISNUMBER(MATCH(BR$11,$AK37:$AP37,0)),-1,0)*_xlfn.IFS(ISNUMBER($AD37),$AD37,ISNUMBER($AE37),$AE37,ISNUMBER($AF37),$AF37,AND($AD37=0,$AE37=0,$AF37=0),1)","v":0},{"$f":"IF(ISNUMBER(MATCH(BS$11,$AG37:$AJ37,0)),1,0)*IF(ISNUMBER($AF37),(1-$AF37),1) + IF(ISNUMBER(MATCH(BS$11,$AK37:$AP37,0)),-1,0)*_xlfn.IFS(ISNUMBER($AD37),$AD37,ISNUMBER($AE37),$AE37,ISNUMBER($AF37),$AF37,AND($AD37=0,$AE37=0,$AF37=0),1)","v":0},{"$f":"IF(ISNUMBER(MATCH(BT$11,$AG37:$AJ37,0)),1,0)*IF(ISNUMBER($AF37),(1-$AF37),1) + IF(ISNUMBER(MATCH(BT$11,$AK37:$AP37,0)),-1,0)*_xlfn.IFS(ISNUMBER($AD37),$AD37,ISNUMBER($AE37),$AE37,ISNUMBER($AF37),$AF37,AND($AD37=0,$AE37=0,$AF37=0),1)","v":0},{"$f":"IF(ISNUMBER(MATCH(BU$11,$AG37:$AJ37,0)),1,0)*IF(ISNUMBER($AF37),(1-$AF37),1) + IF(ISNUMBER(MATCH(BU$11,$AK37:$AP37,0)),-1,0)*_xlfn.IFS(ISNUMBER($AD37),$AD37,ISNUMBER($AE37),$AE37,ISNUMBER($AF37),$AF37,AND($AD37=0,$AE37=0,$AF37=0),1)","v":0},{"$f":"IF(ISNUMBER(MATCH(BV$11,$AG37:$AJ37,0)),1,0)*IF(ISNUMBER($AF37),(1-$AF37),1) + IF(ISNUMBER(MATCH(BV$11,$AK37:$AP37,0)),-1,0)*_xlfn.IFS(ISNUMBER($AD37),$AD37,ISNUMBER($AE37),$AE37,ISNUMBER($AF37),$AF37,AND($AD37=0,$AE37=0,$AF37=0),1)","v":0},{"$f":"IF(ISNUMBER(MATCH(BW$11,$AG37:$AJ37,0)),1,0)*IF(ISNUMBER($AF37),(1-$AF37),1) + IF(ISNUMBER(MATCH(BW$11,$AK37:$AP37,0)),-1,0)*_xlfn.IFS(ISNUMBER($AD37),$AD37,ISNUMBER($AE37),$AE37,ISNUMBER($AF37),$AF37,AND($AD37=0,$AE37=0,$AF37=0),1)","v":0},{"$f":"IF(ISNUMBER(MATCH(BX$11,$AG37:$AJ37,0)),1,0)*IF(ISNUMBER($AF37),(1-$AF37),1) + IF(ISNUMBER(MATCH(BX$11,$AK37:$AP37,0)),-1,0)*_xlfn.IFS(ISNUMBER($AD37),$AD37,ISNUMBER($AE37),$AE37,ISNUMBER($AF37),$AF37,AND($AD37=0,$AE37=0,$AF37=0),1)","v":1},{"$f":"IF(ISNUMBER(MATCH(BY$11,$AG37:$AJ37,0)),1,0)*IF(ISNUMBER($AF37),(1-$AF37),1) + IF(ISNUMBER(MATCH(BY$11,$AK37:$AP37,0)),-1,0)*_xlfn.IFS(ISNUMBER($AD37),$AD37,ISNUMBER($AE37),$AE37,ISNUMBER($AF37),$AF37,AND($AD37=0,$AE37=0,$AF37=0),1)","v":0},{"$f":"IF(ISNUMBER(MATCH(BZ$11,$AG37:$AJ37,0)),1,0)*IF(ISNUMBER($AF37),(1-$AF37),1) + IF(ISNUMBER(MATCH(BZ$11,$AK37:$AP37,0)),-1,0)*_xlfn.IFS(ISNUMBER($AD37),$AD37,ISNUMBER($AE37),$AE37,ISNUMBER($AF37),$AF37,AND($AD37=0,$AE37=0,$AF37=0),1)","v":0},{"$f":"IF(ISNUMBER(MATCH(CA$11,$AG37:$AJ37,0)),1,0)*IF(ISNUMBER($AF37),(1-$AF37),1) + IF(ISNUMBER(MATCH(CA$11,$AK37:$AP37,0)),-1,0)*_xlfn.IFS(ISNUMBER($AD37),$AD37,ISNUMBER($AE37),$AE37,ISNUMBER($AF37),$AF37,AND($AD37=0,$AE37=0,$AF37=0),1)","v":0},{"$f":"IF(ISNUMBER(MATCH(CB$11,$AG37:$AJ37,0)),1,0)*IF(ISNUMBER($AF37),(1-$AF37),1) + IF(ISNUMBER(MATCH(CB$11,$AK37:$AP37,0)),-1,0)*_xlfn.IFS(ISNUMBER($AD37),$AD37,ISNUMBER($AE37),$AE37,ISNUMBER($AF37),$AF37,AND($AD37=0,$AE37=0,$AF37=0),1)","v":0},{"$f":"IF(ISNUMBER(MATCH(CC$11,$AG37:$AJ37,0)),1,0)*IF(ISNUMBER($AF37),(1-$AF37),1) + IF(ISNUMBER(MATCH(CC$11,$AK37:$AP37,0)),-1,0)*_xlfn.IFS(ISNUMBER($AD37),$AD37,ISNUMBER($AE37),$AE37,ISNUMBER($AF37),$AF37,AND($AD37=0,$AE37=0,$AF37=0),1)","v":0},{"$f":"IF(ISNUMBER(MATCH(CD$11,$AG37:$AJ37,0)),1,0)*IF(ISNUMBER($AF37),(1-$AF37),1) + IF(ISNUMBER(MATCH(CD$11,$AK37:$AP37,0)),-1,0)*_xlfn.IFS(ISNUMBER($AD37),$AD37,ISNUMBER($AE37),$AE37,ISNUMBER($AF37),$AF37,AND($AD37=0,$AE37=0,$AF37=0),1)","v":0},{"$f":"IF(ISNUMBER(MATCH(CE$11,$AG37:$AJ37,0)),1,0)*IF(ISNUMBER($AF37),(1-$AF37),1) + IF(ISNUMBER(MATCH(CE$11,$AK37:$AP37,0)),-1,0)*_xlfn.IFS(ISNUMBER($AD37),$AD37,ISNUMBER($AE37),$AE37,ISNUMBER($AF37),$AF37,AND($AD37=0,$AE37=0,$AF37=0),1)","v":0},{"$f":"IF(ISNUMBER(MATCH(CF$11,$AG37:$AJ37,0)),1,0)*IF(ISNUMBER($AF37),(1-$AF37),1) + IF(ISNUMBER(MATCH(CF$11,$AK37:$AP37,0)),-1,0)*_xlfn.IFS(ISNUMBER($AD37),$AD37,ISNUMBER($AE37),$AE37,ISNUMBER($AF37),$AF37,AND($AD37=0,$AE37=0,$AF37=0),1)","v":0},{"$f":"IF(ISNUMBER(MATCH(CG$11,$AG37:$AJ37,0)),1,0)*IF(ISNUMBER($AF37),(1-$AF37),1) + IF(ISNUMBER(MATCH(CG$11,$AK37:$AP37,0)),-1,0)*_xlfn.IFS(ISNUMBER($AD37),$AD37,ISNUMBER($AE37),$AE37,ISNUMBER($AF37),$AF37,AND($AD37=0,$AE37=0,$AF37=0),1)","v":0},{"$f":"IF(ISNUMBER(MATCH(CH$11,$AG37:$AJ37,0)),1,0)*IF(ISNUMBER($AF37),(1-$AF37),1) + IF(ISNUMBER(MATCH(CH$11,$AK37:$AP37,0)),-1,0)*_xlfn.IFS(ISNUMBER($AD37),$AD37,ISNUMBER($AE37),$AE37,ISNUMBER($AF37),$AF37,AND($AD37=0,$AE37=0,$AF37=0),1)","v":0},{"$f":"IF(ISNUMBER(MATCH(CI$11,$AG37:$AJ37,0)),1,0)*IF(ISNUMBER($AF37),(1-$AF37),1) + IF(ISNUMBER(MATCH(CI$11,$AK37:$AP37,0)),-1,0)*_xlfn.IFS(ISNUMBER($AD37),$AD37,ISNUMBER($AE37),$AE37,ISNUMBER($AF37),$AF37,AND($AD37=0,$AE37=0,$AF37=0),1)","v":-1},{"$f":"IF(ISNUMBER(MATCH(CJ$11,$AG37:$AJ37,0)),1,0)*IF(ISNUMBER($AF37),(1-$AF37),1) + IF(ISNUMBER(MATCH(CJ$11,$AK37:$AP37,0)),-1,0)*_xlfn.IFS(ISNUMBER($AD37),$AD37,ISNUMBER($AE37),$AE37,ISNUMBER($AF37),$AF37,AND($AD37=0,$AE37=0,$AF37=0),1)","v":0},{"$f":"IF(ISNUMBER(MATCH(CK$11,$AG37:$AJ37,0)),1,0)*IF(ISNUMBER($AF37),(1-$AF37),1) + IF(ISNUMBER(MATCH(CK$11,$AK37:$AP37,0)),-1,0)*_xlfn.IFS(ISNUMBER($AD37),$AD37,ISNUMBER($AE37),$AE37,ISNUMBER($AF37),$AF37,AND($AD37=0,$AE37=0,$AF37=0),1)","v":0},{"$f":"IF(ISNUMBER(MATCH(CL$11,$AG37:$AJ37,0)),1,0)*IF(ISNUMBER($AF37),(1-$AF37),1) + IF(ISNUMBER(MATCH(CL$11,$AK37:$AP37,0)),-1,0)*_xlfn.IFS(ISNUMBER($AD37),$AD37,ISNUMBER($AE37),$AE37,ISNUMBER($AF37),$AF37,AND($AD37=0,$AE37=0,$AF37=0),1)","v":0},{"$f":"IF(ISNUMBER(MATCH(CM$11,$AG37:$AJ37,0)),1,0)*IF(ISNUMBER($AF37),(1-$AF37),1) + IF(ISNUMBER(MATCH(CM$11,$AK37:$AP37,0)),-1,0)*_xlfn.IFS(ISNUMBER($AD37),$AD37,ISNUMBER($AE37),$AE37,ISNUMBER($AF37),$AF37,AND($AD37=0,$AE37=0,$AF37=0),1)","v":0},{"$f":"IF(ISNUMBER(MATCH(CN$11,$AG37:$AJ37,0)),1,0)*IF(ISNUMBER($AF37),(1-$AF37),1) + IF(ISNUMBER(MATCH(CN$11,$AK37:$AP37,0)),-1,0)*_xlfn.IFS(ISNUMBER($AD37),$AD37,ISNUMBER($AE37),$AE37,ISNUMBER($AF37),$AF37,AND($AD37=0,$AE37=0,$AF37=0),1)","v":0},{"$f":"IF(ISNUMBER(MATCH(CO$11,$AG37:$AJ37,0)),1,0)*IF(ISNUMBER($AF37),(1-$AF37),1) + IF(ISNUMBER(MATCH(CO$11,$AK37:$AP37,0)),-1,0)*_xlfn.IFS(ISNUMBER($AD37),$AD37,ISNUMBER($AE37),$AE37,ISNUMBER($AF37),$AF37,AND($AD37=0,$AE37=0,$AF37=0),1)","v":0},{"$f":"IF(ISNUMBER(MATCH(CP$11,$AG37:$AJ37,0)),1,0)*IF(ISNUMBER($AF37),(1-$AF37),1) + IF(ISNUMBER(MATCH(CP$11,$AK37:$AP37,0)),-1,0)*_xlfn.IFS(ISNUMBER($AD37),$AD37,ISNUMBER($AE37),$AE37,ISNUMBER($AF37),$AF37,AND($AD37=0,$AE37=0,$AF37=0),1)","v":0},{"$f":"IF(ISNUMBER(MATCH(CQ$11,$AG37:$AJ37,0)),1,0)*IF(ISNUMBER($AF37),(1-$AF37),1) + IF(ISNUMBER(MATCH(CQ$11,$AK37:$AP37,0)),-1,0)*_xlfn.IFS(ISNUMBER($AD37),$AD37,ISNUMBER($AE37),$AE37,ISNUMBER($AF37),$AF37,AND($AD37=0,$AE37=0,$AF37=0),1)","v":0},{"$f":"IF(ISNUMBER(MATCH(CR$11,$AG37:$AJ37,0)),1,0)*IF(ISNUMBER($AF37),(1-$AF37),1) + IF(ISNUMBER(MATCH(CR$11,$AK37:$AP37,0)),-1,0)*_xlfn.IFS(ISNUMBER($AD37),$AD37,ISNUMBER($AE37),$AE37,ISNUMBER($AF37),$AF37,AND($AD37=0,$AE37=0,$AF37=0),1)","v":0},{"$f":"IF(ISNUMBER(MATCH(CS$11,$AG37:$AJ37,0)),1,0)*IF(ISNUMBER($AF37),(1-$AF37),1) + IF(ISNUMBER(MATCH(CS$11,$AK37:$AP37,0)),-1,0)*_xlfn.IFS(ISNUMBER($AD37),$AD37,ISNUMBER($AE37),$AE37,ISNUMBER($AF37),$AF37,AND($AD37=0,$AE37=0,$AF37=0),1)","v":0},{"$f":"IF(ISNUMBER(MATCH(CT$11,$AG37:$AJ37,0)),1,0)*IF(ISNUMBER($AF37),(1-$AF37),1) + IF(ISNUMBER(MATCH(CT$11,$AK37:$AP37,0)),-1,0)*_xlfn.IFS(ISNUMBER($AD37),$AD37,ISNUMBER($AE37),$AE37,ISNUMBER($AF37),$AF37,AND($AD37=0,$AE37=0,$AF37=0),1)","v":0},{"$f":"IF(ISNUMBER(MATCH(CU$11,$AG37:$AJ37,0)),1,0)*IF(ISNUMBER($AF37),(1-$AF37),1) + IF(ISNUMBER(MATCH(CU$11,$AK37:$AP37,0)),-1,0)*_xlfn.IFS(ISNUMBER($AD37),$AD37,ISNUMBER($AE37),$AE37,ISNUMBER($AF37),$AF37,AND($AD37=0,$AE37=0,$AF37=0),1)","v":0},{"$f":"IF(ISNUMBER(MATCH(CV$11,$AG37:$AJ37,0)),1,0)*IF(ISNUMBER($AF37),(1-$AF37),1) + IF(ISNUMBER(MATCH(CV$11,$AK37:$AP37,0)),-1,0)*_xlfn.IFS(ISNUMBER($AD37),$AD37,ISNUMBER($AE37),$AE37,ISNUMBER($AF37),$AF37,AND($AD37=0,$AE37=0,$AF37=0),1)","v":0},{"$f":"IF(ISNUMBER(MATCH(CW$11,$AG37:$AJ37,0)),1,0)*IF(ISNUMBER($AF37),(1-$AF37),1) + IF(ISNUMBER(MATCH(CW$11,$AK37:$AP37,0)),-1,0)*_xlfn.IFS(ISNUMBER($AD37),$AD37,ISNUMBER($AE37),$AE37,ISNUMBER($AF37),$AF37,AND($AD37=0,$AE37=0,$AF37=0),1)","v":0},{"$f":"IF(ISNUMBER(MATCH(CX$11,$AG37:$AJ37,0)),1,0)*IF(ISNUMBER($AF37),(1-$AF37),1) + IF(ISNUMBER(MATCH(CX$11,$AK37:$AP37,0)),-1,0)*_xlfn.IFS(ISNUMBER($AD37),$AD37,ISNUMBER($AE37),$AE37,ISNUMBER($AF37),$AF37,AND($AD37=0,$AE37=0,$AF37=0),1)","v":0},{"$f":"IF(ISNUMBER(MATCH(CY$11,$AG37:$AJ37,0)),1,0)*IF(ISNUMBER($AF37),(1-$AF37),1) + IF(ISNUMBER(MATCH(CY$11,$AK37:$AP37,0)),-1,0)*_xlfn.IFS(ISNUMBER($AD37),$AD37,ISNUMBER($AE37),$AE37,ISNUMBER($AF37),$AF37,AND($AD37=0,$AE37=0,$AF37=0),1)","v":0},{"$f":"IF(ISNUMBER(MATCH(CZ$11,$AG37:$AJ37,0)),1,0)*IF(ISNUMBER($AF37),(1-$AF37),1) + IF(ISNUMBER(MATCH(CZ$11,$AK37:$AP37,0)),-1,0)*_xlfn.IFS(ISNUMBER($AD37),$AD37,ISNUMBER($AE37),$AE37,ISNUMBER($AF37),$AF37,AND($AD37=0,$AE37=0,$AF37=0),1)","v":0},{"$f":"IF(ISNUMBER(MATCH(DA$11,$AG37:$AJ37,0)),1,0)*IF(ISNUMBER($AF37),(1-$AF37),1) + IF(ISNUMBER(MATCH(DA$11,$AK37:$AP37,0)),-1,0)*_xlfn.IFS(ISNUMBER($AD37),$AD37,ISNUMBER($AE37),$AE37,ISNUMBER($AF37),$AF37,AND($AD37=0,$AE37=0,$AF37=0),1)","v":0},{"$f":"IF(ISNUMBER(MATCH(DB$11,$AG37:$AJ37,0)),1,0)*IF(ISNUMBER($AF37),(1-$AF37),1) + IF(ISNUMBER(MATCH(DB$11,$AK37:$AP37,0)),-1,0)*_xlfn.IFS(ISNUMBER($AD37),$AD37,ISNUMBER($AE37),$AE37,ISNUMBER($AF37),$AF37,AND($AD37=0,$AE37=0,$AF37=0),1)","v":0},{"$f":"IF(ISNUMBER(MATCH(DC$11,$AG37:$AJ37,0)),1,0)*IF(ISNUMBER($AF37),(1-$AF37),1) + IF(ISNUMBER(MATCH(DC$11,$AK37:$AP37,0)),-1,0)*_xlfn.IFS(ISNUMBER($AD37),$AD37,ISNUMBER($AE37),$AE37,ISNUMBER($AF37),$AF37,AND($AD37=0,$AE37=0,$AF37=0),1)","v":0},{"$f":"IF(ISNUMBER(MATCH(DD$11,$AG37:$AJ37,0)),1,0)*IF(ISNUMBER($AF37),(1-$AF37),1) + IF(ISNUMBER(MATCH(DD$11,$AK37:$AP37,0)),-1,0)*_xlfn.IFS(ISNUMBER($AD37),$AD37,ISNUMBER($AE37),$AE37,ISNUMBER($AF37),$AF37,AND($AD37=0,$AE37=0,$AF37=0),1)","v":0},{"$f":"IF(ISNUMBER(MATCH(DE$11,$AG37:$AJ37,0)),1,0)*IF(ISNUMBER($AF37),(1-$AF37),1) + IF(ISNUMBER(MATCH(DE$11,$AK37:$AP37,0)),-1,0)*_xlfn.IFS(ISNUMBER($AD37),$AD37,ISNUMBER($AE37),$AE37,ISNUMBER($AF37),$AF37,AND($AD37=0,$AE37=0,$AF37=0),1)","v":0},null,0,"Datarooms","dataroom2","Conservation",null,null,null,null,null,null,null,null,null,"e_drms_crit-dr1",1,2050.8111417202331,0,0,0,0,0,0,0,0,0,0,0,0,0,0,0,0,0,0,0,1.0619524583371063E-16,0,0,0,0,0,0,1,0,0,0,0,0,0,0,0,0,0,0,0,0,0,0,0,0,0,0,-4.1482517903793214E-19,0,0,0,0,0,0,0,0,0,0,1.8855689956269627E-20,0,0,0,0,0,0,0,0,null,null,null,null,null,null,null,null,null,null,null,"e_drms_crit-dr1",null,2050.8111417202331,0,0,0,0,0,0,0,0,0,0,0,0,0,0,-2.1239049166742126E-16,0,0,2.1239049166742126E-16,0,0,-2.1239049166742126E-16,-2.1239049166742126E-16,0,0,2.1239049166742126E-16,0,1,-2.1239049166742126E-16,-2.2204460492503131E-16,0,0,2.1239049166742126E-16,0,0,-2.1239049166742126E-16,-2.1239049166742126E-16,0,0,2.1239049166742126E-16,0,0,-2.1239049166742126E-16,-2.1239049166742126E-16,0,0,0,4.1482517903793214E-19,0,0,0,3.2455171932843146E-19,0,0,0,0,0,0,1.8855689956269627E-20,0,0,0,0,0,0,0,0,null,null,"e_drms_crit-dr1",2050.8111417202331,0,0,0,0,0,0,0,0,0,0,0,0,0,0,-2.1239049166742126E-16,0,0,2.1239049166742126E-16,0,0,-2.1239049166742126E-16,-2.1239049166742126E-16,0,0,2.1239049166742126E-16,0,1,-2.1239049166742126E-16,-2.2204460492503131E-16,0,0,2.1239049166742126E-16,0,0,-2.1239049166742126E-16,-2.1239049166742126E-16,0,0,2.1239049166742126E-16,0,0,-2.1239049166742126E-16,-2.1239049166742126E-16,0,0,0,4.1482517903793214E-19,0,0,0,3.2455171932843146E-19,0,0,0,0,0,0,0,0,0,0,0,0,0,0,0]
[null,null,null,null,null,null,null,null,null,null,null,null,null,null,null,null,null,null,"w_drms-dr3",0,0,0,0,0,0,null,"CRIT","Load",{"$f":"'IT Load Datarooms Calculate'!F14*Summary!$E$95","v":2050.8111417202331},null,null,null,"e_drms_crit-dr2",null,null,null,null,null,null,null,null,null,null,{"$f":"IF(ISNUMBER(MATCH(AR$11,$AG38:$AJ38,0)),1,0)*IF(ISNUMBER($AF38),(1-$AF38),1) + IF(ISNUMBER(MATCH(AR$11,$AK38:$AP38,0)),-1,0)*_xlfn.IFS(ISNUMBER($AD38),$AD38,ISNUMBER($AE38),$AE38,ISNUMBER($AF38),$AF38,AND($AD38=0,$AE38=0,$AF38=0),1)","v":0},{"$f":"IF(ISNUMBER(MATCH(AS$11,$AG38:$AJ38,0)),1,0)*IF(ISNUMBER($AF38),(1-$AF38),1) + IF(ISNUMBER(MATCH(AS$11,$AK38:$AP38,0)),-1,0)*_xlfn.IFS(ISNUMBER($AD38),$AD38,ISNUMBER($AE38),$AE38,ISNUMBER($AF38),$AF38,AND($AD38=0,$AE38=0,$AF38=0),1)","v":0},{"$f":"IF(ISNUMBER(MATCH(AT$11,$AG38:$AJ38,0)),1,0)*IF(ISNUMBER($AF38),(1-$AF38),1) + IF(ISNUMBER(MATCH(AT$11,$AK38:$AP38,0)),-1,0)*_xlfn.IFS(ISNUMBER($AD38),$AD38,ISNUMBER($AE38),$AE38,ISNUMBER($AF38),$AF38,AND($AD38=0,$AE38=0,$AF38=0),1)","v":0},{"$f":"IF(ISNUMBER(MATCH(AU$11,$AG38:$AJ38,0)),1,0)*IF(ISNUMBER($AF38),(1-$AF38),1) + IF(ISNUMBER(MATCH(AU$11,$AK38:$AP38,0)),-1,0)*_xlfn.IFS(ISNUMBER($AD38),$AD38,ISNUMBER($AE38),$AE38,ISNUMBER($AF38),$AF38,AND($AD38=0,$AE38=0,$AF38=0),1)","v":0},{"$f":"IF(ISNUMBER(MATCH(AV$11,$AG38:$AJ38,0)),1,0)*IF(ISNUMBER($AF38),(1-$AF38),1) + IF(ISNUMBER(MATCH(AV$11,$AK38:$AP38,0)),-1,0)*_xlfn.IFS(ISNUMBER($AD38),$AD38,ISNUMBER($AE38),$AE38,ISNUMBER($AF38),$AF38,AND($AD38=0,$AE38=0,$AF38=0),1)","v":0},{"$f":"IF(ISNUMBER(MATCH(AW$11,$AG38:$AJ38,0)),1,0)*IF(ISNUMBER($AF38),(1-$AF38),1) + IF(ISNUMBER(MATCH(AW$11,$AK38:$AP38,0)),-1,0)*_xlfn.IFS(ISNUMBER($AD38),$AD38,ISNUMBER($AE38),$AE38,ISNUMBER($AF38),$AF38,AND($AD38=0,$AE38=0,$AF38=0),1)","v":0},{"$f":"IF(ISNUMBER(MATCH(AX$11,$AG38:$AJ38,0)),1,0)*IF(ISNUMBER($AF38),(1-$AF38),1) + IF(ISNUMBER(MATCH(AX$11,$AK38:$AP38,0)),-1,0)*_xlfn.IFS(ISNUMBER($AD38),$AD38,ISNUMBER($AE38),$AE38,ISNUMBER($AF38),$AF38,AND($AD38=0,$AE38=0,$AF38=0),1)","v":0},{"$f":"IF(ISNUMBER(MATCH(AY$11,$AG38:$AJ38,0)),1,0)*IF(ISNUMBER($AF38),(1-$AF38),1) + IF(ISNUMBER(MATCH(AY$11,$AK38:$AP38,0)),-1,0)*_xlfn.IFS(ISNUMBER($AD38),$AD38,ISNUMBER($AE38),$AE38,ISNUMBER($AF38),$AF38,AND($AD38=0,$AE38=0,$AF38=0),1)","v":0},{"$f":"IF(ISNUMBER(MATCH(AZ$11,$AG38:$AJ38,0)),1,0)*IF(ISNUMBER($AF38),(1-$AF38),1) + IF(ISNUMBER(MATCH(AZ$11,$AK38:$AP38,0)),-1,0)*_xlfn.IFS(ISNUMBER($AD38),$AD38,ISNUMBER($AE38),$AE38,ISNUMBER($AF38),$AF38,AND($AD38=0,$AE38=0,$AF38=0),1)","v":0},{"$f":"IF(ISNUMBER(MATCH(BA$11,$AG38:$AJ38,0)),1,0)*IF(ISNUMBER($AF38),(1-$AF38),1) + IF(ISNUMBER(MATCH(BA$11,$AK38:$AP38,0)),-1,0)*_xlfn.IFS(ISNUMBER($AD38),$AD38,ISNUMBER($AE38),$AE38,ISNUMBER($AF38),$AF38,AND($AD38=0,$AE38=0,$AF38=0),1)","v":0},{"$f":"IF(ISNUMBER(MATCH(BB$11,$AG38:$AJ38,0)),1,0)*IF(ISNUMBER($AF38),(1-$AF38),1) + IF(ISNUMBER(MATCH(BB$11,$AK38:$AP38,0)),-1,0)*_xlfn.IFS(ISNUMBER($AD38),$AD38,ISNUMBER($AE38),$AE38,ISNUMBER($AF38),$AF38,AND($AD38=0,$AE38=0,$AF38=0),1)","v":0},{"$f":"IF(ISNUMBER(MATCH(BC$11,$AG38:$AJ38,0)),1,0)*IF(ISNUMBER($AF38),(1-$AF38),1) + IF(ISNUMBER(MATCH(BC$11,$AK38:$AP38,0)),-1,0)*_xlfn.IFS(ISNUMBER($AD38),$AD38,ISNUMBER($AE38),$AE38,ISNUMBER($AF38),$AF38,AND($AD38=0,$AE38=0,$AF38=0),1)","v":0},{"$f":"IF(ISNUMBER(MATCH(BD$11,$AG38:$AJ38,0)),1,0)*IF(ISNUMBER($AF38),(1-$AF38),1) + IF(ISNUMBER(MATCH(BD$11,$AK38:$AP38,0)),-1,0)*_xlfn.IFS(ISNUMBER($AD38),$AD38,ISNUMBER($AE38),$AE38,ISNUMBER($AF38),$AF38,AND($AD38=0,$AE38=0,$AF38=0),1)","v":0},{"$f":"IF(ISNUMBER(MATCH(BE$11,$AG38:$AJ38,0)),1,0)*IF(ISNUMBER($AF38),(1-$AF38),1) + IF(ISNUMBER(MATCH(BE$11,$AK38:$AP38,0)),-1,0)*_xlfn.IFS(ISNUMBER($AD38),$AD38,ISNUMBER($AE38),$AE38,ISNUMBER($AF38),$AF38,AND($AD38=0,$AE38=0,$AF38=0),1)","v":0},{"$f":"IF(ISNUMBER(MATCH(BF$11,$AG38:$AJ38,0)),1,0)*IF(ISNUMBER($AF38),(1-$AF38),1) + IF(ISNUMBER(MATCH(BF$11,$AK38:$AP38,0)),-1,0)*_xlfn.IFS(ISNUMBER($AD38),$AD38,ISNUMBER($AE38),$AE38,ISNUMBER($AF38),$AF38,AND($AD38=0,$AE38=0,$AF38=0),1)","v":0},{"$f":"IF(ISNUMBER(MATCH(BG$11,$AG38:$AJ38,0)),1,0)*IF(ISNUMBER($AF38),(1-$AF38),1) + IF(ISNUMBER(MATCH(BG$11,$AK38:$AP38,0)),-1,0)*_xlfn.IFS(ISNUMBER($AD38),$AD38,ISNUMBER($AE38),$AE38,ISNUMBER($AF38),$AF38,AND($AD38=0,$AE38=0,$AF38=0),1)","v":0},{"$f":"IF(ISNUMBER(MATCH(BH$11,$AG38:$AJ38,0)),1,0)*IF(ISNUMBER($AF38),(1-$AF38),1) + IF(ISNUMBER(MATCH(BH$11,$AK38:$AP38,0)),-1,0)*_xlfn.IFS(ISNUMBER($AD38),$AD38,ISNUMBER($AE38),$AE38,ISNUMBER($AF38),$AF38,AND($AD38=0,$AE38=0,$AF38=0),1)","v":0},{"$f":"IF(ISNUMBER(MATCH(BI$11,$AG38:$AJ38,0)),1,0)*IF(ISNUMBER($AF38),(1-$AF38),1) + IF(ISNUMBER(MATCH(BI$11,$AK38:$AP38,0)),-1,0)*_xlfn.IFS(ISNUMBER($AD38),$AD38,ISNUMBER($AE38),$AE38,ISNUMBER($AF38),$AF38,AND($AD38=0,$AE38=0,$AF38=0),1)","v":0},{"$f":"IF(ISNUMBER(MATCH(BJ$11,$AG38:$AJ38,0)),1,0)*IF(ISNUMBER($AF38),(1-$AF38),1) + IF(ISNUMBER(MATCH(BJ$11,$AK38:$AP38,0)),-1,0)*_xlfn.IFS(ISNUMBER($AD38),$AD38,ISNUMBER($AE38),$AE38,ISNUMBER($AF38),$AF38,AND($AD38=0,$AE38=0,$AF38=0),1)","v":0},{"$f":"IF(ISNUMBER(MATCH(BK$11,$AG38:$AJ38,0)),1,0)*IF(ISNUMBER($AF38),(1-$AF38),1) + IF(ISNUMBER(MATCH(BK$11,$AK38:$AP38,0)),-1,0)*_xlfn.IFS(ISNUMBER($AD38),$AD38,ISNUMBER($AE38),$AE38,ISNUMBER($AF38),$AF38,AND($AD38=0,$AE38=0,$AF38=0),1)","v":0},{"$f":"IF(ISNUMBER(MATCH(BL$11,$AG38:$AJ38,0)),1,0)*IF(ISNUMBER($AF38),(1-$AF38),1) + IF(ISNUMBER(MATCH(BL$11,$AK38:$AP38,0)),-1,0)*_xlfn.IFS(ISNUMBER($AD38),$AD38,ISNUMBER($AE38),$AE38,ISNUMBER($AF38),$AF38,AND($AD38=0,$AE38=0,$AF38=0),1)","v":0},{"$f":"IF(ISNUMBER(MATCH(BM$11,$AG38:$AJ38,0)),1,0)*IF(ISNUMBER($AF38),(1-$AF38),1) + IF(ISNUMBER(MATCH(BM$11,$AK38:$AP38,0)),-1,0)*_xlfn.IFS(ISNUMBER($AD38),$AD38,ISNUMBER($AE38),$AE38,ISNUMBER($AF38),$AF38,AND($AD38=0,$AE38=0,$AF38=0),1)","v":1},{"$f":"IF(ISNUMBER(MATCH(BN$11,$AG38:$AJ38,0)),1,0)*IF(ISNUMBER($AF38),(1-$AF38),1) + IF(ISNUMBER(MATCH(BN$11,$AK38:$AP38,0)),-1,0)*_xlfn.IFS(ISNUMBER($AD38),$AD38,ISNUMBER($AE38),$AE38,ISNUMBER($AF38),$AF38,AND($AD38=0,$AE38=0,$AF38=0),1)","v":0},{"$f":"IF(ISNUMBER(MATCH(BO$11,$AG38:$AJ38,0)),1,0)*IF(ISNUMBER($AF38),(1-$AF38),1) + IF(ISNUMBER(MATCH(BO$11,$AK38:$AP38,0)),-1,0)*_xlfn.IFS(ISNUMBER($AD38),$AD38,ISNUMBER($AE38),$AE38,ISNUMBER($AF38),$AF38,AND($AD38=0,$AE38=0,$AF38=0),1)","v":0},{"$f":"IF(ISNUMBER(MATCH(BP$11,$AG38:$AJ38,0)),1,0)*IF(ISNUMBER($AF38),(1-$AF38),1) + IF(ISNUMBER(MATCH(BP$11,$AK38:$AP38,0)),-1,0)*_xlfn.IFS(ISNUMBER($AD38),$AD38,ISNUMBER($AE38),$AE38,ISNUMBER($AF38),$AF38,AND($AD38=0,$AE38=0,$AF38=0),1)","v":0},{"$f":"IF(ISNUMBER(MATCH(BQ$11,$AG38:$AJ38,0)),1,0)*IF(ISNUMBER($AF38),(1-$AF38),1) + IF(ISNUMBER(MATCH(BQ$11,$AK38:$AP38,0)),-1,0)*_xlfn.IFS(ISNUMBER($AD38),$AD38,ISNUMBER($AE38),$AE38,ISNUMBER($AF38),$AF38,AND($AD38=0,$AE38=0,$AF38=0),1)","v":0},{"$f":"IF(ISNUMBER(MATCH(BR$11,$AG38:$AJ38,0)),1,0)*IF(ISNUMBER($AF38),(1-$AF38),1) + IF(ISNUMBER(MATCH(BR$11,$AK38:$AP38,0)),-1,0)*_xlfn.IFS(ISNUMBER($AD38),$AD38,ISNUMBER($AE38),$AE38,ISNUMBER($AF38),$AF38,AND($AD38=0,$AE38=0,$AF38=0),1)","v":0},{"$f":"IF(ISNUMBER(MATCH(BS$11,$AG38:$AJ38,0)),1,0)*IF(ISNUMBER($AF38),(1-$AF38),1) + IF(ISNUMBER(MATCH(BS$11,$AK38:$AP38,0)),-1,0)*_xlfn.IFS(ISNUMBER($AD38),$AD38,ISNUMBER($AE38),$AE38,ISNUMBER($AF38),$AF38,AND($AD38=0,$AE38=0,$AF38=0),1)","v":0},{"$f":"IF(ISNUMBER(MATCH(BT$11,$AG38:$AJ38,0)),1,0)*IF(ISNUMBER($AF38),(1-$AF38),1) + IF(ISNUMBER(MATCH(BT$11,$AK38:$AP38,0)),-1,0)*_xlfn.IFS(ISNUMBER($AD38),$AD38,ISNUMBER($AE38),$AE38,ISNUMBER($AF38),$AF38,AND($AD38=0,$AE38=0,$AF38=0),1)","v":0},{"$f":"IF(ISNUMBER(MATCH(BU$11,$AG38:$AJ38,0)),1,0)*IF(ISNUMBER($AF38),(1-$AF38),1) + IF(ISNUMBER(MATCH(BU$11,$AK38:$AP38,0)),-1,0)*_xlfn.IFS(ISNUMBER($AD38),$AD38,ISNUMBER($AE38),$AE38,ISNUMBER($AF38),$AF38,AND($AD38=0,$AE38=0,$AF38=0),1)","v":0},{"$f":"IF(ISNUMBER(MATCH(BV$11,$AG38:$AJ38,0)),1,0)*IF(ISNUMBER($AF38),(1-$AF38),1) + IF(ISNUMBER(MATCH(BV$11,$AK38:$AP38,0)),-1,0)*_xlfn.IFS(ISNUMBER($AD38),$AD38,ISNUMBER($AE38),$AE38,ISNUMBER($AF38),$AF38,AND($AD38=0,$AE38=0,$AF38=0),1)","v":0},{"$f":"IF(ISNUMBER(MATCH(BW$11,$AG38:$AJ38,0)),1,0)*IF(ISNUMBER($AF38),(1-$AF38),1) + IF(ISNUMBER(MATCH(BW$11,$AK38:$AP38,0)),-1,0)*_xlfn.IFS(ISNUMBER($AD38),$AD38,ISNUMBER($AE38),$AE38,ISNUMBER($AF38),$AF38,AND($AD38=0,$AE38=0,$AF38=0),1)","v":0},{"$f":"IF(ISNUMBER(MATCH(BX$11,$AG38:$AJ38,0)),1,0)*IF(ISNUMBER($AF38),(1-$AF38),1) + IF(ISNUMBER(MATCH(BX$11,$AK38:$AP38,0)),-1,0)*_xlfn.IFS(ISNUMBER($AD38),$AD38,ISNUMBER($AE38),$AE38,ISNUMBER($AF38),$AF38,AND($AD38=0,$AE38=0,$AF38=0),1)","v":0},{"$f":"IF(ISNUMBER(MATCH(BY$11,$AG38:$AJ38,0)),1,0)*IF(ISNUMBER($AF38),(1-$AF38),1) + IF(ISNUMBER(MATCH(BY$11,$AK38:$AP38,0)),-1,0)*_xlfn.IFS(ISNUMBER($AD38),$AD38,ISNUMBER($AE38),$AE38,ISNUMBER($AF38),$AF38,AND($AD38=0,$AE38=0,$AF38=0),1)","v":0},{"$f":"IF(ISNUMBER(MATCH(BZ$11,$AG38:$AJ38,0)),1,0)*IF(ISNUMBER($AF38),(1-$AF38),1) + IF(ISNUMBER(MATCH(BZ$11,$AK38:$AP38,0)),-1,0)*_xlfn.IFS(ISNUMBER($AD38),$AD38,ISNUMBER($AE38),$AE38,ISNUMBER($AF38),$AF38,AND($AD38=0,$AE38=0,$AF38=0),1)","v":0},{"$f":"IF(ISNUMBER(MATCH(CA$11,$AG38:$AJ38,0)),1,0)*IF(ISNUMBER($AF38),(1-$AF38),1) + IF(ISNUMBER(MATCH(CA$11,$AK38:$AP38,0)),-1,0)*_xlfn.IFS(ISNUMBER($AD38),$AD38,ISNUMBER($AE38),$AE38,ISNUMBER($AF38),$AF38,AND($AD38=0,$AE38=0,$AF38=0),1)","v":0},{"$f":"IF(ISNUMBER(MATCH(CB$11,$AG38:$AJ38,0)),1,0)*IF(ISNUMBER($AF38),(1-$AF38),1) + IF(ISNUMBER(MATCH(CB$11,$AK38:$AP38,0)),-1,0)*_xlfn.IFS(ISNUMBER($AD38),$AD38,ISNUMBER($AE38),$AE38,ISNUMBER($AF38),$AF38,AND($AD38=0,$AE38=0,$AF38=0),1)","v":0},{"$f":"IF(ISNUMBER(MATCH(CC$11,$AG38:$AJ38,0)),1,0)*IF(ISNUMBER($AF38),(1-$AF38),1) + IF(ISNUMBER(MATCH(CC$11,$AK38:$AP38,0)),-1,0)*_xlfn.IFS(ISNUMBER($AD38),$AD38,ISNUMBER($AE38),$AE38,ISNUMBER($AF38),$AF38,AND($AD38=0,$AE38=0,$AF38=0),1)","v":0},{"$f":"IF(ISNUMBER(MATCH(CD$11,$AG38:$AJ38,0)),1,0)*IF(ISNUMBER($AF38),(1-$AF38),1) + IF(ISNUMBER(MATCH(CD$11,$AK38:$AP38,0)),-1,0)*_xlfn.IFS(ISNUMBER($AD38),$AD38,ISNUMBER($AE38),$AE38,ISNUMBER($AF38),$AF38,AND($AD38=0,$AE38=0,$AF38=0),1)","v":0},{"$f":"IF(ISNUMBER(MATCH(CE$11,$AG38:$AJ38,0)),1,0)*IF(ISNUMBER($AF38),(1-$AF38),1) + IF(ISNUMBER(MATCH(CE$11,$AK38:$AP38,0)),-1,0)*_xlfn.IFS(ISNUMBER($AD38),$AD38,ISNUMBER($AE38),$AE38,ISNUMBER($AF38),$AF38,AND($AD38=0,$AE38=0,$AF38=0),1)","v":0},{"$f":"IF(ISNUMBER(MATCH(CF$11,$AG38:$AJ38,0)),1,0)*IF(ISNUMBER($AF38),(1-$AF38),1) + IF(ISNUMBER(MATCH(CF$11,$AK38:$AP38,0)),-1,0)*_xlfn.IFS(ISNUMBER($AD38),$AD38,ISNUMBER($AE38),$AE38,ISNUMBER($AF38),$AF38,AND($AD38=0,$AE38=0,$AF38=0),1)","v":0},{"$f":"IF(ISNUMBER(MATCH(CG$11,$AG38:$AJ38,0)),1,0)*IF(ISNUMBER($AF38),(1-$AF38),1) + IF(ISNUMBER(MATCH(CG$11,$AK38:$AP38,0)),-1,0)*_xlfn.IFS(ISNUMBER($AD38),$AD38,ISNUMBER($AE38),$AE38,ISNUMBER($AF38),$AF38,AND($AD38=0,$AE38=0,$AF38=0),1)","v":0},{"$f":"IF(ISNUMBER(MATCH(CH$11,$AG38:$AJ38,0)),1,0)*IF(ISNUMBER($AF38),(1-$AF38),1) + IF(ISNUMBER(MATCH(CH$11,$AK38:$AP38,0)),-1,0)*_xlfn.IFS(ISNUMBER($AD38),$AD38,ISNUMBER($AE38),$AE38,ISNUMBER($AF38),$AF38,AND($AD38=0,$AE38=0,$AF38=0),1)","v":0},{"$f":"IF(ISNUMBER(MATCH(CI$11,$AG38:$AJ38,0)),1,0)*IF(ISNUMBER($AF38),(1-$AF38),1) + IF(ISNUMBER(MATCH(CI$11,$AK38:$AP38,0)),-1,0)*_xlfn.IFS(ISNUMBER($AD38),$AD38,ISNUMBER($AE38),$AE38,ISNUMBER($AF38),$AF38,AND($AD38=0,$AE38=0,$AF38=0),1)","v":0},{"$f":"IF(ISNUMBER(MATCH(CJ$11,$AG38:$AJ38,0)),1,0)*IF(ISNUMBER($AF38),(1-$AF38),1) + IF(ISNUMBER(MATCH(CJ$11,$AK38:$AP38,0)),-1,0)*_xlfn.IFS(ISNUMBER($AD38),$AD38,ISNUMBER($AE38),$AE38,ISNUMBER($AF38),$AF38,AND($AD38=0,$AE38=0,$AF38=0),1)","v":0},{"$f":"IF(ISNUMBER(MATCH(CK$11,$AG38:$AJ38,0)),1,0)*IF(ISNUMBER($AF38),(1-$AF38),1) + IF(ISNUMBER(MATCH(CK$11,$AK38:$AP38,0)),-1,0)*_xlfn.IFS(ISNUMBER($AD38),$AD38,ISNUMBER($AE38),$AE38,ISNUMBER($AF38),$AF38,AND($AD38=0,$AE38=0,$AF38=0),1)","v":0},{"$f":"IF(ISNUMBER(MATCH(CL$11,$AG38:$AJ38,0)),1,0)*IF(ISNUMBER($AF38),(1-$AF38),1) + IF(ISNUMBER(MATCH(CL$11,$AK38:$AP38,0)),-1,0)*_xlfn.IFS(ISNUMBER($AD38),$AD38,ISNUMBER($AE38),$AE38,ISNUMBER($AF38),$AF38,AND($AD38=0,$AE38=0,$AF38=0),1)","v":0},{"$f":"IF(ISNUMBER(MATCH(CM$11,$AG38:$AJ38,0)),1,0)*IF(ISNUMBER($AF38),(1-$AF38),1) + IF(ISNUMBER(MATCH(CM$11,$AK38:$AP38,0)),-1,0)*_xlfn.IFS(ISNUMBER($AD38),$AD38,ISNUMBER($AE38),$AE38,ISNUMBER($AF38),$AF38,AND($AD38=0,$AE38=0,$AF38=0),1)","v":0},{"$f":"IF(ISNUMBER(MATCH(CN$11,$AG38:$AJ38,0)),1,0)*IF(ISNUMBER($AF38),(1-$AF38),1) + IF(ISNUMBER(MATCH(CN$11,$AK38:$AP38,0)),-1,0)*_xlfn.IFS(ISNUMBER($AD38),$AD38,ISNUMBER($AE38),$AE38,ISNUMBER($AF38),$AF38,AND($AD38=0,$AE38=0,$AF38=0),1)","v":0},{"$f":"IF(ISNUMBER(MATCH(CO$11,$AG38:$AJ38,0)),1,0)*IF(ISNUMBER($AF38),(1-$AF38),1) + IF(ISNUMBER(MATCH(CO$11,$AK38:$AP38,0)),-1,0)*_xlfn.IFS(ISNUMBER($AD38),$AD38,ISNUMBER($AE38),$AE38,ISNUMBER($AF38),$AF38,AND($AD38=0,$AE38=0,$AF38=0),1)","v":0},{"$f":"IF(ISNUMBER(MATCH(CP$11,$AG38:$AJ38,0)),1,0)*IF(ISNUMBER($AF38),(1-$AF38),1) + IF(ISNUMBER(MATCH(CP$11,$AK38:$AP38,0)),-1,0)*_xlfn.IFS(ISNUMBER($AD38),$AD38,ISNUMBER($AE38),$AE38,ISNUMBER($AF38),$AF38,AND($AD38=0,$AE38=0,$AF38=0),1)","v":0},{"$f":"IF(ISNUMBER(MATCH(CQ$11,$AG38:$AJ38,0)),1,0)*IF(ISNUMBER($AF38),(1-$AF38),1) + IF(ISNUMBER(MATCH(CQ$11,$AK38:$AP38,0)),-1,0)*_xlfn.IFS(ISNUMBER($AD38),$AD38,ISNUMBER($AE38),$AE38,ISNUMBER($AF38),$AF38,AND($AD38=0,$AE38=0,$AF38=0),1)","v":0},{"$f":"IF(ISNUMBER(MATCH(CR$11,$AG38:$AJ38,0)),1,0)*IF(ISNUMBER($AF38),(1-$AF38),1) + IF(ISNUMBER(MATCH(CR$11,$AK38:$AP38,0)),-1,0)*_xlfn.IFS(ISNUMBER($AD38),$AD38,ISNUMBER($AE38),$AE38,ISNUMBER($AF38),$AF38,AND($AD38=0,$AE38=0,$AF38=0),1)","v":0},{"$f":"IF(ISNUMBER(MATCH(CS$11,$AG38:$AJ38,0)),1,0)*IF(ISNUMBER($AF38),(1-$AF38),1) + IF(ISNUMBER(MATCH(CS$11,$AK38:$AP38,0)),-1,0)*_xlfn.IFS(ISNUMBER($AD38),$AD38,ISNUMBER($AE38),$AE38,ISNUMBER($AF38),$AF38,AND($AD38=0,$AE38=0,$AF38=0),1)","v":0},{"$f":"IF(ISNUMBER(MATCH(CT$11,$AG38:$AJ38,0)),1,0)*IF(ISNUMBER($AF38),(1-$AF38),1) + IF(ISNUMBER(MATCH(CT$11,$AK38:$AP38,0)),-1,0)*_xlfn.IFS(ISNUMBER($AD38),$AD38,ISNUMBER($AE38),$AE38,ISNUMBER($AF38),$AF38,AND($AD38=0,$AE38=0,$AF38=0),1)","v":0},{"$f":"IF(ISNUMBER(MATCH(CU$11,$AG38:$AJ38,0)),1,0)*IF(ISNUMBER($AF38),(1-$AF38),1) + IF(ISNUMBER(MATCH(CU$11,$AK38:$AP38,0)),-1,0)*_xlfn.IFS(ISNUMBER($AD38),$AD38,ISNUMBER($AE38),$AE38,ISNUMBER($AF38),$AF38,AND($AD38=0,$AE38=0,$AF38=0),1)","v":0},{"$f":"IF(ISNUMBER(MATCH(CV$11,$AG38:$AJ38,0)),1,0)*IF(ISNUMBER($AF38),(1-$AF38),1) + IF(ISNUMBER(MATCH(CV$11,$AK38:$AP38,0)),-1,0)*_xlfn.IFS(ISNUMBER($AD38),$AD38,ISNUMBER($AE38),$AE38,ISNUMBER($AF38),$AF38,AND($AD38=0,$AE38=0,$AF38=0),1)","v":0},{"$f":"IF(ISNUMBER(MATCH(CW$11,$AG38:$AJ38,0)),1,0)*IF(ISNUMBER($AF38),(1-$AF38),1) + IF(ISNUMBER(MATCH(CW$11,$AK38:$AP38,0)),-1,0)*_xlfn.IFS(ISNUMBER($AD38),$AD38,ISNUMBER($AE38),$AE38,ISNUMBER($AF38),$AF38,AND($AD38=0,$AE38=0,$AF38=0),1)","v":0},{"$f":"IF(ISNUMBER(MATCH(CX$11,$AG38:$AJ38,0)),1,0)*IF(ISNUMBER($AF38),(1-$AF38),1) + IF(ISNUMBER(MATCH(CX$11,$AK38:$AP38,0)),-1,0)*_xlfn.IFS(ISNUMBER($AD38),$AD38,ISNUMBER($AE38),$AE38,ISNUMBER($AF38),$AF38,AND($AD38=0,$AE38=0,$AF38=0),1)","v":0},{"$f":"IF(ISNUMBER(MATCH(CY$11,$AG38:$AJ38,0)),1,0)*IF(ISNUMBER($AF38),(1-$AF38),1) + IF(ISNUMBER(MATCH(CY$11,$AK38:$AP38,0)),-1,0)*_xlfn.IFS(ISNUMBER($AD38),$AD38,ISNUMBER($AE38),$AE38,ISNUMBER($AF38),$AF38,AND($AD38=0,$AE38=0,$AF38=0),1)","v":0},{"$f":"IF(ISNUMBER(MATCH(CZ$11,$AG38:$AJ38,0)),1,0)*IF(ISNUMBER($AF38),(1-$AF38),1) + IF(ISNUMBER(MATCH(CZ$11,$AK38:$AP38,0)),-1,0)*_xlfn.IFS(ISNUMBER($AD38),$AD38,ISNUMBER($AE38),$AE38,ISNUMBER($AF38),$AF38,AND($AD38=0,$AE38=0,$AF38=0),1)","v":0},{"$f":"IF(ISNUMBER(MATCH(DA$11,$AG38:$AJ38,0)),1,0)*IF(ISNUMBER($AF38),(1-$AF38),1) + IF(ISNUMBER(MATCH(DA$11,$AK38:$AP38,0)),-1,0)*_xlfn.IFS(ISNUMBER($AD38),$AD38,ISNUMBER($AE38),$AE38,ISNUMBER($AF38),$AF38,AND($AD38=0,$AE38=0,$AF38=0),1)","v":0},{"$f":"IF(ISNUMBER(MATCH(DB$11,$AG38:$AJ38,0)),1,0)*IF(ISNUMBER($AF38),(1-$AF38),1) + IF(ISNUMBER(MATCH(DB$11,$AK38:$AP38,0)),-1,0)*_xlfn.IFS(ISNUMBER($AD38),$AD38,ISNUMBER($AE38),$AE38,ISNUMBER($AF38),$AF38,AND($AD38=0,$AE38=0,$AF38=0),1)","v":0},{"$f":"IF(ISNUMBER(MATCH(DC$11,$AG38:$AJ38,0)),1,0)*IF(ISNUMBER($AF38),(1-$AF38),1) + IF(ISNUMBER(MATCH(DC$11,$AK38:$AP38,0)),-1,0)*_xlfn.IFS(ISNUMBER($AD38),$AD38,ISNUMBER($AE38),$AE38,ISNUMBER($AF38),$AF38,AND($AD38=0,$AE38=0,$AF38=0),1)","v":0},{"$f":"IF(ISNUMBER(MATCH(DD$11,$AG38:$AJ38,0)),1,0)*IF(ISNUMBER($AF38),(1-$AF38),1) + IF(ISNUMBER(MATCH(DD$11,$AK38:$AP38,0)),-1,0)*_xlfn.IFS(ISNUMBER($AD38),$AD38,ISNUMBER($AE38),$AE38,ISNUMBER($AF38),$AF38,AND($AD38=0,$AE38=0,$AF38=0),1)","v":0},{"$f":"IF(ISNUMBER(MATCH(DE$11,$AG38:$AJ38,0)),1,0)*IF(ISNUMBER($AF38),(1-$AF38),1) + IF(ISNUMBER(MATCH(DE$11,$AK38:$AP38,0)),-1,0)*_xlfn.IFS(ISNUMBER($AD38),$AD38,ISNUMBER($AE38),$AE38,ISNUMBER($AF38),$AF38,AND($AD38=0,$AE38=0,$AF38=0),1)","v":0},null,2050.8111417202331,"Datarooms","CRIT","Load",null,null,null,null,null,null,null,null,null,"e_drms_crit-dr1",1.0454545454545454,93.218688260010524,0,0,0,0,0,0,0,0,0,0,0,0,0,0,0,0,0,0,0,4.8270566288050252E-18,0,0,0,0,0,0,4.5454545454545414E-2,1,0,0,0,0,0,0,0,0,0,0,0,0,0,0,0,0,0,0,-1.885568995626963E-20,0,0,0,0,0,0,0,0,0,0,8.5707681619407271E-22,0,0,0,0,0,0,0,0,null,null,null,null,null,null,null,null,null,null,null,"e_drms_crit-dr1",null,93.218688260010509,0,0,0,0,0,0,0,0,0,0,0,0,0,0,-9.6541132576100504E-18,0,0,9.6541132576100504E-18,0,0,-9.6541132576100504E-18,-9.6541132576100504E-18,0,0,9.6541132576100504E-18,0,4.5454545454545414E-2,1,0,0,0,9.6541132576100504E-18,0,0,-9.6541132576100504E-18,-9.6541132576100504E-18,0,0,9.6541132576100504E-18,0,0,-9.6541132576100504E-18,-9.6541132576100504E-18,0,0,0,1.885568995626963E-20,0,0,0,1.4752350878565038E-20,0,0,0,0,0,0,8.5707681619407271E-22,0,0,0,0,0,0,0,0,null,null,"e_drms_crit-dr1",93.218688260010509,0,0,0,0,0,0,0,0,0,0,0,0,0,0,-9.6541132576100504E-18,0,0,9.6541132576100504E-18,0,0,-9.6541132576100504E-18,-9.6541132576100504E-18,0,0,9.6541132576100504E-18,0,4.5454545454545414E-2,1,0,0,0,9.6541132576100504E-18,0,0,-9.6541132576100504E-18,-9.6541132576100504E-18,0,0,9.6541132576100504E-18,0,0,-9.6541132576100504E-18,-9.6541132576100504E-18,0,0,0,1.885568995626963E-20,0,0,0,1.4752350878565038E-20,0,0,0,0,0,0,0,0,0,0,0,0,0,0,0]
[null,null,null,null,null,null,null,null,null,null,null,null,null,null,null,null,null,null,"e_drms_crit-dr4",0,0,0,0,0,0,null,"MECH","Prop",null,{"$f":"'IT Load Datarooms Calculate'!F95","v":4.5454545454545456E-2},null,null,"e_drms_oh-dr2",null,null,null,"e_drms_crit-dr2",null,null,null,null,null,null,{"$f":"IF(ISNUMBER(MATCH(AR$11,$AG39:$AJ39,0)),1,0)*IF(ISNUMBER($AF39),(1-$AF39),1) + IF(ISNUMBER(MATCH(AR$11,$AK39:$AP39,0)),-1,0)*_xlfn.IFS(ISNUMBER($AD39),$AD39,ISNUMBER($AE39),$AE39,ISNUMBER($AF39),$AF39,AND($AD39=0,$AE39=0,$AF39=0),1)","v":0},{"$f":"IF(ISNUMBER(MATCH(AS$11,$AG39:$AJ39,0)),1,0)*IF(ISNUMBER($AF39),(1-$AF39),1) + IF(ISNUMBER(MATCH(AS$11,$AK39:$AP39,0)),-1,0)*_xlfn.IFS(ISNUMBER($AD39),$AD39,ISNUMBER($AE39),$AE39,ISNUMBER($AF39),$AF39,AND($AD39=0,$AE39=0,$AF39=0),1)","v":0},{"$f":"IF(ISNUMBER(MATCH(AT$11,$AG39:$AJ39,0)),1,0)*IF(ISNUMBER($AF39),(1-$AF39),1) + IF(ISNUMBER(MATCH(AT$11,$AK39:$AP39,0)),-1,0)*_xlfn.IFS(ISNUMBER($AD39),$AD39,ISNUMBER($AE39),$AE39,ISNUMBER($AF39),$AF39,AND($AD39=0,$AE39=0,$AF39=0),1)","v":0},{"$f":"IF(ISNUMBER(MATCH(AU$11,$AG39:$AJ39,0)),1,0)*IF(ISNUMBER($AF39),(1-$AF39),1) + IF(ISNUMBER(MATCH(AU$11,$AK39:$AP39,0)),-1,0)*_xlfn.IFS(ISNUMBER($AD39),$AD39,ISNUMBER($AE39),$AE39,ISNUMBER($AF39),$AF39,AND($AD39=0,$AE39=0,$AF39=0),1)","v":0},{"$f":"IF(ISNUMBER(MATCH(AV$11,$AG39:$AJ39,0)),1,0)*IF(ISNUMBER($AF39),(1-$AF39),1) + IF(ISNUMBER(MATCH(AV$11,$AK39:$AP39,0)),-1,0)*_xlfn.IFS(ISNUMBER($AD39),$AD39,ISNUMBER($AE39),$AE39,ISNUMBER($AF39),$AF39,AND($AD39=0,$AE39=0,$AF39=0),1)","v":0},{"$f":"IF(ISNUMBER(MATCH(AW$11,$AG39:$AJ39,0)),1,0)*IF(ISNUMBER($AF39),(1-$AF39),1) + IF(ISNUMBER(MATCH(AW$11,$AK39:$AP39,0)),-1,0)*_xlfn.IFS(ISNUMBER($AD39),$AD39,ISNUMBER($AE39),$AE39,ISNUMBER($AF39),$AF39,AND($AD39=0,$AE39=0,$AF39=0),1)","v":0},{"$f":"IF(ISNUMBER(MATCH(AX$11,$AG39:$AJ39,0)),1,0)*IF(ISNUMBER($AF39),(1-$AF39),1) + IF(ISNUMBER(MATCH(AX$11,$AK39:$AP39,0)),-1,0)*_xlfn.IFS(ISNUMBER($AD39),$AD39,ISNUMBER($AE39),$AE39,ISNUMBER($AF39),$AF39,AND($AD39=0,$AE39=0,$AF39=0),1)","v":0},{"$f":"IF(ISNUMBER(MATCH(AY$11,$AG39:$AJ39,0)),1,0)*IF(ISNUMBER($AF39),(1-$AF39),1) + IF(ISNUMBER(MATCH(AY$11,$AK39:$AP39,0)),-1,0)*_xlfn.IFS(ISNUMBER($AD39),$AD39,ISNUMBER($AE39),$AE39,ISNUMBER($AF39),$AF39,AND($AD39=0,$AE39=0,$AF39=0),1)","v":0},{"$f":"IF(ISNUMBER(MATCH(AZ$11,$AG39:$AJ39,0)),1,0)*IF(ISNUMBER($AF39),(1-$AF39),1) + IF(ISNUMBER(MATCH(AZ$11,$AK39:$AP39,0)),-1,0)*_xlfn.IFS(ISNUMBER($AD39),$AD39,ISNUMBER($AE39),$AE39,ISNUMBER($AF39),$AF39,AND($AD39=0,$AE39=0,$AF39=0),1)","v":0},{"$f":"IF(ISNUMBER(MATCH(BA$11,$AG39:$AJ39,0)),1,0)*IF(ISNUMBER($AF39),(1-$AF39),1) + IF(ISNUMBER(MATCH(BA$11,$AK39:$AP39,0)),-1,0)*_xlfn.IFS(ISNUMBER($AD39),$AD39,ISNUMBER($AE39),$AE39,ISNUMBER($AF39),$AF39,AND($AD39=0,$AE39=0,$AF39=0),1)","v":0},{"$f":"IF(ISNUMBER(MATCH(BB$11,$AG39:$AJ39,0)),1,0)*IF(ISNUMBER($AF39),(1-$AF39),1) + IF(ISNUMBER(MATCH(BB$11,$AK39:$AP39,0)),-1,0)*_xlfn.IFS(ISNUMBER($AD39),$AD39,ISNUMBER($AE39),$AE39,ISNUMBER($AF39),$AF39,AND($AD39=0,$AE39=0,$AF39=0),1)","v":0},{"$f":"IF(ISNUMBER(MATCH(BC$11,$AG39:$AJ39,0)),1,0)*IF(ISNUMBER($AF39),(1-$AF39),1) + IF(ISNUMBER(MATCH(BC$11,$AK39:$AP39,0)),-1,0)*_xlfn.IFS(ISNUMBER($AD39),$AD39,ISNUMBER($AE39),$AE39,ISNUMBER($AF39),$AF39,AND($AD39=0,$AE39=0,$AF39=0),1)","v":0},{"$f":"IF(ISNUMBER(MATCH(BD$11,$AG39:$AJ39,0)),1,0)*IF(ISNUMBER($AF39),(1-$AF39),1) + IF(ISNUMBER(MATCH(BD$11,$AK39:$AP39,0)),-1,0)*_xlfn.IFS(ISNUMBER($AD39),$AD39,ISNUMBER($AE39),$AE39,ISNUMBER($AF39),$AF39,AND($AD39=0,$AE39=0,$AF39=0),1)","v":0},{"$f":"IF(ISNUMBER(MATCH(BE$11,$AG39:$AJ39,0)),1,0)*IF(ISNUMBER($AF39),(1-$AF39),1) + IF(ISNUMBER(MATCH(BE$11,$AK39:$AP39,0)),-1,0)*_xlfn.IFS(ISNUMBER($AD39),$AD39,ISNUMBER($AE39),$AE39,ISNUMBER($AF39),$AF39,AND($AD39=0,$AE39=0,$AF39=0),1)","v":0},{"$f":"IF(ISNUMBER(MATCH(BF$11,$AG39:$AJ39,0)),1,0)*IF(ISNUMBER($AF39),(1-$AF39),1) + IF(ISNUMBER(MATCH(BF$11,$AK39:$AP39,0)),-1,0)*_xlfn.IFS(ISNUMBER($AD39),$AD39,ISNUMBER($AE39),$AE39,ISNUMBER($AF39),$AF39,AND($AD39=0,$AE39=0,$AF39=0),1)","v":0},{"$f":"IF(ISNUMBER(MATCH(BG$11,$AG39:$AJ39,0)),1,0)*IF(ISNUMBER($AF39),(1-$AF39),1) + IF(ISNUMBER(MATCH(BG$11,$AK39:$AP39,0)),-1,0)*_xlfn.IFS(ISNUMBER($AD39),$AD39,ISNUMBER($AE39),$AE39,ISNUMBER($AF39),$AF39,AND($AD39=0,$AE39=0,$AF39=0),1)","v":0},{"$f":"IF(ISNUMBER(MATCH(BH$11,$AG39:$AJ39,0)),1,0)*IF(ISNUMBER($AF39),(1-$AF39),1) + IF(ISNUMBER(MATCH(BH$11,$AK39:$AP39,0)),-1,0)*_xlfn.IFS(ISNUMBER($AD39),$AD39,ISNUMBER($AE39),$AE39,ISNUMBER($AF39),$AF39,AND($AD39=0,$AE39=0,$AF39=0),1)","v":0},{"$f":"IF(ISNUMBER(MATCH(BI$11,$AG39:$AJ39,0)),1,0)*IF(ISNUMBER($AF39),(1-$AF39),1) + IF(ISNUMBER(MATCH(BI$11,$AK39:$AP39,0)),-1,0)*_xlfn.IFS(ISNUMBER($AD39),$AD39,ISNUMBER($AE39),$AE39,ISNUMBER($AF39),$AF39,AND($AD39=0,$AE39=0,$AF39=0),1)","v":0},{"$f":"IF(ISNUMBER(MATCH(BJ$11,$AG39:$AJ39,0)),1,0)*IF(ISNUMBER($AF39),(1-$AF39),1) + IF(ISNUMBER(MATCH(BJ$11,$AK39:$AP39,0)),-1,0)*_xlfn.IFS(ISNUMBER($AD39),$AD39,ISNUMBER($AE39),$AE39,ISNUMBER($AF39),$AF39,AND($AD39=0,$AE39=0,$AF39=0),1)","v":0},{"$f":"IF(ISNUMBER(MATCH(BK$11,$AG39:$AJ39,0)),1,0)*IF(ISNUMBER($AF39),(1-$AF39),1) + IF(ISNUMBER(MATCH(BK$11,$AK39:$AP39,0)),-1,0)*_xlfn.IFS(ISNUMBER($AD39),$AD39,ISNUMBER($AE39),$AE39,ISNUMBER($AF39),$AF39,AND($AD39=0,$AE39=0,$AF39=0),1)","v":0},{"$f":"IF(ISNUMBER(MATCH(BL$11,$AG39:$AJ39,0)),1,0)*IF(ISNUMBER($AF39),(1-$AF39),1) + IF(ISNUMBER(MATCH(BL$11,$AK39:$AP39,0)),-1,0)*_xlfn.IFS(ISNUMBER($AD39),$AD39,ISNUMBER($AE39),$AE39,ISNUMBER($AF39),$AF39,AND($AD39=0,$AE39=0,$AF39=0),1)","v":0},{"$f":"IF(ISNUMBER(MATCH(BM$11,$AG39:$AJ39,0)),1,0)*IF(ISNUMBER($AF39),(1-$AF39),1) + IF(ISNUMBER(MATCH(BM$11,$AK39:$AP39,0)),-1,0)*_xlfn.IFS(ISNUMBER($AD39),$AD39,ISNUMBER($AE39),$AE39,ISNUMBER($AF39),$AF39,AND($AD39=0,$AE39=0,$AF39=0),1)","v":-4.5454545454545456E-2},{"$f":"IF(ISNUMBER(MATCH(BN$11,$AG39:$AJ39,0)),1,0)*IF(ISNUMBER($AF39),(1-$AF39),1) + IF(ISNUMBER(MATCH(BN$11,$AK39:$AP39,0)),-1,0)*_xlfn.IFS(ISNUMBER($AD39),$AD39,ISNUMBER($AE39),$AE39,ISNUMBER($AF39),$AF39,AND($AD39=0,$AE39=0,$AF39=0),1)","v":1},{"$f":"IF(ISNUMBER(MATCH(BO$11,$AG39:$AJ39,0)),1,0)*IF(ISNUMBER($AF39),(1-$AF39),1) + IF(ISNUMBER(MATCH(BO$11,$AK39:$AP39,0)),-1,0)*_xlfn.IFS(ISNUMBER($AD39),$AD39,ISNUMBER($AE39),$AE39,ISNUMBER($AF39),$AF39,AND($AD39=0,$AE39=0,$AF39=0),1)","v":0},{"$f":"IF(ISNUMBER(MATCH(BP$11,$AG39:$AJ39,0)),1,0)*IF(ISNUMBER($AF39),(1-$AF39),1) + IF(ISNUMBER(MATCH(BP$11,$AK39:$AP39,0)),-1,0)*_xlfn.IFS(ISNUMBER($AD39),$AD39,ISNUMBER($AE39),$AE39,ISNUMBER($AF39),$AF39,AND($AD39=0,$AE39=0,$AF39=0),1)","v":0},{"$f":"IF(ISNUMBER(MATCH(BQ$11,$AG39:$AJ39,0)),1,0)*IF(ISNUMBER($AF39),(1-$AF39),1) + IF(ISNUMBER(MATCH(BQ$11,$AK39:$AP39,0)),-1,0)*_xlfn.IFS(ISNUMBER($AD39),$AD39,ISNUMBER($AE39),$AE39,ISNUMBER($AF39),$AF39,AND($AD39=0,$AE39=0,$AF39=0),1)","v":0},{"$f":"IF(ISNUMBER(MATCH(BR$11,$AG39:$AJ39,0)),1,0)*IF(ISNUMBER($AF39),(1-$AF39),1) + IF(ISNUMBER(MATCH(BR$11,$AK39:$AP39,0)),-1,0)*_xlfn.IFS(ISNUMBER($AD39),$AD39,ISNUMBER($AE39),$AE39,ISNUMBER($AF39),$AF39,AND($AD39=0,$AE39=0,$AF39=0),1)","v":0},{"$f":"IF(ISNUMBER(MATCH(BS$11,$AG39:$AJ39,0)),1,0)*IF(ISNUMBER($AF39),(1-$AF39),1) + IF(ISNUMBER(MATCH(BS$11,$AK39:$AP39,0)),-1,0)*_xlfn.IFS(ISNUMBER($AD39),$AD39,ISNUMBER($AE39),$AE39,ISNUMBER($AF39),$AF39,AND($AD39=0,$AE39=0,$AF39=0),1)","v":0},{"$f":"IF(ISNUMBER(MATCH(BT$11,$AG39:$AJ39,0)),1,0)*IF(ISNUMBER($AF39),(1-$AF39),1) + IF(ISNUMBER(MATCH(BT$11,$AK39:$AP39,0)),-1,0)*_xlfn.IFS(ISNUMBER($AD39),$AD39,ISNUMBER($AE39),$AE39,ISNUMBER($AF39),$AF39,AND($AD39=0,$AE39=0,$AF39=0),1)","v":0},{"$f":"IF(ISNUMBER(MATCH(BU$11,$AG39:$AJ39,0)),1,0)*IF(ISNUMBER($AF39),(1-$AF39),1) + IF(ISNUMBER(MATCH(BU$11,$AK39:$AP39,0)),-1,0)*_xlfn.IFS(ISNUMBER($AD39),$AD39,ISNUMBER($AE39),$AE39,ISNUMBER($AF39),$AF39,AND($AD39=0,$AE39=0,$AF39=0),1)","v":0},{"$f":"IF(ISNUMBER(MATCH(BV$11,$AG39:$AJ39,0)),1,0)*IF(ISNUMBER($AF39),(1-$AF39),1) + IF(ISNUMBER(MATCH(BV$11,$AK39:$AP39,0)),-1,0)*_xlfn.IFS(ISNUMBER($AD39),$AD39,ISNUMBER($AE39),$AE39,ISNUMBER($AF39),$AF39,AND($AD39=0,$AE39=0,$AF39=0),1)","v":0},{"$f":"IF(ISNUMBER(MATCH(BW$11,$AG39:$AJ39,0)),1,0)*IF(ISNUMBER($AF39),(1-$AF39),1) + IF(ISNUMBER(MATCH(BW$11,$AK39:$AP39,0)),-1,0)*_xlfn.IFS(ISNUMBER($AD39),$AD39,ISNUMBER($AE39),$AE39,ISNUMBER($AF39),$AF39,AND($AD39=0,$AE39=0,$AF39=0),1)","v":0},{"$f":"IF(ISNUMBER(MATCH(BX$11,$AG39:$AJ39,0)),1,0)*IF(ISNUMBER($AF39),(1-$AF39),1) + IF(ISNUMBER(MATCH(BX$11,$AK39:$AP39,0)),-1,0)*_xlfn.IFS(ISNUMBER($AD39),$AD39,ISNUMBER($AE39),$AE39,ISNUMBER($AF39),$AF39,AND($AD39=0,$AE39=0,$AF39=0),1)","v":0},{"$f":"IF(ISNUMBER(MATCH(BY$11,$AG39:$AJ39,0)),1,0)*IF(ISNUMBER($AF39),(1-$AF39),1) + IF(ISNUMBER(MATCH(BY$11,$AK39:$AP39,0)),-1,0)*_xlfn.IFS(ISNUMBER($AD39),$AD39,ISNUMBER($AE39),$AE39,ISNUMBER($AF39),$AF39,AND($AD39=0,$AE39=0,$AF39=0),1)","v":0},{"$f":"IF(ISNUMBER(MATCH(BZ$11,$AG39:$AJ39,0)),1,0)*IF(ISNUMBER($AF39),(1-$AF39),1) + IF(ISNUMBER(MATCH(BZ$11,$AK39:$AP39,0)),-1,0)*_xlfn.IFS(ISNUMBER($AD39),$AD39,ISNUMBER($AE39),$AE39,ISNUMBER($AF39),$AF39,AND($AD39=0,$AE39=0,$AF39=0),1)","v":0},{"$f":"IF(ISNUMBER(MATCH(CA$11,$AG39:$AJ39,0)),1,0)*IF(ISNUMBER($AF39),(1-$AF39),1) + IF(ISNUMBER(MATCH(CA$11,$AK39:$AP39,0)),-1,0)*_xlfn.IFS(ISNUMBER($AD39),$AD39,ISNUMBER($AE39),$AE39,ISNUMBER($AF39),$AF39,AND($AD39=0,$AE39=0,$AF39=0),1)","v":0},{"$f":"IF(ISNUMBER(MATCH(CB$11,$AG39:$AJ39,0)),1,0)*IF(ISNUMBER($AF39),(1-$AF39),1) + IF(ISNUMBER(MATCH(CB$11,$AK39:$AP39,0)),-1,0)*_xlfn.IFS(ISNUMBER($AD39),$AD39,ISNUMBER($AE39),$AE39,ISNUMBER($AF39),$AF39,AND($AD39=0,$AE39=0,$AF39=0),1)","v":0},{"$f":"IF(ISNUMBER(MATCH(CC$11,$AG39:$AJ39,0)),1,0)*IF(ISNUMBER($AF39),(1-$AF39),1) + IF(ISNUMBER(MATCH(CC$11,$AK39:$AP39,0)),-1,0)*_xlfn.IFS(ISNUMBER($AD39),$AD39,ISNUMBER($AE39),$AE39,ISNUMBER($AF39),$AF39,AND($AD39=0,$AE39=0,$AF39=0),1)","v":0},{"$f":"IF(ISNUMBER(MATCH(CD$11,$AG39:$AJ39,0)),1,0)*IF(ISNUMBER($AF39),(1-$AF39),1) + IF(ISNUMBER(MATCH(CD$11,$AK39:$AP39,0)),-1,0)*_xlfn.IFS(ISNUMBER($AD39),$AD39,ISNUMBER($AE39),$AE39,ISNUMBER($AF39),$AF39,AND($AD39=0,$AE39=0,$AF39=0),1)","v":0},{"$f":"IF(ISNUMBER(MATCH(CE$11,$AG39:$AJ39,0)),1,0)*IF(ISNUMBER($AF39),(1-$AF39),1) + IF(ISNUMBER(MATCH(CE$11,$AK39:$AP39,0)),-1,0)*_xlfn.IFS(ISNUMBER($AD39),$AD39,ISNUMBER($AE39),$AE39,ISNUMBER($AF39),$AF39,AND($AD39=0,$AE39=0,$AF39=0),1)","v":0},{"$f":"IF(ISNUMBER(MATCH(CF$11,$AG39:$AJ39,0)),1,0)*IF(ISNUMBER($AF39),(1-$AF39),1) + IF(ISNUMBER(MATCH(CF$11,$AK39:$AP39,0)),-1,0)*_xlfn.IFS(ISNUMBER($AD39),$AD39,ISNUMBER($AE39),$AE39,ISNUMBER($AF39),$AF39,AND($AD39=0,$AE39=0,$AF39=0),1)","v":0},{"$f":"IF(ISNUMBER(MATCH(CG$11,$AG39:$AJ39,0)),1,0)*IF(ISNUMBER($AF39),(1-$AF39),1) + IF(ISNUMBER(MATCH(CG$11,$AK39:$AP39,0)),-1,0)*_xlfn.IFS(ISNUMBER($AD39),$AD39,ISNUMBER($AE39),$AE39,ISNUMBER($AF39),$AF39,AND($AD39=0,$AE39=0,$AF39=0),1)","v":0},{"$f":"IF(ISNUMBER(MATCH(CH$11,$AG39:$AJ39,0)),1,0)*IF(ISNUMBER($AF39),(1-$AF39),1) + IF(ISNUMBER(MATCH(CH$11,$AK39:$AP39,0)),-1,0)*_xlfn.IFS(ISNUMBER($AD39),$AD39,ISNUMBER($AE39),$AE39,ISNUMBER($AF39),$AF39,AND($AD39=0,$AE39=0,$AF39=0),1)","v":0},{"$f":"IF(ISNUMBER(MATCH(CI$11,$AG39:$AJ39,0)),1,0)*IF(ISNUMBER($AF39),(1-$AF39),1) + IF(ISNUMBER(MATCH(CI$11,$AK39:$AP39,0)),-1,0)*_xlfn.IFS(ISNUMBER($AD39),$AD39,ISNUMBER($AE39),$AE39,ISNUMBER($AF39),$AF39,AND($AD39=0,$AE39=0,$AF39=0),1)","v":0},{"$f":"IF(ISNUMBER(MATCH(CJ$11,$AG39:$AJ39,0)),1,0)*IF(ISNUMBER($AF39),(1-$AF39),1) + IF(ISNUMBER(MATCH(CJ$11,$AK39:$AP39,0)),-1,0)*_xlfn.IFS(ISNUMBER($AD39),$AD39,ISNUMBER($AE39),$AE39,ISNUMBER($AF39),$AF39,AND($AD39=0,$AE39=0,$AF39=0),1)","v":0},{"$f":"IF(ISNUMBER(MATCH(CK$11,$AG39:$AJ39,0)),1,0)*IF(ISNUMBER($AF39),(1-$AF39),1) + IF(ISNUMBER(MATCH(CK$11,$AK39:$AP39,0)),-1,0)*_xlfn.IFS(ISNUMBER($AD39),$AD39,ISNUMBER($AE39),$AE39,ISNUMBER($AF39),$AF39,AND($AD39=0,$AE39=0,$AF39=0),1)","v":0},{"$f":"IF(ISNUMBER(MATCH(CL$11,$AG39:$AJ39,0)),1,0)*IF(ISNUMBER($AF39),(1-$AF39),1) + IF(ISNUMBER(MATCH(CL$11,$AK39:$AP39,0)),-1,0)*_xlfn.IFS(ISNUMBER($AD39),$AD39,ISNUMBER($AE39),$AE39,ISNUMBER($AF39),$AF39,AND($AD39=0,$AE39=0,$AF39=0),1)","v":0},{"$f":"IF(ISNUMBER(MATCH(CM$11,$AG39:$AJ39,0)),1,0)*IF(ISNUMBER($AF39),(1-$AF39),1) + IF(ISNUMBER(MATCH(CM$11,$AK39:$AP39,0)),-1,0)*_xlfn.IFS(ISNUMBER($AD39),$AD39,ISNUMBER($AE39),$AE39,ISNUMBER($AF39),$AF39,AND($AD39=0,$AE39=0,$AF39=0),1)","v":0},{"$f":"IF(ISNUMBER(MATCH(CN$11,$AG39:$AJ39,0)),1,0)*IF(ISNUMBER($AF39),(1-$AF39),1) + IF(ISNUMBER(MATCH(CN$11,$AK39:$AP39,0)),-1,0)*_xlfn.IFS(ISNUMBER($AD39),$AD39,ISNUMBER($AE39),$AE39,ISNUMBER($AF39),$AF39,AND($AD39=0,$AE39=0,$AF39=0),1)","v":0},{"$f":"IF(ISNUMBER(MATCH(CO$11,$AG39:$AJ39,0)),1,0)*IF(ISNUMBER($AF39),(1-$AF39),1) + IF(ISNUMBER(MATCH(CO$11,$AK39:$AP39,0)),-1,0)*_xlfn.IFS(ISNUMBER($AD39),$AD39,ISNUMBER($AE39),$AE39,ISNUMBER($AF39),$AF39,AND($AD39=0,$AE39=0,$AF39=0),1)","v":0},{"$f":"IF(ISNUMBER(MATCH(CP$11,$AG39:$AJ39,0)),1,0)*IF(ISNUMBER($AF39),(1-$AF39),1) + IF(ISNUMBER(MATCH(CP$11,$AK39:$AP39,0)),-1,0)*_xlfn.IFS(ISNUMBER($AD39),$AD39,ISNUMBER($AE39),$AE39,ISNUMBER($AF39),$AF39,AND($AD39=0,$AE39=0,$AF39=0),1)","v":0},{"$f":"IF(ISNUMBER(MATCH(CQ$11,$AG39:$AJ39,0)),1,0)*IF(ISNUMBER($AF39),(1-$AF39),1) + IF(ISNUMBER(MATCH(CQ$11,$AK39:$AP39,0)),-1,0)*_xlfn.IFS(ISNUMBER($AD39),$AD39,ISNUMBER($AE39),$AE39,ISNUMBER($AF39),$AF39,AND($AD39=0,$AE39=0,$AF39=0),1)","v":0},{"$f":"IF(ISNUMBER(MATCH(CR$11,$AG39:$AJ39,0)),1,0)*IF(ISNUMBER($AF39),(1-$AF39),1) + IF(ISNUMBER(MATCH(CR$11,$AK39:$AP39,0)),-1,0)*_xlfn.IFS(ISNUMBER($AD39),$AD39,ISNUMBER($AE39),$AE39,ISNUMBER($AF39),$AF39,AND($AD39=0,$AE39=0,$AF39=0),1)","v":0},{"$f":"IF(ISNUMBER(MATCH(CS$11,$AG39:$AJ39,0)),1,0)*IF(ISNUMBER($AF39),(1-$AF39),1) + IF(ISNUMBER(MATCH(CS$11,$AK39:$AP39,0)),-1,0)*_xlfn.IFS(ISNUMBER($AD39),$AD39,ISNUMBER($AE39),$AE39,ISNUMBER($AF39),$AF39,AND($AD39=0,$AE39=0,$AF39=0),1)","v":0},{"$f":"IF(ISNUMBER(MATCH(CT$11,$AG39:$AJ39,0)),1,0)*IF(ISNUMBER($AF39),(1-$AF39),1) + IF(ISNUMBER(MATCH(CT$11,$AK39:$AP39,0)),-1,0)*_xlfn.IFS(ISNUMBER($AD39),$AD39,ISNUMBER($AE39),$AE39,ISNUMBER($AF39),$AF39,AND($AD39=0,$AE39=0,$AF39=0),1)","v":0},{"$f":"IF(ISNUMBER(MATCH(CU$11,$AG39:$AJ39,0)),1,0)*IF(ISNUMBER($AF39),(1-$AF39),1) + IF(ISNUMBER(MATCH(CU$11,$AK39:$AP39,0)),-1,0)*_xlfn.IFS(ISNUMBER($AD39),$AD39,ISNUMBER($AE39),$AE39,ISNUMBER($AF39),$AF39,AND($AD39=0,$AE39=0,$AF39=0),1)","v":0},{"$f":"IF(ISNUMBER(MATCH(CV$11,$AG39:$AJ39,0)),1,0)*IF(ISNUMBER($AF39),(1-$AF39),1) + IF(ISNUMBER(MATCH(CV$11,$AK39:$AP39,0)),-1,0)*_xlfn.IFS(ISNUMBER($AD39),$AD39,ISNUMBER($AE39),$AE39,ISNUMBER($AF39),$AF39,AND($AD39=0,$AE39=0,$AF39=0),1)","v":0},{"$f":"IF(ISNUMBER(MATCH(CW$11,$AG39:$AJ39,0)),1,0)*IF(ISNUMBER($AF39),(1-$AF39),1) + IF(ISNUMBER(MATCH(CW$11,$AK39:$AP39,0)),-1,0)*_xlfn.IFS(ISNUMBER($AD39),$AD39,ISNUMBER($AE39),$AE39,ISNUMBER($AF39),$AF39,AND($AD39=0,$AE39=0,$AF39=0),1)","v":0},{"$f":"IF(ISNUMBER(MATCH(CX$11,$AG39:$AJ39,0)),1,0)*IF(ISNUMBER($AF39),(1-$AF39),1) + IF(ISNUMBER(MATCH(CX$11,$AK39:$AP39,0)),-1,0)*_xlfn.IFS(ISNUMBER($AD39),$AD39,ISNUMBER($AE39),$AE39,ISNUMBER($AF39),$AF39,AND($AD39=0,$AE39=0,$AF39=0),1)","v":0},{"$f":"IF(ISNUMBER(MATCH(CY$11,$AG39:$AJ39,0)),1,0)*IF(ISNUMBER($AF39),(1-$AF39),1) + IF(ISNUMBER(MATCH(CY$11,$AK39:$AP39,0)),-1,0)*_xlfn.IFS(ISNUMBER($AD39),$AD39,ISNUMBER($AE39),$AE39,ISNUMBER($AF39),$AF39,AND($AD39=0,$AE39=0,$AF39=0),1)","v":0},{"$f":"IF(ISNUMBER(MATCH(CZ$11,$AG39:$AJ39,0)),1,0)*IF(ISNUMBER($AF39),(1-$AF39),1) + IF(ISNUMBER(MATCH(CZ$11,$AK39:$AP39,0)),-1,0)*_xlfn.IFS(ISNUMBER($AD39),$AD39,ISNUMBER($AE39),$AE39,ISNUMBER($AF39),$AF39,AND($AD39=0,$AE39=0,$AF39=0),1)","v":0},{"$f":"IF(ISNUMBER(MATCH(DA$11,$AG39:$AJ39,0)),1,0)*IF(ISNUMBER($AF39),(1-$AF39),1) + IF(ISNUMBER(MATCH(DA$11,$AK39:$AP39,0)),-1,0)*_xlfn.IFS(ISNUMBER($AD39),$AD39,ISNUMBER($AE39),$AE39,ISNUMBER($AF39),$AF39,AND($AD39=0,$AE39=0,$AF39=0),1)","v":0},{"$f":"IF(ISNUMBER(MATCH(DB$11,$AG39:$AJ39,0)),1,0)*IF(ISNUMBER($AF39),(1-$AF39),1) + IF(ISNUMBER(MATCH(DB$11,$AK39:$AP39,0)),-1,0)*_xlfn.IFS(ISNUMBER($AD39),$AD39,ISNUMBER($AE39),$AE39,ISNUMBER($AF39),$AF39,AND($AD39=0,$AE39=0,$AF39=0),1)","v":0},{"$f":"IF(ISNUMBER(MATCH(DC$11,$AG39:$AJ39,0)),1,0)*IF(ISNUMBER($AF39),(1-$AF39),1) + IF(ISNUMBER(MATCH(DC$11,$AK39:$AP39,0)),-1,0)*_xlfn.IFS(ISNUMBER($AD39),$AD39,ISNUMBER($AE39),$AE39,ISNUMBER($AF39),$AF39,AND($AD39=0,$AE39=0,$AF39=0),1)","v":0},{"$f":"IF(ISNUMBER(MATCH(DD$11,$AG39:$AJ39,0)),1,0)*IF(ISNUMBER($AF39),(1-$AF39),1) + IF(ISNUMBER(MATCH(DD$11,$AK39:$AP39,0)),-1,0)*_xlfn.IFS(ISNUMBER($AD39),$AD39,ISNUMBER($AE39),$AE39,ISNUMBER($AF39),$AF39,AND($AD39=0,$AE39=0,$AF39=0),1)","v":0},{"$f":"IF(ISNUMBER(MATCH(DE$11,$AG39:$AJ39,0)),1,0)*IF(ISNUMBER($AF39),(1-$AF39),1) + IF(ISNUMBER(MATCH(DE$11,$AK39:$AP39,0)),-1,0)*_xlfn.IFS(ISNUMBER($AD39),$AD39,ISNUMBER($AE39),$AE39,ISNUMBER($AF39),$AF39,AND($AD39=0,$AE39=0,$AF39=0),1)","v":0},null,0,"Datarooms","MECH","Prop",null,null,null,null,null,null,null,null,null,"q_dr2_cls,a",1.99,2030.3030303030307,0,0,0,0,0,0,0,0,0,0,0,0,0,0,0,0,0,0,0,1.0513329337537351E-16,0,0,0,0,0,0,0.98999999999999988,0,0,1,0,0,0,0,0,0,0,0,0,0,0,0,0,0,0,0,-4.1067692724755278E-19,0,0,0,0,0,0,0,0,0,0,1.8667133056706928E-20,0,0,0,0,0,0,0,0,null,null,null,null,null,null,null,null,null,null,null,"q_dr2_cls,a",null,2030.3030303030305,0,0,0,0,0,0,0,0,0,0,0,0,0,0,-2.1026658675074702E-16,0,0,2.1026658675074702E-16,0,0,-2.1026658675074702E-16,-2.1026658675074702E-16,0,0,2.1026658675074702E-16,0,0.98999999999999988,-2.1026658675074702E-16,-2.2204460492503131E-16,1,0,2.1026658675074702E-16,0,0,-2.1026658675074702E-16,-2.1026658675074702E-16,0,0,2.1026658675074702E-16,0,0,-2.1026658675074702E-16,-2.1026658675074702E-16,0,0,0,4.1067692724755278E-19,0,0,0,3.2130620213514713E-19,0,0,0,0,0,0,1.8667133056706928E-20,0,0,0,0,0,0,0,0,null,null,"q_dr2_cls,a",2030.3030303030305,0,0,0,0,0,0,0,0,0,0,0,0,0,0,-2.1026658675074702E-16,0,0,2.1026658675074702E-16,0,0,-2.1026658675074702E-16,-2.1026658675074702E-16,0,0,2.1026658675074702E-16,0,0.98999999999999988,-2.1026658675074702E-16,-2.2204460492503131E-16,1,0,2.1026658675074702E-16,0,0,-2.1026658675074702E-16,-2.1026658675074702E-16,0,0,2.1026658675074702E-16,0,0,-2.1026658675074702E-16,-2.1026658675074702E-16,0,0,0,4.1067692724755278E-19,0,0,0,3.2130620213514713E-19,0,0,0,0,0,0,0,0,0,0,0,0,0,0,0]
[null,null,null,null,null,null,null,null,null,null,null,null,null,null,null,null,null,null,"e_drms_oh-dr4",0,0,0,0,0,0,null,"HRU,LT","Prop",null,{"$f":"'IT Load Datarooms Calculate'!F94","v":1},null,null,"q_dr2_cls,a",null,null,null,"e_drms_crit-dr2",null,null,null,null,null,null,{"$f":"IF(ISNUMBER(MATCH(AR$11,$AG40:$AJ40,0)),1,0)*IF(ISNUMBER($AF40),(1-$AF40),1) + IF(ISNUMBER(MATCH(AR$11,$AK40:$AP40,0)),-1,0)*_xlfn.IFS(ISNUMBER($AD40),$AD40,ISNUMBER($AE40),$AE40,ISNUMBER($AF40),$AF40,AND($AD40=0,$AE40=0,$AF40=0),1)","v":0},{"$f":"IF(ISNUMBER(MATCH(AS$11,$AG40:$AJ40,0)),1,0)*IF(ISNUMBER($AF40),(1-$AF40),1) + IF(ISNUMBER(MATCH(AS$11,$AK40:$AP40,0)),-1,0)*_xlfn.IFS(ISNUMBER($AD40),$AD40,ISNUMBER($AE40),$AE40,ISNUMBER($AF40),$AF40,AND($AD40=0,$AE40=0,$AF40=0),1)","v":0},{"$f":"IF(ISNUMBER(MATCH(AT$11,$AG40:$AJ40,0)),1,0)*IF(ISNUMBER($AF40),(1-$AF40),1) + IF(ISNUMBER(MATCH(AT$11,$AK40:$AP40,0)),-1,0)*_xlfn.IFS(ISNUMBER($AD40),$AD40,ISNUMBER($AE40),$AE40,ISNUMBER($AF40),$AF40,AND($AD40=0,$AE40=0,$AF40=0),1)","v":0},{"$f":"IF(ISNUMBER(MATCH(AU$11,$AG40:$AJ40,0)),1,0)*IF(ISNUMBER($AF40),(1-$AF40),1) + IF(ISNUMBER(MATCH(AU$11,$AK40:$AP40,0)),-1,0)*_xlfn.IFS(ISNUMBER($AD40),$AD40,ISNUMBER($AE40),$AE40,ISNUMBER($AF40),$AF40,AND($AD40=0,$AE40=0,$AF40=0),1)","v":0},{"$f":"IF(ISNUMBER(MATCH(AV$11,$AG40:$AJ40,0)),1,0)*IF(ISNUMBER($AF40),(1-$AF40),1) + IF(ISNUMBER(MATCH(AV$11,$AK40:$AP40,0)),-1,0)*_xlfn.IFS(ISNUMBER($AD40),$AD40,ISNUMBER($AE40),$AE40,ISNUMBER($AF40),$AF40,AND($AD40=0,$AE40=0,$AF40=0),1)","v":0},{"$f":"IF(ISNUMBER(MATCH(AW$11,$AG40:$AJ40,0)),1,0)*IF(ISNUMBER($AF40),(1-$AF40),1) + IF(ISNUMBER(MATCH(AW$11,$AK40:$AP40,0)),-1,0)*_xlfn.IFS(ISNUMBER($AD40),$AD40,ISNUMBER($AE40),$AE40,ISNUMBER($AF40),$AF40,AND($AD40=0,$AE40=0,$AF40=0),1)","v":0},{"$f":"IF(ISNUMBER(MATCH(AX$11,$AG40:$AJ40,0)),1,0)*IF(ISNUMBER($AF40),(1-$AF40),1) + IF(ISNUMBER(MATCH(AX$11,$AK40:$AP40,0)),-1,0)*_xlfn.IFS(ISNUMBER($AD40),$AD40,ISNUMBER($AE40),$AE40,ISNUMBER($AF40),$AF40,AND($AD40=0,$AE40=0,$AF40=0),1)","v":0},{"$f":"IF(ISNUMBER(MATCH(AY$11,$AG40:$AJ40,0)),1,0)*IF(ISNUMBER($AF40),(1-$AF40),1) + IF(ISNUMBER(MATCH(AY$11,$AK40:$AP40,0)),-1,0)*_xlfn.IFS(ISNUMBER($AD40),$AD40,ISNUMBER($AE40),$AE40,ISNUMBER($AF40),$AF40,AND($AD40=0,$AE40=0,$AF40=0),1)","v":0},{"$f":"IF(ISNUMBER(MATCH(AZ$11,$AG40:$AJ40,0)),1,0)*IF(ISNUMBER($AF40),(1-$AF40),1) + IF(ISNUMBER(MATCH(AZ$11,$AK40:$AP40,0)),-1,0)*_xlfn.IFS(ISNUMBER($AD40),$AD40,ISNUMBER($AE40),$AE40,ISNUMBER($AF40),$AF40,AND($AD40=0,$AE40=0,$AF40=0),1)","v":0},{"$f":"IF(ISNUMBER(MATCH(BA$11,$AG40:$AJ40,0)),1,0)*IF(ISNUMBER($AF40),(1-$AF40),1) + IF(ISNUMBER(MATCH(BA$11,$AK40:$AP40,0)),-1,0)*_xlfn.IFS(ISNUMBER($AD40),$AD40,ISNUMBER($AE40),$AE40,ISNUMBER($AF40),$AF40,AND($AD40=0,$AE40=0,$AF40=0),1)","v":0},{"$f":"IF(ISNUMBER(MATCH(BB$11,$AG40:$AJ40,0)),1,0)*IF(ISNUMBER($AF40),(1-$AF40),1) + IF(ISNUMBER(MATCH(BB$11,$AK40:$AP40,0)),-1,0)*_xlfn.IFS(ISNUMBER($AD40),$AD40,ISNUMBER($AE40),$AE40,ISNUMBER($AF40),$AF40,AND($AD40=0,$AE40=0,$AF40=0),1)","v":0},{"$f":"IF(ISNUMBER(MATCH(BC$11,$AG40:$AJ40,0)),1,0)*IF(ISNUMBER($AF40),(1-$AF40),1) + IF(ISNUMBER(MATCH(BC$11,$AK40:$AP40,0)),-1,0)*_xlfn.IFS(ISNUMBER($AD40),$AD40,ISNUMBER($AE40),$AE40,ISNUMBER($AF40),$AF40,AND($AD40=0,$AE40=0,$AF40=0),1)","v":0},{"$f":"IF(ISNUMBER(MATCH(BD$11,$AG40:$AJ40,0)),1,0)*IF(ISNUMBER($AF40),(1-$AF40),1) + IF(ISNUMBER(MATCH(BD$11,$AK40:$AP40,0)),-1,0)*_xlfn.IFS(ISNUMBER($AD40),$AD40,ISNUMBER($AE40),$AE40,ISNUMBER($AF40),$AF40,AND($AD40=0,$AE40=0,$AF40=0),1)","v":0},{"$f":"IF(ISNUMBER(MATCH(BE$11,$AG40:$AJ40,0)),1,0)*IF(ISNUMBER($AF40),(1-$AF40),1) + IF(ISNUMBER(MATCH(BE$11,$AK40:$AP40,0)),-1,0)*_xlfn.IFS(ISNUMBER($AD40),$AD40,ISNUMBER($AE40),$AE40,ISNUMBER($AF40),$AF40,AND($AD40=0,$AE40=0,$AF40=0),1)","v":0},{"$f":"IF(ISNUMBER(MATCH(BF$11,$AG40:$AJ40,0)),1,0)*IF(ISNUMBER($AF40),(1-$AF40),1) + IF(ISNUMBER(MATCH(BF$11,$AK40:$AP40,0)),-1,0)*_xlfn.IFS(ISNUMBER($AD40),$AD40,ISNUMBER($AE40),$AE40,ISNUMBER($AF40),$AF40,AND($AD40=0,$AE40=0,$AF40=0),1)","v":0},{"$f":"IF(ISNUMBER(MATCH(BG$11,$AG40:$AJ40,0)),1,0)*IF(ISNUMBER($AF40),(1-$AF40),1) + IF(ISNUMBER(MATCH(BG$11,$AK40:$AP40,0)),-1,0)*_xlfn.IFS(ISNUMBER($AD40),$AD40,ISNUMBER($AE40),$AE40,ISNUMBER($AF40),$AF40,AND($AD40=0,$AE40=0,$AF40=0),1)","v":0},{"$f":"IF(ISNUMBER(MATCH(BH$11,$AG40:$AJ40,0)),1,0)*IF(ISNUMBER($AF40),(1-$AF40),1) + IF(ISNUMBER(MATCH(BH$11,$AK40:$AP40,0)),-1,0)*_xlfn.IFS(ISNUMBER($AD40),$AD40,ISNUMBER($AE40),$AE40,ISNUMBER($AF40),$AF40,AND($AD40=0,$AE40=0,$AF40=0),1)","v":0},{"$f":"IF(ISNUMBER(MATCH(BI$11,$AG40:$AJ40,0)),1,0)*IF(ISNUMBER($AF40),(1-$AF40),1) + IF(ISNUMBER(MATCH(BI$11,$AK40:$AP40,0)),-1,0)*_xlfn.IFS(ISNUMBER($AD40),$AD40,ISNUMBER($AE40),$AE40,ISNUMBER($AF40),$AF40,AND($AD40=0,$AE40=0,$AF40=0),1)","v":0},{"$f":"IF(ISNUMBER(MATCH(BJ$11,$AG40:$AJ40,0)),1,0)*IF(ISNUMBER($AF40),(1-$AF40),1) + IF(ISNUMBER(MATCH(BJ$11,$AK40:$AP40,0)),-1,0)*_xlfn.IFS(ISNUMBER($AD40),$AD40,ISNUMBER($AE40),$AE40,ISNUMBER($AF40),$AF40,AND($AD40=0,$AE40=0,$AF40=0),1)","v":0},{"$f":"IF(ISNUMBER(MATCH(BK$11,$AG40:$AJ40,0)),1,0)*IF(ISNUMBER($AF40),(1-$AF40),1) + IF(ISNUMBER(MATCH(BK$11,$AK40:$AP40,0)),-1,0)*_xlfn.IFS(ISNUMBER($AD40),$AD40,ISNUMBER($AE40),$AE40,ISNUMBER($AF40),$AF40,AND($AD40=0,$AE40=0,$AF40=0),1)","v":0},{"$f":"IF(ISNUMBER(MATCH(BL$11,$AG40:$AJ40,0)),1,0)*IF(ISNUMBER($AF40),(1-$AF40),1) + IF(ISNUMBER(MATCH(BL$11,$AK40:$AP40,0)),-1,0)*_xlfn.IFS(ISNUMBER($AD40),$AD40,ISNUMBER($AE40),$AE40,ISNUMBER($AF40),$AF40,AND($AD40=0,$AE40=0,$AF40=0),1)","v":0},{"$f":"IF(ISNUMBER(MATCH(BM$11,$AG40:$AJ40,0)),1,0)*IF(ISNUMBER($AF40),(1-$AF40),1) + IF(ISNUMBER(MATCH(BM$11,$AK40:$AP40,0)),-1,0)*_xlfn.IFS(ISNUMBER($AD40),$AD40,ISNUMBER($AE40),$AE40,ISNUMBER($AF40),$AF40,AND($AD40=0,$AE40=0,$AF40=0),1)","v":-1},{"$f":"IF(ISNUMBER(MATCH(BN$11,$AG40:$AJ40,0)),1,0)*IF(ISNUMBER($AF40),(1-$AF40),1) + IF(ISNUMBER(MATCH(BN$11,$AK40:$AP40,0)),-1,0)*_xlfn.IFS(ISNUMBER($AD40),$AD40,ISNUMBER($AE40),$AE40,ISNUMBER($AF40),$AF40,AND($AD40=0,$AE40=0,$AF40=0),1)","v":0},{"$f":"IF(ISNUMBER(MATCH(BO$11,$AG40:$AJ40,0)),1,0)*IF(ISNUMBER($AF40),(1-$AF40),1) + IF(ISNUMBER(MATCH(BO$11,$AK40:$AP40,0)),-1,0)*_xlfn.IFS(ISNUMBER($AD40),$AD40,ISNUMBER($AE40),$AE40,ISNUMBER($AF40),$AF40,AND($AD40=0,$AE40=0,$AF40=0),1)","v":0},{"$f":"IF(ISNUMBER(MATCH(BP$11,$AG40:$AJ40,0)),1,0)*IF(ISNUMBER($AF40),(1-$AF40),1) + IF(ISNUMBER(MATCH(BP$11,$AK40:$AP40,0)),-1,0)*_xlfn.IFS(ISNUMBER($AD40),$AD40,ISNUMBER($AE40),$AE40,ISNUMBER($AF40),$AF40,AND($AD40=0,$AE40=0,$AF40=0),1)","v":0},{"$f":"IF(ISNUMBER(MATCH(BQ$11,$AG40:$AJ40,0)),1,0)*IF(ISNUMBER($AF40),(1-$AF40),1) + IF(ISNUMBER(MATCH(BQ$11,$AK40:$AP40,0)),-1,0)*_xlfn.IFS(ISNUMBER($AD40),$AD40,ISNUMBER($AE40),$AE40,ISNUMBER($AF40),$AF40,AND($AD40=0,$AE40=0,$AF40=0),1)","v":0},{"$f":"IF(ISNUMBER(MATCH(BR$11,$AG40:$AJ40,0)),1,0)*IF(ISNUMBER($AF40),(1-$AF40),1) + IF(ISNUMBER(MATCH(BR$11,$AK40:$AP40,0)),-1,0)*_xlfn.IFS(ISNUMBER($AD40),$AD40,ISNUMBER($AE40),$AE40,ISNUMBER($AF40),$AF40,AND($AD40=0,$AE40=0,$AF40=0),1)","v":0},{"$f":"IF(ISNUMBER(MATCH(BS$11,$AG40:$AJ40,0)),1,0)*IF(ISNUMBER($AF40),(1-$AF40),1) + IF(ISNUMBER(MATCH(BS$11,$AK40:$AP40,0)),-1,0)*_xlfn.IFS(ISNUMBER($AD40),$AD40,ISNUMBER($AE40),$AE40,ISNUMBER($AF40),$AF40,AND($AD40=0,$AE40=0,$AF40=0),1)","v":0},{"$f":"IF(ISNUMBER(MATCH(BT$11,$AG40:$AJ40,0)),1,0)*IF(ISNUMBER($AF40),(1-$AF40),1) + IF(ISNUMBER(MATCH(BT$11,$AK40:$AP40,0)),-1,0)*_xlfn.IFS(ISNUMBER($AD40),$AD40,ISNUMBER($AE40),$AE40,ISNUMBER($AF40),$AF40,AND($AD40=0,$AE40=0,$AF40=0),1)","v":0},{"$f":"IF(ISNUMBER(MATCH(BU$11,$AG40:$AJ40,0)),1,0)*IF(ISNUMBER($AF40),(1-$AF40),1) + IF(ISNUMBER(MATCH(BU$11,$AK40:$AP40,0)),-1,0)*_xlfn.IFS(ISNUMBER($AD40),$AD40,ISNUMBER($AE40),$AE40,ISNUMBER($AF40),$AF40,AND($AD40=0,$AE40=0,$AF40=0),1)","v":0},{"$f":"IF(ISNUMBER(MATCH(BV$11,$AG40:$AJ40,0)),1,0)*IF(ISNUMBER($AF40),(1-$AF40),1) + IF(ISNUMBER(MATCH(BV$11,$AK40:$AP40,0)),-1,0)*_xlfn.IFS(ISNUMBER($AD40),$AD40,ISNUMBER($AE40),$AE40,ISNUMBER($AF40),$AF40,AND($AD40=0,$AE40=0,$AF40=0),1)","v":0},{"$f":"IF(ISNUMBER(MATCH(BW$11,$AG40:$AJ40,0)),1,0)*IF(ISNUMBER($AF40),(1-$AF40),1) + IF(ISNUMBER(MATCH(BW$11,$AK40:$AP40,0)),-1,0)*_xlfn.IFS(ISNUMBER($AD40),$AD40,ISNUMBER($AE40),$AE40,ISNUMBER($AF40),$AF40,AND($AD40=0,$AE40=0,$AF40=0),1)","v":0},{"$f":"IF(ISNUMBER(MATCH(BX$11,$AG40:$AJ40,0)),1,0)*IF(ISNUMBER($AF40),(1-$AF40),1) + IF(ISNUMBER(MATCH(BX$11,$AK40:$AP40,0)),-1,0)*_xlfn.IFS(ISNUMBER($AD40),$AD40,ISNUMBER($AE40),$AE40,ISNUMBER($AF40),$AF40,AND($AD40=0,$AE40=0,$AF40=0),1)","v":0},{"$f":"IF(ISNUMBER(MATCH(BY$11,$AG40:$AJ40,0)),1,0)*IF(ISNUMBER($AF40),(1-$AF40),1) + IF(ISNUMBER(MATCH(BY$11,$AK40:$AP40,0)),-1,0)*_xlfn.IFS(ISNUMBER($AD40),$AD40,ISNUMBER($AE40),$AE40,ISNUMBER($AF40),$AF40,AND($AD40=0,$AE40=0,$AF40=0),1)","v":0},{"$f":"IF(ISNUMBER(MATCH(BZ$11,$AG40:$AJ40,0)),1,0)*IF(ISNUMBER($AF40),(1-$AF40),1) + IF(ISNUMBER(MATCH(BZ$11,$AK40:$AP40,0)),-1,0)*_xlfn.IFS(ISNUMBER($AD40),$AD40,ISNUMBER($AE40),$AE40,ISNUMBER($AF40),$AF40,AND($AD40=0,$AE40=0,$AF40=0),1)","v":0},{"$f":"IF(ISNUMBER(MATCH(CA$11,$AG40:$AJ40,0)),1,0)*IF(ISNUMBER($AF40),(1-$AF40),1) + IF(ISNUMBER(MATCH(CA$11,$AK40:$AP40,0)),-1,0)*_xlfn.IFS(ISNUMBER($AD40),$AD40,ISNUMBER($AE40),$AE40,ISNUMBER($AF40),$AF40,AND($AD40=0,$AE40=0,$AF40=0),1)","v":0},{"$f":"IF(ISNUMBER(MATCH(CB$11,$AG40:$AJ40,0)),1,0)*IF(ISNUMBER($AF40),(1-$AF40),1) + IF(ISNUMBER(MATCH(CB$11,$AK40:$AP40,0)),-1,0)*_xlfn.IFS(ISNUMBER($AD40),$AD40,ISNUMBER($AE40),$AE40,ISNUMBER($AF40),$AF40,AND($AD40=0,$AE40=0,$AF40=0),1)","v":0},{"$f":"IF(ISNUMBER(MATCH(CC$11,$AG40:$AJ40,0)),1,0)*IF(ISNUMBER($AF40),(1-$AF40),1) + IF(ISNUMBER(MATCH(CC$11,$AK40:$AP40,0)),-1,0)*_xlfn.IFS(ISNUMBER($AD40),$AD40,ISNUMBER($AE40),$AE40,ISNUMBER($AF40),$AF40,AND($AD40=0,$AE40=0,$AF40=0),1)","v":0},{"$f":"IF(ISNUMBER(MATCH(CD$11,$AG40:$AJ40,0)),1,0)*IF(ISNUMBER($AF40),(1-$AF40),1) + IF(ISNUMBER(MATCH(CD$11,$AK40:$AP40,0)),-1,0)*_xlfn.IFS(ISNUMBER($AD40),$AD40,ISNUMBER($AE40),$AE40,ISNUMBER($AF40),$AF40,AND($AD40=0,$AE40=0,$AF40=0),1)","v":0},{"$f":"IF(ISNUMBER(MATCH(CE$11,$AG40:$AJ40,0)),1,0)*IF(ISNUMBER($AF40),(1-$AF40),1) + IF(ISNUMBER(MATCH(CE$11,$AK40:$AP40,0)),-1,0)*_xlfn.IFS(ISNUMBER($AD40),$AD40,ISNUMBER($AE40),$AE40,ISNUMBER($AF40),$AF40,AND($AD40=0,$AE40=0,$AF40=0),1)","v":0},{"$f":"IF(ISNUMBER(MATCH(CF$11,$AG40:$AJ40,0)),1,0)*IF(ISNUMBER($AF40),(1-$AF40),1) + IF(ISNUMBER(MATCH(CF$11,$AK40:$AP40,0)),-1,0)*_xlfn.IFS(ISNUMBER($AD40),$AD40,ISNUMBER($AE40),$AE40,ISNUMBER($AF40),$AF40,AND($AD40=0,$AE40=0,$AF40=0),1)","v":0},{"$f":"IF(ISNUMBER(MATCH(CG$11,$AG40:$AJ40,0)),1,0)*IF(ISNUMBER($AF40),(1-$AF40),1) + IF(ISNUMBER(MATCH(CG$11,$AK40:$AP40,0)),-1,0)*_xlfn.IFS(ISNUMBER($AD40),$AD40,ISNUMBER($AE40),$AE40,ISNUMBER($AF40),$AF40,AND($AD40=0,$AE40=0,$AF40=0),1)","v":0},{"$f":"IF(ISNUMBER(MATCH(CH$11,$AG40:$AJ40,0)),1,0)*IF(ISNUMBER($AF40),(1-$AF40),1) + IF(ISNUMBER(MATCH(CH$11,$AK40:$AP40,0)),-1,0)*_xlfn.IFS(ISNUMBER($AD40),$AD40,ISNUMBER($AE40),$AE40,ISNUMBER($AF40),$AF40,AND($AD40=0,$AE40=0,$AF40=0),1)","v":1},{"$f":"IF(ISNUMBER(MATCH(CI$11,$AG40:$AJ40,0)),1,0)*IF(ISNUMBER($AF40),(1-$AF40),1) + IF(ISNUMBER(MATCH(CI$11,$AK40:$AP40,0)),-1,0)*_xlfn.IFS(ISNUMBER($AD40),$AD40,ISNUMBER($AE40),$AE40,ISNUMBER($AF40),$AF40,AND($AD40=0,$AE40=0,$AF40=0),1)","v":0},{"$f":"IF(ISNUMBER(MATCH(CJ$11,$AG40:$AJ40,0)),1,0)*IF(ISNUMBER($AF40),(1-$AF40),1) + IF(ISNUMBER(MATCH(CJ$11,$AK40:$AP40,0)),-1,0)*_xlfn.IFS(ISNUMBER($AD40),$AD40,ISNUMBER($AE40),$AE40,ISNUMBER($AF40),$AF40,AND($AD40=0,$AE40=0,$AF40=0),1)","v":0},{"$f":"IF(ISNUMBER(MATCH(CK$11,$AG40:$AJ40,0)),1,0)*IF(ISNUMBER($AF40),(1-$AF40),1) + IF(ISNUMBER(MATCH(CK$11,$AK40:$AP40,0)),-1,0)*_xlfn.IFS(ISNUMBER($AD40),$AD40,ISNUMBER($AE40),$AE40,ISNUMBER($AF40),$AF40,AND($AD40=0,$AE40=0,$AF40=0),1)","v":0},{"$f":"IF(ISNUMBER(MATCH(CL$11,$AG40:$AJ40,0)),1,0)*IF(ISNUMBER($AF40),(1-$AF40),1) + IF(ISNUMBER(MATCH(CL$11,$AK40:$AP40,0)),-1,0)*_xlfn.IFS(ISNUMBER($AD40),$AD40,ISNUMBER($AE40),$AE40,ISNUMBER($AF40),$AF40,AND($AD40=0,$AE40=0,$AF40=0),1)","v":0},{"$f":"IF(ISNUMBER(MATCH(CM$11,$AG40:$AJ40,0)),1,0)*IF(ISNUMBER($AF40),(1-$AF40),1) + IF(ISNUMBER(MATCH(CM$11,$AK40:$AP40,0)),-1,0)*_xlfn.IFS(ISNUMBER($AD40),$AD40,ISNUMBER($AE40),$AE40,ISNUMBER($AF40),$AF40,AND($AD40=0,$AE40=0,$AF40=0),1)","v":0},{"$f":"IF(ISNUMBER(MATCH(CN$11,$AG40:$AJ40,0)),1,0)*IF(ISNUMBER($AF40),(1-$AF40),1) + IF(ISNUMBER(MATCH(CN$11,$AK40:$AP40,0)),-1,0)*_xlfn.IFS(ISNUMBER($AD40),$AD40,ISNUMBER($AE40),$AE40,ISNUMBER($AF40),$AF40,AND($AD40=0,$AE40=0,$AF40=0),1)","v":0},{"$f":"IF(ISNUMBER(MATCH(CO$11,$AG40:$AJ40,0)),1,0)*IF(ISNUMBER($AF40),(1-$AF40),1) + IF(ISNUMBER(MATCH(CO$11,$AK40:$AP40,0)),-1,0)*_xlfn.IFS(ISNUMBER($AD40),$AD40,ISNUMBER($AE40),$AE40,ISNUMBER($AF40),$AF40,AND($AD40=0,$AE40=0,$AF40=0),1)","v":0},{"$f":"IF(ISNUMBER(MATCH(CP$11,$AG40:$AJ40,0)),1,0)*IF(ISNUMBER($AF40),(1-$AF40),1) + IF(ISNUMBER(MATCH(CP$11,$AK40:$AP40,0)),-1,0)*_xlfn.IFS(ISNUMBER($AD40),$AD40,ISNUMBER($AE40),$AE40,ISNUMBER($AF40),$AF40,AND($AD40=0,$AE40=0,$AF40=0),1)","v":0},{"$f":"IF(ISNUMBER(MATCH(CQ$11,$AG40:$AJ40,0)),1,0)*IF(ISNUMBER($AF40),(1-$AF40),1) + IF(ISNUMBER(MATCH(CQ$11,$AK40:$AP40,0)),-1,0)*_xlfn.IFS(ISNUMBER($AD40),$AD40,ISNUMBER($AE40),$AE40,ISNUMBER($AF40),$AF40,AND($AD40=0,$AE40=0,$AF40=0),1)","v":0},{"$f":"IF(ISNUMBER(MATCH(CR$11,$AG40:$AJ40,0)),1,0)*IF(ISNUMBER($AF40),(1-$AF40),1) + IF(ISNUMBER(MATCH(CR$11,$AK40:$AP40,0)),-1,0)*_xlfn.IFS(ISNUMBER($AD40),$AD40,ISNUMBER($AE40),$AE40,ISNUMBER($AF40),$AF40,AND($AD40=0,$AE40=0,$AF40=0),1)","v":0},{"$f":"IF(ISNUMBER(MATCH(CS$11,$AG40:$AJ40,0)),1,0)*IF(ISNUMBER($AF40),(1-$AF40),1) + IF(ISNUMBER(MATCH(CS$11,$AK40:$AP40,0)),-1,0)*_xlfn.IFS(ISNUMBER($AD40),$AD40,ISNUMBER($AE40),$AE40,ISNUMBER($AF40),$AF40,AND($AD40=0,$AE40=0,$AF40=0),1)","v":0},{"$f":"IF(ISNUMBER(MATCH(CT$11,$AG40:$AJ40,0)),1,0)*IF(ISNUMBER($AF40),(1-$AF40),1) + IF(ISNUMBER(MATCH(CT$11,$AK40:$AP40,0)),-1,0)*_xlfn.IFS(ISNUMBER($AD40),$AD40,ISNUMBER($AE40),$AE40,ISNUMBER($AF40),$AF40,AND($AD40=0,$AE40=0,$AF40=0),1)","v":0},{"$f":"IF(ISNUMBER(MATCH(CU$11,$AG40:$AJ40,0)),1,0)*IF(ISNUMBER($AF40),(1-$AF40),1) + IF(ISNUMBER(MATCH(CU$11,$AK40:$AP40,0)),-1,0)*_xlfn.IFS(ISNUMBER($AD40),$AD40,ISNUMBER($AE40),$AE40,ISNUMBER($AF40),$AF40,AND($AD40=0,$AE40=0,$AF40=0),1)","v":0},{"$f":"IF(ISNUMBER(MATCH(CV$11,$AG40:$AJ40,0)),1,0)*IF(ISNUMBER($AF40),(1-$AF40),1) + IF(ISNUMBER(MATCH(CV$11,$AK40:$AP40,0)),-1,0)*_xlfn.IFS(ISNUMBER($AD40),$AD40,ISNUMBER($AE40),$AE40,ISNUMBER($AF40),$AF40,AND($AD40=0,$AE40=0,$AF40=0),1)","v":0},{"$f":"IF(ISNUMBER(MATCH(CW$11,$AG40:$AJ40,0)),1,0)*IF(ISNUMBER($AF40),(1-$AF40),1) + IF(ISNUMBER(MATCH(CW$11,$AK40:$AP40,0)),-1,0)*_xlfn.IFS(ISNUMBER($AD40),$AD40,ISNUMBER($AE40),$AE40,ISNUMBER($AF40),$AF40,AND($AD40=0,$AE40=0,$AF40=0),1)","v":0},{"$f":"IF(ISNUMBER(MATCH(CX$11,$AG40:$AJ40,0)),1,0)*IF(ISNUMBER($AF40),(1-$AF40),1) + IF(ISNUMBER(MATCH(CX$11,$AK40:$AP40,0)),-1,0)*_xlfn.IFS(ISNUMBER($AD40),$AD40,ISNUMBER($AE40),$AE40,ISNUMBER($AF40),$AF40,AND($AD40=0,$AE40=0,$AF40=0),1)","v":0},{"$f":"IF(ISNUMBER(MATCH(CY$11,$AG40:$AJ40,0)),1,0)*IF(ISNUMBER($AF40),(1-$AF40),1) + IF(ISNUMBER(MATCH(CY$11,$AK40:$AP40,0)),-1,0)*_xlfn.IFS(ISNUMBER($AD40),$AD40,ISNUMBER($AE40),$AE40,ISNUMBER($AF40),$AF40,AND($AD40=0,$AE40=0,$AF40=0),1)","v":0},{"$f":"IF(ISNUMBER(MATCH(CZ$11,$AG40:$AJ40,0)),1,0)*IF(ISNUMBER($AF40),(1-$AF40),1) + IF(ISNUMBER(MATCH(CZ$11,$AK40:$AP40,0)),-1,0)*_xlfn.IFS(ISNUMBER($AD40),$AD40,ISNUMBER($AE40),$AE40,ISNUMBER($AF40),$AF40,AND($AD40=0,$AE40=0,$AF40=0),1)","v":0},{"$f":"IF(ISNUMBER(MATCH(DA$11,$AG40:$AJ40,0)),1,0)*IF(ISNUMBER($AF40),(1-$AF40),1) + IF(ISNUMBER(MATCH(DA$11,$AK40:$AP40,0)),-1,0)*_xlfn.IFS(ISNUMBER($AD40),$AD40,ISNUMBER($AE40),$AE40,ISNUMBER($AF40),$AF40,AND($AD40=0,$AE40=0,$AF40=0),1)","v":0},{"$f":"IF(ISNUMBER(MATCH(DB$11,$AG40:$AJ40,0)),1,0)*IF(ISNUMBER($AF40),(1-$AF40),1) + IF(ISNUMBER(MATCH(DB$11,$AK40:$AP40,0)),-1,0)*_xlfn.IFS(ISNUMBER($AD40),$AD40,ISNUMBER($AE40),$AE40,ISNUMBER($AF40),$AF40,AND($AD40=0,$AE40=0,$AF40=0),1)","v":0},{"$f":"IF(ISNUMBER(MATCH(DC$11,$AG40:$AJ40,0)),1,0)*IF(ISNUMBER($AF40),(1-$AF40),1) + IF(ISNUMBER(MATCH(DC$11,$AK40:$AP40,0)),-1,0)*_xlfn.IFS(ISNUMBER($AD40),$AD40,ISNUMBER($AE40),$AE40,ISNUMBER($AF40),$AF40,AND($AD40=0,$AE40=0,$AF40=0),1)","v":0},{"$f":"IF(ISNUMBER(MATCH(DD$11,$AG40:$AJ40,0)),1,0)*IF(ISNUMBER($AF40),(1-$AF40),1) + IF(ISNUMBER(MATCH(DD$11,$AK40:$AP40,0)),-1,0)*_xlfn.IFS(ISNUMBER($AD40),$AD40,ISNUMBER($AE40),$AE40,ISNUMBER($AF40),$AF40,AND($AD40=0,$AE40=0,$AF40=0),1)","v":0},{"$f":"IF(ISNUMBER(MATCH(DE$11,$AG40:$AJ40,0)),1,0)*IF(ISNUMBER($AF40),(1-$AF40),1) + IF(ISNUMBER(MATCH(DE$11,$AK40:$AP40,0)),-1,0)*_xlfn.IFS(ISNUMBER($AD40),$AD40,ISNUMBER($AE40),$AE40,ISNUMBER($AF40),$AF40,AND($AD40=0,$AE40=0,$AF40=0),1)","v":0},null,0,"Datarooms","HRU,LT","Prop",null,null,null,null,null,null,null,null,null,"q_drms_dr2-hru,lt",1,0,0,0,0,0,0,0,0,0,0,0,0,0,0,0,0,0,0,0,0,0,0,0,0,0,0,0,0,0,0,0,0,0,0,1,0,0,0,0,0,0,0,0,0,0,0,0,0,0,0,0,0,0,0,0,0,0,0,0,0,0,0,0,0,0,0,0,null,null,null,null,null,null,null,null,null,null,null,"q_drms_dr2-hru,lt",null,0,0,0,0,0,0,0,0,0,0,0,0,0,0,0,0,0,0,0,0,0,0,0,0,0,0,0,0,0,0,0,0,0,0,1,0,0,0,0,0,0,0,0,0,0,0,0,0,0,0,0,0,0,0,0,0,0,0,0,0,0,0,0,0,0,0,0,null,null,"q_drms_dr2-hru,lt",0,0,0,0,0,0,0,0,0,0,0,0,0,0,0,0,0,0,0,0,0,0,0,0,0,0,0,0,0,0,0,0,0,0,1,0,0,0,0,0,0,0,0,0,0,0,0,0,0,0,0,0,0,0,0,0,0,0,0,0,0,0,0,0,0,0,0]
[null,null,null,null,null,null,null,null,null,null,null,null,null,null,null,null,null,null,"q_drms_dr1-hru,lt",1215.2460954584492,1215.2460954584492,1215.2460954584492,1215.2460954584492,1215.2460954584492,1215.2460954584492,null,"Workload","Prop",null,{"$f":"'IT Load Datarooms Calculate'!F56","v":0.98999999999999988},null,null,"w_drms-dr2",null,null,null,"e_drms_crit-dr2",null,null,null,null,null,null,{"$f":"IF(ISNUMBER(MATCH(AR$11,$AG41:$AJ41,0)),1,0)*IF(ISNUMBER($AF41),(1-$AF41),1) + IF(ISNUMBER(MATCH(AR$11,$AK41:$AP41,0)),-1,0)*_xlfn.IFS(ISNUMBER($AD41),$AD41,ISNUMBER($AE41),$AE41,ISNUMBER($AF41),$AF41,AND($AD41=0,$AE41=0,$AF41=0),1)","v":0},{"$f":"IF(ISNUMBER(MATCH(AS$11,$AG41:$AJ41,0)),1,0)*IF(ISNUMBER($AF41),(1-$AF41),1) + IF(ISNUMBER(MATCH(AS$11,$AK41:$AP41,0)),-1,0)*_xlfn.IFS(ISNUMBER($AD41),$AD41,ISNUMBER($AE41),$AE41,ISNUMBER($AF41),$AF41,AND($AD41=0,$AE41=0,$AF41=0),1)","v":0},{"$f":"IF(ISNUMBER(MATCH(AT$11,$AG41:$AJ41,0)),1,0)*IF(ISNUMBER($AF41),(1-$AF41),1) + IF(ISNUMBER(MATCH(AT$11,$AK41:$AP41,0)),-1,0)*_xlfn.IFS(ISNUMBER($AD41),$AD41,ISNUMBER($AE41),$AE41,ISNUMBER($AF41),$AF41,AND($AD41=0,$AE41=0,$AF41=0),1)","v":0},{"$f":"IF(ISNUMBER(MATCH(AU$11,$AG41:$AJ41,0)),1,0)*IF(ISNUMBER($AF41),(1-$AF41),1) + IF(ISNUMBER(MATCH(AU$11,$AK41:$AP41,0)),-1,0)*_xlfn.IFS(ISNUMBER($AD41),$AD41,ISNUMBER($AE41),$AE41,ISNUMBER($AF41),$AF41,AND($AD41=0,$AE41=0,$AF41=0),1)","v":0},{"$f":"IF(ISNUMBER(MATCH(AV$11,$AG41:$AJ41,0)),1,0)*IF(ISNUMBER($AF41),(1-$AF41),1) + IF(ISNUMBER(MATCH(AV$11,$AK41:$AP41,0)),-1,0)*_xlfn.IFS(ISNUMBER($AD41),$AD41,ISNUMBER($AE41),$AE41,ISNUMBER($AF41),$AF41,AND($AD41=0,$AE41=0,$AF41=0),1)","v":0},{"$f":"IF(ISNUMBER(MATCH(AW$11,$AG41:$AJ41,0)),1,0)*IF(ISNUMBER($AF41),(1-$AF41),1) + IF(ISNUMBER(MATCH(AW$11,$AK41:$AP41,0)),-1,0)*_xlfn.IFS(ISNUMBER($AD41),$AD41,ISNUMBER($AE41),$AE41,ISNUMBER($AF41),$AF41,AND($AD41=0,$AE41=0,$AF41=0),1)","v":0},{"$f":"IF(ISNUMBER(MATCH(AX$11,$AG41:$AJ41,0)),1,0)*IF(ISNUMBER($AF41),(1-$AF41),1) + IF(ISNUMBER(MATCH(AX$11,$AK41:$AP41,0)),-1,0)*_xlfn.IFS(ISNUMBER($AD41),$AD41,ISNUMBER($AE41),$AE41,ISNUMBER($AF41),$AF41,AND($AD41=0,$AE41=0,$AF41=0),1)","v":0},{"$f":"IF(ISNUMBER(MATCH(AY$11,$AG41:$AJ41,0)),1,0)*IF(ISNUMBER($AF41),(1-$AF41),1) + IF(ISNUMBER(MATCH(AY$11,$AK41:$AP41,0)),-1,0)*_xlfn.IFS(ISNUMBER($AD41),$AD41,ISNUMBER($AE41),$AE41,ISNUMBER($AF41),$AF41,AND($AD41=0,$AE41=0,$AF41=0),1)","v":0},{"$f":"IF(ISNUMBER(MATCH(AZ$11,$AG41:$AJ41,0)),1,0)*IF(ISNUMBER($AF41),(1-$AF41),1) + IF(ISNUMBER(MATCH(AZ$11,$AK41:$AP41,0)),-1,0)*_xlfn.IFS(ISNUMBER($AD41),$AD41,ISNUMBER($AE41),$AE41,ISNUMBER($AF41),$AF41,AND($AD41=0,$AE41=0,$AF41=0),1)","v":0},{"$f":"IF(ISNUMBER(MATCH(BA$11,$AG41:$AJ41,0)),1,0)*IF(ISNUMBER($AF41),(1-$AF41),1) + IF(ISNUMBER(MATCH(BA$11,$AK41:$AP41,0)),-1,0)*_xlfn.IFS(ISNUMBER($AD41),$AD41,ISNUMBER($AE41),$AE41,ISNUMBER($AF41),$AF41,AND($AD41=0,$AE41=0,$AF41=0),1)","v":0},{"$f":"IF(ISNUMBER(MATCH(BB$11,$AG41:$AJ41,0)),1,0)*IF(ISNUMBER($AF41),(1-$AF41),1) + IF(ISNUMBER(MATCH(BB$11,$AK41:$AP41,0)),-1,0)*_xlfn.IFS(ISNUMBER($AD41),$AD41,ISNUMBER($AE41),$AE41,ISNUMBER($AF41),$AF41,AND($AD41=0,$AE41=0,$AF41=0),1)","v":0},{"$f":"IF(ISNUMBER(MATCH(BC$11,$AG41:$AJ41,0)),1,0)*IF(ISNUMBER($AF41),(1-$AF41),1) + IF(ISNUMBER(MATCH(BC$11,$AK41:$AP41,0)),-1,0)*_xlfn.IFS(ISNUMBER($AD41),$AD41,ISNUMBER($AE41),$AE41,ISNUMBER($AF41),$AF41,AND($AD41=0,$AE41=0,$AF41=0),1)","v":0},{"$f":"IF(ISNUMBER(MATCH(BD$11,$AG41:$AJ41,0)),1,0)*IF(ISNUMBER($AF41),(1-$AF41),1) + IF(ISNUMBER(MATCH(BD$11,$AK41:$AP41,0)),-1,0)*_xlfn.IFS(ISNUMBER($AD41),$AD41,ISNUMBER($AE41),$AE41,ISNUMBER($AF41),$AF41,AND($AD41=0,$AE41=0,$AF41=0),1)","v":0},{"$f":"IF(ISNUMBER(MATCH(BE$11,$AG41:$AJ41,0)),1,0)*IF(ISNUMBER($AF41),(1-$AF41),1) + IF(ISNUMBER(MATCH(BE$11,$AK41:$AP41,0)),-1,0)*_xlfn.IFS(ISNUMBER($AD41),$AD41,ISNUMBER($AE41),$AE41,ISNUMBER($AF41),$AF41,AND($AD41=0,$AE41=0,$AF41=0),1)","v":0},{"$f":"IF(ISNUMBER(MATCH(BF$11,$AG41:$AJ41,0)),1,0)*IF(ISNUMBER($AF41),(1-$AF41),1) + IF(ISNUMBER(MATCH(BF$11,$AK41:$AP41,0)),-1,0)*_xlfn.IFS(ISNUMBER($AD41),$AD41,ISNUMBER($AE41),$AE41,ISNUMBER($AF41),$AF41,AND($AD41=0,$AE41=0,$AF41=0),1)","v":0},{"$f":"IF(ISNUMBER(MATCH(BG$11,$AG41:$AJ41,0)),1,0)*IF(ISNUMBER($AF41),(1-$AF41),1) + IF(ISNUMBER(MATCH(BG$11,$AK41:$AP41,0)),-1,0)*_xlfn.IFS(ISNUMBER($AD41),$AD41,ISNUMBER($AE41),$AE41,ISNUMBER($AF41),$AF41,AND($AD41=0,$AE41=0,$AF41=0),1)","v":0},{"$f":"IF(ISNUMBER(MATCH(BH$11,$AG41:$AJ41,0)),1,0)*IF(ISNUMBER($AF41),(1-$AF41),1) + IF(ISNUMBER(MATCH(BH$11,$AK41:$AP41,0)),-1,0)*_xlfn.IFS(ISNUMBER($AD41),$AD41,ISNUMBER($AE41),$AE41,ISNUMBER($AF41),$AF41,AND($AD41=0,$AE41=0,$AF41=0),1)","v":0},{"$f":"IF(ISNUMBER(MATCH(BI$11,$AG41:$AJ41,0)),1,0)*IF(ISNUMBER($AF41),(1-$AF41),1) + IF(ISNUMBER(MATCH(BI$11,$AK41:$AP41,0)),-1,0)*_xlfn.IFS(ISNUMBER($AD41),$AD41,ISNUMBER($AE41),$AE41,ISNUMBER($AF41),$AF41,AND($AD41=0,$AE41=0,$AF41=0),1)","v":0},{"$f":"IF(ISNUMBER(MATCH(BJ$11,$AG41:$AJ41,0)),1,0)*IF(ISNUMBER($AF41),(1-$AF41),1) + IF(ISNUMBER(MATCH(BJ$11,$AK41:$AP41,0)),-1,0)*_xlfn.IFS(ISNUMBER($AD41),$AD41,ISNUMBER($AE41),$AE41,ISNUMBER($AF41),$AF41,AND($AD41=0,$AE41=0,$AF41=0),1)","v":0},{"$f":"IF(ISNUMBER(MATCH(BK$11,$AG41:$AJ41,0)),1,0)*IF(ISNUMBER($AF41),(1-$AF41),1) + IF(ISNUMBER(MATCH(BK$11,$AK41:$AP41,0)),-1,0)*_xlfn.IFS(ISNUMBER($AD41),$AD41,ISNUMBER($AE41),$AE41,ISNUMBER($AF41),$AF41,AND($AD41=0,$AE41=0,$AF41=0),1)","v":0},{"$f":"IF(ISNUMBER(MATCH(BL$11,$AG41:$AJ41,0)),1,0)*IF(ISNUMBER($AF41),(1-$AF41),1) + IF(ISNUMBER(MATCH(BL$11,$AK41:$AP41,0)),-1,0)*_xlfn.IFS(ISNUMBER($AD41),$AD41,ISNUMBER($AE41),$AE41,ISNUMBER($AF41),$AF41,AND($AD41=0,$AE41=0,$AF41=0),1)","v":0},{"$f":"IF(ISNUMBER(MATCH(BM$11,$AG41:$AJ41,0)),1,0)*IF(ISNUMBER($AF41),(1-$AF41),1) + IF(ISNUMBER(MATCH(BM$11,$AK41:$AP41,0)),-1,0)*_xlfn.IFS(ISNUMBER($AD41),$AD41,ISNUMBER($AE41),$AE41,ISNUMBER($AF41),$AF41,AND($AD41=0,$AE41=0,$AF41=0),1)","v":-0.98999999999999988},{"$f":"IF(ISNUMBER(MATCH(BN$11,$AG41:$AJ41,0)),1,0)*IF(ISNUMBER($AF41),(1-$AF41),1) + IF(ISNUMBER(MATCH(BN$11,$AK41:$AP41,0)),-1,0)*_xlfn.IFS(ISNUMBER($AD41),$AD41,ISNUMBER($AE41),$AE41,ISNUMBER($AF41),$AF41,AND($AD41=0,$AE41=0,$AF41=0),1)","v":0},{"$f":"IF(ISNUMBER(MATCH(BO$11,$AG41:$AJ41,0)),1,0)*IF(ISNUMBER($AF41),(1-$AF41),1) + IF(ISNUMBER(MATCH(BO$11,$AK41:$AP41,0)),-1,0)*_xlfn.IFS(ISNUMBER($AD41),$AD41,ISNUMBER($AE41),$AE41,ISNUMBER($AF41),$AF41,AND($AD41=0,$AE41=0,$AF41=0),1)","v":1},{"$f":"IF(ISNUMBER(MATCH(BP$11,$AG41:$AJ41,0)),1,0)*IF(ISNUMBER($AF41),(1-$AF41),1) + IF(ISNUMBER(MATCH(BP$11,$AK41:$AP41,0)),-1,0)*_xlfn.IFS(ISNUMBER($AD41),$AD41,ISNUMBER($AE41),$AE41,ISNUMBER($AF41),$AF41,AND($AD41=0,$AE41=0,$AF41=0),1)","v":0},{"$f":"IF(ISNUMBER(MATCH(BQ$11,$AG41:$AJ41,0)),1,0)*IF(ISNUMBER($AF41),(1-$AF41),1) + IF(ISNUMBER(MATCH(BQ$11,$AK41:$AP41,0)),-1,0)*_xlfn.IFS(ISNUMBER($AD41),$AD41,ISNUMBER($AE41),$AE41,ISNUMBER($AF41),$AF41,AND($AD41=0,$AE41=0,$AF41=0),1)","v":0},{"$f":"IF(ISNUMBER(MATCH(BR$11,$AG41:$AJ41,0)),1,0)*IF(ISNUMBER($AF41),(1-$AF41),1) + IF(ISNUMBER(MATCH(BR$11,$AK41:$AP41,0)),-1,0)*_xlfn.IFS(ISNUMBER($AD41),$AD41,ISNUMBER($AE41),$AE41,ISNUMBER($AF41),$AF41,AND($AD41=0,$AE41=0,$AF41=0),1)","v":0},{"$f":"IF(ISNUMBER(MATCH(BS$11,$AG41:$AJ41,0)),1,0)*IF(ISNUMBER($AF41),(1-$AF41),1) + IF(ISNUMBER(MATCH(BS$11,$AK41:$AP41,0)),-1,0)*_xlfn.IFS(ISNUMBER($AD41),$AD41,ISNUMBER($AE41),$AE41,ISNUMBER($AF41),$AF41,AND($AD41=0,$AE41=0,$AF41=0),1)","v":0},{"$f":"IF(ISNUMBER(MATCH(BT$11,$AG41:$AJ41,0)),1,0)*IF(ISNUMBER($AF41),(1-$AF41),1) + IF(ISNUMBER(MATCH(BT$11,$AK41:$AP41,0)),-1,0)*_xlfn.IFS(ISNUMBER($AD41),$AD41,ISNUMBER($AE41),$AE41,ISNUMBER($AF41),$AF41,AND($AD41=0,$AE41=0,$AF41=0),1)","v":0},{"$f":"IF(ISNUMBER(MATCH(BU$11,$AG41:$AJ41,0)),1,0)*IF(ISNUMBER($AF41),(1-$AF41),1) + IF(ISNUMBER(MATCH(BU$11,$AK41:$AP41,0)),-1,0)*_xlfn.IFS(ISNUMBER($AD41),$AD41,ISNUMBER($AE41),$AE41,ISNUMBER($AF41),$AF41,AND($AD41=0,$AE41=0,$AF41=0),1)","v":0},{"$f":"IF(ISNUMBER(MATCH(BV$11,$AG41:$AJ41,0)),1,0)*IF(ISNUMBER($AF41),(1-$AF41),1) + IF(ISNUMBER(MATCH(BV$11,$AK41:$AP41,0)),-1,0)*_xlfn.IFS(ISNUMBER($AD41),$AD41,ISNUMBER($AE41),$AE41,ISNUMBER($AF41),$AF41,AND($AD41=0,$AE41=0,$AF41=0),1)","v":0},{"$f":"IF(ISNUMBER(MATCH(BW$11,$AG41:$AJ41,0)),1,0)*IF(ISNUMBER($AF41),(1-$AF41),1) + IF(ISNUMBER(MATCH(BW$11,$AK41:$AP41,0)),-1,0)*_xlfn.IFS(ISNUMBER($AD41),$AD41,ISNUMBER($AE41),$AE41,ISNUMBER($AF41),$AF41,AND($AD41=0,$AE41=0,$AF41=0),1)","v":0},{"$f":"IF(ISNUMBER(MATCH(BX$11,$AG41:$AJ41,0)),1,0)*IF(ISNUMBER($AF41),(1-$AF41),1) + IF(ISNUMBER(MATCH(BX$11,$AK41:$AP41,0)),-1,0)*_xlfn.IFS(ISNUMBER($AD41),$AD41,ISNUMBER($AE41),$AE41,ISNUMBER($AF41),$AF41,AND($AD41=0,$AE41=0,$AF41=0),1)","v":0},{"$f":"IF(ISNUMBER(MATCH(BY$11,$AG41:$AJ41,0)),1,0)*IF(ISNUMBER($AF41),(1-$AF41),1) + IF(ISNUMBER(MATCH(BY$11,$AK41:$AP41,0)),-1,0)*_xlfn.IFS(ISNUMBER($AD41),$AD41,ISNUMBER($AE41),$AE41,ISNUMBER($AF41),$AF41,AND($AD41=0,$AE41=0,$AF41=0),1)","v":0},{"$f":"IF(ISNUMBER(MATCH(BZ$11,$AG41:$AJ41,0)),1,0)*IF(ISNUMBER($AF41),(1-$AF41),1) + IF(ISNUMBER(MATCH(BZ$11,$AK41:$AP41,0)),-1,0)*_xlfn.IFS(ISNUMBER($AD41),$AD41,ISNUMBER($AE41),$AE41,ISNUMBER($AF41),$AF41,AND($AD41=0,$AE41=0,$AF41=0),1)","v":0},{"$f":"IF(ISNUMBER(MATCH(CA$11,$AG41:$AJ41,0)),1,0)*IF(ISNUMBER($AF41),(1-$AF41),1) + IF(ISNUMBER(MATCH(CA$11,$AK41:$AP41,0)),-1,0)*_xlfn.IFS(ISNUMBER($AD41),$AD41,ISNUMBER($AE41),$AE41,ISNUMBER($AF41),$AF41,AND($AD41=0,$AE41=0,$AF41=0),1)","v":0},{"$f":"IF(ISNUMBER(MATCH(CB$11,$AG41:$AJ41,0)),1,0)*IF(ISNUMBER($AF41),(1-$AF41),1) + IF(ISNUMBER(MATCH(CB$11,$AK41:$AP41,0)),-1,0)*_xlfn.IFS(ISNUMBER($AD41),$AD41,ISNUMBER($AE41),$AE41,ISNUMBER($AF41),$AF41,AND($AD41=0,$AE41=0,$AF41=0),1)","v":0},{"$f":"IF(ISNUMBER(MATCH(CC$11,$AG41:$AJ41,0)),1,0)*IF(ISNUMBER($AF41),(1-$AF41),1) + IF(ISNUMBER(MATCH(CC$11,$AK41:$AP41,0)),-1,0)*_xlfn.IFS(ISNUMBER($AD41),$AD41,ISNUMBER($AE41),$AE41,ISNUMBER($AF41),$AF41,AND($AD41=0,$AE41=0,$AF41=0),1)","v":0},{"$f":"IF(ISNUMBER(MATCH(CD$11,$AG41:$AJ41,0)),1,0)*IF(ISNUMBER($AF41),(1-$AF41),1) + IF(ISNUMBER(MATCH(CD$11,$AK41:$AP41,0)),-1,0)*_xlfn.IFS(ISNUMBER($AD41),$AD41,ISNUMBER($AE41),$AE41,ISNUMBER($AF41),$AF41,AND($AD41=0,$AE41=0,$AF41=0),1)","v":0},{"$f":"IF(ISNUMBER(MATCH(CE$11,$AG41:$AJ41,0)),1,0)*IF(ISNUMBER($AF41),(1-$AF41),1) + IF(ISNUMBER(MATCH(CE$11,$AK41:$AP41,0)),-1,0)*_xlfn.IFS(ISNUMBER($AD41),$AD41,ISNUMBER($AE41),$AE41,ISNUMBER($AF41),$AF41,AND($AD41=0,$AE41=0,$AF41=0),1)","v":0},{"$f":"IF(ISNUMBER(MATCH(CF$11,$AG41:$AJ41,0)),1,0)*IF(ISNUMBER($AF41),(1-$AF41),1) + IF(ISNUMBER(MATCH(CF$11,$AK41:$AP41,0)),-1,0)*_xlfn.IFS(ISNUMBER($AD41),$AD41,ISNUMBER($AE41),$AE41,ISNUMBER($AF41),$AF41,AND($AD41=0,$AE41=0,$AF41=0),1)","v":0},{"$f":"IF(ISNUMBER(MATCH(CG$11,$AG41:$AJ41,0)),1,0)*IF(ISNUMBER($AF41),(1-$AF41),1) + IF(ISNUMBER(MATCH(CG$11,$AK41:$AP41,0)),-1,0)*_xlfn.IFS(ISNUMBER($AD41),$AD41,ISNUMBER($AE41),$AE41,ISNUMBER($AF41),$AF41,AND($AD41=0,$AE41=0,$AF41=0),1)","v":0},{"$f":"IF(ISNUMBER(MATCH(CH$11,$AG41:$AJ41,0)),1,0)*IF(ISNUMBER($AF41),(1-$AF41),1) + IF(ISNUMBER(MATCH(CH$11,$AK41:$AP41,0)),-1,0)*_xlfn.IFS(ISNUMBER($AD41),$AD41,ISNUMBER($AE41),$AE41,ISNUMBER($AF41),$AF41,AND($AD41=0,$AE41=0,$AF41=0),1)","v":0},{"$f":"IF(ISNUMBER(MATCH(CI$11,$AG41:$AJ41,0)),1,0)*IF(ISNUMBER($AF41),(1-$AF41),1) + IF(ISNUMBER(MATCH(CI$11,$AK41:$AP41,0)),-1,0)*_xlfn.IFS(ISNUMBER($AD41),$AD41,ISNUMBER($AE41),$AE41,ISNUMBER($AF41),$AF41,AND($AD41=0,$AE41=0,$AF41=0),1)","v":0},{"$f":"IF(ISNUMBER(MATCH(CJ$11,$AG41:$AJ41,0)),1,0)*IF(ISNUMBER($AF41),(1-$AF41),1) + IF(ISNUMBER(MATCH(CJ$11,$AK41:$AP41,0)),-1,0)*_xlfn.IFS(ISNUMBER($AD41),$AD41,ISNUMBER($AE41),$AE41,ISNUMBER($AF41),$AF41,AND($AD41=0,$AE41=0,$AF41=0),1)","v":0},{"$f":"IF(ISNUMBER(MATCH(CK$11,$AG41:$AJ41,0)),1,0)*IF(ISNUMBER($AF41),(1-$AF41),1) + IF(ISNUMBER(MATCH(CK$11,$AK41:$AP41,0)),-1,0)*_xlfn.IFS(ISNUMBER($AD41),$AD41,ISNUMBER($AE41),$AE41,ISNUMBER($AF41),$AF41,AND($AD41=0,$AE41=0,$AF41=0),1)","v":0},{"$f":"IF(ISNUMBER(MATCH(CL$11,$AG41:$AJ41,0)),1,0)*IF(ISNUMBER($AF41),(1-$AF41),1) + IF(ISNUMBER(MATCH(CL$11,$AK41:$AP41,0)),-1,0)*_xlfn.IFS(ISNUMBER($AD41),$AD41,ISNUMBER($AE41),$AE41,ISNUMBER($AF41),$AF41,AND($AD41=0,$AE41=0,$AF41=0),1)","v":0},{"$f":"IF(ISNUMBER(MATCH(CM$11,$AG41:$AJ41,0)),1,0)*IF(ISNUMBER($AF41),(1-$AF41),1) + IF(ISNUMBER(MATCH(CM$11,$AK41:$AP41,0)),-1,0)*_xlfn.IFS(ISNUMBER($AD41),$AD41,ISNUMBER($AE41),$AE41,ISNUMBER($AF41),$AF41,AND($AD41=0,$AE41=0,$AF41=0),1)","v":0},{"$f":"IF(ISNUMBER(MATCH(CN$11,$AG41:$AJ41,0)),1,0)*IF(ISNUMBER($AF41),(1-$AF41),1) + IF(ISNUMBER(MATCH(CN$11,$AK41:$AP41,0)),-1,0)*_xlfn.IFS(ISNUMBER($AD41),$AD41,ISNUMBER($AE41),$AE41,ISNUMBER($AF41),$AF41,AND($AD41=0,$AE41=0,$AF41=0),1)","v":0},{"$f":"IF(ISNUMBER(MATCH(CO$11,$AG41:$AJ41,0)),1,0)*IF(ISNUMBER($AF41),(1-$AF41),1) + IF(ISNUMBER(MATCH(CO$11,$AK41:$AP41,0)),-1,0)*_xlfn.IFS(ISNUMBER($AD41),$AD41,ISNUMBER($AE41),$AE41,ISNUMBER($AF41),$AF41,AND($AD41=0,$AE41=0,$AF41=0),1)","v":0},{"$f":"IF(ISNUMBER(MATCH(CP$11,$AG41:$AJ41,0)),1,0)*IF(ISNUMBER($AF41),(1-$AF41),1) + IF(ISNUMBER(MATCH(CP$11,$AK41:$AP41,0)),-1,0)*_xlfn.IFS(ISNUMBER($AD41),$AD41,ISNUMBER($AE41),$AE41,ISNUMBER($AF41),$AF41,AND($AD41=0,$AE41=0,$AF41=0),1)","v":0},{"$f":"IF(ISNUMBER(MATCH(CQ$11,$AG41:$AJ41,0)),1,0)*IF(ISNUMBER($AF41),(1-$AF41),1) + IF(ISNUMBER(MATCH(CQ$11,$AK41:$AP41,0)),-1,0)*_xlfn.IFS(ISNUMBER($AD41),$AD41,ISNUMBER($AE41),$AE41,ISNUMBER($AF41),$AF41,AND($AD41=0,$AE41=0,$AF41=0),1)","v":0},{"$f":"IF(ISNUMBER(MATCH(CR$11,$AG41:$AJ41,0)),1,0)*IF(ISNUMBER($AF41),(1-$AF41),1) + IF(ISNUMBER(MATCH(CR$11,$AK41:$AP41,0)),-1,0)*_xlfn.IFS(ISNUMBER($AD41),$AD41,ISNUMBER($AE41),$AE41,ISNUMBER($AF41),$AF41,AND($AD41=0,$AE41=0,$AF41=0),1)","v":0},{"$f":"IF(ISNUMBER(MATCH(CS$11,$AG41:$AJ41,0)),1,0)*IF(ISNUMBER($AF41),(1-$AF41),1) + IF(ISNUMBER(MATCH(CS$11,$AK41:$AP41,0)),-1,0)*_xlfn.IFS(ISNUMBER($AD41),$AD41,ISNUMBER($AE41),$AE41,ISNUMBER($AF41),$AF41,AND($AD41=0,$AE41=0,$AF41=0),1)","v":0},{"$f":"IF(ISNUMBER(MATCH(CT$11,$AG41:$AJ41,0)),1,0)*IF(ISNUMBER($AF41),(1-$AF41),1) + IF(ISNUMBER(MATCH(CT$11,$AK41:$AP41,0)),-1,0)*_xlfn.IFS(ISNUMBER($AD41),$AD41,ISNUMBER($AE41),$AE41,ISNUMBER($AF41),$AF41,AND($AD41=0,$AE41=0,$AF41=0),1)","v":0},{"$f":"IF(ISNUMBER(MATCH(CU$11,$AG41:$AJ41,0)),1,0)*IF(ISNUMBER($AF41),(1-$AF41),1) + IF(ISNUMBER(MATCH(CU$11,$AK41:$AP41,0)),-1,0)*_xlfn.IFS(ISNUMBER($AD41),$AD41,ISNUMBER($AE41),$AE41,ISNUMBER($AF41),$AF41,AND($AD41=0,$AE41=0,$AF41=0),1)","v":0},{"$f":"IF(ISNUMBER(MATCH(CV$11,$AG41:$AJ41,0)),1,0)*IF(ISNUMBER($AF41),(1-$AF41),1) + IF(ISNUMBER(MATCH(CV$11,$AK41:$AP41,0)),-1,0)*_xlfn.IFS(ISNUMBER($AD41),$AD41,ISNUMBER($AE41),$AE41,ISNUMBER($AF41),$AF41,AND($AD41=0,$AE41=0,$AF41=0),1)","v":0},{"$f":"IF(ISNUMBER(MATCH(CW$11,$AG41:$AJ41,0)),1,0)*IF(ISNUMBER($AF41),(1-$AF41),1) + IF(ISNUMBER(MATCH(CW$11,$AK41:$AP41,0)),-1,0)*_xlfn.IFS(ISNUMBER($AD41),$AD41,ISNUMBER($AE41),$AE41,ISNUMBER($AF41),$AF41,AND($AD41=0,$AE41=0,$AF41=0),1)","v":0},{"$f":"IF(ISNUMBER(MATCH(CX$11,$AG41:$AJ41,0)),1,0)*IF(ISNUMBER($AF41),(1-$AF41),1) + IF(ISNUMBER(MATCH(CX$11,$AK41:$AP41,0)),-1,0)*_xlfn.IFS(ISNUMBER($AD41),$AD41,ISNUMBER($AE41),$AE41,ISNUMBER($AF41),$AF41,AND($AD41=0,$AE41=0,$AF41=0),1)","v":0},{"$f":"IF(ISNUMBER(MATCH(CY$11,$AG41:$AJ41,0)),1,0)*IF(ISNUMBER($AF41),(1-$AF41),1) + IF(ISNUMBER(MATCH(CY$11,$AK41:$AP41,0)),-1,0)*_xlfn.IFS(ISNUMBER($AD41),$AD41,ISNUMBER($AE41),$AE41,ISNUMBER($AF41),$AF41,AND($AD41=0,$AE41=0,$AF41=0),1)","v":0},{"$f":"IF(ISNUMBER(MATCH(CZ$11,$AG41:$AJ41,0)),1,0)*IF(ISNUMBER($AF41),(1-$AF41),1) + IF(ISNUMBER(MATCH(CZ$11,$AK41:$AP41,0)),-1,0)*_xlfn.IFS(ISNUMBER($AD41),$AD41,ISNUMBER($AE41),$AE41,ISNUMBER($AF41),$AF41,AND($AD41=0,$AE41=0,$AF41=0),1)","v":0},{"$f":"IF(ISNUMBER(MATCH(DA$11,$AG41:$AJ41,0)),1,0)*IF(ISNUMBER($AF41),(1-$AF41),1) + IF(ISNUMBER(MATCH(DA$11,$AK41:$AP41,0)),-1,0)*_xlfn.IFS(ISNUMBER($AD41),$AD41,ISNUMBER($AE41),$AE41,ISNUMBER($AF41),$AF41,AND($AD41=0,$AE41=0,$AF41=0),1)","v":0},{"$f":"IF(ISNUMBER(MATCH(DB$11,$AG41:$AJ41,0)),1,0)*IF(ISNUMBER($AF41),(1-$AF41),1) + IF(ISNUMBER(MATCH(DB$11,$AK41:$AP41,0)),-1,0)*_xlfn.IFS(ISNUMBER($AD41),$AD41,ISNUMBER($AE41),$AE41,ISNUMBER($AF41),$AF41,AND($AD41=0,$AE41=0,$AF41=0),1)","v":0},{"$f":"IF(ISNUMBER(MATCH(DC$11,$AG41:$AJ41,0)),1,0)*IF(ISNUMBER($AF41),(1-$AF41),1) + IF(ISNUMBER(MATCH(DC$11,$AK41:$AP41,0)),-1,0)*_xlfn.IFS(ISNUMBER($AD41),$AD41,ISNUMBER($AE41),$AE41,ISNUMBER($AF41),$AF41,AND($AD41=0,$AE41=0,$AF41=0),1)","v":0},{"$f":"IF(ISNUMBER(MATCH(DD$11,$AG41:$AJ41,0)),1,0)*IF(ISNUMBER($AF41),(1-$AF41),1) + IF(ISNUMBER(MATCH(DD$11,$AK41:$AP41,0)),-1,0)*_xlfn.IFS(ISNUMBER($AD41),$AD41,ISNUMBER($AE41),$AE41,ISNUMBER($AF41),$AF41,AND($AD41=0,$AE41=0,$AF41=0),1)","v":0},{"$f":"IF(ISNUMBER(MATCH(DE$11,$AG41:$AJ41,0)),1,0)*IF(ISNUMBER($AF41),(1-$AF41),1) + IF(ISNUMBER(MATCH(DE$11,$AK41:$AP41,0)),-1,0)*_xlfn.IFS(ISNUMBER($AD41),$AD41,ISNUMBER($AE41),$AE41,ISNUMBER($AF41),$AF41,AND($AD41=0,$AE41=0,$AF41=0),1)","v":0},null,0,"Datarooms","Workload","Prop",null,null,null,null,null,null,null,null,null,"q_dr2_cls,l",1,0,0,0,0,0,0,0,0,0,0,0,0,0,0,0,0,0,0,0,0,0,0,0,0,0,0,0,0,0,0,0,0,0,0,0,1,0,0,0,0,0,0,0,0,0,0,0,0,0,0,0,0,0,0,0,0,0,0,0,0,0,0,0,0,0,0,0,null,null,null,null,null,null,null,null,null,null,null,"q_dr2_cls,l",null,0,0,0,0,0,0,0,0,0,0,0,0,0,0,0,0,0,0,0,0,0,0,0,0,0,0,0,0,0,0,0,0,0,0,0,1,0,0,0,0,0,0,0,0,0,0,0,0,0,0,0,0,0,0,0,0,0,0,0,0,0,0,0,0,0,0,0,null,null,"q_dr2_cls,l",0,0,0,0,0,0,0,0,0,0,0,0,0,0,0,0,0,0,0,0,0,0,0,0,0,0,0,0,0,0,0,0,0,0,0,1,0,0,0,0,0,0,0,0,0,0,0,0,0,0,0,0,0,0,0,0,0,0,0,0,0,0,0,0,0,0,0]
[null,null,null,null,null,null,null,null,null,null,null,null,null,null,null,null,null,null,"q_drms_dr1-hru,ht",686.13364819885578,686.13364819885567,686.13364819885578,686.13364819885578,686.13364819885578,686.13364819885578,null,"dataroom3","Conservation",null,null,null,null,"e_drms_crit-dr3",null,null,null,"q_dr3_cls,a","q_dr3_cls,l",null,null,null,null,null,{"$f":"IF(ISNUMBER(MATCH(AR$11,$AG42:$AJ42,0)),1,0)*IF(ISNUMBER($AF42),(1-$AF42),1) + IF(ISNUMBER(MATCH(AR$11,$AK42:$AP42,0)),-1,0)*_xlfn.IFS(ISNUMBER($AD42),$AD42,ISNUMBER($AE42),$AE42,ISNUMBER($AF42),$AF42,AND($AD42=0,$AE42=0,$AF42=0),1)","v":0},{"$f":"IF(ISNUMBER(MATCH(AS$11,$AG42:$AJ42,0)),1,0)*IF(ISNUMBER($AF42),(1-$AF42),1) + IF(ISNUMBER(MATCH(AS$11,$AK42:$AP42,0)),-1,0)*_xlfn.IFS(ISNUMBER($AD42),$AD42,ISNUMBER($AE42),$AE42,ISNUMBER($AF42),$AF42,AND($AD42=0,$AE42=0,$AF42=0),1)","v":0},{"$f":"IF(ISNUMBER(MATCH(AT$11,$AG42:$AJ42,0)),1,0)*IF(ISNUMBER($AF42),(1-$AF42),1) + IF(ISNUMBER(MATCH(AT$11,$AK42:$AP42,0)),-1,0)*_xlfn.IFS(ISNUMBER($AD42),$AD42,ISNUMBER($AE42),$AE42,ISNUMBER($AF42),$AF42,AND($AD42=0,$AE42=0,$AF42=0),1)","v":0},{"$f":"IF(ISNUMBER(MATCH(AU$11,$AG42:$AJ42,0)),1,0)*IF(ISNUMBER($AF42),(1-$AF42),1) + IF(ISNUMBER(MATCH(AU$11,$AK42:$AP42,0)),-1,0)*_xlfn.IFS(ISNUMBER($AD42),$AD42,ISNUMBER($AE42),$AE42,ISNUMBER($AF42),$AF42,AND($AD42=0,$AE42=0,$AF42=0),1)","v":0},{"$f":"IF(ISNUMBER(MATCH(AV$11,$AG42:$AJ42,0)),1,0)*IF(ISNUMBER($AF42),(1-$AF42),1) + IF(ISNUMBER(MATCH(AV$11,$AK42:$AP42,0)),-1,0)*_xlfn.IFS(ISNUMBER($AD42),$AD42,ISNUMBER($AE42),$AE42,ISNUMBER($AF42),$AF42,AND($AD42=0,$AE42=0,$AF42=0),1)","v":0},{"$f":"IF(ISNUMBER(MATCH(AW$11,$AG42:$AJ42,0)),1,0)*IF(ISNUMBER($AF42),(1-$AF42),1) + IF(ISNUMBER(MATCH(AW$11,$AK42:$AP42,0)),-1,0)*_xlfn.IFS(ISNUMBER($AD42),$AD42,ISNUMBER($AE42),$AE42,ISNUMBER($AF42),$AF42,AND($AD42=0,$AE42=0,$AF42=0),1)","v":0},{"$f":"IF(ISNUMBER(MATCH(AX$11,$AG42:$AJ42,0)),1,0)*IF(ISNUMBER($AF42),(1-$AF42),1) + IF(ISNUMBER(MATCH(AX$11,$AK42:$AP42,0)),-1,0)*_xlfn.IFS(ISNUMBER($AD42),$AD42,ISNUMBER($AE42),$AE42,ISNUMBER($AF42),$AF42,AND($AD42=0,$AE42=0,$AF42=0),1)","v":0},{"$f":"IF(ISNUMBER(MATCH(AY$11,$AG42:$AJ42,0)),1,0)*IF(ISNUMBER($AF42),(1-$AF42),1) + IF(ISNUMBER(MATCH(AY$11,$AK42:$AP42,0)),-1,0)*_xlfn.IFS(ISNUMBER($AD42),$AD42,ISNUMBER($AE42),$AE42,ISNUMBER($AF42),$AF42,AND($AD42=0,$AE42=0,$AF42=0),1)","v":0},{"$f":"IF(ISNUMBER(MATCH(AZ$11,$AG42:$AJ42,0)),1,0)*IF(ISNUMBER($AF42),(1-$AF42),1) + IF(ISNUMBER(MATCH(AZ$11,$AK42:$AP42,0)),-1,0)*_xlfn.IFS(ISNUMBER($AD42),$AD42,ISNUMBER($AE42),$AE42,ISNUMBER($AF42),$AF42,AND($AD42=0,$AE42=0,$AF42=0),1)","v":0},{"$f":"IF(ISNUMBER(MATCH(BA$11,$AG42:$AJ42,0)),1,0)*IF(ISNUMBER($AF42),(1-$AF42),1) + IF(ISNUMBER(MATCH(BA$11,$AK42:$AP42,0)),-1,0)*_xlfn.IFS(ISNUMBER($AD42),$AD42,ISNUMBER($AE42),$AE42,ISNUMBER($AF42),$AF42,AND($AD42=0,$AE42=0,$AF42=0),1)","v":0},{"$f":"IF(ISNUMBER(MATCH(BB$11,$AG42:$AJ42,0)),1,0)*IF(ISNUMBER($AF42),(1-$AF42),1) + IF(ISNUMBER(MATCH(BB$11,$AK42:$AP42,0)),-1,0)*_xlfn.IFS(ISNUMBER($AD42),$AD42,ISNUMBER($AE42),$AE42,ISNUMBER($AF42),$AF42,AND($AD42=0,$AE42=0,$AF42=0),1)","v":0},{"$f":"IF(ISNUMBER(MATCH(BC$11,$AG42:$AJ42,0)),1,0)*IF(ISNUMBER($AF42),(1-$AF42),1) + IF(ISNUMBER(MATCH(BC$11,$AK42:$AP42,0)),-1,0)*_xlfn.IFS(ISNUMBER($AD42),$AD42,ISNUMBER($AE42),$AE42,ISNUMBER($AF42),$AF42,AND($AD42=0,$AE42=0,$AF42=0),1)","v":0},{"$f":"IF(ISNUMBER(MATCH(BD$11,$AG42:$AJ42,0)),1,0)*IF(ISNUMBER($AF42),(1-$AF42),1) + IF(ISNUMBER(MATCH(BD$11,$AK42:$AP42,0)),-1,0)*_xlfn.IFS(ISNUMBER($AD42),$AD42,ISNUMBER($AE42),$AE42,ISNUMBER($AF42),$AF42,AND($AD42=0,$AE42=0,$AF42=0),1)","v":0},{"$f":"IF(ISNUMBER(MATCH(BE$11,$AG42:$AJ42,0)),1,0)*IF(ISNUMBER($AF42),(1-$AF42),1) + IF(ISNUMBER(MATCH(BE$11,$AK42:$AP42,0)),-1,0)*_xlfn.IFS(ISNUMBER($AD42),$AD42,ISNUMBER($AE42),$AE42,ISNUMBER($AF42),$AF42,AND($AD42=0,$AE42=0,$AF42=0),1)","v":0},{"$f":"IF(ISNUMBER(MATCH(BF$11,$AG42:$AJ42,0)),1,0)*IF(ISNUMBER($AF42),(1-$AF42),1) + IF(ISNUMBER(MATCH(BF$11,$AK42:$AP42,0)),-1,0)*_xlfn.IFS(ISNUMBER($AD42),$AD42,ISNUMBER($AE42),$AE42,ISNUMBER($AF42),$AF42,AND($AD42=0,$AE42=0,$AF42=0),1)","v":0},{"$f":"IF(ISNUMBER(MATCH(BG$11,$AG42:$AJ42,0)),1,0)*IF(ISNUMBER($AF42),(1-$AF42),1) + IF(ISNUMBER(MATCH(BG$11,$AK42:$AP42,0)),-1,0)*_xlfn.IFS(ISNUMBER($AD42),$AD42,ISNUMBER($AE42),$AE42,ISNUMBER($AF42),$AF42,AND($AD42=0,$AE42=0,$AF42=0),1)","v":0},{"$f":"IF(ISNUMBER(MATCH(BH$11,$AG42:$AJ42,0)),1,0)*IF(ISNUMBER($AF42),(1-$AF42),1) + IF(ISNUMBER(MATCH(BH$11,$AK42:$AP42,0)),-1,0)*_xlfn.IFS(ISNUMBER($AD42),$AD42,ISNUMBER($AE42),$AE42,ISNUMBER($AF42),$AF42,AND($AD42=0,$AE42=0,$AF42=0),1)","v":0},{"$f":"IF(ISNUMBER(MATCH(BI$11,$AG42:$AJ42,0)),1,0)*IF(ISNUMBER($AF42),(1-$AF42),1) + IF(ISNUMBER(MATCH(BI$11,$AK42:$AP42,0)),-1,0)*_xlfn.IFS(ISNUMBER($AD42),$AD42,ISNUMBER($AE42),$AE42,ISNUMBER($AF42),$AF42,AND($AD42=0,$AE42=0,$AF42=0),1)","v":0},{"$f":"IF(ISNUMBER(MATCH(BJ$11,$AG42:$AJ42,0)),1,0)*IF(ISNUMBER($AF42),(1-$AF42),1) + IF(ISNUMBER(MATCH(BJ$11,$AK42:$AP42,0)),-1,0)*_xlfn.IFS(ISNUMBER($AD42),$AD42,ISNUMBER($AE42),$AE42,ISNUMBER($AF42),$AF42,AND($AD42=0,$AE42=0,$AF42=0),1)","v":0},{"$f":"IF(ISNUMBER(MATCH(BK$11,$AG42:$AJ42,0)),1,0)*IF(ISNUMBER($AF42),(1-$AF42),1) + IF(ISNUMBER(MATCH(BK$11,$AK42:$AP42,0)),-1,0)*_xlfn.IFS(ISNUMBER($AD42),$AD42,ISNUMBER($AE42),$AE42,ISNUMBER($AF42),$AF42,AND($AD42=0,$AE42=0,$AF42=0),1)","v":0},{"$f":"IF(ISNUMBER(MATCH(BL$11,$AG42:$AJ42,0)),1,0)*IF(ISNUMBER($AF42),(1-$AF42),1) + IF(ISNUMBER(MATCH(BL$11,$AK42:$AP42,0)),-1,0)*_xlfn.IFS(ISNUMBER($AD42),$AD42,ISNUMBER($AE42),$AE42,ISNUMBER($AF42),$AF42,AND($AD42=0,$AE42=0,$AF42=0),1)","v":0},{"$f":"IF(ISNUMBER(MATCH(BM$11,$AG42:$AJ42,0)),1,0)*IF(ISNUMBER($AF42),(1-$AF42),1) + IF(ISNUMBER(MATCH(BM$11,$AK42:$AP42,0)),-1,0)*_xlfn.IFS(ISNUMBER($AD42),$AD42,ISNUMBER($AE42),$AE42,ISNUMBER($AF42),$AF42,AND($AD42=0,$AE42=0,$AF42=0),1)","v":0},{"$f":"IF(ISNUMBER(MATCH(BN$11,$AG42:$AJ42,0)),1,0)*IF(ISNUMBER($AF42),(1-$AF42),1) + IF(ISNUMBER(MATCH(BN$11,$AK42:$AP42,0)),-1,0)*_xlfn.IFS(ISNUMBER($AD42),$AD42,ISNUMBER($AE42),$AE42,ISNUMBER($AF42),$AF42,AND($AD42=0,$AE42=0,$AF42=0),1)","v":0},{"$f":"IF(ISNUMBER(MATCH(BO$11,$AG42:$AJ42,0)),1,0)*IF(ISNUMBER($AF42),(1-$AF42),1) + IF(ISNUMBER(MATCH(BO$11,$AK42:$AP42,0)),-1,0)*_xlfn.IFS(ISNUMBER($AD42),$AD42,ISNUMBER($AE42),$AE42,ISNUMBER($AF42),$AF42,AND($AD42=0,$AE42=0,$AF42=0),1)","v":0},{"$f":"IF(ISNUMBER(MATCH(BP$11,$AG42:$AJ42,0)),1,0)*IF(ISNUMBER($AF42),(1-$AF42),1) + IF(ISNUMBER(MATCH(BP$11,$AK42:$AP42,0)),-1,0)*_xlfn.IFS(ISNUMBER($AD42),$AD42,ISNUMBER($AE42),$AE42,ISNUMBER($AF42),$AF42,AND($AD42=0,$AE42=0,$AF42=0),1)","v":1},{"$f":"IF(ISNUMBER(MATCH(BQ$11,$AG42:$AJ42,0)),1,0)*IF(ISNUMBER($AF42),(1-$AF42),1) + IF(ISNUMBER(MATCH(BQ$11,$AK42:$AP42,0)),-1,0)*_xlfn.IFS(ISNUMBER($AD42),$AD42,ISNUMBER($AE42),$AE42,ISNUMBER($AF42),$AF42,AND($AD42=0,$AE42=0,$AF42=0),1)","v":0},{"$f":"IF(ISNUMBER(MATCH(BR$11,$AG42:$AJ42,0)),1,0)*IF(ISNUMBER($AF42),(1-$AF42),1) + IF(ISNUMBER(MATCH(BR$11,$AK42:$AP42,0)),-1,0)*_xlfn.IFS(ISNUMBER($AD42),$AD42,ISNUMBER($AE42),$AE42,ISNUMBER($AF42),$AF42,AND($AD42=0,$AE42=0,$AF42=0),1)","v":0},{"$f":"IF(ISNUMBER(MATCH(BS$11,$AG42:$AJ42,0)),1,0)*IF(ISNUMBER($AF42),(1-$AF42),1) + IF(ISNUMBER(MATCH(BS$11,$AK42:$AP42,0)),-1,0)*_xlfn.IFS(ISNUMBER($AD42),$AD42,ISNUMBER($AE42),$AE42,ISNUMBER($AF42),$AF42,AND($AD42=0,$AE42=0,$AF42=0),1)","v":0},{"$f":"IF(ISNUMBER(MATCH(BT$11,$AG42:$AJ42,0)),1,0)*IF(ISNUMBER($AF42),(1-$AF42),1) + IF(ISNUMBER(MATCH(BT$11,$AK42:$AP42,0)),-1,0)*_xlfn.IFS(ISNUMBER($AD42),$AD42,ISNUMBER($AE42),$AE42,ISNUMBER($AF42),$AF42,AND($AD42=0,$AE42=0,$AF42=0),1)","v":0},{"$f":"IF(ISNUMBER(MATCH(BU$11,$AG42:$AJ42,0)),1,0)*IF(ISNUMBER($AF42),(1-$AF42),1) + IF(ISNUMBER(MATCH(BU$11,$AK42:$AP42,0)),-1,0)*_xlfn.IFS(ISNUMBER($AD42),$AD42,ISNUMBER($AE42),$AE42,ISNUMBER($AF42),$AF42,AND($AD42=0,$AE42=0,$AF42=0),1)","v":0},{"$f":"IF(ISNUMBER(MATCH(BV$11,$AG42:$AJ42,0)),1,0)*IF(ISNUMBER($AF42),(1-$AF42),1) + IF(ISNUMBER(MATCH(BV$11,$AK42:$AP42,0)),-1,0)*_xlfn.IFS(ISNUMBER($AD42),$AD42,ISNUMBER($AE42),$AE42,ISNUMBER($AF42),$AF42,AND($AD42=0,$AE42=0,$AF42=0),1)","v":0},{"$f":"IF(ISNUMBER(MATCH(BW$11,$AG42:$AJ42,0)),1,0)*IF(ISNUMBER($AF42),(1-$AF42),1) + IF(ISNUMBER(MATCH(BW$11,$AK42:$AP42,0)),-1,0)*_xlfn.IFS(ISNUMBER($AD42),$AD42,ISNUMBER($AE42),$AE42,ISNUMBER($AF42),$AF42,AND($AD42=0,$AE42=0,$AF42=0),1)","v":0},{"$f":"IF(ISNUMBER(MATCH(BX$11,$AG42:$AJ42,0)),1,0)*IF(ISNUMBER($AF42),(1-$AF42),1) + IF(ISNUMBER(MATCH(BX$11,$AK42:$AP42,0)),-1,0)*_xlfn.IFS(ISNUMBER($AD42),$AD42,ISNUMBER($AE42),$AE42,ISNUMBER($AF42),$AF42,AND($AD42=0,$AE42=0,$AF42=0),1)","v":0},{"$f":"IF(ISNUMBER(MATCH(BY$11,$AG42:$AJ42,0)),1,0)*IF(ISNUMBER($AF42),(1-$AF42),1) + IF(ISNUMBER(MATCH(BY$11,$AK42:$AP42,0)),-1,0)*_xlfn.IFS(ISNUMBER($AD42),$AD42,ISNUMBER($AE42),$AE42,ISNUMBER($AF42),$AF42,AND($AD42=0,$AE42=0,$AF42=0),1)","v":0},{"$f":"IF(ISNUMBER(MATCH(BZ$11,$AG42:$AJ42,0)),1,0)*IF(ISNUMBER($AF42),(1-$AF42),1) + IF(ISNUMBER(MATCH(BZ$11,$AK42:$AP42,0)),-1,0)*_xlfn.IFS(ISNUMBER($AD42),$AD42,ISNUMBER($AE42),$AE42,ISNUMBER($AF42),$AF42,AND($AD42=0,$AE42=0,$AF42=0),1)","v":0},{"$f":"IF(ISNUMBER(MATCH(CA$11,$AG42:$AJ42,0)),1,0)*IF(ISNUMBER($AF42),(1-$AF42),1) + IF(ISNUMBER(MATCH(CA$11,$AK42:$AP42,0)),-1,0)*_xlfn.IFS(ISNUMBER($AD42),$AD42,ISNUMBER($AE42),$AE42,ISNUMBER($AF42),$AF42,AND($AD42=0,$AE42=0,$AF42=0),1)","v":0},{"$f":"IF(ISNUMBER(MATCH(CB$11,$AG42:$AJ42,0)),1,0)*IF(ISNUMBER($AF42),(1-$AF42),1) + IF(ISNUMBER(MATCH(CB$11,$AK42:$AP42,0)),-1,0)*_xlfn.IFS(ISNUMBER($AD42),$AD42,ISNUMBER($AE42),$AE42,ISNUMBER($AF42),$AF42,AND($AD42=0,$AE42=0,$AF42=0),1)","v":0},{"$f":"IF(ISNUMBER(MATCH(CC$11,$AG42:$AJ42,0)),1,0)*IF(ISNUMBER($AF42),(1-$AF42),1) + IF(ISNUMBER(MATCH(CC$11,$AK42:$AP42,0)),-1,0)*_xlfn.IFS(ISNUMBER($AD42),$AD42,ISNUMBER($AE42),$AE42,ISNUMBER($AF42),$AF42,AND($AD42=0,$AE42=0,$AF42=0),1)","v":0},{"$f":"IF(ISNUMBER(MATCH(CD$11,$AG42:$AJ42,0)),1,0)*IF(ISNUMBER($AF42),(1-$AF42),1) + IF(ISNUMBER(MATCH(CD$11,$AK42:$AP42,0)),-1,0)*_xlfn.IFS(ISNUMBER($AD42),$AD42,ISNUMBER($AE42),$AE42,ISNUMBER($AF42),$AF42,AND($AD42=0,$AE42=0,$AF42=0),1)","v":0},{"$f":"IF(ISNUMBER(MATCH(CE$11,$AG42:$AJ42,0)),1,0)*IF(ISNUMBER($AF42),(1-$AF42),1) + IF(ISNUMBER(MATCH(CE$11,$AK42:$AP42,0)),-1,0)*_xlfn.IFS(ISNUMBER($AD42),$AD42,ISNUMBER($AE42),$AE42,ISNUMBER($AF42),$AF42,AND($AD42=0,$AE42=0,$AF42=0),1)","v":0},{"$f":"IF(ISNUMBER(MATCH(CF$11,$AG42:$AJ42,0)),1,0)*IF(ISNUMBER($AF42),(1-$AF42),1) + IF(ISNUMBER(MATCH(CF$11,$AK42:$AP42,0)),-1,0)*_xlfn.IFS(ISNUMBER($AD42),$AD42,ISNUMBER($AE42),$AE42,ISNUMBER($AF42),$AF42,AND($AD42=0,$AE42=0,$AF42=0),1)","v":0},{"$f":"IF(ISNUMBER(MATCH(CG$11,$AG42:$AJ42,0)),1,0)*IF(ISNUMBER($AF42),(1-$AF42),1) + IF(ISNUMBER(MATCH(CG$11,$AK42:$AP42,0)),-1,0)*_xlfn.IFS(ISNUMBER($AD42),$AD42,ISNUMBER($AE42),$AE42,ISNUMBER($AF42),$AF42,AND($AD42=0,$AE42=0,$AF42=0),1)","v":0},{"$f":"IF(ISNUMBER(MATCH(CH$11,$AG42:$AJ42,0)),1,0)*IF(ISNUMBER($AF42),(1-$AF42),1) + IF(ISNUMBER(MATCH(CH$11,$AK42:$AP42,0)),-1,0)*_xlfn.IFS(ISNUMBER($AD42),$AD42,ISNUMBER($AE42),$AE42,ISNUMBER($AF42),$AF42,AND($AD42=0,$AE42=0,$AF42=0),1)","v":0},{"$f":"IF(ISNUMBER(MATCH(CI$11,$AG42:$AJ42,0)),1,0)*IF(ISNUMBER($AF42),(1-$AF42),1) + IF(ISNUMBER(MATCH(CI$11,$AK42:$AP42,0)),-1,0)*_xlfn.IFS(ISNUMBER($AD42),$AD42,ISNUMBER($AE42),$AE42,ISNUMBER($AF42),$AF42,AND($AD42=0,$AE42=0,$AF42=0),1)","v":0},{"$f":"IF(ISNUMBER(MATCH(CJ$11,$AG42:$AJ42,0)),1,0)*IF(ISNUMBER($AF42),(1-$AF42),1) + IF(ISNUMBER(MATCH(CJ$11,$AK42:$AP42,0)),-1,0)*_xlfn.IFS(ISNUMBER($AD42),$AD42,ISNUMBER($AE42),$AE42,ISNUMBER($AF42),$AF42,AND($AD42=0,$AE42=0,$AF42=0),1)","v":-1},{"$f":"IF(ISNUMBER(MATCH(CK$11,$AG42:$AJ42,0)),1,0)*IF(ISNUMBER($AF42),(1-$AF42),1) + IF(ISNUMBER(MATCH(CK$11,$AK42:$AP42,0)),-1,0)*_xlfn.IFS(ISNUMBER($AD42),$AD42,ISNUMBER($AE42),$AE42,ISNUMBER($AF42),$AF42,AND($AD42=0,$AE42=0,$AF42=0),1)","v":-1},{"$f":"IF(ISNUMBER(MATCH(CL$11,$AG42:$AJ42,0)),1,0)*IF(ISNUMBER($AF42),(1-$AF42),1) + IF(ISNUMBER(MATCH(CL$11,$AK42:$AP42,0)),-1,0)*_xlfn.IFS(ISNUMBER($AD42),$AD42,ISNUMBER($AE42),$AE42,ISNUMBER($AF42),$AF42,AND($AD42=0,$AE42=0,$AF42=0),1)","v":0},{"$f":"IF(ISNUMBER(MATCH(CM$11,$AG42:$AJ42,0)),1,0)*IF(ISNUMBER($AF42),(1-$AF42),1) + IF(ISNUMBER(MATCH(CM$11,$AK42:$AP42,0)),-1,0)*_xlfn.IFS(ISNUMBER($AD42),$AD42,ISNUMBER($AE42),$AE42,ISNUMBER($AF42),$AF42,AND($AD42=0,$AE42=0,$AF42=0),1)","v":0},{"$f":"IF(ISNUMBER(MATCH(CN$11,$AG42:$AJ42,0)),1,0)*IF(ISNUMBER($AF42),(1-$AF42),1) + IF(ISNUMBER(MATCH(CN$11,$AK42:$AP42,0)),-1,0)*_xlfn.IFS(ISNUMBER($AD42),$AD42,ISNUMBER($AE42),$AE42,ISNUMBER($AF42),$AF42,AND($AD42=0,$AE42=0,$AF42=0),1)","v":0},{"$f":"IF(ISNUMBER(MATCH(CO$11,$AG42:$AJ42,0)),1,0)*IF(ISNUMBER($AF42),(1-$AF42),1) + IF(ISNUMBER(MATCH(CO$11,$AK42:$AP42,0)),-1,0)*_xlfn.IFS(ISNUMBER($AD42),$AD42,ISNUMBER($AE42),$AE42,ISNUMBER($AF42),$AF42,AND($AD42=0,$AE42=0,$AF42=0),1)","v":0},{"$f":"IF(ISNUMBER(MATCH(CP$11,$AG42:$AJ42,0)),1,0)*IF(ISNUMBER($AF42),(1-$AF42),1) + IF(ISNUMBER(MATCH(CP$11,$AK42:$AP42,0)),-1,0)*_xlfn.IFS(ISNUMBER($AD42),$AD42,ISNUMBER($AE42),$AE42,ISNUMBER($AF42),$AF42,AND($AD42=0,$AE42=0,$AF42=0),1)","v":0},{"$f":"IF(ISNUMBER(MATCH(CQ$11,$AG42:$AJ42,0)),1,0)*IF(ISNUMBER($AF42),(1-$AF42),1) + IF(ISNUMBER(MATCH(CQ$11,$AK42:$AP42,0)),-1,0)*_xlfn.IFS(ISNUMBER($AD42),$AD42,ISNUMBER($AE42),$AE42,ISNUMBER($AF42),$AF42,AND($AD42=0,$AE42=0,$AF42=0),1)","v":0},{"$f":"IF(ISNUMBER(MATCH(CR$11,$AG42:$AJ42,0)),1,0)*IF(ISNUMBER($AF42),(1-$AF42),1) + IF(ISNUMBER(MATCH(CR$11,$AK42:$AP42,0)),-1,0)*_xlfn.IFS(ISNUMBER($AD42),$AD42,ISNUMBER($AE42),$AE42,ISNUMBER($AF42),$AF42,AND($AD42=0,$AE42=0,$AF42=0),1)","v":0},{"$f":"IF(ISNUMBER(MATCH(CS$11,$AG42:$AJ42,0)),1,0)*IF(ISNUMBER($AF42),(1-$AF42),1) + IF(ISNUMBER(MATCH(CS$11,$AK42:$AP42,0)),-1,0)*_xlfn.IFS(ISNUMBER($AD42),$AD42,ISNUMBER($AE42),$AE42,ISNUMBER($AF42),$AF42,AND($AD42=0,$AE42=0,$AF42=0),1)","v":0},{"$f":"IF(ISNUMBER(MATCH(CT$11,$AG42:$AJ42,0)),1,0)*IF(ISNUMBER($AF42),(1-$AF42),1) + IF(ISNUMBER(MATCH(CT$11,$AK42:$AP42,0)),-1,0)*_xlfn.IFS(ISNUMBER($AD42),$AD42,ISNUMBER($AE42),$AE42,ISNUMBER($AF42),$AF42,AND($AD42=0,$AE42=0,$AF42=0),1)","v":0},{"$f":"IF(ISNUMBER(MATCH(CU$11,$AG42:$AJ42,0)),1,0)*IF(ISNUMBER($AF42),(1-$AF42),1) + IF(ISNUMBER(MATCH(CU$11,$AK42:$AP42,0)),-1,0)*_xlfn.IFS(ISNUMBER($AD42),$AD42,ISNUMBER($AE42),$AE42,ISNUMBER($AF42),$AF42,AND($AD42=0,$AE42=0,$AF42=0),1)","v":0},{"$f":"IF(ISNUMBER(MATCH(CV$11,$AG42:$AJ42,0)),1,0)*IF(ISNUMBER($AF42),(1-$AF42),1) + IF(ISNUMBER(MATCH(CV$11,$AK42:$AP42,0)),-1,0)*_xlfn.IFS(ISNUMBER($AD42),$AD42,ISNUMBER($AE42),$AE42,ISNUMBER($AF42),$AF42,AND($AD42=0,$AE42=0,$AF42=0),1)","v":0},{"$f":"IF(ISNUMBER(MATCH(CW$11,$AG42:$AJ42,0)),1,0)*IF(ISNUMBER($AF42),(1-$AF42),1) + IF(ISNUMBER(MATCH(CW$11,$AK42:$AP42,0)),-1,0)*_xlfn.IFS(ISNUMBER($AD42),$AD42,ISNUMBER($AE42),$AE42,ISNUMBER($AF42),$AF42,AND($AD42=0,$AE42=0,$AF42=0),1)","v":0},{"$f":"IF(ISNUMBER(MATCH(CX$11,$AG42:$AJ42,0)),1,0)*IF(ISNUMBER($AF42),(1-$AF42),1) + IF(ISNUMBER(MATCH(CX$11,$AK42:$AP42,0)),-1,0)*_xlfn.IFS(ISNUMBER($AD42),$AD42,ISNUMBER($AE42),$AE42,ISNUMBER($AF42),$AF42,AND($AD42=0,$AE42=0,$AF42=0),1)","v":0},{"$f":"IF(ISNUMBER(MATCH(CY$11,$AG42:$AJ42,0)),1,0)*IF(ISNUMBER($AF42),(1-$AF42),1) + IF(ISNUMBER(MATCH(CY$11,$AK42:$AP42,0)),-1,0)*_xlfn.IFS(ISNUMBER($AD42),$AD42,ISNUMBER($AE42),$AE42,ISNUMBER($AF42),$AF42,AND($AD42=0,$AE42=0,$AF42=0),1)","v":0},{"$f":"IF(ISNUMBER(MATCH(CZ$11,$AG42:$AJ42,0)),1,0)*IF(ISNUMBER($AF42),(1-$AF42),1) + IF(ISNUMBER(MATCH(CZ$11,$AK42:$AP42,0)),-1,0)*_xlfn.IFS(ISNUMBER($AD42),$AD42,ISNUMBER($AE42),$AE42,ISNUMBER($AF42),$AF42,AND($AD42=0,$AE42=0,$AF42=0),1)","v":0},{"$f":"IF(ISNUMBER(MATCH(DA$11,$AG42:$AJ42,0)),1,0)*IF(ISNUMBER($AF42),(1-$AF42),1) + IF(ISNUMBER(MATCH(DA$11,$AK42:$AP42,0)),-1,0)*_xlfn.IFS(ISNUMBER($AD42),$AD42,ISNUMBER($AE42),$AE42,ISNUMBER($AF42),$AF42,AND($AD42=0,$AE42=0,$AF42=0),1)","v":0},{"$f":"IF(ISNUMBER(MATCH(DB$11,$AG42:$AJ42,0)),1,0)*IF(ISNUMBER($AF42),(1-$AF42),1) + IF(ISNUMBER(MATCH(DB$11,$AK42:$AP42,0)),-1,0)*_xlfn.IFS(ISNUMBER($AD42),$AD42,ISNUMBER($AE42),$AE42,ISNUMBER($AF42),$AF42,AND($AD42=0,$AE42=0,$AF42=0),1)","v":0},{"$f":"IF(ISNUMBER(MATCH(DC$11,$AG42:$AJ42,0)),1,0)*IF(ISNUMBER($AF42),(1-$AF42),1) + IF(ISNUMBER(MATCH(DC$11,$AK42:$AP42,0)),-1,0)*_xlfn.IFS(ISNUMBER($AD42),$AD42,ISNUMBER($AE42),$AE42,ISNUMBER($AF42),$AF42,AND($AD42=0,$AE42=0,$AF42=0),1)","v":0},{"$f":"IF(ISNUMBER(MATCH(DD$11,$AG42:$AJ42,0)),1,0)*IF(ISNUMBER($AF42),(1-$AF42),1) + IF(ISNUMBER(MATCH(DD$11,$AK42:$AP42,0)),-1,0)*_xlfn.IFS(ISNUMBER($AD42),$AD42,ISNUMBER($AE42),$AE42,ISNUMBER($AF42),$AF42,AND($AD42=0,$AE42=0,$AF42=0),1)","v":0},{"$f":"IF(ISNUMBER(MATCH(DE$11,$AG42:$AJ42,0)),1,0)*IF(ISNUMBER($AF42),(1-$AF42),1) + IF(ISNUMBER(MATCH(DE$11,$AK42:$AP42,0)),-1,0)*_xlfn.IFS(ISNUMBER($AD42),$AD42,ISNUMBER($AE42),$AE42,ISNUMBER($AF42),$AF42,AND($AD42=0,$AE42=0,$AF42=0),1)","v":0},null,0,"Datarooms","dataroom3","Conservation",null,null,null,null,null,null,null,null,null,0,1,0,0,0,0,0,0,0,0,0,0,0,0,0,0,0,0,0,0,0,0,0,0,0,0,0,0,0,0,0,0,0,0,0,0,0,0,0,1,0,0,0,0,0,0,0,0,0,0,0,0,0,0,0,0,0,0,0,0,0,0,0,0,0,0,0,0,0,null,null,null,null,null,null,null,null,null,null,null,0,null,0,0,0,0,0,0,0,0,0,0,0,0,0,0,0,0,0,0,0,0,0,0,0,0,0,0,0,0,0,0,0,0,0,0,0,0,0,1,0,0,0,0,0,0,0,0,0,0,0,0,0,0,0,0,0,0,0,0,0,0,0,0,0,0,0,0,0,null,null,0,0,0,0,0,0,0,0,0,0,0,0,0,0,0,0,0,0,0,0,0,0,0,0,0,0,0,0,0,0,0,0,0,0,0,0,0,0,1,0,0,0,0,0,0,0,0,0,0,0,0,0,0,0,0,0,0,0,0,0,0,0,0,0,0,0,0,0]
[null,null,null,null,null,null,null,null,null,null,null,null,null,null,null,null,null,null,"q_drms_dr2-hru,lt",2144.0298299802434,2144.0298299802434,2144.0298299802434,2144.0298299802434,2144.0298299802434,2144.0298299802434,null,null,"Conservation",null,null,null,null,"q_dr3_cls,a","e_drms_oh-dr3",null,null,"q_drms_dr3-hru,lt",null,null,null,null,null,null,{"$f":"IF(ISNUMBER(MATCH(AR$11,$AG43:$AJ43,0)),1,0)*IF(ISNUMBER($AF43),(1-$AF43),1) + IF(ISNUMBER(MATCH(AR$11,$AK43:$AP43,0)),-1,0)*_xlfn.IFS(ISNUMBER($AD43),$AD43,ISNUMBER($AE43),$AE43,ISNUMBER($AF43),$AF43,AND($AD43=0,$AE43=0,$AF43=0),1)","v":0},{"$f":"IF(ISNUMBER(MATCH(AS$11,$AG43:$AJ43,0)),1,0)*IF(ISNUMBER($AF43),(1-$AF43),1) + IF(ISNUMBER(MATCH(AS$11,$AK43:$AP43,0)),-1,0)*_xlfn.IFS(ISNUMBER($AD43),$AD43,ISNUMBER($AE43),$AE43,ISNUMBER($AF43),$AF43,AND($AD43=0,$AE43=0,$AF43=0),1)","v":0},{"$f":"IF(ISNUMBER(MATCH(AT$11,$AG43:$AJ43,0)),1,0)*IF(ISNUMBER($AF43),(1-$AF43),1) + IF(ISNUMBER(MATCH(AT$11,$AK43:$AP43,0)),-1,0)*_xlfn.IFS(ISNUMBER($AD43),$AD43,ISNUMBER($AE43),$AE43,ISNUMBER($AF43),$AF43,AND($AD43=0,$AE43=0,$AF43=0),1)","v":0},{"$f":"IF(ISNUMBER(MATCH(AU$11,$AG43:$AJ43,0)),1,0)*IF(ISNUMBER($AF43),(1-$AF43),1) + IF(ISNUMBER(MATCH(AU$11,$AK43:$AP43,0)),-1,0)*_xlfn.IFS(ISNUMBER($AD43),$AD43,ISNUMBER($AE43),$AE43,ISNUMBER($AF43),$AF43,AND($AD43=0,$AE43=0,$AF43=0),1)","v":0},{"$f":"IF(ISNUMBER(MATCH(AV$11,$AG43:$AJ43,0)),1,0)*IF(ISNUMBER($AF43),(1-$AF43),1) + IF(ISNUMBER(MATCH(AV$11,$AK43:$AP43,0)),-1,0)*_xlfn.IFS(ISNUMBER($AD43),$AD43,ISNUMBER($AE43),$AE43,ISNUMBER($AF43),$AF43,AND($AD43=0,$AE43=0,$AF43=0),1)","v":0},{"$f":"IF(ISNUMBER(MATCH(AW$11,$AG43:$AJ43,0)),1,0)*IF(ISNUMBER($AF43),(1-$AF43),1) + IF(ISNUMBER(MATCH(AW$11,$AK43:$AP43,0)),-1,0)*_xlfn.IFS(ISNUMBER($AD43),$AD43,ISNUMBER($AE43),$AE43,ISNUMBER($AF43),$AF43,AND($AD43=0,$AE43=0,$AF43=0),1)","v":0},{"$f":"IF(ISNUMBER(MATCH(AX$11,$AG43:$AJ43,0)),1,0)*IF(ISNUMBER($AF43),(1-$AF43),1) + IF(ISNUMBER(MATCH(AX$11,$AK43:$AP43,0)),-1,0)*_xlfn.IFS(ISNUMBER($AD43),$AD43,ISNUMBER($AE43),$AE43,ISNUMBER($AF43),$AF43,AND($AD43=0,$AE43=0,$AF43=0),1)","v":0},{"$f":"IF(ISNUMBER(MATCH(AY$11,$AG43:$AJ43,0)),1,0)*IF(ISNUMBER($AF43),(1-$AF43),1) + IF(ISNUMBER(MATCH(AY$11,$AK43:$AP43,0)),-1,0)*_xlfn.IFS(ISNUMBER($AD43),$AD43,ISNUMBER($AE43),$AE43,ISNUMBER($AF43),$AF43,AND($AD43=0,$AE43=0,$AF43=0),1)","v":0},{"$f":"IF(ISNUMBER(MATCH(AZ$11,$AG43:$AJ43,0)),1,0)*IF(ISNUMBER($AF43),(1-$AF43),1) + IF(ISNUMBER(MATCH(AZ$11,$AK43:$AP43,0)),-1,0)*_xlfn.IFS(ISNUMBER($AD43),$AD43,ISNUMBER($AE43),$AE43,ISNUMBER($AF43),$AF43,AND($AD43=0,$AE43=0,$AF43=0),1)","v":0},{"$f":"IF(ISNUMBER(MATCH(BA$11,$AG43:$AJ43,0)),1,0)*IF(ISNUMBER($AF43),(1-$AF43),1) + IF(ISNUMBER(MATCH(BA$11,$AK43:$AP43,0)),-1,0)*_xlfn.IFS(ISNUMBER($AD43),$AD43,ISNUMBER($AE43),$AE43,ISNUMBER($AF43),$AF43,AND($AD43=0,$AE43=0,$AF43=0),1)","v":0},{"$f":"IF(ISNUMBER(MATCH(BB$11,$AG43:$AJ43,0)),1,0)*IF(ISNUMBER($AF43),(1-$AF43),1) + IF(ISNUMBER(MATCH(BB$11,$AK43:$AP43,0)),-1,0)*_xlfn.IFS(ISNUMBER($AD43),$AD43,ISNUMBER($AE43),$AE43,ISNUMBER($AF43),$AF43,AND($AD43=0,$AE43=0,$AF43=0),1)","v":0},{"$f":"IF(ISNUMBER(MATCH(BC$11,$AG43:$AJ43,0)),1,0)*IF(ISNUMBER($AF43),(1-$AF43),1) + IF(ISNUMBER(MATCH(BC$11,$AK43:$AP43,0)),-1,0)*_xlfn.IFS(ISNUMBER($AD43),$AD43,ISNUMBER($AE43),$AE43,ISNUMBER($AF43),$AF43,AND($AD43=0,$AE43=0,$AF43=0),1)","v":0},{"$f":"IF(ISNUMBER(MATCH(BD$11,$AG43:$AJ43,0)),1,0)*IF(ISNUMBER($AF43),(1-$AF43),1) + IF(ISNUMBER(MATCH(BD$11,$AK43:$AP43,0)),-1,0)*_xlfn.IFS(ISNUMBER($AD43),$AD43,ISNUMBER($AE43),$AE43,ISNUMBER($AF43),$AF43,AND($AD43=0,$AE43=0,$AF43=0),1)","v":0},{"$f":"IF(ISNUMBER(MATCH(BE$11,$AG43:$AJ43,0)),1,0)*IF(ISNUMBER($AF43),(1-$AF43),1) + IF(ISNUMBER(MATCH(BE$11,$AK43:$AP43,0)),-1,0)*_xlfn.IFS(ISNUMBER($AD43),$AD43,ISNUMBER($AE43),$AE43,ISNUMBER($AF43),$AF43,AND($AD43=0,$AE43=0,$AF43=0),1)","v":0},{"$f":"IF(ISNUMBER(MATCH(BF$11,$AG43:$AJ43,0)),1,0)*IF(ISNUMBER($AF43),(1-$AF43),1) + IF(ISNUMBER(MATCH(BF$11,$AK43:$AP43,0)),-1,0)*_xlfn.IFS(ISNUMBER($AD43),$AD43,ISNUMBER($AE43),$AE43,ISNUMBER($AF43),$AF43,AND($AD43=0,$AE43=0,$AF43=0),1)","v":0},{"$f":"IF(ISNUMBER(MATCH(BG$11,$AG43:$AJ43,0)),1,0)*IF(ISNUMBER($AF43),(1-$AF43),1) + IF(ISNUMBER(MATCH(BG$11,$AK43:$AP43,0)),-1,0)*_xlfn.IFS(ISNUMBER($AD43),$AD43,ISNUMBER($AE43),$AE43,ISNUMBER($AF43),$AF43,AND($AD43=0,$AE43=0,$AF43=0),1)","v":0},{"$f":"IF(ISNUMBER(MATCH(BH$11,$AG43:$AJ43,0)),1,0)*IF(ISNUMBER($AF43),(1-$AF43),1) + IF(ISNUMBER(MATCH(BH$11,$AK43:$AP43,0)),-1,0)*_xlfn.IFS(ISNUMBER($AD43),$AD43,ISNUMBER($AE43),$AE43,ISNUMBER($AF43),$AF43,AND($AD43=0,$AE43=0,$AF43=0),1)","v":0},{"$f":"IF(ISNUMBER(MATCH(BI$11,$AG43:$AJ43,0)),1,0)*IF(ISNUMBER($AF43),(1-$AF43),1) + IF(ISNUMBER(MATCH(BI$11,$AK43:$AP43,0)),-1,0)*_xlfn.IFS(ISNUMBER($AD43),$AD43,ISNUMBER($AE43),$AE43,ISNUMBER($AF43),$AF43,AND($AD43=0,$AE43=0,$AF43=0),1)","v":0},{"$f":"IF(ISNUMBER(MATCH(BJ$11,$AG43:$AJ43,0)),1,0)*IF(ISNUMBER($AF43),(1-$AF43),1) + IF(ISNUMBER(MATCH(BJ$11,$AK43:$AP43,0)),-1,0)*_xlfn.IFS(ISNUMBER($AD43),$AD43,ISNUMBER($AE43),$AE43,ISNUMBER($AF43),$AF43,AND($AD43=0,$AE43=0,$AF43=0),1)","v":0},{"$f":"IF(ISNUMBER(MATCH(BK$11,$AG43:$AJ43,0)),1,0)*IF(ISNUMBER($AF43),(1-$AF43),1) + IF(ISNUMBER(MATCH(BK$11,$AK43:$AP43,0)),-1,0)*_xlfn.IFS(ISNUMBER($AD43),$AD43,ISNUMBER($AE43),$AE43,ISNUMBER($AF43),$AF43,AND($AD43=0,$AE43=0,$AF43=0),1)","v":0},{"$f":"IF(ISNUMBER(MATCH(BL$11,$AG43:$AJ43,0)),1,0)*IF(ISNUMBER($AF43),(1-$AF43),1) + IF(ISNUMBER(MATCH(BL$11,$AK43:$AP43,0)),-1,0)*_xlfn.IFS(ISNUMBER($AD43),$AD43,ISNUMBER($AE43),$AE43,ISNUMBER($AF43),$AF43,AND($AD43=0,$AE43=0,$AF43=0),1)","v":0},{"$f":"IF(ISNUMBER(MATCH(BM$11,$AG43:$AJ43,0)),1,0)*IF(ISNUMBER($AF43),(1-$AF43),1) + IF(ISNUMBER(MATCH(BM$11,$AK43:$AP43,0)),-1,0)*_xlfn.IFS(ISNUMBER($AD43),$AD43,ISNUMBER($AE43),$AE43,ISNUMBER($AF43),$AF43,AND($AD43=0,$AE43=0,$AF43=0),1)","v":0},{"$f":"IF(ISNUMBER(MATCH(BN$11,$AG43:$AJ43,0)),1,0)*IF(ISNUMBER($AF43),(1-$AF43),1) + IF(ISNUMBER(MATCH(BN$11,$AK43:$AP43,0)),-1,0)*_xlfn.IFS(ISNUMBER($AD43),$AD43,ISNUMBER($AE43),$AE43,ISNUMBER($AF43),$AF43,AND($AD43=0,$AE43=0,$AF43=0),1)","v":0},{"$f":"IF(ISNUMBER(MATCH(BO$11,$AG43:$AJ43,0)),1,0)*IF(ISNUMBER($AF43),(1-$AF43),1) + IF(ISNUMBER(MATCH(BO$11,$AK43:$AP43,0)),-1,0)*_xlfn.IFS(ISNUMBER($AD43),$AD43,ISNUMBER($AE43),$AE43,ISNUMBER($AF43),$AF43,AND($AD43=0,$AE43=0,$AF43=0),1)","v":0},{"$f":"IF(ISNUMBER(MATCH(BP$11,$AG43:$AJ43,0)),1,0)*IF(ISNUMBER($AF43),(1-$AF43),1) + IF(ISNUMBER(MATCH(BP$11,$AK43:$AP43,0)),-1,0)*_xlfn.IFS(ISNUMBER($AD43),$AD43,ISNUMBER($AE43),$AE43,ISNUMBER($AF43),$AF43,AND($AD43=0,$AE43=0,$AF43=0),1)","v":0},{"$f":"IF(ISNUMBER(MATCH(BQ$11,$AG43:$AJ43,0)),1,0)*IF(ISNUMBER($AF43),(1-$AF43),1) + IF(ISNUMBER(MATCH(BQ$11,$AK43:$AP43,0)),-1,0)*_xlfn.IFS(ISNUMBER($AD43),$AD43,ISNUMBER($AE43),$AE43,ISNUMBER($AF43),$AF43,AND($AD43=0,$AE43=0,$AF43=0),1)","v":1},{"$f":"IF(ISNUMBER(MATCH(BR$11,$AG43:$AJ43,0)),1,0)*IF(ISNUMBER($AF43),(1-$AF43),1) + IF(ISNUMBER(MATCH(BR$11,$AK43:$AP43,0)),-1,0)*_xlfn.IFS(ISNUMBER($AD43),$AD43,ISNUMBER($AE43),$AE43,ISNUMBER($AF43),$AF43,AND($AD43=0,$AE43=0,$AF43=0),1)","v":0},{"$f":"IF(ISNUMBER(MATCH(BS$11,$AG43:$AJ43,0)),1,0)*IF(ISNUMBER($AF43),(1-$AF43),1) + IF(ISNUMBER(MATCH(BS$11,$AK43:$AP43,0)),-1,0)*_xlfn.IFS(ISNUMBER($AD43),$AD43,ISNUMBER($AE43),$AE43,ISNUMBER($AF43),$AF43,AND($AD43=0,$AE43=0,$AF43=0),1)","v":0},{"$f":"IF(ISNUMBER(MATCH(BT$11,$AG43:$AJ43,0)),1,0)*IF(ISNUMBER($AF43),(1-$AF43),1) + IF(ISNUMBER(MATCH(BT$11,$AK43:$AP43,0)),-1,0)*_xlfn.IFS(ISNUMBER($AD43),$AD43,ISNUMBER($AE43),$AE43,ISNUMBER($AF43),$AF43,AND($AD43=0,$AE43=0,$AF43=0),1)","v":0},{"$f":"IF(ISNUMBER(MATCH(BU$11,$AG43:$AJ43,0)),1,0)*IF(ISNUMBER($AF43),(1-$AF43),1) + IF(ISNUMBER(MATCH(BU$11,$AK43:$AP43,0)),-1,0)*_xlfn.IFS(ISNUMBER($AD43),$AD43,ISNUMBER($AE43),$AE43,ISNUMBER($AF43),$AF43,AND($AD43=0,$AE43=0,$AF43=0),1)","v":0},{"$f":"IF(ISNUMBER(MATCH(BV$11,$AG43:$AJ43,0)),1,0)*IF(ISNUMBER($AF43),(1-$AF43),1) + IF(ISNUMBER(MATCH(BV$11,$AK43:$AP43,0)),-1,0)*_xlfn.IFS(ISNUMBER($AD43),$AD43,ISNUMBER($AE43),$AE43,ISNUMBER($AF43),$AF43,AND($AD43=0,$AE43=0,$AF43=0),1)","v":0},{"$f":"IF(ISNUMBER(MATCH(BW$11,$AG43:$AJ43,0)),1,0)*IF(ISNUMBER($AF43),(1-$AF43),1) + IF(ISNUMBER(MATCH(BW$11,$AK43:$AP43,0)),-1,0)*_xlfn.IFS(ISNUMBER($AD43),$AD43,ISNUMBER($AE43),$AE43,ISNUMBER($AF43),$AF43,AND($AD43=0,$AE43=0,$AF43=0),1)","v":0},{"$f":"IF(ISNUMBER(MATCH(BX$11,$AG43:$AJ43,0)),1,0)*IF(ISNUMBER($AF43),(1-$AF43),1) + IF(ISNUMBER(MATCH(BX$11,$AK43:$AP43,0)),-1,0)*_xlfn.IFS(ISNUMBER($AD43),$AD43,ISNUMBER($AE43),$AE43,ISNUMBER($AF43),$AF43,AND($AD43=0,$AE43=0,$AF43=0),1)","v":0},{"$f":"IF(ISNUMBER(MATCH(BY$11,$AG43:$AJ43,0)),1,0)*IF(ISNUMBER($AF43),(1-$AF43),1) + IF(ISNUMBER(MATCH(BY$11,$AK43:$AP43,0)),-1,0)*_xlfn.IFS(ISNUMBER($AD43),$AD43,ISNUMBER($AE43),$AE43,ISNUMBER($AF43),$AF43,AND($AD43=0,$AE43=0,$AF43=0),1)","v":-1},{"$f":"IF(ISNUMBER(MATCH(BZ$11,$AG43:$AJ43,0)),1,0)*IF(ISNUMBER($AF43),(1-$AF43),1) + IF(ISNUMBER(MATCH(BZ$11,$AK43:$AP43,0)),-1,0)*_xlfn.IFS(ISNUMBER($AD43),$AD43,ISNUMBER($AE43),$AE43,ISNUMBER($AF43),$AF43,AND($AD43=0,$AE43=0,$AF43=0),1)","v":0},{"$f":"IF(ISNUMBER(MATCH(CA$11,$AG43:$AJ43,0)),1,0)*IF(ISNUMBER($AF43),(1-$AF43),1) + IF(ISNUMBER(MATCH(CA$11,$AK43:$AP43,0)),-1,0)*_xlfn.IFS(ISNUMBER($AD43),$AD43,ISNUMBER($AE43),$AE43,ISNUMBER($AF43),$AF43,AND($AD43=0,$AE43=0,$AF43=0),1)","v":0},{"$f":"IF(ISNUMBER(MATCH(CB$11,$AG43:$AJ43,0)),1,0)*IF(ISNUMBER($AF43),(1-$AF43),1) + IF(ISNUMBER(MATCH(CB$11,$AK43:$AP43,0)),-1,0)*_xlfn.IFS(ISNUMBER($AD43),$AD43,ISNUMBER($AE43),$AE43,ISNUMBER($AF43),$AF43,AND($AD43=0,$AE43=0,$AF43=0),1)","v":0},{"$f":"IF(ISNUMBER(MATCH(CC$11,$AG43:$AJ43,0)),1,0)*IF(ISNUMBER($AF43),(1-$AF43),1) + IF(ISNUMBER(MATCH(CC$11,$AK43:$AP43,0)),-1,0)*_xlfn.IFS(ISNUMBER($AD43),$AD43,ISNUMBER($AE43),$AE43,ISNUMBER($AF43),$AF43,AND($AD43=0,$AE43=0,$AF43=0),1)","v":0},{"$f":"IF(ISNUMBER(MATCH(CD$11,$AG43:$AJ43,0)),1,0)*IF(ISNUMBER($AF43),(1-$AF43),1) + IF(ISNUMBER(MATCH(CD$11,$AK43:$AP43,0)),-1,0)*_xlfn.IFS(ISNUMBER($AD43),$AD43,ISNUMBER($AE43),$AE43,ISNUMBER($AF43),$AF43,AND($AD43=0,$AE43=0,$AF43=0),1)","v":0},{"$f":"IF(ISNUMBER(MATCH(CE$11,$AG43:$AJ43,0)),1,0)*IF(ISNUMBER($AF43),(1-$AF43),1) + IF(ISNUMBER(MATCH(CE$11,$AK43:$AP43,0)),-1,0)*_xlfn.IFS(ISNUMBER($AD43),$AD43,ISNUMBER($AE43),$AE43,ISNUMBER($AF43),$AF43,AND($AD43=0,$AE43=0,$AF43=0),1)","v":0},{"$f":"IF(ISNUMBER(MATCH(CF$11,$AG43:$AJ43,0)),1,0)*IF(ISNUMBER($AF43),(1-$AF43),1) + IF(ISNUMBER(MATCH(CF$11,$AK43:$AP43,0)),-1,0)*_xlfn.IFS(ISNUMBER($AD43),$AD43,ISNUMBER($AE43),$AE43,ISNUMBER($AF43),$AF43,AND($AD43=0,$AE43=0,$AF43=0),1)","v":0},{"$f":"IF(ISNUMBER(MATCH(CG$11,$AG43:$AJ43,0)),1,0)*IF(ISNUMBER($AF43),(1-$AF43),1) + IF(ISNUMBER(MATCH(CG$11,$AK43:$AP43,0)),-1,0)*_xlfn.IFS(ISNUMBER($AD43),$AD43,ISNUMBER($AE43),$AE43,ISNUMBER($AF43),$AF43,AND($AD43=0,$AE43=0,$AF43=0),1)","v":0},{"$f":"IF(ISNUMBER(MATCH(CH$11,$AG43:$AJ43,0)),1,0)*IF(ISNUMBER($AF43),(1-$AF43),1) + IF(ISNUMBER(MATCH(CH$11,$AK43:$AP43,0)),-1,0)*_xlfn.IFS(ISNUMBER($AD43),$AD43,ISNUMBER($AE43),$AE43,ISNUMBER($AF43),$AF43,AND($AD43=0,$AE43=0,$AF43=0),1)","v":0},{"$f":"IF(ISNUMBER(MATCH(CI$11,$AG43:$AJ43,0)),1,0)*IF(ISNUMBER($AF43),(1-$AF43),1) + IF(ISNUMBER(MATCH(CI$11,$AK43:$AP43,0)),-1,0)*_xlfn.IFS(ISNUMBER($AD43),$AD43,ISNUMBER($AE43),$AE43,ISNUMBER($AF43),$AF43,AND($AD43=0,$AE43=0,$AF43=0),1)","v":0},{"$f":"IF(ISNUMBER(MATCH(CJ$11,$AG43:$AJ43,0)),1,0)*IF(ISNUMBER($AF43),(1-$AF43),1) + IF(ISNUMBER(MATCH(CJ$11,$AK43:$AP43,0)),-1,0)*_xlfn.IFS(ISNUMBER($AD43),$AD43,ISNUMBER($AE43),$AE43,ISNUMBER($AF43),$AF43,AND($AD43=0,$AE43=0,$AF43=0),1)","v":1},{"$f":"IF(ISNUMBER(MATCH(CK$11,$AG43:$AJ43,0)),1,0)*IF(ISNUMBER($AF43),(1-$AF43),1) + IF(ISNUMBER(MATCH(CK$11,$AK43:$AP43,0)),-1,0)*_xlfn.IFS(ISNUMBER($AD43),$AD43,ISNUMBER($AE43),$AE43,ISNUMBER($AF43),$AF43,AND($AD43=0,$AE43=0,$AF43=0),1)","v":0},{"$f":"IF(ISNUMBER(MATCH(CL$11,$AG43:$AJ43,0)),1,0)*IF(ISNUMBER($AF43),(1-$AF43),1) + IF(ISNUMBER(MATCH(CL$11,$AK43:$AP43,0)),-1,0)*_xlfn.IFS(ISNUMBER($AD43),$AD43,ISNUMBER($AE43),$AE43,ISNUMBER($AF43),$AF43,AND($AD43=0,$AE43=0,$AF43=0),1)","v":0},{"$f":"IF(ISNUMBER(MATCH(CM$11,$AG43:$AJ43,0)),1,0)*IF(ISNUMBER($AF43),(1-$AF43),1) + IF(ISNUMBER(MATCH(CM$11,$AK43:$AP43,0)),-1,0)*_xlfn.IFS(ISNUMBER($AD43),$AD43,ISNUMBER($AE43),$AE43,ISNUMBER($AF43),$AF43,AND($AD43=0,$AE43=0,$AF43=0),1)","v":0},{"$f":"IF(ISNUMBER(MATCH(CN$11,$AG43:$AJ43,0)),1,0)*IF(ISNUMBER($AF43),(1-$AF43),1) + IF(ISNUMBER(MATCH(CN$11,$AK43:$AP43,0)),-1,0)*_xlfn.IFS(ISNUMBER($AD43),$AD43,ISNUMBER($AE43),$AE43,ISNUMBER($AF43),$AF43,AND($AD43=0,$AE43=0,$AF43=0),1)","v":0},{"$f":"IF(ISNUMBER(MATCH(CO$11,$AG43:$AJ43,0)),1,0)*IF(ISNUMBER($AF43),(1-$AF43),1) + IF(ISNUMBER(MATCH(CO$11,$AK43:$AP43,0)),-1,0)*_xlfn.IFS(ISNUMBER($AD43),$AD43,ISNUMBER($AE43),$AE43,ISNUMBER($AF43),$AF43,AND($AD43=0,$AE43=0,$AF43=0),1)","v":0},{"$f":"IF(ISNUMBER(MATCH(CP$11,$AG43:$AJ43,0)),1,0)*IF(ISNUMBER($AF43),(1-$AF43),1) + IF(ISNUMBER(MATCH(CP$11,$AK43:$AP43,0)),-1,0)*_xlfn.IFS(ISNUMBER($AD43),$AD43,ISNUMBER($AE43),$AE43,ISNUMBER($AF43),$AF43,AND($AD43=0,$AE43=0,$AF43=0),1)","v":0},{"$f":"IF(ISNUMBER(MATCH(CQ$11,$AG43:$AJ43,0)),1,0)*IF(ISNUMBER($AF43),(1-$AF43),1) + IF(ISNUMBER(MATCH(CQ$11,$AK43:$AP43,0)),-1,0)*_xlfn.IFS(ISNUMBER($AD43),$AD43,ISNUMBER($AE43),$AE43,ISNUMBER($AF43),$AF43,AND($AD43=0,$AE43=0,$AF43=0),1)","v":0},{"$f":"IF(ISNUMBER(MATCH(CR$11,$AG43:$AJ43,0)),1,0)*IF(ISNUMBER($AF43),(1-$AF43),1) + IF(ISNUMBER(MATCH(CR$11,$AK43:$AP43,0)),-1,0)*_xlfn.IFS(ISNUMBER($AD43),$AD43,ISNUMBER($AE43),$AE43,ISNUMBER($AF43),$AF43,AND($AD43=0,$AE43=0,$AF43=0),1)","v":0},{"$f":"IF(ISNUMBER(MATCH(CS$11,$AG43:$AJ43,0)),1,0)*IF(ISNUMBER($AF43),(1-$AF43),1) + IF(ISNUMBER(MATCH(CS$11,$AK43:$AP43,0)),-1,0)*_xlfn.IFS(ISNUMBER($AD43),$AD43,ISNUMBER($AE43),$AE43,ISNUMBER($AF43),$AF43,AND($AD43=0,$AE43=0,$AF43=0),1)","v":0},{"$f":"IF(ISNUMBER(MATCH(CT$11,$AG43:$AJ43,0)),1,0)*IF(ISNUMBER($AF43),(1-$AF43),1) + IF(ISNUMBER(MATCH(CT$11,$AK43:$AP43,0)),-1,0)*_xlfn.IFS(ISNUMBER($AD43),$AD43,ISNUMBER($AE43),$AE43,ISNUMBER($AF43),$AF43,AND($AD43=0,$AE43=0,$AF43=0),1)","v":0},{"$f":"IF(ISNUMBER(MATCH(CU$11,$AG43:$AJ43,0)),1,0)*IF(ISNUMBER($AF43),(1-$AF43),1) + IF(ISNUMBER(MATCH(CU$11,$AK43:$AP43,0)),-1,0)*_xlfn.IFS(ISNUMBER($AD43),$AD43,ISNUMBER($AE43),$AE43,ISNUMBER($AF43),$AF43,AND($AD43=0,$AE43=0,$AF43=0),1)","v":0},{"$f":"IF(ISNUMBER(MATCH(CV$11,$AG43:$AJ43,0)),1,0)*IF(ISNUMBER($AF43),(1-$AF43),1) + IF(ISNUMBER(MATCH(CV$11,$AK43:$AP43,0)),-1,0)*_xlfn.IFS(ISNUMBER($AD43),$AD43,ISNUMBER($AE43),$AE43,ISNUMBER($AF43),$AF43,AND($AD43=0,$AE43=0,$AF43=0),1)","v":0},{"$f":"IF(ISNUMBER(MATCH(CW$11,$AG43:$AJ43,0)),1,0)*IF(ISNUMBER($AF43),(1-$AF43),1) + IF(ISNUMBER(MATCH(CW$11,$AK43:$AP43,0)),-1,0)*_xlfn.IFS(ISNUMBER($AD43),$AD43,ISNUMBER($AE43),$AE43,ISNUMBER($AF43),$AF43,AND($AD43=0,$AE43=0,$AF43=0),1)","v":0},{"$f":"IF(ISNUMBER(MATCH(CX$11,$AG43:$AJ43,0)),1,0)*IF(ISNUMBER($AF43),(1-$AF43),1) + IF(ISNUMBER(MATCH(CX$11,$AK43:$AP43,0)),-1,0)*_xlfn.IFS(ISNUMBER($AD43),$AD43,ISNUMBER($AE43),$AE43,ISNUMBER($AF43),$AF43,AND($AD43=0,$AE43=0,$AF43=0),1)","v":0},{"$f":"IF(ISNUMBER(MATCH(CY$11,$AG43:$AJ43,0)),1,0)*IF(ISNUMBER($AF43),(1-$AF43),1) + IF(ISNUMBER(MATCH(CY$11,$AK43:$AP43,0)),-1,0)*_xlfn.IFS(ISNUMBER($AD43),$AD43,ISNUMBER($AE43),$AE43,ISNUMBER($AF43),$AF43,AND($AD43=0,$AE43=0,$AF43=0),1)","v":0},{"$f":"IF(ISNUMBER(MATCH(CZ$11,$AG43:$AJ43,0)),1,0)*IF(ISNUMBER($AF43),(1-$AF43),1) + IF(ISNUMBER(MATCH(CZ$11,$AK43:$AP43,0)),-1,0)*_xlfn.IFS(ISNUMBER($AD43),$AD43,ISNUMBER($AE43),$AE43,ISNUMBER($AF43),$AF43,AND($AD43=0,$AE43=0,$AF43=0),1)","v":0},{"$f":"IF(ISNUMBER(MATCH(DA$11,$AG43:$AJ43,0)),1,0)*IF(ISNUMBER($AF43),(1-$AF43),1) + IF(ISNUMBER(MATCH(DA$11,$AK43:$AP43,0)),-1,0)*_xlfn.IFS(ISNUMBER($AD43),$AD43,ISNUMBER($AE43),$AE43,ISNUMBER($AF43),$AF43,AND($AD43=0,$AE43=0,$AF43=0),1)","v":0},{"$f":"IF(ISNUMBER(MATCH(DB$11,$AG43:$AJ43,0)),1,0)*IF(ISNUMBER($AF43),(1-$AF43),1) + IF(ISNUMBER(MATCH(DB$11,$AK43:$AP43,0)),-1,0)*_xlfn.IFS(ISNUMBER($AD43),$AD43,ISNUMBER($AE43),$AE43,ISNUMBER($AF43),$AF43,AND($AD43=0,$AE43=0,$AF43=0),1)","v":0},{"$f":"IF(ISNUMBER(MATCH(DC$11,$AG43:$AJ43,0)),1,0)*IF(ISNUMBER($AF43),(1-$AF43),1) + IF(ISNUMBER(MATCH(DC$11,$AK43:$AP43,0)),-1,0)*_xlfn.IFS(ISNUMBER($AD43),$AD43,ISNUMBER($AE43),$AE43,ISNUMBER($AF43),$AF43,AND($AD43=0,$AE43=0,$AF43=0),1)","v":0},{"$f":"IF(ISNUMBER(MATCH(DD$11,$AG43:$AJ43,0)),1,0)*IF(ISNUMBER($AF43),(1-$AF43),1) + IF(ISNUMBER(MATCH(DD$11,$AK43:$AP43,0)),-1,0)*_xlfn.IFS(ISNUMBER($AD43),$AD43,ISNUMBER($AE43),$AE43,ISNUMBER($AF43),$AF43,AND($AD43=0,$AE43=0,$AF43=0),1)","v":0},{"$f":"IF(ISNUMBER(MATCH(DE$11,$AG43:$AJ43,0)),1,0)*IF(ISNUMBER($AF43),(1-$AF43),1) + IF(ISNUMBER(MATCH(DE$11,$AK43:$AP43,0)),-1,0)*_xlfn.IFS(ISNUMBER($AD43),$AD43,ISNUMBER($AE43),$AE43,ISNUMBER($AF43),$AF43,AND($AD43=0,$AE43=0,$AF43=0),1)","v":0},null,0,"Datarooms","dataroom3","Conservation",null,null,null,null,null,null,null,null,null,"e_drms_crit-dr2",1,0,0,0,0,0,0,0,0,0,0,0,0,0,0,0,0,0,0,0,0,0,0,0,0,0,0,0,0,0,0,0,0,0,0,0,0,0,0,0,0,0,1,0,0,0,0,0,0,0,0,0,0,0,0,0,0,0,0,0,0,0,0,0,0,0,0,0,null,null,null,null,null,null,null,null,null,null,null,"e_drms_crit-dr2",null,0,0,0,0,0,0,0,0,0,0,0,0,0,0,0,0,0,0,0,0,0,0,0,0,0,0,0,0,0,0,0,0,0,0,0,0,0,0,0,0,0,1,0,0,0,0,0,0,0,0,0,0,0,0,0,0,0,0,0,0,0,0,0,0,0,0,0,null,null,"e_drms_crit-dr2",0,0,0,0,0,0,0,0,0,0,0,0,0,0,0,0,0,0,0,0,0,0,0,0,0,0,0,0,0,0,0,0,0,0,0,0,0,0,0,0,0,1,0,0,0,0,0,0,0,0,0,0,0,0,0,0,0,0,0,0,0,0,0,0,0,0,0]
[null,null,null,null,null,null,null,null,null,null,null,null,null,null,null,null,null,null,"q_drms_dr2-hru,ht",{"$f":"_xlfn.MAXIFS(V44:X44,$V$10:$X$10,\">0\")","v":0},{"$f":"SUMPRODUCT($V$10:$X$10,V44:X44)","v":0},0,0,0,0,null,null,"Conservation",null,null,null,null,"q_drms_dr3-hru,ht",null,null,null,"q_dr3_cls,l",null,null,null,null,null,null,{"$f":"IF(ISNUMBER(MATCH(AR$11,$AG44:$AJ44,0)),1,0)*IF(ISNUMBER($AF44),(1-$AF44),1) + IF(ISNUMBER(MATCH(AR$11,$AK44:$AP44,0)),-1,0)*_xlfn.IFS(ISNUMBER($AD44),$AD44,ISNUMBER($AE44),$AE44,ISNUMBER($AF44),$AF44,AND($AD44=0,$AE44=0,$AF44=0),1)","v":0},{"$f":"IF(ISNUMBER(MATCH(AS$11,$AG44:$AJ44,0)),1,0)*IF(ISNUMBER($AF44),(1-$AF44),1) + IF(ISNUMBER(MATCH(AS$11,$AK44:$AP44,0)),-1,0)*_xlfn.IFS(ISNUMBER($AD44),$AD44,ISNUMBER($AE44),$AE44,ISNUMBER($AF44),$AF44,AND($AD44=0,$AE44=0,$AF44=0),1)","v":0},{"$f":"IF(ISNUMBER(MATCH(AT$11,$AG44:$AJ44,0)),1,0)*IF(ISNUMBER($AF44),(1-$AF44),1) + IF(ISNUMBER(MATCH(AT$11,$AK44:$AP44,0)),-1,0)*_xlfn.IFS(ISNUMBER($AD44),$AD44,ISNUMBER($AE44),$AE44,ISNUMBER($AF44),$AF44,AND($AD44=0,$AE44=0,$AF44=0),1)","v":0},{"$f":"IF(ISNUMBER(MATCH(AU$11,$AG44:$AJ44,0)),1,0)*IF(ISNUMBER($AF44),(1-$AF44),1) + IF(ISNUMBER(MATCH(AU$11,$AK44:$AP44,0)),-1,0)*_xlfn.IFS(ISNUMBER($AD44),$AD44,ISNUMBER($AE44),$AE44,ISNUMBER($AF44),$AF44,AND($AD44=0,$AE44=0,$AF44=0),1)","v":0},{"$f":"IF(ISNUMBER(MATCH(AV$11,$AG44:$AJ44,0)),1,0)*IF(ISNUMBER($AF44),(1-$AF44),1) + IF(ISNUMBER(MATCH(AV$11,$AK44:$AP44,0)),-1,0)*_xlfn.IFS(ISNUMBER($AD44),$AD44,ISNUMBER($AE44),$AE44,ISNUMBER($AF44),$AF44,AND($AD44=0,$AE44=0,$AF44=0),1)","v":0},{"$f":"IF(ISNUMBER(MATCH(AW$11,$AG44:$AJ44,0)),1,0)*IF(ISNUMBER($AF44),(1-$AF44),1) + IF(ISNUMBER(MATCH(AW$11,$AK44:$AP44,0)),-1,0)*_xlfn.IFS(ISNUMBER($AD44),$AD44,ISNUMBER($AE44),$AE44,ISNUMBER($AF44),$AF44,AND($AD44=0,$AE44=0,$AF44=0),1)","v":0},{"$f":"IF(ISNUMBER(MATCH(AX$11,$AG44:$AJ44,0)),1,0)*IF(ISNUMBER($AF44),(1-$AF44),1) + IF(ISNUMBER(MATCH(AX$11,$AK44:$AP44,0)),-1,0)*_xlfn.IFS(ISNUMBER($AD44),$AD44,ISNUMBER($AE44),$AE44,ISNUMBER($AF44),$AF44,AND($AD44=0,$AE44=0,$AF44=0),1)","v":0},{"$f":"IF(ISNUMBER(MATCH(AY$11,$AG44:$AJ44,0)),1,0)*IF(ISNUMBER($AF44),(1-$AF44),1) + IF(ISNUMBER(MATCH(AY$11,$AK44:$AP44,0)),-1,0)*_xlfn.IFS(ISNUMBER($AD44),$AD44,ISNUMBER($AE44),$AE44,ISNUMBER($AF44),$AF44,AND($AD44=0,$AE44=0,$AF44=0),1)","v":0},{"$f":"IF(ISNUMBER(MATCH(AZ$11,$AG44:$AJ44,0)),1,0)*IF(ISNUMBER($AF44),(1-$AF44),1) + IF(ISNUMBER(MATCH(AZ$11,$AK44:$AP44,0)),-1,0)*_xlfn.IFS(ISNUMBER($AD44),$AD44,ISNUMBER($AE44),$AE44,ISNUMBER($AF44),$AF44,AND($AD44=0,$AE44=0,$AF44=0),1)","v":0},{"$f":"IF(ISNUMBER(MATCH(BA$11,$AG44:$AJ44,0)),1,0)*IF(ISNUMBER($AF44),(1-$AF44),1) + IF(ISNUMBER(MATCH(BA$11,$AK44:$AP44,0)),-1,0)*_xlfn.IFS(ISNUMBER($AD44),$AD44,ISNUMBER($AE44),$AE44,ISNUMBER($AF44),$AF44,AND($AD44=0,$AE44=0,$AF44=0),1)","v":0},{"$f":"IF(ISNUMBER(MATCH(BB$11,$AG44:$AJ44,0)),1,0)*IF(ISNUMBER($AF44),(1-$AF44),1) + IF(ISNUMBER(MATCH(BB$11,$AK44:$AP44,0)),-1,0)*_xlfn.IFS(ISNUMBER($AD44),$AD44,ISNUMBER($AE44),$AE44,ISNUMBER($AF44),$AF44,AND($AD44=0,$AE44=0,$AF44=0),1)","v":0},{"$f":"IF(ISNUMBER(MATCH(BC$11,$AG44:$AJ44,0)),1,0)*IF(ISNUMBER($AF44),(1-$AF44),1) + IF(ISNUMBER(MATCH(BC$11,$AK44:$AP44,0)),-1,0)*_xlfn.IFS(ISNUMBER($AD44),$AD44,ISNUMBER($AE44),$AE44,ISNUMBER($AF44),$AF44,AND($AD44=0,$AE44=0,$AF44=0),1)","v":0},{"$f":"IF(ISNUMBER(MATCH(BD$11,$AG44:$AJ44,0)),1,0)*IF(ISNUMBER($AF44),(1-$AF44),1) + IF(ISNUMBER(MATCH(BD$11,$AK44:$AP44,0)),-1,0)*_xlfn.IFS(ISNUMBER($AD44),$AD44,ISNUMBER($AE44),$AE44,ISNUMBER($AF44),$AF44,AND($AD44=0,$AE44=0,$AF44=0),1)","v":0},{"$f":"IF(ISNUMBER(MATCH(BE$11,$AG44:$AJ44,0)),1,0)*IF(ISNUMBER($AF44),(1-$AF44),1) + IF(ISNUMBER(MATCH(BE$11,$AK44:$AP44,0)),-1,0)*_xlfn.IFS(ISNUMBER($AD44),$AD44,ISNUMBER($AE44),$AE44,ISNUMBER($AF44),$AF44,AND($AD44=0,$AE44=0,$AF44=0),1)","v":0},{"$f":"IF(ISNUMBER(MATCH(BF$11,$AG44:$AJ44,0)),1,0)*IF(ISNUMBER($AF44),(1-$AF44),1) + IF(ISNUMBER(MATCH(BF$11,$AK44:$AP44,0)),-1,0)*_xlfn.IFS(ISNUMBER($AD44),$AD44,ISNUMBER($AE44),$AE44,ISNUMBER($AF44),$AF44,AND($AD44=0,$AE44=0,$AF44=0),1)","v":0},{"$f":"IF(ISNUMBER(MATCH(BG$11,$AG44:$AJ44,0)),1,0)*IF(ISNUMBER($AF44),(1-$AF44),1) + IF(ISNUMBER(MATCH(BG$11,$AK44:$AP44,0)),-1,0)*_xlfn.IFS(ISNUMBER($AD44),$AD44,ISNUMBER($AE44),$AE44,ISNUMBER($AF44),$AF44,AND($AD44=0,$AE44=0,$AF44=0),1)","v":0},{"$f":"IF(ISNUMBER(MATCH(BH$11,$AG44:$AJ44,0)),1,0)*IF(ISNUMBER($AF44),(1-$AF44),1) + IF(ISNUMBER(MATCH(BH$11,$AK44:$AP44,0)),-1,0)*_xlfn.IFS(ISNUMBER($AD44),$AD44,ISNUMBER($AE44),$AE44,ISNUMBER($AF44),$AF44,AND($AD44=0,$AE44=0,$AF44=0),1)","v":0},{"$f":"IF(ISNUMBER(MATCH(BI$11,$AG44:$AJ44,0)),1,0)*IF(ISNUMBER($AF44),(1-$AF44),1) + IF(ISNUMBER(MATCH(BI$11,$AK44:$AP44,0)),-1,0)*_xlfn.IFS(ISNUMBER($AD44),$AD44,ISNUMBER($AE44),$AE44,ISNUMBER($AF44),$AF44,AND($AD44=0,$AE44=0,$AF44=0),1)","v":0},{"$f":"IF(ISNUMBER(MATCH(BJ$11,$AG44:$AJ44,0)),1,0)*IF(ISNUMBER($AF44),(1-$AF44),1) + IF(ISNUMBER(MATCH(BJ$11,$AK44:$AP44,0)),-1,0)*_xlfn.IFS(ISNUMBER($AD44),$AD44,ISNUMBER($AE44),$AE44,ISNUMBER($AF44),$AF44,AND($AD44=0,$AE44=0,$AF44=0),1)","v":0},{"$f":"IF(ISNUMBER(MATCH(BK$11,$AG44:$AJ44,0)),1,0)*IF(ISNUMBER($AF44),(1-$AF44),1) + IF(ISNUMBER(MATCH(BK$11,$AK44:$AP44,0)),-1,0)*_xlfn.IFS(ISNUMBER($AD44),$AD44,ISNUMBER($AE44),$AE44,ISNUMBER($AF44),$AF44,AND($AD44=0,$AE44=0,$AF44=0),1)","v":0},{"$f":"IF(ISNUMBER(MATCH(BL$11,$AG44:$AJ44,0)),1,0)*IF(ISNUMBER($AF44),(1-$AF44),1) + IF(ISNUMBER(MATCH(BL$11,$AK44:$AP44,0)),-1,0)*_xlfn.IFS(ISNUMBER($AD44),$AD44,ISNUMBER($AE44),$AE44,ISNUMBER($AF44),$AF44,AND($AD44=0,$AE44=0,$AF44=0),1)","v":0},{"$f":"IF(ISNUMBER(MATCH(BM$11,$AG44:$AJ44,0)),1,0)*IF(ISNUMBER($AF44),(1-$AF44),1) + IF(ISNUMBER(MATCH(BM$11,$AK44:$AP44,0)),-1,0)*_xlfn.IFS(ISNUMBER($AD44),$AD44,ISNUMBER($AE44),$AE44,ISNUMBER($AF44),$AF44,AND($AD44=0,$AE44=0,$AF44=0),1)","v":0},{"$f":"IF(ISNUMBER(MATCH(BN$11,$AG44:$AJ44,0)),1,0)*IF(ISNUMBER($AF44),(1-$AF44),1) + IF(ISNUMBER(MATCH(BN$11,$AK44:$AP44,0)),-1,0)*_xlfn.IFS(ISNUMBER($AD44),$AD44,ISNUMBER($AE44),$AE44,ISNUMBER($AF44),$AF44,AND($AD44=0,$AE44=0,$AF44=0),1)","v":0},{"$f":"IF(ISNUMBER(MATCH(BO$11,$AG44:$AJ44,0)),1,0)*IF(ISNUMBER($AF44),(1-$AF44),1) + IF(ISNUMBER(MATCH(BO$11,$AK44:$AP44,0)),-1,0)*_xlfn.IFS(ISNUMBER($AD44),$AD44,ISNUMBER($AE44),$AE44,ISNUMBER($AF44),$AF44,AND($AD44=0,$AE44=0,$AF44=0),1)","v":0},{"$f":"IF(ISNUMBER(MATCH(BP$11,$AG44:$AJ44,0)),1,0)*IF(ISNUMBER($AF44),(1-$AF44),1) + IF(ISNUMBER(MATCH(BP$11,$AK44:$AP44,0)),-1,0)*_xlfn.IFS(ISNUMBER($AD44),$AD44,ISNUMBER($AE44),$AE44,ISNUMBER($AF44),$AF44,AND($AD44=0,$AE44=0,$AF44=0),1)","v":0},{"$f":"IF(ISNUMBER(MATCH(BQ$11,$AG44:$AJ44,0)),1,0)*IF(ISNUMBER($AF44),(1-$AF44),1) + IF(ISNUMBER(MATCH(BQ$11,$AK44:$AP44,0)),-1,0)*_xlfn.IFS(ISNUMBER($AD44),$AD44,ISNUMBER($AE44),$AE44,ISNUMBER($AF44),$AF44,AND($AD44=0,$AE44=0,$AF44=0),1)","v":0},{"$f":"IF(ISNUMBER(MATCH(BR$11,$AG44:$AJ44,0)),1,0)*IF(ISNUMBER($AF44),(1-$AF44),1) + IF(ISNUMBER(MATCH(BR$11,$AK44:$AP44,0)),-1,0)*_xlfn.IFS(ISNUMBER($AD44),$AD44,ISNUMBER($AE44),$AE44,ISNUMBER($AF44),$AF44,AND($AD44=0,$AE44=0,$AF44=0),1)","v":0},{"$f":"IF(ISNUMBER(MATCH(BS$11,$AG44:$AJ44,0)),1,0)*IF(ISNUMBER($AF44),(1-$AF44),1) + IF(ISNUMBER(MATCH(BS$11,$AK44:$AP44,0)),-1,0)*_xlfn.IFS(ISNUMBER($AD44),$AD44,ISNUMBER($AE44),$AE44,ISNUMBER($AF44),$AF44,AND($AD44=0,$AE44=0,$AF44=0),1)","v":0},{"$f":"IF(ISNUMBER(MATCH(BT$11,$AG44:$AJ44,0)),1,0)*IF(ISNUMBER($AF44),(1-$AF44),1) + IF(ISNUMBER(MATCH(BT$11,$AK44:$AP44,0)),-1,0)*_xlfn.IFS(ISNUMBER($AD44),$AD44,ISNUMBER($AE44),$AE44,ISNUMBER($AF44),$AF44,AND($AD44=0,$AE44=0,$AF44=0),1)","v":0},{"$f":"IF(ISNUMBER(MATCH(BU$11,$AG44:$AJ44,0)),1,0)*IF(ISNUMBER($AF44),(1-$AF44),1) + IF(ISNUMBER(MATCH(BU$11,$AK44:$AP44,0)),-1,0)*_xlfn.IFS(ISNUMBER($AD44),$AD44,ISNUMBER($AE44),$AE44,ISNUMBER($AF44),$AF44,AND($AD44=0,$AE44=0,$AF44=0),1)","v":0},{"$f":"IF(ISNUMBER(MATCH(BV$11,$AG44:$AJ44,0)),1,0)*IF(ISNUMBER($AF44),(1-$AF44),1) + IF(ISNUMBER(MATCH(BV$11,$AK44:$AP44,0)),-1,0)*_xlfn.IFS(ISNUMBER($AD44),$AD44,ISNUMBER($AE44),$AE44,ISNUMBER($AF44),$AF44,AND($AD44=0,$AE44=0,$AF44=0),1)","v":0},{"$f":"IF(ISNUMBER(MATCH(BW$11,$AG44:$AJ44,0)),1,0)*IF(ISNUMBER($AF44),(1-$AF44),1) + IF(ISNUMBER(MATCH(BW$11,$AK44:$AP44,0)),-1,0)*_xlfn.IFS(ISNUMBER($AD44),$AD44,ISNUMBER($AE44),$AE44,ISNUMBER($AF44),$AF44,AND($AD44=0,$AE44=0,$AF44=0),1)","v":0},{"$f":"IF(ISNUMBER(MATCH(BX$11,$AG44:$AJ44,0)),1,0)*IF(ISNUMBER($AF44),(1-$AF44),1) + IF(ISNUMBER(MATCH(BX$11,$AK44:$AP44,0)),-1,0)*_xlfn.IFS(ISNUMBER($AD44),$AD44,ISNUMBER($AE44),$AE44,ISNUMBER($AF44),$AF44,AND($AD44=0,$AE44=0,$AF44=0),1)","v":0},{"$f":"IF(ISNUMBER(MATCH(BY$11,$AG44:$AJ44,0)),1,0)*IF(ISNUMBER($AF44),(1-$AF44),1) + IF(ISNUMBER(MATCH(BY$11,$AK44:$AP44,0)),-1,0)*_xlfn.IFS(ISNUMBER($AD44),$AD44,ISNUMBER($AE44),$AE44,ISNUMBER($AF44),$AF44,AND($AD44=0,$AE44=0,$AF44=0),1)","v":0},{"$f":"IF(ISNUMBER(MATCH(BZ$11,$AG44:$AJ44,0)),1,0)*IF(ISNUMBER($AF44),(1-$AF44),1) + IF(ISNUMBER(MATCH(BZ$11,$AK44:$AP44,0)),-1,0)*_xlfn.IFS(ISNUMBER($AD44),$AD44,ISNUMBER($AE44),$AE44,ISNUMBER($AF44),$AF44,AND($AD44=0,$AE44=0,$AF44=0),1)","v":1},{"$f":"IF(ISNUMBER(MATCH(CA$11,$AG44:$AJ44,0)),1,0)*IF(ISNUMBER($AF44),(1-$AF44),1) + IF(ISNUMBER(MATCH(CA$11,$AK44:$AP44,0)),-1,0)*_xlfn.IFS(ISNUMBER($AD44),$AD44,ISNUMBER($AE44),$AE44,ISNUMBER($AF44),$AF44,AND($AD44=0,$AE44=0,$AF44=0),1)","v":0},{"$f":"IF(ISNUMBER(MATCH(CB$11,$AG44:$AJ44,0)),1,0)*IF(ISNUMBER($AF44),(1-$AF44),1) + IF(ISNUMBER(MATCH(CB$11,$AK44:$AP44,0)),-1,0)*_xlfn.IFS(ISNUMBER($AD44),$AD44,ISNUMBER($AE44),$AE44,ISNUMBER($AF44),$AF44,AND($AD44=0,$AE44=0,$AF44=0),1)","v":0},{"$f":"IF(ISNUMBER(MATCH(CC$11,$AG44:$AJ44,0)),1,0)*IF(ISNUMBER($AF44),(1-$AF44),1) + IF(ISNUMBER(MATCH(CC$11,$AK44:$AP44,0)),-1,0)*_xlfn.IFS(ISNUMBER($AD44),$AD44,ISNUMBER($AE44),$AE44,ISNUMBER($AF44),$AF44,AND($AD44=0,$AE44=0,$AF44=0),1)","v":0},{"$f":"IF(ISNUMBER(MATCH(CD$11,$AG44:$AJ44,0)),1,0)*IF(ISNUMBER($AF44),(1-$AF44),1) + IF(ISNUMBER(MATCH(CD$11,$AK44:$AP44,0)),-1,0)*_xlfn.IFS(ISNUMBER($AD44),$AD44,ISNUMBER($AE44),$AE44,ISNUMBER($AF44),$AF44,AND($AD44=0,$AE44=0,$AF44=0),1)","v":0},{"$f":"IF(ISNUMBER(MATCH(CE$11,$AG44:$AJ44,0)),1,0)*IF(ISNUMBER($AF44),(1-$AF44),1) + IF(ISNUMBER(MATCH(CE$11,$AK44:$AP44,0)),-1,0)*_xlfn.IFS(ISNUMBER($AD44),$AD44,ISNUMBER($AE44),$AE44,ISNUMBER($AF44),$AF44,AND($AD44=0,$AE44=0,$AF44=0),1)","v":0},{"$f":"IF(ISNUMBER(MATCH(CF$11,$AG44:$AJ44,0)),1,0)*IF(ISNUMBER($AF44),(1-$AF44),1) + IF(ISNUMBER(MATCH(CF$11,$AK44:$AP44,0)),-1,0)*_xlfn.IFS(ISNUMBER($AD44),$AD44,ISNUMBER($AE44),$AE44,ISNUMBER($AF44),$AF44,AND($AD44=0,$AE44=0,$AF44=0),1)","v":0},{"$f":"IF(ISNUMBER(MATCH(CG$11,$AG44:$AJ44,0)),1,0)*IF(ISNUMBER($AF44),(1-$AF44),1) + IF(ISNUMBER(MATCH(CG$11,$AK44:$AP44,0)),-1,0)*_xlfn.IFS(ISNUMBER($AD44),$AD44,ISNUMBER($AE44),$AE44,ISNUMBER($AF44),$AF44,AND($AD44=0,$AE44=0,$AF44=0),1)","v":0},{"$f":"IF(ISNUMBER(MATCH(CH$11,$AG44:$AJ44,0)),1,0)*IF(ISNUMBER($AF44),(1-$AF44),1) + IF(ISNUMBER(MATCH(CH$11,$AK44:$AP44,0)),-1,0)*_xlfn.IFS(ISNUMBER($AD44),$AD44,ISNUMBER($AE44),$AE44,ISNUMBER($AF44),$AF44,AND($AD44=0,$AE44=0,$AF44=0),1)","v":0},{"$f":"IF(ISNUMBER(MATCH(CI$11,$AG44:$AJ44,0)),1,0)*IF(ISNUMBER($AF44),(1-$AF44),1) + IF(ISNUMBER(MATCH(CI$11,$AK44:$AP44,0)),-1,0)*_xlfn.IFS(ISNUMBER($AD44),$AD44,ISNUMBER($AE44),$AE44,ISNUMBER($AF44),$AF44,AND($AD44=0,$AE44=0,$AF44=0),1)","v":0},{"$f":"IF(ISNUMBER(MATCH(CJ$11,$AG44:$AJ44,0)),1,0)*IF(ISNUMBER($AF44),(1-$AF44),1) + IF(ISNUMBER(MATCH(CJ$11,$AK44:$AP44,0)),-1,0)*_xlfn.IFS(ISNUMBER($AD44),$AD44,ISNUMBER($AE44),$AE44,ISNUMBER($AF44),$AF44,AND($AD44=0,$AE44=0,$AF44=0),1)","v":0},{"$f":"IF(ISNUMBER(MATCH(CK$11,$AG44:$AJ44,0)),1,0)*IF(ISNUMBER($AF44),(1-$AF44),1) + IF(ISNUMBER(MATCH(CK$11,$AK44:$AP44,0)),-1,0)*_xlfn.IFS(ISNUMBER($AD44),$AD44,ISNUMBER($AE44),$AE44,ISNUMBER($AF44),$AF44,AND($AD44=0,$AE44=0,$AF44=0),1)","v":-1},{"$f":"IF(ISNUMBER(MATCH(CL$11,$AG44:$AJ44,0)),1,0)*IF(ISNUMBER($AF44),(1-$AF44),1) + IF(ISNUMBER(MATCH(CL$11,$AK44:$AP44,0)),-1,0)*_xlfn.IFS(ISNUMBER($AD44),$AD44,ISNUMBER($AE44),$AE44,ISNUMBER($AF44),$AF44,AND($AD44=0,$AE44=0,$AF44=0),1)","v":0},{"$f":"IF(ISNUMBER(MATCH(CM$11,$AG44:$AJ44,0)),1,0)*IF(ISNUMBER($AF44),(1-$AF44),1) + IF(ISNUMBER(MATCH(CM$11,$AK44:$AP44,0)),-1,0)*_xlfn.IFS(ISNUMBER($AD44),$AD44,ISNUMBER($AE44),$AE44,ISNUMBER($AF44),$AF44,AND($AD44=0,$AE44=0,$AF44=0),1)","v":0},{"$f":"IF(ISNUMBER(MATCH(CN$11,$AG44:$AJ44,0)),1,0)*IF(ISNUMBER($AF44),(1-$AF44),1) + IF(ISNUMBER(MATCH(CN$11,$AK44:$AP44,0)),-1,0)*_xlfn.IFS(ISNUMBER($AD44),$AD44,ISNUMBER($AE44),$AE44,ISNUMBER($AF44),$AF44,AND($AD44=0,$AE44=0,$AF44=0),1)","v":0},{"$f":"IF(ISNUMBER(MATCH(CO$11,$AG44:$AJ44,0)),1,0)*IF(ISNUMBER($AF44),(1-$AF44),1) + IF(ISNUMBER(MATCH(CO$11,$AK44:$AP44,0)),-1,0)*_xlfn.IFS(ISNUMBER($AD44),$AD44,ISNUMBER($AE44),$AE44,ISNUMBER($AF44),$AF44,AND($AD44=0,$AE44=0,$AF44=0),1)","v":0},{"$f":"IF(ISNUMBER(MATCH(CP$11,$AG44:$AJ44,0)),1,0)*IF(ISNUMBER($AF44),(1-$AF44),1) + IF(ISNUMBER(MATCH(CP$11,$AK44:$AP44,0)),-1,0)*_xlfn.IFS(ISNUMBER($AD44),$AD44,ISNUMBER($AE44),$AE44,ISNUMBER($AF44),$AF44,AND($AD44=0,$AE44=0,$AF44=0),1)","v":0},{"$f":"IF(ISNUMBER(MATCH(CQ$11,$AG44:$AJ44,0)),1,0)*IF(ISNUMBER($AF44),(1-$AF44),1) + IF(ISNUMBER(MATCH(CQ$11,$AK44:$AP44,0)),-1,0)*_xlfn.IFS(ISNUMBER($AD44),$AD44,ISNUMBER($AE44),$AE44,ISNUMBER($AF44),$AF44,AND($AD44=0,$AE44=0,$AF44=0),1)","v":0},{"$f":"IF(ISNUMBER(MATCH(CR$11,$AG44:$AJ44,0)),1,0)*IF(ISNUMBER($AF44),(1-$AF44),1) + IF(ISNUMBER(MATCH(CR$11,$AK44:$AP44,0)),-1,0)*_xlfn.IFS(ISNUMBER($AD44),$AD44,ISNUMBER($AE44),$AE44,ISNUMBER($AF44),$AF44,AND($AD44=0,$AE44=0,$AF44=0),1)","v":0},{"$f":"IF(ISNUMBER(MATCH(CS$11,$AG44:$AJ44,0)),1,0)*IF(ISNUMBER($AF44),(1-$AF44),1) + IF(ISNUMBER(MATCH(CS$11,$AK44:$AP44,0)),-1,0)*_xlfn.IFS(ISNUMBER($AD44),$AD44,ISNUMBER($AE44),$AE44,ISNUMBER($AF44),$AF44,AND($AD44=0,$AE44=0,$AF44=0),1)","v":0},{"$f":"IF(ISNUMBER(MATCH(CT$11,$AG44:$AJ44,0)),1,0)*IF(ISNUMBER($AF44),(1-$AF44),1) + IF(ISNUMBER(MATCH(CT$11,$AK44:$AP44,0)),-1,0)*_xlfn.IFS(ISNUMBER($AD44),$AD44,ISNUMBER($AE44),$AE44,ISNUMBER($AF44),$AF44,AND($AD44=0,$AE44=0,$AF44=0),1)","v":0},{"$f":"IF(ISNUMBER(MATCH(CU$11,$AG44:$AJ44,0)),1,0)*IF(ISNUMBER($AF44),(1-$AF44),1) + IF(ISNUMBER(MATCH(CU$11,$AK44:$AP44,0)),-1,0)*_xlfn.IFS(ISNUMBER($AD44),$AD44,ISNUMBER($AE44),$AE44,ISNUMBER($AF44),$AF44,AND($AD44=0,$AE44=0,$AF44=0),1)","v":0},{"$f":"IF(ISNUMBER(MATCH(CV$11,$AG44:$AJ44,0)),1,0)*IF(ISNUMBER($AF44),(1-$AF44),1) + IF(ISNUMBER(MATCH(CV$11,$AK44:$AP44,0)),-1,0)*_xlfn.IFS(ISNUMBER($AD44),$AD44,ISNUMBER($AE44),$AE44,ISNUMBER($AF44),$AF44,AND($AD44=0,$AE44=0,$AF44=0),1)","v":0},{"$f":"IF(ISNUMBER(MATCH(CW$11,$AG44:$AJ44,0)),1,0)*IF(ISNUMBER($AF44),(1-$AF44),1) + IF(ISNUMBER(MATCH(CW$11,$AK44:$AP44,0)),-1,0)*_xlfn.IFS(ISNUMBER($AD44),$AD44,ISNUMBER($AE44),$AE44,ISNUMBER($AF44),$AF44,AND($AD44=0,$AE44=0,$AF44=0),1)","v":0},{"$f":"IF(ISNUMBER(MATCH(CX$11,$AG44:$AJ44,0)),1,0)*IF(ISNUMBER($AF44),(1-$AF44),1) + IF(ISNUMBER(MATCH(CX$11,$AK44:$AP44,0)),-1,0)*_xlfn.IFS(ISNUMBER($AD44),$AD44,ISNUMBER($AE44),$AE44,ISNUMBER($AF44),$AF44,AND($AD44=0,$AE44=0,$AF44=0),1)","v":0},{"$f":"IF(ISNUMBER(MATCH(CY$11,$AG44:$AJ44,0)),1,0)*IF(ISNUMBER($AF44),(1-$AF44),1) + IF(ISNUMBER(MATCH(CY$11,$AK44:$AP44,0)),-1,0)*_xlfn.IFS(ISNUMBER($AD44),$AD44,ISNUMBER($AE44),$AE44,ISNUMBER($AF44),$AF44,AND($AD44=0,$AE44=0,$AF44=0),1)","v":0},{"$f":"IF(ISNUMBER(MATCH(CZ$11,$AG44:$AJ44,0)),1,0)*IF(ISNUMBER($AF44),(1-$AF44),1) + IF(ISNUMBER(MATCH(CZ$11,$AK44:$AP44,0)),-1,0)*_xlfn.IFS(ISNUMBER($AD44),$AD44,ISNUMBER($AE44),$AE44,ISNUMBER($AF44),$AF44,AND($AD44=0,$AE44=0,$AF44=0),1)","v":0},{"$f":"IF(ISNUMBER(MATCH(DA$11,$AG44:$AJ44,0)),1,0)*IF(ISNUMBER($AF44),(1-$AF44),1) + IF(ISNUMBER(MATCH(DA$11,$AK44:$AP44,0)),-1,0)*_xlfn.IFS(ISNUMBER($AD44),$AD44,ISNUMBER($AE44),$AE44,ISNUMBER($AF44),$AF44,AND($AD44=0,$AE44=0,$AF44=0),1)","v":0},{"$f":"IF(ISNUMBER(MATCH(DB$11,$AG44:$AJ44,0)),1,0)*IF(ISNUMBER($AF44),(1-$AF44),1) + IF(ISNUMBER(MATCH(DB$11,$AK44:$AP44,0)),-1,0)*_xlfn.IFS(ISNUMBER($AD44),$AD44,ISNUMBER($AE44),$AE44,ISNUMBER($AF44),$AF44,AND($AD44=0,$AE44=0,$AF44=0),1)","v":0},{"$f":"IF(ISNUMBER(MATCH(DC$11,$AG44:$AJ44,0)),1,0)*IF(ISNUMBER($AF44),(1-$AF44),1) + IF(ISNUMBER(MATCH(DC$11,$AK44:$AP44,0)),-1,0)*_xlfn.IFS(ISNUMBER($AD44),$AD44,ISNUMBER($AE44),$AE44,ISNUMBER($AF44),$AF44,AND($AD44=0,$AE44=0,$AF44=0),1)","v":0},{"$f":"IF(ISNUMBER(MATCH(DD$11,$AG44:$AJ44,0)),1,0)*IF(ISNUMBER($AF44),(1-$AF44),1) + IF(ISNUMBER(MATCH(DD$11,$AK44:$AP44,0)),-1,0)*_xlfn.IFS(ISNUMBER($AD44),$AD44,ISNUMBER($AE44),$AE44,ISNUMBER($AF44),$AF44,AND($AD44=0,$AE44=0,$AF44=0),1)","v":0},{"$f":"IF(ISNUMBER(MATCH(DE$11,$AG44:$AJ44,0)),1,0)*IF(ISNUMBER($AF44),(1-$AF44),1) + IF(ISNUMBER(MATCH(DE$11,$AK44:$AP44,0)),-1,0)*_xlfn.IFS(ISNUMBER($AD44),$AD44,ISNUMBER($AE44),$AE44,ISNUMBER($AF44),$AF44,AND($AD44=0,$AE44=0,$AF44=0),1)","v":0},null,{"$f":"AC44+0","v":0},{"$f":"IF(Z44<>\"\",Z44,DH43)","v":"Datarooms"},{"$f":"IF(AA44<>\"\",AA44,DI43)","v":"dataroom3"},{"$f":"AB44","v":"Conservation"},null,null,null,null,null,null,null,null,null,"e_drms_crit-dr2",1,0,0,0,0,0,0,0,0,0,0,0,0,0,0,0,0,0,0,0,0,0,0,0,0,0,0,0,0,0,0,0,0,0,0,0,0,0,0,0,0,0,0,1,0,0,0,0,0,0,0,0,0,0,0,0,0,0,0,0,0,0,0,0,0,0,0,0,null,null,null,null,null,null,null,null,null,null,null,"e_drms_crit-dr2",null,0,0,0,0,0,0,0,0,0,0,0,0,0,0,0,0,0,0,0,0,0,0,0,0,0,0,0,0,0,0,0,0,0,0,0,0,0,0,0,0,0,0,1,0,0,0,0,0,0,0,0,0,0,0,0,0,0,0,0,0,0,0,0,0,0,0,0,null,null,"e_drms_crit-dr2",0,0,0,0,0,0,0,0,0,0,0,0,0,0,0,0,0,0,0,0,0,0,0,0,0,0,0,0,0,0,0,0,0,0,0,0,0,0,0,0,0,0,1,0,0,0,0,0,0,0,0,0,0,0,0,0,0,0,0,0,0,0,0,0,0,0,0]
[null,null,null,null,null,null,null,null,null,null,null,null,null,null,null,null,null,null,"q_drms_dr3-hru,lt",0,0,0,0,0,0,null,"CRIT","Load",{"$f":"'IT Load Datarooms Calculate'!G14*Summary!$E$95","v":0},null,null,null,"e_drms_crit-dr3",null,null,null,null,null,null,null,null,null,null,{"$f":"IF(ISNUMBER(MATCH(AR$11,$AG45:$AJ45,0)),1,0)*IF(ISNUMBER($AF45),(1-$AF45),1) + IF(ISNUMBER(MATCH(AR$11,$AK45:$AP45,0)),-1,0)*_xlfn.IFS(ISNUMBER($AD45),$AD45,ISNUMBER($AE45),$AE45,ISNUMBER($AF45),$AF45,AND($AD45=0,$AE45=0,$AF45=0),1)","v":0},{"$f":"IF(ISNUMBER(MATCH(AS$11,$AG45:$AJ45,0)),1,0)*IF(ISNUMBER($AF45),(1-$AF45),1) + IF(ISNUMBER(MATCH(AS$11,$AK45:$AP45,0)),-1,0)*_xlfn.IFS(ISNUMBER($AD45),$AD45,ISNUMBER($AE45),$AE45,ISNUMBER($AF45),$AF45,AND($AD45=0,$AE45=0,$AF45=0),1)","v":0},{"$f":"IF(ISNUMBER(MATCH(AT$11,$AG45:$AJ45,0)),1,0)*IF(ISNUMBER($AF45),(1-$AF45),1) + IF(ISNUMBER(MATCH(AT$11,$AK45:$AP45,0)),-1,0)*_xlfn.IFS(ISNUMBER($AD45),$AD45,ISNUMBER($AE45),$AE45,ISNUMBER($AF45),$AF45,AND($AD45=0,$AE45=0,$AF45=0),1)","v":0},{"$f":"IF(ISNUMBER(MATCH(AU$11,$AG45:$AJ45,0)),1,0)*IF(ISNUMBER($AF45),(1-$AF45),1) + IF(ISNUMBER(MATCH(AU$11,$AK45:$AP45,0)),-1,0)*_xlfn.IFS(ISNUMBER($AD45),$AD45,ISNUMBER($AE45),$AE45,ISNUMBER($AF45),$AF45,AND($AD45=0,$AE45=0,$AF45=0),1)","v":0},{"$f":"IF(ISNUMBER(MATCH(AV$11,$AG45:$AJ45,0)),1,0)*IF(ISNUMBER($AF45),(1-$AF45),1) + IF(ISNUMBER(MATCH(AV$11,$AK45:$AP45,0)),-1,0)*_xlfn.IFS(ISNUMBER($AD45),$AD45,ISNUMBER($AE45),$AE45,ISNUMBER($AF45),$AF45,AND($AD45=0,$AE45=0,$AF45=0),1)","v":0},{"$f":"IF(ISNUMBER(MATCH(AW$11,$AG45:$AJ45,0)),1,0)*IF(ISNUMBER($AF45),(1-$AF45),1) + IF(ISNUMBER(MATCH(AW$11,$AK45:$AP45,0)),-1,0)*_xlfn.IFS(ISNUMBER($AD45),$AD45,ISNUMBER($AE45),$AE45,ISNUMBER($AF45),$AF45,AND($AD45=0,$AE45=0,$AF45=0),1)","v":0},{"$f":"IF(ISNUMBER(MATCH(AX$11,$AG45:$AJ45,0)),1,0)*IF(ISNUMBER($AF45),(1-$AF45),1) + IF(ISNUMBER(MATCH(AX$11,$AK45:$AP45,0)),-1,0)*_xlfn.IFS(ISNUMBER($AD45),$AD45,ISNUMBER($AE45),$AE45,ISNUMBER($AF45),$AF45,AND($AD45=0,$AE45=0,$AF45=0),1)","v":0},{"$f":"IF(ISNUMBER(MATCH(AY$11,$AG45:$AJ45,0)),1,0)*IF(ISNUMBER($AF45),(1-$AF45),1) + IF(ISNUMBER(MATCH(AY$11,$AK45:$AP45,0)),-1,0)*_xlfn.IFS(ISNUMBER($AD45),$AD45,ISNUMBER($AE45),$AE45,ISNUMBER($AF45),$AF45,AND($AD45=0,$AE45=0,$AF45=0),1)","v":0},{"$f":"IF(ISNUMBER(MATCH(AZ$11,$AG45:$AJ45,0)),1,0)*IF(ISNUMBER($AF45),(1-$AF45),1) + IF(ISNUMBER(MATCH(AZ$11,$AK45:$AP45,0)),-1,0)*_xlfn.IFS(ISNUMBER($AD45),$AD45,ISNUMBER($AE45),$AE45,ISNUMBER($AF45),$AF45,AND($AD45=0,$AE45=0,$AF45=0),1)","v":0},{"$f":"IF(ISNUMBER(MATCH(BA$11,$AG45:$AJ45,0)),1,0)*IF(ISNUMBER($AF45),(1-$AF45),1) + IF(ISNUMBER(MATCH(BA$11,$AK45:$AP45,0)),-1,0)*_xlfn.IFS(ISNUMBER($AD45),$AD45,ISNUMBER($AE45),$AE45,ISNUMBER($AF45),$AF45,AND($AD45=0,$AE45=0,$AF45=0),1)","v":0},{"$f":"IF(ISNUMBER(MATCH(BB$11,$AG45:$AJ45,0)),1,0)*IF(ISNUMBER($AF45),(1-$AF45),1) + IF(ISNUMBER(MATCH(BB$11,$AK45:$AP45,0)),-1,0)*_xlfn.IFS(ISNUMBER($AD45),$AD45,ISNUMBER($AE45),$AE45,ISNUMBER($AF45),$AF45,AND($AD45=0,$AE45=0,$AF45=0),1)","v":0},{"$f":"IF(ISNUMBER(MATCH(BC$11,$AG45:$AJ45,0)),1,0)*IF(ISNUMBER($AF45),(1-$AF45),1) + IF(ISNUMBER(MATCH(BC$11,$AK45:$AP45,0)),-1,0)*_xlfn.IFS(ISNUMBER($AD45),$AD45,ISNUMBER($AE45),$AE45,ISNUMBER($AF45),$AF45,AND($AD45=0,$AE45=0,$AF45=0),1)","v":0},{"$f":"IF(ISNUMBER(MATCH(BD$11,$AG45:$AJ45,0)),1,0)*IF(ISNUMBER($AF45),(1-$AF45),1) + IF(ISNUMBER(MATCH(BD$11,$AK45:$AP45,0)),-1,0)*_xlfn.IFS(ISNUMBER($AD45),$AD45,ISNUMBER($AE45),$AE45,ISNUMBER($AF45),$AF45,AND($AD45=0,$AE45=0,$AF45=0),1)","v":0},{"$f":"IF(ISNUMBER(MATCH(BE$11,$AG45:$AJ45,0)),1,0)*IF(ISNUMBER($AF45),(1-$AF45),1) + IF(ISNUMBER(MATCH(BE$11,$AK45:$AP45,0)),-1,0)*_xlfn.IFS(ISNUMBER($AD45),$AD45,ISNUMBER($AE45),$AE45,ISNUMBER($AF45),$AF45,AND($AD45=0,$AE45=0,$AF45=0),1)","v":0},{"$f":"IF(ISNUMBER(MATCH(BF$11,$AG45:$AJ45,0)),1,0)*IF(ISNUMBER($AF45),(1-$AF45),1) + IF(ISNUMBER(MATCH(BF$11,$AK45:$AP45,0)),-1,0)*_xlfn.IFS(ISNUMBER($AD45),$AD45,ISNUMBER($AE45),$AE45,ISNUMBER($AF45),$AF45,AND($AD45=0,$AE45=0,$AF45=0),1)","v":0},{"$f":"IF(ISNUMBER(MATCH(BG$11,$AG45:$AJ45,0)),1,0)*IF(ISNUMBER($AF45),(1-$AF45),1) + IF(ISNUMBER(MATCH(BG$11,$AK45:$AP45,0)),-1,0)*_xlfn.IFS(ISNUMBER($AD45),$AD45,ISNUMBER($AE45),$AE45,ISNUMBER($AF45),$AF45,AND($AD45=0,$AE45=0,$AF45=0),1)","v":0},{"$f":"IF(ISNUMBER(MATCH(BH$11,$AG45:$AJ45,0)),1,0)*IF(ISNUMBER($AF45),(1-$AF45),1) + IF(ISNUMBER(MATCH(BH$11,$AK45:$AP45,0)),-1,0)*_xlfn.IFS(ISNUMBER($AD45),$AD45,ISNUMBER($AE45),$AE45,ISNUMBER($AF45),$AF45,AND($AD45=0,$AE45=0,$AF45=0),1)","v":0},{"$f":"IF(ISNUMBER(MATCH(BI$11,$AG45:$AJ45,0)),1,0)*IF(ISNUMBER($AF45),(1-$AF45),1) + IF(ISNUMBER(MATCH(BI$11,$AK45:$AP45,0)),-1,0)*_xlfn.IFS(ISNUMBER($AD45),$AD45,ISNUMBER($AE45),$AE45,ISNUMBER($AF45),$AF45,AND($AD45=0,$AE45=0,$AF45=0),1)","v":0},{"$f":"IF(ISNUMBER(MATCH(BJ$11,$AG45:$AJ45,0)),1,0)*IF(ISNUMBER($AF45),(1-$AF45),1) + IF(ISNUMBER(MATCH(BJ$11,$AK45:$AP45,0)),-1,0)*_xlfn.IFS(ISNUMBER($AD45),$AD45,ISNUMBER($AE45),$AE45,ISNUMBER($AF45),$AF45,AND($AD45=0,$AE45=0,$AF45=0),1)","v":0},{"$f":"IF(ISNUMBER(MATCH(BK$11,$AG45:$AJ45,0)),1,0)*IF(ISNUMBER($AF45),(1-$AF45),1) + IF(ISNUMBER(MATCH(BK$11,$AK45:$AP45,0)),-1,0)*_xlfn.IFS(ISNUMBER($AD45),$AD45,ISNUMBER($AE45),$AE45,ISNUMBER($AF45),$AF45,AND($AD45=0,$AE45=0,$AF45=0),1)","v":0},{"$f":"IF(ISNUMBER(MATCH(BL$11,$AG45:$AJ45,0)),1,0)*IF(ISNUMBER($AF45),(1-$AF45),1) + IF(ISNUMBER(MATCH(BL$11,$AK45:$AP45,0)),-1,0)*_xlfn.IFS(ISNUMBER($AD45),$AD45,ISNUMBER($AE45),$AE45,ISNUMBER($AF45),$AF45,AND($AD45=0,$AE45=0,$AF45=0),1)","v":0},{"$f":"IF(ISNUMBER(MATCH(BM$11,$AG45:$AJ45,0)),1,0)*IF(ISNUMBER($AF45),(1-$AF45),1) + IF(ISNUMBER(MATCH(BM$11,$AK45:$AP45,0)),-1,0)*_xlfn.IFS(ISNUMBER($AD45),$AD45,ISNUMBER($AE45),$AE45,ISNUMBER($AF45),$AF45,AND($AD45=0,$AE45=0,$AF45=0),1)","v":0},{"$f":"IF(ISNUMBER(MATCH(BN$11,$AG45:$AJ45,0)),1,0)*IF(ISNUMBER($AF45),(1-$AF45),1) + IF(ISNUMBER(MATCH(BN$11,$AK45:$AP45,0)),-1,0)*_xlfn.IFS(ISNUMBER($AD45),$AD45,ISNUMBER($AE45),$AE45,ISNUMBER($AF45),$AF45,AND($AD45=0,$AE45=0,$AF45=0),1)","v":0},{"$f":"IF(ISNUMBER(MATCH(BO$11,$AG45:$AJ45,0)),1,0)*IF(ISNUMBER($AF45),(1-$AF45),1) + IF(ISNUMBER(MATCH(BO$11,$AK45:$AP45,0)),-1,0)*_xlfn.IFS(ISNUMBER($AD45),$AD45,ISNUMBER($AE45),$AE45,ISNUMBER($AF45),$AF45,AND($AD45=0,$AE45=0,$AF45=0),1)","v":0},{"$f":"IF(ISNUMBER(MATCH(BP$11,$AG45:$AJ45,0)),1,0)*IF(ISNUMBER($AF45),(1-$AF45),1) + IF(ISNUMBER(MATCH(BP$11,$AK45:$AP45,0)),-1,0)*_xlfn.IFS(ISNUMBER($AD45),$AD45,ISNUMBER($AE45),$AE45,ISNUMBER($AF45),$AF45,AND($AD45=0,$AE45=0,$AF45=0),1)","v":1},{"$f":"IF(ISNUMBER(MATCH(BQ$11,$AG45:$AJ45,0)),1,0)*IF(ISNUMBER($AF45),(1-$AF45),1) + IF(ISNUMBER(MATCH(BQ$11,$AK45:$AP45,0)),-1,0)*_xlfn.IFS(ISNUMBER($AD45),$AD45,ISNUMBER($AE45),$AE45,ISNUMBER($AF45),$AF45,AND($AD45=0,$AE45=0,$AF45=0),1)","v":0},{"$f":"IF(ISNUMBER(MATCH(BR$11,$AG45:$AJ45,0)),1,0)*IF(ISNUMBER($AF45),(1-$AF45),1) + IF(ISNUMBER(MATCH(BR$11,$AK45:$AP45,0)),-1,0)*_xlfn.IFS(ISNUMBER($AD45),$AD45,ISNUMBER($AE45),$AE45,ISNUMBER($AF45),$AF45,AND($AD45=0,$AE45=0,$AF45=0),1)","v":0},{"$f":"IF(ISNUMBER(MATCH(BS$11,$AG45:$AJ45,0)),1,0)*IF(ISNUMBER($AF45),(1-$AF45),1) + IF(ISNUMBER(MATCH(BS$11,$AK45:$AP45,0)),-1,0)*_xlfn.IFS(ISNUMBER($AD45),$AD45,ISNUMBER($AE45),$AE45,ISNUMBER($AF45),$AF45,AND($AD45=0,$AE45=0,$AF45=0),1)","v":0},{"$f":"IF(ISNUMBER(MATCH(BT$11,$AG45:$AJ45,0)),1,0)*IF(ISNUMBER($AF45),(1-$AF45),1) + IF(ISNUMBER(MATCH(BT$11,$AK45:$AP45,0)),-1,0)*_xlfn.IFS(ISNUMBER($AD45),$AD45,ISNUMBER($AE45),$AE45,ISNUMBER($AF45),$AF45,AND($AD45=0,$AE45=0,$AF45=0),1)","v":0},{"$f":"IF(ISNUMBER(MATCH(BU$11,$AG45:$AJ45,0)),1,0)*IF(ISNUMBER($AF45),(1-$AF45),1) + IF(ISNUMBER(MATCH(BU$11,$AK45:$AP45,0)),-1,0)*_xlfn.IFS(ISNUMBER($AD45),$AD45,ISNUMBER($AE45),$AE45,ISNUMBER($AF45),$AF45,AND($AD45=0,$AE45=0,$AF45=0),1)","v":0},{"$f":"IF(ISNUMBER(MATCH(BV$11,$AG45:$AJ45,0)),1,0)*IF(ISNUMBER($AF45),(1-$AF45),1) + IF(ISNUMBER(MATCH(BV$11,$AK45:$AP45,0)),-1,0)*_xlfn.IFS(ISNUMBER($AD45),$AD45,ISNUMBER($AE45),$AE45,ISNUMBER($AF45),$AF45,AND($AD45=0,$AE45=0,$AF45=0),1)","v":0},{"$f":"IF(ISNUMBER(MATCH(BW$11,$AG45:$AJ45,0)),1,0)*IF(ISNUMBER($AF45),(1-$AF45),1) + IF(ISNUMBER(MATCH(BW$11,$AK45:$AP45,0)),-1,0)*_xlfn.IFS(ISNUMBER($AD45),$AD45,ISNUMBER($AE45),$AE45,ISNUMBER($AF45),$AF45,AND($AD45=0,$AE45=0,$AF45=0),1)","v":0},{"$f":"IF(ISNUMBER(MATCH(BX$11,$AG45:$AJ45,0)),1,0)*IF(ISNUMBER($AF45),(1-$AF45),1) + IF(ISNUMBER(MATCH(BX$11,$AK45:$AP45,0)),-1,0)*_xlfn.IFS(ISNUMBER($AD45),$AD45,ISNUMBER($AE45),$AE45,ISNUMBER($AF45),$AF45,AND($AD45=0,$AE45=0,$AF45=0),1)","v":0},{"$f":"IF(ISNUMBER(MATCH(BY$11,$AG45:$AJ45,0)),1,0)*IF(ISNUMBER($AF45),(1-$AF45),1) + IF(ISNUMBER(MATCH(BY$11,$AK45:$AP45,0)),-1,0)*_xlfn.IFS(ISNUMBER($AD45),$AD45,ISNUMBER($AE45),$AE45,ISNUMBER($AF45),$AF45,AND($AD45=0,$AE45=0,$AF45=0),1)","v":0},{"$f":"IF(ISNUMBER(MATCH(BZ$11,$AG45:$AJ45,0)),1,0)*IF(ISNUMBER($AF45),(1-$AF45),1) + IF(ISNUMBER(MATCH(BZ$11,$AK45:$AP45,0)),-1,0)*_xlfn.IFS(ISNUMBER($AD45),$AD45,ISNUMBER($AE45),$AE45,ISNUMBER($AF45),$AF45,AND($AD45=0,$AE45=0,$AF45=0),1)","v":0},{"$f":"IF(ISNUMBER(MATCH(CA$11,$AG45:$AJ45,0)),1,0)*IF(ISNUMBER($AF45),(1-$AF45),1) + IF(ISNUMBER(MATCH(CA$11,$AK45:$AP45,0)),-1,0)*_xlfn.IFS(ISNUMBER($AD45),$AD45,ISNUMBER($AE45),$AE45,ISNUMBER($AF45),$AF45,AND($AD45=0,$AE45=0,$AF45=0),1)","v":0},{"$f":"IF(ISNUMBER(MATCH(CB$11,$AG45:$AJ45,0)),1,0)*IF(ISNUMBER($AF45),(1-$AF45),1) + IF(ISNUMBER(MATCH(CB$11,$AK45:$AP45,0)),-1,0)*_xlfn.IFS(ISNUMBER($AD45),$AD45,ISNUMBER($AE45),$AE45,ISNUMBER($AF45),$AF45,AND($AD45=0,$AE45=0,$AF45=0),1)","v":0},{"$f":"IF(ISNUMBER(MATCH(CC$11,$AG45:$AJ45,0)),1,0)*IF(ISNUMBER($AF45),(1-$AF45),1) + IF(ISNUMBER(MATCH(CC$11,$AK45:$AP45,0)),-1,0)*_xlfn.IFS(ISNUMBER($AD45),$AD45,ISNUMBER($AE45),$AE45,ISNUMBER($AF45),$AF45,AND($AD45=0,$AE45=0,$AF45=0),1)","v":0},{"$f":"IF(ISNUMBER(MATCH(CD$11,$AG45:$AJ45,0)),1,0)*IF(ISNUMBER($AF45),(1-$AF45),1) + IF(ISNUMBER(MATCH(CD$11,$AK45:$AP45,0)),-1,0)*_xlfn.IFS(ISNUMBER($AD45),$AD45,ISNUMBER($AE45),$AE45,ISNUMBER($AF45),$AF45,AND($AD45=0,$AE45=0,$AF45=0),1)","v":0},{"$f":"IF(ISNUMBER(MATCH(CE$11,$AG45:$AJ45,0)),1,0)*IF(ISNUMBER($AF45),(1-$AF45),1) + IF(ISNUMBER(MATCH(CE$11,$AK45:$AP45,0)),-1,0)*_xlfn.IFS(ISNUMBER($AD45),$AD45,ISNUMBER($AE45),$AE45,ISNUMBER($AF45),$AF45,AND($AD45=0,$AE45=0,$AF45=0),1)","v":0},{"$f":"IF(ISNUMBER(MATCH(CF$11,$AG45:$AJ45,0)),1,0)*IF(ISNUMBER($AF45),(1-$AF45),1) + IF(ISNUMBER(MATCH(CF$11,$AK45:$AP45,0)),-1,0)*_xlfn.IFS(ISNUMBER($AD45),$AD45,ISNUMBER($AE45),$AE45,ISNUMBER($AF45),$AF45,AND($AD45=0,$AE45=0,$AF45=0),1)","v":0},{"$f":"IF(ISNUMBER(MATCH(CG$11,$AG45:$AJ45,0)),1,0)*IF(ISNUMBER($AF45),(1-$AF45),1) + IF(ISNUMBER(MATCH(CG$11,$AK45:$AP45,0)),-1,0)*_xlfn.IFS(ISNUMBER($AD45),$AD45,ISNUMBER($AE45),$AE45,ISNUMBER($AF45),$AF45,AND($AD45=0,$AE45=0,$AF45=0),1)","v":0},{"$f":"IF(ISNUMBER(MATCH(CH$11,$AG45:$AJ45,0)),1,0)*IF(ISNUMBER($AF45),(1-$AF45),1) + IF(ISNUMBER(MATCH(CH$11,$AK45:$AP45,0)),-1,0)*_xlfn.IFS(ISNUMBER($AD45),$AD45,ISNUMBER($AE45),$AE45,ISNUMBER($AF45),$AF45,AND($AD45=0,$AE45=0,$AF45=0),1)","v":0},{"$f":"IF(ISNUMBER(MATCH(CI$11,$AG45:$AJ45,0)),1,0)*IF(ISNUMBER($AF45),(1-$AF45),1) + IF(ISNUMBER(MATCH(CI$11,$AK45:$AP45,0)),-1,0)*_xlfn.IFS(ISNUMBER($AD45),$AD45,ISNUMBER($AE45),$AE45,ISNUMBER($AF45),$AF45,AND($AD45=0,$AE45=0,$AF45=0),1)","v":0},{"$f":"IF(ISNUMBER(MATCH(CJ$11,$AG45:$AJ45,0)),1,0)*IF(ISNUMBER($AF45),(1-$AF45),1) + IF(ISNUMBER(MATCH(CJ$11,$AK45:$AP45,0)),-1,0)*_xlfn.IFS(ISNUMBER($AD45),$AD45,ISNUMBER($AE45),$AE45,ISNUMBER($AF45),$AF45,AND($AD45=0,$AE45=0,$AF45=0),1)","v":0},{"$f":"IF(ISNUMBER(MATCH(CK$11,$AG45:$AJ45,0)),1,0)*IF(ISNUMBER($AF45),(1-$AF45),1) + IF(ISNUMBER(MATCH(CK$11,$AK45:$AP45,0)),-1,0)*_xlfn.IFS(ISNUMBER($AD45),$AD45,ISNUMBER($AE45),$AE45,ISNUMBER($AF45),$AF45,AND($AD45=0,$AE45=0,$AF45=0),1)","v":0},{"$f":"IF(ISNUMBER(MATCH(CL$11,$AG45:$AJ45,0)),1,0)*IF(ISNUMBER($AF45),(1-$AF45),1) + IF(ISNUMBER(MATCH(CL$11,$AK45:$AP45,0)),-1,0)*_xlfn.IFS(ISNUMBER($AD45),$AD45,ISNUMBER($AE45),$AE45,ISNUMBER($AF45),$AF45,AND($AD45=0,$AE45=0,$AF45=0),1)","v":0},{"$f":"IF(ISNUMBER(MATCH(CM$11,$AG45:$AJ45,0)),1,0)*IF(ISNUMBER($AF45),(1-$AF45),1) + IF(ISNUMBER(MATCH(CM$11,$AK45:$AP45,0)),-1,0)*_xlfn.IFS(ISNUMBER($AD45),$AD45,ISNUMBER($AE45),$AE45,ISNUMBER($AF45),$AF45,AND($AD45=0,$AE45=0,$AF45=0),1)","v":0},{"$f":"IF(ISNUMBER(MATCH(CN$11,$AG45:$AJ45,0)),1,0)*IF(ISNUMBER($AF45),(1-$AF45),1) + IF(ISNUMBER(MATCH(CN$11,$AK45:$AP45,0)),-1,0)*_xlfn.IFS(ISNUMBER($AD45),$AD45,ISNUMBER($AE45),$AE45,ISNUMBER($AF45),$AF45,AND($AD45=0,$AE45=0,$AF45=0),1)","v":0},{"$f":"IF(ISNUMBER(MATCH(CO$11,$AG45:$AJ45,0)),1,0)*IF(ISNUMBER($AF45),(1-$AF45),1) + IF(ISNUMBER(MATCH(CO$11,$AK45:$AP45,0)),-1,0)*_xlfn.IFS(ISNUMBER($AD45),$AD45,ISNUMBER($AE45),$AE45,ISNUMBER($AF45),$AF45,AND($AD45=0,$AE45=0,$AF45=0),1)","v":0},{"$f":"IF(ISNUMBER(MATCH(CP$11,$AG45:$AJ45,0)),1,0)*IF(ISNUMBER($AF45),(1-$AF45),1) + IF(ISNUMBER(MATCH(CP$11,$AK45:$AP45,0)),-1,0)*_xlfn.IFS(ISNUMBER($AD45),$AD45,ISNUMBER($AE45),$AE45,ISNUMBER($AF45),$AF45,AND($AD45=0,$AE45=0,$AF45=0),1)","v":0},{"$f":"IF(ISNUMBER(MATCH(CQ$11,$AG45:$AJ45,0)),1,0)*IF(ISNUMBER($AF45),(1-$AF45),1) + IF(ISNUMBER(MATCH(CQ$11,$AK45:$AP45,0)),-1,0)*_xlfn.IFS(ISNUMBER($AD45),$AD45,ISNUMBER($AE45),$AE45,ISNUMBER($AF45),$AF45,AND($AD45=0,$AE45=0,$AF45=0),1)","v":0},{"$f":"IF(ISNUMBER(MATCH(CR$11,$AG45:$AJ45,0)),1,0)*IF(ISNUMBER($AF45),(1-$AF45),1) + IF(ISNUMBER(MATCH(CR$11,$AK45:$AP45,0)),-1,0)*_xlfn.IFS(ISNUMBER($AD45),$AD45,ISNUMBER($AE45),$AE45,ISNUMBER($AF45),$AF45,AND($AD45=0,$AE45=0,$AF45=0),1)","v":0},{"$f":"IF(ISNUMBER(MATCH(CS$11,$AG45:$AJ45,0)),1,0)*IF(ISNUMBER($AF45),(1-$AF45),1) + IF(ISNUMBER(MATCH(CS$11,$AK45:$AP45,0)),-1,0)*_xlfn.IFS(ISNUMBER($AD45),$AD45,ISNUMBER($AE45),$AE45,ISNUMBER($AF45),$AF45,AND($AD45=0,$AE45=0,$AF45=0),1)","v":0},{"$f":"IF(ISNUMBER(MATCH(CT$11,$AG45:$AJ45,0)),1,0)*IF(ISNUMBER($AF45),(1-$AF45),1) + IF(ISNUMBER(MATCH(CT$11,$AK45:$AP45,0)),-1,0)*_xlfn.IFS(ISNUMBER($AD45),$AD45,ISNUMBER($AE45),$AE45,ISNUMBER($AF45),$AF45,AND($AD45=0,$AE45=0,$AF45=0),1)","v":0},{"$f":"IF(ISNUMBER(MATCH(CU$11,$AG45:$AJ45,0)),1,0)*IF(ISNUMBER($AF45),(1-$AF45),1) + IF(ISNUMBER(MATCH(CU$11,$AK45:$AP45,0)),-1,0)*_xlfn.IFS(ISNUMBER($AD45),$AD45,ISNUMBER($AE45),$AE45,ISNUMBER($AF45),$AF45,AND($AD45=0,$AE45=0,$AF45=0),1)","v":0},{"$f":"IF(ISNUMBER(MATCH(CV$11,$AG45:$AJ45,0)),1,0)*IF(ISNUMBER($AF45),(1-$AF45),1) + IF(ISNUMBER(MATCH(CV$11,$AK45:$AP45,0)),-1,0)*_xlfn.IFS(ISNUMBER($AD45),$AD45,ISNUMBER($AE45),$AE45,ISNUMBER($AF45),$AF45,AND($AD45=0,$AE45=0,$AF45=0),1)","v":0},{"$f":"IF(ISNUMBER(MATCH(CW$11,$AG45:$AJ45,0)),1,0)*IF(ISNUMBER($AF45),(1-$AF45),1) + IF(ISNUMBER(MATCH(CW$11,$AK45:$AP45,0)),-1,0)*_xlfn.IFS(ISNUMBER($AD45),$AD45,ISNUMBER($AE45),$AE45,ISNUMBER($AF45),$AF45,AND($AD45=0,$AE45=0,$AF45=0),1)","v":0},{"$f":"IF(ISNUMBER(MATCH(CX$11,$AG45:$AJ45,0)),1,0)*IF(ISNUMBER($AF45),(1-$AF45),1) + IF(ISNUMBER(MATCH(CX$11,$AK45:$AP45,0)),-1,0)*_xlfn.IFS(ISNUMBER($AD45),$AD45,ISNUMBER($AE45),$AE45,ISNUMBER($AF45),$AF45,AND($AD45=0,$AE45=0,$AF45=0),1)","v":0},{"$f":"IF(ISNUMBER(MATCH(CY$11,$AG45:$AJ45,0)),1,0)*IF(ISNUMBER($AF45),(1-$AF45),1) + IF(ISNUMBER(MATCH(CY$11,$AK45:$AP45,0)),-1,0)*_xlfn.IFS(ISNUMBER($AD45),$AD45,ISNUMBER($AE45),$AE45,ISNUMBER($AF45),$AF45,AND($AD45=0,$AE45=0,$AF45=0),1)","v":0},{"$f":"IF(ISNUMBER(MATCH(CZ$11,$AG45:$AJ45,0)),1,0)*IF(ISNUMBER($AF45),(1-$AF45),1) + IF(ISNUMBER(MATCH(CZ$11,$AK45:$AP45,0)),-1,0)*_xlfn.IFS(ISNUMBER($AD45),$AD45,ISNUMBER($AE45),$AE45,ISNUMBER($AF45),$AF45,AND($AD45=0,$AE45=0,$AF45=0),1)","v":0},{"$f":"IF(ISNUMBER(MATCH(DA$11,$AG45:$AJ45,0)),1,0)*IF(ISNUMBER($AF45),(1-$AF45),1) + IF(ISNUMBER(MATCH(DA$11,$AK45:$AP45,0)),-1,0)*_xlfn.IFS(ISNUMBER($AD45),$AD45,ISNUMBER($AE45),$AE45,ISNUMBER($AF45),$AF45,AND($AD45=0,$AE45=0,$AF45=0),1)","v":0},{"$f":"IF(ISNUMBER(MATCH(DB$11,$AG45:$AJ45,0)),1,0)*IF(ISNUMBER($AF45),(1-$AF45),1) + IF(ISNUMBER(MATCH(DB$11,$AK45:$AP45,0)),-1,0)*_xlfn.IFS(ISNUMBER($AD45),$AD45,ISNUMBER($AE45),$AE45,ISNUMBER($AF45),$AF45,AND($AD45=0,$AE45=0,$AF45=0),1)","v":0},{"$f":"IF(ISNUMBER(MATCH(DC$11,$AG45:$AJ45,0)),1,0)*IF(ISNUMBER($AF45),(1-$AF45),1) + IF(ISNUMBER(MATCH(DC$11,$AK45:$AP45,0)),-1,0)*_xlfn.IFS(ISNUMBER($AD45),$AD45,ISNUMBER($AE45),$AE45,ISNUMBER($AF45),$AF45,AND($AD45=0,$AE45=0,$AF45=0),1)","v":0},{"$f":"IF(ISNUMBER(MATCH(DD$11,$AG45:$AJ45,0)),1,0)*IF(ISNUMBER($AF45),(1-$AF45),1) + IF(ISNUMBER(MATCH(DD$11,$AK45:$AP45,0)),-1,0)*_xlfn.IFS(ISNUMBER($AD45),$AD45,ISNUMBER($AE45),$AE45,ISNUMBER($AF45),$AF45,AND($AD45=0,$AE45=0,$AF45=0),1)","v":0},{"$f":"IF(ISNUMBER(MATCH(DE$11,$AG45:$AJ45,0)),1,0)*IF(ISNUMBER($AF45),(1-$AF45),1) + IF(ISNUMBER(MATCH(DE$11,$AK45:$AP45,0)),-1,0)*_xlfn.IFS(ISNUMBER($AD45),$AD45,ISNUMBER($AE45),$AE45,ISNUMBER($AF45),$AF45,AND($AD45=0,$AE45=0,$AF45=0),1)","v":0},null,0,"Datarooms","CRIT","Load",null,null,null,null,null,null,null,null,null,"e_drms_crit-dr2",1.6571093895962532,1215.2460954584492,0,0,0,0,0,0,0,0,0,0,0,0,0,0,0,0,0,-1,0,0.65710938959625309,1,1,0,0,0,0,0,0,0,0,0,0,0,0,0,0,0,0,0,0,0,0,0,0,0,0,0,0,0,0,0,0,0,0,0,0,0,0,0,0,0,0,0,0,0,0,null,null,null,null,null,null,null,null,null,null,null,"e_drms_crit-dr2",null,1215.2460954584492,0,0,0,0,0,0,0,0,0,0,0,0,0,0,0,0,0,-1,0,0.65710938959625309,1,1,0,0,0,0,0,0,0,0,0,0,0,0,0,0,0,0,0,0,0,0,0,0,0,0,0,0,0,0,0,0,0,0,0,0,0,0,0,0,0,0,0,0,0,0,null,null,"e_drms_crit-dr2",1215.2460954584492,0,0,0,0,0,0,0,0,0,0,0,0,0,0,0,0,0,-1,0,0.65710938959625309,1,1,0,0,0,0,0,0,0,0,0,0,0,0,0,0,0,0,0,0,0,0,0,0,0,0,0,0,0,0,0,0,0,0,0,0,0,0,0,0,0,0,0,0,0,0]
[null,null,null,null,null,null,null,null,null,null,null,null,null,null,null,null,null,null,"q_drms_dr3-hru,ht",0,0,0,0,0,0,null,"MECH","Prop",null,{"$f":"'IT Load Datarooms Calculate'!G95","v":0},null,null,"e_drms_oh-dr3",null,null,null,"e_drms_crit-dr3",null,null,null,null,null,null,{"$f":"IF(ISNUMBER(MATCH(AR$11,$AG46:$AJ46,0)),1,0)*IF(ISNUMBER($AF46),(1-$AF46),1) + IF(ISNUMBER(MATCH(AR$11,$AK46:$AP46,0)),-1,0)*_xlfn.IFS(ISNUMBER($AD46),$AD46,ISNUMBER($AE46),$AE46,ISNUMBER($AF46),$AF46,AND($AD46=0,$AE46=0,$AF46=0),1)","v":0},{"$f":"IF(ISNUMBER(MATCH(AS$11,$AG46:$AJ46,0)),1,0)*IF(ISNUMBER($AF46),(1-$AF46),1) + IF(ISNUMBER(MATCH(AS$11,$AK46:$AP46,0)),-1,0)*_xlfn.IFS(ISNUMBER($AD46),$AD46,ISNUMBER($AE46),$AE46,ISNUMBER($AF46),$AF46,AND($AD46=0,$AE46=0,$AF46=0),1)","v":0},{"$f":"IF(ISNUMBER(MATCH(AT$11,$AG46:$AJ46,0)),1,0)*IF(ISNUMBER($AF46),(1-$AF46),1) + IF(ISNUMBER(MATCH(AT$11,$AK46:$AP46,0)),-1,0)*_xlfn.IFS(ISNUMBER($AD46),$AD46,ISNUMBER($AE46),$AE46,ISNUMBER($AF46),$AF46,AND($AD46=0,$AE46=0,$AF46=0),1)","v":0},{"$f":"IF(ISNUMBER(MATCH(AU$11,$AG46:$AJ46,0)),1,0)*IF(ISNUMBER($AF46),(1-$AF46),1) + IF(ISNUMBER(MATCH(AU$11,$AK46:$AP46,0)),-1,0)*_xlfn.IFS(ISNUMBER($AD46),$AD46,ISNUMBER($AE46),$AE46,ISNUMBER($AF46),$AF46,AND($AD46=0,$AE46=0,$AF46=0),1)","v":0},{"$f":"IF(ISNUMBER(MATCH(AV$11,$AG46:$AJ46,0)),1,0)*IF(ISNUMBER($AF46),(1-$AF46),1) + IF(ISNUMBER(MATCH(AV$11,$AK46:$AP46,0)),-1,0)*_xlfn.IFS(ISNUMBER($AD46),$AD46,ISNUMBER($AE46),$AE46,ISNUMBER($AF46),$AF46,AND($AD46=0,$AE46=0,$AF46=0),1)","v":0},{"$f":"IF(ISNUMBER(MATCH(AW$11,$AG46:$AJ46,0)),1,0)*IF(ISNUMBER($AF46),(1-$AF46),1) + IF(ISNUMBER(MATCH(AW$11,$AK46:$AP46,0)),-1,0)*_xlfn.IFS(ISNUMBER($AD46),$AD46,ISNUMBER($AE46),$AE46,ISNUMBER($AF46),$AF46,AND($AD46=0,$AE46=0,$AF46=0),1)","v":0},{"$f":"IF(ISNUMBER(MATCH(AX$11,$AG46:$AJ46,0)),1,0)*IF(ISNUMBER($AF46),(1-$AF46),1) + IF(ISNUMBER(MATCH(AX$11,$AK46:$AP46,0)),-1,0)*_xlfn.IFS(ISNUMBER($AD46),$AD46,ISNUMBER($AE46),$AE46,ISNUMBER($AF46),$AF46,AND($AD46=0,$AE46=0,$AF46=0),1)","v":0},{"$f":"IF(ISNUMBER(MATCH(AY$11,$AG46:$AJ46,0)),1,0)*IF(ISNUMBER($AF46),(1-$AF46),1) + IF(ISNUMBER(MATCH(AY$11,$AK46:$AP46,0)),-1,0)*_xlfn.IFS(ISNUMBER($AD46),$AD46,ISNUMBER($AE46),$AE46,ISNUMBER($AF46),$AF46,AND($AD46=0,$AE46=0,$AF46=0),1)","v":0},{"$f":"IF(ISNUMBER(MATCH(AZ$11,$AG46:$AJ46,0)),1,0)*IF(ISNUMBER($AF46),(1-$AF46),1) + IF(ISNUMBER(MATCH(AZ$11,$AK46:$AP46,0)),-1,0)*_xlfn.IFS(ISNUMBER($AD46),$AD46,ISNUMBER($AE46),$AE46,ISNUMBER($AF46),$AF46,AND($AD46=0,$AE46=0,$AF46=0),1)","v":0},{"$f":"IF(ISNUMBER(MATCH(BA$11,$AG46:$AJ46,0)),1,0)*IF(ISNUMBER($AF46),(1-$AF46),1) + IF(ISNUMBER(MATCH(BA$11,$AK46:$AP46,0)),-1,0)*_xlfn.IFS(ISNUMBER($AD46),$AD46,ISNUMBER($AE46),$AE46,ISNUMBER($AF46),$AF46,AND($AD46=0,$AE46=0,$AF46=0),1)","v":0},{"$f":"IF(ISNUMBER(MATCH(BB$11,$AG46:$AJ46,0)),1,0)*IF(ISNUMBER($AF46),(1-$AF46),1) + IF(ISNUMBER(MATCH(BB$11,$AK46:$AP46,0)),-1,0)*_xlfn.IFS(ISNUMBER($AD46),$AD46,ISNUMBER($AE46),$AE46,ISNUMBER($AF46),$AF46,AND($AD46=0,$AE46=0,$AF46=0),1)","v":0},{"$f":"IF(ISNUMBER(MATCH(BC$11,$AG46:$AJ46,0)),1,0)*IF(ISNUMBER($AF46),(1-$AF46),1) + IF(ISNUMBER(MATCH(BC$11,$AK46:$AP46,0)),-1,0)*_xlfn.IFS(ISNUMBER($AD46),$AD46,ISNUMBER($AE46),$AE46,ISNUMBER($AF46),$AF46,AND($AD46=0,$AE46=0,$AF46=0),1)","v":0},{"$f":"IF(ISNUMBER(MATCH(BD$11,$AG46:$AJ46,0)),1,0)*IF(ISNUMBER($AF46),(1-$AF46),1) + IF(ISNUMBER(MATCH(BD$11,$AK46:$AP46,0)),-1,0)*_xlfn.IFS(ISNUMBER($AD46),$AD46,ISNUMBER($AE46),$AE46,ISNUMBER($AF46),$AF46,AND($AD46=0,$AE46=0,$AF46=0),1)","v":0},{"$f":"IF(ISNUMBER(MATCH(BE$11,$AG46:$AJ46,0)),1,0)*IF(ISNUMBER($AF46),(1-$AF46),1) + IF(ISNUMBER(MATCH(BE$11,$AK46:$AP46,0)),-1,0)*_xlfn.IFS(ISNUMBER($AD46),$AD46,ISNUMBER($AE46),$AE46,ISNUMBER($AF46),$AF46,AND($AD46=0,$AE46=0,$AF46=0),1)","v":0},{"$f":"IF(ISNUMBER(MATCH(BF$11,$AG46:$AJ46,0)),1,0)*IF(ISNUMBER($AF46),(1-$AF46),1) + IF(ISNUMBER(MATCH(BF$11,$AK46:$AP46,0)),-1,0)*_xlfn.IFS(ISNUMBER($AD46),$AD46,ISNUMBER($AE46),$AE46,ISNUMBER($AF46),$AF46,AND($AD46=0,$AE46=0,$AF46=0),1)","v":0},{"$f":"IF(ISNUMBER(MATCH(BG$11,$AG46:$AJ46,0)),1,0)*IF(ISNUMBER($AF46),(1-$AF46),1) + IF(ISNUMBER(MATCH(BG$11,$AK46:$AP46,0)),-1,0)*_xlfn.IFS(ISNUMBER($AD46),$AD46,ISNUMBER($AE46),$AE46,ISNUMBER($AF46),$AF46,AND($AD46=0,$AE46=0,$AF46=0),1)","v":0},{"$f":"IF(ISNUMBER(MATCH(BH$11,$AG46:$AJ46,0)),1,0)*IF(ISNUMBER($AF46),(1-$AF46),1) + IF(ISNUMBER(MATCH(BH$11,$AK46:$AP46,0)),-1,0)*_xlfn.IFS(ISNUMBER($AD46),$AD46,ISNUMBER($AE46),$AE46,ISNUMBER($AF46),$AF46,AND($AD46=0,$AE46=0,$AF46=0),1)","v":0},{"$f":"IF(ISNUMBER(MATCH(BI$11,$AG46:$AJ46,0)),1,0)*IF(ISNUMBER($AF46),(1-$AF46),1) + IF(ISNUMBER(MATCH(BI$11,$AK46:$AP46,0)),-1,0)*_xlfn.IFS(ISNUMBER($AD46),$AD46,ISNUMBER($AE46),$AE46,ISNUMBER($AF46),$AF46,AND($AD46=0,$AE46=0,$AF46=0),1)","v":0},{"$f":"IF(ISNUMBER(MATCH(BJ$11,$AG46:$AJ46,0)),1,0)*IF(ISNUMBER($AF46),(1-$AF46),1) + IF(ISNUMBER(MATCH(BJ$11,$AK46:$AP46,0)),-1,0)*_xlfn.IFS(ISNUMBER($AD46),$AD46,ISNUMBER($AE46),$AE46,ISNUMBER($AF46),$AF46,AND($AD46=0,$AE46=0,$AF46=0),1)","v":0},{"$f":"IF(ISNUMBER(MATCH(BK$11,$AG46:$AJ46,0)),1,0)*IF(ISNUMBER($AF46),(1-$AF46),1) + IF(ISNUMBER(MATCH(BK$11,$AK46:$AP46,0)),-1,0)*_xlfn.IFS(ISNUMBER($AD46),$AD46,ISNUMBER($AE46),$AE46,ISNUMBER($AF46),$AF46,AND($AD46=0,$AE46=0,$AF46=0),1)","v":0},{"$f":"IF(ISNUMBER(MATCH(BL$11,$AG46:$AJ46,0)),1,0)*IF(ISNUMBER($AF46),(1-$AF46),1) + IF(ISNUMBER(MATCH(BL$11,$AK46:$AP46,0)),-1,0)*_xlfn.IFS(ISNUMBER($AD46),$AD46,ISNUMBER($AE46),$AE46,ISNUMBER($AF46),$AF46,AND($AD46=0,$AE46=0,$AF46=0),1)","v":0},{"$f":"IF(ISNUMBER(MATCH(BM$11,$AG46:$AJ46,0)),1,0)*IF(ISNUMBER($AF46),(1-$AF46),1) + IF(ISNUMBER(MATCH(BM$11,$AK46:$AP46,0)),-1,0)*_xlfn.IFS(ISNUMBER($AD46),$AD46,ISNUMBER($AE46),$AE46,ISNUMBER($AF46),$AF46,AND($AD46=0,$AE46=0,$AF46=0),1)","v":0},{"$f":"IF(ISNUMBER(MATCH(BN$11,$AG46:$AJ46,0)),1,0)*IF(ISNUMBER($AF46),(1-$AF46),1) + IF(ISNUMBER(MATCH(BN$11,$AK46:$AP46,0)),-1,0)*_xlfn.IFS(ISNUMBER($AD46),$AD46,ISNUMBER($AE46),$AE46,ISNUMBER($AF46),$AF46,AND($AD46=0,$AE46=0,$AF46=0),1)","v":0},{"$f":"IF(ISNUMBER(MATCH(BO$11,$AG46:$AJ46,0)),1,0)*IF(ISNUMBER($AF46),(1-$AF46),1) + IF(ISNUMBER(MATCH(BO$11,$AK46:$AP46,0)),-1,0)*_xlfn.IFS(ISNUMBER($AD46),$AD46,ISNUMBER($AE46),$AE46,ISNUMBER($AF46),$AF46,AND($AD46=0,$AE46=0,$AF46=0),1)","v":0},{"$f":"IF(ISNUMBER(MATCH(BP$11,$AG46:$AJ46,0)),1,0)*IF(ISNUMBER($AF46),(1-$AF46),1) + IF(ISNUMBER(MATCH(BP$11,$AK46:$AP46,0)),-1,0)*_xlfn.IFS(ISNUMBER($AD46),$AD46,ISNUMBER($AE46),$AE46,ISNUMBER($AF46),$AF46,AND($AD46=0,$AE46=0,$AF46=0),1)","v":0},{"$f":"IF(ISNUMBER(MATCH(BQ$11,$AG46:$AJ46,0)),1,0)*IF(ISNUMBER($AF46),(1-$AF46),1) + IF(ISNUMBER(MATCH(BQ$11,$AK46:$AP46,0)),-1,0)*_xlfn.IFS(ISNUMBER($AD46),$AD46,ISNUMBER($AE46),$AE46,ISNUMBER($AF46),$AF46,AND($AD46=0,$AE46=0,$AF46=0),1)","v":1},{"$f":"IF(ISNUMBER(MATCH(BR$11,$AG46:$AJ46,0)),1,0)*IF(ISNUMBER($AF46),(1-$AF46),1) + IF(ISNUMBER(MATCH(BR$11,$AK46:$AP46,0)),-1,0)*_xlfn.IFS(ISNUMBER($AD46),$AD46,ISNUMBER($AE46),$AE46,ISNUMBER($AF46),$AF46,AND($AD46=0,$AE46=0,$AF46=0),1)","v":0},{"$f":"IF(ISNUMBER(MATCH(BS$11,$AG46:$AJ46,0)),1,0)*IF(ISNUMBER($AF46),(1-$AF46),1) + IF(ISNUMBER(MATCH(BS$11,$AK46:$AP46,0)),-1,0)*_xlfn.IFS(ISNUMBER($AD46),$AD46,ISNUMBER($AE46),$AE46,ISNUMBER($AF46),$AF46,AND($AD46=0,$AE46=0,$AF46=0),1)","v":0},{"$f":"IF(ISNUMBER(MATCH(BT$11,$AG46:$AJ46,0)),1,0)*IF(ISNUMBER($AF46),(1-$AF46),1) + IF(ISNUMBER(MATCH(BT$11,$AK46:$AP46,0)),-1,0)*_xlfn.IFS(ISNUMBER($AD46),$AD46,ISNUMBER($AE46),$AE46,ISNUMBER($AF46),$AF46,AND($AD46=0,$AE46=0,$AF46=0),1)","v":0},{"$f":"IF(ISNUMBER(MATCH(BU$11,$AG46:$AJ46,0)),1,0)*IF(ISNUMBER($AF46),(1-$AF46),1) + IF(ISNUMBER(MATCH(BU$11,$AK46:$AP46,0)),-1,0)*_xlfn.IFS(ISNUMBER($AD46),$AD46,ISNUMBER($AE46),$AE46,ISNUMBER($AF46),$AF46,AND($AD46=0,$AE46=0,$AF46=0),1)","v":0},{"$f":"IF(ISNUMBER(MATCH(BV$11,$AG46:$AJ46,0)),1,0)*IF(ISNUMBER($AF46),(1-$AF46),1) + IF(ISNUMBER(MATCH(BV$11,$AK46:$AP46,0)),-1,0)*_xlfn.IFS(ISNUMBER($AD46),$AD46,ISNUMBER($AE46),$AE46,ISNUMBER($AF46),$AF46,AND($AD46=0,$AE46=0,$AF46=0),1)","v":0},{"$f":"IF(ISNUMBER(MATCH(BW$11,$AG46:$AJ46,0)),1,0)*IF(ISNUMBER($AF46),(1-$AF46),1) + IF(ISNUMBER(MATCH(BW$11,$AK46:$AP46,0)),-1,0)*_xlfn.IFS(ISNUMBER($AD46),$AD46,ISNUMBER($AE46),$AE46,ISNUMBER($AF46),$AF46,AND($AD46=0,$AE46=0,$AF46=0),1)","v":0},{"$f":"IF(ISNUMBER(MATCH(BX$11,$AG46:$AJ46,0)),1,0)*IF(ISNUMBER($AF46),(1-$AF46),1) + IF(ISNUMBER(MATCH(BX$11,$AK46:$AP46,0)),-1,0)*_xlfn.IFS(ISNUMBER($AD46),$AD46,ISNUMBER($AE46),$AE46,ISNUMBER($AF46),$AF46,AND($AD46=0,$AE46=0,$AF46=0),1)","v":0},{"$f":"IF(ISNUMBER(MATCH(BY$11,$AG46:$AJ46,0)),1,0)*IF(ISNUMBER($AF46),(1-$AF46),1) + IF(ISNUMBER(MATCH(BY$11,$AK46:$AP46,0)),-1,0)*_xlfn.IFS(ISNUMBER($AD46),$AD46,ISNUMBER($AE46),$AE46,ISNUMBER($AF46),$AF46,AND($AD46=0,$AE46=0,$AF46=0),1)","v":0},{"$f":"IF(ISNUMBER(MATCH(BZ$11,$AG46:$AJ46,0)),1,0)*IF(ISNUMBER($AF46),(1-$AF46),1) + IF(ISNUMBER(MATCH(BZ$11,$AK46:$AP46,0)),-1,0)*_xlfn.IFS(ISNUMBER($AD46),$AD46,ISNUMBER($AE46),$AE46,ISNUMBER($AF46),$AF46,AND($AD46=0,$AE46=0,$AF46=0),1)","v":0},{"$f":"IF(ISNUMBER(MATCH(CA$11,$AG46:$AJ46,0)),1,0)*IF(ISNUMBER($AF46),(1-$AF46),1) + IF(ISNUMBER(MATCH(CA$11,$AK46:$AP46,0)),-1,0)*_xlfn.IFS(ISNUMBER($AD46),$AD46,ISNUMBER($AE46),$AE46,ISNUMBER($AF46),$AF46,AND($AD46=0,$AE46=0,$AF46=0),1)","v":0},{"$f":"IF(ISNUMBER(MATCH(CB$11,$AG46:$AJ46,0)),1,0)*IF(ISNUMBER($AF46),(1-$AF46),1) + IF(ISNUMBER(MATCH(CB$11,$AK46:$AP46,0)),-1,0)*_xlfn.IFS(ISNUMBER($AD46),$AD46,ISNUMBER($AE46),$AE46,ISNUMBER($AF46),$AF46,AND($AD46=0,$AE46=0,$AF46=0),1)","v":0},{"$f":"IF(ISNUMBER(MATCH(CC$11,$AG46:$AJ46,0)),1,0)*IF(ISNUMBER($AF46),(1-$AF46),1) + IF(ISNUMBER(MATCH(CC$11,$AK46:$AP46,0)),-1,0)*_xlfn.IFS(ISNUMBER($AD46),$AD46,ISNUMBER($AE46),$AE46,ISNUMBER($AF46),$AF46,AND($AD46=0,$AE46=0,$AF46=0),1)","v":0},{"$f":"IF(ISNUMBER(MATCH(CD$11,$AG46:$AJ46,0)),1,0)*IF(ISNUMBER($AF46),(1-$AF46),1) + IF(ISNUMBER(MATCH(CD$11,$AK46:$AP46,0)),-1,0)*_xlfn.IFS(ISNUMBER($AD46),$AD46,ISNUMBER($AE46),$AE46,ISNUMBER($AF46),$AF46,AND($AD46=0,$AE46=0,$AF46=0),1)","v":0},{"$f":"IF(ISNUMBER(MATCH(CE$11,$AG46:$AJ46,0)),1,0)*IF(ISNUMBER($AF46),(1-$AF46),1) + IF(ISNUMBER(MATCH(CE$11,$AK46:$AP46,0)),-1,0)*_xlfn.IFS(ISNUMBER($AD46),$AD46,ISNUMBER($AE46),$AE46,ISNUMBER($AF46),$AF46,AND($AD46=0,$AE46=0,$AF46=0),1)","v":0},{"$f":"IF(ISNUMBER(MATCH(CF$11,$AG46:$AJ46,0)),1,0)*IF(ISNUMBER($AF46),(1-$AF46),1) + IF(ISNUMBER(MATCH(CF$11,$AK46:$AP46,0)),-1,0)*_xlfn.IFS(ISNUMBER($AD46),$AD46,ISNUMBER($AE46),$AE46,ISNUMBER($AF46),$AF46,AND($AD46=0,$AE46=0,$AF46=0),1)","v":0},{"$f":"IF(ISNUMBER(MATCH(CG$11,$AG46:$AJ46,0)),1,0)*IF(ISNUMBER($AF46),(1-$AF46),1) + IF(ISNUMBER(MATCH(CG$11,$AK46:$AP46,0)),-1,0)*_xlfn.IFS(ISNUMBER($AD46),$AD46,ISNUMBER($AE46),$AE46,ISNUMBER($AF46),$AF46,AND($AD46=0,$AE46=0,$AF46=0),1)","v":0},{"$f":"IF(ISNUMBER(MATCH(CH$11,$AG46:$AJ46,0)),1,0)*IF(ISNUMBER($AF46),(1-$AF46),1) + IF(ISNUMBER(MATCH(CH$11,$AK46:$AP46,0)),-1,0)*_xlfn.IFS(ISNUMBER($AD46),$AD46,ISNUMBER($AE46),$AE46,ISNUMBER($AF46),$AF46,AND($AD46=0,$AE46=0,$AF46=0),1)","v":0},{"$f":"IF(ISNUMBER(MATCH(CI$11,$AG46:$AJ46,0)),1,0)*IF(ISNUMBER($AF46),(1-$AF46),1) + IF(ISNUMBER(MATCH(CI$11,$AK46:$AP46,0)),-1,0)*_xlfn.IFS(ISNUMBER($AD46),$AD46,ISNUMBER($AE46),$AE46,ISNUMBER($AF46),$AF46,AND($AD46=0,$AE46=0,$AF46=0),1)","v":0},{"$f":"IF(ISNUMBER(MATCH(CJ$11,$AG46:$AJ46,0)),1,0)*IF(ISNUMBER($AF46),(1-$AF46),1) + IF(ISNUMBER(MATCH(CJ$11,$AK46:$AP46,0)),-1,0)*_xlfn.IFS(ISNUMBER($AD46),$AD46,ISNUMBER($AE46),$AE46,ISNUMBER($AF46),$AF46,AND($AD46=0,$AE46=0,$AF46=0),1)","v":0},{"$f":"IF(ISNUMBER(MATCH(CK$11,$AG46:$AJ46,0)),1,0)*IF(ISNUMBER($AF46),(1-$AF46),1) + IF(ISNUMBER(MATCH(CK$11,$AK46:$AP46,0)),-1,0)*_xlfn.IFS(ISNUMBER($AD46),$AD46,ISNUMBER($AE46),$AE46,ISNUMBER($AF46),$AF46,AND($AD46=0,$AE46=0,$AF46=0),1)","v":0},{"$f":"IF(ISNUMBER(MATCH(CL$11,$AG46:$AJ46,0)),1,0)*IF(ISNUMBER($AF46),(1-$AF46),1) + IF(ISNUMBER(MATCH(CL$11,$AK46:$AP46,0)),-1,0)*_xlfn.IFS(ISNUMBER($AD46),$AD46,ISNUMBER($AE46),$AE46,ISNUMBER($AF46),$AF46,AND($AD46=0,$AE46=0,$AF46=0),1)","v":0},{"$f":"IF(ISNUMBER(MATCH(CM$11,$AG46:$AJ46,0)),1,0)*IF(ISNUMBER($AF46),(1-$AF46),1) + IF(ISNUMBER(MATCH(CM$11,$AK46:$AP46,0)),-1,0)*_xlfn.IFS(ISNUMBER($AD46),$AD46,ISNUMBER($AE46),$AE46,ISNUMBER($AF46),$AF46,AND($AD46=0,$AE46=0,$AF46=0),1)","v":0},{"$f":"IF(ISNUMBER(MATCH(CN$11,$AG46:$AJ46,0)),1,0)*IF(ISNUMBER($AF46),(1-$AF46),1) + IF(ISNUMBER(MATCH(CN$11,$AK46:$AP46,0)),-1,0)*_xlfn.IFS(ISNUMBER($AD46),$AD46,ISNUMBER($AE46),$AE46,ISNUMBER($AF46),$AF46,AND($AD46=0,$AE46=0,$AF46=0),1)","v":0},{"$f":"IF(ISNUMBER(MATCH(CO$11,$AG46:$AJ46,0)),1,0)*IF(ISNUMBER($AF46),(1-$AF46),1) + IF(ISNUMBER(MATCH(CO$11,$AK46:$AP46,0)),-1,0)*_xlfn.IFS(ISNUMBER($AD46),$AD46,ISNUMBER($AE46),$AE46,ISNUMBER($AF46),$AF46,AND($AD46=0,$AE46=0,$AF46=0),1)","v":0},{"$f":"IF(ISNUMBER(MATCH(CP$11,$AG46:$AJ46,0)),1,0)*IF(ISNUMBER($AF46),(1-$AF46),1) + IF(ISNUMBER(MATCH(CP$11,$AK46:$AP46,0)),-1,0)*_xlfn.IFS(ISNUMBER($AD46),$AD46,ISNUMBER($AE46),$AE46,ISNUMBER($AF46),$AF46,AND($AD46=0,$AE46=0,$AF46=0),1)","v":0},{"$f":"IF(ISNUMBER(MATCH(CQ$11,$AG46:$AJ46,0)),1,0)*IF(ISNUMBER($AF46),(1-$AF46),1) + IF(ISNUMBER(MATCH(CQ$11,$AK46:$AP46,0)),-1,0)*_xlfn.IFS(ISNUMBER($AD46),$AD46,ISNUMBER($AE46),$AE46,ISNUMBER($AF46),$AF46,AND($AD46=0,$AE46=0,$AF46=0),1)","v":0},{"$f":"IF(ISNUMBER(MATCH(CR$11,$AG46:$AJ46,0)),1,0)*IF(ISNUMBER($AF46),(1-$AF46),1) + IF(ISNUMBER(MATCH(CR$11,$AK46:$AP46,0)),-1,0)*_xlfn.IFS(ISNUMBER($AD46),$AD46,ISNUMBER($AE46),$AE46,ISNUMBER($AF46),$AF46,AND($AD46=0,$AE46=0,$AF46=0),1)","v":0},{"$f":"IF(ISNUMBER(MATCH(CS$11,$AG46:$AJ46,0)),1,0)*IF(ISNUMBER($AF46),(1-$AF46),1) + IF(ISNUMBER(MATCH(CS$11,$AK46:$AP46,0)),-1,0)*_xlfn.IFS(ISNUMBER($AD46),$AD46,ISNUMBER($AE46),$AE46,ISNUMBER($AF46),$AF46,AND($AD46=0,$AE46=0,$AF46=0),1)","v":0},{"$f":"IF(ISNUMBER(MATCH(CT$11,$AG46:$AJ46,0)),1,0)*IF(ISNUMBER($AF46),(1-$AF46),1) + IF(ISNUMBER(MATCH(CT$11,$AK46:$AP46,0)),-1,0)*_xlfn.IFS(ISNUMBER($AD46),$AD46,ISNUMBER($AE46),$AE46,ISNUMBER($AF46),$AF46,AND($AD46=0,$AE46=0,$AF46=0),1)","v":0},{"$f":"IF(ISNUMBER(MATCH(CU$11,$AG46:$AJ46,0)),1,0)*IF(ISNUMBER($AF46),(1-$AF46),1) + IF(ISNUMBER(MATCH(CU$11,$AK46:$AP46,0)),-1,0)*_xlfn.IFS(ISNUMBER($AD46),$AD46,ISNUMBER($AE46),$AE46,ISNUMBER($AF46),$AF46,AND($AD46=0,$AE46=0,$AF46=0),1)","v":0},{"$f":"IF(ISNUMBER(MATCH(CV$11,$AG46:$AJ46,0)),1,0)*IF(ISNUMBER($AF46),(1-$AF46),1) + IF(ISNUMBER(MATCH(CV$11,$AK46:$AP46,0)),-1,0)*_xlfn.IFS(ISNUMBER($AD46),$AD46,ISNUMBER($AE46),$AE46,ISNUMBER($AF46),$AF46,AND($AD46=0,$AE46=0,$AF46=0),1)","v":0},{"$f":"IF(ISNUMBER(MATCH(CW$11,$AG46:$AJ46,0)),1,0)*IF(ISNUMBER($AF46),(1-$AF46),1) + IF(ISNUMBER(MATCH(CW$11,$AK46:$AP46,0)),-1,0)*_xlfn.IFS(ISNUMBER($AD46),$AD46,ISNUMBER($AE46),$AE46,ISNUMBER($AF46),$AF46,AND($AD46=0,$AE46=0,$AF46=0),1)","v":0},{"$f":"IF(ISNUMBER(MATCH(CX$11,$AG46:$AJ46,0)),1,0)*IF(ISNUMBER($AF46),(1-$AF46),1) + IF(ISNUMBER(MATCH(CX$11,$AK46:$AP46,0)),-1,0)*_xlfn.IFS(ISNUMBER($AD46),$AD46,ISNUMBER($AE46),$AE46,ISNUMBER($AF46),$AF46,AND($AD46=0,$AE46=0,$AF46=0),1)","v":0},{"$f":"IF(ISNUMBER(MATCH(CY$11,$AG46:$AJ46,0)),1,0)*IF(ISNUMBER($AF46),(1-$AF46),1) + IF(ISNUMBER(MATCH(CY$11,$AK46:$AP46,0)),-1,0)*_xlfn.IFS(ISNUMBER($AD46),$AD46,ISNUMBER($AE46),$AE46,ISNUMBER($AF46),$AF46,AND($AD46=0,$AE46=0,$AF46=0),1)","v":0},{"$f":"IF(ISNUMBER(MATCH(CZ$11,$AG46:$AJ46,0)),1,0)*IF(ISNUMBER($AF46),(1-$AF46),1) + IF(ISNUMBER(MATCH(CZ$11,$AK46:$AP46,0)),-1,0)*_xlfn.IFS(ISNUMBER($AD46),$AD46,ISNUMBER($AE46),$AE46,ISNUMBER($AF46),$AF46,AND($AD46=0,$AE46=0,$AF46=0),1)","v":0},{"$f":"IF(ISNUMBER(MATCH(DA$11,$AG46:$AJ46,0)),1,0)*IF(ISNUMBER($AF46),(1-$AF46),1) + IF(ISNUMBER(MATCH(DA$11,$AK46:$AP46,0)),-1,0)*_xlfn.IFS(ISNUMBER($AD46),$AD46,ISNUMBER($AE46),$AE46,ISNUMBER($AF46),$AF46,AND($AD46=0,$AE46=0,$AF46=0),1)","v":0},{"$f":"IF(ISNUMBER(MATCH(DB$11,$AG46:$AJ46,0)),1,0)*IF(ISNUMBER($AF46),(1-$AF46),1) + IF(ISNUMBER(MATCH(DB$11,$AK46:$AP46,0)),-1,0)*_xlfn.IFS(ISNUMBER($AD46),$AD46,ISNUMBER($AE46),$AE46,ISNUMBER($AF46),$AF46,AND($AD46=0,$AE46=0,$AF46=0),1)","v":0},{"$f":"IF(ISNUMBER(MATCH(DC$11,$AG46:$AJ46,0)),1,0)*IF(ISNUMBER($AF46),(1-$AF46),1) + IF(ISNUMBER(MATCH(DC$11,$AK46:$AP46,0)),-1,0)*_xlfn.IFS(ISNUMBER($AD46),$AD46,ISNUMBER($AE46),$AE46,ISNUMBER($AF46),$AF46,AND($AD46=0,$AE46=0,$AF46=0),1)","v":0},{"$f":"IF(ISNUMBER(MATCH(DD$11,$AG46:$AJ46,0)),1,0)*IF(ISNUMBER($AF46),(1-$AF46),1) + IF(ISNUMBER(MATCH(DD$11,$AK46:$AP46,0)),-1,0)*_xlfn.IFS(ISNUMBER($AD46),$AD46,ISNUMBER($AE46),$AE46,ISNUMBER($AF46),$AF46,AND($AD46=0,$AE46=0,$AF46=0),1)","v":0},{"$f":"IF(ISNUMBER(MATCH(DE$11,$AG46:$AJ46,0)),1,0)*IF(ISNUMBER($AF46),(1-$AF46),1) + IF(ISNUMBER(MATCH(DE$11,$AK46:$AP46,0)),-1,0)*_xlfn.IFS(ISNUMBER($AD46),$AD46,ISNUMBER($AE46),$AE46,ISNUMBER($AF46),$AF46,AND($AD46=0,$AE46=0,$AF46=0),1)","v":0},null,0,"Datarooms","MECH","Prop",null,null,null,null,null,null,null,null,null,"q_dr3_cls,a",-0.6289929550612442,686.13364819885578,0,0,0,0,0,0,0,0,0,0,0,0,0,0,0,0,-1,0,1,0.3710070449387558,0,-1,0,0,0,0,0,0,0,0,0,0,0,0,0,0,0,0,0,0,0,0,0,0,0,0,0,0,0,0,0,0,0,0,0,0,0,0,0,0,0,0,0,0,0,0,null,null,null,null,null,null,null,null,null,null,null,"q_dr3_cls,a",null,686.13364819885578,0,0,0,0,0,0,0,0,0,0,0,0,0,0,0,0,-1,0,1,0.3710070449387558,0,-1,0,0,0,0,0,0,0,0,0,0,0,0,0,0,0,0,0,0,0,0,0,0,0,0,0,0,0,0,0,0,0,0,0,0,0,0,0,0,0,0,0,0,0,0,null,null,"q_dr3_cls,a",686.13364819885578,0,0,0,0,0,0,0,0,0,0,0,0,0,0,0,0,-1,0,1,0.3710070449387558,0,-1,0,0,0,0,0,0,0,0,0,0,0,0,0,0,0,0,0,0,0,0,0,0,0,0,0,0,0,0,0,0,0,0,0,0,0,0,0,0,0,0,0,0,0,0]
[null,null,null,null,null,null,null,null,null,null,null,null,null,null,null,null,null,null,"q_drms_dr4-hru,lt",-1.0266130853743962E-13,-1.0266130853743962E-13,-1.0266130853743962E-13,-1.0266130853743962E-13,-1.0266130853743962E-13,-1.0266130853743962E-13,null,"HRU,LT","Prop",null,{"$f":"'IT Load Datarooms Calculate'!G94","v":0},null,null,"q_dr3_cls,a",null,null,null,"e_drms_crit-dr3",null,null,null,null,null,null,{"$f":"IF(ISNUMBER(MATCH(AR$11,$AG47:$AJ47,0)),1,0)*IF(ISNUMBER($AF47),(1-$AF47),1) + IF(ISNUMBER(MATCH(AR$11,$AK47:$AP47,0)),-1,0)*_xlfn.IFS(ISNUMBER($AD47),$AD47,ISNUMBER($AE47),$AE47,ISNUMBER($AF47),$AF47,AND($AD47=0,$AE47=0,$AF47=0),1)","v":0},{"$f":"IF(ISNUMBER(MATCH(AS$11,$AG47:$AJ47,0)),1,0)*IF(ISNUMBER($AF47),(1-$AF47),1) + IF(ISNUMBER(MATCH(AS$11,$AK47:$AP47,0)),-1,0)*_xlfn.IFS(ISNUMBER($AD47),$AD47,ISNUMBER($AE47),$AE47,ISNUMBER($AF47),$AF47,AND($AD47=0,$AE47=0,$AF47=0),1)","v":0},{"$f":"IF(ISNUMBER(MATCH(AT$11,$AG47:$AJ47,0)),1,0)*IF(ISNUMBER($AF47),(1-$AF47),1) + IF(ISNUMBER(MATCH(AT$11,$AK47:$AP47,0)),-1,0)*_xlfn.IFS(ISNUMBER($AD47),$AD47,ISNUMBER($AE47),$AE47,ISNUMBER($AF47),$AF47,AND($AD47=0,$AE47=0,$AF47=0),1)","v":0},{"$f":"IF(ISNUMBER(MATCH(AU$11,$AG47:$AJ47,0)),1,0)*IF(ISNUMBER($AF47),(1-$AF47),1) + IF(ISNUMBER(MATCH(AU$11,$AK47:$AP47,0)),-1,0)*_xlfn.IFS(ISNUMBER($AD47),$AD47,ISNUMBER($AE47),$AE47,ISNUMBER($AF47),$AF47,AND($AD47=0,$AE47=0,$AF47=0),1)","v":0},{"$f":"IF(ISNUMBER(MATCH(AV$11,$AG47:$AJ47,0)),1,0)*IF(ISNUMBER($AF47),(1-$AF47),1) + IF(ISNUMBER(MATCH(AV$11,$AK47:$AP47,0)),-1,0)*_xlfn.IFS(ISNUMBER($AD47),$AD47,ISNUMBER($AE47),$AE47,ISNUMBER($AF47),$AF47,AND($AD47=0,$AE47=0,$AF47=0),1)","v":0},{"$f":"IF(ISNUMBER(MATCH(AW$11,$AG47:$AJ47,0)),1,0)*IF(ISNUMBER($AF47),(1-$AF47),1) + IF(ISNUMBER(MATCH(AW$11,$AK47:$AP47,0)),-1,0)*_xlfn.IFS(ISNUMBER($AD47),$AD47,ISNUMBER($AE47),$AE47,ISNUMBER($AF47),$AF47,AND($AD47=0,$AE47=0,$AF47=0),1)","v":0},{"$f":"IF(ISNUMBER(MATCH(AX$11,$AG47:$AJ47,0)),1,0)*IF(ISNUMBER($AF47),(1-$AF47),1) + IF(ISNUMBER(MATCH(AX$11,$AK47:$AP47,0)),-1,0)*_xlfn.IFS(ISNUMBER($AD47),$AD47,ISNUMBER($AE47),$AE47,ISNUMBER($AF47),$AF47,AND($AD47=0,$AE47=0,$AF47=0),1)","v":0},{"$f":"IF(ISNUMBER(MATCH(AY$11,$AG47:$AJ47,0)),1,0)*IF(ISNUMBER($AF47),(1-$AF47),1) + IF(ISNUMBER(MATCH(AY$11,$AK47:$AP47,0)),-1,0)*_xlfn.IFS(ISNUMBER($AD47),$AD47,ISNUMBER($AE47),$AE47,ISNUMBER($AF47),$AF47,AND($AD47=0,$AE47=0,$AF47=0),1)","v":0},{"$f":"IF(ISNUMBER(MATCH(AZ$11,$AG47:$AJ47,0)),1,0)*IF(ISNUMBER($AF47),(1-$AF47),1) + IF(ISNUMBER(MATCH(AZ$11,$AK47:$AP47,0)),-1,0)*_xlfn.IFS(ISNUMBER($AD47),$AD47,ISNUMBER($AE47),$AE47,ISNUMBER($AF47),$AF47,AND($AD47=0,$AE47=0,$AF47=0),1)","v":0},{"$f":"IF(ISNUMBER(MATCH(BA$11,$AG47:$AJ47,0)),1,0)*IF(ISNUMBER($AF47),(1-$AF47),1) + IF(ISNUMBER(MATCH(BA$11,$AK47:$AP47,0)),-1,0)*_xlfn.IFS(ISNUMBER($AD47),$AD47,ISNUMBER($AE47),$AE47,ISNUMBER($AF47),$AF47,AND($AD47=0,$AE47=0,$AF47=0),1)","v":0},{"$f":"IF(ISNUMBER(MATCH(BB$11,$AG47:$AJ47,0)),1,0)*IF(ISNUMBER($AF47),(1-$AF47),1) + IF(ISNUMBER(MATCH(BB$11,$AK47:$AP47,0)),-1,0)*_xlfn.IFS(ISNUMBER($AD47),$AD47,ISNUMBER($AE47),$AE47,ISNUMBER($AF47),$AF47,AND($AD47=0,$AE47=0,$AF47=0),1)","v":0},{"$f":"IF(ISNUMBER(MATCH(BC$11,$AG47:$AJ47,0)),1,0)*IF(ISNUMBER($AF47),(1-$AF47),1) + IF(ISNUMBER(MATCH(BC$11,$AK47:$AP47,0)),-1,0)*_xlfn.IFS(ISNUMBER($AD47),$AD47,ISNUMBER($AE47),$AE47,ISNUMBER($AF47),$AF47,AND($AD47=0,$AE47=0,$AF47=0),1)","v":0},{"$f":"IF(ISNUMBER(MATCH(BD$11,$AG47:$AJ47,0)),1,0)*IF(ISNUMBER($AF47),(1-$AF47),1) + IF(ISNUMBER(MATCH(BD$11,$AK47:$AP47,0)),-1,0)*_xlfn.IFS(ISNUMBER($AD47),$AD47,ISNUMBER($AE47),$AE47,ISNUMBER($AF47),$AF47,AND($AD47=0,$AE47=0,$AF47=0),1)","v":0},{"$f":"IF(ISNUMBER(MATCH(BE$11,$AG47:$AJ47,0)),1,0)*IF(ISNUMBER($AF47),(1-$AF47),1) + IF(ISNUMBER(MATCH(BE$11,$AK47:$AP47,0)),-1,0)*_xlfn.IFS(ISNUMBER($AD47),$AD47,ISNUMBER($AE47),$AE47,ISNUMBER($AF47),$AF47,AND($AD47=0,$AE47=0,$AF47=0),1)","v":0},{"$f":"IF(ISNUMBER(MATCH(BF$11,$AG47:$AJ47,0)),1,0)*IF(ISNUMBER($AF47),(1-$AF47),1) + IF(ISNUMBER(MATCH(BF$11,$AK47:$AP47,0)),-1,0)*_xlfn.IFS(ISNUMBER($AD47),$AD47,ISNUMBER($AE47),$AE47,ISNUMBER($AF47),$AF47,AND($AD47=0,$AE47=0,$AF47=0),1)","v":0},{"$f":"IF(ISNUMBER(MATCH(BG$11,$AG47:$AJ47,0)),1,0)*IF(ISNUMBER($AF47),(1-$AF47),1) + IF(ISNUMBER(MATCH(BG$11,$AK47:$AP47,0)),-1,0)*_xlfn.IFS(ISNUMBER($AD47),$AD47,ISNUMBER($AE47),$AE47,ISNUMBER($AF47),$AF47,AND($AD47=0,$AE47=0,$AF47=0),1)","v":0},{"$f":"IF(ISNUMBER(MATCH(BH$11,$AG47:$AJ47,0)),1,0)*IF(ISNUMBER($AF47),(1-$AF47),1) + IF(ISNUMBER(MATCH(BH$11,$AK47:$AP47,0)),-1,0)*_xlfn.IFS(ISNUMBER($AD47),$AD47,ISNUMBER($AE47),$AE47,ISNUMBER($AF47),$AF47,AND($AD47=0,$AE47=0,$AF47=0),1)","v":0},{"$f":"IF(ISNUMBER(MATCH(BI$11,$AG47:$AJ47,0)),1,0)*IF(ISNUMBER($AF47),(1-$AF47),1) + IF(ISNUMBER(MATCH(BI$11,$AK47:$AP47,0)),-1,0)*_xlfn.IFS(ISNUMBER($AD47),$AD47,ISNUMBER($AE47),$AE47,ISNUMBER($AF47),$AF47,AND($AD47=0,$AE47=0,$AF47=0),1)","v":0},{"$f":"IF(ISNUMBER(MATCH(BJ$11,$AG47:$AJ47,0)),1,0)*IF(ISNUMBER($AF47),(1-$AF47),1) + IF(ISNUMBER(MATCH(BJ$11,$AK47:$AP47,0)),-1,0)*_xlfn.IFS(ISNUMBER($AD47),$AD47,ISNUMBER($AE47),$AE47,ISNUMBER($AF47),$AF47,AND($AD47=0,$AE47=0,$AF47=0),1)","v":0},{"$f":"IF(ISNUMBER(MATCH(BK$11,$AG47:$AJ47,0)),1,0)*IF(ISNUMBER($AF47),(1-$AF47),1) + IF(ISNUMBER(MATCH(BK$11,$AK47:$AP47,0)),-1,0)*_xlfn.IFS(ISNUMBER($AD47),$AD47,ISNUMBER($AE47),$AE47,ISNUMBER($AF47),$AF47,AND($AD47=0,$AE47=0,$AF47=0),1)","v":0},{"$f":"IF(ISNUMBER(MATCH(BL$11,$AG47:$AJ47,0)),1,0)*IF(ISNUMBER($AF47),(1-$AF47),1) + IF(ISNUMBER(MATCH(BL$11,$AK47:$AP47,0)),-1,0)*_xlfn.IFS(ISNUMBER($AD47),$AD47,ISNUMBER($AE47),$AE47,ISNUMBER($AF47),$AF47,AND($AD47=0,$AE47=0,$AF47=0),1)","v":0},{"$f":"IF(ISNUMBER(MATCH(BM$11,$AG47:$AJ47,0)),1,0)*IF(ISNUMBER($AF47),(1-$AF47),1) + IF(ISNUMBER(MATCH(BM$11,$AK47:$AP47,0)),-1,0)*_xlfn.IFS(ISNUMBER($AD47),$AD47,ISNUMBER($AE47),$AE47,ISNUMBER($AF47),$AF47,AND($AD47=0,$AE47=0,$AF47=0),1)","v":0},{"$f":"IF(ISNUMBER(MATCH(BN$11,$AG47:$AJ47,0)),1,0)*IF(ISNUMBER($AF47),(1-$AF47),1) + IF(ISNUMBER(MATCH(BN$11,$AK47:$AP47,0)),-1,0)*_xlfn.IFS(ISNUMBER($AD47),$AD47,ISNUMBER($AE47),$AE47,ISNUMBER($AF47),$AF47,AND($AD47=0,$AE47=0,$AF47=0),1)","v":0},{"$f":"IF(ISNUMBER(MATCH(BO$11,$AG47:$AJ47,0)),1,0)*IF(ISNUMBER($AF47),(1-$AF47),1) + IF(ISNUMBER(MATCH(BO$11,$AK47:$AP47,0)),-1,0)*_xlfn.IFS(ISNUMBER($AD47),$AD47,ISNUMBER($AE47),$AE47,ISNUMBER($AF47),$AF47,AND($AD47=0,$AE47=0,$AF47=0),1)","v":0},{"$f":"IF(ISNUMBER(MATCH(BP$11,$AG47:$AJ47,0)),1,0)*IF(ISNUMBER($AF47),(1-$AF47),1) + IF(ISNUMBER(MATCH(BP$11,$AK47:$AP47,0)),-1,0)*_xlfn.IFS(ISNUMBER($AD47),$AD47,ISNUMBER($AE47),$AE47,ISNUMBER($AF47),$AF47,AND($AD47=0,$AE47=0,$AF47=0),1)","v":0},{"$f":"IF(ISNUMBER(MATCH(BQ$11,$AG47:$AJ47,0)),1,0)*IF(ISNUMBER($AF47),(1-$AF47),1) + IF(ISNUMBER(MATCH(BQ$11,$AK47:$AP47,0)),-1,0)*_xlfn.IFS(ISNUMBER($AD47),$AD47,ISNUMBER($AE47),$AE47,ISNUMBER($AF47),$AF47,AND($AD47=0,$AE47=0,$AF47=0),1)","v":0},{"$f":"IF(ISNUMBER(MATCH(BR$11,$AG47:$AJ47,0)),1,0)*IF(ISNUMBER($AF47),(1-$AF47),1) + IF(ISNUMBER(MATCH(BR$11,$AK47:$AP47,0)),-1,0)*_xlfn.IFS(ISNUMBER($AD47),$AD47,ISNUMBER($AE47),$AE47,ISNUMBER($AF47),$AF47,AND($AD47=0,$AE47=0,$AF47=0),1)","v":0},{"$f":"IF(ISNUMBER(MATCH(BS$11,$AG47:$AJ47,0)),1,0)*IF(ISNUMBER($AF47),(1-$AF47),1) + IF(ISNUMBER(MATCH(BS$11,$AK47:$AP47,0)),-1,0)*_xlfn.IFS(ISNUMBER($AD47),$AD47,ISNUMBER($AE47),$AE47,ISNUMBER($AF47),$AF47,AND($AD47=0,$AE47=0,$AF47=0),1)","v":0},{"$f":"IF(ISNUMBER(MATCH(BT$11,$AG47:$AJ47,0)),1,0)*IF(ISNUMBER($AF47),(1-$AF47),1) + IF(ISNUMBER(MATCH(BT$11,$AK47:$AP47,0)),-1,0)*_xlfn.IFS(ISNUMBER($AD47),$AD47,ISNUMBER($AE47),$AE47,ISNUMBER($AF47),$AF47,AND($AD47=0,$AE47=0,$AF47=0),1)","v":0},{"$f":"IF(ISNUMBER(MATCH(BU$11,$AG47:$AJ47,0)),1,0)*IF(ISNUMBER($AF47),(1-$AF47),1) + IF(ISNUMBER(MATCH(BU$11,$AK47:$AP47,0)),-1,0)*_xlfn.IFS(ISNUMBER($AD47),$AD47,ISNUMBER($AE47),$AE47,ISNUMBER($AF47),$AF47,AND($AD47=0,$AE47=0,$AF47=0),1)","v":0},{"$f":"IF(ISNUMBER(MATCH(BV$11,$AG47:$AJ47,0)),1,0)*IF(ISNUMBER($AF47),(1-$AF47),1) + IF(ISNUMBER(MATCH(BV$11,$AK47:$AP47,0)),-1,0)*_xlfn.IFS(ISNUMBER($AD47),$AD47,ISNUMBER($AE47),$AE47,ISNUMBER($AF47),$AF47,AND($AD47=0,$AE47=0,$AF47=0),1)","v":0},{"$f":"IF(ISNUMBER(MATCH(BW$11,$AG47:$AJ47,0)),1,0)*IF(ISNUMBER($AF47),(1-$AF47),1) + IF(ISNUMBER(MATCH(BW$11,$AK47:$AP47,0)),-1,0)*_xlfn.IFS(ISNUMBER($AD47),$AD47,ISNUMBER($AE47),$AE47,ISNUMBER($AF47),$AF47,AND($AD47=0,$AE47=0,$AF47=0),1)","v":0},{"$f":"IF(ISNUMBER(MATCH(BX$11,$AG47:$AJ47,0)),1,0)*IF(ISNUMBER($AF47),(1-$AF47),1) + IF(ISNUMBER(MATCH(BX$11,$AK47:$AP47,0)),-1,0)*_xlfn.IFS(ISNUMBER($AD47),$AD47,ISNUMBER($AE47),$AE47,ISNUMBER($AF47),$AF47,AND($AD47=0,$AE47=0,$AF47=0),1)","v":0},{"$f":"IF(ISNUMBER(MATCH(BY$11,$AG47:$AJ47,0)),1,0)*IF(ISNUMBER($AF47),(1-$AF47),1) + IF(ISNUMBER(MATCH(BY$11,$AK47:$AP47,0)),-1,0)*_xlfn.IFS(ISNUMBER($AD47),$AD47,ISNUMBER($AE47),$AE47,ISNUMBER($AF47),$AF47,AND($AD47=0,$AE47=0,$AF47=0),1)","v":0},{"$f":"IF(ISNUMBER(MATCH(BZ$11,$AG47:$AJ47,0)),1,0)*IF(ISNUMBER($AF47),(1-$AF47),1) + IF(ISNUMBER(MATCH(BZ$11,$AK47:$AP47,0)),-1,0)*_xlfn.IFS(ISNUMBER($AD47),$AD47,ISNUMBER($AE47),$AE47,ISNUMBER($AF47),$AF47,AND($AD47=0,$AE47=0,$AF47=0),1)","v":0},{"$f":"IF(ISNUMBER(MATCH(CA$11,$AG47:$AJ47,0)),1,0)*IF(ISNUMBER($AF47),(1-$AF47),1) + IF(ISNUMBER(MATCH(CA$11,$AK47:$AP47,0)),-1,0)*_xlfn.IFS(ISNUMBER($AD47),$AD47,ISNUMBER($AE47),$AE47,ISNUMBER($AF47),$AF47,AND($AD47=0,$AE47=0,$AF47=0),1)","v":0},{"$f":"IF(ISNUMBER(MATCH(CB$11,$AG47:$AJ47,0)),1,0)*IF(ISNUMBER($AF47),(1-$AF47),1) + IF(ISNUMBER(MATCH(CB$11,$AK47:$AP47,0)),-1,0)*_xlfn.IFS(ISNUMBER($AD47),$AD47,ISNUMBER($AE47),$AE47,ISNUMBER($AF47),$AF47,AND($AD47=0,$AE47=0,$AF47=0),1)","v":0},{"$f":"IF(ISNUMBER(MATCH(CC$11,$AG47:$AJ47,0)),1,0)*IF(ISNUMBER($AF47),(1-$AF47),1) + IF(ISNUMBER(MATCH(CC$11,$AK47:$AP47,0)),-1,0)*_xlfn.IFS(ISNUMBER($AD47),$AD47,ISNUMBER($AE47),$AE47,ISNUMBER($AF47),$AF47,AND($AD47=0,$AE47=0,$AF47=0),1)","v":0},{"$f":"IF(ISNUMBER(MATCH(CD$11,$AG47:$AJ47,0)),1,0)*IF(ISNUMBER($AF47),(1-$AF47),1) + IF(ISNUMBER(MATCH(CD$11,$AK47:$AP47,0)),-1,0)*_xlfn.IFS(ISNUMBER($AD47),$AD47,ISNUMBER($AE47),$AE47,ISNUMBER($AF47),$AF47,AND($AD47=0,$AE47=0,$AF47=0),1)","v":0},{"$f":"IF(ISNUMBER(MATCH(CE$11,$AG47:$AJ47,0)),1,0)*IF(ISNUMBER($AF47),(1-$AF47),1) + IF(ISNUMBER(MATCH(CE$11,$AK47:$AP47,0)),-1,0)*_xlfn.IFS(ISNUMBER($AD47),$AD47,ISNUMBER($AE47),$AE47,ISNUMBER($AF47),$AF47,AND($AD47=0,$AE47=0,$AF47=0),1)","v":0},{"$f":"IF(ISNUMBER(MATCH(CF$11,$AG47:$AJ47,0)),1,0)*IF(ISNUMBER($AF47),(1-$AF47),1) + IF(ISNUMBER(MATCH(CF$11,$AK47:$AP47,0)),-1,0)*_xlfn.IFS(ISNUMBER($AD47),$AD47,ISNUMBER($AE47),$AE47,ISNUMBER($AF47),$AF47,AND($AD47=0,$AE47=0,$AF47=0),1)","v":0},{"$f":"IF(ISNUMBER(MATCH(CG$11,$AG47:$AJ47,0)),1,0)*IF(ISNUMBER($AF47),(1-$AF47),1) + IF(ISNUMBER(MATCH(CG$11,$AK47:$AP47,0)),-1,0)*_xlfn.IFS(ISNUMBER($AD47),$AD47,ISNUMBER($AE47),$AE47,ISNUMBER($AF47),$AF47,AND($AD47=0,$AE47=0,$AF47=0),1)","v":0},{"$f":"IF(ISNUMBER(MATCH(CH$11,$AG47:$AJ47,0)),1,0)*IF(ISNUMBER($AF47),(1-$AF47),1) + IF(ISNUMBER(MATCH(CH$11,$AK47:$AP47,0)),-1,0)*_xlfn.IFS(ISNUMBER($AD47),$AD47,ISNUMBER($AE47),$AE47,ISNUMBER($AF47),$AF47,AND($AD47=0,$AE47=0,$AF47=0),1)","v":0},{"$f":"IF(ISNUMBER(MATCH(CI$11,$AG47:$AJ47,0)),1,0)*IF(ISNUMBER($AF47),(1-$AF47),1) + IF(ISNUMBER(MATCH(CI$11,$AK47:$AP47,0)),-1,0)*_xlfn.IFS(ISNUMBER($AD47),$AD47,ISNUMBER($AE47),$AE47,ISNUMBER($AF47),$AF47,AND($AD47=0,$AE47=0,$AF47=0),1)","v":0},{"$f":"IF(ISNUMBER(MATCH(CJ$11,$AG47:$AJ47,0)),1,0)*IF(ISNUMBER($AF47),(1-$AF47),1) + IF(ISNUMBER(MATCH(CJ$11,$AK47:$AP47,0)),-1,0)*_xlfn.IFS(ISNUMBER($AD47),$AD47,ISNUMBER($AE47),$AE47,ISNUMBER($AF47),$AF47,AND($AD47=0,$AE47=0,$AF47=0),1)","v":1},{"$f":"IF(ISNUMBER(MATCH(CK$11,$AG47:$AJ47,0)),1,0)*IF(ISNUMBER($AF47),(1-$AF47),1) + IF(ISNUMBER(MATCH(CK$11,$AK47:$AP47,0)),-1,0)*_xlfn.IFS(ISNUMBER($AD47),$AD47,ISNUMBER($AE47),$AE47,ISNUMBER($AF47),$AF47,AND($AD47=0,$AE47=0,$AF47=0),1)","v":0},{"$f":"IF(ISNUMBER(MATCH(CL$11,$AG47:$AJ47,0)),1,0)*IF(ISNUMBER($AF47),(1-$AF47),1) + IF(ISNUMBER(MATCH(CL$11,$AK47:$AP47,0)),-1,0)*_xlfn.IFS(ISNUMBER($AD47),$AD47,ISNUMBER($AE47),$AE47,ISNUMBER($AF47),$AF47,AND($AD47=0,$AE47=0,$AF47=0),1)","v":0},{"$f":"IF(ISNUMBER(MATCH(CM$11,$AG47:$AJ47,0)),1,0)*IF(ISNUMBER($AF47),(1-$AF47),1) + IF(ISNUMBER(MATCH(CM$11,$AK47:$AP47,0)),-1,0)*_xlfn.IFS(ISNUMBER($AD47),$AD47,ISNUMBER($AE47),$AE47,ISNUMBER($AF47),$AF47,AND($AD47=0,$AE47=0,$AF47=0),1)","v":0},{"$f":"IF(ISNUMBER(MATCH(CN$11,$AG47:$AJ47,0)),1,0)*IF(ISNUMBER($AF47),(1-$AF47),1) + IF(ISNUMBER(MATCH(CN$11,$AK47:$AP47,0)),-1,0)*_xlfn.IFS(ISNUMBER($AD47),$AD47,ISNUMBER($AE47),$AE47,ISNUMBER($AF47),$AF47,AND($AD47=0,$AE47=0,$AF47=0),1)","v":0},{"$f":"IF(ISNUMBER(MATCH(CO$11,$AG47:$AJ47,0)),1,0)*IF(ISNUMBER($AF47),(1-$AF47),1) + IF(ISNUMBER(MATCH(CO$11,$AK47:$AP47,0)),-1,0)*_xlfn.IFS(ISNUMBER($AD47),$AD47,ISNUMBER($AE47),$AE47,ISNUMBER($AF47),$AF47,AND($AD47=0,$AE47=0,$AF47=0),1)","v":0},{"$f":"IF(ISNUMBER(MATCH(CP$11,$AG47:$AJ47,0)),1,0)*IF(ISNUMBER($AF47),(1-$AF47),1) + IF(ISNUMBER(MATCH(CP$11,$AK47:$AP47,0)),-1,0)*_xlfn.IFS(ISNUMBER($AD47),$AD47,ISNUMBER($AE47),$AE47,ISNUMBER($AF47),$AF47,AND($AD47=0,$AE47=0,$AF47=0),1)","v":0},{"$f":"IF(ISNUMBER(MATCH(CQ$11,$AG47:$AJ47,0)),1,0)*IF(ISNUMBER($AF47),(1-$AF47),1) + IF(ISNUMBER(MATCH(CQ$11,$AK47:$AP47,0)),-1,0)*_xlfn.IFS(ISNUMBER($AD47),$AD47,ISNUMBER($AE47),$AE47,ISNUMBER($AF47),$AF47,AND($AD47=0,$AE47=0,$AF47=0),1)","v":0},{"$f":"IF(ISNUMBER(MATCH(CR$11,$AG47:$AJ47,0)),1,0)*IF(ISNUMBER($AF47),(1-$AF47),1) + IF(ISNUMBER(MATCH(CR$11,$AK47:$AP47,0)),-1,0)*_xlfn.IFS(ISNUMBER($AD47),$AD47,ISNUMBER($AE47),$AE47,ISNUMBER($AF47),$AF47,AND($AD47=0,$AE47=0,$AF47=0),1)","v":0},{"$f":"IF(ISNUMBER(MATCH(CS$11,$AG47:$AJ47,0)),1,0)*IF(ISNUMBER($AF47),(1-$AF47),1) + IF(ISNUMBER(MATCH(CS$11,$AK47:$AP47,0)),-1,0)*_xlfn.IFS(ISNUMBER($AD47),$AD47,ISNUMBER($AE47),$AE47,ISNUMBER($AF47),$AF47,AND($AD47=0,$AE47=0,$AF47=0),1)","v":0},{"$f":"IF(ISNUMBER(MATCH(CT$11,$AG47:$AJ47,0)),1,0)*IF(ISNUMBER($AF47),(1-$AF47),1) + IF(ISNUMBER(MATCH(CT$11,$AK47:$AP47,0)),-1,0)*_xlfn.IFS(ISNUMBER($AD47),$AD47,ISNUMBER($AE47),$AE47,ISNUMBER($AF47),$AF47,AND($AD47=0,$AE47=0,$AF47=0),1)","v":0},{"$f":"IF(ISNUMBER(MATCH(CU$11,$AG47:$AJ47,0)),1,0)*IF(ISNUMBER($AF47),(1-$AF47),1) + IF(ISNUMBER(MATCH(CU$11,$AK47:$AP47,0)),-1,0)*_xlfn.IFS(ISNUMBER($AD47),$AD47,ISNUMBER($AE47),$AE47,ISNUMBER($AF47),$AF47,AND($AD47=0,$AE47=0,$AF47=0),1)","v":0},{"$f":"IF(ISNUMBER(MATCH(CV$11,$AG47:$AJ47,0)),1,0)*IF(ISNUMBER($AF47),(1-$AF47),1) + IF(ISNUMBER(MATCH(CV$11,$AK47:$AP47,0)),-1,0)*_xlfn.IFS(ISNUMBER($AD47),$AD47,ISNUMBER($AE47),$AE47,ISNUMBER($AF47),$AF47,AND($AD47=0,$AE47=0,$AF47=0),1)","v":0},{"$f":"IF(ISNUMBER(MATCH(CW$11,$AG47:$AJ47,0)),1,0)*IF(ISNUMBER($AF47),(1-$AF47),1) + IF(ISNUMBER(MATCH(CW$11,$AK47:$AP47,0)),-1,0)*_xlfn.IFS(ISNUMBER($AD47),$AD47,ISNUMBER($AE47),$AE47,ISNUMBER($AF47),$AF47,AND($AD47=0,$AE47=0,$AF47=0),1)","v":0},{"$f":"IF(ISNUMBER(MATCH(CX$11,$AG47:$AJ47,0)),1,0)*IF(ISNUMBER($AF47),(1-$AF47),1) + IF(ISNUMBER(MATCH(CX$11,$AK47:$AP47,0)),-1,0)*_xlfn.IFS(ISNUMBER($AD47),$AD47,ISNUMBER($AE47),$AE47,ISNUMBER($AF47),$AF47,AND($AD47=0,$AE47=0,$AF47=0),1)","v":0},{"$f":"IF(ISNUMBER(MATCH(CY$11,$AG47:$AJ47,0)),1,0)*IF(ISNUMBER($AF47),(1-$AF47),1) + IF(ISNUMBER(MATCH(CY$11,$AK47:$AP47,0)),-1,0)*_xlfn.IFS(ISNUMBER($AD47),$AD47,ISNUMBER($AE47),$AE47,ISNUMBER($AF47),$AF47,AND($AD47=0,$AE47=0,$AF47=0),1)","v":0},{"$f":"IF(ISNUMBER(MATCH(CZ$11,$AG47:$AJ47,0)),1,0)*IF(ISNUMBER($AF47),(1-$AF47),1) + IF(ISNUMBER(MATCH(CZ$11,$AK47:$AP47,0)),-1,0)*_xlfn.IFS(ISNUMBER($AD47),$AD47,ISNUMBER($AE47),$AE47,ISNUMBER($AF47),$AF47,AND($AD47=0,$AE47=0,$AF47=0),1)","v":0},{"$f":"IF(ISNUMBER(MATCH(DA$11,$AG47:$AJ47,0)),1,0)*IF(ISNUMBER($AF47),(1-$AF47),1) + IF(ISNUMBER(MATCH(DA$11,$AK47:$AP47,0)),-1,0)*_xlfn.IFS(ISNUMBER($AD47),$AD47,ISNUMBER($AE47),$AE47,ISNUMBER($AF47),$AF47,AND($AD47=0,$AE47=0,$AF47=0),1)","v":0},{"$f":"IF(ISNUMBER(MATCH(DB$11,$AG47:$AJ47,0)),1,0)*IF(ISNUMBER($AF47),(1-$AF47),1) + IF(ISNUMBER(MATCH(DB$11,$AK47:$AP47,0)),-1,0)*_xlfn.IFS(ISNUMBER($AD47),$AD47,ISNUMBER($AE47),$AE47,ISNUMBER($AF47),$AF47,AND($AD47=0,$AE47=0,$AF47=0),1)","v":0},{"$f":"IF(ISNUMBER(MATCH(DC$11,$AG47:$AJ47,0)),1,0)*IF(ISNUMBER($AF47),(1-$AF47),1) + IF(ISNUMBER(MATCH(DC$11,$AK47:$AP47,0)),-1,0)*_xlfn.IFS(ISNUMBER($AD47),$AD47,ISNUMBER($AE47),$AE47,ISNUMBER($AF47),$AF47,AND($AD47=0,$AE47=0,$AF47=0),1)","v":0},{"$f":"IF(ISNUMBER(MATCH(DD$11,$AG47:$AJ47,0)),1,0)*IF(ISNUMBER($AF47),(1-$AF47),1) + IF(ISNUMBER(MATCH(DD$11,$AK47:$AP47,0)),-1,0)*_xlfn.IFS(ISNUMBER($AD47),$AD47,ISNUMBER($AE47),$AE47,ISNUMBER($AF47),$AF47,AND($AD47=0,$AE47=0,$AF47=0),1)","v":0},{"$f":"IF(ISNUMBER(MATCH(DE$11,$AG47:$AJ47,0)),1,0)*IF(ISNUMBER($AF47),(1-$AF47),1) + IF(ISNUMBER(MATCH(DE$11,$AK47:$AP47,0)),-1,0)*_xlfn.IFS(ISNUMBER($AD47),$AD47,ISNUMBER($AE47),$AE47,ISNUMBER($AF47),$AF47,AND($AD47=0,$AE47=0,$AF47=0),1)","v":0},null,0,"Datarooms","HRU,LT","Prop",null,null,null,null,null,null,null,null,null,"q_drms_dr3-hru,lt",2.0454545454545454,2144.0298299802434,0,0,0,0,0,0,0,0,0,0,0,0,0,0,0,0,0,0,0,1.1102230246251565E-16,0,0,0,0,-1,0,1.0454545454545454,1,1,0,0,0,0,0,0,0,0,0,0,0,0,0,0,0,0,0,-4.3368086899420177E-19,0,0,0,0,0,0,0,0,0,0,1.9712766772463699E-20,0,0,0,0,0,0,0,0,null,null,null,null,null,null,null,null,null,null,null,"q_drms_dr3-hru,lt",null,2144.0298299802434,0,0,0,0,0,0,0,0,0,0,0,0,0,0,-2.2204460492503131E-16,0,0,2.2204460492503131E-16,0,0,-2.2204460492503131E-16,-2.2204460492503131E-16,0,0,-0.99999999999999978,0,1.0454545454545454,0.99999999999999978,0.99999999999999978,0,0,2.2204460492503131E-16,0,0,-2.2204460492503131E-16,-2.2204460492503131E-16,0,0,2.2204460492503131E-16,0,0,-2.2204460492503131E-16,-2.2204460492503131E-16,0,0,0,4.3368086899420177E-19,0,0,0,3.3930407020699649E-19,0,0,0,0,0,0,1.9712766772463699E-20,0,0,0,0,0,0,0,0,null,null,"q_drms_dr3-hru,lt",2144.0298299802434,0,0,0,0,0,0,0,0,0,0,0,0,0,0,-2.2204460492503131E-16,0,0,2.2204460492503131E-16,0,0,-2.2204460492503131E-16,-2.2204460492503131E-16,0,0,-0.99999999999999978,0,1.0454545454545454,0.99999999999999978,0.99999999999999978,0,0,2.2204460492503131E-16,0,0,-2.2204460492503131E-16,-2.2204460492503131E-16,0,0,2.2204460492503131E-16,0,0,-2.2204460492503131E-16,-2.2204460492503131E-16,0,0,0,4.3368086899420177E-19,0,0,0,3.3930407020699649E-19,0,0,0,0,0,0,0,0,0,0,0,0,0,0,0]
[null,null,null,null,null,null,null,null,null,null,null,null,null,null,null,null,null,null,"q_drms_dr4-hru,ht",1.0266130853743962E-13,1.0266130853743962E-13,1.0266130853743962E-13,1.0266130853743962E-13,1.0266130853743962E-13,1.0266130853743962E-13,null,"Workload","Prop",null,{"$f":"'IT Load Datarooms Calculate'!G56","v":0},null,null,"w_drms-dr3",null,null,null,"e_drms_crit-dr3",null,null,null,null,null,null,{"$f":"IF(ISNUMBER(MATCH(AR$11,$AG48:$AJ48,0)),1,0)*IF(ISNUMBER($AF48),(1-$AF48),1) + IF(ISNUMBER(MATCH(AR$11,$AK48:$AP48,0)),-1,0)*_xlfn.IFS(ISNUMBER($AD48),$AD48,ISNUMBER($AE48),$AE48,ISNUMBER($AF48),$AF48,AND($AD48=0,$AE48=0,$AF48=0),1)","v":0},{"$f":"IF(ISNUMBER(MATCH(AS$11,$AG48:$AJ48,0)),1,0)*IF(ISNUMBER($AF48),(1-$AF48),1) + IF(ISNUMBER(MATCH(AS$11,$AK48:$AP48,0)),-1,0)*_xlfn.IFS(ISNUMBER($AD48),$AD48,ISNUMBER($AE48),$AE48,ISNUMBER($AF48),$AF48,AND($AD48=0,$AE48=0,$AF48=0),1)","v":0},{"$f":"IF(ISNUMBER(MATCH(AT$11,$AG48:$AJ48,0)),1,0)*IF(ISNUMBER($AF48),(1-$AF48),1) + IF(ISNUMBER(MATCH(AT$11,$AK48:$AP48,0)),-1,0)*_xlfn.IFS(ISNUMBER($AD48),$AD48,ISNUMBER($AE48),$AE48,ISNUMBER($AF48),$AF48,AND($AD48=0,$AE48=0,$AF48=0),1)","v":0},{"$f":"IF(ISNUMBER(MATCH(AU$11,$AG48:$AJ48,0)),1,0)*IF(ISNUMBER($AF48),(1-$AF48),1) + IF(ISNUMBER(MATCH(AU$11,$AK48:$AP48,0)),-1,0)*_xlfn.IFS(ISNUMBER($AD48),$AD48,ISNUMBER($AE48),$AE48,ISNUMBER($AF48),$AF48,AND($AD48=0,$AE48=0,$AF48=0),1)","v":0},{"$f":"IF(ISNUMBER(MATCH(AV$11,$AG48:$AJ48,0)),1,0)*IF(ISNUMBER($AF48),(1-$AF48),1) + IF(ISNUMBER(MATCH(AV$11,$AK48:$AP48,0)),-1,0)*_xlfn.IFS(ISNUMBER($AD48),$AD48,ISNUMBER($AE48),$AE48,ISNUMBER($AF48),$AF48,AND($AD48=0,$AE48=0,$AF48=0),1)","v":0},{"$f":"IF(ISNUMBER(MATCH(AW$11,$AG48:$AJ48,0)),1,0)*IF(ISNUMBER($AF48),(1-$AF48),1) + IF(ISNUMBER(MATCH(AW$11,$AK48:$AP48,0)),-1,0)*_xlfn.IFS(ISNUMBER($AD48),$AD48,ISNUMBER($AE48),$AE48,ISNUMBER($AF48),$AF48,AND($AD48=0,$AE48=0,$AF48=0),1)","v":0},{"$f":"IF(ISNUMBER(MATCH(AX$11,$AG48:$AJ48,0)),1,0)*IF(ISNUMBER($AF48),(1-$AF48),1) + IF(ISNUMBER(MATCH(AX$11,$AK48:$AP48,0)),-1,0)*_xlfn.IFS(ISNUMBER($AD48),$AD48,ISNUMBER($AE48),$AE48,ISNUMBER($AF48),$AF48,AND($AD48=0,$AE48=0,$AF48=0),1)","v":0},{"$f":"IF(ISNUMBER(MATCH(AY$11,$AG48:$AJ48,0)),1,0)*IF(ISNUMBER($AF48),(1-$AF48),1) + IF(ISNUMBER(MATCH(AY$11,$AK48:$AP48,0)),-1,0)*_xlfn.IFS(ISNUMBER($AD48),$AD48,ISNUMBER($AE48),$AE48,ISNUMBER($AF48),$AF48,AND($AD48=0,$AE48=0,$AF48=0),1)","v":0},{"$f":"IF(ISNUMBER(MATCH(AZ$11,$AG48:$AJ48,0)),1,0)*IF(ISNUMBER($AF48),(1-$AF48),1) + IF(ISNUMBER(MATCH(AZ$11,$AK48:$AP48,0)),-1,0)*_xlfn.IFS(ISNUMBER($AD48),$AD48,ISNUMBER($AE48),$AE48,ISNUMBER($AF48),$AF48,AND($AD48=0,$AE48=0,$AF48=0),1)","v":0},{"$f":"IF(ISNUMBER(MATCH(BA$11,$AG48:$AJ48,0)),1,0)*IF(ISNUMBER($AF48),(1-$AF48),1) + IF(ISNUMBER(MATCH(BA$11,$AK48:$AP48,0)),-1,0)*_xlfn.IFS(ISNUMBER($AD48),$AD48,ISNUMBER($AE48),$AE48,ISNUMBER($AF48),$AF48,AND($AD48=0,$AE48=0,$AF48=0),1)","v":0},{"$f":"IF(ISNUMBER(MATCH(BB$11,$AG48:$AJ48,0)),1,0)*IF(ISNUMBER($AF48),(1-$AF48),1) + IF(ISNUMBER(MATCH(BB$11,$AK48:$AP48,0)),-1,0)*_xlfn.IFS(ISNUMBER($AD48),$AD48,ISNUMBER($AE48),$AE48,ISNUMBER($AF48),$AF48,AND($AD48=0,$AE48=0,$AF48=0),1)","v":0},{"$f":"IF(ISNUMBER(MATCH(BC$11,$AG48:$AJ48,0)),1,0)*IF(ISNUMBER($AF48),(1-$AF48),1) + IF(ISNUMBER(MATCH(BC$11,$AK48:$AP48,0)),-1,0)*_xlfn.IFS(ISNUMBER($AD48),$AD48,ISNUMBER($AE48),$AE48,ISNUMBER($AF48),$AF48,AND($AD48=0,$AE48=0,$AF48=0),1)","v":0},{"$f":"IF(ISNUMBER(MATCH(BD$11,$AG48:$AJ48,0)),1,0)*IF(ISNUMBER($AF48),(1-$AF48),1) + IF(ISNUMBER(MATCH(BD$11,$AK48:$AP48,0)),-1,0)*_xlfn.IFS(ISNUMBER($AD48),$AD48,ISNUMBER($AE48),$AE48,ISNUMBER($AF48),$AF48,AND($AD48=0,$AE48=0,$AF48=0),1)","v":0},{"$f":"IF(ISNUMBER(MATCH(BE$11,$AG48:$AJ48,0)),1,0)*IF(ISNUMBER($AF48),(1-$AF48),1) + IF(ISNUMBER(MATCH(BE$11,$AK48:$AP48,0)),-1,0)*_xlfn.IFS(ISNUMBER($AD48),$AD48,ISNUMBER($AE48),$AE48,ISNUMBER($AF48),$AF48,AND($AD48=0,$AE48=0,$AF48=0),1)","v":0},{"$f":"IF(ISNUMBER(MATCH(BF$11,$AG48:$AJ48,0)),1,0)*IF(ISNUMBER($AF48),(1-$AF48),1) + IF(ISNUMBER(MATCH(BF$11,$AK48:$AP48,0)),-1,0)*_xlfn.IFS(ISNUMBER($AD48),$AD48,ISNUMBER($AE48),$AE48,ISNUMBER($AF48),$AF48,AND($AD48=0,$AE48=0,$AF48=0),1)","v":0},{"$f":"IF(ISNUMBER(MATCH(BG$11,$AG48:$AJ48,0)),1,0)*IF(ISNUMBER($AF48),(1-$AF48),1) + IF(ISNUMBER(MATCH(BG$11,$AK48:$AP48,0)),-1,0)*_xlfn.IFS(ISNUMBER($AD48),$AD48,ISNUMBER($AE48),$AE48,ISNUMBER($AF48),$AF48,AND($AD48=0,$AE48=0,$AF48=0),1)","v":0},{"$f":"IF(ISNUMBER(MATCH(BH$11,$AG48:$AJ48,0)),1,0)*IF(ISNUMBER($AF48),(1-$AF48),1) + IF(ISNUMBER(MATCH(BH$11,$AK48:$AP48,0)),-1,0)*_xlfn.IFS(ISNUMBER($AD48),$AD48,ISNUMBER($AE48),$AE48,ISNUMBER($AF48),$AF48,AND($AD48=0,$AE48=0,$AF48=0),1)","v":0},{"$f":"IF(ISNUMBER(MATCH(BI$11,$AG48:$AJ48,0)),1,0)*IF(ISNUMBER($AF48),(1-$AF48),1) + IF(ISNUMBER(MATCH(BI$11,$AK48:$AP48,0)),-1,0)*_xlfn.IFS(ISNUMBER($AD48),$AD48,ISNUMBER($AE48),$AE48,ISNUMBER($AF48),$AF48,AND($AD48=0,$AE48=0,$AF48=0),1)","v":0},{"$f":"IF(ISNUMBER(MATCH(BJ$11,$AG48:$AJ48,0)),1,0)*IF(ISNUMBER($AF48),(1-$AF48),1) + IF(ISNUMBER(MATCH(BJ$11,$AK48:$AP48,0)),-1,0)*_xlfn.IFS(ISNUMBER($AD48),$AD48,ISNUMBER($AE48),$AE48,ISNUMBER($AF48),$AF48,AND($AD48=0,$AE48=0,$AF48=0),1)","v":0},{"$f":"IF(ISNUMBER(MATCH(BK$11,$AG48:$AJ48,0)),1,0)*IF(ISNUMBER($AF48),(1-$AF48),1) + IF(ISNUMBER(MATCH(BK$11,$AK48:$AP48,0)),-1,0)*_xlfn.IFS(ISNUMBER($AD48),$AD48,ISNUMBER($AE48),$AE48,ISNUMBER($AF48),$AF48,AND($AD48=0,$AE48=0,$AF48=0),1)","v":0},{"$f":"IF(ISNUMBER(MATCH(BL$11,$AG48:$AJ48,0)),1,0)*IF(ISNUMBER($AF48),(1-$AF48),1) + IF(ISNUMBER(MATCH(BL$11,$AK48:$AP48,0)),-1,0)*_xlfn.IFS(ISNUMBER($AD48),$AD48,ISNUMBER($AE48),$AE48,ISNUMBER($AF48),$AF48,AND($AD48=0,$AE48=0,$AF48=0),1)","v":0},{"$f":"IF(ISNUMBER(MATCH(BM$11,$AG48:$AJ48,0)),1,0)*IF(ISNUMBER($AF48),(1-$AF48),1) + IF(ISNUMBER(MATCH(BM$11,$AK48:$AP48,0)),-1,0)*_xlfn.IFS(ISNUMBER($AD48),$AD48,ISNUMBER($AE48),$AE48,ISNUMBER($AF48),$AF48,AND($AD48=0,$AE48=0,$AF48=0),1)","v":0},{"$f":"IF(ISNUMBER(MATCH(BN$11,$AG48:$AJ48,0)),1,0)*IF(ISNUMBER($AF48),(1-$AF48),1) + IF(ISNUMBER(MATCH(BN$11,$AK48:$AP48,0)),-1,0)*_xlfn.IFS(ISNUMBER($AD48),$AD48,ISNUMBER($AE48),$AE48,ISNUMBER($AF48),$AF48,AND($AD48=0,$AE48=0,$AF48=0),1)","v":0},{"$f":"IF(ISNUMBER(MATCH(BO$11,$AG48:$AJ48,0)),1,0)*IF(ISNUMBER($AF48),(1-$AF48),1) + IF(ISNUMBER(MATCH(BO$11,$AK48:$AP48,0)),-1,0)*_xlfn.IFS(ISNUMBER($AD48),$AD48,ISNUMBER($AE48),$AE48,ISNUMBER($AF48),$AF48,AND($AD48=0,$AE48=0,$AF48=0),1)","v":0},{"$f":"IF(ISNUMBER(MATCH(BP$11,$AG48:$AJ48,0)),1,0)*IF(ISNUMBER($AF48),(1-$AF48),1) + IF(ISNUMBER(MATCH(BP$11,$AK48:$AP48,0)),-1,0)*_xlfn.IFS(ISNUMBER($AD48),$AD48,ISNUMBER($AE48),$AE48,ISNUMBER($AF48),$AF48,AND($AD48=0,$AE48=0,$AF48=0),1)","v":0},{"$f":"IF(ISNUMBER(MATCH(BQ$11,$AG48:$AJ48,0)),1,0)*IF(ISNUMBER($AF48),(1-$AF48),1) + IF(ISNUMBER(MATCH(BQ$11,$AK48:$AP48,0)),-1,0)*_xlfn.IFS(ISNUMBER($AD48),$AD48,ISNUMBER($AE48),$AE48,ISNUMBER($AF48),$AF48,AND($AD48=0,$AE48=0,$AF48=0),1)","v":0},{"$f":"IF(ISNUMBER(MATCH(BR$11,$AG48:$AJ48,0)),1,0)*IF(ISNUMBER($AF48),(1-$AF48),1) + IF(ISNUMBER(MATCH(BR$11,$AK48:$AP48,0)),-1,0)*_xlfn.IFS(ISNUMBER($AD48),$AD48,ISNUMBER($AE48),$AE48,ISNUMBER($AF48),$AF48,AND($AD48=0,$AE48=0,$AF48=0),1)","v":1},{"$f":"IF(ISNUMBER(MATCH(BS$11,$AG48:$AJ48,0)),1,0)*IF(ISNUMBER($AF48),(1-$AF48),1) + IF(ISNUMBER(MATCH(BS$11,$AK48:$AP48,0)),-1,0)*_xlfn.IFS(ISNUMBER($AD48),$AD48,ISNUMBER($AE48),$AE48,ISNUMBER($AF48),$AF48,AND($AD48=0,$AE48=0,$AF48=0),1)","v":0},{"$f":"IF(ISNUMBER(MATCH(BT$11,$AG48:$AJ48,0)),1,0)*IF(ISNUMBER($AF48),(1-$AF48),1) + IF(ISNUMBER(MATCH(BT$11,$AK48:$AP48,0)),-1,0)*_xlfn.IFS(ISNUMBER($AD48),$AD48,ISNUMBER($AE48),$AE48,ISNUMBER($AF48),$AF48,AND($AD48=0,$AE48=0,$AF48=0),1)","v":0},{"$f":"IF(ISNUMBER(MATCH(BU$11,$AG48:$AJ48,0)),1,0)*IF(ISNUMBER($AF48),(1-$AF48),1) + IF(ISNUMBER(MATCH(BU$11,$AK48:$AP48,0)),-1,0)*_xlfn.IFS(ISNUMBER($AD48),$AD48,ISNUMBER($AE48),$AE48,ISNUMBER($AF48),$AF48,AND($AD48=0,$AE48=0,$AF48=0),1)","v":0},{"$f":"IF(ISNUMBER(MATCH(BV$11,$AG48:$AJ48,0)),1,0)*IF(ISNUMBER($AF48),(1-$AF48),1) + IF(ISNUMBER(MATCH(BV$11,$AK48:$AP48,0)),-1,0)*_xlfn.IFS(ISNUMBER($AD48),$AD48,ISNUMBER($AE48),$AE48,ISNUMBER($AF48),$AF48,AND($AD48=0,$AE48=0,$AF48=0),1)","v":0},{"$f":"IF(ISNUMBER(MATCH(BW$11,$AG48:$AJ48,0)),1,0)*IF(ISNUMBER($AF48),(1-$AF48),1) + IF(ISNUMBER(MATCH(BW$11,$AK48:$AP48,0)),-1,0)*_xlfn.IFS(ISNUMBER($AD48),$AD48,ISNUMBER($AE48),$AE48,ISNUMBER($AF48),$AF48,AND($AD48=0,$AE48=0,$AF48=0),1)","v":0},{"$f":"IF(ISNUMBER(MATCH(BX$11,$AG48:$AJ48,0)),1,0)*IF(ISNUMBER($AF48),(1-$AF48),1) + IF(ISNUMBER(MATCH(BX$11,$AK48:$AP48,0)),-1,0)*_xlfn.IFS(ISNUMBER($AD48),$AD48,ISNUMBER($AE48),$AE48,ISNUMBER($AF48),$AF48,AND($AD48=0,$AE48=0,$AF48=0),1)","v":0},{"$f":"IF(ISNUMBER(MATCH(BY$11,$AG48:$AJ48,0)),1,0)*IF(ISNUMBER($AF48),(1-$AF48),1) + IF(ISNUMBER(MATCH(BY$11,$AK48:$AP48,0)),-1,0)*_xlfn.IFS(ISNUMBER($AD48),$AD48,ISNUMBER($AE48),$AE48,ISNUMBER($AF48),$AF48,AND($AD48=0,$AE48=0,$AF48=0),1)","v":0},{"$f":"IF(ISNUMBER(MATCH(BZ$11,$AG48:$AJ48,0)),1,0)*IF(ISNUMBER($AF48),(1-$AF48),1) + IF(ISNUMBER(MATCH(BZ$11,$AK48:$AP48,0)),-1,0)*_xlfn.IFS(ISNUMBER($AD48),$AD48,ISNUMBER($AE48),$AE48,ISNUMBER($AF48),$AF48,AND($AD48=0,$AE48=0,$AF48=0),1)","v":0},{"$f":"IF(ISNUMBER(MATCH(CA$11,$AG48:$AJ48,0)),1,0)*IF(ISNUMBER($AF48),(1-$AF48),1) + IF(ISNUMBER(MATCH(CA$11,$AK48:$AP48,0)),-1,0)*_xlfn.IFS(ISNUMBER($AD48),$AD48,ISNUMBER($AE48),$AE48,ISNUMBER($AF48),$AF48,AND($AD48=0,$AE48=0,$AF48=0),1)","v":0},{"$f":"IF(ISNUMBER(MATCH(CB$11,$AG48:$AJ48,0)),1,0)*IF(ISNUMBER($AF48),(1-$AF48),1) + IF(ISNUMBER(MATCH(CB$11,$AK48:$AP48,0)),-1,0)*_xlfn.IFS(ISNUMBER($AD48),$AD48,ISNUMBER($AE48),$AE48,ISNUMBER($AF48),$AF48,AND($AD48=0,$AE48=0,$AF48=0),1)","v":0},{"$f":"IF(ISNUMBER(MATCH(CC$11,$AG48:$AJ48,0)),1,0)*IF(ISNUMBER($AF48),(1-$AF48),1) + IF(ISNUMBER(MATCH(CC$11,$AK48:$AP48,0)),-1,0)*_xlfn.IFS(ISNUMBER($AD48),$AD48,ISNUMBER($AE48),$AE48,ISNUMBER($AF48),$AF48,AND($AD48=0,$AE48=0,$AF48=0),1)","v":0},{"$f":"IF(ISNUMBER(MATCH(CD$11,$AG48:$AJ48,0)),1,0)*IF(ISNUMBER($AF48),(1-$AF48),1) + IF(ISNUMBER(MATCH(CD$11,$AK48:$AP48,0)),-1,0)*_xlfn.IFS(ISNUMBER($AD48),$AD48,ISNUMBER($AE48),$AE48,ISNUMBER($AF48),$AF48,AND($AD48=0,$AE48=0,$AF48=0),1)","v":0},{"$f":"IF(ISNUMBER(MATCH(CE$11,$AG48:$AJ48,0)),1,0)*IF(ISNUMBER($AF48),(1-$AF48),1) + IF(ISNUMBER(MATCH(CE$11,$AK48:$AP48,0)),-1,0)*_xlfn.IFS(ISNUMBER($AD48),$AD48,ISNUMBER($AE48),$AE48,ISNUMBER($AF48),$AF48,AND($AD48=0,$AE48=0,$AF48=0),1)","v":0},{"$f":"IF(ISNUMBER(MATCH(CF$11,$AG48:$AJ48,0)),1,0)*IF(ISNUMBER($AF48),(1-$AF48),1) + IF(ISNUMBER(MATCH(CF$11,$AK48:$AP48,0)),-1,0)*_xlfn.IFS(ISNUMBER($AD48),$AD48,ISNUMBER($AE48),$AE48,ISNUMBER($AF48),$AF48,AND($AD48=0,$AE48=0,$AF48=0),1)","v":0},{"$f":"IF(ISNUMBER(MATCH(CG$11,$AG48:$AJ48,0)),1,0)*IF(ISNUMBER($AF48),(1-$AF48),1) + IF(ISNUMBER(MATCH(CG$11,$AK48:$AP48,0)),-1,0)*_xlfn.IFS(ISNUMBER($AD48),$AD48,ISNUMBER($AE48),$AE48,ISNUMBER($AF48),$AF48,AND($AD48=0,$AE48=0,$AF48=0),1)","v":0},{"$f":"IF(ISNUMBER(MATCH(CH$11,$AG48:$AJ48,0)),1,0)*IF(ISNUMBER($AF48),(1-$AF48),1) + IF(ISNUMBER(MATCH(CH$11,$AK48:$AP48,0)),-1,0)*_xlfn.IFS(ISNUMBER($AD48),$AD48,ISNUMBER($AE48),$AE48,ISNUMBER($AF48),$AF48,AND($AD48=0,$AE48=0,$AF48=0),1)","v":0},{"$f":"IF(ISNUMBER(MATCH(CI$11,$AG48:$AJ48,0)),1,0)*IF(ISNUMBER($AF48),(1-$AF48),1) + IF(ISNUMBER(MATCH(CI$11,$AK48:$AP48,0)),-1,0)*_xlfn.IFS(ISNUMBER($AD48),$AD48,ISNUMBER($AE48),$AE48,ISNUMBER($AF48),$AF48,AND($AD48=0,$AE48=0,$AF48=0),1)","v":0},{"$f":"IF(ISNUMBER(MATCH(CJ$11,$AG48:$AJ48,0)),1,0)*IF(ISNUMBER($AF48),(1-$AF48),1) + IF(ISNUMBER(MATCH(CJ$11,$AK48:$AP48,0)),-1,0)*_xlfn.IFS(ISNUMBER($AD48),$AD48,ISNUMBER($AE48),$AE48,ISNUMBER($AF48),$AF48,AND($AD48=0,$AE48=0,$AF48=0),1)","v":0},{"$f":"IF(ISNUMBER(MATCH(CK$11,$AG48:$AJ48,0)),1,0)*IF(ISNUMBER($AF48),(1-$AF48),1) + IF(ISNUMBER(MATCH(CK$11,$AK48:$AP48,0)),-1,0)*_xlfn.IFS(ISNUMBER($AD48),$AD48,ISNUMBER($AE48),$AE48,ISNUMBER($AF48),$AF48,AND($AD48=0,$AE48=0,$AF48=0),1)","v":0},{"$f":"IF(ISNUMBER(MATCH(CL$11,$AG48:$AJ48,0)),1,0)*IF(ISNUMBER($AF48),(1-$AF48),1) + IF(ISNUMBER(MATCH(CL$11,$AK48:$AP48,0)),-1,0)*_xlfn.IFS(ISNUMBER($AD48),$AD48,ISNUMBER($AE48),$AE48,ISNUMBER($AF48),$AF48,AND($AD48=0,$AE48=0,$AF48=0),1)","v":0},{"$f":"IF(ISNUMBER(MATCH(CM$11,$AG48:$AJ48,0)),1,0)*IF(ISNUMBER($AF48),(1-$AF48),1) + IF(ISNUMBER(MATCH(CM$11,$AK48:$AP48,0)),-1,0)*_xlfn.IFS(ISNUMBER($AD48),$AD48,ISNUMBER($AE48),$AE48,ISNUMBER($AF48),$AF48,AND($AD48=0,$AE48=0,$AF48=0),1)","v":0},{"$f":"IF(ISNUMBER(MATCH(CN$11,$AG48:$AJ48,0)),1,0)*IF(ISNUMBER($AF48),(1-$AF48),1) + IF(ISNUMBER(MATCH(CN$11,$AK48:$AP48,0)),-1,0)*_xlfn.IFS(ISNUMBER($AD48),$AD48,ISNUMBER($AE48),$AE48,ISNUMBER($AF48),$AF48,AND($AD48=0,$AE48=0,$AF48=0),1)","v":0},{"$f":"IF(ISNUMBER(MATCH(CO$11,$AG48:$AJ48,0)),1,0)*IF(ISNUMBER($AF48),(1-$AF48),1) + IF(ISNUMBER(MATCH(CO$11,$AK48:$AP48,0)),-1,0)*_xlfn.IFS(ISNUMBER($AD48),$AD48,ISNUMBER($AE48),$AE48,ISNUMBER($AF48),$AF48,AND($AD48=0,$AE48=0,$AF48=0),1)","v":0},{"$f":"IF(ISNUMBER(MATCH(CP$11,$AG48:$AJ48,0)),1,0)*IF(ISNUMBER($AF48),(1-$AF48),1) + IF(ISNUMBER(MATCH(CP$11,$AK48:$AP48,0)),-1,0)*_xlfn.IFS(ISNUMBER($AD48),$AD48,ISNUMBER($AE48),$AE48,ISNUMBER($AF48),$AF48,AND($AD48=0,$AE48=0,$AF48=0),1)","v":0},{"$f":"IF(ISNUMBER(MATCH(CQ$11,$AG48:$AJ48,0)),1,0)*IF(ISNUMBER($AF48),(1-$AF48),1) + IF(ISNUMBER(MATCH(CQ$11,$AK48:$AP48,0)),-1,0)*_xlfn.IFS(ISNUMBER($AD48),$AD48,ISNUMBER($AE48),$AE48,ISNUMBER($AF48),$AF48,AND($AD48=0,$AE48=0,$AF48=0),1)","v":0},{"$f":"IF(ISNUMBER(MATCH(CR$11,$AG48:$AJ48,0)),1,0)*IF(ISNUMBER($AF48),(1-$AF48),1) + IF(ISNUMBER(MATCH(CR$11,$AK48:$AP48,0)),-1,0)*_xlfn.IFS(ISNUMBER($AD48),$AD48,ISNUMBER($AE48),$AE48,ISNUMBER($AF48),$AF48,AND($AD48=0,$AE48=0,$AF48=0),1)","v":0},{"$f":"IF(ISNUMBER(MATCH(CS$11,$AG48:$AJ48,0)),1,0)*IF(ISNUMBER($AF48),(1-$AF48),1) + IF(ISNUMBER(MATCH(CS$11,$AK48:$AP48,0)),-1,0)*_xlfn.IFS(ISNUMBER($AD48),$AD48,ISNUMBER($AE48),$AE48,ISNUMBER($AF48),$AF48,AND($AD48=0,$AE48=0,$AF48=0),1)","v":0},{"$f":"IF(ISNUMBER(MATCH(CT$11,$AG48:$AJ48,0)),1,0)*IF(ISNUMBER($AF48),(1-$AF48),1) + IF(ISNUMBER(MATCH(CT$11,$AK48:$AP48,0)),-1,0)*_xlfn.IFS(ISNUMBER($AD48),$AD48,ISNUMBER($AE48),$AE48,ISNUMBER($AF48),$AF48,AND($AD48=0,$AE48=0,$AF48=0),1)","v":0},{"$f":"IF(ISNUMBER(MATCH(CU$11,$AG48:$AJ48,0)),1,0)*IF(ISNUMBER($AF48),(1-$AF48),1) + IF(ISNUMBER(MATCH(CU$11,$AK48:$AP48,0)),-1,0)*_xlfn.IFS(ISNUMBER($AD48),$AD48,ISNUMBER($AE48),$AE48,ISNUMBER($AF48),$AF48,AND($AD48=0,$AE48=0,$AF48=0),1)","v":0},{"$f":"IF(ISNUMBER(MATCH(CV$11,$AG48:$AJ48,0)),1,0)*IF(ISNUMBER($AF48),(1-$AF48),1) + IF(ISNUMBER(MATCH(CV$11,$AK48:$AP48,0)),-1,0)*_xlfn.IFS(ISNUMBER($AD48),$AD48,ISNUMBER($AE48),$AE48,ISNUMBER($AF48),$AF48,AND($AD48=0,$AE48=0,$AF48=0),1)","v":0},{"$f":"IF(ISNUMBER(MATCH(CW$11,$AG48:$AJ48,0)),1,0)*IF(ISNUMBER($AF48),(1-$AF48),1) + IF(ISNUMBER(MATCH(CW$11,$AK48:$AP48,0)),-1,0)*_xlfn.IFS(ISNUMBER($AD48),$AD48,ISNUMBER($AE48),$AE48,ISNUMBER($AF48),$AF48,AND($AD48=0,$AE48=0,$AF48=0),1)","v":0},{"$f":"IF(ISNUMBER(MATCH(CX$11,$AG48:$AJ48,0)),1,0)*IF(ISNUMBER($AF48),(1-$AF48),1) + IF(ISNUMBER(MATCH(CX$11,$AK48:$AP48,0)),-1,0)*_xlfn.IFS(ISNUMBER($AD48),$AD48,ISNUMBER($AE48),$AE48,ISNUMBER($AF48),$AF48,AND($AD48=0,$AE48=0,$AF48=0),1)","v":0},{"$f":"IF(ISNUMBER(MATCH(CY$11,$AG48:$AJ48,0)),1,0)*IF(ISNUMBER($AF48),(1-$AF48),1) + IF(ISNUMBER(MATCH(CY$11,$AK48:$AP48,0)),-1,0)*_xlfn.IFS(ISNUMBER($AD48),$AD48,ISNUMBER($AE48),$AE48,ISNUMBER($AF48),$AF48,AND($AD48=0,$AE48=0,$AF48=0),1)","v":0},{"$f":"IF(ISNUMBER(MATCH(CZ$11,$AG48:$AJ48,0)),1,0)*IF(ISNUMBER($AF48),(1-$AF48),1) + IF(ISNUMBER(MATCH(CZ$11,$AK48:$AP48,0)),-1,0)*_xlfn.IFS(ISNUMBER($AD48),$AD48,ISNUMBER($AE48),$AE48,ISNUMBER($AF48),$AF48,AND($AD48=0,$AE48=0,$AF48=0),1)","v":0},{"$f":"IF(ISNUMBER(MATCH(DA$11,$AG48:$AJ48,0)),1,0)*IF(ISNUMBER($AF48),(1-$AF48),1) + IF(ISNUMBER(MATCH(DA$11,$AK48:$AP48,0)),-1,0)*_xlfn.IFS(ISNUMBER($AD48),$AD48,ISNUMBER($AE48),$AE48,ISNUMBER($AF48),$AF48,AND($AD48=0,$AE48=0,$AF48=0),1)","v":0},{"$f":"IF(ISNUMBER(MATCH(DB$11,$AG48:$AJ48,0)),1,0)*IF(ISNUMBER($AF48),(1-$AF48),1) + IF(ISNUMBER(MATCH(DB$11,$AK48:$AP48,0)),-1,0)*_xlfn.IFS(ISNUMBER($AD48),$AD48,ISNUMBER($AE48),$AE48,ISNUMBER($AF48),$AF48,AND($AD48=0,$AE48=0,$AF48=0),1)","v":0},{"$f":"IF(ISNUMBER(MATCH(DC$11,$AG48:$AJ48,0)),1,0)*IF(ISNUMBER($AF48),(1-$AF48),1) + IF(ISNUMBER(MATCH(DC$11,$AK48:$AP48,0)),-1,0)*_xlfn.IFS(ISNUMBER($AD48),$AD48,ISNUMBER($AE48),$AE48,ISNUMBER($AF48),$AF48,AND($AD48=0,$AE48=0,$AF48=0),1)","v":0},{"$f":"IF(ISNUMBER(MATCH(DD$11,$AG48:$AJ48,0)),1,0)*IF(ISNUMBER($AF48),(1-$AF48),1) + IF(ISNUMBER(MATCH(DD$11,$AK48:$AP48,0)),-1,0)*_xlfn.IFS(ISNUMBER($AD48),$AD48,ISNUMBER($AE48),$AE48,ISNUMBER($AF48),$AF48,AND($AD48=0,$AE48=0,$AF48=0),1)","v":0},{"$f":"IF(ISNUMBER(MATCH(DE$11,$AG48:$AJ48,0)),1,0)*IF(ISNUMBER($AF48),(1-$AF48),1) + IF(ISNUMBER(MATCH(DE$11,$AK48:$AP48,0)),-1,0)*_xlfn.IFS(ISNUMBER($AD48),$AD48,ISNUMBER($AE48),$AE48,ISNUMBER($AF48),$AF48,AND($AD48=0,$AE48=0,$AF48=0),1)","v":0},null,0,"Datarooms","Workload","Prop",null,null,null,null,null,null,null,null,null,"q_dr3_cls,l",{"$f":"SUM(DW48:GJ48)","v":-1},{"$f":"SUMPRODUCT(_xlfn.ANCHORARRAY($DW$7),DW48:GJ48)","v":0},0,0,0,0,0,0,0,0,0,0,0,0,0,0,0,0,0,0,0,0,0,0,0,-1,0,1,0,0,-1,0,0,0,0,0,0,0,0,0,0,0,0,0,0,0,0,0,0,0,0,0,0,0,0,0,0,0,0,0,0,0,0,0,0,0,0,0,null,null,null,null,null,null,null,null,null,null,null,"q_dr3_cls,l",null,0,0,0,0,0,0,0,0,0,0,0,0,0,0,0,0,0,0,0,0,0,0,0,0,-1,0,1,0,0,-1,0,0,0,0,0,0,0,0,0,0,0,0,0,0,0,0,0,0,0,0,0,0,0,0,0,0,0,0,0,0,0,0,0,0,0,0,0,null,null,"q_dr3_cls,l",0,0,0,0,0,0,0,0,0,0,0,0,0,0,0,0,0,0,0,0,0,0,0,0,-1,0,1,0,0,-1,0,0,0,0,0,0,0,0,0,0,0,0,0,0,0,0,0,0,0,0,0,0,0,0,0,0,0,0,0,0,0,0,0,0,0,0,0]
[null,null,null,null,null,null,null,null,null,null,null,null,null,null,null,null,null,null,"w_drms-dr4",0,0,0,0,0,0,null,"dataroom4","Conservation",null,null,null,null,"e_drms_crit-dr4",null,null,null,"q_dr4_cls,a","q_dr4_cls,l",null,null,null,null,null,{"$f":"IF(ISNUMBER(MATCH(AR$11,$AG49:$AJ49,0)),1,0)*IF(ISNUMBER($AF49),(1-$AF49),1) + IF(ISNUMBER(MATCH(AR$11,$AK49:$AP49,0)),-1,0)*_xlfn.IFS(ISNUMBER($AD49),$AD49,ISNUMBER($AE49),$AE49,ISNUMBER($AF49),$AF49,AND($AD49=0,$AE49=0,$AF49=0),1)","v":0},{"$f":"IF(ISNUMBER(MATCH(AS$11,$AG49:$AJ49,0)),1,0)*IF(ISNUMBER($AF49),(1-$AF49),1) + IF(ISNUMBER(MATCH(AS$11,$AK49:$AP49,0)),-1,0)*_xlfn.IFS(ISNUMBER($AD49),$AD49,ISNUMBER($AE49),$AE49,ISNUMBER($AF49),$AF49,AND($AD49=0,$AE49=0,$AF49=0),1)","v":0},{"$f":"IF(ISNUMBER(MATCH(AT$11,$AG49:$AJ49,0)),1,0)*IF(ISNUMBER($AF49),(1-$AF49),1) + IF(ISNUMBER(MATCH(AT$11,$AK49:$AP49,0)),-1,0)*_xlfn.IFS(ISNUMBER($AD49),$AD49,ISNUMBER($AE49),$AE49,ISNUMBER($AF49),$AF49,AND($AD49=0,$AE49=0,$AF49=0),1)","v":0},{"$f":"IF(ISNUMBER(MATCH(AU$11,$AG49:$AJ49,0)),1,0)*IF(ISNUMBER($AF49),(1-$AF49),1) + IF(ISNUMBER(MATCH(AU$11,$AK49:$AP49,0)),-1,0)*_xlfn.IFS(ISNUMBER($AD49),$AD49,ISNUMBER($AE49),$AE49,ISNUMBER($AF49),$AF49,AND($AD49=0,$AE49=0,$AF49=0),1)","v":0},{"$f":"IF(ISNUMBER(MATCH(AV$11,$AG49:$AJ49,0)),1,0)*IF(ISNUMBER($AF49),(1-$AF49),1) + IF(ISNUMBER(MATCH(AV$11,$AK49:$AP49,0)),-1,0)*_xlfn.IFS(ISNUMBER($AD49),$AD49,ISNUMBER($AE49),$AE49,ISNUMBER($AF49),$AF49,AND($AD49=0,$AE49=0,$AF49=0),1)","v":0},{"$f":"IF(ISNUMBER(MATCH(AW$11,$AG49:$AJ49,0)),1,0)*IF(ISNUMBER($AF49),(1-$AF49),1) + IF(ISNUMBER(MATCH(AW$11,$AK49:$AP49,0)),-1,0)*_xlfn.IFS(ISNUMBER($AD49),$AD49,ISNUMBER($AE49),$AE49,ISNUMBER($AF49),$AF49,AND($AD49=0,$AE49=0,$AF49=0),1)","v":0},{"$f":"IF(ISNUMBER(MATCH(AX$11,$AG49:$AJ49,0)),1,0)*IF(ISNUMBER($AF49),(1-$AF49),1) + IF(ISNUMBER(MATCH(AX$11,$AK49:$AP49,0)),-1,0)*_xlfn.IFS(ISNUMBER($AD49),$AD49,ISNUMBER($AE49),$AE49,ISNUMBER($AF49),$AF49,AND($AD49=0,$AE49=0,$AF49=0),1)","v":0},{"$f":"IF(ISNUMBER(MATCH(AY$11,$AG49:$AJ49,0)),1,0)*IF(ISNUMBER($AF49),(1-$AF49),1) + IF(ISNUMBER(MATCH(AY$11,$AK49:$AP49,0)),-1,0)*_xlfn.IFS(ISNUMBER($AD49),$AD49,ISNUMBER($AE49),$AE49,ISNUMBER($AF49),$AF49,AND($AD49=0,$AE49=0,$AF49=0),1)","v":0},{"$f":"IF(ISNUMBER(MATCH(AZ$11,$AG49:$AJ49,0)),1,0)*IF(ISNUMBER($AF49),(1-$AF49),1) + IF(ISNUMBER(MATCH(AZ$11,$AK49:$AP49,0)),-1,0)*_xlfn.IFS(ISNUMBER($AD49),$AD49,ISNUMBER($AE49),$AE49,ISNUMBER($AF49),$AF49,AND($AD49=0,$AE49=0,$AF49=0),1)","v":0},{"$f":"IF(ISNUMBER(MATCH(BA$11,$AG49:$AJ49,0)),1,0)*IF(ISNUMBER($AF49),(1-$AF49),1) + IF(ISNUMBER(MATCH(BA$11,$AK49:$AP49,0)),-1,0)*_xlfn.IFS(ISNUMBER($AD49),$AD49,ISNUMBER($AE49),$AE49,ISNUMBER($AF49),$AF49,AND($AD49=0,$AE49=0,$AF49=0),1)","v":0},{"$f":"IF(ISNUMBER(MATCH(BB$11,$AG49:$AJ49,0)),1,0)*IF(ISNUMBER($AF49),(1-$AF49),1) + IF(ISNUMBER(MATCH(BB$11,$AK49:$AP49,0)),-1,0)*_xlfn.IFS(ISNUMBER($AD49),$AD49,ISNUMBER($AE49),$AE49,ISNUMBER($AF49),$AF49,AND($AD49=0,$AE49=0,$AF49=0),1)","v":0},{"$f":"IF(ISNUMBER(MATCH(BC$11,$AG49:$AJ49,0)),1,0)*IF(ISNUMBER($AF49),(1-$AF49),1) + IF(ISNUMBER(MATCH(BC$11,$AK49:$AP49,0)),-1,0)*_xlfn.IFS(ISNUMBER($AD49),$AD49,ISNUMBER($AE49),$AE49,ISNUMBER($AF49),$AF49,AND($AD49=0,$AE49=0,$AF49=0),1)","v":0},{"$f":"IF(ISNUMBER(MATCH(BD$11,$AG49:$AJ49,0)),1,0)*IF(ISNUMBER($AF49),(1-$AF49),1) + IF(ISNUMBER(MATCH(BD$11,$AK49:$AP49,0)),-1,0)*_xlfn.IFS(ISNUMBER($AD49),$AD49,ISNUMBER($AE49),$AE49,ISNUMBER($AF49),$AF49,AND($AD49=0,$AE49=0,$AF49=0),1)","v":0},{"$f":"IF(ISNUMBER(MATCH(BE$11,$AG49:$AJ49,0)),1,0)*IF(ISNUMBER($AF49),(1-$AF49),1) + IF(ISNUMBER(MATCH(BE$11,$AK49:$AP49,0)),-1,0)*_xlfn.IFS(ISNUMBER($AD49),$AD49,ISNUMBER($AE49),$AE49,ISNUMBER($AF49),$AF49,AND($AD49=0,$AE49=0,$AF49=0),1)","v":0},{"$f":"IF(ISNUMBER(MATCH(BF$11,$AG49:$AJ49,0)),1,0)*IF(ISNUMBER($AF49),(1-$AF49),1) + IF(ISNUMBER(MATCH(BF$11,$AK49:$AP49,0)),-1,0)*_xlfn.IFS(ISNUMBER($AD49),$AD49,ISNUMBER($AE49),$AE49,ISNUMBER($AF49),$AF49,AND($AD49=0,$AE49=0,$AF49=0),1)","v":0},{"$f":"IF(ISNUMBER(MATCH(BG$11,$AG49:$AJ49,0)),1,0)*IF(ISNUMBER($AF49),(1-$AF49),1) + IF(ISNUMBER(MATCH(BG$11,$AK49:$AP49,0)),-1,0)*_xlfn.IFS(ISNUMBER($AD49),$AD49,ISNUMBER($AE49),$AE49,ISNUMBER($AF49),$AF49,AND($AD49=0,$AE49=0,$AF49=0),1)","v":0},{"$f":"IF(ISNUMBER(MATCH(BH$11,$AG49:$AJ49,0)),1,0)*IF(ISNUMBER($AF49),(1-$AF49),1) + IF(ISNUMBER(MATCH(BH$11,$AK49:$AP49,0)),-1,0)*_xlfn.IFS(ISNUMBER($AD49),$AD49,ISNUMBER($AE49),$AE49,ISNUMBER($AF49),$AF49,AND($AD49=0,$AE49=0,$AF49=0),1)","v":0},{"$f":"IF(ISNUMBER(MATCH(BI$11,$AG49:$AJ49,0)),1,0)*IF(ISNUMBER($AF49),(1-$AF49),1) + IF(ISNUMBER(MATCH(BI$11,$AK49:$AP49,0)),-1,0)*_xlfn.IFS(ISNUMBER($AD49),$AD49,ISNUMBER($AE49),$AE49,ISNUMBER($AF49),$AF49,AND($AD49=0,$AE49=0,$AF49=0),1)","v":0},{"$f":"IF(ISNUMBER(MATCH(BJ$11,$AG49:$AJ49,0)),1,0)*IF(ISNUMBER($AF49),(1-$AF49),1) + IF(ISNUMBER(MATCH(BJ$11,$AK49:$AP49,0)),-1,0)*_xlfn.IFS(ISNUMBER($AD49),$AD49,ISNUMBER($AE49),$AE49,ISNUMBER($AF49),$AF49,AND($AD49=0,$AE49=0,$AF49=0),1)","v":0},{"$f":"IF(ISNUMBER(MATCH(BK$11,$AG49:$AJ49,0)),1,0)*IF(ISNUMBER($AF49),(1-$AF49),1) + IF(ISNUMBER(MATCH(BK$11,$AK49:$AP49,0)),-1,0)*_xlfn.IFS(ISNUMBER($AD49),$AD49,ISNUMBER($AE49),$AE49,ISNUMBER($AF49),$AF49,AND($AD49=0,$AE49=0,$AF49=0),1)","v":0},{"$f":"IF(ISNUMBER(MATCH(BL$11,$AG49:$AJ49,0)),1,0)*IF(ISNUMBER($AF49),(1-$AF49),1) + IF(ISNUMBER(MATCH(BL$11,$AK49:$AP49,0)),-1,0)*_xlfn.IFS(ISNUMBER($AD49),$AD49,ISNUMBER($AE49),$AE49,ISNUMBER($AF49),$AF49,AND($AD49=0,$AE49=0,$AF49=0),1)","v":0},{"$f":"IF(ISNUMBER(MATCH(BM$11,$AG49:$AJ49,0)),1,0)*IF(ISNUMBER($AF49),(1-$AF49),1) + IF(ISNUMBER(MATCH(BM$11,$AK49:$AP49,0)),-1,0)*_xlfn.IFS(ISNUMBER($AD49),$AD49,ISNUMBER($AE49),$AE49,ISNUMBER($AF49),$AF49,AND($AD49=0,$AE49=0,$AF49=0),1)","v":0},{"$f":"IF(ISNUMBER(MATCH(BN$11,$AG49:$AJ49,0)),1,0)*IF(ISNUMBER($AF49),(1-$AF49),1) + IF(ISNUMBER(MATCH(BN$11,$AK49:$AP49,0)),-1,0)*_xlfn.IFS(ISNUMBER($AD49),$AD49,ISNUMBER($AE49),$AE49,ISNUMBER($AF49),$AF49,AND($AD49=0,$AE49=0,$AF49=0),1)","v":0},{"$f":"IF(ISNUMBER(MATCH(BO$11,$AG49:$AJ49,0)),1,0)*IF(ISNUMBER($AF49),(1-$AF49),1) + IF(ISNUMBER(MATCH(BO$11,$AK49:$AP49,0)),-1,0)*_xlfn.IFS(ISNUMBER($AD49),$AD49,ISNUMBER($AE49),$AE49,ISNUMBER($AF49),$AF49,AND($AD49=0,$AE49=0,$AF49=0),1)","v":0},{"$f":"IF(ISNUMBER(MATCH(BP$11,$AG49:$AJ49,0)),1,0)*IF(ISNUMBER($AF49),(1-$AF49),1) + IF(ISNUMBER(MATCH(BP$11,$AK49:$AP49,0)),-1,0)*_xlfn.IFS(ISNUMBER($AD49),$AD49,ISNUMBER($AE49),$AE49,ISNUMBER($AF49),$AF49,AND($AD49=0,$AE49=0,$AF49=0),1)","v":0},{"$f":"IF(ISNUMBER(MATCH(BQ$11,$AG49:$AJ49,0)),1,0)*IF(ISNUMBER($AF49),(1-$AF49),1) + IF(ISNUMBER(MATCH(BQ$11,$AK49:$AP49,0)),-1,0)*_xlfn.IFS(ISNUMBER($AD49),$AD49,ISNUMBER($AE49),$AE49,ISNUMBER($AF49),$AF49,AND($AD49=0,$AE49=0,$AF49=0),1)","v":0},{"$f":"IF(ISNUMBER(MATCH(BR$11,$AG49:$AJ49,0)),1,0)*IF(ISNUMBER($AF49),(1-$AF49),1) + IF(ISNUMBER(MATCH(BR$11,$AK49:$AP49,0)),-1,0)*_xlfn.IFS(ISNUMBER($AD49),$AD49,ISNUMBER($AE49),$AE49,ISNUMBER($AF49),$AF49,AND($AD49=0,$AE49=0,$AF49=0),1)","v":0},{"$f":"IF(ISNUMBER(MATCH(BS$11,$AG49:$AJ49,0)),1,0)*IF(ISNUMBER($AF49),(1-$AF49),1) + IF(ISNUMBER(MATCH(BS$11,$AK49:$AP49,0)),-1,0)*_xlfn.IFS(ISNUMBER($AD49),$AD49,ISNUMBER($AE49),$AE49,ISNUMBER($AF49),$AF49,AND($AD49=0,$AE49=0,$AF49=0),1)","v":1},{"$f":"IF(ISNUMBER(MATCH(BT$11,$AG49:$AJ49,0)),1,0)*IF(ISNUMBER($AF49),(1-$AF49),1) + IF(ISNUMBER(MATCH(BT$11,$AK49:$AP49,0)),-1,0)*_xlfn.IFS(ISNUMBER($AD49),$AD49,ISNUMBER($AE49),$AE49,ISNUMBER($AF49),$AF49,AND($AD49=0,$AE49=0,$AF49=0),1)","v":0},{"$f":"IF(ISNUMBER(MATCH(BU$11,$AG49:$AJ49,0)),1,0)*IF(ISNUMBER($AF49),(1-$AF49),1) + IF(ISNUMBER(MATCH(BU$11,$AK49:$AP49,0)),-1,0)*_xlfn.IFS(ISNUMBER($AD49),$AD49,ISNUMBER($AE49),$AE49,ISNUMBER($AF49),$AF49,AND($AD49=0,$AE49=0,$AF49=0),1)","v":0},{"$f":"IF(ISNUMBER(MATCH(BV$11,$AG49:$AJ49,0)),1,0)*IF(ISNUMBER($AF49),(1-$AF49),1) + IF(ISNUMBER(MATCH(BV$11,$AK49:$AP49,0)),-1,0)*_xlfn.IFS(ISNUMBER($AD49),$AD49,ISNUMBER($AE49),$AE49,ISNUMBER($AF49),$AF49,AND($AD49=0,$AE49=0,$AF49=0),1)","v":0},{"$f":"IF(ISNUMBER(MATCH(BW$11,$AG49:$AJ49,0)),1,0)*IF(ISNUMBER($AF49),(1-$AF49),1) + IF(ISNUMBER(MATCH(BW$11,$AK49:$AP49,0)),-1,0)*_xlfn.IFS(ISNUMBER($AD49),$AD49,ISNUMBER($AE49),$AE49,ISNUMBER($AF49),$AF49,AND($AD49=0,$AE49=0,$AF49=0),1)","v":0},{"$f":"IF(ISNUMBER(MATCH(BX$11,$AG49:$AJ49,0)),1,0)*IF(ISNUMBER($AF49),(1-$AF49),1) + IF(ISNUMBER(MATCH(BX$11,$AK49:$AP49,0)),-1,0)*_xlfn.IFS(ISNUMBER($AD49),$AD49,ISNUMBER($AE49),$AE49,ISNUMBER($AF49),$AF49,AND($AD49=0,$AE49=0,$AF49=0),1)","v":0},{"$f":"IF(ISNUMBER(MATCH(BY$11,$AG49:$AJ49,0)),1,0)*IF(ISNUMBER($AF49),(1-$AF49),1) + IF(ISNUMBER(MATCH(BY$11,$AK49:$AP49,0)),-1,0)*_xlfn.IFS(ISNUMBER($AD49),$AD49,ISNUMBER($AE49),$AE49,ISNUMBER($AF49),$AF49,AND($AD49=0,$AE49=0,$AF49=0),1)","v":0},{"$f":"IF(ISNUMBER(MATCH(BZ$11,$AG49:$AJ49,0)),1,0)*IF(ISNUMBER($AF49),(1-$AF49),1) + IF(ISNUMBER(MATCH(BZ$11,$AK49:$AP49,0)),-1,0)*_xlfn.IFS(ISNUMBER($AD49),$AD49,ISNUMBER($AE49),$AE49,ISNUMBER($AF49),$AF49,AND($AD49=0,$AE49=0,$AF49=0),1)","v":0},{"$f":"IF(ISNUMBER(MATCH(CA$11,$AG49:$AJ49,0)),1,0)*IF(ISNUMBER($AF49),(1-$AF49),1) + IF(ISNUMBER(MATCH(CA$11,$AK49:$AP49,0)),-1,0)*_xlfn.IFS(ISNUMBER($AD49),$AD49,ISNUMBER($AE49),$AE49,ISNUMBER($AF49),$AF49,AND($AD49=0,$AE49=0,$AF49=0),1)","v":0},{"$f":"IF(ISNUMBER(MATCH(CB$11,$AG49:$AJ49,0)),1,0)*IF(ISNUMBER($AF49),(1-$AF49),1) + IF(ISNUMBER(MATCH(CB$11,$AK49:$AP49,0)),-1,0)*_xlfn.IFS(ISNUMBER($AD49),$AD49,ISNUMBER($AE49),$AE49,ISNUMBER($AF49),$AF49,AND($AD49=0,$AE49=0,$AF49=0),1)","v":0},{"$f":"IF(ISNUMBER(MATCH(CC$11,$AG49:$AJ49,0)),1,0)*IF(ISNUMBER($AF49),(1-$AF49),1) + IF(ISNUMBER(MATCH(CC$11,$AK49:$AP49,0)),-1,0)*_xlfn.IFS(ISNUMBER($AD49),$AD49,ISNUMBER($AE49),$AE49,ISNUMBER($AF49),$AF49,AND($AD49=0,$AE49=0,$AF49=0),1)","v":0},{"$f":"IF(ISNUMBER(MATCH(CD$11,$AG49:$AJ49,0)),1,0)*IF(ISNUMBER($AF49),(1-$AF49),1) + IF(ISNUMBER(MATCH(CD$11,$AK49:$AP49,0)),-1,0)*_xlfn.IFS(ISNUMBER($AD49),$AD49,ISNUMBER($AE49),$AE49,ISNUMBER($AF49),$AF49,AND($AD49=0,$AE49=0,$AF49=0),1)","v":0},{"$f":"IF(ISNUMBER(MATCH(CE$11,$AG49:$AJ49,0)),1,0)*IF(ISNUMBER($AF49),(1-$AF49),1) + IF(ISNUMBER(MATCH(CE$11,$AK49:$AP49,0)),-1,0)*_xlfn.IFS(ISNUMBER($AD49),$AD49,ISNUMBER($AE49),$AE49,ISNUMBER($AF49),$AF49,AND($AD49=0,$AE49=0,$AF49=0),1)","v":0},{"$f":"IF(ISNUMBER(MATCH(CF$11,$AG49:$AJ49,0)),1,0)*IF(ISNUMBER($AF49),(1-$AF49),1) + IF(ISNUMBER(MATCH(CF$11,$AK49:$AP49,0)),-1,0)*_xlfn.IFS(ISNUMBER($AD49),$AD49,ISNUMBER($AE49),$AE49,ISNUMBER($AF49),$AF49,AND($AD49=0,$AE49=0,$AF49=0),1)","v":0},{"$f":"IF(ISNUMBER(MATCH(CG$11,$AG49:$AJ49,0)),1,0)*IF(ISNUMBER($AF49),(1-$AF49),1) + IF(ISNUMBER(MATCH(CG$11,$AK49:$AP49,0)),-1,0)*_xlfn.IFS(ISNUMBER($AD49),$AD49,ISNUMBER($AE49),$AE49,ISNUMBER($AF49),$AF49,AND($AD49=0,$AE49=0,$AF49=0),1)","v":0},{"$f":"IF(ISNUMBER(MATCH(CH$11,$AG49:$AJ49,0)),1,0)*IF(ISNUMBER($AF49),(1-$AF49),1) + IF(ISNUMBER(MATCH(CH$11,$AK49:$AP49,0)),-1,0)*_xlfn.IFS(ISNUMBER($AD49),$AD49,ISNUMBER($AE49),$AE49,ISNUMBER($AF49),$AF49,AND($AD49=0,$AE49=0,$AF49=0),1)","v":0},{"$f":"IF(ISNUMBER(MATCH(CI$11,$AG49:$AJ49,0)),1,0)*IF(ISNUMBER($AF49),(1-$AF49),1) + IF(ISNUMBER(MATCH(CI$11,$AK49:$AP49,0)),-1,0)*_xlfn.IFS(ISNUMBER($AD49),$AD49,ISNUMBER($AE49),$AE49,ISNUMBER($AF49),$AF49,AND($AD49=0,$AE49=0,$AF49=0),1)","v":0},{"$f":"IF(ISNUMBER(MATCH(CJ$11,$AG49:$AJ49,0)),1,0)*IF(ISNUMBER($AF49),(1-$AF49),1) + IF(ISNUMBER(MATCH(CJ$11,$AK49:$AP49,0)),-1,0)*_xlfn.IFS(ISNUMBER($AD49),$AD49,ISNUMBER($AE49),$AE49,ISNUMBER($AF49),$AF49,AND($AD49=0,$AE49=0,$AF49=0),1)","v":0},{"$f":"IF(ISNUMBER(MATCH(CK$11,$AG49:$AJ49,0)),1,0)*IF(ISNUMBER($AF49),(1-$AF49),1) + IF(ISNUMBER(MATCH(CK$11,$AK49:$AP49,0)),-1,0)*_xlfn.IFS(ISNUMBER($AD49),$AD49,ISNUMBER($AE49),$AE49,ISNUMBER($AF49),$AF49,AND($AD49=0,$AE49=0,$AF49=0),1)","v":0},{"$f":"IF(ISNUMBER(MATCH(CL$11,$AG49:$AJ49,0)),1,0)*IF(ISNUMBER($AF49),(1-$AF49),1) + IF(ISNUMBER(MATCH(CL$11,$AK49:$AP49,0)),-1,0)*_xlfn.IFS(ISNUMBER($AD49),$AD49,ISNUMBER($AE49),$AE49,ISNUMBER($AF49),$AF49,AND($AD49=0,$AE49=0,$AF49=0),1)","v":-1},{"$f":"IF(ISNUMBER(MATCH(CM$11,$AG49:$AJ49,0)),1,0)*IF(ISNUMBER($AF49),(1-$AF49),1) + IF(ISNUMBER(MATCH(CM$11,$AK49:$AP49,0)),-1,0)*_xlfn.IFS(ISNUMBER($AD49),$AD49,ISNUMBER($AE49),$AE49,ISNUMBER($AF49),$AF49,AND($AD49=0,$AE49=0,$AF49=0),1)","v":-1},{"$f":"IF(ISNUMBER(MATCH(CN$11,$AG49:$AJ49,0)),1,0)*IF(ISNUMBER($AF49),(1-$AF49),1) + IF(ISNUMBER(MATCH(CN$11,$AK49:$AP49,0)),-1,0)*_xlfn.IFS(ISNUMBER($AD49),$AD49,ISNUMBER($AE49),$AE49,ISNUMBER($AF49),$AF49,AND($AD49=0,$AE49=0,$AF49=0),1)","v":0},{"$f":"IF(ISNUMBER(MATCH(CO$11,$AG49:$AJ49,0)),1,0)*IF(ISNUMBER($AF49),(1-$AF49),1) + IF(ISNUMBER(MATCH(CO$11,$AK49:$AP49,0)),-1,0)*_xlfn.IFS(ISNUMBER($AD49),$AD49,ISNUMBER($AE49),$AE49,ISNUMBER($AF49),$AF49,AND($AD49=0,$AE49=0,$AF49=0),1)","v":0},{"$f":"IF(ISNUMBER(MATCH(CP$11,$AG49:$AJ49,0)),1,0)*IF(ISNUMBER($AF49),(1-$AF49),1) + IF(ISNUMBER(MATCH(CP$11,$AK49:$AP49,0)),-1,0)*_xlfn.IFS(ISNUMBER($AD49),$AD49,ISNUMBER($AE49),$AE49,ISNUMBER($AF49),$AF49,AND($AD49=0,$AE49=0,$AF49=0),1)","v":0},{"$f":"IF(ISNUMBER(MATCH(CQ$11,$AG49:$AJ49,0)),1,0)*IF(ISNUMBER($AF49),(1-$AF49),1) + IF(ISNUMBER(MATCH(CQ$11,$AK49:$AP49,0)),-1,0)*_xlfn.IFS(ISNUMBER($AD49),$AD49,ISNUMBER($AE49),$AE49,ISNUMBER($AF49),$AF49,AND($AD49=0,$AE49=0,$AF49=0),1)","v":0},{"$f":"IF(ISNUMBER(MATCH(CR$11,$AG49:$AJ49,0)),1,0)*IF(ISNUMBER($AF49),(1-$AF49),1) + IF(ISNUMBER(MATCH(CR$11,$AK49:$AP49,0)),-1,0)*_xlfn.IFS(ISNUMBER($AD49),$AD49,ISNUMBER($AE49),$AE49,ISNUMBER($AF49),$AF49,AND($AD49=0,$AE49=0,$AF49=0),1)","v":0},{"$f":"IF(ISNUMBER(MATCH(CS$11,$AG49:$AJ49,0)),1,0)*IF(ISNUMBER($AF49),(1-$AF49),1) + IF(ISNUMBER(MATCH(CS$11,$AK49:$AP49,0)),-1,0)*_xlfn.IFS(ISNUMBER($AD49),$AD49,ISNUMBER($AE49),$AE49,ISNUMBER($AF49),$AF49,AND($AD49=0,$AE49=0,$AF49=0),1)","v":0},{"$f":"IF(ISNUMBER(MATCH(CT$11,$AG49:$AJ49,0)),1,0)*IF(ISNUMBER($AF49),(1-$AF49),1) + IF(ISNUMBER(MATCH(CT$11,$AK49:$AP49,0)),-1,0)*_xlfn.IFS(ISNUMBER($AD49),$AD49,ISNUMBER($AE49),$AE49,ISNUMBER($AF49),$AF49,AND($AD49=0,$AE49=0,$AF49=0),1)","v":0},{"$f":"IF(ISNUMBER(MATCH(CU$11,$AG49:$AJ49,0)),1,0)*IF(ISNUMBER($AF49),(1-$AF49),1) + IF(ISNUMBER(MATCH(CU$11,$AK49:$AP49,0)),-1,0)*_xlfn.IFS(ISNUMBER($AD49),$AD49,ISNUMBER($AE49),$AE49,ISNUMBER($AF49),$AF49,AND($AD49=0,$AE49=0,$AF49=0),1)","v":0},{"$f":"IF(ISNUMBER(MATCH(CV$11,$AG49:$AJ49,0)),1,0)*IF(ISNUMBER($AF49),(1-$AF49),1) + IF(ISNUMBER(MATCH(CV$11,$AK49:$AP49,0)),-1,0)*_xlfn.IFS(ISNUMBER($AD49),$AD49,ISNUMBER($AE49),$AE49,ISNUMBER($AF49),$AF49,AND($AD49=0,$AE49=0,$AF49=0),1)","v":0},{"$f":"IF(ISNUMBER(MATCH(CW$11,$AG49:$AJ49,0)),1,0)*IF(ISNUMBER($AF49),(1-$AF49),1) + IF(ISNUMBER(MATCH(CW$11,$AK49:$AP49,0)),-1,0)*_xlfn.IFS(ISNUMBER($AD49),$AD49,ISNUMBER($AE49),$AE49,ISNUMBER($AF49),$AF49,AND($AD49=0,$AE49=0,$AF49=0),1)","v":0},{"$f":"IF(ISNUMBER(MATCH(CX$11,$AG49:$AJ49,0)),1,0)*IF(ISNUMBER($AF49),(1-$AF49),1) + IF(ISNUMBER(MATCH(CX$11,$AK49:$AP49,0)),-1,0)*_xlfn.IFS(ISNUMBER($AD49),$AD49,ISNUMBER($AE49),$AE49,ISNUMBER($AF49),$AF49,AND($AD49=0,$AE49=0,$AF49=0),1)","v":0},{"$f":"IF(ISNUMBER(MATCH(CY$11,$AG49:$AJ49,0)),1,0)*IF(ISNUMBER($AF49),(1-$AF49),1) + IF(ISNUMBER(MATCH(CY$11,$AK49:$AP49,0)),-1,0)*_xlfn.IFS(ISNUMBER($AD49),$AD49,ISNUMBER($AE49),$AE49,ISNUMBER($AF49),$AF49,AND($AD49=0,$AE49=0,$AF49=0),1)","v":0},{"$f":"IF(ISNUMBER(MATCH(CZ$11,$AG49:$AJ49,0)),1,0)*IF(ISNUMBER($AF49),(1-$AF49),1) + IF(ISNUMBER(MATCH(CZ$11,$AK49:$AP49,0)),-1,0)*_xlfn.IFS(ISNUMBER($AD49),$AD49,ISNUMBER($AE49),$AE49,ISNUMBER($AF49),$AF49,AND($AD49=0,$AE49=0,$AF49=0),1)","v":0},{"$f":"IF(ISNUMBER(MATCH(DA$11,$AG49:$AJ49,0)),1,0)*IF(ISNUMBER($AF49),(1-$AF49),1) + IF(ISNUMBER(MATCH(DA$11,$AK49:$AP49,0)),-1,0)*_xlfn.IFS(ISNUMBER($AD49),$AD49,ISNUMBER($AE49),$AE49,ISNUMBER($AF49),$AF49,AND($AD49=0,$AE49=0,$AF49=0),1)","v":0},{"$f":"IF(ISNUMBER(MATCH(DB$11,$AG49:$AJ49,0)),1,0)*IF(ISNUMBER($AF49),(1-$AF49),1) + IF(ISNUMBER(MATCH(DB$11,$AK49:$AP49,0)),-1,0)*_xlfn.IFS(ISNUMBER($AD49),$AD49,ISNUMBER($AE49),$AE49,ISNUMBER($AF49),$AF49,AND($AD49=0,$AE49=0,$AF49=0),1)","v":0},{"$f":"IF(ISNUMBER(MATCH(DC$11,$AG49:$AJ49,0)),1,0)*IF(ISNUMBER($AF49),(1-$AF49),1) + IF(ISNUMBER(MATCH(DC$11,$AK49:$AP49,0)),-1,0)*_xlfn.IFS(ISNUMBER($AD49),$AD49,ISNUMBER($AE49),$AE49,ISNUMBER($AF49),$AF49,AND($AD49=0,$AE49=0,$AF49=0),1)","v":0},{"$f":"IF(ISNUMBER(MATCH(DD$11,$AG49:$AJ49,0)),1,0)*IF(ISNUMBER($AF49),(1-$AF49),1) + IF(ISNUMBER(MATCH(DD$11,$AK49:$AP49,0)),-1,0)*_xlfn.IFS(ISNUMBER($AD49),$AD49,ISNUMBER($AE49),$AE49,ISNUMBER($AF49),$AF49,AND($AD49=0,$AE49=0,$AF49=0),1)","v":0},{"$f":"IF(ISNUMBER(MATCH(DE$11,$AG49:$AJ49,0)),1,0)*IF(ISNUMBER($AF49),(1-$AF49),1) + IF(ISNUMBER(MATCH(DE$11,$AK49:$AP49,0)),-1,0)*_xlfn.IFS(ISNUMBER($AD49),$AD49,ISNUMBER($AE49),$AE49,ISNUMBER($AF49),$AF49,AND($AD49=0,$AE49=0,$AF49=0),1)","v":0},null,0,"Datarooms","dataroom4","Conservation",null,null,null,null,null,null,null,null,null,0,1,0,0,0,0,0,0,0,0,0,0,0,0,0,0,0,0,0,0,0,0,0,0,0,0,0,0,0,0,0,0,0,0,-1,0,0,1,1,0,0,0,0,0,0,0,0,0,0,0,0,0,0,0,0,0,0,0,0,0,0,0,0,0,0,0,0,0,0,null,null,null,null,null,null,null,null,null,null,null,0,null,0,0,0,0,0,0,0,0,0,0,0,0,0,0,0,0,0,0,0,0,0,0,0,0,0,0,0,0,0,0,0,0,-1,0,0,1,1,0,0,0,0,0,0,0,0,0,0,0,0,0,0,0,0,0,0,0,0,0,0,0,0,0,0,0,0,0,0,null,null,0,0,0,0,0,0,0,0,0,0,0,0,0,0,0,0,0,0,0,0,0,0,0,0,0,0,0,0,0,0,0,0,0,-1,0,0,1,1,0,0,0,0,0,0,0,0,0,0,0,0,0,0,0,0,0,0,0,0,0,0,0,0,0,0,0,0,0,0]
[null,null,null,null,null,null,null,null,null,null,null,null,null,null,null,null,null,null,"q_drms-hru,lt",3359.2759254386929,3359.2759254386924,3359.2759254386929,3359.2759254386924,3359.2759254386924,3359.2759254386929,null,null,"Conservation",null,null,null,null,"q_dr4_cls,a","e_drms_oh-dr4",null,null,"q_drms_dr4-hru,lt",null,null,null,null,null,null,{"$f":"IF(ISNUMBER(MATCH(AR$11,$AG50:$AJ50,0)),1,0)*IF(ISNUMBER($AF50),(1-$AF50),1) + IF(ISNUMBER(MATCH(AR$11,$AK50:$AP50,0)),-1,0)*_xlfn.IFS(ISNUMBER($AD50),$AD50,ISNUMBER($AE50),$AE50,ISNUMBER($AF50),$AF50,AND($AD50=0,$AE50=0,$AF50=0),1)","v":0},{"$f":"IF(ISNUMBER(MATCH(AS$11,$AG50:$AJ50,0)),1,0)*IF(ISNUMBER($AF50),(1-$AF50),1) + IF(ISNUMBER(MATCH(AS$11,$AK50:$AP50,0)),-1,0)*_xlfn.IFS(ISNUMBER($AD50),$AD50,ISNUMBER($AE50),$AE50,ISNUMBER($AF50),$AF50,AND($AD50=0,$AE50=0,$AF50=0),1)","v":0},{"$f":"IF(ISNUMBER(MATCH(AT$11,$AG50:$AJ50,0)),1,0)*IF(ISNUMBER($AF50),(1-$AF50),1) + IF(ISNUMBER(MATCH(AT$11,$AK50:$AP50,0)),-1,0)*_xlfn.IFS(ISNUMBER($AD50),$AD50,ISNUMBER($AE50),$AE50,ISNUMBER($AF50),$AF50,AND($AD50=0,$AE50=0,$AF50=0),1)","v":0},{"$f":"IF(ISNUMBER(MATCH(AU$11,$AG50:$AJ50,0)),1,0)*IF(ISNUMBER($AF50),(1-$AF50),1) + IF(ISNUMBER(MATCH(AU$11,$AK50:$AP50,0)),-1,0)*_xlfn.IFS(ISNUMBER($AD50),$AD50,ISNUMBER($AE50),$AE50,ISNUMBER($AF50),$AF50,AND($AD50=0,$AE50=0,$AF50=0),1)","v":0},{"$f":"IF(ISNUMBER(MATCH(AV$11,$AG50:$AJ50,0)),1,0)*IF(ISNUMBER($AF50),(1-$AF50),1) + IF(ISNUMBER(MATCH(AV$11,$AK50:$AP50,0)),-1,0)*_xlfn.IFS(ISNUMBER($AD50),$AD50,ISNUMBER($AE50),$AE50,ISNUMBER($AF50),$AF50,AND($AD50=0,$AE50=0,$AF50=0),1)","v":0},{"$f":"IF(ISNUMBER(MATCH(AW$11,$AG50:$AJ50,0)),1,0)*IF(ISNUMBER($AF50),(1-$AF50),1) + IF(ISNUMBER(MATCH(AW$11,$AK50:$AP50,0)),-1,0)*_xlfn.IFS(ISNUMBER($AD50),$AD50,ISNUMBER($AE50),$AE50,ISNUMBER($AF50),$AF50,AND($AD50=0,$AE50=0,$AF50=0),1)","v":0},{"$f":"IF(ISNUMBER(MATCH(AX$11,$AG50:$AJ50,0)),1,0)*IF(ISNUMBER($AF50),(1-$AF50),1) + IF(ISNUMBER(MATCH(AX$11,$AK50:$AP50,0)),-1,0)*_xlfn.IFS(ISNUMBER($AD50),$AD50,ISNUMBER($AE50),$AE50,ISNUMBER($AF50),$AF50,AND($AD50=0,$AE50=0,$AF50=0),1)","v":0},{"$f":"IF(ISNUMBER(MATCH(AY$11,$AG50:$AJ50,0)),1,0)*IF(ISNUMBER($AF50),(1-$AF50),1) + IF(ISNUMBER(MATCH(AY$11,$AK50:$AP50,0)),-1,0)*_xlfn.IFS(ISNUMBER($AD50),$AD50,ISNUMBER($AE50),$AE50,ISNUMBER($AF50),$AF50,AND($AD50=0,$AE50=0,$AF50=0),1)","v":0},{"$f":"IF(ISNUMBER(MATCH(AZ$11,$AG50:$AJ50,0)),1,0)*IF(ISNUMBER($AF50),(1-$AF50),1) + IF(ISNUMBER(MATCH(AZ$11,$AK50:$AP50,0)),-1,0)*_xlfn.IFS(ISNUMBER($AD50),$AD50,ISNUMBER($AE50),$AE50,ISNUMBER($AF50),$AF50,AND($AD50=0,$AE50=0,$AF50=0),1)","v":0},{"$f":"IF(ISNUMBER(MATCH(BA$11,$AG50:$AJ50,0)),1,0)*IF(ISNUMBER($AF50),(1-$AF50),1) + IF(ISNUMBER(MATCH(BA$11,$AK50:$AP50,0)),-1,0)*_xlfn.IFS(ISNUMBER($AD50),$AD50,ISNUMBER($AE50),$AE50,ISNUMBER($AF50),$AF50,AND($AD50=0,$AE50=0,$AF50=0),1)","v":0},{"$f":"IF(ISNUMBER(MATCH(BB$11,$AG50:$AJ50,0)),1,0)*IF(ISNUMBER($AF50),(1-$AF50),1) + IF(ISNUMBER(MATCH(BB$11,$AK50:$AP50,0)),-1,0)*_xlfn.IFS(ISNUMBER($AD50),$AD50,ISNUMBER($AE50),$AE50,ISNUMBER($AF50),$AF50,AND($AD50=0,$AE50=0,$AF50=0),1)","v":0},{"$f":"IF(ISNUMBER(MATCH(BC$11,$AG50:$AJ50,0)),1,0)*IF(ISNUMBER($AF50),(1-$AF50),1) + IF(ISNUMBER(MATCH(BC$11,$AK50:$AP50,0)),-1,0)*_xlfn.IFS(ISNUMBER($AD50),$AD50,ISNUMBER($AE50),$AE50,ISNUMBER($AF50),$AF50,AND($AD50=0,$AE50=0,$AF50=0),1)","v":0},{"$f":"IF(ISNUMBER(MATCH(BD$11,$AG50:$AJ50,0)),1,0)*IF(ISNUMBER($AF50),(1-$AF50),1) + IF(ISNUMBER(MATCH(BD$11,$AK50:$AP50,0)),-1,0)*_xlfn.IFS(ISNUMBER($AD50),$AD50,ISNUMBER($AE50),$AE50,ISNUMBER($AF50),$AF50,AND($AD50=0,$AE50=0,$AF50=0),1)","v":0},{"$f":"IF(ISNUMBER(MATCH(BE$11,$AG50:$AJ50,0)),1,0)*IF(ISNUMBER($AF50),(1-$AF50),1) + IF(ISNUMBER(MATCH(BE$11,$AK50:$AP50,0)),-1,0)*_xlfn.IFS(ISNUMBER($AD50),$AD50,ISNUMBER($AE50),$AE50,ISNUMBER($AF50),$AF50,AND($AD50=0,$AE50=0,$AF50=0),1)","v":0},{"$f":"IF(ISNUMBER(MATCH(BF$11,$AG50:$AJ50,0)),1,0)*IF(ISNUMBER($AF50),(1-$AF50),1) + IF(ISNUMBER(MATCH(BF$11,$AK50:$AP50,0)),-1,0)*_xlfn.IFS(ISNUMBER($AD50),$AD50,ISNUMBER($AE50),$AE50,ISNUMBER($AF50),$AF50,AND($AD50=0,$AE50=0,$AF50=0),1)","v":0},{"$f":"IF(ISNUMBER(MATCH(BG$11,$AG50:$AJ50,0)),1,0)*IF(ISNUMBER($AF50),(1-$AF50),1) + IF(ISNUMBER(MATCH(BG$11,$AK50:$AP50,0)),-1,0)*_xlfn.IFS(ISNUMBER($AD50),$AD50,ISNUMBER($AE50),$AE50,ISNUMBER($AF50),$AF50,AND($AD50=0,$AE50=0,$AF50=0),1)","v":0},{"$f":"IF(ISNUMBER(MATCH(BH$11,$AG50:$AJ50,0)),1,0)*IF(ISNUMBER($AF50),(1-$AF50),1) + IF(ISNUMBER(MATCH(BH$11,$AK50:$AP50,0)),-1,0)*_xlfn.IFS(ISNUMBER($AD50),$AD50,ISNUMBER($AE50),$AE50,ISNUMBER($AF50),$AF50,AND($AD50=0,$AE50=0,$AF50=0),1)","v":0},{"$f":"IF(ISNUMBER(MATCH(BI$11,$AG50:$AJ50,0)),1,0)*IF(ISNUMBER($AF50),(1-$AF50),1) + IF(ISNUMBER(MATCH(BI$11,$AK50:$AP50,0)),-1,0)*_xlfn.IFS(ISNUMBER($AD50),$AD50,ISNUMBER($AE50),$AE50,ISNUMBER($AF50),$AF50,AND($AD50=0,$AE50=0,$AF50=0),1)","v":0},{"$f":"IF(ISNUMBER(MATCH(BJ$11,$AG50:$AJ50,0)),1,0)*IF(ISNUMBER($AF50),(1-$AF50),1) + IF(ISNUMBER(MATCH(BJ$11,$AK50:$AP50,0)),-1,0)*_xlfn.IFS(ISNUMBER($AD50),$AD50,ISNUMBER($AE50),$AE50,ISNUMBER($AF50),$AF50,AND($AD50=0,$AE50=0,$AF50=0),1)","v":0},{"$f":"IF(ISNUMBER(MATCH(BK$11,$AG50:$AJ50,0)),1,0)*IF(ISNUMBER($AF50),(1-$AF50),1) + IF(ISNUMBER(MATCH(BK$11,$AK50:$AP50,0)),-1,0)*_xlfn.IFS(ISNUMBER($AD50),$AD50,ISNUMBER($AE50),$AE50,ISNUMBER($AF50),$AF50,AND($AD50=0,$AE50=0,$AF50=0),1)","v":0},{"$f":"IF(ISNUMBER(MATCH(BL$11,$AG50:$AJ50,0)),1,0)*IF(ISNUMBER($AF50),(1-$AF50),1) + IF(ISNUMBER(MATCH(BL$11,$AK50:$AP50,0)),-1,0)*_xlfn.IFS(ISNUMBER($AD50),$AD50,ISNUMBER($AE50),$AE50,ISNUMBER($AF50),$AF50,AND($AD50=0,$AE50=0,$AF50=0),1)","v":0},{"$f":"IF(ISNUMBER(MATCH(BM$11,$AG50:$AJ50,0)),1,0)*IF(ISNUMBER($AF50),(1-$AF50),1) + IF(ISNUMBER(MATCH(BM$11,$AK50:$AP50,0)),-1,0)*_xlfn.IFS(ISNUMBER($AD50),$AD50,ISNUMBER($AE50),$AE50,ISNUMBER($AF50),$AF50,AND($AD50=0,$AE50=0,$AF50=0),1)","v":0},{"$f":"IF(ISNUMBER(MATCH(BN$11,$AG50:$AJ50,0)),1,0)*IF(ISNUMBER($AF50),(1-$AF50),1) + IF(ISNUMBER(MATCH(BN$11,$AK50:$AP50,0)),-1,0)*_xlfn.IFS(ISNUMBER($AD50),$AD50,ISNUMBER($AE50),$AE50,ISNUMBER($AF50),$AF50,AND($AD50=0,$AE50=0,$AF50=0),1)","v":0},{"$f":"IF(ISNUMBER(MATCH(BO$11,$AG50:$AJ50,0)),1,0)*IF(ISNUMBER($AF50),(1-$AF50),1) + IF(ISNUMBER(MATCH(BO$11,$AK50:$AP50,0)),-1,0)*_xlfn.IFS(ISNUMBER($AD50),$AD50,ISNUMBER($AE50),$AE50,ISNUMBER($AF50),$AF50,AND($AD50=0,$AE50=0,$AF50=0),1)","v":0},{"$f":"IF(ISNUMBER(MATCH(BP$11,$AG50:$AJ50,0)),1,0)*IF(ISNUMBER($AF50),(1-$AF50),1) + IF(ISNUMBER(MATCH(BP$11,$AK50:$AP50,0)),-1,0)*_xlfn.IFS(ISNUMBER($AD50),$AD50,ISNUMBER($AE50),$AE50,ISNUMBER($AF50),$AF50,AND($AD50=0,$AE50=0,$AF50=0),1)","v":0},{"$f":"IF(ISNUMBER(MATCH(BQ$11,$AG50:$AJ50,0)),1,0)*IF(ISNUMBER($AF50),(1-$AF50),1) + IF(ISNUMBER(MATCH(BQ$11,$AK50:$AP50,0)),-1,0)*_xlfn.IFS(ISNUMBER($AD50),$AD50,ISNUMBER($AE50),$AE50,ISNUMBER($AF50),$AF50,AND($AD50=0,$AE50=0,$AF50=0),1)","v":0},{"$f":"IF(ISNUMBER(MATCH(BR$11,$AG50:$AJ50,0)),1,0)*IF(ISNUMBER($AF50),(1-$AF50),1) + IF(ISNUMBER(MATCH(BR$11,$AK50:$AP50,0)),-1,0)*_xlfn.IFS(ISNUMBER($AD50),$AD50,ISNUMBER($AE50),$AE50,ISNUMBER($AF50),$AF50,AND($AD50=0,$AE50=0,$AF50=0),1)","v":0},{"$f":"IF(ISNUMBER(MATCH(BS$11,$AG50:$AJ50,0)),1,0)*IF(ISNUMBER($AF50),(1-$AF50),1) + IF(ISNUMBER(MATCH(BS$11,$AK50:$AP50,0)),-1,0)*_xlfn.IFS(ISNUMBER($AD50),$AD50,ISNUMBER($AE50),$AE50,ISNUMBER($AF50),$AF50,AND($AD50=0,$AE50=0,$AF50=0),1)","v":0},{"$f":"IF(ISNUMBER(MATCH(BT$11,$AG50:$AJ50,0)),1,0)*IF(ISNUMBER($AF50),(1-$AF50),1) + IF(ISNUMBER(MATCH(BT$11,$AK50:$AP50,0)),-1,0)*_xlfn.IFS(ISNUMBER($AD50),$AD50,ISNUMBER($AE50),$AE50,ISNUMBER($AF50),$AF50,AND($AD50=0,$AE50=0,$AF50=0),1)","v":1},{"$f":"IF(ISNUMBER(MATCH(BU$11,$AG50:$AJ50,0)),1,0)*IF(ISNUMBER($AF50),(1-$AF50),1) + IF(ISNUMBER(MATCH(BU$11,$AK50:$AP50,0)),-1,0)*_xlfn.IFS(ISNUMBER($AD50),$AD50,ISNUMBER($AE50),$AE50,ISNUMBER($AF50),$AF50,AND($AD50=0,$AE50=0,$AF50=0),1)","v":0},{"$f":"IF(ISNUMBER(MATCH(BV$11,$AG50:$AJ50,0)),1,0)*IF(ISNUMBER($AF50),(1-$AF50),1) + IF(ISNUMBER(MATCH(BV$11,$AK50:$AP50,0)),-1,0)*_xlfn.IFS(ISNUMBER($AD50),$AD50,ISNUMBER($AE50),$AE50,ISNUMBER($AF50),$AF50,AND($AD50=0,$AE50=0,$AF50=0),1)","v":0},{"$f":"IF(ISNUMBER(MATCH(BW$11,$AG50:$AJ50,0)),1,0)*IF(ISNUMBER($AF50),(1-$AF50),1) + IF(ISNUMBER(MATCH(BW$11,$AK50:$AP50,0)),-1,0)*_xlfn.IFS(ISNUMBER($AD50),$AD50,ISNUMBER($AE50),$AE50,ISNUMBER($AF50),$AF50,AND($AD50=0,$AE50=0,$AF50=0),1)","v":0},{"$f":"IF(ISNUMBER(MATCH(BX$11,$AG50:$AJ50,0)),1,0)*IF(ISNUMBER($AF50),(1-$AF50),1) + IF(ISNUMBER(MATCH(BX$11,$AK50:$AP50,0)),-1,0)*_xlfn.IFS(ISNUMBER($AD50),$AD50,ISNUMBER($AE50),$AE50,ISNUMBER($AF50),$AF50,AND($AD50=0,$AE50=0,$AF50=0),1)","v":0},{"$f":"IF(ISNUMBER(MATCH(BY$11,$AG50:$AJ50,0)),1,0)*IF(ISNUMBER($AF50),(1-$AF50),1) + IF(ISNUMBER(MATCH(BY$11,$AK50:$AP50,0)),-1,0)*_xlfn.IFS(ISNUMBER($AD50),$AD50,ISNUMBER($AE50),$AE50,ISNUMBER($AF50),$AF50,AND($AD50=0,$AE50=0,$AF50=0),1)","v":0},{"$f":"IF(ISNUMBER(MATCH(BZ$11,$AG50:$AJ50,0)),1,0)*IF(ISNUMBER($AF50),(1-$AF50),1) + IF(ISNUMBER(MATCH(BZ$11,$AK50:$AP50,0)),-1,0)*_xlfn.IFS(ISNUMBER($AD50),$AD50,ISNUMBER($AE50),$AE50,ISNUMBER($AF50),$AF50,AND($AD50=0,$AE50=0,$AF50=0),1)","v":0},{"$f":"IF(ISNUMBER(MATCH(CA$11,$AG50:$AJ50,0)),1,0)*IF(ISNUMBER($AF50),(1-$AF50),1) + IF(ISNUMBER(MATCH(CA$11,$AK50:$AP50,0)),-1,0)*_xlfn.IFS(ISNUMBER($AD50),$AD50,ISNUMBER($AE50),$AE50,ISNUMBER($AF50),$AF50,AND($AD50=0,$AE50=0,$AF50=0),1)","v":-1},{"$f":"IF(ISNUMBER(MATCH(CB$11,$AG50:$AJ50,0)),1,0)*IF(ISNUMBER($AF50),(1-$AF50),1) + IF(ISNUMBER(MATCH(CB$11,$AK50:$AP50,0)),-1,0)*_xlfn.IFS(ISNUMBER($AD50),$AD50,ISNUMBER($AE50),$AE50,ISNUMBER($AF50),$AF50,AND($AD50=0,$AE50=0,$AF50=0),1)","v":0},{"$f":"IF(ISNUMBER(MATCH(CC$11,$AG50:$AJ50,0)),1,0)*IF(ISNUMBER($AF50),(1-$AF50),1) + IF(ISNUMBER(MATCH(CC$11,$AK50:$AP50,0)),-1,0)*_xlfn.IFS(ISNUMBER($AD50),$AD50,ISNUMBER($AE50),$AE50,ISNUMBER($AF50),$AF50,AND($AD50=0,$AE50=0,$AF50=0),1)","v":0},{"$f":"IF(ISNUMBER(MATCH(CD$11,$AG50:$AJ50,0)),1,0)*IF(ISNUMBER($AF50),(1-$AF50),1) + IF(ISNUMBER(MATCH(CD$11,$AK50:$AP50,0)),-1,0)*_xlfn.IFS(ISNUMBER($AD50),$AD50,ISNUMBER($AE50),$AE50,ISNUMBER($AF50),$AF50,AND($AD50=0,$AE50=0,$AF50=0),1)","v":0},{"$f":"IF(ISNUMBER(MATCH(CE$11,$AG50:$AJ50,0)),1,0)*IF(ISNUMBER($AF50),(1-$AF50),1) + IF(ISNUMBER(MATCH(CE$11,$AK50:$AP50,0)),-1,0)*_xlfn.IFS(ISNUMBER($AD50),$AD50,ISNUMBER($AE50),$AE50,ISNUMBER($AF50),$AF50,AND($AD50=0,$AE50=0,$AF50=0),1)","v":0},{"$f":"IF(ISNUMBER(MATCH(CF$11,$AG50:$AJ50,0)),1,0)*IF(ISNUMBER($AF50),(1-$AF50),1) + IF(ISNUMBER(MATCH(CF$11,$AK50:$AP50,0)),-1,0)*_xlfn.IFS(ISNUMBER($AD50),$AD50,ISNUMBER($AE50),$AE50,ISNUMBER($AF50),$AF50,AND($AD50=0,$AE50=0,$AF50=0),1)","v":0},{"$f":"IF(ISNUMBER(MATCH(CG$11,$AG50:$AJ50,0)),1,0)*IF(ISNUMBER($AF50),(1-$AF50),1) + IF(ISNUMBER(MATCH(CG$11,$AK50:$AP50,0)),-1,0)*_xlfn.IFS(ISNUMBER($AD50),$AD50,ISNUMBER($AE50),$AE50,ISNUMBER($AF50),$AF50,AND($AD50=0,$AE50=0,$AF50=0),1)","v":0},{"$f":"IF(ISNUMBER(MATCH(CH$11,$AG50:$AJ50,0)),1,0)*IF(ISNUMBER($AF50),(1-$AF50),1) + IF(ISNUMBER(MATCH(CH$11,$AK50:$AP50,0)),-1,0)*_xlfn.IFS(ISNUMBER($AD50),$AD50,ISNUMBER($AE50),$AE50,ISNUMBER($AF50),$AF50,AND($AD50=0,$AE50=0,$AF50=0),1)","v":0},{"$f":"IF(ISNUMBER(MATCH(CI$11,$AG50:$AJ50,0)),1,0)*IF(ISNUMBER($AF50),(1-$AF50),1) + IF(ISNUMBER(MATCH(CI$11,$AK50:$AP50,0)),-1,0)*_xlfn.IFS(ISNUMBER($AD50),$AD50,ISNUMBER($AE50),$AE50,ISNUMBER($AF50),$AF50,AND($AD50=0,$AE50=0,$AF50=0),1)","v":0},{"$f":"IF(ISNUMBER(MATCH(CJ$11,$AG50:$AJ50,0)),1,0)*IF(ISNUMBER($AF50),(1-$AF50),1) + IF(ISNUMBER(MATCH(CJ$11,$AK50:$AP50,0)),-1,0)*_xlfn.IFS(ISNUMBER($AD50),$AD50,ISNUMBER($AE50),$AE50,ISNUMBER($AF50),$AF50,AND($AD50=0,$AE50=0,$AF50=0),1)","v":0},{"$f":"IF(ISNUMBER(MATCH(CK$11,$AG50:$AJ50,0)),1,0)*IF(ISNUMBER($AF50),(1-$AF50),1) + IF(ISNUMBER(MATCH(CK$11,$AK50:$AP50,0)),-1,0)*_xlfn.IFS(ISNUMBER($AD50),$AD50,ISNUMBER($AE50),$AE50,ISNUMBER($AF50),$AF50,AND($AD50=0,$AE50=0,$AF50=0),1)","v":0},{"$f":"IF(ISNUMBER(MATCH(CL$11,$AG50:$AJ50,0)),1,0)*IF(ISNUMBER($AF50),(1-$AF50),1) + IF(ISNUMBER(MATCH(CL$11,$AK50:$AP50,0)),-1,0)*_xlfn.IFS(ISNUMBER($AD50),$AD50,ISNUMBER($AE50),$AE50,ISNUMBER($AF50),$AF50,AND($AD50=0,$AE50=0,$AF50=0),1)","v":1},{"$f":"IF(ISNUMBER(MATCH(CM$11,$AG50:$AJ50,0)),1,0)*IF(ISNUMBER($AF50),(1-$AF50),1) + IF(ISNUMBER(MATCH(CM$11,$AK50:$AP50,0)),-1,0)*_xlfn.IFS(ISNUMBER($AD50),$AD50,ISNUMBER($AE50),$AE50,ISNUMBER($AF50),$AF50,AND($AD50=0,$AE50=0,$AF50=0),1)","v":0},{"$f":"IF(ISNUMBER(MATCH(CN$11,$AG50:$AJ50,0)),1,0)*IF(ISNUMBER($AF50),(1-$AF50),1) + IF(ISNUMBER(MATCH(CN$11,$AK50:$AP50,0)),-1,0)*_xlfn.IFS(ISNUMBER($AD50),$AD50,ISNUMBER($AE50),$AE50,ISNUMBER($AF50),$AF50,AND($AD50=0,$AE50=0,$AF50=0),1)","v":0},{"$f":"IF(ISNUMBER(MATCH(CO$11,$AG50:$AJ50,0)),1,0)*IF(ISNUMBER($AF50),(1-$AF50),1) + IF(ISNUMBER(MATCH(CO$11,$AK50:$AP50,0)),-1,0)*_xlfn.IFS(ISNUMBER($AD50),$AD50,ISNUMBER($AE50),$AE50,ISNUMBER($AF50),$AF50,AND($AD50=0,$AE50=0,$AF50=0),1)","v":0},{"$f":"IF(ISNUMBER(MATCH(CP$11,$AG50:$AJ50,0)),1,0)*IF(ISNUMBER($AF50),(1-$AF50),1) + IF(ISNUMBER(MATCH(CP$11,$AK50:$AP50,0)),-1,0)*_xlfn.IFS(ISNUMBER($AD50),$AD50,ISNUMBER($AE50),$AE50,ISNUMBER($AF50),$AF50,AND($AD50=0,$AE50=0,$AF50=0),1)","v":0},{"$f":"IF(ISNUMBER(MATCH(CQ$11,$AG50:$AJ50,0)),1,0)*IF(ISNUMBER($AF50),(1-$AF50),1) + IF(ISNUMBER(MATCH(CQ$11,$AK50:$AP50,0)),-1,0)*_xlfn.IFS(ISNUMBER($AD50),$AD50,ISNUMBER($AE50),$AE50,ISNUMBER($AF50),$AF50,AND($AD50=0,$AE50=0,$AF50=0),1)","v":0},{"$f":"IF(ISNUMBER(MATCH(CR$11,$AG50:$AJ50,0)),1,0)*IF(ISNUMBER($AF50),(1-$AF50),1) + IF(ISNUMBER(MATCH(CR$11,$AK50:$AP50,0)),-1,0)*_xlfn.IFS(ISNUMBER($AD50),$AD50,ISNUMBER($AE50),$AE50,ISNUMBER($AF50),$AF50,AND($AD50=0,$AE50=0,$AF50=0),1)","v":0},{"$f":"IF(ISNUMBER(MATCH(CS$11,$AG50:$AJ50,0)),1,0)*IF(ISNUMBER($AF50),(1-$AF50),1) + IF(ISNUMBER(MATCH(CS$11,$AK50:$AP50,0)),-1,0)*_xlfn.IFS(ISNUMBER($AD50),$AD50,ISNUMBER($AE50),$AE50,ISNUMBER($AF50),$AF50,AND($AD50=0,$AE50=0,$AF50=0),1)","v":0},{"$f":"IF(ISNUMBER(MATCH(CT$11,$AG50:$AJ50,0)),1,0)*IF(ISNUMBER($AF50),(1-$AF50),1) + IF(ISNUMBER(MATCH(CT$11,$AK50:$AP50,0)),-1,0)*_xlfn.IFS(ISNUMBER($AD50),$AD50,ISNUMBER($AE50),$AE50,ISNUMBER($AF50),$AF50,AND($AD50=0,$AE50=0,$AF50=0),1)","v":0},{"$f":"IF(ISNUMBER(MATCH(CU$11,$AG50:$AJ50,0)),1,0)*IF(ISNUMBER($AF50),(1-$AF50),1) + IF(ISNUMBER(MATCH(CU$11,$AK50:$AP50,0)),-1,0)*_xlfn.IFS(ISNUMBER($AD50),$AD50,ISNUMBER($AE50),$AE50,ISNUMBER($AF50),$AF50,AND($AD50=0,$AE50=0,$AF50=0),1)","v":0},{"$f":"IF(ISNUMBER(MATCH(CV$11,$AG50:$AJ50,0)),1,0)*IF(ISNUMBER($AF50),(1-$AF50),1) + IF(ISNUMBER(MATCH(CV$11,$AK50:$AP50,0)),-1,0)*_xlfn.IFS(ISNUMBER($AD50),$AD50,ISNUMBER($AE50),$AE50,ISNUMBER($AF50),$AF50,AND($AD50=0,$AE50=0,$AF50=0),1)","v":0},{"$f":"IF(ISNUMBER(MATCH(CW$11,$AG50:$AJ50,0)),1,0)*IF(ISNUMBER($AF50),(1-$AF50),1) + IF(ISNUMBER(MATCH(CW$11,$AK50:$AP50,0)),-1,0)*_xlfn.IFS(ISNUMBER($AD50),$AD50,ISNUMBER($AE50),$AE50,ISNUMBER($AF50),$AF50,AND($AD50=0,$AE50=0,$AF50=0),1)","v":0},{"$f":"IF(ISNUMBER(MATCH(CX$11,$AG50:$AJ50,0)),1,0)*IF(ISNUMBER($AF50),(1-$AF50),1) + IF(ISNUMBER(MATCH(CX$11,$AK50:$AP50,0)),-1,0)*_xlfn.IFS(ISNUMBER($AD50),$AD50,ISNUMBER($AE50),$AE50,ISNUMBER($AF50),$AF50,AND($AD50=0,$AE50=0,$AF50=0),1)","v":0},{"$f":"IF(ISNUMBER(MATCH(CY$11,$AG50:$AJ50,0)),1,0)*IF(ISNUMBER($AF50),(1-$AF50),1) + IF(ISNUMBER(MATCH(CY$11,$AK50:$AP50,0)),-1,0)*_xlfn.IFS(ISNUMBER($AD50),$AD50,ISNUMBER($AE50),$AE50,ISNUMBER($AF50),$AF50,AND($AD50=0,$AE50=0,$AF50=0),1)","v":0},{"$f":"IF(ISNUMBER(MATCH(CZ$11,$AG50:$AJ50,0)),1,0)*IF(ISNUMBER($AF50),(1-$AF50),1) + IF(ISNUMBER(MATCH(CZ$11,$AK50:$AP50,0)),-1,0)*_xlfn.IFS(ISNUMBER($AD50),$AD50,ISNUMBER($AE50),$AE50,ISNUMBER($AF50),$AF50,AND($AD50=0,$AE50=0,$AF50=0),1)","v":0},{"$f":"IF(ISNUMBER(MATCH(DA$11,$AG50:$AJ50,0)),1,0)*IF(ISNUMBER($AF50),(1-$AF50),1) + IF(ISNUMBER(MATCH(DA$11,$AK50:$AP50,0)),-1,0)*_xlfn.IFS(ISNUMBER($AD50),$AD50,ISNUMBER($AE50),$AE50,ISNUMBER($AF50),$AF50,AND($AD50=0,$AE50=0,$AF50=0),1)","v":0},{"$f":"IF(ISNUMBER(MATCH(DB$11,$AG50:$AJ50,0)),1,0)*IF(ISNUMBER($AF50),(1-$AF50),1) + IF(ISNUMBER(MATCH(DB$11,$AK50:$AP50,0)),-1,0)*_xlfn.IFS(ISNUMBER($AD50),$AD50,ISNUMBER($AE50),$AE50,ISNUMBER($AF50),$AF50,AND($AD50=0,$AE50=0,$AF50=0),1)","v":0},{"$f":"IF(ISNUMBER(MATCH(DC$11,$AG50:$AJ50,0)),1,0)*IF(ISNUMBER($AF50),(1-$AF50),1) + IF(ISNUMBER(MATCH(DC$11,$AK50:$AP50,0)),-1,0)*_xlfn.IFS(ISNUMBER($AD50),$AD50,ISNUMBER($AE50),$AE50,ISNUMBER($AF50),$AF50,AND($AD50=0,$AE50=0,$AF50=0),1)","v":0},{"$f":"IF(ISNUMBER(MATCH(DD$11,$AG50:$AJ50,0)),1,0)*IF(ISNUMBER($AF50),(1-$AF50),1) + IF(ISNUMBER(MATCH(DD$11,$AK50:$AP50,0)),-1,0)*_xlfn.IFS(ISNUMBER($AD50),$AD50,ISNUMBER($AE50),$AE50,ISNUMBER($AF50),$AF50,AND($AD50=0,$AE50=0,$AF50=0),1)","v":0},{"$f":"IF(ISNUMBER(MATCH(DE$11,$AG50:$AJ50,0)),1,0)*IF(ISNUMBER($AF50),(1-$AF50),1) + IF(ISNUMBER(MATCH(DE$11,$AK50:$AP50,0)),-1,0)*_xlfn.IFS(ISNUMBER($AD50),$AD50,ISNUMBER($AE50),$AE50,ISNUMBER($AF50),$AF50,AND($AD50=0,$AE50=0,$AF50=0),1)","v":0},null,0,"Datarooms","dataroom4","Conservation",null,null,null,null,null,null,null,null,null,"e_drms_crit-dr3",0,0,0,0,0,0,0,0,0,0,0,0,0,0,0,0,0,0,0,0,0,0,0,0,0,0,0,0,0,0,0,0,-1,0,1,1,0,-1,0,0,0,0,0,0,0,0,0,0,0,0,0,0,0,0,0,0,0,0,0,0,0,0,0,0,0,0,0,0,null,null,null,null,null,null,null,null,null,null,null,"e_drms_crit-dr3",null,0,0,0,0,0,0,0,0,0,0,0,0,0,0,0,0,0,0,0,0,0,0,0,0,0,0,0,0,0,0,0,-1,0,1,1,0,-1,0,0,0,0,0,0,0,0,0,0,0,0,0,0,0,0,0,0,0,0,0,0,0,0,0,0,0,0,0,0,null,null,"e_drms_crit-dr3",0,0,0,0,0,0,0,0,0,0,0,0,0,0,0,0,0,0,0,0,0,0,0,0,0,0,0,0,0,0,0,-1,0,1,1,0,-1,0,0,0,0,0,0,0,0,0,0,0,0,0,0,0,0,0,0,0,0,0,0,0,0,0,0,0,0,0,0]
[null,null,null,null,null,null,null,null,null,null,null,null,null,null,null,null,null,null,"q_drms-hru,ht",686.13364819885578,686.13364819885567,686.13364819885578,686.13364819885578,686.13364819885578,686.13364819885578,null,null,"Conservation",null,null,null,null,"q_drms_dr4-hru,ht",null,null,null,"q_dr4_cls,l",null,null,null,null,null,null,{"$f":"IF(ISNUMBER(MATCH(AR$11,$AG51:$AJ51,0)),1,0)*IF(ISNUMBER($AF51),(1-$AF51),1) + IF(ISNUMBER(MATCH(AR$11,$AK51:$AP51,0)),-1,0)*_xlfn.IFS(ISNUMBER($AD51),$AD51,ISNUMBER($AE51),$AE51,ISNUMBER($AF51),$AF51,AND($AD51=0,$AE51=0,$AF51=0),1)","v":0},{"$f":"IF(ISNUMBER(MATCH(AS$11,$AG51:$AJ51,0)),1,0)*IF(ISNUMBER($AF51),(1-$AF51),1) + IF(ISNUMBER(MATCH(AS$11,$AK51:$AP51,0)),-1,0)*_xlfn.IFS(ISNUMBER($AD51),$AD51,ISNUMBER($AE51),$AE51,ISNUMBER($AF51),$AF51,AND($AD51=0,$AE51=0,$AF51=0),1)","v":0},{"$f":"IF(ISNUMBER(MATCH(AT$11,$AG51:$AJ51,0)),1,0)*IF(ISNUMBER($AF51),(1-$AF51),1) + IF(ISNUMBER(MATCH(AT$11,$AK51:$AP51,0)),-1,0)*_xlfn.IFS(ISNUMBER($AD51),$AD51,ISNUMBER($AE51),$AE51,ISNUMBER($AF51),$AF51,AND($AD51=0,$AE51=0,$AF51=0),1)","v":0},{"$f":"IF(ISNUMBER(MATCH(AU$11,$AG51:$AJ51,0)),1,0)*IF(ISNUMBER($AF51),(1-$AF51),1) + IF(ISNUMBER(MATCH(AU$11,$AK51:$AP51,0)),-1,0)*_xlfn.IFS(ISNUMBER($AD51),$AD51,ISNUMBER($AE51),$AE51,ISNUMBER($AF51),$AF51,AND($AD51=0,$AE51=0,$AF51=0),1)","v":0},{"$f":"IF(ISNUMBER(MATCH(AV$11,$AG51:$AJ51,0)),1,0)*IF(ISNUMBER($AF51),(1-$AF51),1) + IF(ISNUMBER(MATCH(AV$11,$AK51:$AP51,0)),-1,0)*_xlfn.IFS(ISNUMBER($AD51),$AD51,ISNUMBER($AE51),$AE51,ISNUMBER($AF51),$AF51,AND($AD51=0,$AE51=0,$AF51=0),1)","v":0},{"$f":"IF(ISNUMBER(MATCH(AW$11,$AG51:$AJ51,0)),1,0)*IF(ISNUMBER($AF51),(1-$AF51),1) + IF(ISNUMBER(MATCH(AW$11,$AK51:$AP51,0)),-1,0)*_xlfn.IFS(ISNUMBER($AD51),$AD51,ISNUMBER($AE51),$AE51,ISNUMBER($AF51),$AF51,AND($AD51=0,$AE51=0,$AF51=0),1)","v":0},{"$f":"IF(ISNUMBER(MATCH(AX$11,$AG51:$AJ51,0)),1,0)*IF(ISNUMBER($AF51),(1-$AF51),1) + IF(ISNUMBER(MATCH(AX$11,$AK51:$AP51,0)),-1,0)*_xlfn.IFS(ISNUMBER($AD51),$AD51,ISNUMBER($AE51),$AE51,ISNUMBER($AF51),$AF51,AND($AD51=0,$AE51=0,$AF51=0),1)","v":0},{"$f":"IF(ISNUMBER(MATCH(AY$11,$AG51:$AJ51,0)),1,0)*IF(ISNUMBER($AF51),(1-$AF51),1) + IF(ISNUMBER(MATCH(AY$11,$AK51:$AP51,0)),-1,0)*_xlfn.IFS(ISNUMBER($AD51),$AD51,ISNUMBER($AE51),$AE51,ISNUMBER($AF51),$AF51,AND($AD51=0,$AE51=0,$AF51=0),1)","v":0},{"$f":"IF(ISNUMBER(MATCH(AZ$11,$AG51:$AJ51,0)),1,0)*IF(ISNUMBER($AF51),(1-$AF51),1) + IF(ISNUMBER(MATCH(AZ$11,$AK51:$AP51,0)),-1,0)*_xlfn.IFS(ISNUMBER($AD51),$AD51,ISNUMBER($AE51),$AE51,ISNUMBER($AF51),$AF51,AND($AD51=0,$AE51=0,$AF51=0),1)","v":0},{"$f":"IF(ISNUMBER(MATCH(BA$11,$AG51:$AJ51,0)),1,0)*IF(ISNUMBER($AF51),(1-$AF51),1) + IF(ISNUMBER(MATCH(BA$11,$AK51:$AP51,0)),-1,0)*_xlfn.IFS(ISNUMBER($AD51),$AD51,ISNUMBER($AE51),$AE51,ISNUMBER($AF51),$AF51,AND($AD51=0,$AE51=0,$AF51=0),1)","v":0},{"$f":"IF(ISNUMBER(MATCH(BB$11,$AG51:$AJ51,0)),1,0)*IF(ISNUMBER($AF51),(1-$AF51),1) + IF(ISNUMBER(MATCH(BB$11,$AK51:$AP51,0)),-1,0)*_xlfn.IFS(ISNUMBER($AD51),$AD51,ISNUMBER($AE51),$AE51,ISNUMBER($AF51),$AF51,AND($AD51=0,$AE51=0,$AF51=0),1)","v":0},{"$f":"IF(ISNUMBER(MATCH(BC$11,$AG51:$AJ51,0)),1,0)*IF(ISNUMBER($AF51),(1-$AF51),1) + IF(ISNUMBER(MATCH(BC$11,$AK51:$AP51,0)),-1,0)*_xlfn.IFS(ISNUMBER($AD51),$AD51,ISNUMBER($AE51),$AE51,ISNUMBER($AF51),$AF51,AND($AD51=0,$AE51=0,$AF51=0),1)","v":0},{"$f":"IF(ISNUMBER(MATCH(BD$11,$AG51:$AJ51,0)),1,0)*IF(ISNUMBER($AF51),(1-$AF51),1) + IF(ISNUMBER(MATCH(BD$11,$AK51:$AP51,0)),-1,0)*_xlfn.IFS(ISNUMBER($AD51),$AD51,ISNUMBER($AE51),$AE51,ISNUMBER($AF51),$AF51,AND($AD51=0,$AE51=0,$AF51=0),1)","v":0},{"$f":"IF(ISNUMBER(MATCH(BE$11,$AG51:$AJ51,0)),1,0)*IF(ISNUMBER($AF51),(1-$AF51),1) + IF(ISNUMBER(MATCH(BE$11,$AK51:$AP51,0)),-1,0)*_xlfn.IFS(ISNUMBER($AD51),$AD51,ISNUMBER($AE51),$AE51,ISNUMBER($AF51),$AF51,AND($AD51=0,$AE51=0,$AF51=0),1)","v":0},{"$f":"IF(ISNUMBER(MATCH(BF$11,$AG51:$AJ51,0)),1,0)*IF(ISNUMBER($AF51),(1-$AF51),1) + IF(ISNUMBER(MATCH(BF$11,$AK51:$AP51,0)),-1,0)*_xlfn.IFS(ISNUMBER($AD51),$AD51,ISNUMBER($AE51),$AE51,ISNUMBER($AF51),$AF51,AND($AD51=0,$AE51=0,$AF51=0),1)","v":0},{"$f":"IF(ISNUMBER(MATCH(BG$11,$AG51:$AJ51,0)),1,0)*IF(ISNUMBER($AF51),(1-$AF51),1) + IF(ISNUMBER(MATCH(BG$11,$AK51:$AP51,0)),-1,0)*_xlfn.IFS(ISNUMBER($AD51),$AD51,ISNUMBER($AE51),$AE51,ISNUMBER($AF51),$AF51,AND($AD51=0,$AE51=0,$AF51=0),1)","v":0},{"$f":"IF(ISNUMBER(MATCH(BH$11,$AG51:$AJ51,0)),1,0)*IF(ISNUMBER($AF51),(1-$AF51),1) + IF(ISNUMBER(MATCH(BH$11,$AK51:$AP51,0)),-1,0)*_xlfn.IFS(ISNUMBER($AD51),$AD51,ISNUMBER($AE51),$AE51,ISNUMBER($AF51),$AF51,AND($AD51=0,$AE51=0,$AF51=0),1)","v":0},{"$f":"IF(ISNUMBER(MATCH(BI$11,$AG51:$AJ51,0)),1,0)*IF(ISNUMBER($AF51),(1-$AF51),1) + IF(ISNUMBER(MATCH(BI$11,$AK51:$AP51,0)),-1,0)*_xlfn.IFS(ISNUMBER($AD51),$AD51,ISNUMBER($AE51),$AE51,ISNUMBER($AF51),$AF51,AND($AD51=0,$AE51=0,$AF51=0),1)","v":0},{"$f":"IF(ISNUMBER(MATCH(BJ$11,$AG51:$AJ51,0)),1,0)*IF(ISNUMBER($AF51),(1-$AF51),1) + IF(ISNUMBER(MATCH(BJ$11,$AK51:$AP51,0)),-1,0)*_xlfn.IFS(ISNUMBER($AD51),$AD51,ISNUMBER($AE51),$AE51,ISNUMBER($AF51),$AF51,AND($AD51=0,$AE51=0,$AF51=0),1)","v":0},{"$f":"IF(ISNUMBER(MATCH(BK$11,$AG51:$AJ51,0)),1,0)*IF(ISNUMBER($AF51),(1-$AF51),1) + IF(ISNUMBER(MATCH(BK$11,$AK51:$AP51,0)),-1,0)*_xlfn.IFS(ISNUMBER($AD51),$AD51,ISNUMBER($AE51),$AE51,ISNUMBER($AF51),$AF51,AND($AD51=0,$AE51=0,$AF51=0),1)","v":0},{"$f":"IF(ISNUMBER(MATCH(BL$11,$AG51:$AJ51,0)),1,0)*IF(ISNUMBER($AF51),(1-$AF51),1) + IF(ISNUMBER(MATCH(BL$11,$AK51:$AP51,0)),-1,0)*_xlfn.IFS(ISNUMBER($AD51),$AD51,ISNUMBER($AE51),$AE51,ISNUMBER($AF51),$AF51,AND($AD51=0,$AE51=0,$AF51=0),1)","v":0},{"$f":"IF(ISNUMBER(MATCH(BM$11,$AG51:$AJ51,0)),1,0)*IF(ISNUMBER($AF51),(1-$AF51),1) + IF(ISNUMBER(MATCH(BM$11,$AK51:$AP51,0)),-1,0)*_xlfn.IFS(ISNUMBER($AD51),$AD51,ISNUMBER($AE51),$AE51,ISNUMBER($AF51),$AF51,AND($AD51=0,$AE51=0,$AF51=0),1)","v":0},{"$f":"IF(ISNUMBER(MATCH(BN$11,$AG51:$AJ51,0)),1,0)*IF(ISNUMBER($AF51),(1-$AF51),1) + IF(ISNUMBER(MATCH(BN$11,$AK51:$AP51,0)),-1,0)*_xlfn.IFS(ISNUMBER($AD51),$AD51,ISNUMBER($AE51),$AE51,ISNUMBER($AF51),$AF51,AND($AD51=0,$AE51=0,$AF51=0),1)","v":0},{"$f":"IF(ISNUMBER(MATCH(BO$11,$AG51:$AJ51,0)),1,0)*IF(ISNUMBER($AF51),(1-$AF51),1) + IF(ISNUMBER(MATCH(BO$11,$AK51:$AP51,0)),-1,0)*_xlfn.IFS(ISNUMBER($AD51),$AD51,ISNUMBER($AE51),$AE51,ISNUMBER($AF51),$AF51,AND($AD51=0,$AE51=0,$AF51=0),1)","v":0},{"$f":"IF(ISNUMBER(MATCH(BP$11,$AG51:$AJ51,0)),1,0)*IF(ISNUMBER($AF51),(1-$AF51),1) + IF(ISNUMBER(MATCH(BP$11,$AK51:$AP51,0)),-1,0)*_xlfn.IFS(ISNUMBER($AD51),$AD51,ISNUMBER($AE51),$AE51,ISNUMBER($AF51),$AF51,AND($AD51=0,$AE51=0,$AF51=0),1)","v":0},{"$f":"IF(ISNUMBER(MATCH(BQ$11,$AG51:$AJ51,0)),1,0)*IF(ISNUMBER($AF51),(1-$AF51),1) + IF(ISNUMBER(MATCH(BQ$11,$AK51:$AP51,0)),-1,0)*_xlfn.IFS(ISNUMBER($AD51),$AD51,ISNUMBER($AE51),$AE51,ISNUMBER($AF51),$AF51,AND($AD51=0,$AE51=0,$AF51=0),1)","v":0},{"$f":"IF(ISNUMBER(MATCH(BR$11,$AG51:$AJ51,0)),1,0)*IF(ISNUMBER($AF51),(1-$AF51),1) + IF(ISNUMBER(MATCH(BR$11,$AK51:$AP51,0)),-1,0)*_xlfn.IFS(ISNUMBER($AD51),$AD51,ISNUMBER($AE51),$AE51,ISNUMBER($AF51),$AF51,AND($AD51=0,$AE51=0,$AF51=0),1)","v":0},{"$f":"IF(ISNUMBER(MATCH(BS$11,$AG51:$AJ51,0)),1,0)*IF(ISNUMBER($AF51),(1-$AF51),1) + IF(ISNUMBER(MATCH(BS$11,$AK51:$AP51,0)),-1,0)*_xlfn.IFS(ISNUMBER($AD51),$AD51,ISNUMBER($AE51),$AE51,ISNUMBER($AF51),$AF51,AND($AD51=0,$AE51=0,$AF51=0),1)","v":0},{"$f":"IF(ISNUMBER(MATCH(BT$11,$AG51:$AJ51,0)),1,0)*IF(ISNUMBER($AF51),(1-$AF51),1) + IF(ISNUMBER(MATCH(BT$11,$AK51:$AP51,0)),-1,0)*_xlfn.IFS(ISNUMBER($AD51),$AD51,ISNUMBER($AE51),$AE51,ISNUMBER($AF51),$AF51,AND($AD51=0,$AE51=0,$AF51=0),1)","v":0},{"$f":"IF(ISNUMBER(MATCH(BU$11,$AG51:$AJ51,0)),1,0)*IF(ISNUMBER($AF51),(1-$AF51),1) + IF(ISNUMBER(MATCH(BU$11,$AK51:$AP51,0)),-1,0)*_xlfn.IFS(ISNUMBER($AD51),$AD51,ISNUMBER($AE51),$AE51,ISNUMBER($AF51),$AF51,AND($AD51=0,$AE51=0,$AF51=0),1)","v":0},{"$f":"IF(ISNUMBER(MATCH(BV$11,$AG51:$AJ51,0)),1,0)*IF(ISNUMBER($AF51),(1-$AF51),1) + IF(ISNUMBER(MATCH(BV$11,$AK51:$AP51,0)),-1,0)*_xlfn.IFS(ISNUMBER($AD51),$AD51,ISNUMBER($AE51),$AE51,ISNUMBER($AF51),$AF51,AND($AD51=0,$AE51=0,$AF51=0),1)","v":0},{"$f":"IF(ISNUMBER(MATCH(BW$11,$AG51:$AJ51,0)),1,0)*IF(ISNUMBER($AF51),(1-$AF51),1) + IF(ISNUMBER(MATCH(BW$11,$AK51:$AP51,0)),-1,0)*_xlfn.IFS(ISNUMBER($AD51),$AD51,ISNUMBER($AE51),$AE51,ISNUMBER($AF51),$AF51,AND($AD51=0,$AE51=0,$AF51=0),1)","v":0},{"$f":"IF(ISNUMBER(MATCH(BX$11,$AG51:$AJ51,0)),1,0)*IF(ISNUMBER($AF51),(1-$AF51),1) + IF(ISNUMBER(MATCH(BX$11,$AK51:$AP51,0)),-1,0)*_xlfn.IFS(ISNUMBER($AD51),$AD51,ISNUMBER($AE51),$AE51,ISNUMBER($AF51),$AF51,AND($AD51=0,$AE51=0,$AF51=0),1)","v":0},{"$f":"IF(ISNUMBER(MATCH(BY$11,$AG51:$AJ51,0)),1,0)*IF(ISNUMBER($AF51),(1-$AF51),1) + IF(ISNUMBER(MATCH(BY$11,$AK51:$AP51,0)),-1,0)*_xlfn.IFS(ISNUMBER($AD51),$AD51,ISNUMBER($AE51),$AE51,ISNUMBER($AF51),$AF51,AND($AD51=0,$AE51=0,$AF51=0),1)","v":0},{"$f":"IF(ISNUMBER(MATCH(BZ$11,$AG51:$AJ51,0)),1,0)*IF(ISNUMBER($AF51),(1-$AF51),1) + IF(ISNUMBER(MATCH(BZ$11,$AK51:$AP51,0)),-1,0)*_xlfn.IFS(ISNUMBER($AD51),$AD51,ISNUMBER($AE51),$AE51,ISNUMBER($AF51),$AF51,AND($AD51=0,$AE51=0,$AF51=0),1)","v":0},{"$f":"IF(ISNUMBER(MATCH(CA$11,$AG51:$AJ51,0)),1,0)*IF(ISNUMBER($AF51),(1-$AF51),1) + IF(ISNUMBER(MATCH(CA$11,$AK51:$AP51,0)),-1,0)*_xlfn.IFS(ISNUMBER($AD51),$AD51,ISNUMBER($AE51),$AE51,ISNUMBER($AF51),$AF51,AND($AD51=0,$AE51=0,$AF51=0),1)","v":0},{"$f":"IF(ISNUMBER(MATCH(CB$11,$AG51:$AJ51,0)),1,0)*IF(ISNUMBER($AF51),(1-$AF51),1) + IF(ISNUMBER(MATCH(CB$11,$AK51:$AP51,0)),-1,0)*_xlfn.IFS(ISNUMBER($AD51),$AD51,ISNUMBER($AE51),$AE51,ISNUMBER($AF51),$AF51,AND($AD51=0,$AE51=0,$AF51=0),1)","v":1},{"$f":"IF(ISNUMBER(MATCH(CC$11,$AG51:$AJ51,0)),1,0)*IF(ISNUMBER($AF51),(1-$AF51),1) + IF(ISNUMBER(MATCH(CC$11,$AK51:$AP51,0)),-1,0)*_xlfn.IFS(ISNUMBER($AD51),$AD51,ISNUMBER($AE51),$AE51,ISNUMBER($AF51),$AF51,AND($AD51=0,$AE51=0,$AF51=0),1)","v":0},{"$f":"IF(ISNUMBER(MATCH(CD$11,$AG51:$AJ51,0)),1,0)*IF(ISNUMBER($AF51),(1-$AF51),1) + IF(ISNUMBER(MATCH(CD$11,$AK51:$AP51,0)),-1,0)*_xlfn.IFS(ISNUMBER($AD51),$AD51,ISNUMBER($AE51),$AE51,ISNUMBER($AF51),$AF51,AND($AD51=0,$AE51=0,$AF51=0),1)","v":0},{"$f":"IF(ISNUMBER(MATCH(CE$11,$AG51:$AJ51,0)),1,0)*IF(ISNUMBER($AF51),(1-$AF51),1) + IF(ISNUMBER(MATCH(CE$11,$AK51:$AP51,0)),-1,0)*_xlfn.IFS(ISNUMBER($AD51),$AD51,ISNUMBER($AE51),$AE51,ISNUMBER($AF51),$AF51,AND($AD51=0,$AE51=0,$AF51=0),1)","v":0},{"$f":"IF(ISNUMBER(MATCH(CF$11,$AG51:$AJ51,0)),1,0)*IF(ISNUMBER($AF51),(1-$AF51),1) + IF(ISNUMBER(MATCH(CF$11,$AK51:$AP51,0)),-1,0)*_xlfn.IFS(ISNUMBER($AD51),$AD51,ISNUMBER($AE51),$AE51,ISNUMBER($AF51),$AF51,AND($AD51=0,$AE51=0,$AF51=0),1)","v":0},{"$f":"IF(ISNUMBER(MATCH(CG$11,$AG51:$AJ51,0)),1,0)*IF(ISNUMBER($AF51),(1-$AF51),1) + IF(ISNUMBER(MATCH(CG$11,$AK51:$AP51,0)),-1,0)*_xlfn.IFS(ISNUMBER($AD51),$AD51,ISNUMBER($AE51),$AE51,ISNUMBER($AF51),$AF51,AND($AD51=0,$AE51=0,$AF51=0),1)","v":0},{"$f":"IF(ISNUMBER(MATCH(CH$11,$AG51:$AJ51,0)),1,0)*IF(ISNUMBER($AF51),(1-$AF51),1) + IF(ISNUMBER(MATCH(CH$11,$AK51:$AP51,0)),-1,0)*_xlfn.IFS(ISNUMBER($AD51),$AD51,ISNUMBER($AE51),$AE51,ISNUMBER($AF51),$AF51,AND($AD51=0,$AE51=0,$AF51=0),1)","v":0},{"$f":"IF(ISNUMBER(MATCH(CI$11,$AG51:$AJ51,0)),1,0)*IF(ISNUMBER($AF51),(1-$AF51),1) + IF(ISNUMBER(MATCH(CI$11,$AK51:$AP51,0)),-1,0)*_xlfn.IFS(ISNUMBER($AD51),$AD51,ISNUMBER($AE51),$AE51,ISNUMBER($AF51),$AF51,AND($AD51=0,$AE51=0,$AF51=0),1)","v":0},{"$f":"IF(ISNUMBER(MATCH(CJ$11,$AG51:$AJ51,0)),1,0)*IF(ISNUMBER($AF51),(1-$AF51),1) + IF(ISNUMBER(MATCH(CJ$11,$AK51:$AP51,0)),-1,0)*_xlfn.IFS(ISNUMBER($AD51),$AD51,ISNUMBER($AE51),$AE51,ISNUMBER($AF51),$AF51,AND($AD51=0,$AE51=0,$AF51=0),1)","v":0},{"$f":"IF(ISNUMBER(MATCH(CK$11,$AG51:$AJ51,0)),1,0)*IF(ISNUMBER($AF51),(1-$AF51),1) + IF(ISNUMBER(MATCH(CK$11,$AK51:$AP51,0)),-1,0)*_xlfn.IFS(ISNUMBER($AD51),$AD51,ISNUMBER($AE51),$AE51,ISNUMBER($AF51),$AF51,AND($AD51=0,$AE51=0,$AF51=0),1)","v":0},{"$f":"IF(ISNUMBER(MATCH(CL$11,$AG51:$AJ51,0)),1,0)*IF(ISNUMBER($AF51),(1-$AF51),1) + IF(ISNUMBER(MATCH(CL$11,$AK51:$AP51,0)),-1,0)*_xlfn.IFS(ISNUMBER($AD51),$AD51,ISNUMBER($AE51),$AE51,ISNUMBER($AF51),$AF51,AND($AD51=0,$AE51=0,$AF51=0),1)","v":0},{"$f":"IF(ISNUMBER(MATCH(CM$11,$AG51:$AJ51,0)),1,0)*IF(ISNUMBER($AF51),(1-$AF51),1) + IF(ISNUMBER(MATCH(CM$11,$AK51:$AP51,0)),-1,0)*_xlfn.IFS(ISNUMBER($AD51),$AD51,ISNUMBER($AE51),$AE51,ISNUMBER($AF51),$AF51,AND($AD51=0,$AE51=0,$AF51=0),1)","v":-1},{"$f":"IF(ISNUMBER(MATCH(CN$11,$AG51:$AJ51,0)),1,0)*IF(ISNUMBER($AF51),(1-$AF51),1) + IF(ISNUMBER(MATCH(CN$11,$AK51:$AP51,0)),-1,0)*_xlfn.IFS(ISNUMBER($AD51),$AD51,ISNUMBER($AE51),$AE51,ISNUMBER($AF51),$AF51,AND($AD51=0,$AE51=0,$AF51=0),1)","v":0},{"$f":"IF(ISNUMBER(MATCH(CO$11,$AG51:$AJ51,0)),1,0)*IF(ISNUMBER($AF51),(1-$AF51),1) + IF(ISNUMBER(MATCH(CO$11,$AK51:$AP51,0)),-1,0)*_xlfn.IFS(ISNUMBER($AD51),$AD51,ISNUMBER($AE51),$AE51,ISNUMBER($AF51),$AF51,AND($AD51=0,$AE51=0,$AF51=0),1)","v":0},{"$f":"IF(ISNUMBER(MATCH(CP$11,$AG51:$AJ51,0)),1,0)*IF(ISNUMBER($AF51),(1-$AF51),1) + IF(ISNUMBER(MATCH(CP$11,$AK51:$AP51,0)),-1,0)*_xlfn.IFS(ISNUMBER($AD51),$AD51,ISNUMBER($AE51),$AE51,ISNUMBER($AF51),$AF51,AND($AD51=0,$AE51=0,$AF51=0),1)","v":0},{"$f":"IF(ISNUMBER(MATCH(CQ$11,$AG51:$AJ51,0)),1,0)*IF(ISNUMBER($AF51),(1-$AF51),1) + IF(ISNUMBER(MATCH(CQ$11,$AK51:$AP51,0)),-1,0)*_xlfn.IFS(ISNUMBER($AD51),$AD51,ISNUMBER($AE51),$AE51,ISNUMBER($AF51),$AF51,AND($AD51=0,$AE51=0,$AF51=0),1)","v":0},{"$f":"IF(ISNUMBER(MATCH(CR$11,$AG51:$AJ51,0)),1,0)*IF(ISNUMBER($AF51),(1-$AF51),1) + IF(ISNUMBER(MATCH(CR$11,$AK51:$AP51,0)),-1,0)*_xlfn.IFS(ISNUMBER($AD51),$AD51,ISNUMBER($AE51),$AE51,ISNUMBER($AF51),$AF51,AND($AD51=0,$AE51=0,$AF51=0),1)","v":0},{"$f":"IF(ISNUMBER(MATCH(CS$11,$AG51:$AJ51,0)),1,0)*IF(ISNUMBER($AF51),(1-$AF51),1) + IF(ISNUMBER(MATCH(CS$11,$AK51:$AP51,0)),-1,0)*_xlfn.IFS(ISNUMBER($AD51),$AD51,ISNUMBER($AE51),$AE51,ISNUMBER($AF51),$AF51,AND($AD51=0,$AE51=0,$AF51=0),1)","v":0},{"$f":"IF(ISNUMBER(MATCH(CT$11,$AG51:$AJ51,0)),1,0)*IF(ISNUMBER($AF51),(1-$AF51),1) + IF(ISNUMBER(MATCH(CT$11,$AK51:$AP51,0)),-1,0)*_xlfn.IFS(ISNUMBER($AD51),$AD51,ISNUMBER($AE51),$AE51,ISNUMBER($AF51),$AF51,AND($AD51=0,$AE51=0,$AF51=0),1)","v":0},{"$f":"IF(ISNUMBER(MATCH(CU$11,$AG51:$AJ51,0)),1,0)*IF(ISNUMBER($AF51),(1-$AF51),1) + IF(ISNUMBER(MATCH(CU$11,$AK51:$AP51,0)),-1,0)*_xlfn.IFS(ISNUMBER($AD51),$AD51,ISNUMBER($AE51),$AE51,ISNUMBER($AF51),$AF51,AND($AD51=0,$AE51=0,$AF51=0),1)","v":0},{"$f":"IF(ISNUMBER(MATCH(CV$11,$AG51:$AJ51,0)),1,0)*IF(ISNUMBER($AF51),(1-$AF51),1) + IF(ISNUMBER(MATCH(CV$11,$AK51:$AP51,0)),-1,0)*_xlfn.IFS(ISNUMBER($AD51),$AD51,ISNUMBER($AE51),$AE51,ISNUMBER($AF51),$AF51,AND($AD51=0,$AE51=0,$AF51=0),1)","v":0},{"$f":"IF(ISNUMBER(MATCH(CW$11,$AG51:$AJ51,0)),1,0)*IF(ISNUMBER($AF51),(1-$AF51),1) + IF(ISNUMBER(MATCH(CW$11,$AK51:$AP51,0)),-1,0)*_xlfn.IFS(ISNUMBER($AD51),$AD51,ISNUMBER($AE51),$AE51,ISNUMBER($AF51),$AF51,AND($AD51=0,$AE51=0,$AF51=0),1)","v":0},{"$f":"IF(ISNUMBER(MATCH(CX$11,$AG51:$AJ51,0)),1,0)*IF(ISNUMBER($AF51),(1-$AF51),1) + IF(ISNUMBER(MATCH(CX$11,$AK51:$AP51,0)),-1,0)*_xlfn.IFS(ISNUMBER($AD51),$AD51,ISNUMBER($AE51),$AE51,ISNUMBER($AF51),$AF51,AND($AD51=0,$AE51=0,$AF51=0),1)","v":0},{"$f":"IF(ISNUMBER(MATCH(CY$11,$AG51:$AJ51,0)),1,0)*IF(ISNUMBER($AF51),(1-$AF51),1) + IF(ISNUMBER(MATCH(CY$11,$AK51:$AP51,0)),-1,0)*_xlfn.IFS(ISNUMBER($AD51),$AD51,ISNUMBER($AE51),$AE51,ISNUMBER($AF51),$AF51,AND($AD51=0,$AE51=0,$AF51=0),1)","v":0},{"$f":"IF(ISNUMBER(MATCH(CZ$11,$AG51:$AJ51,0)),1,0)*IF(ISNUMBER($AF51),(1-$AF51),1) + IF(ISNUMBER(MATCH(CZ$11,$AK51:$AP51,0)),-1,0)*_xlfn.IFS(ISNUMBER($AD51),$AD51,ISNUMBER($AE51),$AE51,ISNUMBER($AF51),$AF51,AND($AD51=0,$AE51=0,$AF51=0),1)","v":0},{"$f":"IF(ISNUMBER(MATCH(DA$11,$AG51:$AJ51,0)),1,0)*IF(ISNUMBER($AF51),(1-$AF51),1) + IF(ISNUMBER(MATCH(DA$11,$AK51:$AP51,0)),-1,0)*_xlfn.IFS(ISNUMBER($AD51),$AD51,ISNUMBER($AE51),$AE51,ISNUMBER($AF51),$AF51,AND($AD51=0,$AE51=0,$AF51=0),1)","v":0},{"$f":"IF(ISNUMBER(MATCH(DB$11,$AG51:$AJ51,0)),1,0)*IF(ISNUMBER($AF51),(1-$AF51),1) + IF(ISNUMBER(MATCH(DB$11,$AK51:$AP51,0)),-1,0)*_xlfn.IFS(ISNUMBER($AD51),$AD51,ISNUMBER($AE51),$AE51,ISNUMBER($AF51),$AF51,AND($AD51=0,$AE51=0,$AF51=0),1)","v":0},{"$f":"IF(ISNUMBER(MATCH(DC$11,$AG51:$AJ51,0)),1,0)*IF(ISNUMBER($AF51),(1-$AF51),1) + IF(ISNUMBER(MATCH(DC$11,$AK51:$AP51,0)),-1,0)*_xlfn.IFS(ISNUMBER($AD51),$AD51,ISNUMBER($AE51),$AE51,ISNUMBER($AF51),$AF51,AND($AD51=0,$AE51=0,$AF51=0),1)","v":0},{"$f":"IF(ISNUMBER(MATCH(DD$11,$AG51:$AJ51,0)),1,0)*IF(ISNUMBER($AF51),(1-$AF51),1) + IF(ISNUMBER(MATCH(DD$11,$AK51:$AP51,0)),-1,0)*_xlfn.IFS(ISNUMBER($AD51),$AD51,ISNUMBER($AE51),$AE51,ISNUMBER($AF51),$AF51,AND($AD51=0,$AE51=0,$AF51=0),1)","v":0},{"$f":"IF(ISNUMBER(MATCH(DE$11,$AG51:$AJ51,0)),1,0)*IF(ISNUMBER($AF51),(1-$AF51),1) + IF(ISNUMBER(MATCH(DE$11,$AK51:$AP51,0)),-1,0)*_xlfn.IFS(ISNUMBER($AD51),$AD51,ISNUMBER($AE51),$AE51,ISNUMBER($AF51),$AF51,AND($AD51=0,$AE51=0,$AF51=0),1)","v":0},null,0,"Datarooms","dataroom4","Conservation",null,null,null,null,null,null,null,null,null,"e_drms_crit-dr3",1,-1.0266130853743962E-13,0,0,0,0,0,0,0,0,0,0,0,0,0,0,0,0,0,0,0,-5.5511151231257827E-17,0,0,0,0,0,0,0,0,0,0,0,0,0,0,0,0,0,0,-1,0,0,1,1,0,0,0,0,0,0,0,0,0,0,0,0,0,0,4.3368086899420177E-19,0,0,0,0,0,0,0,0,null,null,null,null,null,null,null,null,null,null,null,"e_drms_crit-dr3",null,-1.0266130853743962E-13,0,0,0,0,0,0,0,0,0,0,0,0,0,0,0,0,0,0,0,-5.5511151231257827E-17,0,0,0,0,0,0,0,0,0,0,0,0,0,0,0,0,0,0,-1,0,0,1,1,0,0,0,0,0,0,0,0,0,0,0,0,0,0,4.3368086899420177E-19,0,0,0,0,0,0,0,0,null,null,"e_drms_crit-dr3",-1.0266130853743962E-13,0,0,0,0,0,0,0,0,0,0,0,0,0,0,0,0,0,0,0,-5.5511151231257827E-17,0,0,0,0,0,0,0,0,0,0,0,0,0,0,0,0,0,0,-1,0,0,1,1,0,0,0,0,0,0,0,0,0,0,0,0,0,0,0,0,0,0,0,0,0,0,0]
[null,null,null,null,null,null,null,null,null,null,null,null,null,null,null,null,null,null,"q_dr1_cls,a",1163.2480752994666,1163.2480752994663,1163.2480752994666,1163.2480752994666,1163.2480752994666,1163.2480752994666,null,"CRIT","Load",{"$f":"'IT Load Datarooms Calculate'!H14*Summary!$E$95","v":0},null,null,null,"e_drms_crit-dr4",null,null,null,null,null,null,null,null,null,null,{"$f":"IF(ISNUMBER(MATCH(AR$11,$AG52:$AJ52,0)),1,0)*IF(ISNUMBER($AF52),(1-$AF52),1) + IF(ISNUMBER(MATCH(AR$11,$AK52:$AP52,0)),-1,0)*_xlfn.IFS(ISNUMBER($AD52),$AD52,ISNUMBER($AE52),$AE52,ISNUMBER($AF52),$AF52,AND($AD52=0,$AE52=0,$AF52=0),1)","v":0},{"$f":"IF(ISNUMBER(MATCH(AS$11,$AG52:$AJ52,0)),1,0)*IF(ISNUMBER($AF52),(1-$AF52),1) + IF(ISNUMBER(MATCH(AS$11,$AK52:$AP52,0)),-1,0)*_xlfn.IFS(ISNUMBER($AD52),$AD52,ISNUMBER($AE52),$AE52,ISNUMBER($AF52),$AF52,AND($AD52=0,$AE52=0,$AF52=0),1)","v":0},{"$f":"IF(ISNUMBER(MATCH(AT$11,$AG52:$AJ52,0)),1,0)*IF(ISNUMBER($AF52),(1-$AF52),1) + IF(ISNUMBER(MATCH(AT$11,$AK52:$AP52,0)),-1,0)*_xlfn.IFS(ISNUMBER($AD52),$AD52,ISNUMBER($AE52),$AE52,ISNUMBER($AF52),$AF52,AND($AD52=0,$AE52=0,$AF52=0),1)","v":0},{"$f":"IF(ISNUMBER(MATCH(AU$11,$AG52:$AJ52,0)),1,0)*IF(ISNUMBER($AF52),(1-$AF52),1) + IF(ISNUMBER(MATCH(AU$11,$AK52:$AP52,0)),-1,0)*_xlfn.IFS(ISNUMBER($AD52),$AD52,ISNUMBER($AE52),$AE52,ISNUMBER($AF52),$AF52,AND($AD52=0,$AE52=0,$AF52=0),1)","v":0},{"$f":"IF(ISNUMBER(MATCH(AV$11,$AG52:$AJ52,0)),1,0)*IF(ISNUMBER($AF52),(1-$AF52),1) + IF(ISNUMBER(MATCH(AV$11,$AK52:$AP52,0)),-1,0)*_xlfn.IFS(ISNUMBER($AD52),$AD52,ISNUMBER($AE52),$AE52,ISNUMBER($AF52),$AF52,AND($AD52=0,$AE52=0,$AF52=0),1)","v":0},{"$f":"IF(ISNUMBER(MATCH(AW$11,$AG52:$AJ52,0)),1,0)*IF(ISNUMBER($AF52),(1-$AF52),1) + IF(ISNUMBER(MATCH(AW$11,$AK52:$AP52,0)),-1,0)*_xlfn.IFS(ISNUMBER($AD52),$AD52,ISNUMBER($AE52),$AE52,ISNUMBER($AF52),$AF52,AND($AD52=0,$AE52=0,$AF52=0),1)","v":0},{"$f":"IF(ISNUMBER(MATCH(AX$11,$AG52:$AJ52,0)),1,0)*IF(ISNUMBER($AF52),(1-$AF52),1) + IF(ISNUMBER(MATCH(AX$11,$AK52:$AP52,0)),-1,0)*_xlfn.IFS(ISNUMBER($AD52),$AD52,ISNUMBER($AE52),$AE52,ISNUMBER($AF52),$AF52,AND($AD52=0,$AE52=0,$AF52=0),1)","v":0},{"$f":"IF(ISNUMBER(MATCH(AY$11,$AG52:$AJ52,0)),1,0)*IF(ISNUMBER($AF52),(1-$AF52),1) + IF(ISNUMBER(MATCH(AY$11,$AK52:$AP52,0)),-1,0)*_xlfn.IFS(ISNUMBER($AD52),$AD52,ISNUMBER($AE52),$AE52,ISNUMBER($AF52),$AF52,AND($AD52=0,$AE52=0,$AF52=0),1)","v":0},{"$f":"IF(ISNUMBER(MATCH(AZ$11,$AG52:$AJ52,0)),1,0)*IF(ISNUMBER($AF52),(1-$AF52),1) + IF(ISNUMBER(MATCH(AZ$11,$AK52:$AP52,0)),-1,0)*_xlfn.IFS(ISNUMBER($AD52),$AD52,ISNUMBER($AE52),$AE52,ISNUMBER($AF52),$AF52,AND($AD52=0,$AE52=0,$AF52=0),1)","v":0},{"$f":"IF(ISNUMBER(MATCH(BA$11,$AG52:$AJ52,0)),1,0)*IF(ISNUMBER($AF52),(1-$AF52),1) + IF(ISNUMBER(MATCH(BA$11,$AK52:$AP52,0)),-1,0)*_xlfn.IFS(ISNUMBER($AD52),$AD52,ISNUMBER($AE52),$AE52,ISNUMBER($AF52),$AF52,AND($AD52=0,$AE52=0,$AF52=0),1)","v":0},{"$f":"IF(ISNUMBER(MATCH(BB$11,$AG52:$AJ52,0)),1,0)*IF(ISNUMBER($AF52),(1-$AF52),1) + IF(ISNUMBER(MATCH(BB$11,$AK52:$AP52,0)),-1,0)*_xlfn.IFS(ISNUMBER($AD52),$AD52,ISNUMBER($AE52),$AE52,ISNUMBER($AF52),$AF52,AND($AD52=0,$AE52=0,$AF52=0),1)","v":0},{"$f":"IF(ISNUMBER(MATCH(BC$11,$AG52:$AJ52,0)),1,0)*IF(ISNUMBER($AF52),(1-$AF52),1) + IF(ISNUMBER(MATCH(BC$11,$AK52:$AP52,0)),-1,0)*_xlfn.IFS(ISNUMBER($AD52),$AD52,ISNUMBER($AE52),$AE52,ISNUMBER($AF52),$AF52,AND($AD52=0,$AE52=0,$AF52=0),1)","v":0},{"$f":"IF(ISNUMBER(MATCH(BD$11,$AG52:$AJ52,0)),1,0)*IF(ISNUMBER($AF52),(1-$AF52),1) + IF(ISNUMBER(MATCH(BD$11,$AK52:$AP52,0)),-1,0)*_xlfn.IFS(ISNUMBER($AD52),$AD52,ISNUMBER($AE52),$AE52,ISNUMBER($AF52),$AF52,AND($AD52=0,$AE52=0,$AF52=0),1)","v":0},{"$f":"IF(ISNUMBER(MATCH(BE$11,$AG52:$AJ52,0)),1,0)*IF(ISNUMBER($AF52),(1-$AF52),1) + IF(ISNUMBER(MATCH(BE$11,$AK52:$AP52,0)),-1,0)*_xlfn.IFS(ISNUMBER($AD52),$AD52,ISNUMBER($AE52),$AE52,ISNUMBER($AF52),$AF52,AND($AD52=0,$AE52=0,$AF52=0),1)","v":0},{"$f":"IF(ISNUMBER(MATCH(BF$11,$AG52:$AJ52,0)),1,0)*IF(ISNUMBER($AF52),(1-$AF52),1) + IF(ISNUMBER(MATCH(BF$11,$AK52:$AP52,0)),-1,0)*_xlfn.IFS(ISNUMBER($AD52),$AD52,ISNUMBER($AE52),$AE52,ISNUMBER($AF52),$AF52,AND($AD52=0,$AE52=0,$AF52=0),1)","v":0},{"$f":"IF(ISNUMBER(MATCH(BG$11,$AG52:$AJ52,0)),1,0)*IF(ISNUMBER($AF52),(1-$AF52),1) + IF(ISNUMBER(MATCH(BG$11,$AK52:$AP52,0)),-1,0)*_xlfn.IFS(ISNUMBER($AD52),$AD52,ISNUMBER($AE52),$AE52,ISNUMBER($AF52),$AF52,AND($AD52=0,$AE52=0,$AF52=0),1)","v":0},{"$f":"IF(ISNUMBER(MATCH(BH$11,$AG52:$AJ52,0)),1,0)*IF(ISNUMBER($AF52),(1-$AF52),1) + IF(ISNUMBER(MATCH(BH$11,$AK52:$AP52,0)),-1,0)*_xlfn.IFS(ISNUMBER($AD52),$AD52,ISNUMBER($AE52),$AE52,ISNUMBER($AF52),$AF52,AND($AD52=0,$AE52=0,$AF52=0),1)","v":0},{"$f":"IF(ISNUMBER(MATCH(BI$11,$AG52:$AJ52,0)),1,0)*IF(ISNUMBER($AF52),(1-$AF52),1) + IF(ISNUMBER(MATCH(BI$11,$AK52:$AP52,0)),-1,0)*_xlfn.IFS(ISNUMBER($AD52),$AD52,ISNUMBER($AE52),$AE52,ISNUMBER($AF52),$AF52,AND($AD52=0,$AE52=0,$AF52=0),1)","v":0},{"$f":"IF(ISNUMBER(MATCH(BJ$11,$AG52:$AJ52,0)),1,0)*IF(ISNUMBER($AF52),(1-$AF52),1) + IF(ISNUMBER(MATCH(BJ$11,$AK52:$AP52,0)),-1,0)*_xlfn.IFS(ISNUMBER($AD52),$AD52,ISNUMBER($AE52),$AE52,ISNUMBER($AF52),$AF52,AND($AD52=0,$AE52=0,$AF52=0),1)","v":0},{"$f":"IF(ISNUMBER(MATCH(BK$11,$AG52:$AJ52,0)),1,0)*IF(ISNUMBER($AF52),(1-$AF52),1) + IF(ISNUMBER(MATCH(BK$11,$AK52:$AP52,0)),-1,0)*_xlfn.IFS(ISNUMBER($AD52),$AD52,ISNUMBER($AE52),$AE52,ISNUMBER($AF52),$AF52,AND($AD52=0,$AE52=0,$AF52=0),1)","v":0},{"$f":"IF(ISNUMBER(MATCH(BL$11,$AG52:$AJ52,0)),1,0)*IF(ISNUMBER($AF52),(1-$AF52),1) + IF(ISNUMBER(MATCH(BL$11,$AK52:$AP52,0)),-1,0)*_xlfn.IFS(ISNUMBER($AD52),$AD52,ISNUMBER($AE52),$AE52,ISNUMBER($AF52),$AF52,AND($AD52=0,$AE52=0,$AF52=0),1)","v":0},{"$f":"IF(ISNUMBER(MATCH(BM$11,$AG52:$AJ52,0)),1,0)*IF(ISNUMBER($AF52),(1-$AF52),1) + IF(ISNUMBER(MATCH(BM$11,$AK52:$AP52,0)),-1,0)*_xlfn.IFS(ISNUMBER($AD52),$AD52,ISNUMBER($AE52),$AE52,ISNUMBER($AF52),$AF52,AND($AD52=0,$AE52=0,$AF52=0),1)","v":0},{"$f":"IF(ISNUMBER(MATCH(BN$11,$AG52:$AJ52,0)),1,0)*IF(ISNUMBER($AF52),(1-$AF52),1) + IF(ISNUMBER(MATCH(BN$11,$AK52:$AP52,0)),-1,0)*_xlfn.IFS(ISNUMBER($AD52),$AD52,ISNUMBER($AE52),$AE52,ISNUMBER($AF52),$AF52,AND($AD52=0,$AE52=0,$AF52=0),1)","v":0},{"$f":"IF(ISNUMBER(MATCH(BO$11,$AG52:$AJ52,0)),1,0)*IF(ISNUMBER($AF52),(1-$AF52),1) + IF(ISNUMBER(MATCH(BO$11,$AK52:$AP52,0)),-1,0)*_xlfn.IFS(ISNUMBER($AD52),$AD52,ISNUMBER($AE52),$AE52,ISNUMBER($AF52),$AF52,AND($AD52=0,$AE52=0,$AF52=0),1)","v":0},{"$f":"IF(ISNUMBER(MATCH(BP$11,$AG52:$AJ52,0)),1,0)*IF(ISNUMBER($AF52),(1-$AF52),1) + IF(ISNUMBER(MATCH(BP$11,$AK52:$AP52,0)),-1,0)*_xlfn.IFS(ISNUMBER($AD52),$AD52,ISNUMBER($AE52),$AE52,ISNUMBER($AF52),$AF52,AND($AD52=0,$AE52=0,$AF52=0),1)","v":0},{"$f":"IF(ISNUMBER(MATCH(BQ$11,$AG52:$AJ52,0)),1,0)*IF(ISNUMBER($AF52),(1-$AF52),1) + IF(ISNUMBER(MATCH(BQ$11,$AK52:$AP52,0)),-1,0)*_xlfn.IFS(ISNUMBER($AD52),$AD52,ISNUMBER($AE52),$AE52,ISNUMBER($AF52),$AF52,AND($AD52=0,$AE52=0,$AF52=0),1)","v":0},{"$f":"IF(ISNUMBER(MATCH(BR$11,$AG52:$AJ52,0)),1,0)*IF(ISNUMBER($AF52),(1-$AF52),1) + IF(ISNUMBER(MATCH(BR$11,$AK52:$AP52,0)),-1,0)*_xlfn.IFS(ISNUMBER($AD52),$AD52,ISNUMBER($AE52),$AE52,ISNUMBER($AF52),$AF52,AND($AD52=0,$AE52=0,$AF52=0),1)","v":0},{"$f":"IF(ISNUMBER(MATCH(BS$11,$AG52:$AJ52,0)),1,0)*IF(ISNUMBER($AF52),(1-$AF52),1) + IF(ISNUMBER(MATCH(BS$11,$AK52:$AP52,0)),-1,0)*_xlfn.IFS(ISNUMBER($AD52),$AD52,ISNUMBER($AE52),$AE52,ISNUMBER($AF52),$AF52,AND($AD52=0,$AE52=0,$AF52=0),1)","v":1},{"$f":"IF(ISNUMBER(MATCH(BT$11,$AG52:$AJ52,0)),1,0)*IF(ISNUMBER($AF52),(1-$AF52),1) + IF(ISNUMBER(MATCH(BT$11,$AK52:$AP52,0)),-1,0)*_xlfn.IFS(ISNUMBER($AD52),$AD52,ISNUMBER($AE52),$AE52,ISNUMBER($AF52),$AF52,AND($AD52=0,$AE52=0,$AF52=0),1)","v":0},{"$f":"IF(ISNUMBER(MATCH(BU$11,$AG52:$AJ52,0)),1,0)*IF(ISNUMBER($AF52),(1-$AF52),1) + IF(ISNUMBER(MATCH(BU$11,$AK52:$AP52,0)),-1,0)*_xlfn.IFS(ISNUMBER($AD52),$AD52,ISNUMBER($AE52),$AE52,ISNUMBER($AF52),$AF52,AND($AD52=0,$AE52=0,$AF52=0),1)","v":0},{"$f":"IF(ISNUMBER(MATCH(BV$11,$AG52:$AJ52,0)),1,0)*IF(ISNUMBER($AF52),(1-$AF52),1) + IF(ISNUMBER(MATCH(BV$11,$AK52:$AP52,0)),-1,0)*_xlfn.IFS(ISNUMBER($AD52),$AD52,ISNUMBER($AE52),$AE52,ISNUMBER($AF52),$AF52,AND($AD52=0,$AE52=0,$AF52=0),1)","v":0},{"$f":"IF(ISNUMBER(MATCH(BW$11,$AG52:$AJ52,0)),1,0)*IF(ISNUMBER($AF52),(1-$AF52),1) + IF(ISNUMBER(MATCH(BW$11,$AK52:$AP52,0)),-1,0)*_xlfn.IFS(ISNUMBER($AD52),$AD52,ISNUMBER($AE52),$AE52,ISNUMBER($AF52),$AF52,AND($AD52=0,$AE52=0,$AF52=0),1)","v":0},{"$f":"IF(ISNUMBER(MATCH(BX$11,$AG52:$AJ52,0)),1,0)*IF(ISNUMBER($AF52),(1-$AF52),1) + IF(ISNUMBER(MATCH(BX$11,$AK52:$AP52,0)),-1,0)*_xlfn.IFS(ISNUMBER($AD52),$AD52,ISNUMBER($AE52),$AE52,ISNUMBER($AF52),$AF52,AND($AD52=0,$AE52=0,$AF52=0),1)","v":0},{"$f":"IF(ISNUMBER(MATCH(BY$11,$AG52:$AJ52,0)),1,0)*IF(ISNUMBER($AF52),(1-$AF52),1) + IF(ISNUMBER(MATCH(BY$11,$AK52:$AP52,0)),-1,0)*_xlfn.IFS(ISNUMBER($AD52),$AD52,ISNUMBER($AE52),$AE52,ISNUMBER($AF52),$AF52,AND($AD52=0,$AE52=0,$AF52=0),1)","v":0},{"$f":"IF(ISNUMBER(MATCH(BZ$11,$AG52:$AJ52,0)),1,0)*IF(ISNUMBER($AF52),(1-$AF52),1) + IF(ISNUMBER(MATCH(BZ$11,$AK52:$AP52,0)),-1,0)*_xlfn.IFS(ISNUMBER($AD52),$AD52,ISNUMBER($AE52),$AE52,ISNUMBER($AF52),$AF52,AND($AD52=0,$AE52=0,$AF52=0),1)","v":0},{"$f":"IF(ISNUMBER(MATCH(CA$11,$AG52:$AJ52,0)),1,0)*IF(ISNUMBER($AF52),(1-$AF52),1) + IF(ISNUMBER(MATCH(CA$11,$AK52:$AP52,0)),-1,0)*_xlfn.IFS(ISNUMBER($AD52),$AD52,ISNUMBER($AE52),$AE52,ISNUMBER($AF52),$AF52,AND($AD52=0,$AE52=0,$AF52=0),1)","v":0},{"$f":"IF(ISNUMBER(MATCH(CB$11,$AG52:$AJ52,0)),1,0)*IF(ISNUMBER($AF52),(1-$AF52),1) + IF(ISNUMBER(MATCH(CB$11,$AK52:$AP52,0)),-1,0)*_xlfn.IFS(ISNUMBER($AD52),$AD52,ISNUMBER($AE52),$AE52,ISNUMBER($AF52),$AF52,AND($AD52=0,$AE52=0,$AF52=0),1)","v":0},{"$f":"IF(ISNUMBER(MATCH(CC$11,$AG52:$AJ52,0)),1,0)*IF(ISNUMBER($AF52),(1-$AF52),1) + IF(ISNUMBER(MATCH(CC$11,$AK52:$AP52,0)),-1,0)*_xlfn.IFS(ISNUMBER($AD52),$AD52,ISNUMBER($AE52),$AE52,ISNUMBER($AF52),$AF52,AND($AD52=0,$AE52=0,$AF52=0),1)","v":0},{"$f":"IF(ISNUMBER(MATCH(CD$11,$AG52:$AJ52,0)),1,0)*IF(ISNUMBER($AF52),(1-$AF52),1) + IF(ISNUMBER(MATCH(CD$11,$AK52:$AP52,0)),-1,0)*_xlfn.IFS(ISNUMBER($AD52),$AD52,ISNUMBER($AE52),$AE52,ISNUMBER($AF52),$AF52,AND($AD52=0,$AE52=0,$AF52=0),1)","v":0},{"$f":"IF(ISNUMBER(MATCH(CE$11,$AG52:$AJ52,0)),1,0)*IF(ISNUMBER($AF52),(1-$AF52),1) + IF(ISNUMBER(MATCH(CE$11,$AK52:$AP52,0)),-1,0)*_xlfn.IFS(ISNUMBER($AD52),$AD52,ISNUMBER($AE52),$AE52,ISNUMBER($AF52),$AF52,AND($AD52=0,$AE52=0,$AF52=0),1)","v":0},{"$f":"IF(ISNUMBER(MATCH(CF$11,$AG52:$AJ52,0)),1,0)*IF(ISNUMBER($AF52),(1-$AF52),1) + IF(ISNUMBER(MATCH(CF$11,$AK52:$AP52,0)),-1,0)*_xlfn.IFS(ISNUMBER($AD52),$AD52,ISNUMBER($AE52),$AE52,ISNUMBER($AF52),$AF52,AND($AD52=0,$AE52=0,$AF52=0),1)","v":0},{"$f":"IF(ISNUMBER(MATCH(CG$11,$AG52:$AJ52,0)),1,0)*IF(ISNUMBER($AF52),(1-$AF52),1) + IF(ISNUMBER(MATCH(CG$11,$AK52:$AP52,0)),-1,0)*_xlfn.IFS(ISNUMBER($AD52),$AD52,ISNUMBER($AE52),$AE52,ISNUMBER($AF52),$AF52,AND($AD52=0,$AE52=0,$AF52=0),1)","v":0},{"$f":"IF(ISNUMBER(MATCH(CH$11,$AG52:$AJ52,0)),1,0)*IF(ISNUMBER($AF52),(1-$AF52),1) + IF(ISNUMBER(MATCH(CH$11,$AK52:$AP52,0)),-1,0)*_xlfn.IFS(ISNUMBER($AD52),$AD52,ISNUMBER($AE52),$AE52,ISNUMBER($AF52),$AF52,AND($AD52=0,$AE52=0,$AF52=0),1)","v":0},{"$f":"IF(ISNUMBER(MATCH(CI$11,$AG52:$AJ52,0)),1,0)*IF(ISNUMBER($AF52),(1-$AF52),1) + IF(ISNUMBER(MATCH(CI$11,$AK52:$AP52,0)),-1,0)*_xlfn.IFS(ISNUMBER($AD52),$AD52,ISNUMBER($AE52),$AE52,ISNUMBER($AF52),$AF52,AND($AD52=0,$AE52=0,$AF52=0),1)","v":0},{"$f":"IF(ISNUMBER(MATCH(CJ$11,$AG52:$AJ52,0)),1,0)*IF(ISNUMBER($AF52),(1-$AF52),1) + IF(ISNUMBER(MATCH(CJ$11,$AK52:$AP52,0)),-1,0)*_xlfn.IFS(ISNUMBER($AD52),$AD52,ISNUMBER($AE52),$AE52,ISNUMBER($AF52),$AF52,AND($AD52=0,$AE52=0,$AF52=0),1)","v":0},{"$f":"IF(ISNUMBER(MATCH(CK$11,$AG52:$AJ52,0)),1,0)*IF(ISNUMBER($AF52),(1-$AF52),1) + IF(ISNUMBER(MATCH(CK$11,$AK52:$AP52,0)),-1,0)*_xlfn.IFS(ISNUMBER($AD52),$AD52,ISNUMBER($AE52),$AE52,ISNUMBER($AF52),$AF52,AND($AD52=0,$AE52=0,$AF52=0),1)","v":0},{"$f":"IF(ISNUMBER(MATCH(CL$11,$AG52:$AJ52,0)),1,0)*IF(ISNUMBER($AF52),(1-$AF52),1) + IF(ISNUMBER(MATCH(CL$11,$AK52:$AP52,0)),-1,0)*_xlfn.IFS(ISNUMBER($AD52),$AD52,ISNUMBER($AE52),$AE52,ISNUMBER($AF52),$AF52,AND($AD52=0,$AE52=0,$AF52=0),1)","v":0},{"$f":"IF(ISNUMBER(MATCH(CM$11,$AG52:$AJ52,0)),1,0)*IF(ISNUMBER($AF52),(1-$AF52),1) + IF(ISNUMBER(MATCH(CM$11,$AK52:$AP52,0)),-1,0)*_xlfn.IFS(ISNUMBER($AD52),$AD52,ISNUMBER($AE52),$AE52,ISNUMBER($AF52),$AF52,AND($AD52=0,$AE52=0,$AF52=0),1)","v":0},{"$f":"IF(ISNUMBER(MATCH(CN$11,$AG52:$AJ52,0)),1,0)*IF(ISNUMBER($AF52),(1-$AF52),1) + IF(ISNUMBER(MATCH(CN$11,$AK52:$AP52,0)),-1,0)*_xlfn.IFS(ISNUMBER($AD52),$AD52,ISNUMBER($AE52),$AE52,ISNUMBER($AF52),$AF52,AND($AD52=0,$AE52=0,$AF52=0),1)","v":0},{"$f":"IF(ISNUMBER(MATCH(CO$11,$AG52:$AJ52,0)),1,0)*IF(ISNUMBER($AF52),(1-$AF52),1) + IF(ISNUMBER(MATCH(CO$11,$AK52:$AP52,0)),-1,0)*_xlfn.IFS(ISNUMBER($AD52),$AD52,ISNUMBER($AE52),$AE52,ISNUMBER($AF52),$AF52,AND($AD52=0,$AE52=0,$AF52=0),1)","v":0},{"$f":"IF(ISNUMBER(MATCH(CP$11,$AG52:$AJ52,0)),1,0)*IF(ISNUMBER($AF52),(1-$AF52),1) + IF(ISNUMBER(MATCH(CP$11,$AK52:$AP52,0)),-1,0)*_xlfn.IFS(ISNUMBER($AD52),$AD52,ISNUMBER($AE52),$AE52,ISNUMBER($AF52),$AF52,AND($AD52=0,$AE52=0,$AF52=0),1)","v":0},{"$f":"IF(ISNUMBER(MATCH(CQ$11,$AG52:$AJ52,0)),1,0)*IF(ISNUMBER($AF52),(1-$AF52),1) + IF(ISNUMBER(MATCH(CQ$11,$AK52:$AP52,0)),-1,0)*_xlfn.IFS(ISNUMBER($AD52),$AD52,ISNUMBER($AE52),$AE52,ISNUMBER($AF52),$AF52,AND($AD52=0,$AE52=0,$AF52=0),1)","v":0},{"$f":"IF(ISNUMBER(MATCH(CR$11,$AG52:$AJ52,0)),1,0)*IF(ISNUMBER($AF52),(1-$AF52),1) + IF(ISNUMBER(MATCH(CR$11,$AK52:$AP52,0)),-1,0)*_xlfn.IFS(ISNUMBER($AD52),$AD52,ISNUMBER($AE52),$AE52,ISNUMBER($AF52),$AF52,AND($AD52=0,$AE52=0,$AF52=0),1)","v":0},{"$f":"IF(ISNUMBER(MATCH(CS$11,$AG52:$AJ52,0)),1,0)*IF(ISNUMBER($AF52),(1-$AF52),1) + IF(ISNUMBER(MATCH(CS$11,$AK52:$AP52,0)),-1,0)*_xlfn.IFS(ISNUMBER($AD52),$AD52,ISNUMBER($AE52),$AE52,ISNUMBER($AF52),$AF52,AND($AD52=0,$AE52=0,$AF52=0),1)","v":0},{"$f":"IF(ISNUMBER(MATCH(CT$11,$AG52:$AJ52,0)),1,0)*IF(ISNUMBER($AF52),(1-$AF52),1) + IF(ISNUMBER(MATCH(CT$11,$AK52:$AP52,0)),-1,0)*_xlfn.IFS(ISNUMBER($AD52),$AD52,ISNUMBER($AE52),$AE52,ISNUMBER($AF52),$AF52,AND($AD52=0,$AE52=0,$AF52=0),1)","v":0},{"$f":"IF(ISNUMBER(MATCH(CU$11,$AG52:$AJ52,0)),1,0)*IF(ISNUMBER($AF52),(1-$AF52),1) + IF(ISNUMBER(MATCH(CU$11,$AK52:$AP52,0)),-1,0)*_xlfn.IFS(ISNUMBER($AD52),$AD52,ISNUMBER($AE52),$AE52,ISNUMBER($AF52),$AF52,AND($AD52=0,$AE52=0,$AF52=0),1)","v":0},{"$f":"IF(ISNUMBER(MATCH(CV$11,$AG52:$AJ52,0)),1,0)*IF(ISNUMBER($AF52),(1-$AF52),1) + IF(ISNUMBER(MATCH(CV$11,$AK52:$AP52,0)),-1,0)*_xlfn.IFS(ISNUMBER($AD52),$AD52,ISNUMBER($AE52),$AE52,ISNUMBER($AF52),$AF52,AND($AD52=0,$AE52=0,$AF52=0),1)","v":0},{"$f":"IF(ISNUMBER(MATCH(CW$11,$AG52:$AJ52,0)),1,0)*IF(ISNUMBER($AF52),(1-$AF52),1) + IF(ISNUMBER(MATCH(CW$11,$AK52:$AP52,0)),-1,0)*_xlfn.IFS(ISNUMBER($AD52),$AD52,ISNUMBER($AE52),$AE52,ISNUMBER($AF52),$AF52,AND($AD52=0,$AE52=0,$AF52=0),1)","v":0},{"$f":"IF(ISNUMBER(MATCH(CX$11,$AG52:$AJ52,0)),1,0)*IF(ISNUMBER($AF52),(1-$AF52),1) + IF(ISNUMBER(MATCH(CX$11,$AK52:$AP52,0)),-1,0)*_xlfn.IFS(ISNUMBER($AD52),$AD52,ISNUMBER($AE52),$AE52,ISNUMBER($AF52),$AF52,AND($AD52=0,$AE52=0,$AF52=0),1)","v":0},{"$f":"IF(ISNUMBER(MATCH(CY$11,$AG52:$AJ52,0)),1,0)*IF(ISNUMBER($AF52),(1-$AF52),1) + IF(ISNUMBER(MATCH(CY$11,$AK52:$AP52,0)),-1,0)*_xlfn.IFS(ISNUMBER($AD52),$AD52,ISNUMBER($AE52),$AE52,ISNUMBER($AF52),$AF52,AND($AD52=0,$AE52=0,$AF52=0),1)","v":0},{"$f":"IF(ISNUMBER(MATCH(CZ$11,$AG52:$AJ52,0)),1,0)*IF(ISNUMBER($AF52),(1-$AF52),1) + IF(ISNUMBER(MATCH(CZ$11,$AK52:$AP52,0)),-1,0)*_xlfn.IFS(ISNUMBER($AD52),$AD52,ISNUMBER($AE52),$AE52,ISNUMBER($AF52),$AF52,AND($AD52=0,$AE52=0,$AF52=0),1)","v":0},{"$f":"IF(ISNUMBER(MATCH(DA$11,$AG52:$AJ52,0)),1,0)*IF(ISNUMBER($AF52),(1-$AF52),1) + IF(ISNUMBER(MATCH(DA$11,$AK52:$AP52,0)),-1,0)*_xlfn.IFS(ISNUMBER($AD52),$AD52,ISNUMBER($AE52),$AE52,ISNUMBER($AF52),$AF52,AND($AD52=0,$AE52=0,$AF52=0),1)","v":0},{"$f":"IF(ISNUMBER(MATCH(DB$11,$AG52:$AJ52,0)),1,0)*IF(ISNUMBER($AF52),(1-$AF52),1) + IF(ISNUMBER(MATCH(DB$11,$AK52:$AP52,0)),-1,0)*_xlfn.IFS(ISNUMBER($AD52),$AD52,ISNUMBER($AE52),$AE52,ISNUMBER($AF52),$AF52,AND($AD52=0,$AE52=0,$AF52=0),1)","v":0},{"$f":"IF(ISNUMBER(MATCH(DC$11,$AG52:$AJ52,0)),1,0)*IF(ISNUMBER($AF52),(1-$AF52),1) + IF(ISNUMBER(MATCH(DC$11,$AK52:$AP52,0)),-1,0)*_xlfn.IFS(ISNUMBER($AD52),$AD52,ISNUMBER($AE52),$AE52,ISNUMBER($AF52),$AF52,AND($AD52=0,$AE52=0,$AF52=0),1)","v":0},{"$f":"IF(ISNUMBER(MATCH(DD$11,$AG52:$AJ52,0)),1,0)*IF(ISNUMBER($AF52),(1-$AF52),1) + IF(ISNUMBER(MATCH(DD$11,$AK52:$AP52,0)),-1,0)*_xlfn.IFS(ISNUMBER($AD52),$AD52,ISNUMBER($AE52),$AE52,ISNUMBER($AF52),$AF52,AND($AD52=0,$AE52=0,$AF52=0),1)","v":0},{"$f":"IF(ISNUMBER(MATCH(DE$11,$AG52:$AJ52,0)),1,0)*IF(ISNUMBER($AF52),(1-$AF52),1) + IF(ISNUMBER(MATCH(DE$11,$AK52:$AP52,0)),-1,0)*_xlfn.IFS(ISNUMBER($AD52),$AD52,ISNUMBER($AE52),$AE52,ISNUMBER($AF52),$AF52,AND($AD52=0,$AE52=0,$AF52=0),1)","v":0},null,0,"Datarooms","CRIT","Load",null,null,null,null,null,null,null,null,null,"e_drms_crit-dr3",-4.3368086899420177E-19,1.0266130853743962E-13,0,0,0,0,0,0,0,0,0,0,0,0,0,0,0,0,0,0,0,5.5511151231257827E-17,0,0,0,0,0,0,0,0,0,0,0,0,0,0,0,0,0,-1,0,1,1,0,-1,0,0,0,0,0,0,0,0,0,0,0,0,0,0,-4.3368086899420177E-19,0,0,0,0,0,0,0,0,null,null,null,null,null,null,null,null,null,null,null,"e_drms_crit-dr3",null,1.0266130853743962E-13,0,0,0,0,0,0,0,0,0,0,0,0,0,0,0,0,0,0,0,5.5511151231257827E-17,0,0,0,0,0,0,0,0,0,0,0,0,0,0,0,0,0,-1,0,1,1,0,-1,0,0,0,0,0,0,0,0,0,0,0,0,0,0,-4.3368086899420177E-19,0,0,0,0,0,0,0,0,null,null,"e_drms_crit-dr3",1.0266130853743962E-13,0,0,0,0,0,0,0,0,0,0,0,0,0,0,0,0,0,0,0,5.5511151231257827E-17,0,0,0,0,0,0,0,0,0,0,0,0,0,0,0,0,0,-1,0,1,1,0,-1,0,0,0,0,0,0,0,0,0,0,0,0,0,0,0,0,0,0,0,0,0,0,0]
[null,null,null,null,null,null,null,null,null,null,null,null,null,null,null,null,null,null,"q_dr1_cls,l",686.13364819885578,686.13364819885567,686.13364819885578,686.13364819885578,686.13364819885578,686.13364819885578,null,"MECH","Prop",null,{"$f":"'IT Load Datarooms Calculate'!H95","v":0},null,null,"e_drms_oh-dr4",null,null,null,"e_drms_crit-dr4",null,null,null,null,null,null,{"$f":"IF(ISNUMBER(MATCH(AR$11,$AG53:$AJ53,0)),1,0)*IF(ISNUMBER($AF53),(1-$AF53),1) + IF(ISNUMBER(MATCH(AR$11,$AK53:$AP53,0)),-1,0)*_xlfn.IFS(ISNUMBER($AD53),$AD53,ISNUMBER($AE53),$AE53,ISNUMBER($AF53),$AF53,AND($AD53=0,$AE53=0,$AF53=0),1)","v":0},{"$f":"IF(ISNUMBER(MATCH(AS$11,$AG53:$AJ53,0)),1,0)*IF(ISNUMBER($AF53),(1-$AF53),1) + IF(ISNUMBER(MATCH(AS$11,$AK53:$AP53,0)),-1,0)*_xlfn.IFS(ISNUMBER($AD53),$AD53,ISNUMBER($AE53),$AE53,ISNUMBER($AF53),$AF53,AND($AD53=0,$AE53=0,$AF53=0),1)","v":0},{"$f":"IF(ISNUMBER(MATCH(AT$11,$AG53:$AJ53,0)),1,0)*IF(ISNUMBER($AF53),(1-$AF53),1) + IF(ISNUMBER(MATCH(AT$11,$AK53:$AP53,0)),-1,0)*_xlfn.IFS(ISNUMBER($AD53),$AD53,ISNUMBER($AE53),$AE53,ISNUMBER($AF53),$AF53,AND($AD53=0,$AE53=0,$AF53=0),1)","v":0},{"$f":"IF(ISNUMBER(MATCH(AU$11,$AG53:$AJ53,0)),1,0)*IF(ISNUMBER($AF53),(1-$AF53),1) + IF(ISNUMBER(MATCH(AU$11,$AK53:$AP53,0)),-1,0)*_xlfn.IFS(ISNUMBER($AD53),$AD53,ISNUMBER($AE53),$AE53,ISNUMBER($AF53),$AF53,AND($AD53=0,$AE53=0,$AF53=0),1)","v":0},{"$f":"IF(ISNUMBER(MATCH(AV$11,$AG53:$AJ53,0)),1,0)*IF(ISNUMBER($AF53),(1-$AF53),1) + IF(ISNUMBER(MATCH(AV$11,$AK53:$AP53,0)),-1,0)*_xlfn.IFS(ISNUMBER($AD53),$AD53,ISNUMBER($AE53),$AE53,ISNUMBER($AF53),$AF53,AND($AD53=0,$AE53=0,$AF53=0),1)","v":0},{"$f":"IF(ISNUMBER(MATCH(AW$11,$AG53:$AJ53,0)),1,0)*IF(ISNUMBER($AF53),(1-$AF53),1) + IF(ISNUMBER(MATCH(AW$11,$AK53:$AP53,0)),-1,0)*_xlfn.IFS(ISNUMBER($AD53),$AD53,ISNUMBER($AE53),$AE53,ISNUMBER($AF53),$AF53,AND($AD53=0,$AE53=0,$AF53=0),1)","v":0},{"$f":"IF(ISNUMBER(MATCH(AX$11,$AG53:$AJ53,0)),1,0)*IF(ISNUMBER($AF53),(1-$AF53),1) + IF(ISNUMBER(MATCH(AX$11,$AK53:$AP53,0)),-1,0)*_xlfn.IFS(ISNUMBER($AD53),$AD53,ISNUMBER($AE53),$AE53,ISNUMBER($AF53),$AF53,AND($AD53=0,$AE53=0,$AF53=0),1)","v":0},{"$f":"IF(ISNUMBER(MATCH(AY$11,$AG53:$AJ53,0)),1,0)*IF(ISNUMBER($AF53),(1-$AF53),1) + IF(ISNUMBER(MATCH(AY$11,$AK53:$AP53,0)),-1,0)*_xlfn.IFS(ISNUMBER($AD53),$AD53,ISNUMBER($AE53),$AE53,ISNUMBER($AF53),$AF53,AND($AD53=0,$AE53=0,$AF53=0),1)","v":0},{"$f":"IF(ISNUMBER(MATCH(AZ$11,$AG53:$AJ53,0)),1,0)*IF(ISNUMBER($AF53),(1-$AF53),1) + IF(ISNUMBER(MATCH(AZ$11,$AK53:$AP53,0)),-1,0)*_xlfn.IFS(ISNUMBER($AD53),$AD53,ISNUMBER($AE53),$AE53,ISNUMBER($AF53),$AF53,AND($AD53=0,$AE53=0,$AF53=0),1)","v":0},{"$f":"IF(ISNUMBER(MATCH(BA$11,$AG53:$AJ53,0)),1,0)*IF(ISNUMBER($AF53),(1-$AF53),1) + IF(ISNUMBER(MATCH(BA$11,$AK53:$AP53,0)),-1,0)*_xlfn.IFS(ISNUMBER($AD53),$AD53,ISNUMBER($AE53),$AE53,ISNUMBER($AF53),$AF53,AND($AD53=0,$AE53=0,$AF53=0),1)","v":0},{"$f":"IF(ISNUMBER(MATCH(BB$11,$AG53:$AJ53,0)),1,0)*IF(ISNUMBER($AF53),(1-$AF53),1) + IF(ISNUMBER(MATCH(BB$11,$AK53:$AP53,0)),-1,0)*_xlfn.IFS(ISNUMBER($AD53),$AD53,ISNUMBER($AE53),$AE53,ISNUMBER($AF53),$AF53,AND($AD53=0,$AE53=0,$AF53=0),1)","v":0},{"$f":"IF(ISNUMBER(MATCH(BC$11,$AG53:$AJ53,0)),1,0)*IF(ISNUMBER($AF53),(1-$AF53),1) + IF(ISNUMBER(MATCH(BC$11,$AK53:$AP53,0)),-1,0)*_xlfn.IFS(ISNUMBER($AD53),$AD53,ISNUMBER($AE53),$AE53,ISNUMBER($AF53),$AF53,AND($AD53=0,$AE53=0,$AF53=0),1)","v":0},{"$f":"IF(ISNUMBER(MATCH(BD$11,$AG53:$AJ53,0)),1,0)*IF(ISNUMBER($AF53),(1-$AF53),1) + IF(ISNUMBER(MATCH(BD$11,$AK53:$AP53,0)),-1,0)*_xlfn.IFS(ISNUMBER($AD53),$AD53,ISNUMBER($AE53),$AE53,ISNUMBER($AF53),$AF53,AND($AD53=0,$AE53=0,$AF53=0),1)","v":0},{"$f":"IF(ISNUMBER(MATCH(BE$11,$AG53:$AJ53,0)),1,0)*IF(ISNUMBER($AF53),(1-$AF53),1) + IF(ISNUMBER(MATCH(BE$11,$AK53:$AP53,0)),-1,0)*_xlfn.IFS(ISNUMBER($AD53),$AD53,ISNUMBER($AE53),$AE53,ISNUMBER($AF53),$AF53,AND($AD53=0,$AE53=0,$AF53=0),1)","v":0},{"$f":"IF(ISNUMBER(MATCH(BF$11,$AG53:$AJ53,0)),1,0)*IF(ISNUMBER($AF53),(1-$AF53),1) + IF(ISNUMBER(MATCH(BF$11,$AK53:$AP53,0)),-1,0)*_xlfn.IFS(ISNUMBER($AD53),$AD53,ISNUMBER($AE53),$AE53,ISNUMBER($AF53),$AF53,AND($AD53=0,$AE53=0,$AF53=0),1)","v":0},{"$f":"IF(ISNUMBER(MATCH(BG$11,$AG53:$AJ53,0)),1,0)*IF(ISNUMBER($AF53),(1-$AF53),1) + IF(ISNUMBER(MATCH(BG$11,$AK53:$AP53,0)),-1,0)*_xlfn.IFS(ISNUMBER($AD53),$AD53,ISNUMBER($AE53),$AE53,ISNUMBER($AF53),$AF53,AND($AD53=0,$AE53=0,$AF53=0),1)","v":0},{"$f":"IF(ISNUMBER(MATCH(BH$11,$AG53:$AJ53,0)),1,0)*IF(ISNUMBER($AF53),(1-$AF53),1) + IF(ISNUMBER(MATCH(BH$11,$AK53:$AP53,0)),-1,0)*_xlfn.IFS(ISNUMBER($AD53),$AD53,ISNUMBER($AE53),$AE53,ISNUMBER($AF53),$AF53,AND($AD53=0,$AE53=0,$AF53=0),1)","v":0},{"$f":"IF(ISNUMBER(MATCH(BI$11,$AG53:$AJ53,0)),1,0)*IF(ISNUMBER($AF53),(1-$AF53),1) + IF(ISNUMBER(MATCH(BI$11,$AK53:$AP53,0)),-1,0)*_xlfn.IFS(ISNUMBER($AD53),$AD53,ISNUMBER($AE53),$AE53,ISNUMBER($AF53),$AF53,AND($AD53=0,$AE53=0,$AF53=0),1)","v":0},{"$f":"IF(ISNUMBER(MATCH(BJ$11,$AG53:$AJ53,0)),1,0)*IF(ISNUMBER($AF53),(1-$AF53),1) + IF(ISNUMBER(MATCH(BJ$11,$AK53:$AP53,0)),-1,0)*_xlfn.IFS(ISNUMBER($AD53),$AD53,ISNUMBER($AE53),$AE53,ISNUMBER($AF53),$AF53,AND($AD53=0,$AE53=0,$AF53=0),1)","v":0},{"$f":"IF(ISNUMBER(MATCH(BK$11,$AG53:$AJ53,0)),1,0)*IF(ISNUMBER($AF53),(1-$AF53),1) + IF(ISNUMBER(MATCH(BK$11,$AK53:$AP53,0)),-1,0)*_xlfn.IFS(ISNUMBER($AD53),$AD53,ISNUMBER($AE53),$AE53,ISNUMBER($AF53),$AF53,AND($AD53=0,$AE53=0,$AF53=0),1)","v":0},{"$f":"IF(ISNUMBER(MATCH(BL$11,$AG53:$AJ53,0)),1,0)*IF(ISNUMBER($AF53),(1-$AF53),1) + IF(ISNUMBER(MATCH(BL$11,$AK53:$AP53,0)),-1,0)*_xlfn.IFS(ISNUMBER($AD53),$AD53,ISNUMBER($AE53),$AE53,ISNUMBER($AF53),$AF53,AND($AD53=0,$AE53=0,$AF53=0),1)","v":0},{"$f":"IF(ISNUMBER(MATCH(BM$11,$AG53:$AJ53,0)),1,0)*IF(ISNUMBER($AF53),(1-$AF53),1) + IF(ISNUMBER(MATCH(BM$11,$AK53:$AP53,0)),-1,0)*_xlfn.IFS(ISNUMBER($AD53),$AD53,ISNUMBER($AE53),$AE53,ISNUMBER($AF53),$AF53,AND($AD53=0,$AE53=0,$AF53=0),1)","v":0},{"$f":"IF(ISNUMBER(MATCH(BN$11,$AG53:$AJ53,0)),1,0)*IF(ISNUMBER($AF53),(1-$AF53),1) + IF(ISNUMBER(MATCH(BN$11,$AK53:$AP53,0)),-1,0)*_xlfn.IFS(ISNUMBER($AD53),$AD53,ISNUMBER($AE53),$AE53,ISNUMBER($AF53),$AF53,AND($AD53=0,$AE53=0,$AF53=0),1)","v":0},{"$f":"IF(ISNUMBER(MATCH(BO$11,$AG53:$AJ53,0)),1,0)*IF(ISNUMBER($AF53),(1-$AF53),1) + IF(ISNUMBER(MATCH(BO$11,$AK53:$AP53,0)),-1,0)*_xlfn.IFS(ISNUMBER($AD53),$AD53,ISNUMBER($AE53),$AE53,ISNUMBER($AF53),$AF53,AND($AD53=0,$AE53=0,$AF53=0),1)","v":0},{"$f":"IF(ISNUMBER(MATCH(BP$11,$AG53:$AJ53,0)),1,0)*IF(ISNUMBER($AF53),(1-$AF53),1) + IF(ISNUMBER(MATCH(BP$11,$AK53:$AP53,0)),-1,0)*_xlfn.IFS(ISNUMBER($AD53),$AD53,ISNUMBER($AE53),$AE53,ISNUMBER($AF53),$AF53,AND($AD53=0,$AE53=0,$AF53=0),1)","v":0},{"$f":"IF(ISNUMBER(MATCH(BQ$11,$AG53:$AJ53,0)),1,0)*IF(ISNUMBER($AF53),(1-$AF53),1) + IF(ISNUMBER(MATCH(BQ$11,$AK53:$AP53,0)),-1,0)*_xlfn.IFS(ISNUMBER($AD53),$AD53,ISNUMBER($AE53),$AE53,ISNUMBER($AF53),$AF53,AND($AD53=0,$AE53=0,$AF53=0),1)","v":0},{"$f":"IF(ISNUMBER(MATCH(BR$11,$AG53:$AJ53,0)),1,0)*IF(ISNUMBER($AF53),(1-$AF53),1) + IF(ISNUMBER(MATCH(BR$11,$AK53:$AP53,0)),-1,0)*_xlfn.IFS(ISNUMBER($AD53),$AD53,ISNUMBER($AE53),$AE53,ISNUMBER($AF53),$AF53,AND($AD53=0,$AE53=0,$AF53=0),1)","v":0},{"$f":"IF(ISNUMBER(MATCH(BS$11,$AG53:$AJ53,0)),1,0)*IF(ISNUMBER($AF53),(1-$AF53),1) + IF(ISNUMBER(MATCH(BS$11,$AK53:$AP53,0)),-1,0)*_xlfn.IFS(ISNUMBER($AD53),$AD53,ISNUMBER($AE53),$AE53,ISNUMBER($AF53),$AF53,AND($AD53=0,$AE53=0,$AF53=0),1)","v":0},{"$f":"IF(ISNUMBER(MATCH(BT$11,$AG53:$AJ53,0)),1,0)*IF(ISNUMBER($AF53),(1-$AF53),1) + IF(ISNUMBER(MATCH(BT$11,$AK53:$AP53,0)),-1,0)*_xlfn.IFS(ISNUMBER($AD53),$AD53,ISNUMBER($AE53),$AE53,ISNUMBER($AF53),$AF53,AND($AD53=0,$AE53=0,$AF53=0),1)","v":1},{"$f":"IF(ISNUMBER(MATCH(BU$11,$AG53:$AJ53,0)),1,0)*IF(ISNUMBER($AF53),(1-$AF53),1) + IF(ISNUMBER(MATCH(BU$11,$AK53:$AP53,0)),-1,0)*_xlfn.IFS(ISNUMBER($AD53),$AD53,ISNUMBER($AE53),$AE53,ISNUMBER($AF53),$AF53,AND($AD53=0,$AE53=0,$AF53=0),1)","v":0},{"$f":"IF(ISNUMBER(MATCH(BV$11,$AG53:$AJ53,0)),1,0)*IF(ISNUMBER($AF53),(1-$AF53),1) + IF(ISNUMBER(MATCH(BV$11,$AK53:$AP53,0)),-1,0)*_xlfn.IFS(ISNUMBER($AD53),$AD53,ISNUMBER($AE53),$AE53,ISNUMBER($AF53),$AF53,AND($AD53=0,$AE53=0,$AF53=0),1)","v":0},{"$f":"IF(ISNUMBER(MATCH(BW$11,$AG53:$AJ53,0)),1,0)*IF(ISNUMBER($AF53),(1-$AF53),1) + IF(ISNUMBER(MATCH(BW$11,$AK53:$AP53,0)),-1,0)*_xlfn.IFS(ISNUMBER($AD53),$AD53,ISNUMBER($AE53),$AE53,ISNUMBER($AF53),$AF53,AND($AD53=0,$AE53=0,$AF53=0),1)","v":0},{"$f":"IF(ISNUMBER(MATCH(BX$11,$AG53:$AJ53,0)),1,0)*IF(ISNUMBER($AF53),(1-$AF53),1) + IF(ISNUMBER(MATCH(BX$11,$AK53:$AP53,0)),-1,0)*_xlfn.IFS(ISNUMBER($AD53),$AD53,ISNUMBER($AE53),$AE53,ISNUMBER($AF53),$AF53,AND($AD53=0,$AE53=0,$AF53=0),1)","v":0},{"$f":"IF(ISNUMBER(MATCH(BY$11,$AG53:$AJ53,0)),1,0)*IF(ISNUMBER($AF53),(1-$AF53),1) + IF(ISNUMBER(MATCH(BY$11,$AK53:$AP53,0)),-1,0)*_xlfn.IFS(ISNUMBER($AD53),$AD53,ISNUMBER($AE53),$AE53,ISNUMBER($AF53),$AF53,AND($AD53=0,$AE53=0,$AF53=0),1)","v":0},{"$f":"IF(ISNUMBER(MATCH(BZ$11,$AG53:$AJ53,0)),1,0)*IF(ISNUMBER($AF53),(1-$AF53),1) + IF(ISNUMBER(MATCH(BZ$11,$AK53:$AP53,0)),-1,0)*_xlfn.IFS(ISNUMBER($AD53),$AD53,ISNUMBER($AE53),$AE53,ISNUMBER($AF53),$AF53,AND($AD53=0,$AE53=0,$AF53=0),1)","v":0},{"$f":"IF(ISNUMBER(MATCH(CA$11,$AG53:$AJ53,0)),1,0)*IF(ISNUMBER($AF53),(1-$AF53),1) + IF(ISNUMBER(MATCH(CA$11,$AK53:$AP53,0)),-1,0)*_xlfn.IFS(ISNUMBER($AD53),$AD53,ISNUMBER($AE53),$AE53,ISNUMBER($AF53),$AF53,AND($AD53=0,$AE53=0,$AF53=0),1)","v":0},{"$f":"IF(ISNUMBER(MATCH(CB$11,$AG53:$AJ53,0)),1,0)*IF(ISNUMBER($AF53),(1-$AF53),1) + IF(ISNUMBER(MATCH(CB$11,$AK53:$AP53,0)),-1,0)*_xlfn.IFS(ISNUMBER($AD53),$AD53,ISNUMBER($AE53),$AE53,ISNUMBER($AF53),$AF53,AND($AD53=0,$AE53=0,$AF53=0),1)","v":0},{"$f":"IF(ISNUMBER(MATCH(CC$11,$AG53:$AJ53,0)),1,0)*IF(ISNUMBER($AF53),(1-$AF53),1) + IF(ISNUMBER(MATCH(CC$11,$AK53:$AP53,0)),-1,0)*_xlfn.IFS(ISNUMBER($AD53),$AD53,ISNUMBER($AE53),$AE53,ISNUMBER($AF53),$AF53,AND($AD53=0,$AE53=0,$AF53=0),1)","v":0},{"$f":"IF(ISNUMBER(MATCH(CD$11,$AG53:$AJ53,0)),1,0)*IF(ISNUMBER($AF53),(1-$AF53),1) + IF(ISNUMBER(MATCH(CD$11,$AK53:$AP53,0)),-1,0)*_xlfn.IFS(ISNUMBER($AD53),$AD53,ISNUMBER($AE53),$AE53,ISNUMBER($AF53),$AF53,AND($AD53=0,$AE53=0,$AF53=0),1)","v":0},{"$f":"IF(ISNUMBER(MATCH(CE$11,$AG53:$AJ53,0)),1,0)*IF(ISNUMBER($AF53),(1-$AF53),1) + IF(ISNUMBER(MATCH(CE$11,$AK53:$AP53,0)),-1,0)*_xlfn.IFS(ISNUMBER($AD53),$AD53,ISNUMBER($AE53),$AE53,ISNUMBER($AF53),$AF53,AND($AD53=0,$AE53=0,$AF53=0),1)","v":0},{"$f":"IF(ISNUMBER(MATCH(CF$11,$AG53:$AJ53,0)),1,0)*IF(ISNUMBER($AF53),(1-$AF53),1) + IF(ISNUMBER(MATCH(CF$11,$AK53:$AP53,0)),-1,0)*_xlfn.IFS(ISNUMBER($AD53),$AD53,ISNUMBER($AE53),$AE53,ISNUMBER($AF53),$AF53,AND($AD53=0,$AE53=0,$AF53=0),1)","v":0},{"$f":"IF(ISNUMBER(MATCH(CG$11,$AG53:$AJ53,0)),1,0)*IF(ISNUMBER($AF53),(1-$AF53),1) + IF(ISNUMBER(MATCH(CG$11,$AK53:$AP53,0)),-1,0)*_xlfn.IFS(ISNUMBER($AD53),$AD53,ISNUMBER($AE53),$AE53,ISNUMBER($AF53),$AF53,AND($AD53=0,$AE53=0,$AF53=0),1)","v":0},{"$f":"IF(ISNUMBER(MATCH(CH$11,$AG53:$AJ53,0)),1,0)*IF(ISNUMBER($AF53),(1-$AF53),1) + IF(ISNUMBER(MATCH(CH$11,$AK53:$AP53,0)),-1,0)*_xlfn.IFS(ISNUMBER($AD53),$AD53,ISNUMBER($AE53),$AE53,ISNUMBER($AF53),$AF53,AND($AD53=0,$AE53=0,$AF53=0),1)","v":0},{"$f":"IF(ISNUMBER(MATCH(CI$11,$AG53:$AJ53,0)),1,0)*IF(ISNUMBER($AF53),(1-$AF53),1) + IF(ISNUMBER(MATCH(CI$11,$AK53:$AP53,0)),-1,0)*_xlfn.IFS(ISNUMBER($AD53),$AD53,ISNUMBER($AE53),$AE53,ISNUMBER($AF53),$AF53,AND($AD53=0,$AE53=0,$AF53=0),1)","v":0},{"$f":"IF(ISNUMBER(MATCH(CJ$11,$AG53:$AJ53,0)),1,0)*IF(ISNUMBER($AF53),(1-$AF53),1) + IF(ISNUMBER(MATCH(CJ$11,$AK53:$AP53,0)),-1,0)*_xlfn.IFS(ISNUMBER($AD53),$AD53,ISNUMBER($AE53),$AE53,ISNUMBER($AF53),$AF53,AND($AD53=0,$AE53=0,$AF53=0),1)","v":0},{"$f":"IF(ISNUMBER(MATCH(CK$11,$AG53:$AJ53,0)),1,0)*IF(ISNUMBER($AF53),(1-$AF53),1) + IF(ISNUMBER(MATCH(CK$11,$AK53:$AP53,0)),-1,0)*_xlfn.IFS(ISNUMBER($AD53),$AD53,ISNUMBER($AE53),$AE53,ISNUMBER($AF53),$AF53,AND($AD53=0,$AE53=0,$AF53=0),1)","v":0},{"$f":"IF(ISNUMBER(MATCH(CL$11,$AG53:$AJ53,0)),1,0)*IF(ISNUMBER($AF53),(1-$AF53),1) + IF(ISNUMBER(MATCH(CL$11,$AK53:$AP53,0)),-1,0)*_xlfn.IFS(ISNUMBER($AD53),$AD53,ISNUMBER($AE53),$AE53,ISNUMBER($AF53),$AF53,AND($AD53=0,$AE53=0,$AF53=0),1)","v":0},{"$f":"IF(ISNUMBER(MATCH(CM$11,$AG53:$AJ53,0)),1,0)*IF(ISNUMBER($AF53),(1-$AF53),1) + IF(ISNUMBER(MATCH(CM$11,$AK53:$AP53,0)),-1,0)*_xlfn.IFS(ISNUMBER($AD53),$AD53,ISNUMBER($AE53),$AE53,ISNUMBER($AF53),$AF53,AND($AD53=0,$AE53=0,$AF53=0),1)","v":0},{"$f":"IF(ISNUMBER(MATCH(CN$11,$AG53:$AJ53,0)),1,0)*IF(ISNUMBER($AF53),(1-$AF53),1) + IF(ISNUMBER(MATCH(CN$11,$AK53:$AP53,0)),-1,0)*_xlfn.IFS(ISNUMBER($AD53),$AD53,ISNUMBER($AE53),$AE53,ISNUMBER($AF53),$AF53,AND($AD53=0,$AE53=0,$AF53=0),1)","v":0},{"$f":"IF(ISNUMBER(MATCH(CO$11,$AG53:$AJ53,0)),1,0)*IF(ISNUMBER($AF53),(1-$AF53),1) + IF(ISNUMBER(MATCH(CO$11,$AK53:$AP53,0)),-1,0)*_xlfn.IFS(ISNUMBER($AD53),$AD53,ISNUMBER($AE53),$AE53,ISNUMBER($AF53),$AF53,AND($AD53=0,$AE53=0,$AF53=0),1)","v":0},{"$f":"IF(ISNUMBER(MATCH(CP$11,$AG53:$AJ53,0)),1,0)*IF(ISNUMBER($AF53),(1-$AF53),1) + IF(ISNUMBER(MATCH(CP$11,$AK53:$AP53,0)),-1,0)*_xlfn.IFS(ISNUMBER($AD53),$AD53,ISNUMBER($AE53),$AE53,ISNUMBER($AF53),$AF53,AND($AD53=0,$AE53=0,$AF53=0),1)","v":0},{"$f":"IF(ISNUMBER(MATCH(CQ$11,$AG53:$AJ53,0)),1,0)*IF(ISNUMBER($AF53),(1-$AF53),1) + IF(ISNUMBER(MATCH(CQ$11,$AK53:$AP53,0)),-1,0)*_xlfn.IFS(ISNUMBER($AD53),$AD53,ISNUMBER($AE53),$AE53,ISNUMBER($AF53),$AF53,AND($AD53=0,$AE53=0,$AF53=0),1)","v":0},{"$f":"IF(ISNUMBER(MATCH(CR$11,$AG53:$AJ53,0)),1,0)*IF(ISNUMBER($AF53),(1-$AF53),1) + IF(ISNUMBER(MATCH(CR$11,$AK53:$AP53,0)),-1,0)*_xlfn.IFS(ISNUMBER($AD53),$AD53,ISNUMBER($AE53),$AE53,ISNUMBER($AF53),$AF53,AND($AD53=0,$AE53=0,$AF53=0),1)","v":0},{"$f":"IF(ISNUMBER(MATCH(CS$11,$AG53:$AJ53,0)),1,0)*IF(ISNUMBER($AF53),(1-$AF53),1) + IF(ISNUMBER(MATCH(CS$11,$AK53:$AP53,0)),-1,0)*_xlfn.IFS(ISNUMBER($AD53),$AD53,ISNUMBER($AE53),$AE53,ISNUMBER($AF53),$AF53,AND($AD53=0,$AE53=0,$AF53=0),1)","v":0},{"$f":"IF(ISNUMBER(MATCH(CT$11,$AG53:$AJ53,0)),1,0)*IF(ISNUMBER($AF53),(1-$AF53),1) + IF(ISNUMBER(MATCH(CT$11,$AK53:$AP53,0)),-1,0)*_xlfn.IFS(ISNUMBER($AD53),$AD53,ISNUMBER($AE53),$AE53,ISNUMBER($AF53),$AF53,AND($AD53=0,$AE53=0,$AF53=0),1)","v":0},{"$f":"IF(ISNUMBER(MATCH(CU$11,$AG53:$AJ53,0)),1,0)*IF(ISNUMBER($AF53),(1-$AF53),1) + IF(ISNUMBER(MATCH(CU$11,$AK53:$AP53,0)),-1,0)*_xlfn.IFS(ISNUMBER($AD53),$AD53,ISNUMBER($AE53),$AE53,ISNUMBER($AF53),$AF53,AND($AD53=0,$AE53=0,$AF53=0),1)","v":0},{"$f":"IF(ISNUMBER(MATCH(CV$11,$AG53:$AJ53,0)),1,0)*IF(ISNUMBER($AF53),(1-$AF53),1) + IF(ISNUMBER(MATCH(CV$11,$AK53:$AP53,0)),-1,0)*_xlfn.IFS(ISNUMBER($AD53),$AD53,ISNUMBER($AE53),$AE53,ISNUMBER($AF53),$AF53,AND($AD53=0,$AE53=0,$AF53=0),1)","v":0},{"$f":"IF(ISNUMBER(MATCH(CW$11,$AG53:$AJ53,0)),1,0)*IF(ISNUMBER($AF53),(1-$AF53),1) + IF(ISNUMBER(MATCH(CW$11,$AK53:$AP53,0)),-1,0)*_xlfn.IFS(ISNUMBER($AD53),$AD53,ISNUMBER($AE53),$AE53,ISNUMBER($AF53),$AF53,AND($AD53=0,$AE53=0,$AF53=0),1)","v":0},{"$f":"IF(ISNUMBER(MATCH(CX$11,$AG53:$AJ53,0)),1,0)*IF(ISNUMBER($AF53),(1-$AF53),1) + IF(ISNUMBER(MATCH(CX$11,$AK53:$AP53,0)),-1,0)*_xlfn.IFS(ISNUMBER($AD53),$AD53,ISNUMBER($AE53),$AE53,ISNUMBER($AF53),$AF53,AND($AD53=0,$AE53=0,$AF53=0),1)","v":0},{"$f":"IF(ISNUMBER(MATCH(CY$11,$AG53:$AJ53,0)),1,0)*IF(ISNUMBER($AF53),(1-$AF53),1) + IF(ISNUMBER(MATCH(CY$11,$AK53:$AP53,0)),-1,0)*_xlfn.IFS(ISNUMBER($AD53),$AD53,ISNUMBER($AE53),$AE53,ISNUMBER($AF53),$AF53,AND($AD53=0,$AE53=0,$AF53=0),1)","v":0},{"$f":"IF(ISNUMBER(MATCH(CZ$11,$AG53:$AJ53,0)),1,0)*IF(ISNUMBER($AF53),(1-$AF53),1) + IF(ISNUMBER(MATCH(CZ$11,$AK53:$AP53,0)),-1,0)*_xlfn.IFS(ISNUMBER($AD53),$AD53,ISNUMBER($AE53),$AE53,ISNUMBER($AF53),$AF53,AND($AD53=0,$AE53=0,$AF53=0),1)","v":0},{"$f":"IF(ISNUMBER(MATCH(DA$11,$AG53:$AJ53,0)),1,0)*IF(ISNUMBER($AF53),(1-$AF53),1) + IF(ISNUMBER(MATCH(DA$11,$AK53:$AP53,0)),-1,0)*_xlfn.IFS(ISNUMBER($AD53),$AD53,ISNUMBER($AE53),$AE53,ISNUMBER($AF53),$AF53,AND($AD53=0,$AE53=0,$AF53=0),1)","v":0},{"$f":"IF(ISNUMBER(MATCH(DB$11,$AG53:$AJ53,0)),1,0)*IF(ISNUMBER($AF53),(1-$AF53),1) + IF(ISNUMBER(MATCH(DB$11,$AK53:$AP53,0)),-1,0)*_xlfn.IFS(ISNUMBER($AD53),$AD53,ISNUMBER($AE53),$AE53,ISNUMBER($AF53),$AF53,AND($AD53=0,$AE53=0,$AF53=0),1)","v":0},{"$f":"IF(ISNUMBER(MATCH(DC$11,$AG53:$AJ53,0)),1,0)*IF(ISNUMBER($AF53),(1-$AF53),1) + IF(ISNUMBER(MATCH(DC$11,$AK53:$AP53,0)),-1,0)*_xlfn.IFS(ISNUMBER($AD53),$AD53,ISNUMBER($AE53),$AE53,ISNUMBER($AF53),$AF53,AND($AD53=0,$AE53=0,$AF53=0),1)","v":0},{"$f":"IF(ISNUMBER(MATCH(DD$11,$AG53:$AJ53,0)),1,0)*IF(ISNUMBER($AF53),(1-$AF53),1) + IF(ISNUMBER(MATCH(DD$11,$AK53:$AP53,0)),-1,0)*_xlfn.IFS(ISNUMBER($AD53),$AD53,ISNUMBER($AE53),$AE53,ISNUMBER($AF53),$AF53,AND($AD53=0,$AE53=0,$AF53=0),1)","v":0},{"$f":"IF(ISNUMBER(MATCH(DE$11,$AG53:$AJ53,0)),1,0)*IF(ISNUMBER($AF53),(1-$AF53),1) + IF(ISNUMBER(MATCH(DE$11,$AK53:$AP53,0)),-1,0)*_xlfn.IFS(ISNUMBER($AD53),$AD53,ISNUMBER($AE53),$AE53,ISNUMBER($AF53),$AF53,AND($AD53=0,$AE53=0,$AF53=0),1)","v":0},null,0,"Datarooms","MECH","Prop",null,null,null,null,null,null,null,null,null,"q_dr4_cls,a",1,0,0,0,0,0,0,0,0,0,0,0,0,0,0,0,0,0,0,0,0,0,0,0,0,0,0,0,0,0,0,0,0,0,0,0,0,0,0,0,0,0,0,0,0,1,0,0,0,0,0,0,0,0,0,0,0,0,0,0,0,0,0,0,0,0,0,0,null,null,null,null,null,null,null,null,null,null,null,"q_dr4_cls,a",null,0,0,0,0,0,0,0,0,0,0,0,0,0,0,0,0,0,0,0,0,0,0,0,0,0,0,0,0,0,0,0,0,0,0,0,0,0,0,0,0,0,0,0,0,1,0,0,0,0,0,0,0,0,0,0,0,0,0,0,0,0,0,0,0,0,0,0,null,null,"q_dr4_cls,a",0,0,0,0,0,0,0,0,0,0,0,0,0,0,0,0,0,0,0,0,0,0,0,0,0,0,0,0,0,0,0,0,0,0,0,0,0,0,0,0,0,0,0,0,1,0,0,0,0,0,0,0,0,0,0,0,0,0,0,0,0,0,0,0,0,0,0]
[null,null,null,null,null,null,null,null,null,null,null,null,null,null,null,null,null,null,"q_dr2_cls,a",2050.8111417202331,2050.8111417202331,2050.8111417202331,2050.8111417202331,2050.8111417202331,2050.8111417202331,null,"HRU,LT","Prop",null,{"$f":"'IT Load Datarooms Calculate'!H94","v":0},null,null,"q_dr4_cls,a",null,null,null,"e_drms_crit-dr4",null,null,null,null,null,null,{"$f":"IF(ISNUMBER(MATCH(AR$11,$AG54:$AJ54,0)),1,0)*IF(ISNUMBER($AF54),(1-$AF54),1) + IF(ISNUMBER(MATCH(AR$11,$AK54:$AP54,0)),-1,0)*_xlfn.IFS(ISNUMBER($AD54),$AD54,ISNUMBER($AE54),$AE54,ISNUMBER($AF54),$AF54,AND($AD54=0,$AE54=0,$AF54=0),1)","v":0},{"$f":"IF(ISNUMBER(MATCH(AS$11,$AG54:$AJ54,0)),1,0)*IF(ISNUMBER($AF54),(1-$AF54),1) + IF(ISNUMBER(MATCH(AS$11,$AK54:$AP54,0)),-1,0)*_xlfn.IFS(ISNUMBER($AD54),$AD54,ISNUMBER($AE54),$AE54,ISNUMBER($AF54),$AF54,AND($AD54=0,$AE54=0,$AF54=0),1)","v":0},{"$f":"IF(ISNUMBER(MATCH(AT$11,$AG54:$AJ54,0)),1,0)*IF(ISNUMBER($AF54),(1-$AF54),1) + IF(ISNUMBER(MATCH(AT$11,$AK54:$AP54,0)),-1,0)*_xlfn.IFS(ISNUMBER($AD54),$AD54,ISNUMBER($AE54),$AE54,ISNUMBER($AF54),$AF54,AND($AD54=0,$AE54=0,$AF54=0),1)","v":0},{"$f":"IF(ISNUMBER(MATCH(AU$11,$AG54:$AJ54,0)),1,0)*IF(ISNUMBER($AF54),(1-$AF54),1) + IF(ISNUMBER(MATCH(AU$11,$AK54:$AP54,0)),-1,0)*_xlfn.IFS(ISNUMBER($AD54),$AD54,ISNUMBER($AE54),$AE54,ISNUMBER($AF54),$AF54,AND($AD54=0,$AE54=0,$AF54=0),1)","v":0},{"$f":"IF(ISNUMBER(MATCH(AV$11,$AG54:$AJ54,0)),1,0)*IF(ISNUMBER($AF54),(1-$AF54),1) + IF(ISNUMBER(MATCH(AV$11,$AK54:$AP54,0)),-1,0)*_xlfn.IFS(ISNUMBER($AD54),$AD54,ISNUMBER($AE54),$AE54,ISNUMBER($AF54),$AF54,AND($AD54=0,$AE54=0,$AF54=0),1)","v":0},{"$f":"IF(ISNUMBER(MATCH(AW$11,$AG54:$AJ54,0)),1,0)*IF(ISNUMBER($AF54),(1-$AF54),1) + IF(ISNUMBER(MATCH(AW$11,$AK54:$AP54,0)),-1,0)*_xlfn.IFS(ISNUMBER($AD54),$AD54,ISNUMBER($AE54),$AE54,ISNUMBER($AF54),$AF54,AND($AD54=0,$AE54=0,$AF54=0),1)","v":0},{"$f":"IF(ISNUMBER(MATCH(AX$11,$AG54:$AJ54,0)),1,0)*IF(ISNUMBER($AF54),(1-$AF54),1) + IF(ISNUMBER(MATCH(AX$11,$AK54:$AP54,0)),-1,0)*_xlfn.IFS(ISNUMBER($AD54),$AD54,ISNUMBER($AE54),$AE54,ISNUMBER($AF54),$AF54,AND($AD54=0,$AE54=0,$AF54=0),1)","v":0},{"$f":"IF(ISNUMBER(MATCH(AY$11,$AG54:$AJ54,0)),1,0)*IF(ISNUMBER($AF54),(1-$AF54),1) + IF(ISNUMBER(MATCH(AY$11,$AK54:$AP54,0)),-1,0)*_xlfn.IFS(ISNUMBER($AD54),$AD54,ISNUMBER($AE54),$AE54,ISNUMBER($AF54),$AF54,AND($AD54=0,$AE54=0,$AF54=0),1)","v":0},{"$f":"IF(ISNUMBER(MATCH(AZ$11,$AG54:$AJ54,0)),1,0)*IF(ISNUMBER($AF54),(1-$AF54),1) + IF(ISNUMBER(MATCH(AZ$11,$AK54:$AP54,0)),-1,0)*_xlfn.IFS(ISNUMBER($AD54),$AD54,ISNUMBER($AE54),$AE54,ISNUMBER($AF54),$AF54,AND($AD54=0,$AE54=0,$AF54=0),1)","v":0},{"$f":"IF(ISNUMBER(MATCH(BA$11,$AG54:$AJ54,0)),1,0)*IF(ISNUMBER($AF54),(1-$AF54),1) + IF(ISNUMBER(MATCH(BA$11,$AK54:$AP54,0)),-1,0)*_xlfn.IFS(ISNUMBER($AD54),$AD54,ISNUMBER($AE54),$AE54,ISNUMBER($AF54),$AF54,AND($AD54=0,$AE54=0,$AF54=0),1)","v":0},{"$f":"IF(ISNUMBER(MATCH(BB$11,$AG54:$AJ54,0)),1,0)*IF(ISNUMBER($AF54),(1-$AF54),1) + IF(ISNUMBER(MATCH(BB$11,$AK54:$AP54,0)),-1,0)*_xlfn.IFS(ISNUMBER($AD54),$AD54,ISNUMBER($AE54),$AE54,ISNUMBER($AF54),$AF54,AND($AD54=0,$AE54=0,$AF54=0),1)","v":0},{"$f":"IF(ISNUMBER(MATCH(BC$11,$AG54:$AJ54,0)),1,0)*IF(ISNUMBER($AF54),(1-$AF54),1) + IF(ISNUMBER(MATCH(BC$11,$AK54:$AP54,0)),-1,0)*_xlfn.IFS(ISNUMBER($AD54),$AD54,ISNUMBER($AE54),$AE54,ISNUMBER($AF54),$AF54,AND($AD54=0,$AE54=0,$AF54=0),1)","v":0},{"$f":"IF(ISNUMBER(MATCH(BD$11,$AG54:$AJ54,0)),1,0)*IF(ISNUMBER($AF54),(1-$AF54),1) + IF(ISNUMBER(MATCH(BD$11,$AK54:$AP54,0)),-1,0)*_xlfn.IFS(ISNUMBER($AD54),$AD54,ISNUMBER($AE54),$AE54,ISNUMBER($AF54),$AF54,AND($AD54=0,$AE54=0,$AF54=0),1)","v":0},{"$f":"IF(ISNUMBER(MATCH(BE$11,$AG54:$AJ54,0)),1,0)*IF(ISNUMBER($AF54),(1-$AF54),1) + IF(ISNUMBER(MATCH(BE$11,$AK54:$AP54,0)),-1,0)*_xlfn.IFS(ISNUMBER($AD54),$AD54,ISNUMBER($AE54),$AE54,ISNUMBER($AF54),$AF54,AND($AD54=0,$AE54=0,$AF54=0),1)","v":0},{"$f":"IF(ISNUMBER(MATCH(BF$11,$AG54:$AJ54,0)),1,0)*IF(ISNUMBER($AF54),(1-$AF54),1) + IF(ISNUMBER(MATCH(BF$11,$AK54:$AP54,0)),-1,0)*_xlfn.IFS(ISNUMBER($AD54),$AD54,ISNUMBER($AE54),$AE54,ISNUMBER($AF54),$AF54,AND($AD54=0,$AE54=0,$AF54=0),1)","v":0},{"$f":"IF(ISNUMBER(MATCH(BG$11,$AG54:$AJ54,0)),1,0)*IF(ISNUMBER($AF54),(1-$AF54),1) + IF(ISNUMBER(MATCH(BG$11,$AK54:$AP54,0)),-1,0)*_xlfn.IFS(ISNUMBER($AD54),$AD54,ISNUMBER($AE54),$AE54,ISNUMBER($AF54),$AF54,AND($AD54=0,$AE54=0,$AF54=0),1)","v":0},{"$f":"IF(ISNUMBER(MATCH(BH$11,$AG54:$AJ54,0)),1,0)*IF(ISNUMBER($AF54),(1-$AF54),1) + IF(ISNUMBER(MATCH(BH$11,$AK54:$AP54,0)),-1,0)*_xlfn.IFS(ISNUMBER($AD54),$AD54,ISNUMBER($AE54),$AE54,ISNUMBER($AF54),$AF54,AND($AD54=0,$AE54=0,$AF54=0),1)","v":0},{"$f":"IF(ISNUMBER(MATCH(BI$11,$AG54:$AJ54,0)),1,0)*IF(ISNUMBER($AF54),(1-$AF54),1) + IF(ISNUMBER(MATCH(BI$11,$AK54:$AP54,0)),-1,0)*_xlfn.IFS(ISNUMBER($AD54),$AD54,ISNUMBER($AE54),$AE54,ISNUMBER($AF54),$AF54,AND($AD54=0,$AE54=0,$AF54=0),1)","v":0},{"$f":"IF(ISNUMBER(MATCH(BJ$11,$AG54:$AJ54,0)),1,0)*IF(ISNUMBER($AF54),(1-$AF54),1) + IF(ISNUMBER(MATCH(BJ$11,$AK54:$AP54,0)),-1,0)*_xlfn.IFS(ISNUMBER($AD54),$AD54,ISNUMBER($AE54),$AE54,ISNUMBER($AF54),$AF54,AND($AD54=0,$AE54=0,$AF54=0),1)","v":0},{"$f":"IF(ISNUMBER(MATCH(BK$11,$AG54:$AJ54,0)),1,0)*IF(ISNUMBER($AF54),(1-$AF54),1) + IF(ISNUMBER(MATCH(BK$11,$AK54:$AP54,0)),-1,0)*_xlfn.IFS(ISNUMBER($AD54),$AD54,ISNUMBER($AE54),$AE54,ISNUMBER($AF54),$AF54,AND($AD54=0,$AE54=0,$AF54=0),1)","v":0},{"$f":"IF(ISNUMBER(MATCH(BL$11,$AG54:$AJ54,0)),1,0)*IF(ISNUMBER($AF54),(1-$AF54),1) + IF(ISNUMBER(MATCH(BL$11,$AK54:$AP54,0)),-1,0)*_xlfn.IFS(ISNUMBER($AD54),$AD54,ISNUMBER($AE54),$AE54,ISNUMBER($AF54),$AF54,AND($AD54=0,$AE54=0,$AF54=0),1)","v":0},{"$f":"IF(ISNUMBER(MATCH(BM$11,$AG54:$AJ54,0)),1,0)*IF(ISNUMBER($AF54),(1-$AF54),1) + IF(ISNUMBER(MATCH(BM$11,$AK54:$AP54,0)),-1,0)*_xlfn.IFS(ISNUMBER($AD54),$AD54,ISNUMBER($AE54),$AE54,ISNUMBER($AF54),$AF54,AND($AD54=0,$AE54=0,$AF54=0),1)","v":0},{"$f":"IF(ISNUMBER(MATCH(BN$11,$AG54:$AJ54,0)),1,0)*IF(ISNUMBER($AF54),(1-$AF54),1) + IF(ISNUMBER(MATCH(BN$11,$AK54:$AP54,0)),-1,0)*_xlfn.IFS(ISNUMBER($AD54),$AD54,ISNUMBER($AE54),$AE54,ISNUMBER($AF54),$AF54,AND($AD54=0,$AE54=0,$AF54=0),1)","v":0},{"$f":"IF(ISNUMBER(MATCH(BO$11,$AG54:$AJ54,0)),1,0)*IF(ISNUMBER($AF54),(1-$AF54),1) + IF(ISNUMBER(MATCH(BO$11,$AK54:$AP54,0)),-1,0)*_xlfn.IFS(ISNUMBER($AD54),$AD54,ISNUMBER($AE54),$AE54,ISNUMBER($AF54),$AF54,AND($AD54=0,$AE54=0,$AF54=0),1)","v":0},{"$f":"IF(ISNUMBER(MATCH(BP$11,$AG54:$AJ54,0)),1,0)*IF(ISNUMBER($AF54),(1-$AF54),1) + IF(ISNUMBER(MATCH(BP$11,$AK54:$AP54,0)),-1,0)*_xlfn.IFS(ISNUMBER($AD54),$AD54,ISNUMBER($AE54),$AE54,ISNUMBER($AF54),$AF54,AND($AD54=0,$AE54=0,$AF54=0),1)","v":0},{"$f":"IF(ISNUMBER(MATCH(BQ$11,$AG54:$AJ54,0)),1,0)*IF(ISNUMBER($AF54),(1-$AF54),1) + IF(ISNUMBER(MATCH(BQ$11,$AK54:$AP54,0)),-1,0)*_xlfn.IFS(ISNUMBER($AD54),$AD54,ISNUMBER($AE54),$AE54,ISNUMBER($AF54),$AF54,AND($AD54=0,$AE54=0,$AF54=0),1)","v":0},{"$f":"IF(ISNUMBER(MATCH(BR$11,$AG54:$AJ54,0)),1,0)*IF(ISNUMBER($AF54),(1-$AF54),1) + IF(ISNUMBER(MATCH(BR$11,$AK54:$AP54,0)),-1,0)*_xlfn.IFS(ISNUMBER($AD54),$AD54,ISNUMBER($AE54),$AE54,ISNUMBER($AF54),$AF54,AND($AD54=0,$AE54=0,$AF54=0),1)","v":0},{"$f":"IF(ISNUMBER(MATCH(BS$11,$AG54:$AJ54,0)),1,0)*IF(ISNUMBER($AF54),(1-$AF54),1) + IF(ISNUMBER(MATCH(BS$11,$AK54:$AP54,0)),-1,0)*_xlfn.IFS(ISNUMBER($AD54),$AD54,ISNUMBER($AE54),$AE54,ISNUMBER($AF54),$AF54,AND($AD54=0,$AE54=0,$AF54=0),1)","v":0},{"$f":"IF(ISNUMBER(MATCH(BT$11,$AG54:$AJ54,0)),1,0)*IF(ISNUMBER($AF54),(1-$AF54),1) + IF(ISNUMBER(MATCH(BT$11,$AK54:$AP54,0)),-1,0)*_xlfn.IFS(ISNUMBER($AD54),$AD54,ISNUMBER($AE54),$AE54,ISNUMBER($AF54),$AF54,AND($AD54=0,$AE54=0,$AF54=0),1)","v":0},{"$f":"IF(ISNUMBER(MATCH(BU$11,$AG54:$AJ54,0)),1,0)*IF(ISNUMBER($AF54),(1-$AF54),1) + IF(ISNUMBER(MATCH(BU$11,$AK54:$AP54,0)),-1,0)*_xlfn.IFS(ISNUMBER($AD54),$AD54,ISNUMBER($AE54),$AE54,ISNUMBER($AF54),$AF54,AND($AD54=0,$AE54=0,$AF54=0),1)","v":0},{"$f":"IF(ISNUMBER(MATCH(BV$11,$AG54:$AJ54,0)),1,0)*IF(ISNUMBER($AF54),(1-$AF54),1) + IF(ISNUMBER(MATCH(BV$11,$AK54:$AP54,0)),-1,0)*_xlfn.IFS(ISNUMBER($AD54),$AD54,ISNUMBER($AE54),$AE54,ISNUMBER($AF54),$AF54,AND($AD54=0,$AE54=0,$AF54=0),1)","v":0},{"$f":"IF(ISNUMBER(MATCH(BW$11,$AG54:$AJ54,0)),1,0)*IF(ISNUMBER($AF54),(1-$AF54),1) + IF(ISNUMBER(MATCH(BW$11,$AK54:$AP54,0)),-1,0)*_xlfn.IFS(ISNUMBER($AD54),$AD54,ISNUMBER($AE54),$AE54,ISNUMBER($AF54),$AF54,AND($AD54=0,$AE54=0,$AF54=0),1)","v":0},{"$f":"IF(ISNUMBER(MATCH(BX$11,$AG54:$AJ54,0)),1,0)*IF(ISNUMBER($AF54),(1-$AF54),1) + IF(ISNUMBER(MATCH(BX$11,$AK54:$AP54,0)),-1,0)*_xlfn.IFS(ISNUMBER($AD54),$AD54,ISNUMBER($AE54),$AE54,ISNUMBER($AF54),$AF54,AND($AD54=0,$AE54=0,$AF54=0),1)","v":0},{"$f":"IF(ISNUMBER(MATCH(BY$11,$AG54:$AJ54,0)),1,0)*IF(ISNUMBER($AF54),(1-$AF54),1) + IF(ISNUMBER(MATCH(BY$11,$AK54:$AP54,0)),-1,0)*_xlfn.IFS(ISNUMBER($AD54),$AD54,ISNUMBER($AE54),$AE54,ISNUMBER($AF54),$AF54,AND($AD54=0,$AE54=0,$AF54=0),1)","v":0},{"$f":"IF(ISNUMBER(MATCH(BZ$11,$AG54:$AJ54,0)),1,0)*IF(ISNUMBER($AF54),(1-$AF54),1) + IF(ISNUMBER(MATCH(BZ$11,$AK54:$AP54,0)),-1,0)*_xlfn.IFS(ISNUMBER($AD54),$AD54,ISNUMBER($AE54),$AE54,ISNUMBER($AF54),$AF54,AND($AD54=0,$AE54=0,$AF54=0),1)","v":0},{"$f":"IF(ISNUMBER(MATCH(CA$11,$AG54:$AJ54,0)),1,0)*IF(ISNUMBER($AF54),(1-$AF54),1) + IF(ISNUMBER(MATCH(CA$11,$AK54:$AP54,0)),-1,0)*_xlfn.IFS(ISNUMBER($AD54),$AD54,ISNUMBER($AE54),$AE54,ISNUMBER($AF54),$AF54,AND($AD54=0,$AE54=0,$AF54=0),1)","v":0},{"$f":"IF(ISNUMBER(MATCH(CB$11,$AG54:$AJ54,0)),1,0)*IF(ISNUMBER($AF54),(1-$AF54),1) + IF(ISNUMBER(MATCH(CB$11,$AK54:$AP54,0)),-1,0)*_xlfn.IFS(ISNUMBER($AD54),$AD54,ISNUMBER($AE54),$AE54,ISNUMBER($AF54),$AF54,AND($AD54=0,$AE54=0,$AF54=0),1)","v":0},{"$f":"IF(ISNUMBER(MATCH(CC$11,$AG54:$AJ54,0)),1,0)*IF(ISNUMBER($AF54),(1-$AF54),1) + IF(ISNUMBER(MATCH(CC$11,$AK54:$AP54,0)),-1,0)*_xlfn.IFS(ISNUMBER($AD54),$AD54,ISNUMBER($AE54),$AE54,ISNUMBER($AF54),$AF54,AND($AD54=0,$AE54=0,$AF54=0),1)","v":0},{"$f":"IF(ISNUMBER(MATCH(CD$11,$AG54:$AJ54,0)),1,0)*IF(ISNUMBER($AF54),(1-$AF54),1) + IF(ISNUMBER(MATCH(CD$11,$AK54:$AP54,0)),-1,0)*_xlfn.IFS(ISNUMBER($AD54),$AD54,ISNUMBER($AE54),$AE54,ISNUMBER($AF54),$AF54,AND($AD54=0,$AE54=0,$AF54=0),1)","v":0},{"$f":"IF(ISNUMBER(MATCH(CE$11,$AG54:$AJ54,0)),1,0)*IF(ISNUMBER($AF54),(1-$AF54),1) + IF(ISNUMBER(MATCH(CE$11,$AK54:$AP54,0)),-1,0)*_xlfn.IFS(ISNUMBER($AD54),$AD54,ISNUMBER($AE54),$AE54,ISNUMBER($AF54),$AF54,AND($AD54=0,$AE54=0,$AF54=0),1)","v":0},{"$f":"IF(ISNUMBER(MATCH(CF$11,$AG54:$AJ54,0)),1,0)*IF(ISNUMBER($AF54),(1-$AF54),1) + IF(ISNUMBER(MATCH(CF$11,$AK54:$AP54,0)),-1,0)*_xlfn.IFS(ISNUMBER($AD54),$AD54,ISNUMBER($AE54),$AE54,ISNUMBER($AF54),$AF54,AND($AD54=0,$AE54=0,$AF54=0),1)","v":0},{"$f":"IF(ISNUMBER(MATCH(CG$11,$AG54:$AJ54,0)),1,0)*IF(ISNUMBER($AF54),(1-$AF54),1) + IF(ISNUMBER(MATCH(CG$11,$AK54:$AP54,0)),-1,0)*_xlfn.IFS(ISNUMBER($AD54),$AD54,ISNUMBER($AE54),$AE54,ISNUMBER($AF54),$AF54,AND($AD54=0,$AE54=0,$AF54=0),1)","v":0},{"$f":"IF(ISNUMBER(MATCH(CH$11,$AG54:$AJ54,0)),1,0)*IF(ISNUMBER($AF54),(1-$AF54),1) + IF(ISNUMBER(MATCH(CH$11,$AK54:$AP54,0)),-1,0)*_xlfn.IFS(ISNUMBER($AD54),$AD54,ISNUMBER($AE54),$AE54,ISNUMBER($AF54),$AF54,AND($AD54=0,$AE54=0,$AF54=0),1)","v":0},{"$f":"IF(ISNUMBER(MATCH(CI$11,$AG54:$AJ54,0)),1,0)*IF(ISNUMBER($AF54),(1-$AF54),1) + IF(ISNUMBER(MATCH(CI$11,$AK54:$AP54,0)),-1,0)*_xlfn.IFS(ISNUMBER($AD54),$AD54,ISNUMBER($AE54),$AE54,ISNUMBER($AF54),$AF54,AND($AD54=0,$AE54=0,$AF54=0),1)","v":0},{"$f":"IF(ISNUMBER(MATCH(CJ$11,$AG54:$AJ54,0)),1,0)*IF(ISNUMBER($AF54),(1-$AF54),1) + IF(ISNUMBER(MATCH(CJ$11,$AK54:$AP54,0)),-1,0)*_xlfn.IFS(ISNUMBER($AD54),$AD54,ISNUMBER($AE54),$AE54,ISNUMBER($AF54),$AF54,AND($AD54=0,$AE54=0,$AF54=0),1)","v":0},{"$f":"IF(ISNUMBER(MATCH(CK$11,$AG54:$AJ54,0)),1,0)*IF(ISNUMBER($AF54),(1-$AF54),1) + IF(ISNUMBER(MATCH(CK$11,$AK54:$AP54,0)),-1,0)*_xlfn.IFS(ISNUMBER($AD54),$AD54,ISNUMBER($AE54),$AE54,ISNUMBER($AF54),$AF54,AND($AD54=0,$AE54=0,$AF54=0),1)","v":0},{"$f":"IF(ISNUMBER(MATCH(CL$11,$AG54:$AJ54,0)),1,0)*IF(ISNUMBER($AF54),(1-$AF54),1) + IF(ISNUMBER(MATCH(CL$11,$AK54:$AP54,0)),-1,0)*_xlfn.IFS(ISNUMBER($AD54),$AD54,ISNUMBER($AE54),$AE54,ISNUMBER($AF54),$AF54,AND($AD54=0,$AE54=0,$AF54=0),1)","v":1},{"$f":"IF(ISNUMBER(MATCH(CM$11,$AG54:$AJ54,0)),1,0)*IF(ISNUMBER($AF54),(1-$AF54),1) + IF(ISNUMBER(MATCH(CM$11,$AK54:$AP54,0)),-1,0)*_xlfn.IFS(ISNUMBER($AD54),$AD54,ISNUMBER($AE54),$AE54,ISNUMBER($AF54),$AF54,AND($AD54=0,$AE54=0,$AF54=0),1)","v":0},{"$f":"IF(ISNUMBER(MATCH(CN$11,$AG54:$AJ54,0)),1,0)*IF(ISNUMBER($AF54),(1-$AF54),1) + IF(ISNUMBER(MATCH(CN$11,$AK54:$AP54,0)),-1,0)*_xlfn.IFS(ISNUMBER($AD54),$AD54,ISNUMBER($AE54),$AE54,ISNUMBER($AF54),$AF54,AND($AD54=0,$AE54=0,$AF54=0),1)","v":0},{"$f":"IF(ISNUMBER(MATCH(CO$11,$AG54:$AJ54,0)),1,0)*IF(ISNUMBER($AF54),(1-$AF54),1) + IF(ISNUMBER(MATCH(CO$11,$AK54:$AP54,0)),-1,0)*_xlfn.IFS(ISNUMBER($AD54),$AD54,ISNUMBER($AE54),$AE54,ISNUMBER($AF54),$AF54,AND($AD54=0,$AE54=0,$AF54=0),1)","v":0},{"$f":"IF(ISNUMBER(MATCH(CP$11,$AG54:$AJ54,0)),1,0)*IF(ISNUMBER($AF54),(1-$AF54),1) + IF(ISNUMBER(MATCH(CP$11,$AK54:$AP54,0)),-1,0)*_xlfn.IFS(ISNUMBER($AD54),$AD54,ISNUMBER($AE54),$AE54,ISNUMBER($AF54),$AF54,AND($AD54=0,$AE54=0,$AF54=0),1)","v":0},{"$f":"IF(ISNUMBER(MATCH(CQ$11,$AG54:$AJ54,0)),1,0)*IF(ISNUMBER($AF54),(1-$AF54),1) + IF(ISNUMBER(MATCH(CQ$11,$AK54:$AP54,0)),-1,0)*_xlfn.IFS(ISNUMBER($AD54),$AD54,ISNUMBER($AE54),$AE54,ISNUMBER($AF54),$AF54,AND($AD54=0,$AE54=0,$AF54=0),1)","v":0},{"$f":"IF(ISNUMBER(MATCH(CR$11,$AG54:$AJ54,0)),1,0)*IF(ISNUMBER($AF54),(1-$AF54),1) + IF(ISNUMBER(MATCH(CR$11,$AK54:$AP54,0)),-1,0)*_xlfn.IFS(ISNUMBER($AD54),$AD54,ISNUMBER($AE54),$AE54,ISNUMBER($AF54),$AF54,AND($AD54=0,$AE54=0,$AF54=0),1)","v":0},{"$f":"IF(ISNUMBER(MATCH(CS$11,$AG54:$AJ54,0)),1,0)*IF(ISNUMBER($AF54),(1-$AF54),1) + IF(ISNUMBER(MATCH(CS$11,$AK54:$AP54,0)),-1,0)*_xlfn.IFS(ISNUMBER($AD54),$AD54,ISNUMBER($AE54),$AE54,ISNUMBER($AF54),$AF54,AND($AD54=0,$AE54=0,$AF54=0),1)","v":0},{"$f":"IF(ISNUMBER(MATCH(CT$11,$AG54:$AJ54,0)),1,0)*IF(ISNUMBER($AF54),(1-$AF54),1) + IF(ISNUMBER(MATCH(CT$11,$AK54:$AP54,0)),-1,0)*_xlfn.IFS(ISNUMBER($AD54),$AD54,ISNUMBER($AE54),$AE54,ISNUMBER($AF54),$AF54,AND($AD54=0,$AE54=0,$AF54=0),1)","v":0},{"$f":"IF(ISNUMBER(MATCH(CU$11,$AG54:$AJ54,0)),1,0)*IF(ISNUMBER($AF54),(1-$AF54),1) + IF(ISNUMBER(MATCH(CU$11,$AK54:$AP54,0)),-1,0)*_xlfn.IFS(ISNUMBER($AD54),$AD54,ISNUMBER($AE54),$AE54,ISNUMBER($AF54),$AF54,AND($AD54=0,$AE54=0,$AF54=0),1)","v":0},{"$f":"IF(ISNUMBER(MATCH(CV$11,$AG54:$AJ54,0)),1,0)*IF(ISNUMBER($AF54),(1-$AF54),1) + IF(ISNUMBER(MATCH(CV$11,$AK54:$AP54,0)),-1,0)*_xlfn.IFS(ISNUMBER($AD54),$AD54,ISNUMBER($AE54),$AE54,ISNUMBER($AF54),$AF54,AND($AD54=0,$AE54=0,$AF54=0),1)","v":0},{"$f":"IF(ISNUMBER(MATCH(CW$11,$AG54:$AJ54,0)),1,0)*IF(ISNUMBER($AF54),(1-$AF54),1) + IF(ISNUMBER(MATCH(CW$11,$AK54:$AP54,0)),-1,0)*_xlfn.IFS(ISNUMBER($AD54),$AD54,ISNUMBER($AE54),$AE54,ISNUMBER($AF54),$AF54,AND($AD54=0,$AE54=0,$AF54=0),1)","v":0},{"$f":"IF(ISNUMBER(MATCH(CX$11,$AG54:$AJ54,0)),1,0)*IF(ISNUMBER($AF54),(1-$AF54),1) + IF(ISNUMBER(MATCH(CX$11,$AK54:$AP54,0)),-1,0)*_xlfn.IFS(ISNUMBER($AD54),$AD54,ISNUMBER($AE54),$AE54,ISNUMBER($AF54),$AF54,AND($AD54=0,$AE54=0,$AF54=0),1)","v":0},{"$f":"IF(ISNUMBER(MATCH(CY$11,$AG54:$AJ54,0)),1,0)*IF(ISNUMBER($AF54),(1-$AF54),1) + IF(ISNUMBER(MATCH(CY$11,$AK54:$AP54,0)),-1,0)*_xlfn.IFS(ISNUMBER($AD54),$AD54,ISNUMBER($AE54),$AE54,ISNUMBER($AF54),$AF54,AND($AD54=0,$AE54=0,$AF54=0),1)","v":0},{"$f":"IF(ISNUMBER(MATCH(CZ$11,$AG54:$AJ54,0)),1,0)*IF(ISNUMBER($AF54),(1-$AF54),1) + IF(ISNUMBER(MATCH(CZ$11,$AK54:$AP54,0)),-1,0)*_xlfn.IFS(ISNUMBER($AD54),$AD54,ISNUMBER($AE54),$AE54,ISNUMBER($AF54),$AF54,AND($AD54=0,$AE54=0,$AF54=0),1)","v":0},{"$f":"IF(ISNUMBER(MATCH(DA$11,$AG54:$AJ54,0)),1,0)*IF(ISNUMBER($AF54),(1-$AF54),1) + IF(ISNUMBER(MATCH(DA$11,$AK54:$AP54,0)),-1,0)*_xlfn.IFS(ISNUMBER($AD54),$AD54,ISNUMBER($AE54),$AE54,ISNUMBER($AF54),$AF54,AND($AD54=0,$AE54=0,$AF54=0),1)","v":0},{"$f":"IF(ISNUMBER(MATCH(DB$11,$AG54:$AJ54,0)),1,0)*IF(ISNUMBER($AF54),(1-$AF54),1) + IF(ISNUMBER(MATCH(DB$11,$AK54:$AP54,0)),-1,0)*_xlfn.IFS(ISNUMBER($AD54),$AD54,ISNUMBER($AE54),$AE54,ISNUMBER($AF54),$AF54,AND($AD54=0,$AE54=0,$AF54=0),1)","v":0},{"$f":"IF(ISNUMBER(MATCH(DC$11,$AG54:$AJ54,0)),1,0)*IF(ISNUMBER($AF54),(1-$AF54),1) + IF(ISNUMBER(MATCH(DC$11,$AK54:$AP54,0)),-1,0)*_xlfn.IFS(ISNUMBER($AD54),$AD54,ISNUMBER($AE54),$AE54,ISNUMBER($AF54),$AF54,AND($AD54=0,$AE54=0,$AF54=0),1)","v":0},{"$f":"IF(ISNUMBER(MATCH(DD$11,$AG54:$AJ54,0)),1,0)*IF(ISNUMBER($AF54),(1-$AF54),1) + IF(ISNUMBER(MATCH(DD$11,$AK54:$AP54,0)),-1,0)*_xlfn.IFS(ISNUMBER($AD54),$AD54,ISNUMBER($AE54),$AE54,ISNUMBER($AF54),$AF54,AND($AD54=0,$AE54=0,$AF54=0),1)","v":0},{"$f":"IF(ISNUMBER(MATCH(DE$11,$AG54:$AJ54,0)),1,0)*IF(ISNUMBER($AF54),(1-$AF54),1) + IF(ISNUMBER(MATCH(DE$11,$AK54:$AP54,0)),-1,0)*_xlfn.IFS(ISNUMBER($AD54),$AD54,ISNUMBER($AE54),$AE54,ISNUMBER($AF54),$AF54,AND($AD54=0,$AE54=0,$AF54=0),1)","v":0},null,0,"Datarooms","HRU,LT","Prop",null,null,null,null,null,null,null,null,null,"q_drms_dr4-hru,lt",6.7025639350507991,3359.2759254386929,0,0,0,0,0,0,0,0,0,0,0,0,0,0,1,0,0,-1,0,0.65710938959625309,1,1,0,0,-1,0,1.0454545454545454,1,1,0,0,-1,0,0,1,1,0,0,-1,0,0,1,1,0,0,0,-4.3261268951392051E-19,0,0,0,0,0,0,0,0,0,0,4.5339363576666547E-19,0,0,0,0,0,0,0,0,null,null,null,null,null,null,null,null,null,null,null,"q_drms_dr4-hru,lt",null,3359.2759254386924,0,0,0,0,0,0,0,0,0,0,0,0,0,0,0.99999999999999978,0,0,-0.99999999999999978,0,0.65710938959625298,0.99999999999999978,0.99999999999999978,0,0,-0.99999999999999978,0,1.0454545454545454,0.99999999999999978,0.99999999999999978,0,0,-0.99999999999999978,0,0,0.99999999999999978,0.99999999999999978,0,0,-0.99999999999999978,0,0,0.99999999999999978,0.99999999999999978,0,0,0,4.3261268951392051E-19,0,0,0,3.3930407020699645E-19,0,0,0,0,0,0,4.5339363576666547E-19,0,0,0,0,0,0,0,0,null,null,"q_drms_dr4-hru,lt",3359.2759254386924,0,0,0,0,0,0,0,0,0,0,0,0,0,0,0.99999999999999978,0,0,-0.99999999999999978,0,0.65710938959625298,0.99999999999999978,0.99999999999999978,0,0,-0.99999999999999978,0,1.0454545454545454,0.99999999999999978,0.99999999999999978,0,0,-0.99999999999999978,0,0,0.99999999999999978,0.99999999999999978,0,0,-0.99999999999999978,0,0,0.99999999999999978,0.99999999999999978,0,0,0,4.3261268951392051E-19,0,0,0,3.3930407020699645E-19,0,0,0,0,0,0,0,0,0,0,0,0,0,0,0]
[null,null,null,null,null,null,null,null,null,null,null,null,null,null,null,null,null,null,"q_dr2_cls,l",0,0,0,0,0,0,null,"Workload","Prop",null,{"$f":"'IT Load Datarooms Calculate'!H56","v":0},null,null,"w_drms-dr4",null,null,null,"e_drms_crit-dr4",null,null,null,null,null,null,{"$f":"IF(ISNUMBER(MATCH(AR$11,$AG55:$AJ55,0)),1,0)*IF(ISNUMBER($AF55),(1-$AF55),1) + IF(ISNUMBER(MATCH(AR$11,$AK55:$AP55,0)),-1,0)*_xlfn.IFS(ISNUMBER($AD55),$AD55,ISNUMBER($AE55),$AE55,ISNUMBER($AF55),$AF55,AND($AD55=0,$AE55=0,$AF55=0),1)","v":0},{"$f":"IF(ISNUMBER(MATCH(AS$11,$AG55:$AJ55,0)),1,0)*IF(ISNUMBER($AF55),(1-$AF55),1) + IF(ISNUMBER(MATCH(AS$11,$AK55:$AP55,0)),-1,0)*_xlfn.IFS(ISNUMBER($AD55),$AD55,ISNUMBER($AE55),$AE55,ISNUMBER($AF55),$AF55,AND($AD55=0,$AE55=0,$AF55=0),1)","v":0},{"$f":"IF(ISNUMBER(MATCH(AT$11,$AG55:$AJ55,0)),1,0)*IF(ISNUMBER($AF55),(1-$AF55),1) + IF(ISNUMBER(MATCH(AT$11,$AK55:$AP55,0)),-1,0)*_xlfn.IFS(ISNUMBER($AD55),$AD55,ISNUMBER($AE55),$AE55,ISNUMBER($AF55),$AF55,AND($AD55=0,$AE55=0,$AF55=0),1)","v":0},{"$f":"IF(ISNUMBER(MATCH(AU$11,$AG55:$AJ55,0)),1,0)*IF(ISNUMBER($AF55),(1-$AF55),1) + IF(ISNUMBER(MATCH(AU$11,$AK55:$AP55,0)),-1,0)*_xlfn.IFS(ISNUMBER($AD55),$AD55,ISNUMBER($AE55),$AE55,ISNUMBER($AF55),$AF55,AND($AD55=0,$AE55=0,$AF55=0),1)","v":0},{"$f":"IF(ISNUMBER(MATCH(AV$11,$AG55:$AJ55,0)),1,0)*IF(ISNUMBER($AF55),(1-$AF55),1) + IF(ISNUMBER(MATCH(AV$11,$AK55:$AP55,0)),-1,0)*_xlfn.IFS(ISNUMBER($AD55),$AD55,ISNUMBER($AE55),$AE55,ISNUMBER($AF55),$AF55,AND($AD55=0,$AE55=0,$AF55=0),1)","v":0},{"$f":"IF(ISNUMBER(MATCH(AW$11,$AG55:$AJ55,0)),1,0)*IF(ISNUMBER($AF55),(1-$AF55),1) + IF(ISNUMBER(MATCH(AW$11,$AK55:$AP55,0)),-1,0)*_xlfn.IFS(ISNUMBER($AD55),$AD55,ISNUMBER($AE55),$AE55,ISNUMBER($AF55),$AF55,AND($AD55=0,$AE55=0,$AF55=0),1)","v":0},{"$f":"IF(ISNUMBER(MATCH(AX$11,$AG55:$AJ55,0)),1,0)*IF(ISNUMBER($AF55),(1-$AF55),1) + IF(ISNUMBER(MATCH(AX$11,$AK55:$AP55,0)),-1,0)*_xlfn.IFS(ISNUMBER($AD55),$AD55,ISNUMBER($AE55),$AE55,ISNUMBER($AF55),$AF55,AND($AD55=0,$AE55=0,$AF55=0),1)","v":0},{"$f":"IF(ISNUMBER(MATCH(AY$11,$AG55:$AJ55,0)),1,0)*IF(ISNUMBER($AF55),(1-$AF55),1) + IF(ISNUMBER(MATCH(AY$11,$AK55:$AP55,0)),-1,0)*_xlfn.IFS(ISNUMBER($AD55),$AD55,ISNUMBER($AE55),$AE55,ISNUMBER($AF55),$AF55,AND($AD55=0,$AE55=0,$AF55=0),1)","v":0},{"$f":"IF(ISNUMBER(MATCH(AZ$11,$AG55:$AJ55,0)),1,0)*IF(ISNUMBER($AF55),(1-$AF55),1) + IF(ISNUMBER(MATCH(AZ$11,$AK55:$AP55,0)),-1,0)*_xlfn.IFS(ISNUMBER($AD55),$AD55,ISNUMBER($AE55),$AE55,ISNUMBER($AF55),$AF55,AND($AD55=0,$AE55=0,$AF55=0),1)","v":0},{"$f":"IF(ISNUMBER(MATCH(BA$11,$AG55:$AJ55,0)),1,0)*IF(ISNUMBER($AF55),(1-$AF55),1) + IF(ISNUMBER(MATCH(BA$11,$AK55:$AP55,0)),-1,0)*_xlfn.IFS(ISNUMBER($AD55),$AD55,ISNUMBER($AE55),$AE55,ISNUMBER($AF55),$AF55,AND($AD55=0,$AE55=0,$AF55=0),1)","v":0},{"$f":"IF(ISNUMBER(MATCH(BB$11,$AG55:$AJ55,0)),1,0)*IF(ISNUMBER($AF55),(1-$AF55),1) + IF(ISNUMBER(MATCH(BB$11,$AK55:$AP55,0)),-1,0)*_xlfn.IFS(ISNUMBER($AD55),$AD55,ISNUMBER($AE55),$AE55,ISNUMBER($AF55),$AF55,AND($AD55=0,$AE55=0,$AF55=0),1)","v":0},{"$f":"IF(ISNUMBER(MATCH(BC$11,$AG55:$AJ55,0)),1,0)*IF(ISNUMBER($AF55),(1-$AF55),1) + IF(ISNUMBER(MATCH(BC$11,$AK55:$AP55,0)),-1,0)*_xlfn.IFS(ISNUMBER($AD55),$AD55,ISNUMBER($AE55),$AE55,ISNUMBER($AF55),$AF55,AND($AD55=0,$AE55=0,$AF55=0),1)","v":0},{"$f":"IF(ISNUMBER(MATCH(BD$11,$AG55:$AJ55,0)),1,0)*IF(ISNUMBER($AF55),(1-$AF55),1) + IF(ISNUMBER(MATCH(BD$11,$AK55:$AP55,0)),-1,0)*_xlfn.IFS(ISNUMBER($AD55),$AD55,ISNUMBER($AE55),$AE55,ISNUMBER($AF55),$AF55,AND($AD55=0,$AE55=0,$AF55=0),1)","v":0},{"$f":"IF(ISNUMBER(MATCH(BE$11,$AG55:$AJ55,0)),1,0)*IF(ISNUMBER($AF55),(1-$AF55),1) + IF(ISNUMBER(MATCH(BE$11,$AK55:$AP55,0)),-1,0)*_xlfn.IFS(ISNUMBER($AD55),$AD55,ISNUMBER($AE55),$AE55,ISNUMBER($AF55),$AF55,AND($AD55=0,$AE55=0,$AF55=0),1)","v":0},{"$f":"IF(ISNUMBER(MATCH(BF$11,$AG55:$AJ55,0)),1,0)*IF(ISNUMBER($AF55),(1-$AF55),1) + IF(ISNUMBER(MATCH(BF$11,$AK55:$AP55,0)),-1,0)*_xlfn.IFS(ISNUMBER($AD55),$AD55,ISNUMBER($AE55),$AE55,ISNUMBER($AF55),$AF55,AND($AD55=0,$AE55=0,$AF55=0),1)","v":0},{"$f":"IF(ISNUMBER(MATCH(BG$11,$AG55:$AJ55,0)),1,0)*IF(ISNUMBER($AF55),(1-$AF55),1) + IF(ISNUMBER(MATCH(BG$11,$AK55:$AP55,0)),-1,0)*_xlfn.IFS(ISNUMBER($AD55),$AD55,ISNUMBER($AE55),$AE55,ISNUMBER($AF55),$AF55,AND($AD55=0,$AE55=0,$AF55=0),1)","v":0},{"$f":"IF(ISNUMBER(MATCH(BH$11,$AG55:$AJ55,0)),1,0)*IF(ISNUMBER($AF55),(1-$AF55),1) + IF(ISNUMBER(MATCH(BH$11,$AK55:$AP55,0)),-1,0)*_xlfn.IFS(ISNUMBER($AD55),$AD55,ISNUMBER($AE55),$AE55,ISNUMBER($AF55),$AF55,AND($AD55=0,$AE55=0,$AF55=0),1)","v":0},{"$f":"IF(ISNUMBER(MATCH(BI$11,$AG55:$AJ55,0)),1,0)*IF(ISNUMBER($AF55),(1-$AF55),1) + IF(ISNUMBER(MATCH(BI$11,$AK55:$AP55,0)),-1,0)*_xlfn.IFS(ISNUMBER($AD55),$AD55,ISNUMBER($AE55),$AE55,ISNUMBER($AF55),$AF55,AND($AD55=0,$AE55=0,$AF55=0),1)","v":0},{"$f":"IF(ISNUMBER(MATCH(BJ$11,$AG55:$AJ55,0)),1,0)*IF(ISNUMBER($AF55),(1-$AF55),1) + IF(ISNUMBER(MATCH(BJ$11,$AK55:$AP55,0)),-1,0)*_xlfn.IFS(ISNUMBER($AD55),$AD55,ISNUMBER($AE55),$AE55,ISNUMBER($AF55),$AF55,AND($AD55=0,$AE55=0,$AF55=0),1)","v":0},{"$f":"IF(ISNUMBER(MATCH(BK$11,$AG55:$AJ55,0)),1,0)*IF(ISNUMBER($AF55),(1-$AF55),1) + IF(ISNUMBER(MATCH(BK$11,$AK55:$AP55,0)),-1,0)*_xlfn.IFS(ISNUMBER($AD55),$AD55,ISNUMBER($AE55),$AE55,ISNUMBER($AF55),$AF55,AND($AD55=0,$AE55=0,$AF55=0),1)","v":0},{"$f":"IF(ISNUMBER(MATCH(BL$11,$AG55:$AJ55,0)),1,0)*IF(ISNUMBER($AF55),(1-$AF55),1) + IF(ISNUMBER(MATCH(BL$11,$AK55:$AP55,0)),-1,0)*_xlfn.IFS(ISNUMBER($AD55),$AD55,ISNUMBER($AE55),$AE55,ISNUMBER($AF55),$AF55,AND($AD55=0,$AE55=0,$AF55=0),1)","v":0},{"$f":"IF(ISNUMBER(MATCH(BM$11,$AG55:$AJ55,0)),1,0)*IF(ISNUMBER($AF55),(1-$AF55),1) + IF(ISNUMBER(MATCH(BM$11,$AK55:$AP55,0)),-1,0)*_xlfn.IFS(ISNUMBER($AD55),$AD55,ISNUMBER($AE55),$AE55,ISNUMBER($AF55),$AF55,AND($AD55=0,$AE55=0,$AF55=0),1)","v":0},{"$f":"IF(ISNUMBER(MATCH(BN$11,$AG55:$AJ55,0)),1,0)*IF(ISNUMBER($AF55),(1-$AF55),1) + IF(ISNUMBER(MATCH(BN$11,$AK55:$AP55,0)),-1,0)*_xlfn.IFS(ISNUMBER($AD55),$AD55,ISNUMBER($AE55),$AE55,ISNUMBER($AF55),$AF55,AND($AD55=0,$AE55=0,$AF55=0),1)","v":0},{"$f":"IF(ISNUMBER(MATCH(BO$11,$AG55:$AJ55,0)),1,0)*IF(ISNUMBER($AF55),(1-$AF55),1) + IF(ISNUMBER(MATCH(BO$11,$AK55:$AP55,0)),-1,0)*_xlfn.IFS(ISNUMBER($AD55),$AD55,ISNUMBER($AE55),$AE55,ISNUMBER($AF55),$AF55,AND($AD55=0,$AE55=0,$AF55=0),1)","v":0},{"$f":"IF(ISNUMBER(MATCH(BP$11,$AG55:$AJ55,0)),1,0)*IF(ISNUMBER($AF55),(1-$AF55),1) + IF(ISNUMBER(MATCH(BP$11,$AK55:$AP55,0)),-1,0)*_xlfn.IFS(ISNUMBER($AD55),$AD55,ISNUMBER($AE55),$AE55,ISNUMBER($AF55),$AF55,AND($AD55=0,$AE55=0,$AF55=0),1)","v":0},{"$f":"IF(ISNUMBER(MATCH(BQ$11,$AG55:$AJ55,0)),1,0)*IF(ISNUMBER($AF55),(1-$AF55),1) + IF(ISNUMBER(MATCH(BQ$11,$AK55:$AP55,0)),-1,0)*_xlfn.IFS(ISNUMBER($AD55),$AD55,ISNUMBER($AE55),$AE55,ISNUMBER($AF55),$AF55,AND($AD55=0,$AE55=0,$AF55=0),1)","v":0},{"$f":"IF(ISNUMBER(MATCH(BR$11,$AG55:$AJ55,0)),1,0)*IF(ISNUMBER($AF55),(1-$AF55),1) + IF(ISNUMBER(MATCH(BR$11,$AK55:$AP55,0)),-1,0)*_xlfn.IFS(ISNUMBER($AD55),$AD55,ISNUMBER($AE55),$AE55,ISNUMBER($AF55),$AF55,AND($AD55=0,$AE55=0,$AF55=0),1)","v":0},{"$f":"IF(ISNUMBER(MATCH(BS$11,$AG55:$AJ55,0)),1,0)*IF(ISNUMBER($AF55),(1-$AF55),1) + IF(ISNUMBER(MATCH(BS$11,$AK55:$AP55,0)),-1,0)*_xlfn.IFS(ISNUMBER($AD55),$AD55,ISNUMBER($AE55),$AE55,ISNUMBER($AF55),$AF55,AND($AD55=0,$AE55=0,$AF55=0),1)","v":0},{"$f":"IF(ISNUMBER(MATCH(BT$11,$AG55:$AJ55,0)),1,0)*IF(ISNUMBER($AF55),(1-$AF55),1) + IF(ISNUMBER(MATCH(BT$11,$AK55:$AP55,0)),-1,0)*_xlfn.IFS(ISNUMBER($AD55),$AD55,ISNUMBER($AE55),$AE55,ISNUMBER($AF55),$AF55,AND($AD55=0,$AE55=0,$AF55=0),1)","v":0},{"$f":"IF(ISNUMBER(MATCH(BU$11,$AG55:$AJ55,0)),1,0)*IF(ISNUMBER($AF55),(1-$AF55),1) + IF(ISNUMBER(MATCH(BU$11,$AK55:$AP55,0)),-1,0)*_xlfn.IFS(ISNUMBER($AD55),$AD55,ISNUMBER($AE55),$AE55,ISNUMBER($AF55),$AF55,AND($AD55=0,$AE55=0,$AF55=0),1)","v":0},{"$f":"IF(ISNUMBER(MATCH(BV$11,$AG55:$AJ55,0)),1,0)*IF(ISNUMBER($AF55),(1-$AF55),1) + IF(ISNUMBER(MATCH(BV$11,$AK55:$AP55,0)),-1,0)*_xlfn.IFS(ISNUMBER($AD55),$AD55,ISNUMBER($AE55),$AE55,ISNUMBER($AF55),$AF55,AND($AD55=0,$AE55=0,$AF55=0),1)","v":0},{"$f":"IF(ISNUMBER(MATCH(BW$11,$AG55:$AJ55,0)),1,0)*IF(ISNUMBER($AF55),(1-$AF55),1) + IF(ISNUMBER(MATCH(BW$11,$AK55:$AP55,0)),-1,0)*_xlfn.IFS(ISNUMBER($AD55),$AD55,ISNUMBER($AE55),$AE55,ISNUMBER($AF55),$AF55,AND($AD55=0,$AE55=0,$AF55=0),1)","v":0},{"$f":"IF(ISNUMBER(MATCH(BX$11,$AG55:$AJ55,0)),1,0)*IF(ISNUMBER($AF55),(1-$AF55),1) + IF(ISNUMBER(MATCH(BX$11,$AK55:$AP55,0)),-1,0)*_xlfn.IFS(ISNUMBER($AD55),$AD55,ISNUMBER($AE55),$AE55,ISNUMBER($AF55),$AF55,AND($AD55=0,$AE55=0,$AF55=0),1)","v":0},{"$f":"IF(ISNUMBER(MATCH(BY$11,$AG55:$AJ55,0)),1,0)*IF(ISNUMBER($AF55),(1-$AF55),1) + IF(ISNUMBER(MATCH(BY$11,$AK55:$AP55,0)),-1,0)*_xlfn.IFS(ISNUMBER($AD55),$AD55,ISNUMBER($AE55),$AE55,ISNUMBER($AF55),$AF55,AND($AD55=0,$AE55=0,$AF55=0),1)","v":0},{"$f":"IF(ISNUMBER(MATCH(BZ$11,$AG55:$AJ55,0)),1,0)*IF(ISNUMBER($AF55),(1-$AF55),1) + IF(ISNUMBER(MATCH(BZ$11,$AK55:$AP55,0)),-1,0)*_xlfn.IFS(ISNUMBER($AD55),$AD55,ISNUMBER($AE55),$AE55,ISNUMBER($AF55),$AF55,AND($AD55=0,$AE55=0,$AF55=0),1)","v":0},{"$f":"IF(ISNUMBER(MATCH(CA$11,$AG55:$AJ55,0)),1,0)*IF(ISNUMBER($AF55),(1-$AF55),1) + IF(ISNUMBER(MATCH(CA$11,$AK55:$AP55,0)),-1,0)*_xlfn.IFS(ISNUMBER($AD55),$AD55,ISNUMBER($AE55),$AE55,ISNUMBER($AF55),$AF55,AND($AD55=0,$AE55=0,$AF55=0),1)","v":0},{"$f":"IF(ISNUMBER(MATCH(CB$11,$AG55:$AJ55,0)),1,0)*IF(ISNUMBER($AF55),(1-$AF55),1) + IF(ISNUMBER(MATCH(CB$11,$AK55:$AP55,0)),-1,0)*_xlfn.IFS(ISNUMBER($AD55),$AD55,ISNUMBER($AE55),$AE55,ISNUMBER($AF55),$AF55,AND($AD55=0,$AE55=0,$AF55=0),1)","v":0},{"$f":"IF(ISNUMBER(MATCH(CC$11,$AG55:$AJ55,0)),1,0)*IF(ISNUMBER($AF55),(1-$AF55),1) + IF(ISNUMBER(MATCH(CC$11,$AK55:$AP55,0)),-1,0)*_xlfn.IFS(ISNUMBER($AD55),$AD55,ISNUMBER($AE55),$AE55,ISNUMBER($AF55),$AF55,AND($AD55=0,$AE55=0,$AF55=0),1)","v":1},{"$f":"IF(ISNUMBER(MATCH(CD$11,$AG55:$AJ55,0)),1,0)*IF(ISNUMBER($AF55),(1-$AF55),1) + IF(ISNUMBER(MATCH(CD$11,$AK55:$AP55,0)),-1,0)*_xlfn.IFS(ISNUMBER($AD55),$AD55,ISNUMBER($AE55),$AE55,ISNUMBER($AF55),$AF55,AND($AD55=0,$AE55=0,$AF55=0),1)","v":0},{"$f":"IF(ISNUMBER(MATCH(CE$11,$AG55:$AJ55,0)),1,0)*IF(ISNUMBER($AF55),(1-$AF55),1) + IF(ISNUMBER(MATCH(CE$11,$AK55:$AP55,0)),-1,0)*_xlfn.IFS(ISNUMBER($AD55),$AD55,ISNUMBER($AE55),$AE55,ISNUMBER($AF55),$AF55,AND($AD55=0,$AE55=0,$AF55=0),1)","v":0},{"$f":"IF(ISNUMBER(MATCH(CF$11,$AG55:$AJ55,0)),1,0)*IF(ISNUMBER($AF55),(1-$AF55),1) + IF(ISNUMBER(MATCH(CF$11,$AK55:$AP55,0)),-1,0)*_xlfn.IFS(ISNUMBER($AD55),$AD55,ISNUMBER($AE55),$AE55,ISNUMBER($AF55),$AF55,AND($AD55=0,$AE55=0,$AF55=0),1)","v":0},{"$f":"IF(ISNUMBER(MATCH(CG$11,$AG55:$AJ55,0)),1,0)*IF(ISNUMBER($AF55),(1-$AF55),1) + IF(ISNUMBER(MATCH(CG$11,$AK55:$AP55,0)),-1,0)*_xlfn.IFS(ISNUMBER($AD55),$AD55,ISNUMBER($AE55),$AE55,ISNUMBER($AF55),$AF55,AND($AD55=0,$AE55=0,$AF55=0),1)","v":0},{"$f":"IF(ISNUMBER(MATCH(CH$11,$AG55:$AJ55,0)),1,0)*IF(ISNUMBER($AF55),(1-$AF55),1) + IF(ISNUMBER(MATCH(CH$11,$AK55:$AP55,0)),-1,0)*_xlfn.IFS(ISNUMBER($AD55),$AD55,ISNUMBER($AE55),$AE55,ISNUMBER($AF55),$AF55,AND($AD55=0,$AE55=0,$AF55=0),1)","v":0},{"$f":"IF(ISNUMBER(MATCH(CI$11,$AG55:$AJ55,0)),1,0)*IF(ISNUMBER($AF55),(1-$AF55),1) + IF(ISNUMBER(MATCH(CI$11,$AK55:$AP55,0)),-1,0)*_xlfn.IFS(ISNUMBER($AD55),$AD55,ISNUMBER($AE55),$AE55,ISNUMBER($AF55),$AF55,AND($AD55=0,$AE55=0,$AF55=0),1)","v":0},{"$f":"IF(ISNUMBER(MATCH(CJ$11,$AG55:$AJ55,0)),1,0)*IF(ISNUMBER($AF55),(1-$AF55),1) + IF(ISNUMBER(MATCH(CJ$11,$AK55:$AP55,0)),-1,0)*_xlfn.IFS(ISNUMBER($AD55),$AD55,ISNUMBER($AE55),$AE55,ISNUMBER($AF55),$AF55,AND($AD55=0,$AE55=0,$AF55=0),1)","v":0},{"$f":"IF(ISNUMBER(MATCH(CK$11,$AG55:$AJ55,0)),1,0)*IF(ISNUMBER($AF55),(1-$AF55),1) + IF(ISNUMBER(MATCH(CK$11,$AK55:$AP55,0)),-1,0)*_xlfn.IFS(ISNUMBER($AD55),$AD55,ISNUMBER($AE55),$AE55,ISNUMBER($AF55),$AF55,AND($AD55=0,$AE55=0,$AF55=0),1)","v":0},{"$f":"IF(ISNUMBER(MATCH(CL$11,$AG55:$AJ55,0)),1,0)*IF(ISNUMBER($AF55),(1-$AF55),1) + IF(ISNUMBER(MATCH(CL$11,$AK55:$AP55,0)),-1,0)*_xlfn.IFS(ISNUMBER($AD55),$AD55,ISNUMBER($AE55),$AE55,ISNUMBER($AF55),$AF55,AND($AD55=0,$AE55=0,$AF55=0),1)","v":0},{"$f":"IF(ISNUMBER(MATCH(CM$11,$AG55:$AJ55,0)),1,0)*IF(ISNUMBER($AF55),(1-$AF55),1) + IF(ISNUMBER(MATCH(CM$11,$AK55:$AP55,0)),-1,0)*_xlfn.IFS(ISNUMBER($AD55),$AD55,ISNUMBER($AE55),$AE55,ISNUMBER($AF55),$AF55,AND($AD55=0,$AE55=0,$AF55=0),1)","v":0},{"$f":"IF(ISNUMBER(MATCH(CN$11,$AG55:$AJ55,0)),1,0)*IF(ISNUMBER($AF55),(1-$AF55),1) + IF(ISNUMBER(MATCH(CN$11,$AK55:$AP55,0)),-1,0)*_xlfn.IFS(ISNUMBER($AD55),$AD55,ISNUMBER($AE55),$AE55,ISNUMBER($AF55),$AF55,AND($AD55=0,$AE55=0,$AF55=0),1)","v":0},{"$f":"IF(ISNUMBER(MATCH(CO$11,$AG55:$AJ55,0)),1,0)*IF(ISNUMBER($AF55),(1-$AF55),1) + IF(ISNUMBER(MATCH(CO$11,$AK55:$AP55,0)),-1,0)*_xlfn.IFS(ISNUMBER($AD55),$AD55,ISNUMBER($AE55),$AE55,ISNUMBER($AF55),$AF55,AND($AD55=0,$AE55=0,$AF55=0),1)","v":0},{"$f":"IF(ISNUMBER(MATCH(CP$11,$AG55:$AJ55,0)),1,0)*IF(ISNUMBER($AF55),(1-$AF55),1) + IF(ISNUMBER(MATCH(CP$11,$AK55:$AP55,0)),-1,0)*_xlfn.IFS(ISNUMBER($AD55),$AD55,ISNUMBER($AE55),$AE55,ISNUMBER($AF55),$AF55,AND($AD55=0,$AE55=0,$AF55=0),1)","v":0},{"$f":"IF(ISNUMBER(MATCH(CQ$11,$AG55:$AJ55,0)),1,0)*IF(ISNUMBER($AF55),(1-$AF55),1) + IF(ISNUMBER(MATCH(CQ$11,$AK55:$AP55,0)),-1,0)*_xlfn.IFS(ISNUMBER($AD55),$AD55,ISNUMBER($AE55),$AE55,ISNUMBER($AF55),$AF55,AND($AD55=0,$AE55=0,$AF55=0),1)","v":0},{"$f":"IF(ISNUMBER(MATCH(CR$11,$AG55:$AJ55,0)),1,0)*IF(ISNUMBER($AF55),(1-$AF55),1) + IF(ISNUMBER(MATCH(CR$11,$AK55:$AP55,0)),-1,0)*_xlfn.IFS(ISNUMBER($AD55),$AD55,ISNUMBER($AE55),$AE55,ISNUMBER($AF55),$AF55,AND($AD55=0,$AE55=0,$AF55=0),1)","v":0},{"$f":"IF(ISNUMBER(MATCH(CS$11,$AG55:$AJ55,0)),1,0)*IF(ISNUMBER($AF55),(1-$AF55),1) + IF(ISNUMBER(MATCH(CS$11,$AK55:$AP55,0)),-1,0)*_xlfn.IFS(ISNUMBER($AD55),$AD55,ISNUMBER($AE55),$AE55,ISNUMBER($AF55),$AF55,AND($AD55=0,$AE55=0,$AF55=0),1)","v":0},{"$f":"IF(ISNUMBER(MATCH(CT$11,$AG55:$AJ55,0)),1,0)*IF(ISNUMBER($AF55),(1-$AF55),1) + IF(ISNUMBER(MATCH(CT$11,$AK55:$AP55,0)),-1,0)*_xlfn.IFS(ISNUMBER($AD55),$AD55,ISNUMBER($AE55),$AE55,ISNUMBER($AF55),$AF55,AND($AD55=0,$AE55=0,$AF55=0),1)","v":0},{"$f":"IF(ISNUMBER(MATCH(CU$11,$AG55:$AJ55,0)),1,0)*IF(ISNUMBER($AF55),(1-$AF55),1) + IF(ISNUMBER(MATCH(CU$11,$AK55:$AP55,0)),-1,0)*_xlfn.IFS(ISNUMBER($AD55),$AD55,ISNUMBER($AE55),$AE55,ISNUMBER($AF55),$AF55,AND($AD55=0,$AE55=0,$AF55=0),1)","v":0},{"$f":"IF(ISNUMBER(MATCH(CV$11,$AG55:$AJ55,0)),1,0)*IF(ISNUMBER($AF55),(1-$AF55),1) + IF(ISNUMBER(MATCH(CV$11,$AK55:$AP55,0)),-1,0)*_xlfn.IFS(ISNUMBER($AD55),$AD55,ISNUMBER($AE55),$AE55,ISNUMBER($AF55),$AF55,AND($AD55=0,$AE55=0,$AF55=0),1)","v":0},{"$f":"IF(ISNUMBER(MATCH(CW$11,$AG55:$AJ55,0)),1,0)*IF(ISNUMBER($AF55),(1-$AF55),1) + IF(ISNUMBER(MATCH(CW$11,$AK55:$AP55,0)),-1,0)*_xlfn.IFS(ISNUMBER($AD55),$AD55,ISNUMBER($AE55),$AE55,ISNUMBER($AF55),$AF55,AND($AD55=0,$AE55=0,$AF55=0),1)","v":0},{"$f":"IF(ISNUMBER(MATCH(CX$11,$AG55:$AJ55,0)),1,0)*IF(ISNUMBER($AF55),(1-$AF55),1) + IF(ISNUMBER(MATCH(CX$11,$AK55:$AP55,0)),-1,0)*_xlfn.IFS(ISNUMBER($AD55),$AD55,ISNUMBER($AE55),$AE55,ISNUMBER($AF55),$AF55,AND($AD55=0,$AE55=0,$AF55=0),1)","v":0},{"$f":"IF(ISNUMBER(MATCH(CY$11,$AG55:$AJ55,0)),1,0)*IF(ISNUMBER($AF55),(1-$AF55),1) + IF(ISNUMBER(MATCH(CY$11,$AK55:$AP55,0)),-1,0)*_xlfn.IFS(ISNUMBER($AD55),$AD55,ISNUMBER($AE55),$AE55,ISNUMBER($AF55),$AF55,AND($AD55=0,$AE55=0,$AF55=0),1)","v":0},{"$f":"IF(ISNUMBER(MATCH(CZ$11,$AG55:$AJ55,0)),1,0)*IF(ISNUMBER($AF55),(1-$AF55),1) + IF(ISNUMBER(MATCH(CZ$11,$AK55:$AP55,0)),-1,0)*_xlfn.IFS(ISNUMBER($AD55),$AD55,ISNUMBER($AE55),$AE55,ISNUMBER($AF55),$AF55,AND($AD55=0,$AE55=0,$AF55=0),1)","v":0},{"$f":"IF(ISNUMBER(MATCH(DA$11,$AG55:$AJ55,0)),1,0)*IF(ISNUMBER($AF55),(1-$AF55),1) + IF(ISNUMBER(MATCH(DA$11,$AK55:$AP55,0)),-1,0)*_xlfn.IFS(ISNUMBER($AD55),$AD55,ISNUMBER($AE55),$AE55,ISNUMBER($AF55),$AF55,AND($AD55=0,$AE55=0,$AF55=0),1)","v":0},{"$f":"IF(ISNUMBER(MATCH(DB$11,$AG55:$AJ55,0)),1,0)*IF(ISNUMBER($AF55),(1-$AF55),1) + IF(ISNUMBER(MATCH(DB$11,$AK55:$AP55,0)),-1,0)*_xlfn.IFS(ISNUMBER($AD55),$AD55,ISNUMBER($AE55),$AE55,ISNUMBER($AF55),$AF55,AND($AD55=0,$AE55=0,$AF55=0),1)","v":0},{"$f":"IF(ISNUMBER(MATCH(DC$11,$AG55:$AJ55,0)),1,0)*IF(ISNUMBER($AF55),(1-$AF55),1) + IF(ISNUMBER(MATCH(DC$11,$AK55:$AP55,0)),-1,0)*_xlfn.IFS(ISNUMBER($AD55),$AD55,ISNUMBER($AE55),$AE55,ISNUMBER($AF55),$AF55,AND($AD55=0,$AE55=0,$AF55=0),1)","v":0},{"$f":"IF(ISNUMBER(MATCH(DD$11,$AG55:$AJ55,0)),1,0)*IF(ISNUMBER($AF55),(1-$AF55),1) + IF(ISNUMBER(MATCH(DD$11,$AK55:$AP55,0)),-1,0)*_xlfn.IFS(ISNUMBER($AD55),$AD55,ISNUMBER($AE55),$AE55,ISNUMBER($AF55),$AF55,AND($AD55=0,$AE55=0,$AF55=0),1)","v":0},{"$f":"IF(ISNUMBER(MATCH(DE$11,$AG55:$AJ55,0)),1,0)*IF(ISNUMBER($AF55),(1-$AF55),1) + IF(ISNUMBER(MATCH(DE$11,$AK55:$AP55,0)),-1,0)*_xlfn.IFS(ISNUMBER($AD55),$AD55,ISNUMBER($AE55),$AE55,ISNUMBER($AF55),$AF55,AND($AD55=0,$AE55=0,$AF55=0),1)","v":0},null,0,"Datarooms","Workload","Prop",null,null,null,null,null,null,null,null,null,"q_dr4_cls,l",-0.62899295506124409,686.13364819885578,0,0,0,0,0,0,0,0,0,0,0,0,0,0,0,1,-1,0,1,0.3710070449387558,0,-1,0,-1,0,1,0,0,-1,0,-1,0,1,1,0,-1,0,-1,0,1,1,0,-1,0,0,0,0,0,0,0,0,0,0,0,0,0,0,-4.3261268951392051E-19,0,0,0,0,0,0,0,0,null,null,null,null,null,null,null,null,null,null,null,"q_dr4_cls,l",null,686.13364819885578,0,0,0,0,0,0,0,0,0,0,0,0,0,0,0,1,-1,0,1,0.3710070449387558,0,-1,0,-1,0,1,0,0,-1,0,-1,0,1,1,0,-1,0,-1,0,1,1,0,-1,0,0,0,0,0,0,0,0,0,0,0,0,0,0,-4.3261268951392051E-19,0,0,0,0,0,0,0,0,null,null,"q_dr4_cls,l",686.13364819885578,0,0,0,0,0,0,0,0,0,0,0,0,0,0,0,1,-1,0,1,0.3710070449387558,0,-1,0,-1,0,1,0,0,-1,0,-1,0,1,1,0,-1,0,-1,0,1,1,0,-1,0,0,0,0,0,0,0,0,0,0,0,0,0,0,0,0,0,0,0,0,0,0,0]
[null,null,null,null,null,null,null,null,null,null,null,null,null,null,null,null,null,null,"q_dr3_cls,a",0,0,0,0,0,0,"HRU,LT","Power","Conservation",null,null,null,null,"e_mech_swb-hru,lt",null,null,null,"e_hru_comp,lt","e_hru_fs,lt","e_hru_fc,lt",null,null,null,null,{"$f":"IF(ISNUMBER(MATCH(AR$11,$AG56:$AJ56,0)),1,0)*IF(ISNUMBER($AF56),(1-$AF56),1) + IF(ISNUMBER(MATCH(AR$11,$AK56:$AP56,0)),-1,0)*_xlfn.IFS(ISNUMBER($AD56),$AD56,ISNUMBER($AE56),$AE56,ISNUMBER($AF56),$AF56,AND($AD56=0,$AE56=0,$AF56=0),1)","v":0},{"$f":"IF(ISNUMBER(MATCH(AS$11,$AG56:$AJ56,0)),1,0)*IF(ISNUMBER($AF56),(1-$AF56),1) + IF(ISNUMBER(MATCH(AS$11,$AK56:$AP56,0)),-1,0)*_xlfn.IFS(ISNUMBER($AD56),$AD56,ISNUMBER($AE56),$AE56,ISNUMBER($AF56),$AF56,AND($AD56=0,$AE56=0,$AF56=0),1)","v":0},{"$f":"IF(ISNUMBER(MATCH(AT$11,$AG56:$AJ56,0)),1,0)*IF(ISNUMBER($AF56),(1-$AF56),1) + IF(ISNUMBER(MATCH(AT$11,$AK56:$AP56,0)),-1,0)*_xlfn.IFS(ISNUMBER($AD56),$AD56,ISNUMBER($AE56),$AE56,ISNUMBER($AF56),$AF56,AND($AD56=0,$AE56=0,$AF56=0),1)","v":0},{"$f":"IF(ISNUMBER(MATCH(AU$11,$AG56:$AJ56,0)),1,0)*IF(ISNUMBER($AF56),(1-$AF56),1) + IF(ISNUMBER(MATCH(AU$11,$AK56:$AP56,0)),-1,0)*_xlfn.IFS(ISNUMBER($AD56),$AD56,ISNUMBER($AE56),$AE56,ISNUMBER($AF56),$AF56,AND($AD56=0,$AE56=0,$AF56=0),1)","v":0},{"$f":"IF(ISNUMBER(MATCH(AV$11,$AG56:$AJ56,0)),1,0)*IF(ISNUMBER($AF56),(1-$AF56),1) + IF(ISNUMBER(MATCH(AV$11,$AK56:$AP56,0)),-1,0)*_xlfn.IFS(ISNUMBER($AD56),$AD56,ISNUMBER($AE56),$AE56,ISNUMBER($AF56),$AF56,AND($AD56=0,$AE56=0,$AF56=0),1)","v":0},{"$f":"IF(ISNUMBER(MATCH(AW$11,$AG56:$AJ56,0)),1,0)*IF(ISNUMBER($AF56),(1-$AF56),1) + IF(ISNUMBER(MATCH(AW$11,$AK56:$AP56,0)),-1,0)*_xlfn.IFS(ISNUMBER($AD56),$AD56,ISNUMBER($AE56),$AE56,ISNUMBER($AF56),$AF56,AND($AD56=0,$AE56=0,$AF56=0),1)","v":0},{"$f":"IF(ISNUMBER(MATCH(AX$11,$AG56:$AJ56,0)),1,0)*IF(ISNUMBER($AF56),(1-$AF56),1) + IF(ISNUMBER(MATCH(AX$11,$AK56:$AP56,0)),-1,0)*_xlfn.IFS(ISNUMBER($AD56),$AD56,ISNUMBER($AE56),$AE56,ISNUMBER($AF56),$AF56,AND($AD56=0,$AE56=0,$AF56=0),1)","v":0},{"$f":"IF(ISNUMBER(MATCH(AY$11,$AG56:$AJ56,0)),1,0)*IF(ISNUMBER($AF56),(1-$AF56),1) + IF(ISNUMBER(MATCH(AY$11,$AK56:$AP56,0)),-1,0)*_xlfn.IFS(ISNUMBER($AD56),$AD56,ISNUMBER($AE56),$AE56,ISNUMBER($AF56),$AF56,AND($AD56=0,$AE56=0,$AF56=0),1)","v":0},{"$f":"IF(ISNUMBER(MATCH(AZ$11,$AG56:$AJ56,0)),1,0)*IF(ISNUMBER($AF56),(1-$AF56),1) + IF(ISNUMBER(MATCH(AZ$11,$AK56:$AP56,0)),-1,0)*_xlfn.IFS(ISNUMBER($AD56),$AD56,ISNUMBER($AE56),$AE56,ISNUMBER($AF56),$AF56,AND($AD56=0,$AE56=0,$AF56=0),1)","v":0},{"$f":"IF(ISNUMBER(MATCH(BA$11,$AG56:$AJ56,0)),1,0)*IF(ISNUMBER($AF56),(1-$AF56),1) + IF(ISNUMBER(MATCH(BA$11,$AK56:$AP56,0)),-1,0)*_xlfn.IFS(ISNUMBER($AD56),$AD56,ISNUMBER($AE56),$AE56,ISNUMBER($AF56),$AF56,AND($AD56=0,$AE56=0,$AF56=0),1)","v":0},{"$f":"IF(ISNUMBER(MATCH(BB$11,$AG56:$AJ56,0)),1,0)*IF(ISNUMBER($AF56),(1-$AF56),1) + IF(ISNUMBER(MATCH(BB$11,$AK56:$AP56,0)),-1,0)*_xlfn.IFS(ISNUMBER($AD56),$AD56,ISNUMBER($AE56),$AE56,ISNUMBER($AF56),$AF56,AND($AD56=0,$AE56=0,$AF56=0),1)","v":0},{"$f":"IF(ISNUMBER(MATCH(BC$11,$AG56:$AJ56,0)),1,0)*IF(ISNUMBER($AF56),(1-$AF56),1) + IF(ISNUMBER(MATCH(BC$11,$AK56:$AP56,0)),-1,0)*_xlfn.IFS(ISNUMBER($AD56),$AD56,ISNUMBER($AE56),$AE56,ISNUMBER($AF56),$AF56,AND($AD56=0,$AE56=0,$AF56=0),1)","v":0},{"$f":"IF(ISNUMBER(MATCH(BD$11,$AG56:$AJ56,0)),1,0)*IF(ISNUMBER($AF56),(1-$AF56),1) + IF(ISNUMBER(MATCH(BD$11,$AK56:$AP56,0)),-1,0)*_xlfn.IFS(ISNUMBER($AD56),$AD56,ISNUMBER($AE56),$AE56,ISNUMBER($AF56),$AF56,AND($AD56=0,$AE56=0,$AF56=0),1)","v":0},{"$f":"IF(ISNUMBER(MATCH(BE$11,$AG56:$AJ56,0)),1,0)*IF(ISNUMBER($AF56),(1-$AF56),1) + IF(ISNUMBER(MATCH(BE$11,$AK56:$AP56,0)),-1,0)*_xlfn.IFS(ISNUMBER($AD56),$AD56,ISNUMBER($AE56),$AE56,ISNUMBER($AF56),$AF56,AND($AD56=0,$AE56=0,$AF56=0),1)","v":0},{"$f":"IF(ISNUMBER(MATCH(BF$11,$AG56:$AJ56,0)),1,0)*IF(ISNUMBER($AF56),(1-$AF56),1) + IF(ISNUMBER(MATCH(BF$11,$AK56:$AP56,0)),-1,0)*_xlfn.IFS(ISNUMBER($AD56),$AD56,ISNUMBER($AE56),$AE56,ISNUMBER($AF56),$AF56,AND($AD56=0,$AE56=0,$AF56=0),1)","v":0},{"$f":"IF(ISNUMBER(MATCH(BG$11,$AG56:$AJ56,0)),1,0)*IF(ISNUMBER($AF56),(1-$AF56),1) + IF(ISNUMBER(MATCH(BG$11,$AK56:$AP56,0)),-1,0)*_xlfn.IFS(ISNUMBER($AD56),$AD56,ISNUMBER($AE56),$AE56,ISNUMBER($AF56),$AF56,AND($AD56=0,$AE56=0,$AF56=0),1)","v":1},{"$f":"IF(ISNUMBER(MATCH(BH$11,$AG56:$AJ56,0)),1,0)*IF(ISNUMBER($AF56),(1-$AF56),1) + IF(ISNUMBER(MATCH(BH$11,$AK56:$AP56,0)),-1,0)*_xlfn.IFS(ISNUMBER($AD56),$AD56,ISNUMBER($AE56),$AE56,ISNUMBER($AF56),$AF56,AND($AD56=0,$AE56=0,$AF56=0),1)","v":0},{"$f":"IF(ISNUMBER(MATCH(BI$11,$AG56:$AJ56,0)),1,0)*IF(ISNUMBER($AF56),(1-$AF56),1) + IF(ISNUMBER(MATCH(BI$11,$AK56:$AP56,0)),-1,0)*_xlfn.IFS(ISNUMBER($AD56),$AD56,ISNUMBER($AE56),$AE56,ISNUMBER($AF56),$AF56,AND($AD56=0,$AE56=0,$AF56=0),1)","v":0},{"$f":"IF(ISNUMBER(MATCH(BJ$11,$AG56:$AJ56,0)),1,0)*IF(ISNUMBER($AF56),(1-$AF56),1) + IF(ISNUMBER(MATCH(BJ$11,$AK56:$AP56,0)),-1,0)*_xlfn.IFS(ISNUMBER($AD56),$AD56,ISNUMBER($AE56),$AE56,ISNUMBER($AF56),$AF56,AND($AD56=0,$AE56=0,$AF56=0),1)","v":0},{"$f":"IF(ISNUMBER(MATCH(BK$11,$AG56:$AJ56,0)),1,0)*IF(ISNUMBER($AF56),(1-$AF56),1) + IF(ISNUMBER(MATCH(BK$11,$AK56:$AP56,0)),-1,0)*_xlfn.IFS(ISNUMBER($AD56),$AD56,ISNUMBER($AE56),$AE56,ISNUMBER($AF56),$AF56,AND($AD56=0,$AE56=0,$AF56=0),1)","v":0},{"$f":"IF(ISNUMBER(MATCH(BL$11,$AG56:$AJ56,0)),1,0)*IF(ISNUMBER($AF56),(1-$AF56),1) + IF(ISNUMBER(MATCH(BL$11,$AK56:$AP56,0)),-1,0)*_xlfn.IFS(ISNUMBER($AD56),$AD56,ISNUMBER($AE56),$AE56,ISNUMBER($AF56),$AF56,AND($AD56=0,$AE56=0,$AF56=0),1)","v":0},{"$f":"IF(ISNUMBER(MATCH(BM$11,$AG56:$AJ56,0)),1,0)*IF(ISNUMBER($AF56),(1-$AF56),1) + IF(ISNUMBER(MATCH(BM$11,$AK56:$AP56,0)),-1,0)*_xlfn.IFS(ISNUMBER($AD56),$AD56,ISNUMBER($AE56),$AE56,ISNUMBER($AF56),$AF56,AND($AD56=0,$AE56=0,$AF56=0),1)","v":0},{"$f":"IF(ISNUMBER(MATCH(BN$11,$AG56:$AJ56,0)),1,0)*IF(ISNUMBER($AF56),(1-$AF56),1) + IF(ISNUMBER(MATCH(BN$11,$AK56:$AP56,0)),-1,0)*_xlfn.IFS(ISNUMBER($AD56),$AD56,ISNUMBER($AE56),$AE56,ISNUMBER($AF56),$AF56,AND($AD56=0,$AE56=0,$AF56=0),1)","v":0},{"$f":"IF(ISNUMBER(MATCH(BO$11,$AG56:$AJ56,0)),1,0)*IF(ISNUMBER($AF56),(1-$AF56),1) + IF(ISNUMBER(MATCH(BO$11,$AK56:$AP56,0)),-1,0)*_xlfn.IFS(ISNUMBER($AD56),$AD56,ISNUMBER($AE56),$AE56,ISNUMBER($AF56),$AF56,AND($AD56=0,$AE56=0,$AF56=0),1)","v":0},{"$f":"IF(ISNUMBER(MATCH(BP$11,$AG56:$AJ56,0)),1,0)*IF(ISNUMBER($AF56),(1-$AF56),1) + IF(ISNUMBER(MATCH(BP$11,$AK56:$AP56,0)),-1,0)*_xlfn.IFS(ISNUMBER($AD56),$AD56,ISNUMBER($AE56),$AE56,ISNUMBER($AF56),$AF56,AND($AD56=0,$AE56=0,$AF56=0),1)","v":0},{"$f":"IF(ISNUMBER(MATCH(BQ$11,$AG56:$AJ56,0)),1,0)*IF(ISNUMBER($AF56),(1-$AF56),1) + IF(ISNUMBER(MATCH(BQ$11,$AK56:$AP56,0)),-1,0)*_xlfn.IFS(ISNUMBER($AD56),$AD56,ISNUMBER($AE56),$AE56,ISNUMBER($AF56),$AF56,AND($AD56=0,$AE56=0,$AF56=0),1)","v":0},{"$f":"IF(ISNUMBER(MATCH(BR$11,$AG56:$AJ56,0)),1,0)*IF(ISNUMBER($AF56),(1-$AF56),1) + IF(ISNUMBER(MATCH(BR$11,$AK56:$AP56,0)),-1,0)*_xlfn.IFS(ISNUMBER($AD56),$AD56,ISNUMBER($AE56),$AE56,ISNUMBER($AF56),$AF56,AND($AD56=0,$AE56=0,$AF56=0),1)","v":0},{"$f":"IF(ISNUMBER(MATCH(BS$11,$AG56:$AJ56,0)),1,0)*IF(ISNUMBER($AF56),(1-$AF56),1) + IF(ISNUMBER(MATCH(BS$11,$AK56:$AP56,0)),-1,0)*_xlfn.IFS(ISNUMBER($AD56),$AD56,ISNUMBER($AE56),$AE56,ISNUMBER($AF56),$AF56,AND($AD56=0,$AE56=0,$AF56=0),1)","v":0},{"$f":"IF(ISNUMBER(MATCH(BT$11,$AG56:$AJ56,0)),1,0)*IF(ISNUMBER($AF56),(1-$AF56),1) + IF(ISNUMBER(MATCH(BT$11,$AK56:$AP56,0)),-1,0)*_xlfn.IFS(ISNUMBER($AD56),$AD56,ISNUMBER($AE56),$AE56,ISNUMBER($AF56),$AF56,AND($AD56=0,$AE56=0,$AF56=0),1)","v":0},{"$f":"IF(ISNUMBER(MATCH(BU$11,$AG56:$AJ56,0)),1,0)*IF(ISNUMBER($AF56),(1-$AF56),1) + IF(ISNUMBER(MATCH(BU$11,$AK56:$AP56,0)),-1,0)*_xlfn.IFS(ISNUMBER($AD56),$AD56,ISNUMBER($AE56),$AE56,ISNUMBER($AF56),$AF56,AND($AD56=0,$AE56=0,$AF56=0),1)","v":0},{"$f":"IF(ISNUMBER(MATCH(BV$11,$AG56:$AJ56,0)),1,0)*IF(ISNUMBER($AF56),(1-$AF56),1) + IF(ISNUMBER(MATCH(BV$11,$AK56:$AP56,0)),-1,0)*_xlfn.IFS(ISNUMBER($AD56),$AD56,ISNUMBER($AE56),$AE56,ISNUMBER($AF56),$AF56,AND($AD56=0,$AE56=0,$AF56=0),1)","v":0},{"$f":"IF(ISNUMBER(MATCH(BW$11,$AG56:$AJ56,0)),1,0)*IF(ISNUMBER($AF56),(1-$AF56),1) + IF(ISNUMBER(MATCH(BW$11,$AK56:$AP56,0)),-1,0)*_xlfn.IFS(ISNUMBER($AD56),$AD56,ISNUMBER($AE56),$AE56,ISNUMBER($AF56),$AF56,AND($AD56=0,$AE56=0,$AF56=0),1)","v":0},{"$f":"IF(ISNUMBER(MATCH(BX$11,$AG56:$AJ56,0)),1,0)*IF(ISNUMBER($AF56),(1-$AF56),1) + IF(ISNUMBER(MATCH(BX$11,$AK56:$AP56,0)),-1,0)*_xlfn.IFS(ISNUMBER($AD56),$AD56,ISNUMBER($AE56),$AE56,ISNUMBER($AF56),$AF56,AND($AD56=0,$AE56=0,$AF56=0),1)","v":0},{"$f":"IF(ISNUMBER(MATCH(BY$11,$AG56:$AJ56,0)),1,0)*IF(ISNUMBER($AF56),(1-$AF56),1) + IF(ISNUMBER(MATCH(BY$11,$AK56:$AP56,0)),-1,0)*_xlfn.IFS(ISNUMBER($AD56),$AD56,ISNUMBER($AE56),$AE56,ISNUMBER($AF56),$AF56,AND($AD56=0,$AE56=0,$AF56=0),1)","v":0},{"$f":"IF(ISNUMBER(MATCH(BZ$11,$AG56:$AJ56,0)),1,0)*IF(ISNUMBER($AF56),(1-$AF56),1) + IF(ISNUMBER(MATCH(BZ$11,$AK56:$AP56,0)),-1,0)*_xlfn.IFS(ISNUMBER($AD56),$AD56,ISNUMBER($AE56),$AE56,ISNUMBER($AF56),$AF56,AND($AD56=0,$AE56=0,$AF56=0),1)","v":0},{"$f":"IF(ISNUMBER(MATCH(CA$11,$AG56:$AJ56,0)),1,0)*IF(ISNUMBER($AF56),(1-$AF56),1) + IF(ISNUMBER(MATCH(CA$11,$AK56:$AP56,0)),-1,0)*_xlfn.IFS(ISNUMBER($AD56),$AD56,ISNUMBER($AE56),$AE56,ISNUMBER($AF56),$AF56,AND($AD56=0,$AE56=0,$AF56=0),1)","v":0},{"$f":"IF(ISNUMBER(MATCH(CB$11,$AG56:$AJ56,0)),1,0)*IF(ISNUMBER($AF56),(1-$AF56),1) + IF(ISNUMBER(MATCH(CB$11,$AK56:$AP56,0)),-1,0)*_xlfn.IFS(ISNUMBER($AD56),$AD56,ISNUMBER($AE56),$AE56,ISNUMBER($AF56),$AF56,AND($AD56=0,$AE56=0,$AF56=0),1)","v":0},{"$f":"IF(ISNUMBER(MATCH(CC$11,$AG56:$AJ56,0)),1,0)*IF(ISNUMBER($AF56),(1-$AF56),1) + IF(ISNUMBER(MATCH(CC$11,$AK56:$AP56,0)),-1,0)*_xlfn.IFS(ISNUMBER($AD56),$AD56,ISNUMBER($AE56),$AE56,ISNUMBER($AF56),$AF56,AND($AD56=0,$AE56=0,$AF56=0),1)","v":0},{"$f":"IF(ISNUMBER(MATCH(CD$11,$AG56:$AJ56,0)),1,0)*IF(ISNUMBER($AF56),(1-$AF56),1) + IF(ISNUMBER(MATCH(CD$11,$AK56:$AP56,0)),-1,0)*_xlfn.IFS(ISNUMBER($AD56),$AD56,ISNUMBER($AE56),$AE56,ISNUMBER($AF56),$AF56,AND($AD56=0,$AE56=0,$AF56=0),1)","v":0},{"$f":"IF(ISNUMBER(MATCH(CE$11,$AG56:$AJ56,0)),1,0)*IF(ISNUMBER($AF56),(1-$AF56),1) + IF(ISNUMBER(MATCH(CE$11,$AK56:$AP56,0)),-1,0)*_xlfn.IFS(ISNUMBER($AD56),$AD56,ISNUMBER($AE56),$AE56,ISNUMBER($AF56),$AF56,AND($AD56=0,$AE56=0,$AF56=0),1)","v":0},{"$f":"IF(ISNUMBER(MATCH(CF$11,$AG56:$AJ56,0)),1,0)*IF(ISNUMBER($AF56),(1-$AF56),1) + IF(ISNUMBER(MATCH(CF$11,$AK56:$AP56,0)),-1,0)*_xlfn.IFS(ISNUMBER($AD56),$AD56,ISNUMBER($AE56),$AE56,ISNUMBER($AF56),$AF56,AND($AD56=0,$AE56=0,$AF56=0),1)","v":0},{"$f":"IF(ISNUMBER(MATCH(CG$11,$AG56:$AJ56,0)),1,0)*IF(ISNUMBER($AF56),(1-$AF56),1) + IF(ISNUMBER(MATCH(CG$11,$AK56:$AP56,0)),-1,0)*_xlfn.IFS(ISNUMBER($AD56),$AD56,ISNUMBER($AE56),$AE56,ISNUMBER($AF56),$AF56,AND($AD56=0,$AE56=0,$AF56=0),1)","v":0},{"$f":"IF(ISNUMBER(MATCH(CH$11,$AG56:$AJ56,0)),1,0)*IF(ISNUMBER($AF56),(1-$AF56),1) + IF(ISNUMBER(MATCH(CH$11,$AK56:$AP56,0)),-1,0)*_xlfn.IFS(ISNUMBER($AD56),$AD56,ISNUMBER($AE56),$AE56,ISNUMBER($AF56),$AF56,AND($AD56=0,$AE56=0,$AF56=0),1)","v":0},{"$f":"IF(ISNUMBER(MATCH(CI$11,$AG56:$AJ56,0)),1,0)*IF(ISNUMBER($AF56),(1-$AF56),1) + IF(ISNUMBER(MATCH(CI$11,$AK56:$AP56,0)),-1,0)*_xlfn.IFS(ISNUMBER($AD56),$AD56,ISNUMBER($AE56),$AE56,ISNUMBER($AF56),$AF56,AND($AD56=0,$AE56=0,$AF56=0),1)","v":0},{"$f":"IF(ISNUMBER(MATCH(CJ$11,$AG56:$AJ56,0)),1,0)*IF(ISNUMBER($AF56),(1-$AF56),1) + IF(ISNUMBER(MATCH(CJ$11,$AK56:$AP56,0)),-1,0)*_xlfn.IFS(ISNUMBER($AD56),$AD56,ISNUMBER($AE56),$AE56,ISNUMBER($AF56),$AF56,AND($AD56=0,$AE56=0,$AF56=0),1)","v":0},{"$f":"IF(ISNUMBER(MATCH(CK$11,$AG56:$AJ56,0)),1,0)*IF(ISNUMBER($AF56),(1-$AF56),1) + IF(ISNUMBER(MATCH(CK$11,$AK56:$AP56,0)),-1,0)*_xlfn.IFS(ISNUMBER($AD56),$AD56,ISNUMBER($AE56),$AE56,ISNUMBER($AF56),$AF56,AND($AD56=0,$AE56=0,$AF56=0),1)","v":0},{"$f":"IF(ISNUMBER(MATCH(CL$11,$AG56:$AJ56,0)),1,0)*IF(ISNUMBER($AF56),(1-$AF56),1) + IF(ISNUMBER(MATCH(CL$11,$AK56:$AP56,0)),-1,0)*_xlfn.IFS(ISNUMBER($AD56),$AD56,ISNUMBER($AE56),$AE56,ISNUMBER($AF56),$AF56,AND($AD56=0,$AE56=0,$AF56=0),1)","v":0},{"$f":"IF(ISNUMBER(MATCH(CM$11,$AG56:$AJ56,0)),1,0)*IF(ISNUMBER($AF56),(1-$AF56),1) + IF(ISNUMBER(MATCH(CM$11,$AK56:$AP56,0)),-1,0)*_xlfn.IFS(ISNUMBER($AD56),$AD56,ISNUMBER($AE56),$AE56,ISNUMBER($AF56),$AF56,AND($AD56=0,$AE56=0,$AF56=0),1)","v":0},{"$f":"IF(ISNUMBER(MATCH(CN$11,$AG56:$AJ56,0)),1,0)*IF(ISNUMBER($AF56),(1-$AF56),1) + IF(ISNUMBER(MATCH(CN$11,$AK56:$AP56,0)),-1,0)*_xlfn.IFS(ISNUMBER($AD56),$AD56,ISNUMBER($AE56),$AE56,ISNUMBER($AF56),$AF56,AND($AD56=0,$AE56=0,$AF56=0),1)","v":-1},{"$f":"IF(ISNUMBER(MATCH(CO$11,$AG56:$AJ56,0)),1,0)*IF(ISNUMBER($AF56),(1-$AF56),1) + IF(ISNUMBER(MATCH(CO$11,$AK56:$AP56,0)),-1,0)*_xlfn.IFS(ISNUMBER($AD56),$AD56,ISNUMBER($AE56),$AE56,ISNUMBER($AF56),$AF56,AND($AD56=0,$AE56=0,$AF56=0),1)","v":-1},{"$f":"IF(ISNUMBER(MATCH(CP$11,$AG56:$AJ56,0)),1,0)*IF(ISNUMBER($AF56),(1-$AF56),1) + IF(ISNUMBER(MATCH(CP$11,$AK56:$AP56,0)),-1,0)*_xlfn.IFS(ISNUMBER($AD56),$AD56,ISNUMBER($AE56),$AE56,ISNUMBER($AF56),$AF56,AND($AD56=0,$AE56=0,$AF56=0),1)","v":-1},{"$f":"IF(ISNUMBER(MATCH(CQ$11,$AG56:$AJ56,0)),1,0)*IF(ISNUMBER($AF56),(1-$AF56),1) + IF(ISNUMBER(MATCH(CQ$11,$AK56:$AP56,0)),-1,0)*_xlfn.IFS(ISNUMBER($AD56),$AD56,ISNUMBER($AE56),$AE56,ISNUMBER($AF56),$AF56,AND($AD56=0,$AE56=0,$AF56=0),1)","v":0},{"$f":"IF(ISNUMBER(MATCH(CR$11,$AG56:$AJ56,0)),1,0)*IF(ISNUMBER($AF56),(1-$AF56),1) + IF(ISNUMBER(MATCH(CR$11,$AK56:$AP56,0)),-1,0)*_xlfn.IFS(ISNUMBER($AD56),$AD56,ISNUMBER($AE56),$AE56,ISNUMBER($AF56),$AF56,AND($AD56=0,$AE56=0,$AF56=0),1)","v":0},{"$f":"IF(ISNUMBER(MATCH(CS$11,$AG56:$AJ56,0)),1,0)*IF(ISNUMBER($AF56),(1-$AF56),1) + IF(ISNUMBER(MATCH(CS$11,$AK56:$AP56,0)),-1,0)*_xlfn.IFS(ISNUMBER($AD56),$AD56,ISNUMBER($AE56),$AE56,ISNUMBER($AF56),$AF56,AND($AD56=0,$AE56=0,$AF56=0),1)","v":0},{"$f":"IF(ISNUMBER(MATCH(CT$11,$AG56:$AJ56,0)),1,0)*IF(ISNUMBER($AF56),(1-$AF56),1) + IF(ISNUMBER(MATCH(CT$11,$AK56:$AP56,0)),-1,0)*_xlfn.IFS(ISNUMBER($AD56),$AD56,ISNUMBER($AE56),$AE56,ISNUMBER($AF56),$AF56,AND($AD56=0,$AE56=0,$AF56=0),1)","v":0},{"$f":"IF(ISNUMBER(MATCH(CU$11,$AG56:$AJ56,0)),1,0)*IF(ISNUMBER($AF56),(1-$AF56),1) + IF(ISNUMBER(MATCH(CU$11,$AK56:$AP56,0)),-1,0)*_xlfn.IFS(ISNUMBER($AD56),$AD56,ISNUMBER($AE56),$AE56,ISNUMBER($AF56),$AF56,AND($AD56=0,$AE56=0,$AF56=0),1)","v":0},{"$f":"IF(ISNUMBER(MATCH(CV$11,$AG56:$AJ56,0)),1,0)*IF(ISNUMBER($AF56),(1-$AF56),1) + IF(ISNUMBER(MATCH(CV$11,$AK56:$AP56,0)),-1,0)*_xlfn.IFS(ISNUMBER($AD56),$AD56,ISNUMBER($AE56),$AE56,ISNUMBER($AF56),$AF56,AND($AD56=0,$AE56=0,$AF56=0),1)","v":0},{"$f":"IF(ISNUMBER(MATCH(CW$11,$AG56:$AJ56,0)),1,0)*IF(ISNUMBER($AF56),(1-$AF56),1) + IF(ISNUMBER(MATCH(CW$11,$AK56:$AP56,0)),-1,0)*_xlfn.IFS(ISNUMBER($AD56),$AD56,ISNUMBER($AE56),$AE56,ISNUMBER($AF56),$AF56,AND($AD56=0,$AE56=0,$AF56=0),1)","v":0},{"$f":"IF(ISNUMBER(MATCH(CX$11,$AG56:$AJ56,0)),1,0)*IF(ISNUMBER($AF56),(1-$AF56),1) + IF(ISNUMBER(MATCH(CX$11,$AK56:$AP56,0)),-1,0)*_xlfn.IFS(ISNUMBER($AD56),$AD56,ISNUMBER($AE56),$AE56,ISNUMBER($AF56),$AF56,AND($AD56=0,$AE56=0,$AF56=0),1)","v":0},{"$f":"IF(ISNUMBER(MATCH(CY$11,$AG56:$AJ56,0)),1,0)*IF(ISNUMBER($AF56),(1-$AF56),1) + IF(ISNUMBER(MATCH(CY$11,$AK56:$AP56,0)),-1,0)*_xlfn.IFS(ISNUMBER($AD56),$AD56,ISNUMBER($AE56),$AE56,ISNUMBER($AF56),$AF56,AND($AD56=0,$AE56=0,$AF56=0),1)","v":0},{"$f":"IF(ISNUMBER(MATCH(CZ$11,$AG56:$AJ56,0)),1,0)*IF(ISNUMBER($AF56),(1-$AF56),1) + IF(ISNUMBER(MATCH(CZ$11,$AK56:$AP56,0)),-1,0)*_xlfn.IFS(ISNUMBER($AD56),$AD56,ISNUMBER($AE56),$AE56,ISNUMBER($AF56),$AF56,AND($AD56=0,$AE56=0,$AF56=0),1)","v":0},{"$f":"IF(ISNUMBER(MATCH(DA$11,$AG56:$AJ56,0)),1,0)*IF(ISNUMBER($AF56),(1-$AF56),1) + IF(ISNUMBER(MATCH(DA$11,$AK56:$AP56,0)),-1,0)*_xlfn.IFS(ISNUMBER($AD56),$AD56,ISNUMBER($AE56),$AE56,ISNUMBER($AF56),$AF56,AND($AD56=0,$AE56=0,$AF56=0),1)","v":0},{"$f":"IF(ISNUMBER(MATCH(DB$11,$AG56:$AJ56,0)),1,0)*IF(ISNUMBER($AF56),(1-$AF56),1) + IF(ISNUMBER(MATCH(DB$11,$AK56:$AP56,0)),-1,0)*_xlfn.IFS(ISNUMBER($AD56),$AD56,ISNUMBER($AE56),$AE56,ISNUMBER($AF56),$AF56,AND($AD56=0,$AE56=0,$AF56=0),1)","v":0},{"$f":"IF(ISNUMBER(MATCH(DC$11,$AG56:$AJ56,0)),1,0)*IF(ISNUMBER($AF56),(1-$AF56),1) + IF(ISNUMBER(MATCH(DC$11,$AK56:$AP56,0)),-1,0)*_xlfn.IFS(ISNUMBER($AD56),$AD56,ISNUMBER($AE56),$AE56,ISNUMBER($AF56),$AF56,AND($AD56=0,$AE56=0,$AF56=0),1)","v":0},{"$f":"IF(ISNUMBER(MATCH(DD$11,$AG56:$AJ56,0)),1,0)*IF(ISNUMBER($AF56),(1-$AF56),1) + IF(ISNUMBER(MATCH(DD$11,$AK56:$AP56,0)),-1,0)*_xlfn.IFS(ISNUMBER($AD56),$AD56,ISNUMBER($AE56),$AE56,ISNUMBER($AF56),$AF56,AND($AD56=0,$AE56=0,$AF56=0),1)","v":0},{"$f":"IF(ISNUMBER(MATCH(DE$11,$AG56:$AJ56,0)),1,0)*IF(ISNUMBER($AF56),(1-$AF56),1) + IF(ISNUMBER(MATCH(DE$11,$AK56:$AP56,0)),-1,0)*_xlfn.IFS(ISNUMBER($AD56),$AD56,ISNUMBER($AE56),$AE56,ISNUMBER($AF56),$AF56,AND($AD56=0,$AE56=0,$AF56=0),1)","v":0},null,0,"HRU,LT","Power","Conservation",null,null,null,null,null,null,null,null,null,0,1.6289929550612441,1163.2480752994666,0,0,0,0,0,0,0,0,0,0,0,0,0,0,0,0,0,0,0,0.6289929550612442,0,1,0,0,0,0,0,0,0,0,0,0,0,0,0,0,0,0,0,0,0,0,0,0,0,0,0,0,0,0,0,0,0,0,0,0,0,0,0,0,0,0,0,0,0,0,null,null,null,null,null,null,null,null,null,null,null,0,null,1163.2480752994666,0,0,0,0,0,0,0,0,0,0,0,0,0,0,0,0,0,0,0,0.6289929550612442,0,1,0,0,0,0,0,0,0,0,0,0,0,0,0,0,0,0,0,0,0,0,0,0,0,0,0,0,0,0,0,0,0,0,0,0,0,0,0,0,0,0,0,0,0,0,null,null,0,1163.2480752994666,0,0,0,0,0,0,0,0,0,0,0,0,0,0,0,0,0,0,0,0.6289929550612442,0,1,0,0,0,0,0,0,0,0,0,0,0,0,0,0,0,0,0,0,0,0,0,0,0,0,0,0,0,0,0,0,0,0,0,0,0,0,0,0,0,0,0,0,0,0]
[null,null,null,null,null,null,null,null,null,null,null,null,null,null,null,null,null,null,"q_dr3_cls,l",0,0,0,0,0,0,null,"Pumps","Conservation",null,null,null,null,"q_drms-hru,lt","e_crit_ups-hru,lt",null,null,"q_hru_pump-eco,lt",null,null,null,null,null,null,{"$f":"IF(ISNUMBER(MATCH(AR$11,$AG57:$AJ57,0)),1,0)*IF(ISNUMBER($AF57),(1-$AF57),1) + IF(ISNUMBER(MATCH(AR$11,$AK57:$AP57,0)),-1,0)*_xlfn.IFS(ISNUMBER($AD57),$AD57,ISNUMBER($AE57),$AE57,ISNUMBER($AF57),$AF57,AND($AD57=0,$AE57=0,$AF57=0),1)","v":0},{"$f":"IF(ISNUMBER(MATCH(AS$11,$AG57:$AJ57,0)),1,0)*IF(ISNUMBER($AF57),(1-$AF57),1) + IF(ISNUMBER(MATCH(AS$11,$AK57:$AP57,0)),-1,0)*_xlfn.IFS(ISNUMBER($AD57),$AD57,ISNUMBER($AE57),$AE57,ISNUMBER($AF57),$AF57,AND($AD57=0,$AE57=0,$AF57=0),1)","v":0},{"$f":"IF(ISNUMBER(MATCH(AT$11,$AG57:$AJ57,0)),1,0)*IF(ISNUMBER($AF57),(1-$AF57),1) + IF(ISNUMBER(MATCH(AT$11,$AK57:$AP57,0)),-1,0)*_xlfn.IFS(ISNUMBER($AD57),$AD57,ISNUMBER($AE57),$AE57,ISNUMBER($AF57),$AF57,AND($AD57=0,$AE57=0,$AF57=0),1)","v":0},{"$f":"IF(ISNUMBER(MATCH(AU$11,$AG57:$AJ57,0)),1,0)*IF(ISNUMBER($AF57),(1-$AF57),1) + IF(ISNUMBER(MATCH(AU$11,$AK57:$AP57,0)),-1,0)*_xlfn.IFS(ISNUMBER($AD57),$AD57,ISNUMBER($AE57),$AE57,ISNUMBER($AF57),$AF57,AND($AD57=0,$AE57=0,$AF57=0),1)","v":0},{"$f":"IF(ISNUMBER(MATCH(AV$11,$AG57:$AJ57,0)),1,0)*IF(ISNUMBER($AF57),(1-$AF57),1) + IF(ISNUMBER(MATCH(AV$11,$AK57:$AP57,0)),-1,0)*_xlfn.IFS(ISNUMBER($AD57),$AD57,ISNUMBER($AE57),$AE57,ISNUMBER($AF57),$AF57,AND($AD57=0,$AE57=0,$AF57=0),1)","v":0},{"$f":"IF(ISNUMBER(MATCH(AW$11,$AG57:$AJ57,0)),1,0)*IF(ISNUMBER($AF57),(1-$AF57),1) + IF(ISNUMBER(MATCH(AW$11,$AK57:$AP57,0)),-1,0)*_xlfn.IFS(ISNUMBER($AD57),$AD57,ISNUMBER($AE57),$AE57,ISNUMBER($AF57),$AF57,AND($AD57=0,$AE57=0,$AF57=0),1)","v":0},{"$f":"IF(ISNUMBER(MATCH(AX$11,$AG57:$AJ57,0)),1,0)*IF(ISNUMBER($AF57),(1-$AF57),1) + IF(ISNUMBER(MATCH(AX$11,$AK57:$AP57,0)),-1,0)*_xlfn.IFS(ISNUMBER($AD57),$AD57,ISNUMBER($AE57),$AE57,ISNUMBER($AF57),$AF57,AND($AD57=0,$AE57=0,$AF57=0),1)","v":0},{"$f":"IF(ISNUMBER(MATCH(AY$11,$AG57:$AJ57,0)),1,0)*IF(ISNUMBER($AF57),(1-$AF57),1) + IF(ISNUMBER(MATCH(AY$11,$AK57:$AP57,0)),-1,0)*_xlfn.IFS(ISNUMBER($AD57),$AD57,ISNUMBER($AE57),$AE57,ISNUMBER($AF57),$AF57,AND($AD57=0,$AE57=0,$AF57=0),1)","v":0},{"$f":"IF(ISNUMBER(MATCH(AZ$11,$AG57:$AJ57,0)),1,0)*IF(ISNUMBER($AF57),(1-$AF57),1) + IF(ISNUMBER(MATCH(AZ$11,$AK57:$AP57,0)),-1,0)*_xlfn.IFS(ISNUMBER($AD57),$AD57,ISNUMBER($AE57),$AE57,ISNUMBER($AF57),$AF57,AND($AD57=0,$AE57=0,$AF57=0),1)","v":1},{"$f":"IF(ISNUMBER(MATCH(BA$11,$AG57:$AJ57,0)),1,0)*IF(ISNUMBER($AF57),(1-$AF57),1) + IF(ISNUMBER(MATCH(BA$11,$AK57:$AP57,0)),-1,0)*_xlfn.IFS(ISNUMBER($AD57),$AD57,ISNUMBER($AE57),$AE57,ISNUMBER($AF57),$AF57,AND($AD57=0,$AE57=0,$AF57=0),1)","v":0},{"$f":"IF(ISNUMBER(MATCH(BB$11,$AG57:$AJ57,0)),1,0)*IF(ISNUMBER($AF57),(1-$AF57),1) + IF(ISNUMBER(MATCH(BB$11,$AK57:$AP57,0)),-1,0)*_xlfn.IFS(ISNUMBER($AD57),$AD57,ISNUMBER($AE57),$AE57,ISNUMBER($AF57),$AF57,AND($AD57=0,$AE57=0,$AF57=0),1)","v":0},{"$f":"IF(ISNUMBER(MATCH(BC$11,$AG57:$AJ57,0)),1,0)*IF(ISNUMBER($AF57),(1-$AF57),1) + IF(ISNUMBER(MATCH(BC$11,$AK57:$AP57,0)),-1,0)*_xlfn.IFS(ISNUMBER($AD57),$AD57,ISNUMBER($AE57),$AE57,ISNUMBER($AF57),$AF57,AND($AD57=0,$AE57=0,$AF57=0),1)","v":0},{"$f":"IF(ISNUMBER(MATCH(BD$11,$AG57:$AJ57,0)),1,0)*IF(ISNUMBER($AF57),(1-$AF57),1) + IF(ISNUMBER(MATCH(BD$11,$AK57:$AP57,0)),-1,0)*_xlfn.IFS(ISNUMBER($AD57),$AD57,ISNUMBER($AE57),$AE57,ISNUMBER($AF57),$AF57,AND($AD57=0,$AE57=0,$AF57=0),1)","v":0},{"$f":"IF(ISNUMBER(MATCH(BE$11,$AG57:$AJ57,0)),1,0)*IF(ISNUMBER($AF57),(1-$AF57),1) + IF(ISNUMBER(MATCH(BE$11,$AK57:$AP57,0)),-1,0)*_xlfn.IFS(ISNUMBER($AD57),$AD57,ISNUMBER($AE57),$AE57,ISNUMBER($AF57),$AF57,AND($AD57=0,$AE57=0,$AF57=0),1)","v":0},{"$f":"IF(ISNUMBER(MATCH(BF$11,$AG57:$AJ57,0)),1,0)*IF(ISNUMBER($AF57),(1-$AF57),1) + IF(ISNUMBER(MATCH(BF$11,$AK57:$AP57,0)),-1,0)*_xlfn.IFS(ISNUMBER($AD57),$AD57,ISNUMBER($AE57),$AE57,ISNUMBER($AF57),$AF57,AND($AD57=0,$AE57=0,$AF57=0),1)","v":0},{"$f":"IF(ISNUMBER(MATCH(BG$11,$AG57:$AJ57,0)),1,0)*IF(ISNUMBER($AF57),(1-$AF57),1) + IF(ISNUMBER(MATCH(BG$11,$AK57:$AP57,0)),-1,0)*_xlfn.IFS(ISNUMBER($AD57),$AD57,ISNUMBER($AE57),$AE57,ISNUMBER($AF57),$AF57,AND($AD57=0,$AE57=0,$AF57=0),1)","v":0},{"$f":"IF(ISNUMBER(MATCH(BH$11,$AG57:$AJ57,0)),1,0)*IF(ISNUMBER($AF57),(1-$AF57),1) + IF(ISNUMBER(MATCH(BH$11,$AK57:$AP57,0)),-1,0)*_xlfn.IFS(ISNUMBER($AD57),$AD57,ISNUMBER($AE57),$AE57,ISNUMBER($AF57),$AF57,AND($AD57=0,$AE57=0,$AF57=0),1)","v":0},{"$f":"IF(ISNUMBER(MATCH(BI$11,$AG57:$AJ57,0)),1,0)*IF(ISNUMBER($AF57),(1-$AF57),1) + IF(ISNUMBER(MATCH(BI$11,$AK57:$AP57,0)),-1,0)*_xlfn.IFS(ISNUMBER($AD57),$AD57,ISNUMBER($AE57),$AE57,ISNUMBER($AF57),$AF57,AND($AD57=0,$AE57=0,$AF57=0),1)","v":0},{"$f":"IF(ISNUMBER(MATCH(BJ$11,$AG57:$AJ57,0)),1,0)*IF(ISNUMBER($AF57),(1-$AF57),1) + IF(ISNUMBER(MATCH(BJ$11,$AK57:$AP57,0)),-1,0)*_xlfn.IFS(ISNUMBER($AD57),$AD57,ISNUMBER($AE57),$AE57,ISNUMBER($AF57),$AF57,AND($AD57=0,$AE57=0,$AF57=0),1)","v":0},{"$f":"IF(ISNUMBER(MATCH(BK$11,$AG57:$AJ57,0)),1,0)*IF(ISNUMBER($AF57),(1-$AF57),1) + IF(ISNUMBER(MATCH(BK$11,$AK57:$AP57,0)),-1,0)*_xlfn.IFS(ISNUMBER($AD57),$AD57,ISNUMBER($AE57),$AE57,ISNUMBER($AF57),$AF57,AND($AD57=0,$AE57=0,$AF57=0),1)","v":0},{"$f":"IF(ISNUMBER(MATCH(BL$11,$AG57:$AJ57,0)),1,0)*IF(ISNUMBER($AF57),(1-$AF57),1) + IF(ISNUMBER(MATCH(BL$11,$AK57:$AP57,0)),-1,0)*_xlfn.IFS(ISNUMBER($AD57),$AD57,ISNUMBER($AE57),$AE57,ISNUMBER($AF57),$AF57,AND($AD57=0,$AE57=0,$AF57=0),1)","v":0},{"$f":"IF(ISNUMBER(MATCH(BM$11,$AG57:$AJ57,0)),1,0)*IF(ISNUMBER($AF57),(1-$AF57),1) + IF(ISNUMBER(MATCH(BM$11,$AK57:$AP57,0)),-1,0)*_xlfn.IFS(ISNUMBER($AD57),$AD57,ISNUMBER($AE57),$AE57,ISNUMBER($AF57),$AF57,AND($AD57=0,$AE57=0,$AF57=0),1)","v":0},{"$f":"IF(ISNUMBER(MATCH(BN$11,$AG57:$AJ57,0)),1,0)*IF(ISNUMBER($AF57),(1-$AF57),1) + IF(ISNUMBER(MATCH(BN$11,$AK57:$AP57,0)),-1,0)*_xlfn.IFS(ISNUMBER($AD57),$AD57,ISNUMBER($AE57),$AE57,ISNUMBER($AF57),$AF57,AND($AD57=0,$AE57=0,$AF57=0),1)","v":0},{"$f":"IF(ISNUMBER(MATCH(BO$11,$AG57:$AJ57,0)),1,0)*IF(ISNUMBER($AF57),(1-$AF57),1) + IF(ISNUMBER(MATCH(BO$11,$AK57:$AP57,0)),-1,0)*_xlfn.IFS(ISNUMBER($AD57),$AD57,ISNUMBER($AE57),$AE57,ISNUMBER($AF57),$AF57,AND($AD57=0,$AE57=0,$AF57=0),1)","v":0},{"$f":"IF(ISNUMBER(MATCH(BP$11,$AG57:$AJ57,0)),1,0)*IF(ISNUMBER($AF57),(1-$AF57),1) + IF(ISNUMBER(MATCH(BP$11,$AK57:$AP57,0)),-1,0)*_xlfn.IFS(ISNUMBER($AD57),$AD57,ISNUMBER($AE57),$AE57,ISNUMBER($AF57),$AF57,AND($AD57=0,$AE57=0,$AF57=0),1)","v":0},{"$f":"IF(ISNUMBER(MATCH(BQ$11,$AG57:$AJ57,0)),1,0)*IF(ISNUMBER($AF57),(1-$AF57),1) + IF(ISNUMBER(MATCH(BQ$11,$AK57:$AP57,0)),-1,0)*_xlfn.IFS(ISNUMBER($AD57),$AD57,ISNUMBER($AE57),$AE57,ISNUMBER($AF57),$AF57,AND($AD57=0,$AE57=0,$AF57=0),1)","v":0},{"$f":"IF(ISNUMBER(MATCH(BR$11,$AG57:$AJ57,0)),1,0)*IF(ISNUMBER($AF57),(1-$AF57),1) + IF(ISNUMBER(MATCH(BR$11,$AK57:$AP57,0)),-1,0)*_xlfn.IFS(ISNUMBER($AD57),$AD57,ISNUMBER($AE57),$AE57,ISNUMBER($AF57),$AF57,AND($AD57=0,$AE57=0,$AF57=0),1)","v":0},{"$f":"IF(ISNUMBER(MATCH(BS$11,$AG57:$AJ57,0)),1,0)*IF(ISNUMBER($AF57),(1-$AF57),1) + IF(ISNUMBER(MATCH(BS$11,$AK57:$AP57,0)),-1,0)*_xlfn.IFS(ISNUMBER($AD57),$AD57,ISNUMBER($AE57),$AE57,ISNUMBER($AF57),$AF57,AND($AD57=0,$AE57=0,$AF57=0),1)","v":0},{"$f":"IF(ISNUMBER(MATCH(BT$11,$AG57:$AJ57,0)),1,0)*IF(ISNUMBER($AF57),(1-$AF57),1) + IF(ISNUMBER(MATCH(BT$11,$AK57:$AP57,0)),-1,0)*_xlfn.IFS(ISNUMBER($AD57),$AD57,ISNUMBER($AE57),$AE57,ISNUMBER($AF57),$AF57,AND($AD57=0,$AE57=0,$AF57=0),1)","v":0},{"$f":"IF(ISNUMBER(MATCH(BU$11,$AG57:$AJ57,0)),1,0)*IF(ISNUMBER($AF57),(1-$AF57),1) + IF(ISNUMBER(MATCH(BU$11,$AK57:$AP57,0)),-1,0)*_xlfn.IFS(ISNUMBER($AD57),$AD57,ISNUMBER($AE57),$AE57,ISNUMBER($AF57),$AF57,AND($AD57=0,$AE57=0,$AF57=0),1)","v":0},{"$f":"IF(ISNUMBER(MATCH(BV$11,$AG57:$AJ57,0)),1,0)*IF(ISNUMBER($AF57),(1-$AF57),1) + IF(ISNUMBER(MATCH(BV$11,$AK57:$AP57,0)),-1,0)*_xlfn.IFS(ISNUMBER($AD57),$AD57,ISNUMBER($AE57),$AE57,ISNUMBER($AF57),$AF57,AND($AD57=0,$AE57=0,$AF57=0),1)","v":0},{"$f":"IF(ISNUMBER(MATCH(BW$11,$AG57:$AJ57,0)),1,0)*IF(ISNUMBER($AF57),(1-$AF57),1) + IF(ISNUMBER(MATCH(BW$11,$AK57:$AP57,0)),-1,0)*_xlfn.IFS(ISNUMBER($AD57),$AD57,ISNUMBER($AE57),$AE57,ISNUMBER($AF57),$AF57,AND($AD57=0,$AE57=0,$AF57=0),1)","v":0},{"$f":"IF(ISNUMBER(MATCH(BX$11,$AG57:$AJ57,0)),1,0)*IF(ISNUMBER($AF57),(1-$AF57),1) + IF(ISNUMBER(MATCH(BX$11,$AK57:$AP57,0)),-1,0)*_xlfn.IFS(ISNUMBER($AD57),$AD57,ISNUMBER($AE57),$AE57,ISNUMBER($AF57),$AF57,AND($AD57=0,$AE57=0,$AF57=0),1)","v":0},{"$f":"IF(ISNUMBER(MATCH(BY$11,$AG57:$AJ57,0)),1,0)*IF(ISNUMBER($AF57),(1-$AF57),1) + IF(ISNUMBER(MATCH(BY$11,$AK57:$AP57,0)),-1,0)*_xlfn.IFS(ISNUMBER($AD57),$AD57,ISNUMBER($AE57),$AE57,ISNUMBER($AF57),$AF57,AND($AD57=0,$AE57=0,$AF57=0),1)","v":0},{"$f":"IF(ISNUMBER(MATCH(BZ$11,$AG57:$AJ57,0)),1,0)*IF(ISNUMBER($AF57),(1-$AF57),1) + IF(ISNUMBER(MATCH(BZ$11,$AK57:$AP57,0)),-1,0)*_xlfn.IFS(ISNUMBER($AD57),$AD57,ISNUMBER($AE57),$AE57,ISNUMBER($AF57),$AF57,AND($AD57=0,$AE57=0,$AF57=0),1)","v":0},{"$f":"IF(ISNUMBER(MATCH(CA$11,$AG57:$AJ57,0)),1,0)*IF(ISNUMBER($AF57),(1-$AF57),1) + IF(ISNUMBER(MATCH(CA$11,$AK57:$AP57,0)),-1,0)*_xlfn.IFS(ISNUMBER($AD57),$AD57,ISNUMBER($AE57),$AE57,ISNUMBER($AF57),$AF57,AND($AD57=0,$AE57=0,$AF57=0),1)","v":0},{"$f":"IF(ISNUMBER(MATCH(CB$11,$AG57:$AJ57,0)),1,0)*IF(ISNUMBER($AF57),(1-$AF57),1) + IF(ISNUMBER(MATCH(CB$11,$AK57:$AP57,0)),-1,0)*_xlfn.IFS(ISNUMBER($AD57),$AD57,ISNUMBER($AE57),$AE57,ISNUMBER($AF57),$AF57,AND($AD57=0,$AE57=0,$AF57=0),1)","v":0},{"$f":"IF(ISNUMBER(MATCH(CC$11,$AG57:$AJ57,0)),1,0)*IF(ISNUMBER($AF57),(1-$AF57),1) + IF(ISNUMBER(MATCH(CC$11,$AK57:$AP57,0)),-1,0)*_xlfn.IFS(ISNUMBER($AD57),$AD57,ISNUMBER($AE57),$AE57,ISNUMBER($AF57),$AF57,AND($AD57=0,$AE57=0,$AF57=0),1)","v":0},{"$f":"IF(ISNUMBER(MATCH(CD$11,$AG57:$AJ57,0)),1,0)*IF(ISNUMBER($AF57),(1-$AF57),1) + IF(ISNUMBER(MATCH(CD$11,$AK57:$AP57,0)),-1,0)*_xlfn.IFS(ISNUMBER($AD57),$AD57,ISNUMBER($AE57),$AE57,ISNUMBER($AF57),$AF57,AND($AD57=0,$AE57=0,$AF57=0),1)","v":1},{"$f":"IF(ISNUMBER(MATCH(CE$11,$AG57:$AJ57,0)),1,0)*IF(ISNUMBER($AF57),(1-$AF57),1) + IF(ISNUMBER(MATCH(CE$11,$AK57:$AP57,0)),-1,0)*_xlfn.IFS(ISNUMBER($AD57),$AD57,ISNUMBER($AE57),$AE57,ISNUMBER($AF57),$AF57,AND($AD57=0,$AE57=0,$AF57=0),1)","v":0},{"$f":"IF(ISNUMBER(MATCH(CF$11,$AG57:$AJ57,0)),1,0)*IF(ISNUMBER($AF57),(1-$AF57),1) + IF(ISNUMBER(MATCH(CF$11,$AK57:$AP57,0)),-1,0)*_xlfn.IFS(ISNUMBER($AD57),$AD57,ISNUMBER($AE57),$AE57,ISNUMBER($AF57),$AF57,AND($AD57=0,$AE57=0,$AF57=0),1)","v":0},{"$f":"IF(ISNUMBER(MATCH(CG$11,$AG57:$AJ57,0)),1,0)*IF(ISNUMBER($AF57),(1-$AF57),1) + IF(ISNUMBER(MATCH(CG$11,$AK57:$AP57,0)),-1,0)*_xlfn.IFS(ISNUMBER($AD57),$AD57,ISNUMBER($AE57),$AE57,ISNUMBER($AF57),$AF57,AND($AD57=0,$AE57=0,$AF57=0),1)","v":0},{"$f":"IF(ISNUMBER(MATCH(CH$11,$AG57:$AJ57,0)),1,0)*IF(ISNUMBER($AF57),(1-$AF57),1) + IF(ISNUMBER(MATCH(CH$11,$AK57:$AP57,0)),-1,0)*_xlfn.IFS(ISNUMBER($AD57),$AD57,ISNUMBER($AE57),$AE57,ISNUMBER($AF57),$AF57,AND($AD57=0,$AE57=0,$AF57=0),1)","v":0},{"$f":"IF(ISNUMBER(MATCH(CI$11,$AG57:$AJ57,0)),1,0)*IF(ISNUMBER($AF57),(1-$AF57),1) + IF(ISNUMBER(MATCH(CI$11,$AK57:$AP57,0)),-1,0)*_xlfn.IFS(ISNUMBER($AD57),$AD57,ISNUMBER($AE57),$AE57,ISNUMBER($AF57),$AF57,AND($AD57=0,$AE57=0,$AF57=0),1)","v":0},{"$f":"IF(ISNUMBER(MATCH(CJ$11,$AG57:$AJ57,0)),1,0)*IF(ISNUMBER($AF57),(1-$AF57),1) + IF(ISNUMBER(MATCH(CJ$11,$AK57:$AP57,0)),-1,0)*_xlfn.IFS(ISNUMBER($AD57),$AD57,ISNUMBER($AE57),$AE57,ISNUMBER($AF57),$AF57,AND($AD57=0,$AE57=0,$AF57=0),1)","v":0},{"$f":"IF(ISNUMBER(MATCH(CK$11,$AG57:$AJ57,0)),1,0)*IF(ISNUMBER($AF57),(1-$AF57),1) + IF(ISNUMBER(MATCH(CK$11,$AK57:$AP57,0)),-1,0)*_xlfn.IFS(ISNUMBER($AD57),$AD57,ISNUMBER($AE57),$AE57,ISNUMBER($AF57),$AF57,AND($AD57=0,$AE57=0,$AF57=0),1)","v":0},{"$f":"IF(ISNUMBER(MATCH(CL$11,$AG57:$AJ57,0)),1,0)*IF(ISNUMBER($AF57),(1-$AF57),1) + IF(ISNUMBER(MATCH(CL$11,$AK57:$AP57,0)),-1,0)*_xlfn.IFS(ISNUMBER($AD57),$AD57,ISNUMBER($AE57),$AE57,ISNUMBER($AF57),$AF57,AND($AD57=0,$AE57=0,$AF57=0),1)","v":0},{"$f":"IF(ISNUMBER(MATCH(CM$11,$AG57:$AJ57,0)),1,0)*IF(ISNUMBER($AF57),(1-$AF57),1) + IF(ISNUMBER(MATCH(CM$11,$AK57:$AP57,0)),-1,0)*_xlfn.IFS(ISNUMBER($AD57),$AD57,ISNUMBER($AE57),$AE57,ISNUMBER($AF57),$AF57,AND($AD57=0,$AE57=0,$AF57=0),1)","v":0},{"$f":"IF(ISNUMBER(MATCH(CN$11,$AG57:$AJ57,0)),1,0)*IF(ISNUMBER($AF57),(1-$AF57),1) + IF(ISNUMBER(MATCH(CN$11,$AK57:$AP57,0)),-1,0)*_xlfn.IFS(ISNUMBER($AD57),$AD57,ISNUMBER($AE57),$AE57,ISNUMBER($AF57),$AF57,AND($AD57=0,$AE57=0,$AF57=0),1)","v":0},{"$f":"IF(ISNUMBER(MATCH(CO$11,$AG57:$AJ57,0)),1,0)*IF(ISNUMBER($AF57),(1-$AF57),1) + IF(ISNUMBER(MATCH(CO$11,$AK57:$AP57,0)),-1,0)*_xlfn.IFS(ISNUMBER($AD57),$AD57,ISNUMBER($AE57),$AE57,ISNUMBER($AF57),$AF57,AND($AD57=0,$AE57=0,$AF57=0),1)","v":0},{"$f":"IF(ISNUMBER(MATCH(CP$11,$AG57:$AJ57,0)),1,0)*IF(ISNUMBER($AF57),(1-$AF57),1) + IF(ISNUMBER(MATCH(CP$11,$AK57:$AP57,0)),-1,0)*_xlfn.IFS(ISNUMBER($AD57),$AD57,ISNUMBER($AE57),$AE57,ISNUMBER($AF57),$AF57,AND($AD57=0,$AE57=0,$AF57=0),1)","v":0},{"$f":"IF(ISNUMBER(MATCH(CQ$11,$AG57:$AJ57,0)),1,0)*IF(ISNUMBER($AF57),(1-$AF57),1) + IF(ISNUMBER(MATCH(CQ$11,$AK57:$AP57,0)),-1,0)*_xlfn.IFS(ISNUMBER($AD57),$AD57,ISNUMBER($AE57),$AE57,ISNUMBER($AF57),$AF57,AND($AD57=0,$AE57=0,$AF57=0),1)","v":-1},{"$f":"IF(ISNUMBER(MATCH(CR$11,$AG57:$AJ57,0)),1,0)*IF(ISNUMBER($AF57),(1-$AF57),1) + IF(ISNUMBER(MATCH(CR$11,$AK57:$AP57,0)),-1,0)*_xlfn.IFS(ISNUMBER($AD57),$AD57,ISNUMBER($AE57),$AE57,ISNUMBER($AF57),$AF57,AND($AD57=0,$AE57=0,$AF57=0),1)","v":0},{"$f":"IF(ISNUMBER(MATCH(CS$11,$AG57:$AJ57,0)),1,0)*IF(ISNUMBER($AF57),(1-$AF57),1) + IF(ISNUMBER(MATCH(CS$11,$AK57:$AP57,0)),-1,0)*_xlfn.IFS(ISNUMBER($AD57),$AD57,ISNUMBER($AE57),$AE57,ISNUMBER($AF57),$AF57,AND($AD57=0,$AE57=0,$AF57=0),1)","v":0},{"$f":"IF(ISNUMBER(MATCH(CT$11,$AG57:$AJ57,0)),1,0)*IF(ISNUMBER($AF57),(1-$AF57),1) + IF(ISNUMBER(MATCH(CT$11,$AK57:$AP57,0)),-1,0)*_xlfn.IFS(ISNUMBER($AD57),$AD57,ISNUMBER($AE57),$AE57,ISNUMBER($AF57),$AF57,AND($AD57=0,$AE57=0,$AF57=0),1)","v":0},{"$f":"IF(ISNUMBER(MATCH(CU$11,$AG57:$AJ57,0)),1,0)*IF(ISNUMBER($AF57),(1-$AF57),1) + IF(ISNUMBER(MATCH(CU$11,$AK57:$AP57,0)),-1,0)*_xlfn.IFS(ISNUMBER($AD57),$AD57,ISNUMBER($AE57),$AE57,ISNUMBER($AF57),$AF57,AND($AD57=0,$AE57=0,$AF57=0),1)","v":0},{"$f":"IF(ISNUMBER(MATCH(CV$11,$AG57:$AJ57,0)),1,0)*IF(ISNUMBER($AF57),(1-$AF57),1) + IF(ISNUMBER(MATCH(CV$11,$AK57:$AP57,0)),-1,0)*_xlfn.IFS(ISNUMBER($AD57),$AD57,ISNUMBER($AE57),$AE57,ISNUMBER($AF57),$AF57,AND($AD57=0,$AE57=0,$AF57=0),1)","v":0},{"$f":"IF(ISNUMBER(MATCH(CW$11,$AG57:$AJ57,0)),1,0)*IF(ISNUMBER($AF57),(1-$AF57),1) + IF(ISNUMBER(MATCH(CW$11,$AK57:$AP57,0)),-1,0)*_xlfn.IFS(ISNUMBER($AD57),$AD57,ISNUMBER($AE57),$AE57,ISNUMBER($AF57),$AF57,AND($AD57=0,$AE57=0,$AF57=0),1)","v":0},{"$f":"IF(ISNUMBER(MATCH(CX$11,$AG57:$AJ57,0)),1,0)*IF(ISNUMBER($AF57),(1-$AF57),1) + IF(ISNUMBER(MATCH(CX$11,$AK57:$AP57,0)),-1,0)*_xlfn.IFS(ISNUMBER($AD57),$AD57,ISNUMBER($AE57),$AE57,ISNUMBER($AF57),$AF57,AND($AD57=0,$AE57=0,$AF57=0),1)","v":0},{"$f":"IF(ISNUMBER(MATCH(CY$11,$AG57:$AJ57,0)),1,0)*IF(ISNUMBER($AF57),(1-$AF57),1) + IF(ISNUMBER(MATCH(CY$11,$AK57:$AP57,0)),-1,0)*_xlfn.IFS(ISNUMBER($AD57),$AD57,ISNUMBER($AE57),$AE57,ISNUMBER($AF57),$AF57,AND($AD57=0,$AE57=0,$AF57=0),1)","v":0},{"$f":"IF(ISNUMBER(MATCH(CZ$11,$AG57:$AJ57,0)),1,0)*IF(ISNUMBER($AF57),(1-$AF57),1) + IF(ISNUMBER(MATCH(CZ$11,$AK57:$AP57,0)),-1,0)*_xlfn.IFS(ISNUMBER($AD57),$AD57,ISNUMBER($AE57),$AE57,ISNUMBER($AF57),$AF57,AND($AD57=0,$AE57=0,$AF57=0),1)","v":0},{"$f":"IF(ISNUMBER(MATCH(DA$11,$AG57:$AJ57,0)),1,0)*IF(ISNUMBER($AF57),(1-$AF57),1) + IF(ISNUMBER(MATCH(DA$11,$AK57:$AP57,0)),-1,0)*_xlfn.IFS(ISNUMBER($AD57),$AD57,ISNUMBER($AE57),$AE57,ISNUMBER($AF57),$AF57,AND($AD57=0,$AE57=0,$AF57=0),1)","v":0},{"$f":"IF(ISNUMBER(MATCH(DB$11,$AG57:$AJ57,0)),1,0)*IF(ISNUMBER($AF57),(1-$AF57),1) + IF(ISNUMBER(MATCH(DB$11,$AK57:$AP57,0)),-1,0)*_xlfn.IFS(ISNUMBER($AD57),$AD57,ISNUMBER($AE57),$AE57,ISNUMBER($AF57),$AF57,AND($AD57=0,$AE57=0,$AF57=0),1)","v":0},{"$f":"IF(ISNUMBER(MATCH(DC$11,$AG57:$AJ57,0)),1,0)*IF(ISNUMBER($AF57),(1-$AF57),1) + IF(ISNUMBER(MATCH(DC$11,$AK57:$AP57,0)),-1,0)*_xlfn.IFS(ISNUMBER($AD57),$AD57,ISNUMBER($AE57),$AE57,ISNUMBER($AF57),$AF57,AND($AD57=0,$AE57=0,$AF57=0),1)","v":0},{"$f":"IF(ISNUMBER(MATCH(DD$11,$AG57:$AJ57,0)),1,0)*IF(ISNUMBER($AF57),(1-$AF57),1) + IF(ISNUMBER(MATCH(DD$11,$AK57:$AP57,0)),-1,0)*_xlfn.IFS(ISNUMBER($AD57),$AD57,ISNUMBER($AE57),$AE57,ISNUMBER($AF57),$AF57,AND($AD57=0,$AE57=0,$AF57=0),1)","v":0},{"$f":"IF(ISNUMBER(MATCH(DE$11,$AG57:$AJ57,0)),1,0)*IF(ISNUMBER($AF57),(1-$AF57),1) + IF(ISNUMBER(MATCH(DE$11,$AK57:$AP57,0)),-1,0)*_xlfn.IFS(ISNUMBER($AD57),$AD57,ISNUMBER($AE57),$AE57,ISNUMBER($AF57),$AF57,AND($AD57=0,$AE57=0,$AF57=0),1)","v":0},null,0,"HRU,LT","Pumps","Conservation",null,null,null,null,null,null,null,null,null,"e_drms_crit-dr4",-1.6289929550612441,686.13364819885578,0,0,0,0,0,0,0,0,0,0,0,0,0,0,0,0,-1,0,0,0.3710070449387558,0,-1,0,0,0,0,0,0,0,0,0,0,0,0,0,0,0,0,0,0,0,0,0,0,0,0,0,0,0,0,0,0,0,0,0,0,0,0,0,0,0,0,0,0,0,0,null,null,null,null,null,null,null,null,null,null,null,"e_drms_crit-dr4",null,686.13364819885578,0,0,0,0,0,0,0,0,0,0,0,0,0,0,0,0,-1,0,0,0.3710070449387558,0,-1,0,0,0,0,0,0,0,0,0,0,0,0,0,0,0,0,0,0,0,0,0,0,0,0,0,0,0,0,0,0,0,0,0,0,0,0,0,0,0,0,0,0,0,0,null,null,"e_drms_crit-dr4",686.13364819885578,0,0,0,0,0,0,0,0,0,0,0,0,0,0,0,0,-1,0,0,0.3710070449387558,0,-1,0,0,0,0,0,0,0,0,0,0,0,0,0,0,0,0,0,0,0,0,0,0,0,0,0,0,0,0,0,0,0,0,0,0,0,0,0,0,0,0,0,0,0,0]
[null,null,null,null,null,null,null,null,null,null,null,null,null,null,null,null,null,null,"q_dr4_cls,a",-1.0266130853743962E-13,-1.0266130853743962E-13,-1.0266130853743962E-13,-1.0266130853743962E-13,-1.0266130853743962E-13,-1.0266130853743962E-13,null,null,"COP",null,null,{"$f":"'Heat Recovery Cooling Calculate'!E25","v":405},null,"q_drms-hru,lt",null,null,null,"e_crit_ups-hru,lt",null,null,null,null,null,null,{"$f":"IF(ISNUMBER(MATCH(AR$11,$AG58:$AJ58,0)),1,0)*IF(ISNUMBER($AF58),(1-$AF58),1) + IF(ISNUMBER(MATCH(AR$11,$AK58:$AP58,0)),-1,0)*_xlfn.IFS(ISNUMBER($AD58),$AD58,ISNUMBER($AE58),$AE58,ISNUMBER($AF58),$AF58,AND($AD58=0,$AE58=0,$AF58=0),1)","v":0},{"$f":"IF(ISNUMBER(MATCH(AS$11,$AG58:$AJ58,0)),1,0)*IF(ISNUMBER($AF58),(1-$AF58),1) + IF(ISNUMBER(MATCH(AS$11,$AK58:$AP58,0)),-1,0)*_xlfn.IFS(ISNUMBER($AD58),$AD58,ISNUMBER($AE58),$AE58,ISNUMBER($AF58),$AF58,AND($AD58=0,$AE58=0,$AF58=0),1)","v":0},{"$f":"IF(ISNUMBER(MATCH(AT$11,$AG58:$AJ58,0)),1,0)*IF(ISNUMBER($AF58),(1-$AF58),1) + IF(ISNUMBER(MATCH(AT$11,$AK58:$AP58,0)),-1,0)*_xlfn.IFS(ISNUMBER($AD58),$AD58,ISNUMBER($AE58),$AE58,ISNUMBER($AF58),$AF58,AND($AD58=0,$AE58=0,$AF58=0),1)","v":0},{"$f":"IF(ISNUMBER(MATCH(AU$11,$AG58:$AJ58,0)),1,0)*IF(ISNUMBER($AF58),(1-$AF58),1) + IF(ISNUMBER(MATCH(AU$11,$AK58:$AP58,0)),-1,0)*_xlfn.IFS(ISNUMBER($AD58),$AD58,ISNUMBER($AE58),$AE58,ISNUMBER($AF58),$AF58,AND($AD58=0,$AE58=0,$AF58=0),1)","v":0},{"$f":"IF(ISNUMBER(MATCH(AV$11,$AG58:$AJ58,0)),1,0)*IF(ISNUMBER($AF58),(1-$AF58),1) + IF(ISNUMBER(MATCH(AV$11,$AK58:$AP58,0)),-1,0)*_xlfn.IFS(ISNUMBER($AD58),$AD58,ISNUMBER($AE58),$AE58,ISNUMBER($AF58),$AF58,AND($AD58=0,$AE58=0,$AF58=0),1)","v":0},{"$f":"IF(ISNUMBER(MATCH(AW$11,$AG58:$AJ58,0)),1,0)*IF(ISNUMBER($AF58),(1-$AF58),1) + IF(ISNUMBER(MATCH(AW$11,$AK58:$AP58,0)),-1,0)*_xlfn.IFS(ISNUMBER($AD58),$AD58,ISNUMBER($AE58),$AE58,ISNUMBER($AF58),$AF58,AND($AD58=0,$AE58=0,$AF58=0),1)","v":0},{"$f":"IF(ISNUMBER(MATCH(AX$11,$AG58:$AJ58,0)),1,0)*IF(ISNUMBER($AF58),(1-$AF58),1) + IF(ISNUMBER(MATCH(AX$11,$AK58:$AP58,0)),-1,0)*_xlfn.IFS(ISNUMBER($AD58),$AD58,ISNUMBER($AE58),$AE58,ISNUMBER($AF58),$AF58,AND($AD58=0,$AE58=0,$AF58=0),1)","v":0},{"$f":"IF(ISNUMBER(MATCH(AY$11,$AG58:$AJ58,0)),1,0)*IF(ISNUMBER($AF58),(1-$AF58),1) + IF(ISNUMBER(MATCH(AY$11,$AK58:$AP58,0)),-1,0)*_xlfn.IFS(ISNUMBER($AD58),$AD58,ISNUMBER($AE58),$AE58,ISNUMBER($AF58),$AF58,AND($AD58=0,$AE58=0,$AF58=0),1)","v":0},{"$f":"IF(ISNUMBER(MATCH(AZ$11,$AG58:$AJ58,0)),1,0)*IF(ISNUMBER($AF58),(1-$AF58),1) + IF(ISNUMBER(MATCH(AZ$11,$AK58:$AP58,0)),-1,0)*_xlfn.IFS(ISNUMBER($AD58),$AD58,ISNUMBER($AE58),$AE58,ISNUMBER($AF58),$AF58,AND($AD58=0,$AE58=0,$AF58=0),1)","v":-405},{"$f":"IF(ISNUMBER(MATCH(BA$11,$AG58:$AJ58,0)),1,0)*IF(ISNUMBER($AF58),(1-$AF58),1) + IF(ISNUMBER(MATCH(BA$11,$AK58:$AP58,0)),-1,0)*_xlfn.IFS(ISNUMBER($AD58),$AD58,ISNUMBER($AE58),$AE58,ISNUMBER($AF58),$AF58,AND($AD58=0,$AE58=0,$AF58=0),1)","v":0},{"$f":"IF(ISNUMBER(MATCH(BB$11,$AG58:$AJ58,0)),1,0)*IF(ISNUMBER($AF58),(1-$AF58),1) + IF(ISNUMBER(MATCH(BB$11,$AK58:$AP58,0)),-1,0)*_xlfn.IFS(ISNUMBER($AD58),$AD58,ISNUMBER($AE58),$AE58,ISNUMBER($AF58),$AF58,AND($AD58=0,$AE58=0,$AF58=0),1)","v":0},{"$f":"IF(ISNUMBER(MATCH(BC$11,$AG58:$AJ58,0)),1,0)*IF(ISNUMBER($AF58),(1-$AF58),1) + IF(ISNUMBER(MATCH(BC$11,$AK58:$AP58,0)),-1,0)*_xlfn.IFS(ISNUMBER($AD58),$AD58,ISNUMBER($AE58),$AE58,ISNUMBER($AF58),$AF58,AND($AD58=0,$AE58=0,$AF58=0),1)","v":0},{"$f":"IF(ISNUMBER(MATCH(BD$11,$AG58:$AJ58,0)),1,0)*IF(ISNUMBER($AF58),(1-$AF58),1) + IF(ISNUMBER(MATCH(BD$11,$AK58:$AP58,0)),-1,0)*_xlfn.IFS(ISNUMBER($AD58),$AD58,ISNUMBER($AE58),$AE58,ISNUMBER($AF58),$AF58,AND($AD58=0,$AE58=0,$AF58=0),1)","v":0},{"$f":"IF(ISNUMBER(MATCH(BE$11,$AG58:$AJ58,0)),1,0)*IF(ISNUMBER($AF58),(1-$AF58),1) + IF(ISNUMBER(MATCH(BE$11,$AK58:$AP58,0)),-1,0)*_xlfn.IFS(ISNUMBER($AD58),$AD58,ISNUMBER($AE58),$AE58,ISNUMBER($AF58),$AF58,AND($AD58=0,$AE58=0,$AF58=0),1)","v":0},{"$f":"IF(ISNUMBER(MATCH(BF$11,$AG58:$AJ58,0)),1,0)*IF(ISNUMBER($AF58),(1-$AF58),1) + IF(ISNUMBER(MATCH(BF$11,$AK58:$AP58,0)),-1,0)*_xlfn.IFS(ISNUMBER($AD58),$AD58,ISNUMBER($AE58),$AE58,ISNUMBER($AF58),$AF58,AND($AD58=0,$AE58=0,$AF58=0),1)","v":0},{"$f":"IF(ISNUMBER(MATCH(BG$11,$AG58:$AJ58,0)),1,0)*IF(ISNUMBER($AF58),(1-$AF58),1) + IF(ISNUMBER(MATCH(BG$11,$AK58:$AP58,0)),-1,0)*_xlfn.IFS(ISNUMBER($AD58),$AD58,ISNUMBER($AE58),$AE58,ISNUMBER($AF58),$AF58,AND($AD58=0,$AE58=0,$AF58=0),1)","v":0},{"$f":"IF(ISNUMBER(MATCH(BH$11,$AG58:$AJ58,0)),1,0)*IF(ISNUMBER($AF58),(1-$AF58),1) + IF(ISNUMBER(MATCH(BH$11,$AK58:$AP58,0)),-1,0)*_xlfn.IFS(ISNUMBER($AD58),$AD58,ISNUMBER($AE58),$AE58,ISNUMBER($AF58),$AF58,AND($AD58=0,$AE58=0,$AF58=0),1)","v":0},{"$f":"IF(ISNUMBER(MATCH(BI$11,$AG58:$AJ58,0)),1,0)*IF(ISNUMBER($AF58),(1-$AF58),1) + IF(ISNUMBER(MATCH(BI$11,$AK58:$AP58,0)),-1,0)*_xlfn.IFS(ISNUMBER($AD58),$AD58,ISNUMBER($AE58),$AE58,ISNUMBER($AF58),$AF58,AND($AD58=0,$AE58=0,$AF58=0),1)","v":0},{"$f":"IF(ISNUMBER(MATCH(BJ$11,$AG58:$AJ58,0)),1,0)*IF(ISNUMBER($AF58),(1-$AF58),1) + IF(ISNUMBER(MATCH(BJ$11,$AK58:$AP58,0)),-1,0)*_xlfn.IFS(ISNUMBER($AD58),$AD58,ISNUMBER($AE58),$AE58,ISNUMBER($AF58),$AF58,AND($AD58=0,$AE58=0,$AF58=0),1)","v":0},{"$f":"IF(ISNUMBER(MATCH(BK$11,$AG58:$AJ58,0)),1,0)*IF(ISNUMBER($AF58),(1-$AF58),1) + IF(ISNUMBER(MATCH(BK$11,$AK58:$AP58,0)),-1,0)*_xlfn.IFS(ISNUMBER($AD58),$AD58,ISNUMBER($AE58),$AE58,ISNUMBER($AF58),$AF58,AND($AD58=0,$AE58=0,$AF58=0),1)","v":0},{"$f":"IF(ISNUMBER(MATCH(BL$11,$AG58:$AJ58,0)),1,0)*IF(ISNUMBER($AF58),(1-$AF58),1) + IF(ISNUMBER(MATCH(BL$11,$AK58:$AP58,0)),-1,0)*_xlfn.IFS(ISNUMBER($AD58),$AD58,ISNUMBER($AE58),$AE58,ISNUMBER($AF58),$AF58,AND($AD58=0,$AE58=0,$AF58=0),1)","v":0},{"$f":"IF(ISNUMBER(MATCH(BM$11,$AG58:$AJ58,0)),1,0)*IF(ISNUMBER($AF58),(1-$AF58),1) + IF(ISNUMBER(MATCH(BM$11,$AK58:$AP58,0)),-1,0)*_xlfn.IFS(ISNUMBER($AD58),$AD58,ISNUMBER($AE58),$AE58,ISNUMBER($AF58),$AF58,AND($AD58=0,$AE58=0,$AF58=0),1)","v":0},{"$f":"IF(ISNUMBER(MATCH(BN$11,$AG58:$AJ58,0)),1,0)*IF(ISNUMBER($AF58),(1-$AF58),1) + IF(ISNUMBER(MATCH(BN$11,$AK58:$AP58,0)),-1,0)*_xlfn.IFS(ISNUMBER($AD58),$AD58,ISNUMBER($AE58),$AE58,ISNUMBER($AF58),$AF58,AND($AD58=0,$AE58=0,$AF58=0),1)","v":0},{"$f":"IF(ISNUMBER(MATCH(BO$11,$AG58:$AJ58,0)),1,0)*IF(ISNUMBER($AF58),(1-$AF58),1) + IF(ISNUMBER(MATCH(BO$11,$AK58:$AP58,0)),-1,0)*_xlfn.IFS(ISNUMBER($AD58),$AD58,ISNUMBER($AE58),$AE58,ISNUMBER($AF58),$AF58,AND($AD58=0,$AE58=0,$AF58=0),1)","v":0},{"$f":"IF(ISNUMBER(MATCH(BP$11,$AG58:$AJ58,0)),1,0)*IF(ISNUMBER($AF58),(1-$AF58),1) + IF(ISNUMBER(MATCH(BP$11,$AK58:$AP58,0)),-1,0)*_xlfn.IFS(ISNUMBER($AD58),$AD58,ISNUMBER($AE58),$AE58,ISNUMBER($AF58),$AF58,AND($AD58=0,$AE58=0,$AF58=0),1)","v":0},{"$f":"IF(ISNUMBER(MATCH(BQ$11,$AG58:$AJ58,0)),1,0)*IF(ISNUMBER($AF58),(1-$AF58),1) + IF(ISNUMBER(MATCH(BQ$11,$AK58:$AP58,0)),-1,0)*_xlfn.IFS(ISNUMBER($AD58),$AD58,ISNUMBER($AE58),$AE58,ISNUMBER($AF58),$AF58,AND($AD58=0,$AE58=0,$AF58=0),1)","v":0},{"$f":"IF(ISNUMBER(MATCH(BR$11,$AG58:$AJ58,0)),1,0)*IF(ISNUMBER($AF58),(1-$AF58),1) + IF(ISNUMBER(MATCH(BR$11,$AK58:$AP58,0)),-1,0)*_xlfn.IFS(ISNUMBER($AD58),$AD58,ISNUMBER($AE58),$AE58,ISNUMBER($AF58),$AF58,AND($AD58=0,$AE58=0,$AF58=0),1)","v":0},{"$f":"IF(ISNUMBER(MATCH(BS$11,$AG58:$AJ58,0)),1,0)*IF(ISNUMBER($AF58),(1-$AF58),1) + IF(ISNUMBER(MATCH(BS$11,$AK58:$AP58,0)),-1,0)*_xlfn.IFS(ISNUMBER($AD58),$AD58,ISNUMBER($AE58),$AE58,ISNUMBER($AF58),$AF58,AND($AD58=0,$AE58=0,$AF58=0),1)","v":0},{"$f":"IF(ISNUMBER(MATCH(BT$11,$AG58:$AJ58,0)),1,0)*IF(ISNUMBER($AF58),(1-$AF58),1) + IF(ISNUMBER(MATCH(BT$11,$AK58:$AP58,0)),-1,0)*_xlfn.IFS(ISNUMBER($AD58),$AD58,ISNUMBER($AE58),$AE58,ISNUMBER($AF58),$AF58,AND($AD58=0,$AE58=0,$AF58=0),1)","v":0},{"$f":"IF(ISNUMBER(MATCH(BU$11,$AG58:$AJ58,0)),1,0)*IF(ISNUMBER($AF58),(1-$AF58),1) + IF(ISNUMBER(MATCH(BU$11,$AK58:$AP58,0)),-1,0)*_xlfn.IFS(ISNUMBER($AD58),$AD58,ISNUMBER($AE58),$AE58,ISNUMBER($AF58),$AF58,AND($AD58=0,$AE58=0,$AF58=0),1)","v":0},{"$f":"IF(ISNUMBER(MATCH(BV$11,$AG58:$AJ58,0)),1,0)*IF(ISNUMBER($AF58),(1-$AF58),1) + IF(ISNUMBER(MATCH(BV$11,$AK58:$AP58,0)),-1,0)*_xlfn.IFS(ISNUMBER($AD58),$AD58,ISNUMBER($AE58),$AE58,ISNUMBER($AF58),$AF58,AND($AD58=0,$AE58=0,$AF58=0),1)","v":0},{"$f":"IF(ISNUMBER(MATCH(BW$11,$AG58:$AJ58,0)),1,0)*IF(ISNUMBER($AF58),(1-$AF58),1) + IF(ISNUMBER(MATCH(BW$11,$AK58:$AP58,0)),-1,0)*_xlfn.IFS(ISNUMBER($AD58),$AD58,ISNUMBER($AE58),$AE58,ISNUMBER($AF58),$AF58,AND($AD58=0,$AE58=0,$AF58=0),1)","v":0},{"$f":"IF(ISNUMBER(MATCH(BX$11,$AG58:$AJ58,0)),1,0)*IF(ISNUMBER($AF58),(1-$AF58),1) + IF(ISNUMBER(MATCH(BX$11,$AK58:$AP58,0)),-1,0)*_xlfn.IFS(ISNUMBER($AD58),$AD58,ISNUMBER($AE58),$AE58,ISNUMBER($AF58),$AF58,AND($AD58=0,$AE58=0,$AF58=0),1)","v":0},{"$f":"IF(ISNUMBER(MATCH(BY$11,$AG58:$AJ58,0)),1,0)*IF(ISNUMBER($AF58),(1-$AF58),1) + IF(ISNUMBER(MATCH(BY$11,$AK58:$AP58,0)),-1,0)*_xlfn.IFS(ISNUMBER($AD58),$AD58,ISNUMBER($AE58),$AE58,ISNUMBER($AF58),$AF58,AND($AD58=0,$AE58=0,$AF58=0),1)","v":0},{"$f":"IF(ISNUMBER(MATCH(BZ$11,$AG58:$AJ58,0)),1,0)*IF(ISNUMBER($AF58),(1-$AF58),1) + IF(ISNUMBER(MATCH(BZ$11,$AK58:$AP58,0)),-1,0)*_xlfn.IFS(ISNUMBER($AD58),$AD58,ISNUMBER($AE58),$AE58,ISNUMBER($AF58),$AF58,AND($AD58=0,$AE58=0,$AF58=0),1)","v":0},{"$f":"IF(ISNUMBER(MATCH(CA$11,$AG58:$AJ58,0)),1,0)*IF(ISNUMBER($AF58),(1-$AF58),1) + IF(ISNUMBER(MATCH(CA$11,$AK58:$AP58,0)),-1,0)*_xlfn.IFS(ISNUMBER($AD58),$AD58,ISNUMBER($AE58),$AE58,ISNUMBER($AF58),$AF58,AND($AD58=0,$AE58=0,$AF58=0),1)","v":0},{"$f":"IF(ISNUMBER(MATCH(CB$11,$AG58:$AJ58,0)),1,0)*IF(ISNUMBER($AF58),(1-$AF58),1) + IF(ISNUMBER(MATCH(CB$11,$AK58:$AP58,0)),-1,0)*_xlfn.IFS(ISNUMBER($AD58),$AD58,ISNUMBER($AE58),$AE58,ISNUMBER($AF58),$AF58,AND($AD58=0,$AE58=0,$AF58=0),1)","v":0},{"$f":"IF(ISNUMBER(MATCH(CC$11,$AG58:$AJ58,0)),1,0)*IF(ISNUMBER($AF58),(1-$AF58),1) + IF(ISNUMBER(MATCH(CC$11,$AK58:$AP58,0)),-1,0)*_xlfn.IFS(ISNUMBER($AD58),$AD58,ISNUMBER($AE58),$AE58,ISNUMBER($AF58),$AF58,AND($AD58=0,$AE58=0,$AF58=0),1)","v":0},{"$f":"IF(ISNUMBER(MATCH(CD$11,$AG58:$AJ58,0)),1,0)*IF(ISNUMBER($AF58),(1-$AF58),1) + IF(ISNUMBER(MATCH(CD$11,$AK58:$AP58,0)),-1,0)*_xlfn.IFS(ISNUMBER($AD58),$AD58,ISNUMBER($AE58),$AE58,ISNUMBER($AF58),$AF58,AND($AD58=0,$AE58=0,$AF58=0),1)","v":1},{"$f":"IF(ISNUMBER(MATCH(CE$11,$AG58:$AJ58,0)),1,0)*IF(ISNUMBER($AF58),(1-$AF58),1) + IF(ISNUMBER(MATCH(CE$11,$AK58:$AP58,0)),-1,0)*_xlfn.IFS(ISNUMBER($AD58),$AD58,ISNUMBER($AE58),$AE58,ISNUMBER($AF58),$AF58,AND($AD58=0,$AE58=0,$AF58=0),1)","v":0},{"$f":"IF(ISNUMBER(MATCH(CF$11,$AG58:$AJ58,0)),1,0)*IF(ISNUMBER($AF58),(1-$AF58),1) + IF(ISNUMBER(MATCH(CF$11,$AK58:$AP58,0)),-1,0)*_xlfn.IFS(ISNUMBER($AD58),$AD58,ISNUMBER($AE58),$AE58,ISNUMBER($AF58),$AF58,AND($AD58=0,$AE58=0,$AF58=0),1)","v":0},{"$f":"IF(ISNUMBER(MATCH(CG$11,$AG58:$AJ58,0)),1,0)*IF(ISNUMBER($AF58),(1-$AF58),1) + IF(ISNUMBER(MATCH(CG$11,$AK58:$AP58,0)),-1,0)*_xlfn.IFS(ISNUMBER($AD58),$AD58,ISNUMBER($AE58),$AE58,ISNUMBER($AF58),$AF58,AND($AD58=0,$AE58=0,$AF58=0),1)","v":0},{"$f":"IF(ISNUMBER(MATCH(CH$11,$AG58:$AJ58,0)),1,0)*IF(ISNUMBER($AF58),(1-$AF58),1) + IF(ISNUMBER(MATCH(CH$11,$AK58:$AP58,0)),-1,0)*_xlfn.IFS(ISNUMBER($AD58),$AD58,ISNUMBER($AE58),$AE58,ISNUMBER($AF58),$AF58,AND($AD58=0,$AE58=0,$AF58=0),1)","v":0},{"$f":"IF(ISNUMBER(MATCH(CI$11,$AG58:$AJ58,0)),1,0)*IF(ISNUMBER($AF58),(1-$AF58),1) + IF(ISNUMBER(MATCH(CI$11,$AK58:$AP58,0)),-1,0)*_xlfn.IFS(ISNUMBER($AD58),$AD58,ISNUMBER($AE58),$AE58,ISNUMBER($AF58),$AF58,AND($AD58=0,$AE58=0,$AF58=0),1)","v":0},{"$f":"IF(ISNUMBER(MATCH(CJ$11,$AG58:$AJ58,0)),1,0)*IF(ISNUMBER($AF58),(1-$AF58),1) + IF(ISNUMBER(MATCH(CJ$11,$AK58:$AP58,0)),-1,0)*_xlfn.IFS(ISNUMBER($AD58),$AD58,ISNUMBER($AE58),$AE58,ISNUMBER($AF58),$AF58,AND($AD58=0,$AE58=0,$AF58=0),1)","v":0},{"$f":"IF(ISNUMBER(MATCH(CK$11,$AG58:$AJ58,0)),1,0)*IF(ISNUMBER($AF58),(1-$AF58),1) + IF(ISNUMBER(MATCH(CK$11,$AK58:$AP58,0)),-1,0)*_xlfn.IFS(ISNUMBER($AD58),$AD58,ISNUMBER($AE58),$AE58,ISNUMBER($AF58),$AF58,AND($AD58=0,$AE58=0,$AF58=0),1)","v":0},{"$f":"IF(ISNUMBER(MATCH(CL$11,$AG58:$AJ58,0)),1,0)*IF(ISNUMBER($AF58),(1-$AF58),1) + IF(ISNUMBER(MATCH(CL$11,$AK58:$AP58,0)),-1,0)*_xlfn.IFS(ISNUMBER($AD58),$AD58,ISNUMBER($AE58),$AE58,ISNUMBER($AF58),$AF58,AND($AD58=0,$AE58=0,$AF58=0),1)","v":0},{"$f":"IF(ISNUMBER(MATCH(CM$11,$AG58:$AJ58,0)),1,0)*IF(ISNUMBER($AF58),(1-$AF58),1) + IF(ISNUMBER(MATCH(CM$11,$AK58:$AP58,0)),-1,0)*_xlfn.IFS(ISNUMBER($AD58),$AD58,ISNUMBER($AE58),$AE58,ISNUMBER($AF58),$AF58,AND($AD58=0,$AE58=0,$AF58=0),1)","v":0},{"$f":"IF(ISNUMBER(MATCH(CN$11,$AG58:$AJ58,0)),1,0)*IF(ISNUMBER($AF58),(1-$AF58),1) + IF(ISNUMBER(MATCH(CN$11,$AK58:$AP58,0)),-1,0)*_xlfn.IFS(ISNUMBER($AD58),$AD58,ISNUMBER($AE58),$AE58,ISNUMBER($AF58),$AF58,AND($AD58=0,$AE58=0,$AF58=0),1)","v":0},{"$f":"IF(ISNUMBER(MATCH(CO$11,$AG58:$AJ58,0)),1,0)*IF(ISNUMBER($AF58),(1-$AF58),1) + IF(ISNUMBER(MATCH(CO$11,$AK58:$AP58,0)),-1,0)*_xlfn.IFS(ISNUMBER($AD58),$AD58,ISNUMBER($AE58),$AE58,ISNUMBER($AF58),$AF58,AND($AD58=0,$AE58=0,$AF58=0),1)","v":0},{"$f":"IF(ISNUMBER(MATCH(CP$11,$AG58:$AJ58,0)),1,0)*IF(ISNUMBER($AF58),(1-$AF58),1) + IF(ISNUMBER(MATCH(CP$11,$AK58:$AP58,0)),-1,0)*_xlfn.IFS(ISNUMBER($AD58),$AD58,ISNUMBER($AE58),$AE58,ISNUMBER($AF58),$AF58,AND($AD58=0,$AE58=0,$AF58=0),1)","v":0},{"$f":"IF(ISNUMBER(MATCH(CQ$11,$AG58:$AJ58,0)),1,0)*IF(ISNUMBER($AF58),(1-$AF58),1) + IF(ISNUMBER(MATCH(CQ$11,$AK58:$AP58,0)),-1,0)*_xlfn.IFS(ISNUMBER($AD58),$AD58,ISNUMBER($AE58),$AE58,ISNUMBER($AF58),$AF58,AND($AD58=0,$AE58=0,$AF58=0),1)","v":0},{"$f":"IF(ISNUMBER(MATCH(CR$11,$AG58:$AJ58,0)),1,0)*IF(ISNUMBER($AF58),(1-$AF58),1) + IF(ISNUMBER(MATCH(CR$11,$AK58:$AP58,0)),-1,0)*_xlfn.IFS(ISNUMBER($AD58),$AD58,ISNUMBER($AE58),$AE58,ISNUMBER($AF58),$AF58,AND($AD58=0,$AE58=0,$AF58=0),1)","v":0},{"$f":"IF(ISNUMBER(MATCH(CS$11,$AG58:$AJ58,0)),1,0)*IF(ISNUMBER($AF58),(1-$AF58),1) + IF(ISNUMBER(MATCH(CS$11,$AK58:$AP58,0)),-1,0)*_xlfn.IFS(ISNUMBER($AD58),$AD58,ISNUMBER($AE58),$AE58,ISNUMBER($AF58),$AF58,AND($AD58=0,$AE58=0,$AF58=0),1)","v":0},{"$f":"IF(ISNUMBER(MATCH(CT$11,$AG58:$AJ58,0)),1,0)*IF(ISNUMBER($AF58),(1-$AF58),1) + IF(ISNUMBER(MATCH(CT$11,$AK58:$AP58,0)),-1,0)*_xlfn.IFS(ISNUMBER($AD58),$AD58,ISNUMBER($AE58),$AE58,ISNUMBER($AF58),$AF58,AND($AD58=0,$AE58=0,$AF58=0),1)","v":0},{"$f":"IF(ISNUMBER(MATCH(CU$11,$AG58:$AJ58,0)),1,0)*IF(ISNUMBER($AF58),(1-$AF58),1) + IF(ISNUMBER(MATCH(CU$11,$AK58:$AP58,0)),-1,0)*_xlfn.IFS(ISNUMBER($AD58),$AD58,ISNUMBER($AE58),$AE58,ISNUMBER($AF58),$AF58,AND($AD58=0,$AE58=0,$AF58=0),1)","v":0},{"$f":"IF(ISNUMBER(MATCH(CV$11,$AG58:$AJ58,0)),1,0)*IF(ISNUMBER($AF58),(1-$AF58),1) + IF(ISNUMBER(MATCH(CV$11,$AK58:$AP58,0)),-1,0)*_xlfn.IFS(ISNUMBER($AD58),$AD58,ISNUMBER($AE58),$AE58,ISNUMBER($AF58),$AF58,AND($AD58=0,$AE58=0,$AF58=0),1)","v":0},{"$f":"IF(ISNUMBER(MATCH(CW$11,$AG58:$AJ58,0)),1,0)*IF(ISNUMBER($AF58),(1-$AF58),1) + IF(ISNUMBER(MATCH(CW$11,$AK58:$AP58,0)),-1,0)*_xlfn.IFS(ISNUMBER($AD58),$AD58,ISNUMBER($AE58),$AE58,ISNUMBER($AF58),$AF58,AND($AD58=0,$AE58=0,$AF58=0),1)","v":0},{"$f":"IF(ISNUMBER(MATCH(CX$11,$AG58:$AJ58,0)),1,0)*IF(ISNUMBER($AF58),(1-$AF58),1) + IF(ISNUMBER(MATCH(CX$11,$AK58:$AP58,0)),-1,0)*_xlfn.IFS(ISNUMBER($AD58),$AD58,ISNUMBER($AE58),$AE58,ISNUMBER($AF58),$AF58,AND($AD58=0,$AE58=0,$AF58=0),1)","v":0},{"$f":"IF(ISNUMBER(MATCH(CY$11,$AG58:$AJ58,0)),1,0)*IF(ISNUMBER($AF58),(1-$AF58),1) + IF(ISNUMBER(MATCH(CY$11,$AK58:$AP58,0)),-1,0)*_xlfn.IFS(ISNUMBER($AD58),$AD58,ISNUMBER($AE58),$AE58,ISNUMBER($AF58),$AF58,AND($AD58=0,$AE58=0,$AF58=0),1)","v":0},{"$f":"IF(ISNUMBER(MATCH(CZ$11,$AG58:$AJ58,0)),1,0)*IF(ISNUMBER($AF58),(1-$AF58),1) + IF(ISNUMBER(MATCH(CZ$11,$AK58:$AP58,0)),-1,0)*_xlfn.IFS(ISNUMBER($AD58),$AD58,ISNUMBER($AE58),$AE58,ISNUMBER($AF58),$AF58,AND($AD58=0,$AE58=0,$AF58=0),1)","v":0},{"$f":"IF(ISNUMBER(MATCH(DA$11,$AG58:$AJ58,0)),1,0)*IF(ISNUMBER($AF58),(1-$AF58),1) + IF(ISNUMBER(MATCH(DA$11,$AK58:$AP58,0)),-1,0)*_xlfn.IFS(ISNUMBER($AD58),$AD58,ISNUMBER($AE58),$AE58,ISNUMBER($AF58),$AF58,AND($AD58=0,$AE58=0,$AF58=0),1)","v":0},{"$f":"IF(ISNUMBER(MATCH(DB$11,$AG58:$AJ58,0)),1,0)*IF(ISNUMBER($AF58),(1-$AF58),1) + IF(ISNUMBER(MATCH(DB$11,$AK58:$AP58,0)),-1,0)*_xlfn.IFS(ISNUMBER($AD58),$AD58,ISNUMBER($AE58),$AE58,ISNUMBER($AF58),$AF58,AND($AD58=0,$AE58=0,$AF58=0),1)","v":0},{"$f":"IF(ISNUMBER(MATCH(DC$11,$AG58:$AJ58,0)),1,0)*IF(ISNUMBER($AF58),(1-$AF58),1) + IF(ISNUMBER(MATCH(DC$11,$AK58:$AP58,0)),-1,0)*_xlfn.IFS(ISNUMBER($AD58),$AD58,ISNUMBER($AE58),$AE58,ISNUMBER($AF58),$AF58,AND($AD58=0,$AE58=0,$AF58=0),1)","v":0},{"$f":"IF(ISNUMBER(MATCH(DD$11,$AG58:$AJ58,0)),1,0)*IF(ISNUMBER($AF58),(1-$AF58),1) + IF(ISNUMBER(MATCH(DD$11,$AK58:$AP58,0)),-1,0)*_xlfn.IFS(ISNUMBER($AD58),$AD58,ISNUMBER($AE58),$AE58,ISNUMBER($AF58),$AF58,AND($AD58=0,$AE58=0,$AF58=0),1)","v":0},{"$f":"IF(ISNUMBER(MATCH(DE$11,$AG58:$AJ58,0)),1,0)*IF(ISNUMBER($AF58),(1-$AF58),1) + IF(ISNUMBER(MATCH(DE$11,$AK58:$AP58,0)),-1,0)*_xlfn.IFS(ISNUMBER($AD58),$AD58,ISNUMBER($AE58),$AE58,ISNUMBER($AF58),$AF58,AND($AD58=0,$AE58=0,$AF58=0),1)","v":0},null,0,"HRU,LT","Pumps","COP",null,null,null,null,null,null,null,null,null,"e_drms_crit-dr4",2,2050.8111417202331,0,0,0,0,0,0,0,0,0,0,0,0,0,0,0,0,0,0,0,1.0619524583371063E-16,0,0,0,0,0,0,1,0,1,0,0,0,0,0,0,0,0,0,0,0,0,0,0,0,0,0,-4.1482517903793214E-19,0,0,0,0,0,0,0,0,0,0,1.8855689956269627E-20,0,0,0,0,0,0,0,0,null,null,null,null,null,null,null,null,null,null,null,"e_drms_crit-dr4",null,2050.8111417202331,0,0,0,0,0,0,0,0,0,0,0,0,0,0,-2.1239049166742126E-16,0,0,2.1239049166742126E-16,0,0,-2.1239049166742126E-16,-2.1239049166742126E-16,0,0,2.1239049166742126E-16,0,1,-2.1239049166742126E-16,0.99999999999999978,0,0,2.1239049166742126E-16,0,0,-2.1239049166742126E-16,-2.1239049166742126E-16,0,0,2.1239049166742126E-16,0,0,-2.1239049166742126E-16,-2.1239049166742126E-16,0,0,0,4.1482517903793214E-19,0,0,0,3.2455171932843146E-19,0,0,0,0,0,0,1.8855689956269627E-20,0,0,0,0,0,0,0,0,null,null,"e_drms_crit-dr4",2050.8111417202331,0,0,0,0,0,0,0,0,0,0,0,0,0,0,-2.1239049166742126E-16,0,0,2.1239049166742126E-16,0,0,-2.1239049166742126E-16,-2.1239049166742126E-16,0,0,2.1239049166742126E-16,0,1,-2.1239049166742126E-16,0.99999999999999978,0,0,2.1239049166742126E-16,0,0,-2.1239049166742126E-16,-2.1239049166742126E-16,0,0,2.1239049166742126E-16,0,0,-2.1239049166742126E-16,-2.1239049166742126E-16,0,0,0,4.1482517903793214E-19,0,0,0,3.2455171932843146E-19,0,0,0,0,0,0,0,0,0,0,0,0,0,0,0]
[null,null,null,null,null,null,null,null,null,null,null,null,null,null,null,null,null,null,"q_dr4_cls,l",1.0266130853743962E-13,1.0266130853743962E-13,1.0266130853743962E-13,1.0266130853743962E-13,1.0266130853743962E-13,1.0266130853743962E-13,null,"Comp.","Conservation",null,null,null,null,"q_hru_eco-comp,lt","e_hru_comp,lt",null,null,"q_hru_comp-fs,lt",null,null,null,null,null,null,{"$f":"IF(ISNUMBER(MATCH(AR$11,$AG59:$AJ59,0)),1,0)*IF(ISNUMBER($AF59),(1-$AF59),1) + IF(ISNUMBER(MATCH(AR$11,$AK59:$AP59,0)),-1,0)*_xlfn.IFS(ISNUMBER($AD59),$AD59,ISNUMBER($AE59),$AE59,ISNUMBER($AF59),$AF59,AND($AD59=0,$AE59=0,$AF59=0),1)","v":0},{"$f":"IF(ISNUMBER(MATCH(AS$11,$AG59:$AJ59,0)),1,0)*IF(ISNUMBER($AF59),(1-$AF59),1) + IF(ISNUMBER(MATCH(AS$11,$AK59:$AP59,0)),-1,0)*_xlfn.IFS(ISNUMBER($AD59),$AD59,ISNUMBER($AE59),$AE59,ISNUMBER($AF59),$AF59,AND($AD59=0,$AE59=0,$AF59=0),1)","v":0},{"$f":"IF(ISNUMBER(MATCH(AT$11,$AG59:$AJ59,0)),1,0)*IF(ISNUMBER($AF59),(1-$AF59),1) + IF(ISNUMBER(MATCH(AT$11,$AK59:$AP59,0)),-1,0)*_xlfn.IFS(ISNUMBER($AD59),$AD59,ISNUMBER($AE59),$AE59,ISNUMBER($AF59),$AF59,AND($AD59=0,$AE59=0,$AF59=0),1)","v":0},{"$f":"IF(ISNUMBER(MATCH(AU$11,$AG59:$AJ59,0)),1,0)*IF(ISNUMBER($AF59),(1-$AF59),1) + IF(ISNUMBER(MATCH(AU$11,$AK59:$AP59,0)),-1,0)*_xlfn.IFS(ISNUMBER($AD59),$AD59,ISNUMBER($AE59),$AE59,ISNUMBER($AF59),$AF59,AND($AD59=0,$AE59=0,$AF59=0),1)","v":0},{"$f":"IF(ISNUMBER(MATCH(AV$11,$AG59:$AJ59,0)),1,0)*IF(ISNUMBER($AF59),(1-$AF59),1) + IF(ISNUMBER(MATCH(AV$11,$AK59:$AP59,0)),-1,0)*_xlfn.IFS(ISNUMBER($AD59),$AD59,ISNUMBER($AE59),$AE59,ISNUMBER($AF59),$AF59,AND($AD59=0,$AE59=0,$AF59=0),1)","v":0},{"$f":"IF(ISNUMBER(MATCH(AW$11,$AG59:$AJ59,0)),1,0)*IF(ISNUMBER($AF59),(1-$AF59),1) + IF(ISNUMBER(MATCH(AW$11,$AK59:$AP59,0)),-1,0)*_xlfn.IFS(ISNUMBER($AD59),$AD59,ISNUMBER($AE59),$AE59,ISNUMBER($AF59),$AF59,AND($AD59=0,$AE59=0,$AF59=0),1)","v":0},{"$f":"IF(ISNUMBER(MATCH(AX$11,$AG59:$AJ59,0)),1,0)*IF(ISNUMBER($AF59),(1-$AF59),1) + IF(ISNUMBER(MATCH(AX$11,$AK59:$AP59,0)),-1,0)*_xlfn.IFS(ISNUMBER($AD59),$AD59,ISNUMBER($AE59),$AE59,ISNUMBER($AF59),$AF59,AND($AD59=0,$AE59=0,$AF59=0),1)","v":0},{"$f":"IF(ISNUMBER(MATCH(AY$11,$AG59:$AJ59,0)),1,0)*IF(ISNUMBER($AF59),(1-$AF59),1) + IF(ISNUMBER(MATCH(AY$11,$AK59:$AP59,0)),-1,0)*_xlfn.IFS(ISNUMBER($AD59),$AD59,ISNUMBER($AE59),$AE59,ISNUMBER($AF59),$AF59,AND($AD59=0,$AE59=0,$AF59=0),1)","v":0},{"$f":"IF(ISNUMBER(MATCH(AZ$11,$AG59:$AJ59,0)),1,0)*IF(ISNUMBER($AF59),(1-$AF59),1) + IF(ISNUMBER(MATCH(AZ$11,$AK59:$AP59,0)),-1,0)*_xlfn.IFS(ISNUMBER($AD59),$AD59,ISNUMBER($AE59),$AE59,ISNUMBER($AF59),$AF59,AND($AD59=0,$AE59=0,$AF59=0),1)","v":0},{"$f":"IF(ISNUMBER(MATCH(BA$11,$AG59:$AJ59,0)),1,0)*IF(ISNUMBER($AF59),(1-$AF59),1) + IF(ISNUMBER(MATCH(BA$11,$AK59:$AP59,0)),-1,0)*_xlfn.IFS(ISNUMBER($AD59),$AD59,ISNUMBER($AE59),$AE59,ISNUMBER($AF59),$AF59,AND($AD59=0,$AE59=0,$AF59=0),1)","v":0},{"$f":"IF(ISNUMBER(MATCH(BB$11,$AG59:$AJ59,0)),1,0)*IF(ISNUMBER($AF59),(1-$AF59),1) + IF(ISNUMBER(MATCH(BB$11,$AK59:$AP59,0)),-1,0)*_xlfn.IFS(ISNUMBER($AD59),$AD59,ISNUMBER($AE59),$AE59,ISNUMBER($AF59),$AF59,AND($AD59=0,$AE59=0,$AF59=0),1)","v":0},{"$f":"IF(ISNUMBER(MATCH(BC$11,$AG59:$AJ59,0)),1,0)*IF(ISNUMBER($AF59),(1-$AF59),1) + IF(ISNUMBER(MATCH(BC$11,$AK59:$AP59,0)),-1,0)*_xlfn.IFS(ISNUMBER($AD59),$AD59,ISNUMBER($AE59),$AE59,ISNUMBER($AF59),$AF59,AND($AD59=0,$AE59=0,$AF59=0),1)","v":0},{"$f":"IF(ISNUMBER(MATCH(BD$11,$AG59:$AJ59,0)),1,0)*IF(ISNUMBER($AF59),(1-$AF59),1) + IF(ISNUMBER(MATCH(BD$11,$AK59:$AP59,0)),-1,0)*_xlfn.IFS(ISNUMBER($AD59),$AD59,ISNUMBER($AE59),$AE59,ISNUMBER($AF59),$AF59,AND($AD59=0,$AE59=0,$AF59=0),1)","v":0},{"$f":"IF(ISNUMBER(MATCH(BE$11,$AG59:$AJ59,0)),1,0)*IF(ISNUMBER($AF59),(1-$AF59),1) + IF(ISNUMBER(MATCH(BE$11,$AK59:$AP59,0)),-1,0)*_xlfn.IFS(ISNUMBER($AD59),$AD59,ISNUMBER($AE59),$AE59,ISNUMBER($AF59),$AF59,AND($AD59=0,$AE59=0,$AF59=0),1)","v":0},{"$f":"IF(ISNUMBER(MATCH(BF$11,$AG59:$AJ59,0)),1,0)*IF(ISNUMBER($AF59),(1-$AF59),1) + IF(ISNUMBER(MATCH(BF$11,$AK59:$AP59,0)),-1,0)*_xlfn.IFS(ISNUMBER($AD59),$AD59,ISNUMBER($AE59),$AE59,ISNUMBER($AF59),$AF59,AND($AD59=0,$AE59=0,$AF59=0),1)","v":0},{"$f":"IF(ISNUMBER(MATCH(BG$11,$AG59:$AJ59,0)),1,0)*IF(ISNUMBER($AF59),(1-$AF59),1) + IF(ISNUMBER(MATCH(BG$11,$AK59:$AP59,0)),-1,0)*_xlfn.IFS(ISNUMBER($AD59),$AD59,ISNUMBER($AE59),$AE59,ISNUMBER($AF59),$AF59,AND($AD59=0,$AE59=0,$AF59=0),1)","v":0},{"$f":"IF(ISNUMBER(MATCH(BH$11,$AG59:$AJ59,0)),1,0)*IF(ISNUMBER($AF59),(1-$AF59),1) + IF(ISNUMBER(MATCH(BH$11,$AK59:$AP59,0)),-1,0)*_xlfn.IFS(ISNUMBER($AD59),$AD59,ISNUMBER($AE59),$AE59,ISNUMBER($AF59),$AF59,AND($AD59=0,$AE59=0,$AF59=0),1)","v":0},{"$f":"IF(ISNUMBER(MATCH(BI$11,$AG59:$AJ59,0)),1,0)*IF(ISNUMBER($AF59),(1-$AF59),1) + IF(ISNUMBER(MATCH(BI$11,$AK59:$AP59,0)),-1,0)*_xlfn.IFS(ISNUMBER($AD59),$AD59,ISNUMBER($AE59),$AE59,ISNUMBER($AF59),$AF59,AND($AD59=0,$AE59=0,$AF59=0),1)","v":0},{"$f":"IF(ISNUMBER(MATCH(BJ$11,$AG59:$AJ59,0)),1,0)*IF(ISNUMBER($AF59),(1-$AF59),1) + IF(ISNUMBER(MATCH(BJ$11,$AK59:$AP59,0)),-1,0)*_xlfn.IFS(ISNUMBER($AD59),$AD59,ISNUMBER($AE59),$AE59,ISNUMBER($AF59),$AF59,AND($AD59=0,$AE59=0,$AF59=0),1)","v":0},{"$f":"IF(ISNUMBER(MATCH(BK$11,$AG59:$AJ59,0)),1,0)*IF(ISNUMBER($AF59),(1-$AF59),1) + IF(ISNUMBER(MATCH(BK$11,$AK59:$AP59,0)),-1,0)*_xlfn.IFS(ISNUMBER($AD59),$AD59,ISNUMBER($AE59),$AE59,ISNUMBER($AF59),$AF59,AND($AD59=0,$AE59=0,$AF59=0),1)","v":0},{"$f":"IF(ISNUMBER(MATCH(BL$11,$AG59:$AJ59,0)),1,0)*IF(ISNUMBER($AF59),(1-$AF59),1) + IF(ISNUMBER(MATCH(BL$11,$AK59:$AP59,0)),-1,0)*_xlfn.IFS(ISNUMBER($AD59),$AD59,ISNUMBER($AE59),$AE59,ISNUMBER($AF59),$AF59,AND($AD59=0,$AE59=0,$AF59=0),1)","v":0},{"$f":"IF(ISNUMBER(MATCH(BM$11,$AG59:$AJ59,0)),1,0)*IF(ISNUMBER($AF59),(1-$AF59),1) + IF(ISNUMBER(MATCH(BM$11,$AK59:$AP59,0)),-1,0)*_xlfn.IFS(ISNUMBER($AD59),$AD59,ISNUMBER($AE59),$AE59,ISNUMBER($AF59),$AF59,AND($AD59=0,$AE59=0,$AF59=0),1)","v":0},{"$f":"IF(ISNUMBER(MATCH(BN$11,$AG59:$AJ59,0)),1,0)*IF(ISNUMBER($AF59),(1-$AF59),1) + IF(ISNUMBER(MATCH(BN$11,$AK59:$AP59,0)),-1,0)*_xlfn.IFS(ISNUMBER($AD59),$AD59,ISNUMBER($AE59),$AE59,ISNUMBER($AF59),$AF59,AND($AD59=0,$AE59=0,$AF59=0),1)","v":0},{"$f":"IF(ISNUMBER(MATCH(BO$11,$AG59:$AJ59,0)),1,0)*IF(ISNUMBER($AF59),(1-$AF59),1) + IF(ISNUMBER(MATCH(BO$11,$AK59:$AP59,0)),-1,0)*_xlfn.IFS(ISNUMBER($AD59),$AD59,ISNUMBER($AE59),$AE59,ISNUMBER($AF59),$AF59,AND($AD59=0,$AE59=0,$AF59=0),1)","v":0},{"$f":"IF(ISNUMBER(MATCH(BP$11,$AG59:$AJ59,0)),1,0)*IF(ISNUMBER($AF59),(1-$AF59),1) + IF(ISNUMBER(MATCH(BP$11,$AK59:$AP59,0)),-1,0)*_xlfn.IFS(ISNUMBER($AD59),$AD59,ISNUMBER($AE59),$AE59,ISNUMBER($AF59),$AF59,AND($AD59=0,$AE59=0,$AF59=0),1)","v":0},{"$f":"IF(ISNUMBER(MATCH(BQ$11,$AG59:$AJ59,0)),1,0)*IF(ISNUMBER($AF59),(1-$AF59),1) + IF(ISNUMBER(MATCH(BQ$11,$AK59:$AP59,0)),-1,0)*_xlfn.IFS(ISNUMBER($AD59),$AD59,ISNUMBER($AE59),$AE59,ISNUMBER($AF59),$AF59,AND($AD59=0,$AE59=0,$AF59=0),1)","v":0},{"$f":"IF(ISNUMBER(MATCH(BR$11,$AG59:$AJ59,0)),1,0)*IF(ISNUMBER($AF59),(1-$AF59),1) + IF(ISNUMBER(MATCH(BR$11,$AK59:$AP59,0)),-1,0)*_xlfn.IFS(ISNUMBER($AD59),$AD59,ISNUMBER($AE59),$AE59,ISNUMBER($AF59),$AF59,AND($AD59=0,$AE59=0,$AF59=0),1)","v":0},{"$f":"IF(ISNUMBER(MATCH(BS$11,$AG59:$AJ59,0)),1,0)*IF(ISNUMBER($AF59),(1-$AF59),1) + IF(ISNUMBER(MATCH(BS$11,$AK59:$AP59,0)),-1,0)*_xlfn.IFS(ISNUMBER($AD59),$AD59,ISNUMBER($AE59),$AE59,ISNUMBER($AF59),$AF59,AND($AD59=0,$AE59=0,$AF59=0),1)","v":0},{"$f":"IF(ISNUMBER(MATCH(BT$11,$AG59:$AJ59,0)),1,0)*IF(ISNUMBER($AF59),(1-$AF59),1) + IF(ISNUMBER(MATCH(BT$11,$AK59:$AP59,0)),-1,0)*_xlfn.IFS(ISNUMBER($AD59),$AD59,ISNUMBER($AE59),$AE59,ISNUMBER($AF59),$AF59,AND($AD59=0,$AE59=0,$AF59=0),1)","v":0},{"$f":"IF(ISNUMBER(MATCH(BU$11,$AG59:$AJ59,0)),1,0)*IF(ISNUMBER($AF59),(1-$AF59),1) + IF(ISNUMBER(MATCH(BU$11,$AK59:$AP59,0)),-1,0)*_xlfn.IFS(ISNUMBER($AD59),$AD59,ISNUMBER($AE59),$AE59,ISNUMBER($AF59),$AF59,AND($AD59=0,$AE59=0,$AF59=0),1)","v":0},{"$f":"IF(ISNUMBER(MATCH(BV$11,$AG59:$AJ59,0)),1,0)*IF(ISNUMBER($AF59),(1-$AF59),1) + IF(ISNUMBER(MATCH(BV$11,$AK59:$AP59,0)),-1,0)*_xlfn.IFS(ISNUMBER($AD59),$AD59,ISNUMBER($AE59),$AE59,ISNUMBER($AF59),$AF59,AND($AD59=0,$AE59=0,$AF59=0),1)","v":0},{"$f":"IF(ISNUMBER(MATCH(BW$11,$AG59:$AJ59,0)),1,0)*IF(ISNUMBER($AF59),(1-$AF59),1) + IF(ISNUMBER(MATCH(BW$11,$AK59:$AP59,0)),-1,0)*_xlfn.IFS(ISNUMBER($AD59),$AD59,ISNUMBER($AE59),$AE59,ISNUMBER($AF59),$AF59,AND($AD59=0,$AE59=0,$AF59=0),1)","v":0},{"$f":"IF(ISNUMBER(MATCH(BX$11,$AG59:$AJ59,0)),1,0)*IF(ISNUMBER($AF59),(1-$AF59),1) + IF(ISNUMBER(MATCH(BX$11,$AK59:$AP59,0)),-1,0)*_xlfn.IFS(ISNUMBER($AD59),$AD59,ISNUMBER($AE59),$AE59,ISNUMBER($AF59),$AF59,AND($AD59=0,$AE59=0,$AF59=0),1)","v":0},{"$f":"IF(ISNUMBER(MATCH(BY$11,$AG59:$AJ59,0)),1,0)*IF(ISNUMBER($AF59),(1-$AF59),1) + IF(ISNUMBER(MATCH(BY$11,$AK59:$AP59,0)),-1,0)*_xlfn.IFS(ISNUMBER($AD59),$AD59,ISNUMBER($AE59),$AE59,ISNUMBER($AF59),$AF59,AND($AD59=0,$AE59=0,$AF59=0),1)","v":0},{"$f":"IF(ISNUMBER(MATCH(BZ$11,$AG59:$AJ59,0)),1,0)*IF(ISNUMBER($AF59),(1-$AF59),1) + IF(ISNUMBER(MATCH(BZ$11,$AK59:$AP59,0)),-1,0)*_xlfn.IFS(ISNUMBER($AD59),$AD59,ISNUMBER($AE59),$AE59,ISNUMBER($AF59),$AF59,AND($AD59=0,$AE59=0,$AF59=0),1)","v":0},{"$f":"IF(ISNUMBER(MATCH(CA$11,$AG59:$AJ59,0)),1,0)*IF(ISNUMBER($AF59),(1-$AF59),1) + IF(ISNUMBER(MATCH(CA$11,$AK59:$AP59,0)),-1,0)*_xlfn.IFS(ISNUMBER($AD59),$AD59,ISNUMBER($AE59),$AE59,ISNUMBER($AF59),$AF59,AND($AD59=0,$AE59=0,$AF59=0),1)","v":0},{"$f":"IF(ISNUMBER(MATCH(CB$11,$AG59:$AJ59,0)),1,0)*IF(ISNUMBER($AF59),(1-$AF59),1) + IF(ISNUMBER(MATCH(CB$11,$AK59:$AP59,0)),-1,0)*_xlfn.IFS(ISNUMBER($AD59),$AD59,ISNUMBER($AE59),$AE59,ISNUMBER($AF59),$AF59,AND($AD59=0,$AE59=0,$AF59=0),1)","v":0},{"$f":"IF(ISNUMBER(MATCH(CC$11,$AG59:$AJ59,0)),1,0)*IF(ISNUMBER($AF59),(1-$AF59),1) + IF(ISNUMBER(MATCH(CC$11,$AK59:$AP59,0)),-1,0)*_xlfn.IFS(ISNUMBER($AD59),$AD59,ISNUMBER($AE59),$AE59,ISNUMBER($AF59),$AF59,AND($AD59=0,$AE59=0,$AF59=0),1)","v":0},{"$f":"IF(ISNUMBER(MATCH(CD$11,$AG59:$AJ59,0)),1,0)*IF(ISNUMBER($AF59),(1-$AF59),1) + IF(ISNUMBER(MATCH(CD$11,$AK59:$AP59,0)),-1,0)*_xlfn.IFS(ISNUMBER($AD59),$AD59,ISNUMBER($AE59),$AE59,ISNUMBER($AF59),$AF59,AND($AD59=0,$AE59=0,$AF59=0),1)","v":0},{"$f":"IF(ISNUMBER(MATCH(CE$11,$AG59:$AJ59,0)),1,0)*IF(ISNUMBER($AF59),(1-$AF59),1) + IF(ISNUMBER(MATCH(CE$11,$AK59:$AP59,0)),-1,0)*_xlfn.IFS(ISNUMBER($AD59),$AD59,ISNUMBER($AE59),$AE59,ISNUMBER($AF59),$AF59,AND($AD59=0,$AE59=0,$AF59=0),1)","v":0},{"$f":"IF(ISNUMBER(MATCH(CF$11,$AG59:$AJ59,0)),1,0)*IF(ISNUMBER($AF59),(1-$AF59),1) + IF(ISNUMBER(MATCH(CF$11,$AK59:$AP59,0)),-1,0)*_xlfn.IFS(ISNUMBER($AD59),$AD59,ISNUMBER($AE59),$AE59,ISNUMBER($AF59),$AF59,AND($AD59=0,$AE59=0,$AF59=0),1)","v":0},{"$f":"IF(ISNUMBER(MATCH(CG$11,$AG59:$AJ59,0)),1,0)*IF(ISNUMBER($AF59),(1-$AF59),1) + IF(ISNUMBER(MATCH(CG$11,$AK59:$AP59,0)),-1,0)*_xlfn.IFS(ISNUMBER($AD59),$AD59,ISNUMBER($AE59),$AE59,ISNUMBER($AF59),$AF59,AND($AD59=0,$AE59=0,$AF59=0),1)","v":0},{"$f":"IF(ISNUMBER(MATCH(CH$11,$AG59:$AJ59,0)),1,0)*IF(ISNUMBER($AF59),(1-$AF59),1) + IF(ISNUMBER(MATCH(CH$11,$AK59:$AP59,0)),-1,0)*_xlfn.IFS(ISNUMBER($AD59),$AD59,ISNUMBER($AE59),$AE59,ISNUMBER($AF59),$AF59,AND($AD59=0,$AE59=0,$AF59=0),1)","v":0},{"$f":"IF(ISNUMBER(MATCH(CI$11,$AG59:$AJ59,0)),1,0)*IF(ISNUMBER($AF59),(1-$AF59),1) + IF(ISNUMBER(MATCH(CI$11,$AK59:$AP59,0)),-1,0)*_xlfn.IFS(ISNUMBER($AD59),$AD59,ISNUMBER($AE59),$AE59,ISNUMBER($AF59),$AF59,AND($AD59=0,$AE59=0,$AF59=0),1)","v":0},{"$f":"IF(ISNUMBER(MATCH(CJ$11,$AG59:$AJ59,0)),1,0)*IF(ISNUMBER($AF59),(1-$AF59),1) + IF(ISNUMBER(MATCH(CJ$11,$AK59:$AP59,0)),-1,0)*_xlfn.IFS(ISNUMBER($AD59),$AD59,ISNUMBER($AE59),$AE59,ISNUMBER($AF59),$AF59,AND($AD59=0,$AE59=0,$AF59=0),1)","v":0},{"$f":"IF(ISNUMBER(MATCH(CK$11,$AG59:$AJ59,0)),1,0)*IF(ISNUMBER($AF59),(1-$AF59),1) + IF(ISNUMBER(MATCH(CK$11,$AK59:$AP59,0)),-1,0)*_xlfn.IFS(ISNUMBER($AD59),$AD59,ISNUMBER($AE59),$AE59,ISNUMBER($AF59),$AF59,AND($AD59=0,$AE59=0,$AF59=0),1)","v":0},{"$f":"IF(ISNUMBER(MATCH(CL$11,$AG59:$AJ59,0)),1,0)*IF(ISNUMBER($AF59),(1-$AF59),1) + IF(ISNUMBER(MATCH(CL$11,$AK59:$AP59,0)),-1,0)*_xlfn.IFS(ISNUMBER($AD59),$AD59,ISNUMBER($AE59),$AE59,ISNUMBER($AF59),$AF59,AND($AD59=0,$AE59=0,$AF59=0),1)","v":0},{"$f":"IF(ISNUMBER(MATCH(CM$11,$AG59:$AJ59,0)),1,0)*IF(ISNUMBER($AF59),(1-$AF59),1) + IF(ISNUMBER(MATCH(CM$11,$AK59:$AP59,0)),-1,0)*_xlfn.IFS(ISNUMBER($AD59),$AD59,ISNUMBER($AE59),$AE59,ISNUMBER($AF59),$AF59,AND($AD59=0,$AE59=0,$AF59=0),1)","v":0},{"$f":"IF(ISNUMBER(MATCH(CN$11,$AG59:$AJ59,0)),1,0)*IF(ISNUMBER($AF59),(1-$AF59),1) + IF(ISNUMBER(MATCH(CN$11,$AK59:$AP59,0)),-1,0)*_xlfn.IFS(ISNUMBER($AD59),$AD59,ISNUMBER($AE59),$AE59,ISNUMBER($AF59),$AF59,AND($AD59=0,$AE59=0,$AF59=0),1)","v":1},{"$f":"IF(ISNUMBER(MATCH(CO$11,$AG59:$AJ59,0)),1,0)*IF(ISNUMBER($AF59),(1-$AF59),1) + IF(ISNUMBER(MATCH(CO$11,$AK59:$AP59,0)),-1,0)*_xlfn.IFS(ISNUMBER($AD59),$AD59,ISNUMBER($AE59),$AE59,ISNUMBER($AF59),$AF59,AND($AD59=0,$AE59=0,$AF59=0),1)","v":0},{"$f":"IF(ISNUMBER(MATCH(CP$11,$AG59:$AJ59,0)),1,0)*IF(ISNUMBER($AF59),(1-$AF59),1) + IF(ISNUMBER(MATCH(CP$11,$AK59:$AP59,0)),-1,0)*_xlfn.IFS(ISNUMBER($AD59),$AD59,ISNUMBER($AE59),$AE59,ISNUMBER($AF59),$AF59,AND($AD59=0,$AE59=0,$AF59=0),1)","v":0},{"$f":"IF(ISNUMBER(MATCH(CQ$11,$AG59:$AJ59,0)),1,0)*IF(ISNUMBER($AF59),(1-$AF59),1) + IF(ISNUMBER(MATCH(CQ$11,$AK59:$AP59,0)),-1,0)*_xlfn.IFS(ISNUMBER($AD59),$AD59,ISNUMBER($AE59),$AE59,ISNUMBER($AF59),$AF59,AND($AD59=0,$AE59=0,$AF59=0),1)","v":0},{"$f":"IF(ISNUMBER(MATCH(CR$11,$AG59:$AJ59,0)),1,0)*IF(ISNUMBER($AF59),(1-$AF59),1) + IF(ISNUMBER(MATCH(CR$11,$AK59:$AP59,0)),-1,0)*_xlfn.IFS(ISNUMBER($AD59),$AD59,ISNUMBER($AE59),$AE59,ISNUMBER($AF59),$AF59,AND($AD59=0,$AE59=0,$AF59=0),1)","v":1},{"$f":"IF(ISNUMBER(MATCH(CS$11,$AG59:$AJ59,0)),1,0)*IF(ISNUMBER($AF59),(1-$AF59),1) + IF(ISNUMBER(MATCH(CS$11,$AK59:$AP59,0)),-1,0)*_xlfn.IFS(ISNUMBER($AD59),$AD59,ISNUMBER($AE59),$AE59,ISNUMBER($AF59),$AF59,AND($AD59=0,$AE59=0,$AF59=0),1)","v":0},{"$f":"IF(ISNUMBER(MATCH(CT$11,$AG59:$AJ59,0)),1,0)*IF(ISNUMBER($AF59),(1-$AF59),1) + IF(ISNUMBER(MATCH(CT$11,$AK59:$AP59,0)),-1,0)*_xlfn.IFS(ISNUMBER($AD59),$AD59,ISNUMBER($AE59),$AE59,ISNUMBER($AF59),$AF59,AND($AD59=0,$AE59=0,$AF59=0),1)","v":-1},{"$f":"IF(ISNUMBER(MATCH(CU$11,$AG59:$AJ59,0)),1,0)*IF(ISNUMBER($AF59),(1-$AF59),1) + IF(ISNUMBER(MATCH(CU$11,$AK59:$AP59,0)),-1,0)*_xlfn.IFS(ISNUMBER($AD59),$AD59,ISNUMBER($AE59),$AE59,ISNUMBER($AF59),$AF59,AND($AD59=0,$AE59=0,$AF59=0),1)","v":0},{"$f":"IF(ISNUMBER(MATCH(CV$11,$AG59:$AJ59,0)),1,0)*IF(ISNUMBER($AF59),(1-$AF59),1) + IF(ISNUMBER(MATCH(CV$11,$AK59:$AP59,0)),-1,0)*_xlfn.IFS(ISNUMBER($AD59),$AD59,ISNUMBER($AE59),$AE59,ISNUMBER($AF59),$AF59,AND($AD59=0,$AE59=0,$AF59=0),1)","v":0},{"$f":"IF(ISNUMBER(MATCH(CW$11,$AG59:$AJ59,0)),1,0)*IF(ISNUMBER($AF59),(1-$AF59),1) + IF(ISNUMBER(MATCH(CW$11,$AK59:$AP59,0)),-1,0)*_xlfn.IFS(ISNUMBER($AD59),$AD59,ISNUMBER($AE59),$AE59,ISNUMBER($AF59),$AF59,AND($AD59=0,$AE59=0,$AF59=0),1)","v":0},{"$f":"IF(ISNUMBER(MATCH(CX$11,$AG59:$AJ59,0)),1,0)*IF(ISNUMBER($AF59),(1-$AF59),1) + IF(ISNUMBER(MATCH(CX$11,$AK59:$AP59,0)),-1,0)*_xlfn.IFS(ISNUMBER($AD59),$AD59,ISNUMBER($AE59),$AE59,ISNUMBER($AF59),$AF59,AND($AD59=0,$AE59=0,$AF59=0),1)","v":0},{"$f":"IF(ISNUMBER(MATCH(CY$11,$AG59:$AJ59,0)),1,0)*IF(ISNUMBER($AF59),(1-$AF59),1) + IF(ISNUMBER(MATCH(CY$11,$AK59:$AP59,0)),-1,0)*_xlfn.IFS(ISNUMBER($AD59),$AD59,ISNUMBER($AE59),$AE59,ISNUMBER($AF59),$AF59,AND($AD59=0,$AE59=0,$AF59=0),1)","v":0},{"$f":"IF(ISNUMBER(MATCH(CZ$11,$AG59:$AJ59,0)),1,0)*IF(ISNUMBER($AF59),(1-$AF59),1) + IF(ISNUMBER(MATCH(CZ$11,$AK59:$AP59,0)),-1,0)*_xlfn.IFS(ISNUMBER($AD59),$AD59,ISNUMBER($AE59),$AE59,ISNUMBER($AF59),$AF59,AND($AD59=0,$AE59=0,$AF59=0),1)","v":0},{"$f":"IF(ISNUMBER(MATCH(DA$11,$AG59:$AJ59,0)),1,0)*IF(ISNUMBER($AF59),(1-$AF59),1) + IF(ISNUMBER(MATCH(DA$11,$AK59:$AP59,0)),-1,0)*_xlfn.IFS(ISNUMBER($AD59),$AD59,ISNUMBER($AE59),$AE59,ISNUMBER($AF59),$AF59,AND($AD59=0,$AE59=0,$AF59=0),1)","v":0},{"$f":"IF(ISNUMBER(MATCH(DB$11,$AG59:$AJ59,0)),1,0)*IF(ISNUMBER($AF59),(1-$AF59),1) + IF(ISNUMBER(MATCH(DB$11,$AK59:$AP59,0)),-1,0)*_xlfn.IFS(ISNUMBER($AD59),$AD59,ISNUMBER($AE59),$AE59,ISNUMBER($AF59),$AF59,AND($AD59=0,$AE59=0,$AF59=0),1)","v":0},{"$f":"IF(ISNUMBER(MATCH(DC$11,$AG59:$AJ59,0)),1,0)*IF(ISNUMBER($AF59),(1-$AF59),1) + IF(ISNUMBER(MATCH(DC$11,$AK59:$AP59,0)),-1,0)*_xlfn.IFS(ISNUMBER($AD59),$AD59,ISNUMBER($AE59),$AE59,ISNUMBER($AF59),$AF59,AND($AD59=0,$AE59=0,$AF59=0),1)","v":0},{"$f":"IF(ISNUMBER(MATCH(DD$11,$AG59:$AJ59,0)),1,0)*IF(ISNUMBER($AF59),(1-$AF59),1) + IF(ISNUMBER(MATCH(DD$11,$AK59:$AP59,0)),-1,0)*_xlfn.IFS(ISNUMBER($AD59),$AD59,ISNUMBER($AE59),$AE59,ISNUMBER($AF59),$AF59,AND($AD59=0,$AE59=0,$AF59=0),1)","v":0},{"$f":"IF(ISNUMBER(MATCH(DE$11,$AG59:$AJ59,0)),1,0)*IF(ISNUMBER($AF59),(1-$AF59),1) + IF(ISNUMBER(MATCH(DE$11,$AK59:$AP59,0)),-1,0)*_xlfn.IFS(ISNUMBER($AD59),$AD59,ISNUMBER($AE59),$AE59,ISNUMBER($AF59),$AF59,AND($AD59=0,$AE59=0,$AF59=0),1)","v":0},null,0,"HRU,LT","Comp.","Conservation",null,null,null,null,null,null,null,null,null,"e_drms_crit-dr4",-2,0,0,0,0,0,0,0,0,0,0,0,0,0,0,0,0,0,0,0,0,0,0,0,0,-1,0,0,0,0,-1,0,0,0,0,0,0,0,0,0,0,0,0,0,0,0,0,0,0,0,0,0,0,0,0,0,0,0,0,0,0,0,0,0,0,0,0,0,null,null,null,null,null,null,null,null,null,null,null,"e_drms_crit-dr4",null,0,0,0,0,0,0,0,0,0,0,0,0,0,0,0,0,0,0,0,0,0,0,0,0,-1,0,0,0,0,-1,0,0,0,0,0,0,0,0,0,0,0,0,0,0,0,0,0,0,0,0,0,0,0,0,0,0,0,0,0,0,0,0,0,0,0,0,0,null,null,"e_drms_crit-dr4",0,0,0,0,0,0,0,0,0,0,0,0,0,0,0,0,0,0,0,0,0,0,0,0,-1,0,0,0,0,-1,0,0,0,0,0,0,0,0,0,0,0,0,0,0,0,0,0,0,0,0,0,0,0,0,0,0,0,0,0,0,0,0,0,0,0,0,0]
[null,null,null,null,null,null,null,null,null,null,null,null,null,null,null,null,null,null,"e_hru_comp,lt",841.8926084741413,13.839330550259895,4.0259336681348867E-14,841.8926084741413,841.8926084741413,4.0259336681348867E-14,null,null,"COP",null,null,{"$f":"'Heat Recovery Cooling Calculate'!F25","v":4},null,"q_hru_eco-comp,lt",null,null,null,"e_hru_comp,lt",null,null,null,null,null,null,{"$f":"IF(ISNUMBER(MATCH(AR$11,$AG60:$AJ60,0)),1,0)*IF(ISNUMBER($AF60),(1-$AF60),1) + IF(ISNUMBER(MATCH(AR$11,$AK60:$AP60,0)),-1,0)*_xlfn.IFS(ISNUMBER($AD60),$AD60,ISNUMBER($AE60),$AE60,ISNUMBER($AF60),$AF60,AND($AD60=0,$AE60=0,$AF60=0),1)","v":0},{"$f":"IF(ISNUMBER(MATCH(AS$11,$AG60:$AJ60,0)),1,0)*IF(ISNUMBER($AF60),(1-$AF60),1) + IF(ISNUMBER(MATCH(AS$11,$AK60:$AP60,0)),-1,0)*_xlfn.IFS(ISNUMBER($AD60),$AD60,ISNUMBER($AE60),$AE60,ISNUMBER($AF60),$AF60,AND($AD60=0,$AE60=0,$AF60=0),1)","v":0},{"$f":"IF(ISNUMBER(MATCH(AT$11,$AG60:$AJ60,0)),1,0)*IF(ISNUMBER($AF60),(1-$AF60),1) + IF(ISNUMBER(MATCH(AT$11,$AK60:$AP60,0)),-1,0)*_xlfn.IFS(ISNUMBER($AD60),$AD60,ISNUMBER($AE60),$AE60,ISNUMBER($AF60),$AF60,AND($AD60=0,$AE60=0,$AF60=0),1)","v":0},{"$f":"IF(ISNUMBER(MATCH(AU$11,$AG60:$AJ60,0)),1,0)*IF(ISNUMBER($AF60),(1-$AF60),1) + IF(ISNUMBER(MATCH(AU$11,$AK60:$AP60,0)),-1,0)*_xlfn.IFS(ISNUMBER($AD60),$AD60,ISNUMBER($AE60),$AE60,ISNUMBER($AF60),$AF60,AND($AD60=0,$AE60=0,$AF60=0),1)","v":0},{"$f":"IF(ISNUMBER(MATCH(AV$11,$AG60:$AJ60,0)),1,0)*IF(ISNUMBER($AF60),(1-$AF60),1) + IF(ISNUMBER(MATCH(AV$11,$AK60:$AP60,0)),-1,0)*_xlfn.IFS(ISNUMBER($AD60),$AD60,ISNUMBER($AE60),$AE60,ISNUMBER($AF60),$AF60,AND($AD60=0,$AE60=0,$AF60=0),1)","v":0},{"$f":"IF(ISNUMBER(MATCH(AW$11,$AG60:$AJ60,0)),1,0)*IF(ISNUMBER($AF60),(1-$AF60),1) + IF(ISNUMBER(MATCH(AW$11,$AK60:$AP60,0)),-1,0)*_xlfn.IFS(ISNUMBER($AD60),$AD60,ISNUMBER($AE60),$AE60,ISNUMBER($AF60),$AF60,AND($AD60=0,$AE60=0,$AF60=0),1)","v":0},{"$f":"IF(ISNUMBER(MATCH(AX$11,$AG60:$AJ60,0)),1,0)*IF(ISNUMBER($AF60),(1-$AF60),1) + IF(ISNUMBER(MATCH(AX$11,$AK60:$AP60,0)),-1,0)*_xlfn.IFS(ISNUMBER($AD60),$AD60,ISNUMBER($AE60),$AE60,ISNUMBER($AF60),$AF60,AND($AD60=0,$AE60=0,$AF60=0),1)","v":0},{"$f":"IF(ISNUMBER(MATCH(AY$11,$AG60:$AJ60,0)),1,0)*IF(ISNUMBER($AF60),(1-$AF60),1) + IF(ISNUMBER(MATCH(AY$11,$AK60:$AP60,0)),-1,0)*_xlfn.IFS(ISNUMBER($AD60),$AD60,ISNUMBER($AE60),$AE60,ISNUMBER($AF60),$AF60,AND($AD60=0,$AE60=0,$AF60=0),1)","v":0},{"$f":"IF(ISNUMBER(MATCH(AZ$11,$AG60:$AJ60,0)),1,0)*IF(ISNUMBER($AF60),(1-$AF60),1) + IF(ISNUMBER(MATCH(AZ$11,$AK60:$AP60,0)),-1,0)*_xlfn.IFS(ISNUMBER($AD60),$AD60,ISNUMBER($AE60),$AE60,ISNUMBER($AF60),$AF60,AND($AD60=0,$AE60=0,$AF60=0),1)","v":0},{"$f":"IF(ISNUMBER(MATCH(BA$11,$AG60:$AJ60,0)),1,0)*IF(ISNUMBER($AF60),(1-$AF60),1) + IF(ISNUMBER(MATCH(BA$11,$AK60:$AP60,0)),-1,0)*_xlfn.IFS(ISNUMBER($AD60),$AD60,ISNUMBER($AE60),$AE60,ISNUMBER($AF60),$AF60,AND($AD60=0,$AE60=0,$AF60=0),1)","v":0},{"$f":"IF(ISNUMBER(MATCH(BB$11,$AG60:$AJ60,0)),1,0)*IF(ISNUMBER($AF60),(1-$AF60),1) + IF(ISNUMBER(MATCH(BB$11,$AK60:$AP60,0)),-1,0)*_xlfn.IFS(ISNUMBER($AD60),$AD60,ISNUMBER($AE60),$AE60,ISNUMBER($AF60),$AF60,AND($AD60=0,$AE60=0,$AF60=0),1)","v":0},{"$f":"IF(ISNUMBER(MATCH(BC$11,$AG60:$AJ60,0)),1,0)*IF(ISNUMBER($AF60),(1-$AF60),1) + IF(ISNUMBER(MATCH(BC$11,$AK60:$AP60,0)),-1,0)*_xlfn.IFS(ISNUMBER($AD60),$AD60,ISNUMBER($AE60),$AE60,ISNUMBER($AF60),$AF60,AND($AD60=0,$AE60=0,$AF60=0),1)","v":0},{"$f":"IF(ISNUMBER(MATCH(BD$11,$AG60:$AJ60,0)),1,0)*IF(ISNUMBER($AF60),(1-$AF60),1) + IF(ISNUMBER(MATCH(BD$11,$AK60:$AP60,0)),-1,0)*_xlfn.IFS(ISNUMBER($AD60),$AD60,ISNUMBER($AE60),$AE60,ISNUMBER($AF60),$AF60,AND($AD60=0,$AE60=0,$AF60=0),1)","v":0},{"$f":"IF(ISNUMBER(MATCH(BE$11,$AG60:$AJ60,0)),1,0)*IF(ISNUMBER($AF60),(1-$AF60),1) + IF(ISNUMBER(MATCH(BE$11,$AK60:$AP60,0)),-1,0)*_xlfn.IFS(ISNUMBER($AD60),$AD60,ISNUMBER($AE60),$AE60,ISNUMBER($AF60),$AF60,AND($AD60=0,$AE60=0,$AF60=0),1)","v":0},{"$f":"IF(ISNUMBER(MATCH(BF$11,$AG60:$AJ60,0)),1,0)*IF(ISNUMBER($AF60),(1-$AF60),1) + IF(ISNUMBER(MATCH(BF$11,$AK60:$AP60,0)),-1,0)*_xlfn.IFS(ISNUMBER($AD60),$AD60,ISNUMBER($AE60),$AE60,ISNUMBER($AF60),$AF60,AND($AD60=0,$AE60=0,$AF60=0),1)","v":0},{"$f":"IF(ISNUMBER(MATCH(BG$11,$AG60:$AJ60,0)),1,0)*IF(ISNUMBER($AF60),(1-$AF60),1) + IF(ISNUMBER(MATCH(BG$11,$AK60:$AP60,0)),-1,0)*_xlfn.IFS(ISNUMBER($AD60),$AD60,ISNUMBER($AE60),$AE60,ISNUMBER($AF60),$AF60,AND($AD60=0,$AE60=0,$AF60=0),1)","v":0},{"$f":"IF(ISNUMBER(MATCH(BH$11,$AG60:$AJ60,0)),1,0)*IF(ISNUMBER($AF60),(1-$AF60),1) + IF(ISNUMBER(MATCH(BH$11,$AK60:$AP60,0)),-1,0)*_xlfn.IFS(ISNUMBER($AD60),$AD60,ISNUMBER($AE60),$AE60,ISNUMBER($AF60),$AF60,AND($AD60=0,$AE60=0,$AF60=0),1)","v":0},{"$f":"IF(ISNUMBER(MATCH(BI$11,$AG60:$AJ60,0)),1,0)*IF(ISNUMBER($AF60),(1-$AF60),1) + IF(ISNUMBER(MATCH(BI$11,$AK60:$AP60,0)),-1,0)*_xlfn.IFS(ISNUMBER($AD60),$AD60,ISNUMBER($AE60),$AE60,ISNUMBER($AF60),$AF60,AND($AD60=0,$AE60=0,$AF60=0),1)","v":0},{"$f":"IF(ISNUMBER(MATCH(BJ$11,$AG60:$AJ60,0)),1,0)*IF(ISNUMBER($AF60),(1-$AF60),1) + IF(ISNUMBER(MATCH(BJ$11,$AK60:$AP60,0)),-1,0)*_xlfn.IFS(ISNUMBER($AD60),$AD60,ISNUMBER($AE60),$AE60,ISNUMBER($AF60),$AF60,AND($AD60=0,$AE60=0,$AF60=0),1)","v":0},{"$f":"IF(ISNUMBER(MATCH(BK$11,$AG60:$AJ60,0)),1,0)*IF(ISNUMBER($AF60),(1-$AF60),1) + IF(ISNUMBER(MATCH(BK$11,$AK60:$AP60,0)),-1,0)*_xlfn.IFS(ISNUMBER($AD60),$AD60,ISNUMBER($AE60),$AE60,ISNUMBER($AF60),$AF60,AND($AD60=0,$AE60=0,$AF60=0),1)","v":0},{"$f":"IF(ISNUMBER(MATCH(BL$11,$AG60:$AJ60,0)),1,0)*IF(ISNUMBER($AF60),(1-$AF60),1) + IF(ISNUMBER(MATCH(BL$11,$AK60:$AP60,0)),-1,0)*_xlfn.IFS(ISNUMBER($AD60),$AD60,ISNUMBER($AE60),$AE60,ISNUMBER($AF60),$AF60,AND($AD60=0,$AE60=0,$AF60=0),1)","v":0},{"$f":"IF(ISNUMBER(MATCH(BM$11,$AG60:$AJ60,0)),1,0)*IF(ISNUMBER($AF60),(1-$AF60),1) + IF(ISNUMBER(MATCH(BM$11,$AK60:$AP60,0)),-1,0)*_xlfn.IFS(ISNUMBER($AD60),$AD60,ISNUMBER($AE60),$AE60,ISNUMBER($AF60),$AF60,AND($AD60=0,$AE60=0,$AF60=0),1)","v":0},{"$f":"IF(ISNUMBER(MATCH(BN$11,$AG60:$AJ60,0)),1,0)*IF(ISNUMBER($AF60),(1-$AF60),1) + IF(ISNUMBER(MATCH(BN$11,$AK60:$AP60,0)),-1,0)*_xlfn.IFS(ISNUMBER($AD60),$AD60,ISNUMBER($AE60),$AE60,ISNUMBER($AF60),$AF60,AND($AD60=0,$AE60=0,$AF60=0),1)","v":0},{"$f":"IF(ISNUMBER(MATCH(BO$11,$AG60:$AJ60,0)),1,0)*IF(ISNUMBER($AF60),(1-$AF60),1) + IF(ISNUMBER(MATCH(BO$11,$AK60:$AP60,0)),-1,0)*_xlfn.IFS(ISNUMBER($AD60),$AD60,ISNUMBER($AE60),$AE60,ISNUMBER($AF60),$AF60,AND($AD60=0,$AE60=0,$AF60=0),1)","v":0},{"$f":"IF(ISNUMBER(MATCH(BP$11,$AG60:$AJ60,0)),1,0)*IF(ISNUMBER($AF60),(1-$AF60),1) + IF(ISNUMBER(MATCH(BP$11,$AK60:$AP60,0)),-1,0)*_xlfn.IFS(ISNUMBER($AD60),$AD60,ISNUMBER($AE60),$AE60,ISNUMBER($AF60),$AF60,AND($AD60=0,$AE60=0,$AF60=0),1)","v":0},{"$f":"IF(ISNUMBER(MATCH(BQ$11,$AG60:$AJ60,0)),1,0)*IF(ISNUMBER($AF60),(1-$AF60),1) + IF(ISNUMBER(MATCH(BQ$11,$AK60:$AP60,0)),-1,0)*_xlfn.IFS(ISNUMBER($AD60),$AD60,ISNUMBER($AE60),$AE60,ISNUMBER($AF60),$AF60,AND($AD60=0,$AE60=0,$AF60=0),1)","v":0},{"$f":"IF(ISNUMBER(MATCH(BR$11,$AG60:$AJ60,0)),1,0)*IF(ISNUMBER($AF60),(1-$AF60),1) + IF(ISNUMBER(MATCH(BR$11,$AK60:$AP60,0)),-1,0)*_xlfn.IFS(ISNUMBER($AD60),$AD60,ISNUMBER($AE60),$AE60,ISNUMBER($AF60),$AF60,AND($AD60=0,$AE60=0,$AF60=0),1)","v":0},{"$f":"IF(ISNUMBER(MATCH(BS$11,$AG60:$AJ60,0)),1,0)*IF(ISNUMBER($AF60),(1-$AF60),1) + IF(ISNUMBER(MATCH(BS$11,$AK60:$AP60,0)),-1,0)*_xlfn.IFS(ISNUMBER($AD60),$AD60,ISNUMBER($AE60),$AE60,ISNUMBER($AF60),$AF60,AND($AD60=0,$AE60=0,$AF60=0),1)","v":0},{"$f":"IF(ISNUMBER(MATCH(BT$11,$AG60:$AJ60,0)),1,0)*IF(ISNUMBER($AF60),(1-$AF60),1) + IF(ISNUMBER(MATCH(BT$11,$AK60:$AP60,0)),-1,0)*_xlfn.IFS(ISNUMBER($AD60),$AD60,ISNUMBER($AE60),$AE60,ISNUMBER($AF60),$AF60,AND($AD60=0,$AE60=0,$AF60=0),1)","v":0},{"$f":"IF(ISNUMBER(MATCH(BU$11,$AG60:$AJ60,0)),1,0)*IF(ISNUMBER($AF60),(1-$AF60),1) + IF(ISNUMBER(MATCH(BU$11,$AK60:$AP60,0)),-1,0)*_xlfn.IFS(ISNUMBER($AD60),$AD60,ISNUMBER($AE60),$AE60,ISNUMBER($AF60),$AF60,AND($AD60=0,$AE60=0,$AF60=0),1)","v":0},{"$f":"IF(ISNUMBER(MATCH(BV$11,$AG60:$AJ60,0)),1,0)*IF(ISNUMBER($AF60),(1-$AF60),1) + IF(ISNUMBER(MATCH(BV$11,$AK60:$AP60,0)),-1,0)*_xlfn.IFS(ISNUMBER($AD60),$AD60,ISNUMBER($AE60),$AE60,ISNUMBER($AF60),$AF60,AND($AD60=0,$AE60=0,$AF60=0),1)","v":0},{"$f":"IF(ISNUMBER(MATCH(BW$11,$AG60:$AJ60,0)),1,0)*IF(ISNUMBER($AF60),(1-$AF60),1) + IF(ISNUMBER(MATCH(BW$11,$AK60:$AP60,0)),-1,0)*_xlfn.IFS(ISNUMBER($AD60),$AD60,ISNUMBER($AE60),$AE60,ISNUMBER($AF60),$AF60,AND($AD60=0,$AE60=0,$AF60=0),1)","v":0},{"$f":"IF(ISNUMBER(MATCH(BX$11,$AG60:$AJ60,0)),1,0)*IF(ISNUMBER($AF60),(1-$AF60),1) + IF(ISNUMBER(MATCH(BX$11,$AK60:$AP60,0)),-1,0)*_xlfn.IFS(ISNUMBER($AD60),$AD60,ISNUMBER($AE60),$AE60,ISNUMBER($AF60),$AF60,AND($AD60=0,$AE60=0,$AF60=0),1)","v":0},{"$f":"IF(ISNUMBER(MATCH(BY$11,$AG60:$AJ60,0)),1,0)*IF(ISNUMBER($AF60),(1-$AF60),1) + IF(ISNUMBER(MATCH(BY$11,$AK60:$AP60,0)),-1,0)*_xlfn.IFS(ISNUMBER($AD60),$AD60,ISNUMBER($AE60),$AE60,ISNUMBER($AF60),$AF60,AND($AD60=0,$AE60=0,$AF60=0),1)","v":0},{"$f":"IF(ISNUMBER(MATCH(BZ$11,$AG60:$AJ60,0)),1,0)*IF(ISNUMBER($AF60),(1-$AF60),1) + IF(ISNUMBER(MATCH(BZ$11,$AK60:$AP60,0)),-1,0)*_xlfn.IFS(ISNUMBER($AD60),$AD60,ISNUMBER($AE60),$AE60,ISNUMBER($AF60),$AF60,AND($AD60=0,$AE60=0,$AF60=0),1)","v":0},{"$f":"IF(ISNUMBER(MATCH(CA$11,$AG60:$AJ60,0)),1,0)*IF(ISNUMBER($AF60),(1-$AF60),1) + IF(ISNUMBER(MATCH(CA$11,$AK60:$AP60,0)),-1,0)*_xlfn.IFS(ISNUMBER($AD60),$AD60,ISNUMBER($AE60),$AE60,ISNUMBER($AF60),$AF60,AND($AD60=0,$AE60=0,$AF60=0),1)","v":0},{"$f":"IF(ISNUMBER(MATCH(CB$11,$AG60:$AJ60,0)),1,0)*IF(ISNUMBER($AF60),(1-$AF60),1) + IF(ISNUMBER(MATCH(CB$11,$AK60:$AP60,0)),-1,0)*_xlfn.IFS(ISNUMBER($AD60),$AD60,ISNUMBER($AE60),$AE60,ISNUMBER($AF60),$AF60,AND($AD60=0,$AE60=0,$AF60=0),1)","v":0},{"$f":"IF(ISNUMBER(MATCH(CC$11,$AG60:$AJ60,0)),1,0)*IF(ISNUMBER($AF60),(1-$AF60),1) + IF(ISNUMBER(MATCH(CC$11,$AK60:$AP60,0)),-1,0)*_xlfn.IFS(ISNUMBER($AD60),$AD60,ISNUMBER($AE60),$AE60,ISNUMBER($AF60),$AF60,AND($AD60=0,$AE60=0,$AF60=0),1)","v":0},{"$f":"IF(ISNUMBER(MATCH(CD$11,$AG60:$AJ60,0)),1,0)*IF(ISNUMBER($AF60),(1-$AF60),1) + IF(ISNUMBER(MATCH(CD$11,$AK60:$AP60,0)),-1,0)*_xlfn.IFS(ISNUMBER($AD60),$AD60,ISNUMBER($AE60),$AE60,ISNUMBER($AF60),$AF60,AND($AD60=0,$AE60=0,$AF60=0),1)","v":0},{"$f":"IF(ISNUMBER(MATCH(CE$11,$AG60:$AJ60,0)),1,0)*IF(ISNUMBER($AF60),(1-$AF60),1) + IF(ISNUMBER(MATCH(CE$11,$AK60:$AP60,0)),-1,0)*_xlfn.IFS(ISNUMBER($AD60),$AD60,ISNUMBER($AE60),$AE60,ISNUMBER($AF60),$AF60,AND($AD60=0,$AE60=0,$AF60=0),1)","v":0},{"$f":"IF(ISNUMBER(MATCH(CF$11,$AG60:$AJ60,0)),1,0)*IF(ISNUMBER($AF60),(1-$AF60),1) + IF(ISNUMBER(MATCH(CF$11,$AK60:$AP60,0)),-1,0)*_xlfn.IFS(ISNUMBER($AD60),$AD60,ISNUMBER($AE60),$AE60,ISNUMBER($AF60),$AF60,AND($AD60=0,$AE60=0,$AF60=0),1)","v":0},{"$f":"IF(ISNUMBER(MATCH(CG$11,$AG60:$AJ60,0)),1,0)*IF(ISNUMBER($AF60),(1-$AF60),1) + IF(ISNUMBER(MATCH(CG$11,$AK60:$AP60,0)),-1,0)*_xlfn.IFS(ISNUMBER($AD60),$AD60,ISNUMBER($AE60),$AE60,ISNUMBER($AF60),$AF60,AND($AD60=0,$AE60=0,$AF60=0),1)","v":0},{"$f":"IF(ISNUMBER(MATCH(CH$11,$AG60:$AJ60,0)),1,0)*IF(ISNUMBER($AF60),(1-$AF60),1) + IF(ISNUMBER(MATCH(CH$11,$AK60:$AP60,0)),-1,0)*_xlfn.IFS(ISNUMBER($AD60),$AD60,ISNUMBER($AE60),$AE60,ISNUMBER($AF60),$AF60,AND($AD60=0,$AE60=0,$AF60=0),1)","v":0},{"$f":"IF(ISNUMBER(MATCH(CI$11,$AG60:$AJ60,0)),1,0)*IF(ISNUMBER($AF60),(1-$AF60),1) + IF(ISNUMBER(MATCH(CI$11,$AK60:$AP60,0)),-1,0)*_xlfn.IFS(ISNUMBER($AD60),$AD60,ISNUMBER($AE60),$AE60,ISNUMBER($AF60),$AF60,AND($AD60=0,$AE60=0,$AF60=0),1)","v":0},{"$f":"IF(ISNUMBER(MATCH(CJ$11,$AG60:$AJ60,0)),1,0)*IF(ISNUMBER($AF60),(1-$AF60),1) + IF(ISNUMBER(MATCH(CJ$11,$AK60:$AP60,0)),-1,0)*_xlfn.IFS(ISNUMBER($AD60),$AD60,ISNUMBER($AE60),$AE60,ISNUMBER($AF60),$AF60,AND($AD60=0,$AE60=0,$AF60=0),1)","v":0},{"$f":"IF(ISNUMBER(MATCH(CK$11,$AG60:$AJ60,0)),1,0)*IF(ISNUMBER($AF60),(1-$AF60),1) + IF(ISNUMBER(MATCH(CK$11,$AK60:$AP60,0)),-1,0)*_xlfn.IFS(ISNUMBER($AD60),$AD60,ISNUMBER($AE60),$AE60,ISNUMBER($AF60),$AF60,AND($AD60=0,$AE60=0,$AF60=0),1)","v":0},{"$f":"IF(ISNUMBER(MATCH(CL$11,$AG60:$AJ60,0)),1,0)*IF(ISNUMBER($AF60),(1-$AF60),1) + IF(ISNUMBER(MATCH(CL$11,$AK60:$AP60,0)),-1,0)*_xlfn.IFS(ISNUMBER($AD60),$AD60,ISNUMBER($AE60),$AE60,ISNUMBER($AF60),$AF60,AND($AD60=0,$AE60=0,$AF60=0),1)","v":0},{"$f":"IF(ISNUMBER(MATCH(CM$11,$AG60:$AJ60,0)),1,0)*IF(ISNUMBER($AF60),(1-$AF60),1) + IF(ISNUMBER(MATCH(CM$11,$AK60:$AP60,0)),-1,0)*_xlfn.IFS(ISNUMBER($AD60),$AD60,ISNUMBER($AE60),$AE60,ISNUMBER($AF60),$AF60,AND($AD60=0,$AE60=0,$AF60=0),1)","v":0},{"$f":"IF(ISNUMBER(MATCH(CN$11,$AG60:$AJ60,0)),1,0)*IF(ISNUMBER($AF60),(1-$AF60),1) + IF(ISNUMBER(MATCH(CN$11,$AK60:$AP60,0)),-1,0)*_xlfn.IFS(ISNUMBER($AD60),$AD60,ISNUMBER($AE60),$AE60,ISNUMBER($AF60),$AF60,AND($AD60=0,$AE60=0,$AF60=0),1)","v":-4},{"$f":"IF(ISNUMBER(MATCH(CO$11,$AG60:$AJ60,0)),1,0)*IF(ISNUMBER($AF60),(1-$AF60),1) + IF(ISNUMBER(MATCH(CO$11,$AK60:$AP60,0)),-1,0)*_xlfn.IFS(ISNUMBER($AD60),$AD60,ISNUMBER($AE60),$AE60,ISNUMBER($AF60),$AF60,AND($AD60=0,$AE60=0,$AF60=0),1)","v":0},{"$f":"IF(ISNUMBER(MATCH(CP$11,$AG60:$AJ60,0)),1,0)*IF(ISNUMBER($AF60),(1-$AF60),1) + IF(ISNUMBER(MATCH(CP$11,$AK60:$AP60,0)),-1,0)*_xlfn.IFS(ISNUMBER($AD60),$AD60,ISNUMBER($AE60),$AE60,ISNUMBER($AF60),$AF60,AND($AD60=0,$AE60=0,$AF60=0),1)","v":0},{"$f":"IF(ISNUMBER(MATCH(CQ$11,$AG60:$AJ60,0)),1,0)*IF(ISNUMBER($AF60),(1-$AF60),1) + IF(ISNUMBER(MATCH(CQ$11,$AK60:$AP60,0)),-1,0)*_xlfn.IFS(ISNUMBER($AD60),$AD60,ISNUMBER($AE60),$AE60,ISNUMBER($AF60),$AF60,AND($AD60=0,$AE60=0,$AF60=0),1)","v":0},{"$f":"IF(ISNUMBER(MATCH(CR$11,$AG60:$AJ60,0)),1,0)*IF(ISNUMBER($AF60),(1-$AF60),1) + IF(ISNUMBER(MATCH(CR$11,$AK60:$AP60,0)),-1,0)*_xlfn.IFS(ISNUMBER($AD60),$AD60,ISNUMBER($AE60),$AE60,ISNUMBER($AF60),$AF60,AND($AD60=0,$AE60=0,$AF60=0),1)","v":1},{"$f":"IF(ISNUMBER(MATCH(CS$11,$AG60:$AJ60,0)),1,0)*IF(ISNUMBER($AF60),(1-$AF60),1) + IF(ISNUMBER(MATCH(CS$11,$AK60:$AP60,0)),-1,0)*_xlfn.IFS(ISNUMBER($AD60),$AD60,ISNUMBER($AE60),$AE60,ISNUMBER($AF60),$AF60,AND($AD60=0,$AE60=0,$AF60=0),1)","v":0},{"$f":"IF(ISNUMBER(MATCH(CT$11,$AG60:$AJ60,0)),1,0)*IF(ISNUMBER($AF60),(1-$AF60),1) + IF(ISNUMBER(MATCH(CT$11,$AK60:$AP60,0)),-1,0)*_xlfn.IFS(ISNUMBER($AD60),$AD60,ISNUMBER($AE60),$AE60,ISNUMBER($AF60),$AF60,AND($AD60=0,$AE60=0,$AF60=0),1)","v":0},{"$f":"IF(ISNUMBER(MATCH(CU$11,$AG60:$AJ60,0)),1,0)*IF(ISNUMBER($AF60),(1-$AF60),1) + IF(ISNUMBER(MATCH(CU$11,$AK60:$AP60,0)),-1,0)*_xlfn.IFS(ISNUMBER($AD60),$AD60,ISNUMBER($AE60),$AE60,ISNUMBER($AF60),$AF60,AND($AD60=0,$AE60=0,$AF60=0),1)","v":0},{"$f":"IF(ISNUMBER(MATCH(CV$11,$AG60:$AJ60,0)),1,0)*IF(ISNUMBER($AF60),(1-$AF60),1) + IF(ISNUMBER(MATCH(CV$11,$AK60:$AP60,0)),-1,0)*_xlfn.IFS(ISNUMBER($AD60),$AD60,ISNUMBER($AE60),$AE60,ISNUMBER($AF60),$AF60,AND($AD60=0,$AE60=0,$AF60=0),1)","v":0},{"$f":"IF(ISNUMBER(MATCH(CW$11,$AG60:$AJ60,0)),1,0)*IF(ISNUMBER($AF60),(1-$AF60),1) + IF(ISNUMBER(MATCH(CW$11,$AK60:$AP60,0)),-1,0)*_xlfn.IFS(ISNUMBER($AD60),$AD60,ISNUMBER($AE60),$AE60,ISNUMBER($AF60),$AF60,AND($AD60=0,$AE60=0,$AF60=0),1)","v":0},{"$f":"IF(ISNUMBER(MATCH(CX$11,$AG60:$AJ60,0)),1,0)*IF(ISNUMBER($AF60),(1-$AF60),1) + IF(ISNUMBER(MATCH(CX$11,$AK60:$AP60,0)),-1,0)*_xlfn.IFS(ISNUMBER($AD60),$AD60,ISNUMBER($AE60),$AE60,ISNUMBER($AF60),$AF60,AND($AD60=0,$AE60=0,$AF60=0),1)","v":0},{"$f":"IF(ISNUMBER(MATCH(CY$11,$AG60:$AJ60,0)),1,0)*IF(ISNUMBER($AF60),(1-$AF60),1) + IF(ISNUMBER(MATCH(CY$11,$AK60:$AP60,0)),-1,0)*_xlfn.IFS(ISNUMBER($AD60),$AD60,ISNUMBER($AE60),$AE60,ISNUMBER($AF60),$AF60,AND($AD60=0,$AE60=0,$AF60=0),1)","v":0},{"$f":"IF(ISNUMBER(MATCH(CZ$11,$AG60:$AJ60,0)),1,0)*IF(ISNUMBER($AF60),(1-$AF60),1) + IF(ISNUMBER(MATCH(CZ$11,$AK60:$AP60,0)),-1,0)*_xlfn.IFS(ISNUMBER($AD60),$AD60,ISNUMBER($AE60),$AE60,ISNUMBER($AF60),$AF60,AND($AD60=0,$AE60=0,$AF60=0),1)","v":0},{"$f":"IF(ISNUMBER(MATCH(DA$11,$AG60:$AJ60,0)),1,0)*IF(ISNUMBER($AF60),(1-$AF60),1) + IF(ISNUMBER(MATCH(DA$11,$AK60:$AP60,0)),-1,0)*_xlfn.IFS(ISNUMBER($AD60),$AD60,ISNUMBER($AE60),$AE60,ISNUMBER($AF60),$AF60,AND($AD60=0,$AE60=0,$AF60=0),1)","v":0},{"$f":"IF(ISNUMBER(MATCH(DB$11,$AG60:$AJ60,0)),1,0)*IF(ISNUMBER($AF60),(1-$AF60),1) + IF(ISNUMBER(MATCH(DB$11,$AK60:$AP60,0)),-1,0)*_xlfn.IFS(ISNUMBER($AD60),$AD60,ISNUMBER($AE60),$AE60,ISNUMBER($AF60),$AF60,AND($AD60=0,$AE60=0,$AF60=0),1)","v":0},{"$f":"IF(ISNUMBER(MATCH(DC$11,$AG60:$AJ60,0)),1,0)*IF(ISNUMBER($AF60),(1-$AF60),1) + IF(ISNUMBER(MATCH(DC$11,$AK60:$AP60,0)),-1,0)*_xlfn.IFS(ISNUMBER($AD60),$AD60,ISNUMBER($AE60),$AE60,ISNUMBER($AF60),$AF60,AND($AD60=0,$AE60=0,$AF60=0),1)","v":0},{"$f":"IF(ISNUMBER(MATCH(DD$11,$AG60:$AJ60,0)),1,0)*IF(ISNUMBER($AF60),(1-$AF60),1) + IF(ISNUMBER(MATCH(DD$11,$AK60:$AP60,0)),-1,0)*_xlfn.IFS(ISNUMBER($AD60),$AD60,ISNUMBER($AE60),$AE60,ISNUMBER($AF60),$AF60,AND($AD60=0,$AE60=0,$AF60=0),1)","v":0},{"$f":"IF(ISNUMBER(MATCH(DE$11,$AG60:$AJ60,0)),1,0)*IF(ISNUMBER($AF60),(1-$AF60),1) + IF(ISNUMBER(MATCH(DE$11,$AK60:$AP60,0)),-1,0)*_xlfn.IFS(ISNUMBER($AD60),$AD60,ISNUMBER($AE60),$AE60,ISNUMBER($AF60),$AF60,AND($AD60=0,$AE60=0,$AF60=0),1)","v":0},null,0,"HRU,LT","Comp.","COP",null,null,null,null,null,null,null,null,null,"e_hru_comp,lt",1,0,0,0,0,0,0,0,0,0,0,0,0,0,0,0,0,0,0,0,0,0,0,0,0,0,0,0,0,0,0,0,0,0,0,0,0,1,0,0,0,0,0,0,0,0,0,0,0,0,0,0,0,0,0,0,0,0,0,0,0,0,0,0,0,0,0,0,null,null,null,null,null,null,null,null,null,null,null,"e_hru_comp,lt",null,0,0,0,0,0,0,0,0,0,0,0,0,0,0,0,0,0,0,0,0,0,0,0,0,0,0,0,0,0,0,0,0,0,0,0,0,1,0,0,0,0,0,0,0,0,0,0,0,0,0,0,0,0,0,0,0,0,0,0,0,0,0,0,0,0,0,0,null,null,"e_hru_comp,lt",0,0,0,0,0,0,0,0,0,0,0,0,0,0,0,0,0,0,0,0,0,0,0,0,0,0,0,0,0,0,0,0,0,0,0,0,1,0,0,0,0,0,0,0,0,0,0,0,0,0,0,0,0,0,0,0,0,0,0,0,0,0,0,0,0,0,0]
[null,null,null,null,null,null,null,null,null,null,null,null,null,null,null,null,null,null,"e_hru_fs,lt",84.189260847414133,67.760683813404327,67.486111495287176,84.189260847414133,84.189260847414133,67.486111495287176,null,"FC","Conservation",null,null,null,null,"e_hru_fc,lt","q_hru_eco-fc,lt",null,null,"q_hru_fc-fs,lt",null,null,null,null,null,null,{"$f":"IF(ISNUMBER(MATCH(AR$11,$AG61:$AJ61,0)),1,0)*IF(ISNUMBER($AF61),(1-$AF61),1) + IF(ISNUMBER(MATCH(AR$11,$AK61:$AP61,0)),-1,0)*_xlfn.IFS(ISNUMBER($AD61),$AD61,ISNUMBER($AE61),$AE61,ISNUMBER($AF61),$AF61,AND($AD61=0,$AE61=0,$AF61=0),1)","v":0},{"$f":"IF(ISNUMBER(MATCH(AS$11,$AG61:$AJ61,0)),1,0)*IF(ISNUMBER($AF61),(1-$AF61),1) + IF(ISNUMBER(MATCH(AS$11,$AK61:$AP61,0)),-1,0)*_xlfn.IFS(ISNUMBER($AD61),$AD61,ISNUMBER($AE61),$AE61,ISNUMBER($AF61),$AF61,AND($AD61=0,$AE61=0,$AF61=0),1)","v":0},{"$f":"IF(ISNUMBER(MATCH(AT$11,$AG61:$AJ61,0)),1,0)*IF(ISNUMBER($AF61),(1-$AF61),1) + IF(ISNUMBER(MATCH(AT$11,$AK61:$AP61,0)),-1,0)*_xlfn.IFS(ISNUMBER($AD61),$AD61,ISNUMBER($AE61),$AE61,ISNUMBER($AF61),$AF61,AND($AD61=0,$AE61=0,$AF61=0),1)","v":0},{"$f":"IF(ISNUMBER(MATCH(AU$11,$AG61:$AJ61,0)),1,0)*IF(ISNUMBER($AF61),(1-$AF61),1) + IF(ISNUMBER(MATCH(AU$11,$AK61:$AP61,0)),-1,0)*_xlfn.IFS(ISNUMBER($AD61),$AD61,ISNUMBER($AE61),$AE61,ISNUMBER($AF61),$AF61,AND($AD61=0,$AE61=0,$AF61=0),1)","v":0},{"$f":"IF(ISNUMBER(MATCH(AV$11,$AG61:$AJ61,0)),1,0)*IF(ISNUMBER($AF61),(1-$AF61),1) + IF(ISNUMBER(MATCH(AV$11,$AK61:$AP61,0)),-1,0)*_xlfn.IFS(ISNUMBER($AD61),$AD61,ISNUMBER($AE61),$AE61,ISNUMBER($AF61),$AF61,AND($AD61=0,$AE61=0,$AF61=0),1)","v":0},{"$f":"IF(ISNUMBER(MATCH(AW$11,$AG61:$AJ61,0)),1,0)*IF(ISNUMBER($AF61),(1-$AF61),1) + IF(ISNUMBER(MATCH(AW$11,$AK61:$AP61,0)),-1,0)*_xlfn.IFS(ISNUMBER($AD61),$AD61,ISNUMBER($AE61),$AE61,ISNUMBER($AF61),$AF61,AND($AD61=0,$AE61=0,$AF61=0),1)","v":0},{"$f":"IF(ISNUMBER(MATCH(AX$11,$AG61:$AJ61,0)),1,0)*IF(ISNUMBER($AF61),(1-$AF61),1) + IF(ISNUMBER(MATCH(AX$11,$AK61:$AP61,0)),-1,0)*_xlfn.IFS(ISNUMBER($AD61),$AD61,ISNUMBER($AE61),$AE61,ISNUMBER($AF61),$AF61,AND($AD61=0,$AE61=0,$AF61=0),1)","v":0},{"$f":"IF(ISNUMBER(MATCH(AY$11,$AG61:$AJ61,0)),1,0)*IF(ISNUMBER($AF61),(1-$AF61),1) + IF(ISNUMBER(MATCH(AY$11,$AK61:$AP61,0)),-1,0)*_xlfn.IFS(ISNUMBER($AD61),$AD61,ISNUMBER($AE61),$AE61,ISNUMBER($AF61),$AF61,AND($AD61=0,$AE61=0,$AF61=0),1)","v":0},{"$f":"IF(ISNUMBER(MATCH(AZ$11,$AG61:$AJ61,0)),1,0)*IF(ISNUMBER($AF61),(1-$AF61),1) + IF(ISNUMBER(MATCH(AZ$11,$AK61:$AP61,0)),-1,0)*_xlfn.IFS(ISNUMBER($AD61),$AD61,ISNUMBER($AE61),$AE61,ISNUMBER($AF61),$AF61,AND($AD61=0,$AE61=0,$AF61=0),1)","v":0},{"$f":"IF(ISNUMBER(MATCH(BA$11,$AG61:$AJ61,0)),1,0)*IF(ISNUMBER($AF61),(1-$AF61),1) + IF(ISNUMBER(MATCH(BA$11,$AK61:$AP61,0)),-1,0)*_xlfn.IFS(ISNUMBER($AD61),$AD61,ISNUMBER($AE61),$AE61,ISNUMBER($AF61),$AF61,AND($AD61=0,$AE61=0,$AF61=0),1)","v":0},{"$f":"IF(ISNUMBER(MATCH(BB$11,$AG61:$AJ61,0)),1,0)*IF(ISNUMBER($AF61),(1-$AF61),1) + IF(ISNUMBER(MATCH(BB$11,$AK61:$AP61,0)),-1,0)*_xlfn.IFS(ISNUMBER($AD61),$AD61,ISNUMBER($AE61),$AE61,ISNUMBER($AF61),$AF61,AND($AD61=0,$AE61=0,$AF61=0),1)","v":0},{"$f":"IF(ISNUMBER(MATCH(BC$11,$AG61:$AJ61,0)),1,0)*IF(ISNUMBER($AF61),(1-$AF61),1) + IF(ISNUMBER(MATCH(BC$11,$AK61:$AP61,0)),-1,0)*_xlfn.IFS(ISNUMBER($AD61),$AD61,ISNUMBER($AE61),$AE61,ISNUMBER($AF61),$AF61,AND($AD61=0,$AE61=0,$AF61=0),1)","v":0},{"$f":"IF(ISNUMBER(MATCH(BD$11,$AG61:$AJ61,0)),1,0)*IF(ISNUMBER($AF61),(1-$AF61),1) + IF(ISNUMBER(MATCH(BD$11,$AK61:$AP61,0)),-1,0)*_xlfn.IFS(ISNUMBER($AD61),$AD61,ISNUMBER($AE61),$AE61,ISNUMBER($AF61),$AF61,AND($AD61=0,$AE61=0,$AF61=0),1)","v":0},{"$f":"IF(ISNUMBER(MATCH(BE$11,$AG61:$AJ61,0)),1,0)*IF(ISNUMBER($AF61),(1-$AF61),1) + IF(ISNUMBER(MATCH(BE$11,$AK61:$AP61,0)),-1,0)*_xlfn.IFS(ISNUMBER($AD61),$AD61,ISNUMBER($AE61),$AE61,ISNUMBER($AF61),$AF61,AND($AD61=0,$AE61=0,$AF61=0),1)","v":0},{"$f":"IF(ISNUMBER(MATCH(BF$11,$AG61:$AJ61,0)),1,0)*IF(ISNUMBER($AF61),(1-$AF61),1) + IF(ISNUMBER(MATCH(BF$11,$AK61:$AP61,0)),-1,0)*_xlfn.IFS(ISNUMBER($AD61),$AD61,ISNUMBER($AE61),$AE61,ISNUMBER($AF61),$AF61,AND($AD61=0,$AE61=0,$AF61=0),1)","v":0},{"$f":"IF(ISNUMBER(MATCH(BG$11,$AG61:$AJ61,0)),1,0)*IF(ISNUMBER($AF61),(1-$AF61),1) + IF(ISNUMBER(MATCH(BG$11,$AK61:$AP61,0)),-1,0)*_xlfn.IFS(ISNUMBER($AD61),$AD61,ISNUMBER($AE61),$AE61,ISNUMBER($AF61),$AF61,AND($AD61=0,$AE61=0,$AF61=0),1)","v":0},{"$f":"IF(ISNUMBER(MATCH(BH$11,$AG61:$AJ61,0)),1,0)*IF(ISNUMBER($AF61),(1-$AF61),1) + IF(ISNUMBER(MATCH(BH$11,$AK61:$AP61,0)),-1,0)*_xlfn.IFS(ISNUMBER($AD61),$AD61,ISNUMBER($AE61),$AE61,ISNUMBER($AF61),$AF61,AND($AD61=0,$AE61=0,$AF61=0),1)","v":0},{"$f":"IF(ISNUMBER(MATCH(BI$11,$AG61:$AJ61,0)),1,0)*IF(ISNUMBER($AF61),(1-$AF61),1) + IF(ISNUMBER(MATCH(BI$11,$AK61:$AP61,0)),-1,0)*_xlfn.IFS(ISNUMBER($AD61),$AD61,ISNUMBER($AE61),$AE61,ISNUMBER($AF61),$AF61,AND($AD61=0,$AE61=0,$AF61=0),1)","v":0},{"$f":"IF(ISNUMBER(MATCH(BJ$11,$AG61:$AJ61,0)),1,0)*IF(ISNUMBER($AF61),(1-$AF61),1) + IF(ISNUMBER(MATCH(BJ$11,$AK61:$AP61,0)),-1,0)*_xlfn.IFS(ISNUMBER($AD61),$AD61,ISNUMBER($AE61),$AE61,ISNUMBER($AF61),$AF61,AND($AD61=0,$AE61=0,$AF61=0),1)","v":0},{"$f":"IF(ISNUMBER(MATCH(BK$11,$AG61:$AJ61,0)),1,0)*IF(ISNUMBER($AF61),(1-$AF61),1) + IF(ISNUMBER(MATCH(BK$11,$AK61:$AP61,0)),-1,0)*_xlfn.IFS(ISNUMBER($AD61),$AD61,ISNUMBER($AE61),$AE61,ISNUMBER($AF61),$AF61,AND($AD61=0,$AE61=0,$AF61=0),1)","v":0},{"$f":"IF(ISNUMBER(MATCH(BL$11,$AG61:$AJ61,0)),1,0)*IF(ISNUMBER($AF61),(1-$AF61),1) + IF(ISNUMBER(MATCH(BL$11,$AK61:$AP61,0)),-1,0)*_xlfn.IFS(ISNUMBER($AD61),$AD61,ISNUMBER($AE61),$AE61,ISNUMBER($AF61),$AF61,AND($AD61=0,$AE61=0,$AF61=0),1)","v":0},{"$f":"IF(ISNUMBER(MATCH(BM$11,$AG61:$AJ61,0)),1,0)*IF(ISNUMBER($AF61),(1-$AF61),1) + IF(ISNUMBER(MATCH(BM$11,$AK61:$AP61,0)),-1,0)*_xlfn.IFS(ISNUMBER($AD61),$AD61,ISNUMBER($AE61),$AE61,ISNUMBER($AF61),$AF61,AND($AD61=0,$AE61=0,$AF61=0),1)","v":0},{"$f":"IF(ISNUMBER(MATCH(BN$11,$AG61:$AJ61,0)),1,0)*IF(ISNUMBER($AF61),(1-$AF61),1) + IF(ISNUMBER(MATCH(BN$11,$AK61:$AP61,0)),-1,0)*_xlfn.IFS(ISNUMBER($AD61),$AD61,ISNUMBER($AE61),$AE61,ISNUMBER($AF61),$AF61,AND($AD61=0,$AE61=0,$AF61=0),1)","v":0},{"$f":"IF(ISNUMBER(MATCH(BO$11,$AG61:$AJ61,0)),1,0)*IF(ISNUMBER($AF61),(1-$AF61),1) + IF(ISNUMBER(MATCH(BO$11,$AK61:$AP61,0)),-1,0)*_xlfn.IFS(ISNUMBER($AD61),$AD61,ISNUMBER($AE61),$AE61,ISNUMBER($AF61),$AF61,AND($AD61=0,$AE61=0,$AF61=0),1)","v":0},{"$f":"IF(ISNUMBER(MATCH(BP$11,$AG61:$AJ61,0)),1,0)*IF(ISNUMBER($AF61),(1-$AF61),1) + IF(ISNUMBER(MATCH(BP$11,$AK61:$AP61,0)),-1,0)*_xlfn.IFS(ISNUMBER($AD61),$AD61,ISNUMBER($AE61),$AE61,ISNUMBER($AF61),$AF61,AND($AD61=0,$AE61=0,$AF61=0),1)","v":0},{"$f":"IF(ISNUMBER(MATCH(BQ$11,$AG61:$AJ61,0)),1,0)*IF(ISNUMBER($AF61),(1-$AF61),1) + IF(ISNUMBER(MATCH(BQ$11,$AK61:$AP61,0)),-1,0)*_xlfn.IFS(ISNUMBER($AD61),$AD61,ISNUMBER($AE61),$AE61,ISNUMBER($AF61),$AF61,AND($AD61=0,$AE61=0,$AF61=0),1)","v":0},{"$f":"IF(ISNUMBER(MATCH(BR$11,$AG61:$AJ61,0)),1,0)*IF(ISNUMBER($AF61),(1-$AF61),1) + IF(ISNUMBER(MATCH(BR$11,$AK61:$AP61,0)),-1,0)*_xlfn.IFS(ISNUMBER($AD61),$AD61,ISNUMBER($AE61),$AE61,ISNUMBER($AF61),$AF61,AND($AD61=0,$AE61=0,$AF61=0),1)","v":0},{"$f":"IF(ISNUMBER(MATCH(BS$11,$AG61:$AJ61,0)),1,0)*IF(ISNUMBER($AF61),(1-$AF61),1) + IF(ISNUMBER(MATCH(BS$11,$AK61:$AP61,0)),-1,0)*_xlfn.IFS(ISNUMBER($AD61),$AD61,ISNUMBER($AE61),$AE61,ISNUMBER($AF61),$AF61,AND($AD61=0,$AE61=0,$AF61=0),1)","v":0},{"$f":"IF(ISNUMBER(MATCH(BT$11,$AG61:$AJ61,0)),1,0)*IF(ISNUMBER($AF61),(1-$AF61),1) + IF(ISNUMBER(MATCH(BT$11,$AK61:$AP61,0)),-1,0)*_xlfn.IFS(ISNUMBER($AD61),$AD61,ISNUMBER($AE61),$AE61,ISNUMBER($AF61),$AF61,AND($AD61=0,$AE61=0,$AF61=0),1)","v":0},{"$f":"IF(ISNUMBER(MATCH(BU$11,$AG61:$AJ61,0)),1,0)*IF(ISNUMBER($AF61),(1-$AF61),1) + IF(ISNUMBER(MATCH(BU$11,$AK61:$AP61,0)),-1,0)*_xlfn.IFS(ISNUMBER($AD61),$AD61,ISNUMBER($AE61),$AE61,ISNUMBER($AF61),$AF61,AND($AD61=0,$AE61=0,$AF61=0),1)","v":0},{"$f":"IF(ISNUMBER(MATCH(BV$11,$AG61:$AJ61,0)),1,0)*IF(ISNUMBER($AF61),(1-$AF61),1) + IF(ISNUMBER(MATCH(BV$11,$AK61:$AP61,0)),-1,0)*_xlfn.IFS(ISNUMBER($AD61),$AD61,ISNUMBER($AE61),$AE61,ISNUMBER($AF61),$AF61,AND($AD61=0,$AE61=0,$AF61=0),1)","v":0},{"$f":"IF(ISNUMBER(MATCH(BW$11,$AG61:$AJ61,0)),1,0)*IF(ISNUMBER($AF61),(1-$AF61),1) + IF(ISNUMBER(MATCH(BW$11,$AK61:$AP61,0)),-1,0)*_xlfn.IFS(ISNUMBER($AD61),$AD61,ISNUMBER($AE61),$AE61,ISNUMBER($AF61),$AF61,AND($AD61=0,$AE61=0,$AF61=0),1)","v":0},{"$f":"IF(ISNUMBER(MATCH(BX$11,$AG61:$AJ61,0)),1,0)*IF(ISNUMBER($AF61),(1-$AF61),1) + IF(ISNUMBER(MATCH(BX$11,$AK61:$AP61,0)),-1,0)*_xlfn.IFS(ISNUMBER($AD61),$AD61,ISNUMBER($AE61),$AE61,ISNUMBER($AF61),$AF61,AND($AD61=0,$AE61=0,$AF61=0),1)","v":0},{"$f":"IF(ISNUMBER(MATCH(BY$11,$AG61:$AJ61,0)),1,0)*IF(ISNUMBER($AF61),(1-$AF61),1) + IF(ISNUMBER(MATCH(BY$11,$AK61:$AP61,0)),-1,0)*_xlfn.IFS(ISNUMBER($AD61),$AD61,ISNUMBER($AE61),$AE61,ISNUMBER($AF61),$AF61,AND($AD61=0,$AE61=0,$AF61=0),1)","v":0},{"$f":"IF(ISNUMBER(MATCH(BZ$11,$AG61:$AJ61,0)),1,0)*IF(ISNUMBER($AF61),(1-$AF61),1) + IF(ISNUMBER(MATCH(BZ$11,$AK61:$AP61,0)),-1,0)*_xlfn.IFS(ISNUMBER($AD61),$AD61,ISNUMBER($AE61),$AE61,ISNUMBER($AF61),$AF61,AND($AD61=0,$AE61=0,$AF61=0),1)","v":0},{"$f":"IF(ISNUMBER(MATCH(CA$11,$AG61:$AJ61,0)),1,0)*IF(ISNUMBER($AF61),(1-$AF61),1) + IF(ISNUMBER(MATCH(CA$11,$AK61:$AP61,0)),-1,0)*_xlfn.IFS(ISNUMBER($AD61),$AD61,ISNUMBER($AE61),$AE61,ISNUMBER($AF61),$AF61,AND($AD61=0,$AE61=0,$AF61=0),1)","v":0},{"$f":"IF(ISNUMBER(MATCH(CB$11,$AG61:$AJ61,0)),1,0)*IF(ISNUMBER($AF61),(1-$AF61),1) + IF(ISNUMBER(MATCH(CB$11,$AK61:$AP61,0)),-1,0)*_xlfn.IFS(ISNUMBER($AD61),$AD61,ISNUMBER($AE61),$AE61,ISNUMBER($AF61),$AF61,AND($AD61=0,$AE61=0,$AF61=0),1)","v":0},{"$f":"IF(ISNUMBER(MATCH(CC$11,$AG61:$AJ61,0)),1,0)*IF(ISNUMBER($AF61),(1-$AF61),1) + IF(ISNUMBER(MATCH(CC$11,$AK61:$AP61,0)),-1,0)*_xlfn.IFS(ISNUMBER($AD61),$AD61,ISNUMBER($AE61),$AE61,ISNUMBER($AF61),$AF61,AND($AD61=0,$AE61=0,$AF61=0),1)","v":0},{"$f":"IF(ISNUMBER(MATCH(CD$11,$AG61:$AJ61,0)),1,0)*IF(ISNUMBER($AF61),(1-$AF61),1) + IF(ISNUMBER(MATCH(CD$11,$AK61:$AP61,0)),-1,0)*_xlfn.IFS(ISNUMBER($AD61),$AD61,ISNUMBER($AE61),$AE61,ISNUMBER($AF61),$AF61,AND($AD61=0,$AE61=0,$AF61=0),1)","v":0},{"$f":"IF(ISNUMBER(MATCH(CE$11,$AG61:$AJ61,0)),1,0)*IF(ISNUMBER($AF61),(1-$AF61),1) + IF(ISNUMBER(MATCH(CE$11,$AK61:$AP61,0)),-1,0)*_xlfn.IFS(ISNUMBER($AD61),$AD61,ISNUMBER($AE61),$AE61,ISNUMBER($AF61),$AF61,AND($AD61=0,$AE61=0,$AF61=0),1)","v":0},{"$f":"IF(ISNUMBER(MATCH(CF$11,$AG61:$AJ61,0)),1,0)*IF(ISNUMBER($AF61),(1-$AF61),1) + IF(ISNUMBER(MATCH(CF$11,$AK61:$AP61,0)),-1,0)*_xlfn.IFS(ISNUMBER($AD61),$AD61,ISNUMBER($AE61),$AE61,ISNUMBER($AF61),$AF61,AND($AD61=0,$AE61=0,$AF61=0),1)","v":0},{"$f":"IF(ISNUMBER(MATCH(CG$11,$AG61:$AJ61,0)),1,0)*IF(ISNUMBER($AF61),(1-$AF61),1) + IF(ISNUMBER(MATCH(CG$11,$AK61:$AP61,0)),-1,0)*_xlfn.IFS(ISNUMBER($AD61),$AD61,ISNUMBER($AE61),$AE61,ISNUMBER($AF61),$AF61,AND($AD61=0,$AE61=0,$AF61=0),1)","v":0},{"$f":"IF(ISNUMBER(MATCH(CH$11,$AG61:$AJ61,0)),1,0)*IF(ISNUMBER($AF61),(1-$AF61),1) + IF(ISNUMBER(MATCH(CH$11,$AK61:$AP61,0)),-1,0)*_xlfn.IFS(ISNUMBER($AD61),$AD61,ISNUMBER($AE61),$AE61,ISNUMBER($AF61),$AF61,AND($AD61=0,$AE61=0,$AF61=0),1)","v":0},{"$f":"IF(ISNUMBER(MATCH(CI$11,$AG61:$AJ61,0)),1,0)*IF(ISNUMBER($AF61),(1-$AF61),1) + IF(ISNUMBER(MATCH(CI$11,$AK61:$AP61,0)),-1,0)*_xlfn.IFS(ISNUMBER($AD61),$AD61,ISNUMBER($AE61),$AE61,ISNUMBER($AF61),$AF61,AND($AD61=0,$AE61=0,$AF61=0),1)","v":0},{"$f":"IF(ISNUMBER(MATCH(CJ$11,$AG61:$AJ61,0)),1,0)*IF(ISNUMBER($AF61),(1-$AF61),1) + IF(ISNUMBER(MATCH(CJ$11,$AK61:$AP61,0)),-1,0)*_xlfn.IFS(ISNUMBER($AD61),$AD61,ISNUMBER($AE61),$AE61,ISNUMBER($AF61),$AF61,AND($AD61=0,$AE61=0,$AF61=0),1)","v":0},{"$f":"IF(ISNUMBER(MATCH(CK$11,$AG61:$AJ61,0)),1,0)*IF(ISNUMBER($AF61),(1-$AF61),1) + IF(ISNUMBER(MATCH(CK$11,$AK61:$AP61,0)),-1,0)*_xlfn.IFS(ISNUMBER($AD61),$AD61,ISNUMBER($AE61),$AE61,ISNUMBER($AF61),$AF61,AND($AD61=0,$AE61=0,$AF61=0),1)","v":0},{"$f":"IF(ISNUMBER(MATCH(CL$11,$AG61:$AJ61,0)),1,0)*IF(ISNUMBER($AF61),(1-$AF61),1) + IF(ISNUMBER(MATCH(CL$11,$AK61:$AP61,0)),-1,0)*_xlfn.IFS(ISNUMBER($AD61),$AD61,ISNUMBER($AE61),$AE61,ISNUMBER($AF61),$AF61,AND($AD61=0,$AE61=0,$AF61=0),1)","v":0},{"$f":"IF(ISNUMBER(MATCH(CM$11,$AG61:$AJ61,0)),1,0)*IF(ISNUMBER($AF61),(1-$AF61),1) + IF(ISNUMBER(MATCH(CM$11,$AK61:$AP61,0)),-1,0)*_xlfn.IFS(ISNUMBER($AD61),$AD61,ISNUMBER($AE61),$AE61,ISNUMBER($AF61),$AF61,AND($AD61=0,$AE61=0,$AF61=0),1)","v":0},{"$f":"IF(ISNUMBER(MATCH(CN$11,$AG61:$AJ61,0)),1,0)*IF(ISNUMBER($AF61),(1-$AF61),1) + IF(ISNUMBER(MATCH(CN$11,$AK61:$AP61,0)),-1,0)*_xlfn.IFS(ISNUMBER($AD61),$AD61,ISNUMBER($AE61),$AE61,ISNUMBER($AF61),$AF61,AND($AD61=0,$AE61=0,$AF61=0),1)","v":0},{"$f":"IF(ISNUMBER(MATCH(CO$11,$AG61:$AJ61,0)),1,0)*IF(ISNUMBER($AF61),(1-$AF61),1) + IF(ISNUMBER(MATCH(CO$11,$AK61:$AP61,0)),-1,0)*_xlfn.IFS(ISNUMBER($AD61),$AD61,ISNUMBER($AE61),$AE61,ISNUMBER($AF61),$AF61,AND($AD61=0,$AE61=0,$AF61=0),1)","v":0},{"$f":"IF(ISNUMBER(MATCH(CP$11,$AG61:$AJ61,0)),1,0)*IF(ISNUMBER($AF61),(1-$AF61),1) + IF(ISNUMBER(MATCH(CP$11,$AK61:$AP61,0)),-1,0)*_xlfn.IFS(ISNUMBER($AD61),$AD61,ISNUMBER($AE61),$AE61,ISNUMBER($AF61),$AF61,AND($AD61=0,$AE61=0,$AF61=0),1)","v":1},{"$f":"IF(ISNUMBER(MATCH(CQ$11,$AG61:$AJ61,0)),1,0)*IF(ISNUMBER($AF61),(1-$AF61),1) + IF(ISNUMBER(MATCH(CQ$11,$AK61:$AP61,0)),-1,0)*_xlfn.IFS(ISNUMBER($AD61),$AD61,ISNUMBER($AE61),$AE61,ISNUMBER($AF61),$AF61,AND($AD61=0,$AE61=0,$AF61=0),1)","v":0},{"$f":"IF(ISNUMBER(MATCH(CR$11,$AG61:$AJ61,0)),1,0)*IF(ISNUMBER($AF61),(1-$AF61),1) + IF(ISNUMBER(MATCH(CR$11,$AK61:$AP61,0)),-1,0)*_xlfn.IFS(ISNUMBER($AD61),$AD61,ISNUMBER($AE61),$AE61,ISNUMBER($AF61),$AF61,AND($AD61=0,$AE61=0,$AF61=0),1)","v":0},{"$f":"IF(ISNUMBER(MATCH(CS$11,$AG61:$AJ61,0)),1,0)*IF(ISNUMBER($AF61),(1-$AF61),1) + IF(ISNUMBER(MATCH(CS$11,$AK61:$AP61,0)),-1,0)*_xlfn.IFS(ISNUMBER($AD61),$AD61,ISNUMBER($AE61),$AE61,ISNUMBER($AF61),$AF61,AND($AD61=0,$AE61=0,$AF61=0),1)","v":1},{"$f":"IF(ISNUMBER(MATCH(CT$11,$AG61:$AJ61,0)),1,0)*IF(ISNUMBER($AF61),(1-$AF61),1) + IF(ISNUMBER(MATCH(CT$11,$AK61:$AP61,0)),-1,0)*_xlfn.IFS(ISNUMBER($AD61),$AD61,ISNUMBER($AE61),$AE61,ISNUMBER($AF61),$AF61,AND($AD61=0,$AE61=0,$AF61=0),1)","v":0},{"$f":"IF(ISNUMBER(MATCH(CU$11,$AG61:$AJ61,0)),1,0)*IF(ISNUMBER($AF61),(1-$AF61),1) + IF(ISNUMBER(MATCH(CU$11,$AK61:$AP61,0)),-1,0)*_xlfn.IFS(ISNUMBER($AD61),$AD61,ISNUMBER($AE61),$AE61,ISNUMBER($AF61),$AF61,AND($AD61=0,$AE61=0,$AF61=0),1)","v":-1},{"$f":"IF(ISNUMBER(MATCH(CV$11,$AG61:$AJ61,0)),1,0)*IF(ISNUMBER($AF61),(1-$AF61),1) + IF(ISNUMBER(MATCH(CV$11,$AK61:$AP61,0)),-1,0)*_xlfn.IFS(ISNUMBER($AD61),$AD61,ISNUMBER($AE61),$AE61,ISNUMBER($AF61),$AF61,AND($AD61=0,$AE61=0,$AF61=0),1)","v":0},{"$f":"IF(ISNUMBER(MATCH(CW$11,$AG61:$AJ61,0)),1,0)*IF(ISNUMBER($AF61),(1-$AF61),1) + IF(ISNUMBER(MATCH(CW$11,$AK61:$AP61,0)),-1,0)*_xlfn.IFS(ISNUMBER($AD61),$AD61,ISNUMBER($AE61),$AE61,ISNUMBER($AF61),$AF61,AND($AD61=0,$AE61=0,$AF61=0),1)","v":0},{"$f":"IF(ISNUMBER(MATCH(CX$11,$AG61:$AJ61,0)),1,0)*IF(ISNUMBER($AF61),(1-$AF61),1) + IF(ISNUMBER(MATCH(CX$11,$AK61:$AP61,0)),-1,0)*_xlfn.IFS(ISNUMBER($AD61),$AD61,ISNUMBER($AE61),$AE61,ISNUMBER($AF61),$AF61,AND($AD61=0,$AE61=0,$AF61=0),1)","v":0},{"$f":"IF(ISNUMBER(MATCH(CY$11,$AG61:$AJ61,0)),1,0)*IF(ISNUMBER($AF61),(1-$AF61),1) + IF(ISNUMBER(MATCH(CY$11,$AK61:$AP61,0)),-1,0)*_xlfn.IFS(ISNUMBER($AD61),$AD61,ISNUMBER($AE61),$AE61,ISNUMBER($AF61),$AF61,AND($AD61=0,$AE61=0,$AF61=0),1)","v":0},{"$f":"IF(ISNUMBER(MATCH(CZ$11,$AG61:$AJ61,0)),1,0)*IF(ISNUMBER($AF61),(1-$AF61),1) + IF(ISNUMBER(MATCH(CZ$11,$AK61:$AP61,0)),-1,0)*_xlfn.IFS(ISNUMBER($AD61),$AD61,ISNUMBER($AE61),$AE61,ISNUMBER($AF61),$AF61,AND($AD61=0,$AE61=0,$AF61=0),1)","v":0},{"$f":"IF(ISNUMBER(MATCH(DA$11,$AG61:$AJ61,0)),1,0)*IF(ISNUMBER($AF61),(1-$AF61),1) + IF(ISNUMBER(MATCH(DA$11,$AK61:$AP61,0)),-1,0)*_xlfn.IFS(ISNUMBER($AD61),$AD61,ISNUMBER($AE61),$AE61,ISNUMBER($AF61),$AF61,AND($AD61=0,$AE61=0,$AF61=0),1)","v":0},{"$f":"IF(ISNUMBER(MATCH(DB$11,$AG61:$AJ61,0)),1,0)*IF(ISNUMBER($AF61),(1-$AF61),1) + IF(ISNUMBER(MATCH(DB$11,$AK61:$AP61,0)),-1,0)*_xlfn.IFS(ISNUMBER($AD61),$AD61,ISNUMBER($AE61),$AE61,ISNUMBER($AF61),$AF61,AND($AD61=0,$AE61=0,$AF61=0),1)","v":0},{"$f":"IF(ISNUMBER(MATCH(DC$11,$AG61:$AJ61,0)),1,0)*IF(ISNUMBER($AF61),(1-$AF61),1) + IF(ISNUMBER(MATCH(DC$11,$AK61:$AP61,0)),-1,0)*_xlfn.IFS(ISNUMBER($AD61),$AD61,ISNUMBER($AE61),$AE61,ISNUMBER($AF61),$AF61,AND($AD61=0,$AE61=0,$AF61=0),1)","v":0},{"$f":"IF(ISNUMBER(MATCH(DD$11,$AG61:$AJ61,0)),1,0)*IF(ISNUMBER($AF61),(1-$AF61),1) + IF(ISNUMBER(MATCH(DD$11,$AK61:$AP61,0)),-1,0)*_xlfn.IFS(ISNUMBER($AD61),$AD61,ISNUMBER($AE61),$AE61,ISNUMBER($AF61),$AF61,AND($AD61=0,$AE61=0,$AF61=0),1)","v":0},{"$f":"IF(ISNUMBER(MATCH(DE$11,$AG61:$AJ61,0)),1,0)*IF(ISNUMBER($AF61),(1-$AF61),1) + IF(ISNUMBER(MATCH(DE$11,$AK61:$AP61,0)),-1,0)*_xlfn.IFS(ISNUMBER($AD61),$AD61,ISNUMBER($AE61),$AE61,ISNUMBER($AF61),$AF61,AND($AD61=0,$AE61=0,$AF61=0),1)","v":0},null,0,"HRU,LT","FC","Conservation",null,null,null,null,null,null,null,null,null,"q_hru_pump-eco,lt",-1,0,0,0,0,0,0,0,0,0,0,0,0,0,0,0,0,0,0,0,0,0,0,0,0,0,0,0,0,0,0,0,-1,0,0,1,0,-1,0,0,0,0,0,0,0,0,0,0,0,0,0,0,0,0,0,0,0,0,0,0,0,0,0,0,0,0,0,0,null,null,null,null,null,null,null,null,null,null,null,"q_hru_pump-eco,lt",null,0,0,0,0,0,0,0,0,0,0,0,0,0,0,0,0,0,0,0,0,0,0,0,0,0,0,0,0,0,0,0,-1,0,0,1,0,-1,0,0,0,0,0,0,0,0,0,0,0,0,0,0,0,0,0,0,0,0,0,0,0,0,0,0,0,0,0,0,null,null,"q_hru_pump-eco,lt",0,0,0,0,0,0,0,0,0,0,0,0,0,0,0,0,0,0,0,0,0,0,0,0,0,0,0,0,0,0,0,-1,0,0,1,0,-1,0,0,0,0,0,0,0,0,0,0,0,0,0,0,0,0,0,0,0,0,0,0,0,0,0,0,0,0,0,0]
[null,null,null,null,null,null,null,null,null,null,null,null,null,null,null,null,null,null,"e_hru_fc,lt",6.735140867793131,6.624426223391052,6.735140867793131,0,0,6.735140867793131,null,null,"COP",null,null,{"$f":"'Heat Recovery Cooling Calculate'!G25","v":500},null,"q_hru_eco-fc,lt",null,null,null,"e_hru_fc,lt",null,null,null,null,null,null,{"$f":"IF(ISNUMBER(MATCH(AR$11,$AG62:$AJ62,0)),1,0)*IF(ISNUMBER($AF62),(1-$AF62),1) + IF(ISNUMBER(MATCH(AR$11,$AK62:$AP62,0)),-1,0)*_xlfn.IFS(ISNUMBER($AD62),$AD62,ISNUMBER($AE62),$AE62,ISNUMBER($AF62),$AF62,AND($AD62=0,$AE62=0,$AF62=0),1)","v":0},{"$f":"IF(ISNUMBER(MATCH(AS$11,$AG62:$AJ62,0)),1,0)*IF(ISNUMBER($AF62),(1-$AF62),1) + IF(ISNUMBER(MATCH(AS$11,$AK62:$AP62,0)),-1,0)*_xlfn.IFS(ISNUMBER($AD62),$AD62,ISNUMBER($AE62),$AE62,ISNUMBER($AF62),$AF62,AND($AD62=0,$AE62=0,$AF62=0),1)","v":0},{"$f":"IF(ISNUMBER(MATCH(AT$11,$AG62:$AJ62,0)),1,0)*IF(ISNUMBER($AF62),(1-$AF62),1) + IF(ISNUMBER(MATCH(AT$11,$AK62:$AP62,0)),-1,0)*_xlfn.IFS(ISNUMBER($AD62),$AD62,ISNUMBER($AE62),$AE62,ISNUMBER($AF62),$AF62,AND($AD62=0,$AE62=0,$AF62=0),1)","v":0},{"$f":"IF(ISNUMBER(MATCH(AU$11,$AG62:$AJ62,0)),1,0)*IF(ISNUMBER($AF62),(1-$AF62),1) + IF(ISNUMBER(MATCH(AU$11,$AK62:$AP62,0)),-1,0)*_xlfn.IFS(ISNUMBER($AD62),$AD62,ISNUMBER($AE62),$AE62,ISNUMBER($AF62),$AF62,AND($AD62=0,$AE62=0,$AF62=0),1)","v":0},{"$f":"IF(ISNUMBER(MATCH(AV$11,$AG62:$AJ62,0)),1,0)*IF(ISNUMBER($AF62),(1-$AF62),1) + IF(ISNUMBER(MATCH(AV$11,$AK62:$AP62,0)),-1,0)*_xlfn.IFS(ISNUMBER($AD62),$AD62,ISNUMBER($AE62),$AE62,ISNUMBER($AF62),$AF62,AND($AD62=0,$AE62=0,$AF62=0),1)","v":0},{"$f":"IF(ISNUMBER(MATCH(AW$11,$AG62:$AJ62,0)),1,0)*IF(ISNUMBER($AF62),(1-$AF62),1) + IF(ISNUMBER(MATCH(AW$11,$AK62:$AP62,0)),-1,0)*_xlfn.IFS(ISNUMBER($AD62),$AD62,ISNUMBER($AE62),$AE62,ISNUMBER($AF62),$AF62,AND($AD62=0,$AE62=0,$AF62=0),1)","v":0},{"$f":"IF(ISNUMBER(MATCH(AX$11,$AG62:$AJ62,0)),1,0)*IF(ISNUMBER($AF62),(1-$AF62),1) + IF(ISNUMBER(MATCH(AX$11,$AK62:$AP62,0)),-1,0)*_xlfn.IFS(ISNUMBER($AD62),$AD62,ISNUMBER($AE62),$AE62,ISNUMBER($AF62),$AF62,AND($AD62=0,$AE62=0,$AF62=0),1)","v":0},{"$f":"IF(ISNUMBER(MATCH(AY$11,$AG62:$AJ62,0)),1,0)*IF(ISNUMBER($AF62),(1-$AF62),1) + IF(ISNUMBER(MATCH(AY$11,$AK62:$AP62,0)),-1,0)*_xlfn.IFS(ISNUMBER($AD62),$AD62,ISNUMBER($AE62),$AE62,ISNUMBER($AF62),$AF62,AND($AD62=0,$AE62=0,$AF62=0),1)","v":0},{"$f":"IF(ISNUMBER(MATCH(AZ$11,$AG62:$AJ62,0)),1,0)*IF(ISNUMBER($AF62),(1-$AF62),1) + IF(ISNUMBER(MATCH(AZ$11,$AK62:$AP62,0)),-1,0)*_xlfn.IFS(ISNUMBER($AD62),$AD62,ISNUMBER($AE62),$AE62,ISNUMBER($AF62),$AF62,AND($AD62=0,$AE62=0,$AF62=0),1)","v":0},{"$f":"IF(ISNUMBER(MATCH(BA$11,$AG62:$AJ62,0)),1,0)*IF(ISNUMBER($AF62),(1-$AF62),1) + IF(ISNUMBER(MATCH(BA$11,$AK62:$AP62,0)),-1,0)*_xlfn.IFS(ISNUMBER($AD62),$AD62,ISNUMBER($AE62),$AE62,ISNUMBER($AF62),$AF62,AND($AD62=0,$AE62=0,$AF62=0),1)","v":0},{"$f":"IF(ISNUMBER(MATCH(BB$11,$AG62:$AJ62,0)),1,0)*IF(ISNUMBER($AF62),(1-$AF62),1) + IF(ISNUMBER(MATCH(BB$11,$AK62:$AP62,0)),-1,0)*_xlfn.IFS(ISNUMBER($AD62),$AD62,ISNUMBER($AE62),$AE62,ISNUMBER($AF62),$AF62,AND($AD62=0,$AE62=0,$AF62=0),1)","v":0},{"$f":"IF(ISNUMBER(MATCH(BC$11,$AG62:$AJ62,0)),1,0)*IF(ISNUMBER($AF62),(1-$AF62),1) + IF(ISNUMBER(MATCH(BC$11,$AK62:$AP62,0)),-1,0)*_xlfn.IFS(ISNUMBER($AD62),$AD62,ISNUMBER($AE62),$AE62,ISNUMBER($AF62),$AF62,AND($AD62=0,$AE62=0,$AF62=0),1)","v":0},{"$f":"IF(ISNUMBER(MATCH(BD$11,$AG62:$AJ62,0)),1,0)*IF(ISNUMBER($AF62),(1-$AF62),1) + IF(ISNUMBER(MATCH(BD$11,$AK62:$AP62,0)),-1,0)*_xlfn.IFS(ISNUMBER($AD62),$AD62,ISNUMBER($AE62),$AE62,ISNUMBER($AF62),$AF62,AND($AD62=0,$AE62=0,$AF62=0),1)","v":0},{"$f":"IF(ISNUMBER(MATCH(BE$11,$AG62:$AJ62,0)),1,0)*IF(ISNUMBER($AF62),(1-$AF62),1) + IF(ISNUMBER(MATCH(BE$11,$AK62:$AP62,0)),-1,0)*_xlfn.IFS(ISNUMBER($AD62),$AD62,ISNUMBER($AE62),$AE62,ISNUMBER($AF62),$AF62,AND($AD62=0,$AE62=0,$AF62=0),1)","v":0},{"$f":"IF(ISNUMBER(MATCH(BF$11,$AG62:$AJ62,0)),1,0)*IF(ISNUMBER($AF62),(1-$AF62),1) + IF(ISNUMBER(MATCH(BF$11,$AK62:$AP62,0)),-1,0)*_xlfn.IFS(ISNUMBER($AD62),$AD62,ISNUMBER($AE62),$AE62,ISNUMBER($AF62),$AF62,AND($AD62=0,$AE62=0,$AF62=0),1)","v":0},{"$f":"IF(ISNUMBER(MATCH(BG$11,$AG62:$AJ62,0)),1,0)*IF(ISNUMBER($AF62),(1-$AF62),1) + IF(ISNUMBER(MATCH(BG$11,$AK62:$AP62,0)),-1,0)*_xlfn.IFS(ISNUMBER($AD62),$AD62,ISNUMBER($AE62),$AE62,ISNUMBER($AF62),$AF62,AND($AD62=0,$AE62=0,$AF62=0),1)","v":0},{"$f":"IF(ISNUMBER(MATCH(BH$11,$AG62:$AJ62,0)),1,0)*IF(ISNUMBER($AF62),(1-$AF62),1) + IF(ISNUMBER(MATCH(BH$11,$AK62:$AP62,0)),-1,0)*_xlfn.IFS(ISNUMBER($AD62),$AD62,ISNUMBER($AE62),$AE62,ISNUMBER($AF62),$AF62,AND($AD62=0,$AE62=0,$AF62=0),1)","v":0},{"$f":"IF(ISNUMBER(MATCH(BI$11,$AG62:$AJ62,0)),1,0)*IF(ISNUMBER($AF62),(1-$AF62),1) + IF(ISNUMBER(MATCH(BI$11,$AK62:$AP62,0)),-1,0)*_xlfn.IFS(ISNUMBER($AD62),$AD62,ISNUMBER($AE62),$AE62,ISNUMBER($AF62),$AF62,AND($AD62=0,$AE62=0,$AF62=0),1)","v":0},{"$f":"IF(ISNUMBER(MATCH(BJ$11,$AG62:$AJ62,0)),1,0)*IF(ISNUMBER($AF62),(1-$AF62),1) + IF(ISNUMBER(MATCH(BJ$11,$AK62:$AP62,0)),-1,0)*_xlfn.IFS(ISNUMBER($AD62),$AD62,ISNUMBER($AE62),$AE62,ISNUMBER($AF62),$AF62,AND($AD62=0,$AE62=0,$AF62=0),1)","v":0},{"$f":"IF(ISNUMBER(MATCH(BK$11,$AG62:$AJ62,0)),1,0)*IF(ISNUMBER($AF62),(1-$AF62),1) + IF(ISNUMBER(MATCH(BK$11,$AK62:$AP62,0)),-1,0)*_xlfn.IFS(ISNUMBER($AD62),$AD62,ISNUMBER($AE62),$AE62,ISNUMBER($AF62),$AF62,AND($AD62=0,$AE62=0,$AF62=0),1)","v":0},{"$f":"IF(ISNUMBER(MATCH(BL$11,$AG62:$AJ62,0)),1,0)*IF(ISNUMBER($AF62),(1-$AF62),1) + IF(ISNUMBER(MATCH(BL$11,$AK62:$AP62,0)),-1,0)*_xlfn.IFS(ISNUMBER($AD62),$AD62,ISNUMBER($AE62),$AE62,ISNUMBER($AF62),$AF62,AND($AD62=0,$AE62=0,$AF62=0),1)","v":0},{"$f":"IF(ISNUMBER(MATCH(BM$11,$AG62:$AJ62,0)),1,0)*IF(ISNUMBER($AF62),(1-$AF62),1) + IF(ISNUMBER(MATCH(BM$11,$AK62:$AP62,0)),-1,0)*_xlfn.IFS(ISNUMBER($AD62),$AD62,ISNUMBER($AE62),$AE62,ISNUMBER($AF62),$AF62,AND($AD62=0,$AE62=0,$AF62=0),1)","v":0},{"$f":"IF(ISNUMBER(MATCH(BN$11,$AG62:$AJ62,0)),1,0)*IF(ISNUMBER($AF62),(1-$AF62),1) + IF(ISNUMBER(MATCH(BN$11,$AK62:$AP62,0)),-1,0)*_xlfn.IFS(ISNUMBER($AD62),$AD62,ISNUMBER($AE62),$AE62,ISNUMBER($AF62),$AF62,AND($AD62=0,$AE62=0,$AF62=0),1)","v":0},{"$f":"IF(ISNUMBER(MATCH(BO$11,$AG62:$AJ62,0)),1,0)*IF(ISNUMBER($AF62),(1-$AF62),1) + IF(ISNUMBER(MATCH(BO$11,$AK62:$AP62,0)),-1,0)*_xlfn.IFS(ISNUMBER($AD62),$AD62,ISNUMBER($AE62),$AE62,ISNUMBER($AF62),$AF62,AND($AD62=0,$AE62=0,$AF62=0),1)","v":0},{"$f":"IF(ISNUMBER(MATCH(BP$11,$AG62:$AJ62,0)),1,0)*IF(ISNUMBER($AF62),(1-$AF62),1) + IF(ISNUMBER(MATCH(BP$11,$AK62:$AP62,0)),-1,0)*_xlfn.IFS(ISNUMBER($AD62),$AD62,ISNUMBER($AE62),$AE62,ISNUMBER($AF62),$AF62,AND($AD62=0,$AE62=0,$AF62=0),1)","v":0},{"$f":"IF(ISNUMBER(MATCH(BQ$11,$AG62:$AJ62,0)),1,0)*IF(ISNUMBER($AF62),(1-$AF62),1) + IF(ISNUMBER(MATCH(BQ$11,$AK62:$AP62,0)),-1,0)*_xlfn.IFS(ISNUMBER($AD62),$AD62,ISNUMBER($AE62),$AE62,ISNUMBER($AF62),$AF62,AND($AD62=0,$AE62=0,$AF62=0),1)","v":0},{"$f":"IF(ISNUMBER(MATCH(BR$11,$AG62:$AJ62,0)),1,0)*IF(ISNUMBER($AF62),(1-$AF62),1) + IF(ISNUMBER(MATCH(BR$11,$AK62:$AP62,0)),-1,0)*_xlfn.IFS(ISNUMBER($AD62),$AD62,ISNUMBER($AE62),$AE62,ISNUMBER($AF62),$AF62,AND($AD62=0,$AE62=0,$AF62=0),1)","v":0},{"$f":"IF(ISNUMBER(MATCH(BS$11,$AG62:$AJ62,0)),1,0)*IF(ISNUMBER($AF62),(1-$AF62),1) + IF(ISNUMBER(MATCH(BS$11,$AK62:$AP62,0)),-1,0)*_xlfn.IFS(ISNUMBER($AD62),$AD62,ISNUMBER($AE62),$AE62,ISNUMBER($AF62),$AF62,AND($AD62=0,$AE62=0,$AF62=0),1)","v":0},{"$f":"IF(ISNUMBER(MATCH(BT$11,$AG62:$AJ62,0)),1,0)*IF(ISNUMBER($AF62),(1-$AF62),1) + IF(ISNUMBER(MATCH(BT$11,$AK62:$AP62,0)),-1,0)*_xlfn.IFS(ISNUMBER($AD62),$AD62,ISNUMBER($AE62),$AE62,ISNUMBER($AF62),$AF62,AND($AD62=0,$AE62=0,$AF62=0),1)","v":0},{"$f":"IF(ISNUMBER(MATCH(BU$11,$AG62:$AJ62,0)),1,0)*IF(ISNUMBER($AF62),(1-$AF62),1) + IF(ISNUMBER(MATCH(BU$11,$AK62:$AP62,0)),-1,0)*_xlfn.IFS(ISNUMBER($AD62),$AD62,ISNUMBER($AE62),$AE62,ISNUMBER($AF62),$AF62,AND($AD62=0,$AE62=0,$AF62=0),1)","v":0},{"$f":"IF(ISNUMBER(MATCH(BV$11,$AG62:$AJ62,0)),1,0)*IF(ISNUMBER($AF62),(1-$AF62),1) + IF(ISNUMBER(MATCH(BV$11,$AK62:$AP62,0)),-1,0)*_xlfn.IFS(ISNUMBER($AD62),$AD62,ISNUMBER($AE62),$AE62,ISNUMBER($AF62),$AF62,AND($AD62=0,$AE62=0,$AF62=0),1)","v":0},{"$f":"IF(ISNUMBER(MATCH(BW$11,$AG62:$AJ62,0)),1,0)*IF(ISNUMBER($AF62),(1-$AF62),1) + IF(ISNUMBER(MATCH(BW$11,$AK62:$AP62,0)),-1,0)*_xlfn.IFS(ISNUMBER($AD62),$AD62,ISNUMBER($AE62),$AE62,ISNUMBER($AF62),$AF62,AND($AD62=0,$AE62=0,$AF62=0),1)","v":0},{"$f":"IF(ISNUMBER(MATCH(BX$11,$AG62:$AJ62,0)),1,0)*IF(ISNUMBER($AF62),(1-$AF62),1) + IF(ISNUMBER(MATCH(BX$11,$AK62:$AP62,0)),-1,0)*_xlfn.IFS(ISNUMBER($AD62),$AD62,ISNUMBER($AE62),$AE62,ISNUMBER($AF62),$AF62,AND($AD62=0,$AE62=0,$AF62=0),1)","v":0},{"$f":"IF(ISNUMBER(MATCH(BY$11,$AG62:$AJ62,0)),1,0)*IF(ISNUMBER($AF62),(1-$AF62),1) + IF(ISNUMBER(MATCH(BY$11,$AK62:$AP62,0)),-1,0)*_xlfn.IFS(ISNUMBER($AD62),$AD62,ISNUMBER($AE62),$AE62,ISNUMBER($AF62),$AF62,AND($AD62=0,$AE62=0,$AF62=0),1)","v":0},{"$f":"IF(ISNUMBER(MATCH(BZ$11,$AG62:$AJ62,0)),1,0)*IF(ISNUMBER($AF62),(1-$AF62),1) + IF(ISNUMBER(MATCH(BZ$11,$AK62:$AP62,0)),-1,0)*_xlfn.IFS(ISNUMBER($AD62),$AD62,ISNUMBER($AE62),$AE62,ISNUMBER($AF62),$AF62,AND($AD62=0,$AE62=0,$AF62=0),1)","v":0},{"$f":"IF(ISNUMBER(MATCH(CA$11,$AG62:$AJ62,0)),1,0)*IF(ISNUMBER($AF62),(1-$AF62),1) + IF(ISNUMBER(MATCH(CA$11,$AK62:$AP62,0)),-1,0)*_xlfn.IFS(ISNUMBER($AD62),$AD62,ISNUMBER($AE62),$AE62,ISNUMBER($AF62),$AF62,AND($AD62=0,$AE62=0,$AF62=0),1)","v":0},{"$f":"IF(ISNUMBER(MATCH(CB$11,$AG62:$AJ62,0)),1,0)*IF(ISNUMBER($AF62),(1-$AF62),1) + IF(ISNUMBER(MATCH(CB$11,$AK62:$AP62,0)),-1,0)*_xlfn.IFS(ISNUMBER($AD62),$AD62,ISNUMBER($AE62),$AE62,ISNUMBER($AF62),$AF62,AND($AD62=0,$AE62=0,$AF62=0),1)","v":0},{"$f":"IF(ISNUMBER(MATCH(CC$11,$AG62:$AJ62,0)),1,0)*IF(ISNUMBER($AF62),(1-$AF62),1) + IF(ISNUMBER(MATCH(CC$11,$AK62:$AP62,0)),-1,0)*_xlfn.IFS(ISNUMBER($AD62),$AD62,ISNUMBER($AE62),$AE62,ISNUMBER($AF62),$AF62,AND($AD62=0,$AE62=0,$AF62=0),1)","v":0},{"$f":"IF(ISNUMBER(MATCH(CD$11,$AG62:$AJ62,0)),1,0)*IF(ISNUMBER($AF62),(1-$AF62),1) + IF(ISNUMBER(MATCH(CD$11,$AK62:$AP62,0)),-1,0)*_xlfn.IFS(ISNUMBER($AD62),$AD62,ISNUMBER($AE62),$AE62,ISNUMBER($AF62),$AF62,AND($AD62=0,$AE62=0,$AF62=0),1)","v":0},{"$f":"IF(ISNUMBER(MATCH(CE$11,$AG62:$AJ62,0)),1,0)*IF(ISNUMBER($AF62),(1-$AF62),1) + IF(ISNUMBER(MATCH(CE$11,$AK62:$AP62,0)),-1,0)*_xlfn.IFS(ISNUMBER($AD62),$AD62,ISNUMBER($AE62),$AE62,ISNUMBER($AF62),$AF62,AND($AD62=0,$AE62=0,$AF62=0),1)","v":0},{"$f":"IF(ISNUMBER(MATCH(CF$11,$AG62:$AJ62,0)),1,0)*IF(ISNUMBER($AF62),(1-$AF62),1) + IF(ISNUMBER(MATCH(CF$11,$AK62:$AP62,0)),-1,0)*_xlfn.IFS(ISNUMBER($AD62),$AD62,ISNUMBER($AE62),$AE62,ISNUMBER($AF62),$AF62,AND($AD62=0,$AE62=0,$AF62=0),1)","v":0},{"$f":"IF(ISNUMBER(MATCH(CG$11,$AG62:$AJ62,0)),1,0)*IF(ISNUMBER($AF62),(1-$AF62),1) + IF(ISNUMBER(MATCH(CG$11,$AK62:$AP62,0)),-1,0)*_xlfn.IFS(ISNUMBER($AD62),$AD62,ISNUMBER($AE62),$AE62,ISNUMBER($AF62),$AF62,AND($AD62=0,$AE62=0,$AF62=0),1)","v":0},{"$f":"IF(ISNUMBER(MATCH(CH$11,$AG62:$AJ62,0)),1,0)*IF(ISNUMBER($AF62),(1-$AF62),1) + IF(ISNUMBER(MATCH(CH$11,$AK62:$AP62,0)),-1,0)*_xlfn.IFS(ISNUMBER($AD62),$AD62,ISNUMBER($AE62),$AE62,ISNUMBER($AF62),$AF62,AND($AD62=0,$AE62=0,$AF62=0),1)","v":0},{"$f":"IF(ISNUMBER(MATCH(CI$11,$AG62:$AJ62,0)),1,0)*IF(ISNUMBER($AF62),(1-$AF62),1) + IF(ISNUMBER(MATCH(CI$11,$AK62:$AP62,0)),-1,0)*_xlfn.IFS(ISNUMBER($AD62),$AD62,ISNUMBER($AE62),$AE62,ISNUMBER($AF62),$AF62,AND($AD62=0,$AE62=0,$AF62=0),1)","v":0},{"$f":"IF(ISNUMBER(MATCH(CJ$11,$AG62:$AJ62,0)),1,0)*IF(ISNUMBER($AF62),(1-$AF62),1) + IF(ISNUMBER(MATCH(CJ$11,$AK62:$AP62,0)),-1,0)*_xlfn.IFS(ISNUMBER($AD62),$AD62,ISNUMBER($AE62),$AE62,ISNUMBER($AF62),$AF62,AND($AD62=0,$AE62=0,$AF62=0),1)","v":0},{"$f":"IF(ISNUMBER(MATCH(CK$11,$AG62:$AJ62,0)),1,0)*IF(ISNUMBER($AF62),(1-$AF62),1) + IF(ISNUMBER(MATCH(CK$11,$AK62:$AP62,0)),-1,0)*_xlfn.IFS(ISNUMBER($AD62),$AD62,ISNUMBER($AE62),$AE62,ISNUMBER($AF62),$AF62,AND($AD62=0,$AE62=0,$AF62=0),1)","v":0},{"$f":"IF(ISNUMBER(MATCH(CL$11,$AG62:$AJ62,0)),1,0)*IF(ISNUMBER($AF62),(1-$AF62),1) + IF(ISNUMBER(MATCH(CL$11,$AK62:$AP62,0)),-1,0)*_xlfn.IFS(ISNUMBER($AD62),$AD62,ISNUMBER($AE62),$AE62,ISNUMBER($AF62),$AF62,AND($AD62=0,$AE62=0,$AF62=0),1)","v":0},{"$f":"IF(ISNUMBER(MATCH(CM$11,$AG62:$AJ62,0)),1,0)*IF(ISNUMBER($AF62),(1-$AF62),1) + IF(ISNUMBER(MATCH(CM$11,$AK62:$AP62,0)),-1,0)*_xlfn.IFS(ISNUMBER($AD62),$AD62,ISNUMBER($AE62),$AE62,ISNUMBER($AF62),$AF62,AND($AD62=0,$AE62=0,$AF62=0),1)","v":0},{"$f":"IF(ISNUMBER(MATCH(CN$11,$AG62:$AJ62,0)),1,0)*IF(ISNUMBER($AF62),(1-$AF62),1) + IF(ISNUMBER(MATCH(CN$11,$AK62:$AP62,0)),-1,0)*_xlfn.IFS(ISNUMBER($AD62),$AD62,ISNUMBER($AE62),$AE62,ISNUMBER($AF62),$AF62,AND($AD62=0,$AE62=0,$AF62=0),1)","v":0},{"$f":"IF(ISNUMBER(MATCH(CO$11,$AG62:$AJ62,0)),1,0)*IF(ISNUMBER($AF62),(1-$AF62),1) + IF(ISNUMBER(MATCH(CO$11,$AK62:$AP62,0)),-1,0)*_xlfn.IFS(ISNUMBER($AD62),$AD62,ISNUMBER($AE62),$AE62,ISNUMBER($AF62),$AF62,AND($AD62=0,$AE62=0,$AF62=0),1)","v":0},{"$f":"IF(ISNUMBER(MATCH(CP$11,$AG62:$AJ62,0)),1,0)*IF(ISNUMBER($AF62),(1-$AF62),1) + IF(ISNUMBER(MATCH(CP$11,$AK62:$AP62,0)),-1,0)*_xlfn.IFS(ISNUMBER($AD62),$AD62,ISNUMBER($AE62),$AE62,ISNUMBER($AF62),$AF62,AND($AD62=0,$AE62=0,$AF62=0),1)","v":-500},{"$f":"IF(ISNUMBER(MATCH(CQ$11,$AG62:$AJ62,0)),1,0)*IF(ISNUMBER($AF62),(1-$AF62),1) + IF(ISNUMBER(MATCH(CQ$11,$AK62:$AP62,0)),-1,0)*_xlfn.IFS(ISNUMBER($AD62),$AD62,ISNUMBER($AE62),$AE62,ISNUMBER($AF62),$AF62,AND($AD62=0,$AE62=0,$AF62=0),1)","v":0},{"$f":"IF(ISNUMBER(MATCH(CR$11,$AG62:$AJ62,0)),1,0)*IF(ISNUMBER($AF62),(1-$AF62),1) + IF(ISNUMBER(MATCH(CR$11,$AK62:$AP62,0)),-1,0)*_xlfn.IFS(ISNUMBER($AD62),$AD62,ISNUMBER($AE62),$AE62,ISNUMBER($AF62),$AF62,AND($AD62=0,$AE62=0,$AF62=0),1)","v":0},{"$f":"IF(ISNUMBER(MATCH(CS$11,$AG62:$AJ62,0)),1,0)*IF(ISNUMBER($AF62),(1-$AF62),1) + IF(ISNUMBER(MATCH(CS$11,$AK62:$AP62,0)),-1,0)*_xlfn.IFS(ISNUMBER($AD62),$AD62,ISNUMBER($AE62),$AE62,ISNUMBER($AF62),$AF62,AND($AD62=0,$AE62=0,$AF62=0),1)","v":1},{"$f":"IF(ISNUMBER(MATCH(CT$11,$AG62:$AJ62,0)),1,0)*IF(ISNUMBER($AF62),(1-$AF62),1) + IF(ISNUMBER(MATCH(CT$11,$AK62:$AP62,0)),-1,0)*_xlfn.IFS(ISNUMBER($AD62),$AD62,ISNUMBER($AE62),$AE62,ISNUMBER($AF62),$AF62,AND($AD62=0,$AE62=0,$AF62=0),1)","v":0},{"$f":"IF(ISNUMBER(MATCH(CU$11,$AG62:$AJ62,0)),1,0)*IF(ISNUMBER($AF62),(1-$AF62),1) + IF(ISNUMBER(MATCH(CU$11,$AK62:$AP62,0)),-1,0)*_xlfn.IFS(ISNUMBER($AD62),$AD62,ISNUMBER($AE62),$AE62,ISNUMBER($AF62),$AF62,AND($AD62=0,$AE62=0,$AF62=0),1)","v":0},{"$f":"IF(ISNUMBER(MATCH(CV$11,$AG62:$AJ62,0)),1,0)*IF(ISNUMBER($AF62),(1-$AF62),1) + IF(ISNUMBER(MATCH(CV$11,$AK62:$AP62,0)),-1,0)*_xlfn.IFS(ISNUMBER($AD62),$AD62,ISNUMBER($AE62),$AE62,ISNUMBER($AF62),$AF62,AND($AD62=0,$AE62=0,$AF62=0),1)","v":0},{"$f":"IF(ISNUMBER(MATCH(CW$11,$AG62:$AJ62,0)),1,0)*IF(ISNUMBER($AF62),(1-$AF62),1) + IF(ISNUMBER(MATCH(CW$11,$AK62:$AP62,0)),-1,0)*_xlfn.IFS(ISNUMBER($AD62),$AD62,ISNUMBER($AE62),$AE62,ISNUMBER($AF62),$AF62,AND($AD62=0,$AE62=0,$AF62=0),1)","v":0},{"$f":"IF(ISNUMBER(MATCH(CX$11,$AG62:$AJ62,0)),1,0)*IF(ISNUMBER($AF62),(1-$AF62),1) + IF(ISNUMBER(MATCH(CX$11,$AK62:$AP62,0)),-1,0)*_xlfn.IFS(ISNUMBER($AD62),$AD62,ISNUMBER($AE62),$AE62,ISNUMBER($AF62),$AF62,AND($AD62=0,$AE62=0,$AF62=0),1)","v":0},{"$f":"IF(ISNUMBER(MATCH(CY$11,$AG62:$AJ62,0)),1,0)*IF(ISNUMBER($AF62),(1-$AF62),1) + IF(ISNUMBER(MATCH(CY$11,$AK62:$AP62,0)),-1,0)*_xlfn.IFS(ISNUMBER($AD62),$AD62,ISNUMBER($AE62),$AE62,ISNUMBER($AF62),$AF62,AND($AD62=0,$AE62=0,$AF62=0),1)","v":0},{"$f":"IF(ISNUMBER(MATCH(CZ$11,$AG62:$AJ62,0)),1,0)*IF(ISNUMBER($AF62),(1-$AF62),1) + IF(ISNUMBER(MATCH(CZ$11,$AK62:$AP62,0)),-1,0)*_xlfn.IFS(ISNUMBER($AD62),$AD62,ISNUMBER($AE62),$AE62,ISNUMBER($AF62),$AF62,AND($AD62=0,$AE62=0,$AF62=0),1)","v":0},{"$f":"IF(ISNUMBER(MATCH(DA$11,$AG62:$AJ62,0)),1,0)*IF(ISNUMBER($AF62),(1-$AF62),1) + IF(ISNUMBER(MATCH(DA$11,$AK62:$AP62,0)),-1,0)*_xlfn.IFS(ISNUMBER($AD62),$AD62,ISNUMBER($AE62),$AE62,ISNUMBER($AF62),$AF62,AND($AD62=0,$AE62=0,$AF62=0),1)","v":0},{"$f":"IF(ISNUMBER(MATCH(DB$11,$AG62:$AJ62,0)),1,0)*IF(ISNUMBER($AF62),(1-$AF62),1) + IF(ISNUMBER(MATCH(DB$11,$AK62:$AP62,0)),-1,0)*_xlfn.IFS(ISNUMBER($AD62),$AD62,ISNUMBER($AE62),$AE62,ISNUMBER($AF62),$AF62,AND($AD62=0,$AE62=0,$AF62=0),1)","v":0},{"$f":"IF(ISNUMBER(MATCH(DC$11,$AG62:$AJ62,0)),1,0)*IF(ISNUMBER($AF62),(1-$AF62),1) + IF(ISNUMBER(MATCH(DC$11,$AK62:$AP62,0)),-1,0)*_xlfn.IFS(ISNUMBER($AD62),$AD62,ISNUMBER($AE62),$AE62,ISNUMBER($AF62),$AF62,AND($AD62=0,$AE62=0,$AF62=0),1)","v":0},{"$f":"IF(ISNUMBER(MATCH(DD$11,$AG62:$AJ62,0)),1,0)*IF(ISNUMBER($AF62),(1-$AF62),1) + IF(ISNUMBER(MATCH(DD$11,$AK62:$AP62,0)),-1,0)*_xlfn.IFS(ISNUMBER($AD62),$AD62,ISNUMBER($AE62),$AE62,ISNUMBER($AF62),$AF62,AND($AD62=0,$AE62=0,$AF62=0),1)","v":0},{"$f":"IF(ISNUMBER(MATCH(DE$11,$AG62:$AJ62,0)),1,0)*IF(ISNUMBER($AF62),(1-$AF62),1) + IF(ISNUMBER(MATCH(DE$11,$AK62:$AP62,0)),-1,0)*_xlfn.IFS(ISNUMBER($AD62),$AD62,ISNUMBER($AE62),$AE62,ISNUMBER($AF62),$AF62,AND($AD62=0,$AE62=0,$AF62=0),1)","v":0},null,0,"HRU,LT","FC","COP",null,null,null,null,null,null,null,null,null,"e_crit_ups-hru,lt",1,-1.0266130853743962E-13,0,0,0,0,0,0,0,0,0,0,0,0,0,0,0,0,0,0,0,-5.5511151231257827E-17,0,0,0,0,0,0,0,0,0,0,0,0,0,0,0,0,0,0,0,0,0,0,1,0,0,0,0,0,0,0,0,0,0,0,0,0,0,4.3368086899420177E-19,0,0,0,0,0,0,0,0,null,null,null,null,null,null,null,null,null,null,null,"e_crit_ups-hru,lt",null,-1.0266130853743962E-13,0,0,0,0,0,0,0,0,0,0,0,0,0,0,0,0,0,0,0,-5.5511151231257827E-17,0,0,0,0,0,0,0,0,0,0,0,0,0,0,0,0,0,0,0,0,0,0,1,0,0,0,0,0,0,0,0,0,0,0,0,0,0,4.3368086899420177E-19,0,0,0,0,0,0,0,0,null,null,"e_crit_ups-hru,lt",-1.0266130853743962E-13,0,0,0,0,0,0,0,0,0,0,0,0,0,0,0,0,0,0,0,-5.5511151231257827E-17,0,0,0,0,0,0,0,0,0,0,0,0,0,0,0,0,0,0,0,0,0,0,1,0,0,0,0,0,0,0,0,0,0,0,0,0,0,0,0,0,0,0,0,0,0,0]
[null,null,null,null,null,null,null,null,null,null,null,null,null,null,null,null,null,null,"q_hru_pump-eco,lt",3367.5704338965656,3367.5704338965656,3367.5704338965656,3367.5704338965652,3367.5704338965652,3367.5704338965656,null,"Fans","Conservation",null,null,null,null,"e_hru_fs,lt","q_hru_comp-fs,lt","q_hru_fc-fs,lt",null,"q_hru_fs-amb,lt",null,null,null,null,null,null,{"$f":"IF(ISNUMBER(MATCH(AR$11,$AG63:$AJ63,0)),1,0)*IF(ISNUMBER($AF63),(1-$AF63),1) + IF(ISNUMBER(MATCH(AR$11,$AK63:$AP63,0)),-1,0)*_xlfn.IFS(ISNUMBER($AD63),$AD63,ISNUMBER($AE63),$AE63,ISNUMBER($AF63),$AF63,AND($AD63=0,$AE63=0,$AF63=0),1)","v":0},{"$f":"IF(ISNUMBER(MATCH(AS$11,$AG63:$AJ63,0)),1,0)*IF(ISNUMBER($AF63),(1-$AF63),1) + IF(ISNUMBER(MATCH(AS$11,$AK63:$AP63,0)),-1,0)*_xlfn.IFS(ISNUMBER($AD63),$AD63,ISNUMBER($AE63),$AE63,ISNUMBER($AF63),$AF63,AND($AD63=0,$AE63=0,$AF63=0),1)","v":0},{"$f":"IF(ISNUMBER(MATCH(AT$11,$AG63:$AJ63,0)),1,0)*IF(ISNUMBER($AF63),(1-$AF63),1) + IF(ISNUMBER(MATCH(AT$11,$AK63:$AP63,0)),-1,0)*_xlfn.IFS(ISNUMBER($AD63),$AD63,ISNUMBER($AE63),$AE63,ISNUMBER($AF63),$AF63,AND($AD63=0,$AE63=0,$AF63=0),1)","v":0},{"$f":"IF(ISNUMBER(MATCH(AU$11,$AG63:$AJ63,0)),1,0)*IF(ISNUMBER($AF63),(1-$AF63),1) + IF(ISNUMBER(MATCH(AU$11,$AK63:$AP63,0)),-1,0)*_xlfn.IFS(ISNUMBER($AD63),$AD63,ISNUMBER($AE63),$AE63,ISNUMBER($AF63),$AF63,AND($AD63=0,$AE63=0,$AF63=0),1)","v":0},{"$f":"IF(ISNUMBER(MATCH(AV$11,$AG63:$AJ63,0)),1,0)*IF(ISNUMBER($AF63),(1-$AF63),1) + IF(ISNUMBER(MATCH(AV$11,$AK63:$AP63,0)),-1,0)*_xlfn.IFS(ISNUMBER($AD63),$AD63,ISNUMBER($AE63),$AE63,ISNUMBER($AF63),$AF63,AND($AD63=0,$AE63=0,$AF63=0),1)","v":0},{"$f":"IF(ISNUMBER(MATCH(AW$11,$AG63:$AJ63,0)),1,0)*IF(ISNUMBER($AF63),(1-$AF63),1) + IF(ISNUMBER(MATCH(AW$11,$AK63:$AP63,0)),-1,0)*_xlfn.IFS(ISNUMBER($AD63),$AD63,ISNUMBER($AE63),$AE63,ISNUMBER($AF63),$AF63,AND($AD63=0,$AE63=0,$AF63=0),1)","v":0},{"$f":"IF(ISNUMBER(MATCH(AX$11,$AG63:$AJ63,0)),1,0)*IF(ISNUMBER($AF63),(1-$AF63),1) + IF(ISNUMBER(MATCH(AX$11,$AK63:$AP63,0)),-1,0)*_xlfn.IFS(ISNUMBER($AD63),$AD63,ISNUMBER($AE63),$AE63,ISNUMBER($AF63),$AF63,AND($AD63=0,$AE63=0,$AF63=0),1)","v":0},{"$f":"IF(ISNUMBER(MATCH(AY$11,$AG63:$AJ63,0)),1,0)*IF(ISNUMBER($AF63),(1-$AF63),1) + IF(ISNUMBER(MATCH(AY$11,$AK63:$AP63,0)),-1,0)*_xlfn.IFS(ISNUMBER($AD63),$AD63,ISNUMBER($AE63),$AE63,ISNUMBER($AF63),$AF63,AND($AD63=0,$AE63=0,$AF63=0),1)","v":0},{"$f":"IF(ISNUMBER(MATCH(AZ$11,$AG63:$AJ63,0)),1,0)*IF(ISNUMBER($AF63),(1-$AF63),1) + IF(ISNUMBER(MATCH(AZ$11,$AK63:$AP63,0)),-1,0)*_xlfn.IFS(ISNUMBER($AD63),$AD63,ISNUMBER($AE63),$AE63,ISNUMBER($AF63),$AF63,AND($AD63=0,$AE63=0,$AF63=0),1)","v":0},{"$f":"IF(ISNUMBER(MATCH(BA$11,$AG63:$AJ63,0)),1,0)*IF(ISNUMBER($AF63),(1-$AF63),1) + IF(ISNUMBER(MATCH(BA$11,$AK63:$AP63,0)),-1,0)*_xlfn.IFS(ISNUMBER($AD63),$AD63,ISNUMBER($AE63),$AE63,ISNUMBER($AF63),$AF63,AND($AD63=0,$AE63=0,$AF63=0),1)","v":0},{"$f":"IF(ISNUMBER(MATCH(BB$11,$AG63:$AJ63,0)),1,0)*IF(ISNUMBER($AF63),(1-$AF63),1) + IF(ISNUMBER(MATCH(BB$11,$AK63:$AP63,0)),-1,0)*_xlfn.IFS(ISNUMBER($AD63),$AD63,ISNUMBER($AE63),$AE63,ISNUMBER($AF63),$AF63,AND($AD63=0,$AE63=0,$AF63=0),1)","v":0},{"$f":"IF(ISNUMBER(MATCH(BC$11,$AG63:$AJ63,0)),1,0)*IF(ISNUMBER($AF63),(1-$AF63),1) + IF(ISNUMBER(MATCH(BC$11,$AK63:$AP63,0)),-1,0)*_xlfn.IFS(ISNUMBER($AD63),$AD63,ISNUMBER($AE63),$AE63,ISNUMBER($AF63),$AF63,AND($AD63=0,$AE63=0,$AF63=0),1)","v":0},{"$f":"IF(ISNUMBER(MATCH(BD$11,$AG63:$AJ63,0)),1,0)*IF(ISNUMBER($AF63),(1-$AF63),1) + IF(ISNUMBER(MATCH(BD$11,$AK63:$AP63,0)),-1,0)*_xlfn.IFS(ISNUMBER($AD63),$AD63,ISNUMBER($AE63),$AE63,ISNUMBER($AF63),$AF63,AND($AD63=0,$AE63=0,$AF63=0),1)","v":0},{"$f":"IF(ISNUMBER(MATCH(BE$11,$AG63:$AJ63,0)),1,0)*IF(ISNUMBER($AF63),(1-$AF63),1) + IF(ISNUMBER(MATCH(BE$11,$AK63:$AP63,0)),-1,0)*_xlfn.IFS(ISNUMBER($AD63),$AD63,ISNUMBER($AE63),$AE63,ISNUMBER($AF63),$AF63,AND($AD63=0,$AE63=0,$AF63=0),1)","v":0},{"$f":"IF(ISNUMBER(MATCH(BF$11,$AG63:$AJ63,0)),1,0)*IF(ISNUMBER($AF63),(1-$AF63),1) + IF(ISNUMBER(MATCH(BF$11,$AK63:$AP63,0)),-1,0)*_xlfn.IFS(ISNUMBER($AD63),$AD63,ISNUMBER($AE63),$AE63,ISNUMBER($AF63),$AF63,AND($AD63=0,$AE63=0,$AF63=0),1)","v":0},{"$f":"IF(ISNUMBER(MATCH(BG$11,$AG63:$AJ63,0)),1,0)*IF(ISNUMBER($AF63),(1-$AF63),1) + IF(ISNUMBER(MATCH(BG$11,$AK63:$AP63,0)),-1,0)*_xlfn.IFS(ISNUMBER($AD63),$AD63,ISNUMBER($AE63),$AE63,ISNUMBER($AF63),$AF63,AND($AD63=0,$AE63=0,$AF63=0),1)","v":0},{"$f":"IF(ISNUMBER(MATCH(BH$11,$AG63:$AJ63,0)),1,0)*IF(ISNUMBER($AF63),(1-$AF63),1) + IF(ISNUMBER(MATCH(BH$11,$AK63:$AP63,0)),-1,0)*_xlfn.IFS(ISNUMBER($AD63),$AD63,ISNUMBER($AE63),$AE63,ISNUMBER($AF63),$AF63,AND($AD63=0,$AE63=0,$AF63=0),1)","v":0},{"$f":"IF(ISNUMBER(MATCH(BI$11,$AG63:$AJ63,0)),1,0)*IF(ISNUMBER($AF63),(1-$AF63),1) + IF(ISNUMBER(MATCH(BI$11,$AK63:$AP63,0)),-1,0)*_xlfn.IFS(ISNUMBER($AD63),$AD63,ISNUMBER($AE63),$AE63,ISNUMBER($AF63),$AF63,AND($AD63=0,$AE63=0,$AF63=0),1)","v":0},{"$f":"IF(ISNUMBER(MATCH(BJ$11,$AG63:$AJ63,0)),1,0)*IF(ISNUMBER($AF63),(1-$AF63),1) + IF(ISNUMBER(MATCH(BJ$11,$AK63:$AP63,0)),-1,0)*_xlfn.IFS(ISNUMBER($AD63),$AD63,ISNUMBER($AE63),$AE63,ISNUMBER($AF63),$AF63,AND($AD63=0,$AE63=0,$AF63=0),1)","v":0},{"$f":"IF(ISNUMBER(MATCH(BK$11,$AG63:$AJ63,0)),1,0)*IF(ISNUMBER($AF63),(1-$AF63),1) + IF(ISNUMBER(MATCH(BK$11,$AK63:$AP63,0)),-1,0)*_xlfn.IFS(ISNUMBER($AD63),$AD63,ISNUMBER($AE63),$AE63,ISNUMBER($AF63),$AF63,AND($AD63=0,$AE63=0,$AF63=0),1)","v":0},{"$f":"IF(ISNUMBER(MATCH(BL$11,$AG63:$AJ63,0)),1,0)*IF(ISNUMBER($AF63),(1-$AF63),1) + IF(ISNUMBER(MATCH(BL$11,$AK63:$AP63,0)),-1,0)*_xlfn.IFS(ISNUMBER($AD63),$AD63,ISNUMBER($AE63),$AE63,ISNUMBER($AF63),$AF63,AND($AD63=0,$AE63=0,$AF63=0),1)","v":0},{"$f":"IF(ISNUMBER(MATCH(BM$11,$AG63:$AJ63,0)),1,0)*IF(ISNUMBER($AF63),(1-$AF63),1) + IF(ISNUMBER(MATCH(BM$11,$AK63:$AP63,0)),-1,0)*_xlfn.IFS(ISNUMBER($AD63),$AD63,ISNUMBER($AE63),$AE63,ISNUMBER($AF63),$AF63,AND($AD63=0,$AE63=0,$AF63=0),1)","v":0},{"$f":"IF(ISNUMBER(MATCH(BN$11,$AG63:$AJ63,0)),1,0)*IF(ISNUMBER($AF63),(1-$AF63),1) + IF(ISNUMBER(MATCH(BN$11,$AK63:$AP63,0)),-1,0)*_xlfn.IFS(ISNUMBER($AD63),$AD63,ISNUMBER($AE63),$AE63,ISNUMBER($AF63),$AF63,AND($AD63=0,$AE63=0,$AF63=0),1)","v":0},{"$f":"IF(ISNUMBER(MATCH(BO$11,$AG63:$AJ63,0)),1,0)*IF(ISNUMBER($AF63),(1-$AF63),1) + IF(ISNUMBER(MATCH(BO$11,$AK63:$AP63,0)),-1,0)*_xlfn.IFS(ISNUMBER($AD63),$AD63,ISNUMBER($AE63),$AE63,ISNUMBER($AF63),$AF63,AND($AD63=0,$AE63=0,$AF63=0),1)","v":0},{"$f":"IF(ISNUMBER(MATCH(BP$11,$AG63:$AJ63,0)),1,0)*IF(ISNUMBER($AF63),(1-$AF63),1) + IF(ISNUMBER(MATCH(BP$11,$AK63:$AP63,0)),-1,0)*_xlfn.IFS(ISNUMBER($AD63),$AD63,ISNUMBER($AE63),$AE63,ISNUMBER($AF63),$AF63,AND($AD63=0,$AE63=0,$AF63=0),1)","v":0},{"$f":"IF(ISNUMBER(MATCH(BQ$11,$AG63:$AJ63,0)),1,0)*IF(ISNUMBER($AF63),(1-$AF63),1) + IF(ISNUMBER(MATCH(BQ$11,$AK63:$AP63,0)),-1,0)*_xlfn.IFS(ISNUMBER($AD63),$AD63,ISNUMBER($AE63),$AE63,ISNUMBER($AF63),$AF63,AND($AD63=0,$AE63=0,$AF63=0),1)","v":0},{"$f":"IF(ISNUMBER(MATCH(BR$11,$AG63:$AJ63,0)),1,0)*IF(ISNUMBER($AF63),(1-$AF63),1) + IF(ISNUMBER(MATCH(BR$11,$AK63:$AP63,0)),-1,0)*_xlfn.IFS(ISNUMBER($AD63),$AD63,ISNUMBER($AE63),$AE63,ISNUMBER($AF63),$AF63,AND($AD63=0,$AE63=0,$AF63=0),1)","v":0},{"$f":"IF(ISNUMBER(MATCH(BS$11,$AG63:$AJ63,0)),1,0)*IF(ISNUMBER($AF63),(1-$AF63),1) + IF(ISNUMBER(MATCH(BS$11,$AK63:$AP63,0)),-1,0)*_xlfn.IFS(ISNUMBER($AD63),$AD63,ISNUMBER($AE63),$AE63,ISNUMBER($AF63),$AF63,AND($AD63=0,$AE63=0,$AF63=0),1)","v":0},{"$f":"IF(ISNUMBER(MATCH(BT$11,$AG63:$AJ63,0)),1,0)*IF(ISNUMBER($AF63),(1-$AF63),1) + IF(ISNUMBER(MATCH(BT$11,$AK63:$AP63,0)),-1,0)*_xlfn.IFS(ISNUMBER($AD63),$AD63,ISNUMBER($AE63),$AE63,ISNUMBER($AF63),$AF63,AND($AD63=0,$AE63=0,$AF63=0),1)","v":0},{"$f":"IF(ISNUMBER(MATCH(BU$11,$AG63:$AJ63,0)),1,0)*IF(ISNUMBER($AF63),(1-$AF63),1) + IF(ISNUMBER(MATCH(BU$11,$AK63:$AP63,0)),-1,0)*_xlfn.IFS(ISNUMBER($AD63),$AD63,ISNUMBER($AE63),$AE63,ISNUMBER($AF63),$AF63,AND($AD63=0,$AE63=0,$AF63=0),1)","v":0},{"$f":"IF(ISNUMBER(MATCH(BV$11,$AG63:$AJ63,0)),1,0)*IF(ISNUMBER($AF63),(1-$AF63),1) + IF(ISNUMBER(MATCH(BV$11,$AK63:$AP63,0)),-1,0)*_xlfn.IFS(ISNUMBER($AD63),$AD63,ISNUMBER($AE63),$AE63,ISNUMBER($AF63),$AF63,AND($AD63=0,$AE63=0,$AF63=0),1)","v":0},{"$f":"IF(ISNUMBER(MATCH(BW$11,$AG63:$AJ63,0)),1,0)*IF(ISNUMBER($AF63),(1-$AF63),1) + IF(ISNUMBER(MATCH(BW$11,$AK63:$AP63,0)),-1,0)*_xlfn.IFS(ISNUMBER($AD63),$AD63,ISNUMBER($AE63),$AE63,ISNUMBER($AF63),$AF63,AND($AD63=0,$AE63=0,$AF63=0),1)","v":0},{"$f":"IF(ISNUMBER(MATCH(BX$11,$AG63:$AJ63,0)),1,0)*IF(ISNUMBER($AF63),(1-$AF63),1) + IF(ISNUMBER(MATCH(BX$11,$AK63:$AP63,0)),-1,0)*_xlfn.IFS(ISNUMBER($AD63),$AD63,ISNUMBER($AE63),$AE63,ISNUMBER($AF63),$AF63,AND($AD63=0,$AE63=0,$AF63=0),1)","v":0},{"$f":"IF(ISNUMBER(MATCH(BY$11,$AG63:$AJ63,0)),1,0)*IF(ISNUMBER($AF63),(1-$AF63),1) + IF(ISNUMBER(MATCH(BY$11,$AK63:$AP63,0)),-1,0)*_xlfn.IFS(ISNUMBER($AD63),$AD63,ISNUMBER($AE63),$AE63,ISNUMBER($AF63),$AF63,AND($AD63=0,$AE63=0,$AF63=0),1)","v":0},{"$f":"IF(ISNUMBER(MATCH(BZ$11,$AG63:$AJ63,0)),1,0)*IF(ISNUMBER($AF63),(1-$AF63),1) + IF(ISNUMBER(MATCH(BZ$11,$AK63:$AP63,0)),-1,0)*_xlfn.IFS(ISNUMBER($AD63),$AD63,ISNUMBER($AE63),$AE63,ISNUMBER($AF63),$AF63,AND($AD63=0,$AE63=0,$AF63=0),1)","v":0},{"$f":"IF(ISNUMBER(MATCH(CA$11,$AG63:$AJ63,0)),1,0)*IF(ISNUMBER($AF63),(1-$AF63),1) + IF(ISNUMBER(MATCH(CA$11,$AK63:$AP63,0)),-1,0)*_xlfn.IFS(ISNUMBER($AD63),$AD63,ISNUMBER($AE63),$AE63,ISNUMBER($AF63),$AF63,AND($AD63=0,$AE63=0,$AF63=0),1)","v":0},{"$f":"IF(ISNUMBER(MATCH(CB$11,$AG63:$AJ63,0)),1,0)*IF(ISNUMBER($AF63),(1-$AF63),1) + IF(ISNUMBER(MATCH(CB$11,$AK63:$AP63,0)),-1,0)*_xlfn.IFS(ISNUMBER($AD63),$AD63,ISNUMBER($AE63),$AE63,ISNUMBER($AF63),$AF63,AND($AD63=0,$AE63=0,$AF63=0),1)","v":0},{"$f":"IF(ISNUMBER(MATCH(CC$11,$AG63:$AJ63,0)),1,0)*IF(ISNUMBER($AF63),(1-$AF63),1) + IF(ISNUMBER(MATCH(CC$11,$AK63:$AP63,0)),-1,0)*_xlfn.IFS(ISNUMBER($AD63),$AD63,ISNUMBER($AE63),$AE63,ISNUMBER($AF63),$AF63,AND($AD63=0,$AE63=0,$AF63=0),1)","v":0},{"$f":"IF(ISNUMBER(MATCH(CD$11,$AG63:$AJ63,0)),1,0)*IF(ISNUMBER($AF63),(1-$AF63),1) + IF(ISNUMBER(MATCH(CD$11,$AK63:$AP63,0)),-1,0)*_xlfn.IFS(ISNUMBER($AD63),$AD63,ISNUMBER($AE63),$AE63,ISNUMBER($AF63),$AF63,AND($AD63=0,$AE63=0,$AF63=0),1)","v":0},{"$f":"IF(ISNUMBER(MATCH(CE$11,$AG63:$AJ63,0)),1,0)*IF(ISNUMBER($AF63),(1-$AF63),1) + IF(ISNUMBER(MATCH(CE$11,$AK63:$AP63,0)),-1,0)*_xlfn.IFS(ISNUMBER($AD63),$AD63,ISNUMBER($AE63),$AE63,ISNUMBER($AF63),$AF63,AND($AD63=0,$AE63=0,$AF63=0),1)","v":0},{"$f":"IF(ISNUMBER(MATCH(CF$11,$AG63:$AJ63,0)),1,0)*IF(ISNUMBER($AF63),(1-$AF63),1) + IF(ISNUMBER(MATCH(CF$11,$AK63:$AP63,0)),-1,0)*_xlfn.IFS(ISNUMBER($AD63),$AD63,ISNUMBER($AE63),$AE63,ISNUMBER($AF63),$AF63,AND($AD63=0,$AE63=0,$AF63=0),1)","v":0},{"$f":"IF(ISNUMBER(MATCH(CG$11,$AG63:$AJ63,0)),1,0)*IF(ISNUMBER($AF63),(1-$AF63),1) + IF(ISNUMBER(MATCH(CG$11,$AK63:$AP63,0)),-1,0)*_xlfn.IFS(ISNUMBER($AD63),$AD63,ISNUMBER($AE63),$AE63,ISNUMBER($AF63),$AF63,AND($AD63=0,$AE63=0,$AF63=0),1)","v":0},{"$f":"IF(ISNUMBER(MATCH(CH$11,$AG63:$AJ63,0)),1,0)*IF(ISNUMBER($AF63),(1-$AF63),1) + IF(ISNUMBER(MATCH(CH$11,$AK63:$AP63,0)),-1,0)*_xlfn.IFS(ISNUMBER($AD63),$AD63,ISNUMBER($AE63),$AE63,ISNUMBER($AF63),$AF63,AND($AD63=0,$AE63=0,$AF63=0),1)","v":0},{"$f":"IF(ISNUMBER(MATCH(CI$11,$AG63:$AJ63,0)),1,0)*IF(ISNUMBER($AF63),(1-$AF63),1) + IF(ISNUMBER(MATCH(CI$11,$AK63:$AP63,0)),-1,0)*_xlfn.IFS(ISNUMBER($AD63),$AD63,ISNUMBER($AE63),$AE63,ISNUMBER($AF63),$AF63,AND($AD63=0,$AE63=0,$AF63=0),1)","v":0},{"$f":"IF(ISNUMBER(MATCH(CJ$11,$AG63:$AJ63,0)),1,0)*IF(ISNUMBER($AF63),(1-$AF63),1) + IF(ISNUMBER(MATCH(CJ$11,$AK63:$AP63,0)),-1,0)*_xlfn.IFS(ISNUMBER($AD63),$AD63,ISNUMBER($AE63),$AE63,ISNUMBER($AF63),$AF63,AND($AD63=0,$AE63=0,$AF63=0),1)","v":0},{"$f":"IF(ISNUMBER(MATCH(CK$11,$AG63:$AJ63,0)),1,0)*IF(ISNUMBER($AF63),(1-$AF63),1) + IF(ISNUMBER(MATCH(CK$11,$AK63:$AP63,0)),-1,0)*_xlfn.IFS(ISNUMBER($AD63),$AD63,ISNUMBER($AE63),$AE63,ISNUMBER($AF63),$AF63,AND($AD63=0,$AE63=0,$AF63=0),1)","v":0},{"$f":"IF(ISNUMBER(MATCH(CL$11,$AG63:$AJ63,0)),1,0)*IF(ISNUMBER($AF63),(1-$AF63),1) + IF(ISNUMBER(MATCH(CL$11,$AK63:$AP63,0)),-1,0)*_xlfn.IFS(ISNUMBER($AD63),$AD63,ISNUMBER($AE63),$AE63,ISNUMBER($AF63),$AF63,AND($AD63=0,$AE63=0,$AF63=0),1)","v":0},{"$f":"IF(ISNUMBER(MATCH(CM$11,$AG63:$AJ63,0)),1,0)*IF(ISNUMBER($AF63),(1-$AF63),1) + IF(ISNUMBER(MATCH(CM$11,$AK63:$AP63,0)),-1,0)*_xlfn.IFS(ISNUMBER($AD63),$AD63,ISNUMBER($AE63),$AE63,ISNUMBER($AF63),$AF63,AND($AD63=0,$AE63=0,$AF63=0),1)","v":0},{"$f":"IF(ISNUMBER(MATCH(CN$11,$AG63:$AJ63,0)),1,0)*IF(ISNUMBER($AF63),(1-$AF63),1) + IF(ISNUMBER(MATCH(CN$11,$AK63:$AP63,0)),-1,0)*_xlfn.IFS(ISNUMBER($AD63),$AD63,ISNUMBER($AE63),$AE63,ISNUMBER($AF63),$AF63,AND($AD63=0,$AE63=0,$AF63=0),1)","v":0},{"$f":"IF(ISNUMBER(MATCH(CO$11,$AG63:$AJ63,0)),1,0)*IF(ISNUMBER($AF63),(1-$AF63),1) + IF(ISNUMBER(MATCH(CO$11,$AK63:$AP63,0)),-1,0)*_xlfn.IFS(ISNUMBER($AD63),$AD63,ISNUMBER($AE63),$AE63,ISNUMBER($AF63),$AF63,AND($AD63=0,$AE63=0,$AF63=0),1)","v":1},{"$f":"IF(ISNUMBER(MATCH(CP$11,$AG63:$AJ63,0)),1,0)*IF(ISNUMBER($AF63),(1-$AF63),1) + IF(ISNUMBER(MATCH(CP$11,$AK63:$AP63,0)),-1,0)*_xlfn.IFS(ISNUMBER($AD63),$AD63,ISNUMBER($AE63),$AE63,ISNUMBER($AF63),$AF63,AND($AD63=0,$AE63=0,$AF63=0),1)","v":0},{"$f":"IF(ISNUMBER(MATCH(CQ$11,$AG63:$AJ63,0)),1,0)*IF(ISNUMBER($AF63),(1-$AF63),1) + IF(ISNUMBER(MATCH(CQ$11,$AK63:$AP63,0)),-1,0)*_xlfn.IFS(ISNUMBER($AD63),$AD63,ISNUMBER($AE63),$AE63,ISNUMBER($AF63),$AF63,AND($AD63=0,$AE63=0,$AF63=0),1)","v":0},{"$f":"IF(ISNUMBER(MATCH(CR$11,$AG63:$AJ63,0)),1,0)*IF(ISNUMBER($AF63),(1-$AF63),1) + IF(ISNUMBER(MATCH(CR$11,$AK63:$AP63,0)),-1,0)*_xlfn.IFS(ISNUMBER($AD63),$AD63,ISNUMBER($AE63),$AE63,ISNUMBER($AF63),$AF63,AND($AD63=0,$AE63=0,$AF63=0),1)","v":0},{"$f":"IF(ISNUMBER(MATCH(CS$11,$AG63:$AJ63,0)),1,0)*IF(ISNUMBER($AF63),(1-$AF63),1) + IF(ISNUMBER(MATCH(CS$11,$AK63:$AP63,0)),-1,0)*_xlfn.IFS(ISNUMBER($AD63),$AD63,ISNUMBER($AE63),$AE63,ISNUMBER($AF63),$AF63,AND($AD63=0,$AE63=0,$AF63=0),1)","v":0},{"$f":"IF(ISNUMBER(MATCH(CT$11,$AG63:$AJ63,0)),1,0)*IF(ISNUMBER($AF63),(1-$AF63),1) + IF(ISNUMBER(MATCH(CT$11,$AK63:$AP63,0)),-1,0)*_xlfn.IFS(ISNUMBER($AD63),$AD63,ISNUMBER($AE63),$AE63,ISNUMBER($AF63),$AF63,AND($AD63=0,$AE63=0,$AF63=0),1)","v":1},{"$f":"IF(ISNUMBER(MATCH(CU$11,$AG63:$AJ63,0)),1,0)*IF(ISNUMBER($AF63),(1-$AF63),1) + IF(ISNUMBER(MATCH(CU$11,$AK63:$AP63,0)),-1,0)*_xlfn.IFS(ISNUMBER($AD63),$AD63,ISNUMBER($AE63),$AE63,ISNUMBER($AF63),$AF63,AND($AD63=0,$AE63=0,$AF63=0),1)","v":1},{"$f":"IF(ISNUMBER(MATCH(CV$11,$AG63:$AJ63,0)),1,0)*IF(ISNUMBER($AF63),(1-$AF63),1) + IF(ISNUMBER(MATCH(CV$11,$AK63:$AP63,0)),-1,0)*_xlfn.IFS(ISNUMBER($AD63),$AD63,ISNUMBER($AE63),$AE63,ISNUMBER($AF63),$AF63,AND($AD63=0,$AE63=0,$AF63=0),1)","v":-1},{"$f":"IF(ISNUMBER(MATCH(CW$11,$AG63:$AJ63,0)),1,0)*IF(ISNUMBER($AF63),(1-$AF63),1) + IF(ISNUMBER(MATCH(CW$11,$AK63:$AP63,0)),-1,0)*_xlfn.IFS(ISNUMBER($AD63),$AD63,ISNUMBER($AE63),$AE63,ISNUMBER($AF63),$AF63,AND($AD63=0,$AE63=0,$AF63=0),1)","v":0},{"$f":"IF(ISNUMBER(MATCH(CX$11,$AG63:$AJ63,0)),1,0)*IF(ISNUMBER($AF63),(1-$AF63),1) + IF(ISNUMBER(MATCH(CX$11,$AK63:$AP63,0)),-1,0)*_xlfn.IFS(ISNUMBER($AD63),$AD63,ISNUMBER($AE63),$AE63,ISNUMBER($AF63),$AF63,AND($AD63=0,$AE63=0,$AF63=0),1)","v":0},{"$f":"IF(ISNUMBER(MATCH(CY$11,$AG63:$AJ63,0)),1,0)*IF(ISNUMBER($AF63),(1-$AF63),1) + IF(ISNUMBER(MATCH(CY$11,$AK63:$AP63,0)),-1,0)*_xlfn.IFS(ISNUMBER($AD63),$AD63,ISNUMBER($AE63),$AE63,ISNUMBER($AF63),$AF63,AND($AD63=0,$AE63=0,$AF63=0),1)","v":0},{"$f":"IF(ISNUMBER(MATCH(CZ$11,$AG63:$AJ63,0)),1,0)*IF(ISNUMBER($AF63),(1-$AF63),1) + IF(ISNUMBER(MATCH(CZ$11,$AK63:$AP63,0)),-1,0)*_xlfn.IFS(ISNUMBER($AD63),$AD63,ISNUMBER($AE63),$AE63,ISNUMBER($AF63),$AF63,AND($AD63=0,$AE63=0,$AF63=0),1)","v":0},{"$f":"IF(ISNUMBER(MATCH(DA$11,$AG63:$AJ63,0)),1,0)*IF(ISNUMBER($AF63),(1-$AF63),1) + IF(ISNUMBER(MATCH(DA$11,$AK63:$AP63,0)),-1,0)*_xlfn.IFS(ISNUMBER($AD63),$AD63,ISNUMBER($AE63),$AE63,ISNUMBER($AF63),$AF63,AND($AD63=0,$AE63=0,$AF63=0),1)","v":0},{"$f":"IF(ISNUMBER(MATCH(DB$11,$AG63:$AJ63,0)),1,0)*IF(ISNUMBER($AF63),(1-$AF63),1) + IF(ISNUMBER(MATCH(DB$11,$AK63:$AP63,0)),-1,0)*_xlfn.IFS(ISNUMBER($AD63),$AD63,ISNUMBER($AE63),$AE63,ISNUMBER($AF63),$AF63,AND($AD63=0,$AE63=0,$AF63=0),1)","v":0},{"$f":"IF(ISNUMBER(MATCH(DC$11,$AG63:$AJ63,0)),1,0)*IF(ISNUMBER($AF63),(1-$AF63),1) + IF(ISNUMBER(MATCH(DC$11,$AK63:$AP63,0)),-1,0)*_xlfn.IFS(ISNUMBER($AD63),$AD63,ISNUMBER($AE63),$AE63,ISNUMBER($AF63),$AF63,AND($AD63=0,$AE63=0,$AF63=0),1)","v":0},{"$f":"IF(ISNUMBER(MATCH(DD$11,$AG63:$AJ63,0)),1,0)*IF(ISNUMBER($AF63),(1-$AF63),1) + IF(ISNUMBER(MATCH(DD$11,$AK63:$AP63,0)),-1,0)*_xlfn.IFS(ISNUMBER($AD63),$AD63,ISNUMBER($AE63),$AE63,ISNUMBER($AF63),$AF63,AND($AD63=0,$AE63=0,$AF63=0),1)","v":0},{"$f":"IF(ISNUMBER(MATCH(DE$11,$AG63:$AJ63,0)),1,0)*IF(ISNUMBER($AF63),(1-$AF63),1) + IF(ISNUMBER(MATCH(DE$11,$AK63:$AP63,0)),-1,0)*_xlfn.IFS(ISNUMBER($AD63),$AD63,ISNUMBER($AE63),$AE63,ISNUMBER($AF63),$AF63,AND($AD63=0,$AE63=0,$AF63=0),1)","v":0},null,0,"HRU,LT","Fans","Conservation",null,null,null,null,null,null,null,null,null,"q_hru_comp-fs,lt",-1,1.0266130853743962E-13,0,0,0,0,0,0,0,0,0,0,0,0,0,0,0,0,0,0,0,5.5511151231257827E-17,0,0,0,0,0,0,0,0,0,0,0,0,0,0,0,0,0,-1,0,0,1,0,-1,0,0,0,0,0,0,0,0,0,0,0,0,0,0,-4.3368086899420177E-19,0,0,0,0,0,0,0,0,null,null,null,null,null,null,null,null,null,null,null,"q_hru_comp-fs,lt",null,1.0266130853743962E-13,0,0,0,0,0,0,0,0,0,0,0,0,0,0,0,0,0,0,0,5.5511151231257827E-17,0,0,0,0,0,0,0,0,0,0,0,0,0,0,0,0,0,-1,0,0,1,0,-1,0,0,0,0,0,0,0,0,0,0,0,0,0,0,-4.3368086899420177E-19,0,0,0,0,0,0,0,0,null,null,"q_hru_comp-fs,lt",1.0266130853743962E-13,0,0,0,0,0,0,0,0,0,0,0,0,0,0,0,0,0,0,0,5.5511151231257827E-17,0,0,0,0,0,0,0,0,0,0,0,0,0,0,0,0,0,-1,0,0,1,0,-1,0,0,0,0,0,0,0,0,0,0,0,0,0,0,0,0,0,0,0,0,0,0,0]
[null,null,null,null,null,null,null,null,null,null,null,null,null,null,null,null,null,null,"q_hru_eco-comp,lt",3367.5704338965652,55.35732220103958,1.6103734672539547E-13,3367.5704338965652,3367.5704338965652,1.6103734672539547E-13,null,null,"COP",null,null,{"$f":"'Heat Recovery Cooling Calculate'!H25","v":50},null,"q_hru_comp-fs,lt","q_hru_fc-fs,lt",null,null,"e_hru_fs,lt",null,null,null,null,null,null,{"$f":"IF(ISNUMBER(MATCH(AR$11,$AG64:$AJ64,0)),1,0)*IF(ISNUMBER($AF64),(1-$AF64),1) + IF(ISNUMBER(MATCH(AR$11,$AK64:$AP64,0)),-1,0)*_xlfn.IFS(ISNUMBER($AD64),$AD64,ISNUMBER($AE64),$AE64,ISNUMBER($AF64),$AF64,AND($AD64=0,$AE64=0,$AF64=0),1)","v":0},{"$f":"IF(ISNUMBER(MATCH(AS$11,$AG64:$AJ64,0)),1,0)*IF(ISNUMBER($AF64),(1-$AF64),1) + IF(ISNUMBER(MATCH(AS$11,$AK64:$AP64,0)),-1,0)*_xlfn.IFS(ISNUMBER($AD64),$AD64,ISNUMBER($AE64),$AE64,ISNUMBER($AF64),$AF64,AND($AD64=0,$AE64=0,$AF64=0),1)","v":0},{"$f":"IF(ISNUMBER(MATCH(AT$11,$AG64:$AJ64,0)),1,0)*IF(ISNUMBER($AF64),(1-$AF64),1) + IF(ISNUMBER(MATCH(AT$11,$AK64:$AP64,0)),-1,0)*_xlfn.IFS(ISNUMBER($AD64),$AD64,ISNUMBER($AE64),$AE64,ISNUMBER($AF64),$AF64,AND($AD64=0,$AE64=0,$AF64=0),1)","v":0},{"$f":"IF(ISNUMBER(MATCH(AU$11,$AG64:$AJ64,0)),1,0)*IF(ISNUMBER($AF64),(1-$AF64),1) + IF(ISNUMBER(MATCH(AU$11,$AK64:$AP64,0)),-1,0)*_xlfn.IFS(ISNUMBER($AD64),$AD64,ISNUMBER($AE64),$AE64,ISNUMBER($AF64),$AF64,AND($AD64=0,$AE64=0,$AF64=0),1)","v":0},{"$f":"IF(ISNUMBER(MATCH(AV$11,$AG64:$AJ64,0)),1,0)*IF(ISNUMBER($AF64),(1-$AF64),1) + IF(ISNUMBER(MATCH(AV$11,$AK64:$AP64,0)),-1,0)*_xlfn.IFS(ISNUMBER($AD64),$AD64,ISNUMBER($AE64),$AE64,ISNUMBER($AF64),$AF64,AND($AD64=0,$AE64=0,$AF64=0),1)","v":0},{"$f":"IF(ISNUMBER(MATCH(AW$11,$AG64:$AJ64,0)),1,0)*IF(ISNUMBER($AF64),(1-$AF64),1) + IF(ISNUMBER(MATCH(AW$11,$AK64:$AP64,0)),-1,0)*_xlfn.IFS(ISNUMBER($AD64),$AD64,ISNUMBER($AE64),$AE64,ISNUMBER($AF64),$AF64,AND($AD64=0,$AE64=0,$AF64=0),1)","v":0},{"$f":"IF(ISNUMBER(MATCH(AX$11,$AG64:$AJ64,0)),1,0)*IF(ISNUMBER($AF64),(1-$AF64),1) + IF(ISNUMBER(MATCH(AX$11,$AK64:$AP64,0)),-1,0)*_xlfn.IFS(ISNUMBER($AD64),$AD64,ISNUMBER($AE64),$AE64,ISNUMBER($AF64),$AF64,AND($AD64=0,$AE64=0,$AF64=0),1)","v":0},{"$f":"IF(ISNUMBER(MATCH(AY$11,$AG64:$AJ64,0)),1,0)*IF(ISNUMBER($AF64),(1-$AF64),1) + IF(ISNUMBER(MATCH(AY$11,$AK64:$AP64,0)),-1,0)*_xlfn.IFS(ISNUMBER($AD64),$AD64,ISNUMBER($AE64),$AE64,ISNUMBER($AF64),$AF64,AND($AD64=0,$AE64=0,$AF64=0),1)","v":0},{"$f":"IF(ISNUMBER(MATCH(AZ$11,$AG64:$AJ64,0)),1,0)*IF(ISNUMBER($AF64),(1-$AF64),1) + IF(ISNUMBER(MATCH(AZ$11,$AK64:$AP64,0)),-1,0)*_xlfn.IFS(ISNUMBER($AD64),$AD64,ISNUMBER($AE64),$AE64,ISNUMBER($AF64),$AF64,AND($AD64=0,$AE64=0,$AF64=0),1)","v":0},{"$f":"IF(ISNUMBER(MATCH(BA$11,$AG64:$AJ64,0)),1,0)*IF(ISNUMBER($AF64),(1-$AF64),1) + IF(ISNUMBER(MATCH(BA$11,$AK64:$AP64,0)),-1,0)*_xlfn.IFS(ISNUMBER($AD64),$AD64,ISNUMBER($AE64),$AE64,ISNUMBER($AF64),$AF64,AND($AD64=0,$AE64=0,$AF64=0),1)","v":0},{"$f":"IF(ISNUMBER(MATCH(BB$11,$AG64:$AJ64,0)),1,0)*IF(ISNUMBER($AF64),(1-$AF64),1) + IF(ISNUMBER(MATCH(BB$11,$AK64:$AP64,0)),-1,0)*_xlfn.IFS(ISNUMBER($AD64),$AD64,ISNUMBER($AE64),$AE64,ISNUMBER($AF64),$AF64,AND($AD64=0,$AE64=0,$AF64=0),1)","v":0},{"$f":"IF(ISNUMBER(MATCH(BC$11,$AG64:$AJ64,0)),1,0)*IF(ISNUMBER($AF64),(1-$AF64),1) + IF(ISNUMBER(MATCH(BC$11,$AK64:$AP64,0)),-1,0)*_xlfn.IFS(ISNUMBER($AD64),$AD64,ISNUMBER($AE64),$AE64,ISNUMBER($AF64),$AF64,AND($AD64=0,$AE64=0,$AF64=0),1)","v":0},{"$f":"IF(ISNUMBER(MATCH(BD$11,$AG64:$AJ64,0)),1,0)*IF(ISNUMBER($AF64),(1-$AF64),1) + IF(ISNUMBER(MATCH(BD$11,$AK64:$AP64,0)),-1,0)*_xlfn.IFS(ISNUMBER($AD64),$AD64,ISNUMBER($AE64),$AE64,ISNUMBER($AF64),$AF64,AND($AD64=0,$AE64=0,$AF64=0),1)","v":0},{"$f":"IF(ISNUMBER(MATCH(BE$11,$AG64:$AJ64,0)),1,0)*IF(ISNUMBER($AF64),(1-$AF64),1) + IF(ISNUMBER(MATCH(BE$11,$AK64:$AP64,0)),-1,0)*_xlfn.IFS(ISNUMBER($AD64),$AD64,ISNUMBER($AE64),$AE64,ISNUMBER($AF64),$AF64,AND($AD64=0,$AE64=0,$AF64=0),1)","v":0},{"$f":"IF(ISNUMBER(MATCH(BF$11,$AG64:$AJ64,0)),1,0)*IF(ISNUMBER($AF64),(1-$AF64),1) + IF(ISNUMBER(MATCH(BF$11,$AK64:$AP64,0)),-1,0)*_xlfn.IFS(ISNUMBER($AD64),$AD64,ISNUMBER($AE64),$AE64,ISNUMBER($AF64),$AF64,AND($AD64=0,$AE64=0,$AF64=0),1)","v":0},{"$f":"IF(ISNUMBER(MATCH(BG$11,$AG64:$AJ64,0)),1,0)*IF(ISNUMBER($AF64),(1-$AF64),1) + IF(ISNUMBER(MATCH(BG$11,$AK64:$AP64,0)),-1,0)*_xlfn.IFS(ISNUMBER($AD64),$AD64,ISNUMBER($AE64),$AE64,ISNUMBER($AF64),$AF64,AND($AD64=0,$AE64=0,$AF64=0),1)","v":0},{"$f":"IF(ISNUMBER(MATCH(BH$11,$AG64:$AJ64,0)),1,0)*IF(ISNUMBER($AF64),(1-$AF64),1) + IF(ISNUMBER(MATCH(BH$11,$AK64:$AP64,0)),-1,0)*_xlfn.IFS(ISNUMBER($AD64),$AD64,ISNUMBER($AE64),$AE64,ISNUMBER($AF64),$AF64,AND($AD64=0,$AE64=0,$AF64=0),1)","v":0},{"$f":"IF(ISNUMBER(MATCH(BI$11,$AG64:$AJ64,0)),1,0)*IF(ISNUMBER($AF64),(1-$AF64),1) + IF(ISNUMBER(MATCH(BI$11,$AK64:$AP64,0)),-1,0)*_xlfn.IFS(ISNUMBER($AD64),$AD64,ISNUMBER($AE64),$AE64,ISNUMBER($AF64),$AF64,AND($AD64=0,$AE64=0,$AF64=0),1)","v":0},{"$f":"IF(ISNUMBER(MATCH(BJ$11,$AG64:$AJ64,0)),1,0)*IF(ISNUMBER($AF64),(1-$AF64),1) + IF(ISNUMBER(MATCH(BJ$11,$AK64:$AP64,0)),-1,0)*_xlfn.IFS(ISNUMBER($AD64),$AD64,ISNUMBER($AE64),$AE64,ISNUMBER($AF64),$AF64,AND($AD64=0,$AE64=0,$AF64=0),1)","v":0},{"$f":"IF(ISNUMBER(MATCH(BK$11,$AG64:$AJ64,0)),1,0)*IF(ISNUMBER($AF64),(1-$AF64),1) + IF(ISNUMBER(MATCH(BK$11,$AK64:$AP64,0)),-1,0)*_xlfn.IFS(ISNUMBER($AD64),$AD64,ISNUMBER($AE64),$AE64,ISNUMBER($AF64),$AF64,AND($AD64=0,$AE64=0,$AF64=0),1)","v":0},{"$f":"IF(ISNUMBER(MATCH(BL$11,$AG64:$AJ64,0)),1,0)*IF(ISNUMBER($AF64),(1-$AF64),1) + IF(ISNUMBER(MATCH(BL$11,$AK64:$AP64,0)),-1,0)*_xlfn.IFS(ISNUMBER($AD64),$AD64,ISNUMBER($AE64),$AE64,ISNUMBER($AF64),$AF64,AND($AD64=0,$AE64=0,$AF64=0),1)","v":0},{"$f":"IF(ISNUMBER(MATCH(BM$11,$AG64:$AJ64,0)),1,0)*IF(ISNUMBER($AF64),(1-$AF64),1) + IF(ISNUMBER(MATCH(BM$11,$AK64:$AP64,0)),-1,0)*_xlfn.IFS(ISNUMBER($AD64),$AD64,ISNUMBER($AE64),$AE64,ISNUMBER($AF64),$AF64,AND($AD64=0,$AE64=0,$AF64=0),1)","v":0},{"$f":"IF(ISNUMBER(MATCH(BN$11,$AG64:$AJ64,0)),1,0)*IF(ISNUMBER($AF64),(1-$AF64),1) + IF(ISNUMBER(MATCH(BN$11,$AK64:$AP64,0)),-1,0)*_xlfn.IFS(ISNUMBER($AD64),$AD64,ISNUMBER($AE64),$AE64,ISNUMBER($AF64),$AF64,AND($AD64=0,$AE64=0,$AF64=0),1)","v":0},{"$f":"IF(ISNUMBER(MATCH(BO$11,$AG64:$AJ64,0)),1,0)*IF(ISNUMBER($AF64),(1-$AF64),1) + IF(ISNUMBER(MATCH(BO$11,$AK64:$AP64,0)),-1,0)*_xlfn.IFS(ISNUMBER($AD64),$AD64,ISNUMBER($AE64),$AE64,ISNUMBER($AF64),$AF64,AND($AD64=0,$AE64=0,$AF64=0),1)","v":0},{"$f":"IF(ISNUMBER(MATCH(BP$11,$AG64:$AJ64,0)),1,0)*IF(ISNUMBER($AF64),(1-$AF64),1) + IF(ISNUMBER(MATCH(BP$11,$AK64:$AP64,0)),-1,0)*_xlfn.IFS(ISNUMBER($AD64),$AD64,ISNUMBER($AE64),$AE64,ISNUMBER($AF64),$AF64,AND($AD64=0,$AE64=0,$AF64=0),1)","v":0},{"$f":"IF(ISNUMBER(MATCH(BQ$11,$AG64:$AJ64,0)),1,0)*IF(ISNUMBER($AF64),(1-$AF64),1) + IF(ISNUMBER(MATCH(BQ$11,$AK64:$AP64,0)),-1,0)*_xlfn.IFS(ISNUMBER($AD64),$AD64,ISNUMBER($AE64),$AE64,ISNUMBER($AF64),$AF64,AND($AD64=0,$AE64=0,$AF64=0),1)","v":0},{"$f":"IF(ISNUMBER(MATCH(BR$11,$AG64:$AJ64,0)),1,0)*IF(ISNUMBER($AF64),(1-$AF64),1) + IF(ISNUMBER(MATCH(BR$11,$AK64:$AP64,0)),-1,0)*_xlfn.IFS(ISNUMBER($AD64),$AD64,ISNUMBER($AE64),$AE64,ISNUMBER($AF64),$AF64,AND($AD64=0,$AE64=0,$AF64=0),1)","v":0},{"$f":"IF(ISNUMBER(MATCH(BS$11,$AG64:$AJ64,0)),1,0)*IF(ISNUMBER($AF64),(1-$AF64),1) + IF(ISNUMBER(MATCH(BS$11,$AK64:$AP64,0)),-1,0)*_xlfn.IFS(ISNUMBER($AD64),$AD64,ISNUMBER($AE64),$AE64,ISNUMBER($AF64),$AF64,AND($AD64=0,$AE64=0,$AF64=0),1)","v":0},{"$f":"IF(ISNUMBER(MATCH(BT$11,$AG64:$AJ64,0)),1,0)*IF(ISNUMBER($AF64),(1-$AF64),1) + IF(ISNUMBER(MATCH(BT$11,$AK64:$AP64,0)),-1,0)*_xlfn.IFS(ISNUMBER($AD64),$AD64,ISNUMBER($AE64),$AE64,ISNUMBER($AF64),$AF64,AND($AD64=0,$AE64=0,$AF64=0),1)","v":0},{"$f":"IF(ISNUMBER(MATCH(BU$11,$AG64:$AJ64,0)),1,0)*IF(ISNUMBER($AF64),(1-$AF64),1) + IF(ISNUMBER(MATCH(BU$11,$AK64:$AP64,0)),-1,0)*_xlfn.IFS(ISNUMBER($AD64),$AD64,ISNUMBER($AE64),$AE64,ISNUMBER($AF64),$AF64,AND($AD64=0,$AE64=0,$AF64=0),1)","v":0},{"$f":"IF(ISNUMBER(MATCH(BV$11,$AG64:$AJ64,0)),1,0)*IF(ISNUMBER($AF64),(1-$AF64),1) + IF(ISNUMBER(MATCH(BV$11,$AK64:$AP64,0)),-1,0)*_xlfn.IFS(ISNUMBER($AD64),$AD64,ISNUMBER($AE64),$AE64,ISNUMBER($AF64),$AF64,AND($AD64=0,$AE64=0,$AF64=0),1)","v":0},{"$f":"IF(ISNUMBER(MATCH(BW$11,$AG64:$AJ64,0)),1,0)*IF(ISNUMBER($AF64),(1-$AF64),1) + IF(ISNUMBER(MATCH(BW$11,$AK64:$AP64,0)),-1,0)*_xlfn.IFS(ISNUMBER($AD64),$AD64,ISNUMBER($AE64),$AE64,ISNUMBER($AF64),$AF64,AND($AD64=0,$AE64=0,$AF64=0),1)","v":0},{"$f":"IF(ISNUMBER(MATCH(BX$11,$AG64:$AJ64,0)),1,0)*IF(ISNUMBER($AF64),(1-$AF64),1) + IF(ISNUMBER(MATCH(BX$11,$AK64:$AP64,0)),-1,0)*_xlfn.IFS(ISNUMBER($AD64),$AD64,ISNUMBER($AE64),$AE64,ISNUMBER($AF64),$AF64,AND($AD64=0,$AE64=0,$AF64=0),1)","v":0},{"$f":"IF(ISNUMBER(MATCH(BY$11,$AG64:$AJ64,0)),1,0)*IF(ISNUMBER($AF64),(1-$AF64),1) + IF(ISNUMBER(MATCH(BY$11,$AK64:$AP64,0)),-1,0)*_xlfn.IFS(ISNUMBER($AD64),$AD64,ISNUMBER($AE64),$AE64,ISNUMBER($AF64),$AF64,AND($AD64=0,$AE64=0,$AF64=0),1)","v":0},{"$f":"IF(ISNUMBER(MATCH(BZ$11,$AG64:$AJ64,0)),1,0)*IF(ISNUMBER($AF64),(1-$AF64),1) + IF(ISNUMBER(MATCH(BZ$11,$AK64:$AP64,0)),-1,0)*_xlfn.IFS(ISNUMBER($AD64),$AD64,ISNUMBER($AE64),$AE64,ISNUMBER($AF64),$AF64,AND($AD64=0,$AE64=0,$AF64=0),1)","v":0},{"$f":"IF(ISNUMBER(MATCH(CA$11,$AG64:$AJ64,0)),1,0)*IF(ISNUMBER($AF64),(1-$AF64),1) + IF(ISNUMBER(MATCH(CA$11,$AK64:$AP64,0)),-1,0)*_xlfn.IFS(ISNUMBER($AD64),$AD64,ISNUMBER($AE64),$AE64,ISNUMBER($AF64),$AF64,AND($AD64=0,$AE64=0,$AF64=0),1)","v":0},{"$f":"IF(ISNUMBER(MATCH(CB$11,$AG64:$AJ64,0)),1,0)*IF(ISNUMBER($AF64),(1-$AF64),1) + IF(ISNUMBER(MATCH(CB$11,$AK64:$AP64,0)),-1,0)*_xlfn.IFS(ISNUMBER($AD64),$AD64,ISNUMBER($AE64),$AE64,ISNUMBER($AF64),$AF64,AND($AD64=0,$AE64=0,$AF64=0),1)","v":0},{"$f":"IF(ISNUMBER(MATCH(CC$11,$AG64:$AJ64,0)),1,0)*IF(ISNUMBER($AF64),(1-$AF64),1) + IF(ISNUMBER(MATCH(CC$11,$AK64:$AP64,0)),-1,0)*_xlfn.IFS(ISNUMBER($AD64),$AD64,ISNUMBER($AE64),$AE64,ISNUMBER($AF64),$AF64,AND($AD64=0,$AE64=0,$AF64=0),1)","v":0},{"$f":"IF(ISNUMBER(MATCH(CD$11,$AG64:$AJ64,0)),1,0)*IF(ISNUMBER($AF64),(1-$AF64),1) + IF(ISNUMBER(MATCH(CD$11,$AK64:$AP64,0)),-1,0)*_xlfn.IFS(ISNUMBER($AD64),$AD64,ISNUMBER($AE64),$AE64,ISNUMBER($AF64),$AF64,AND($AD64=0,$AE64=0,$AF64=0),1)","v":0},{"$f":"IF(ISNUMBER(MATCH(CE$11,$AG64:$AJ64,0)),1,0)*IF(ISNUMBER($AF64),(1-$AF64),1) + IF(ISNUMBER(MATCH(CE$11,$AK64:$AP64,0)),-1,0)*_xlfn.IFS(ISNUMBER($AD64),$AD64,ISNUMBER($AE64),$AE64,ISNUMBER($AF64),$AF64,AND($AD64=0,$AE64=0,$AF64=0),1)","v":0},{"$f":"IF(ISNUMBER(MATCH(CF$11,$AG64:$AJ64,0)),1,0)*IF(ISNUMBER($AF64),(1-$AF64),1) + IF(ISNUMBER(MATCH(CF$11,$AK64:$AP64,0)),-1,0)*_xlfn.IFS(ISNUMBER($AD64),$AD64,ISNUMBER($AE64),$AE64,ISNUMBER($AF64),$AF64,AND($AD64=0,$AE64=0,$AF64=0),1)","v":0},{"$f":"IF(ISNUMBER(MATCH(CG$11,$AG64:$AJ64,0)),1,0)*IF(ISNUMBER($AF64),(1-$AF64),1) + IF(ISNUMBER(MATCH(CG$11,$AK64:$AP64,0)),-1,0)*_xlfn.IFS(ISNUMBER($AD64),$AD64,ISNUMBER($AE64),$AE64,ISNUMBER($AF64),$AF64,AND($AD64=0,$AE64=0,$AF64=0),1)","v":0},{"$f":"IF(ISNUMBER(MATCH(CH$11,$AG64:$AJ64,0)),1,0)*IF(ISNUMBER($AF64),(1-$AF64),1) + IF(ISNUMBER(MATCH(CH$11,$AK64:$AP64,0)),-1,0)*_xlfn.IFS(ISNUMBER($AD64),$AD64,ISNUMBER($AE64),$AE64,ISNUMBER($AF64),$AF64,AND($AD64=0,$AE64=0,$AF64=0),1)","v":0},{"$f":"IF(ISNUMBER(MATCH(CI$11,$AG64:$AJ64,0)),1,0)*IF(ISNUMBER($AF64),(1-$AF64),1) + IF(ISNUMBER(MATCH(CI$11,$AK64:$AP64,0)),-1,0)*_xlfn.IFS(ISNUMBER($AD64),$AD64,ISNUMBER($AE64),$AE64,ISNUMBER($AF64),$AF64,AND($AD64=0,$AE64=0,$AF64=0),1)","v":0},{"$f":"IF(ISNUMBER(MATCH(CJ$11,$AG64:$AJ64,0)),1,0)*IF(ISNUMBER($AF64),(1-$AF64),1) + IF(ISNUMBER(MATCH(CJ$11,$AK64:$AP64,0)),-1,0)*_xlfn.IFS(ISNUMBER($AD64),$AD64,ISNUMBER($AE64),$AE64,ISNUMBER($AF64),$AF64,AND($AD64=0,$AE64=0,$AF64=0),1)","v":0},{"$f":"IF(ISNUMBER(MATCH(CK$11,$AG64:$AJ64,0)),1,0)*IF(ISNUMBER($AF64),(1-$AF64),1) + IF(ISNUMBER(MATCH(CK$11,$AK64:$AP64,0)),-1,0)*_xlfn.IFS(ISNUMBER($AD64),$AD64,ISNUMBER($AE64),$AE64,ISNUMBER($AF64),$AF64,AND($AD64=0,$AE64=0,$AF64=0),1)","v":0},{"$f":"IF(ISNUMBER(MATCH(CL$11,$AG64:$AJ64,0)),1,0)*IF(ISNUMBER($AF64),(1-$AF64),1) + IF(ISNUMBER(MATCH(CL$11,$AK64:$AP64,0)),-1,0)*_xlfn.IFS(ISNUMBER($AD64),$AD64,ISNUMBER($AE64),$AE64,ISNUMBER($AF64),$AF64,AND($AD64=0,$AE64=0,$AF64=0),1)","v":0},{"$f":"IF(ISNUMBER(MATCH(CM$11,$AG64:$AJ64,0)),1,0)*IF(ISNUMBER($AF64),(1-$AF64),1) + IF(ISNUMBER(MATCH(CM$11,$AK64:$AP64,0)),-1,0)*_xlfn.IFS(ISNUMBER($AD64),$AD64,ISNUMBER($AE64),$AE64,ISNUMBER($AF64),$AF64,AND($AD64=0,$AE64=0,$AF64=0),1)","v":0},{"$f":"IF(ISNUMBER(MATCH(CN$11,$AG64:$AJ64,0)),1,0)*IF(ISNUMBER($AF64),(1-$AF64),1) + IF(ISNUMBER(MATCH(CN$11,$AK64:$AP64,0)),-1,0)*_xlfn.IFS(ISNUMBER($AD64),$AD64,ISNUMBER($AE64),$AE64,ISNUMBER($AF64),$AF64,AND($AD64=0,$AE64=0,$AF64=0),1)","v":0},{"$f":"IF(ISNUMBER(MATCH(CO$11,$AG64:$AJ64,0)),1,0)*IF(ISNUMBER($AF64),(1-$AF64),1) + IF(ISNUMBER(MATCH(CO$11,$AK64:$AP64,0)),-1,0)*_xlfn.IFS(ISNUMBER($AD64),$AD64,ISNUMBER($AE64),$AE64,ISNUMBER($AF64),$AF64,AND($AD64=0,$AE64=0,$AF64=0),1)","v":-50},{"$f":"IF(ISNUMBER(MATCH(CP$11,$AG64:$AJ64,0)),1,0)*IF(ISNUMBER($AF64),(1-$AF64),1) + IF(ISNUMBER(MATCH(CP$11,$AK64:$AP64,0)),-1,0)*_xlfn.IFS(ISNUMBER($AD64),$AD64,ISNUMBER($AE64),$AE64,ISNUMBER($AF64),$AF64,AND($AD64=0,$AE64=0,$AF64=0),1)","v":0},{"$f":"IF(ISNUMBER(MATCH(CQ$11,$AG64:$AJ64,0)),1,0)*IF(ISNUMBER($AF64),(1-$AF64),1) + IF(ISNUMBER(MATCH(CQ$11,$AK64:$AP64,0)),-1,0)*_xlfn.IFS(ISNUMBER($AD64),$AD64,ISNUMBER($AE64),$AE64,ISNUMBER($AF64),$AF64,AND($AD64=0,$AE64=0,$AF64=0),1)","v":0},{"$f":"IF(ISNUMBER(MATCH(CR$11,$AG64:$AJ64,0)),1,0)*IF(ISNUMBER($AF64),(1-$AF64),1) + IF(ISNUMBER(MATCH(CR$11,$AK64:$AP64,0)),-1,0)*_xlfn.IFS(ISNUMBER($AD64),$AD64,ISNUMBER($AE64),$AE64,ISNUMBER($AF64),$AF64,AND($AD64=0,$AE64=0,$AF64=0),1)","v":0},{"$f":"IF(ISNUMBER(MATCH(CS$11,$AG64:$AJ64,0)),1,0)*IF(ISNUMBER($AF64),(1-$AF64),1) + IF(ISNUMBER(MATCH(CS$11,$AK64:$AP64,0)),-1,0)*_xlfn.IFS(ISNUMBER($AD64),$AD64,ISNUMBER($AE64),$AE64,ISNUMBER($AF64),$AF64,AND($AD64=0,$AE64=0,$AF64=0),1)","v":0},{"$f":"IF(ISNUMBER(MATCH(CT$11,$AG64:$AJ64,0)),1,0)*IF(ISNUMBER($AF64),(1-$AF64),1) + IF(ISNUMBER(MATCH(CT$11,$AK64:$AP64,0)),-1,0)*_xlfn.IFS(ISNUMBER($AD64),$AD64,ISNUMBER($AE64),$AE64,ISNUMBER($AF64),$AF64,AND($AD64=0,$AE64=0,$AF64=0),1)","v":1},{"$f":"IF(ISNUMBER(MATCH(CU$11,$AG64:$AJ64,0)),1,0)*IF(ISNUMBER($AF64),(1-$AF64),1) + IF(ISNUMBER(MATCH(CU$11,$AK64:$AP64,0)),-1,0)*_xlfn.IFS(ISNUMBER($AD64),$AD64,ISNUMBER($AE64),$AE64,ISNUMBER($AF64),$AF64,AND($AD64=0,$AE64=0,$AF64=0),1)","v":1},{"$f":"IF(ISNUMBER(MATCH(CV$11,$AG64:$AJ64,0)),1,0)*IF(ISNUMBER($AF64),(1-$AF64),1) + IF(ISNUMBER(MATCH(CV$11,$AK64:$AP64,0)),-1,0)*_xlfn.IFS(ISNUMBER($AD64),$AD64,ISNUMBER($AE64),$AE64,ISNUMBER($AF64),$AF64,AND($AD64=0,$AE64=0,$AF64=0),1)","v":0},{"$f":"IF(ISNUMBER(MATCH(CW$11,$AG64:$AJ64,0)),1,0)*IF(ISNUMBER($AF64),(1-$AF64),1) + IF(ISNUMBER(MATCH(CW$11,$AK64:$AP64,0)),-1,0)*_xlfn.IFS(ISNUMBER($AD64),$AD64,ISNUMBER($AE64),$AE64,ISNUMBER($AF64),$AF64,AND($AD64=0,$AE64=0,$AF64=0),1)","v":0},{"$f":"IF(ISNUMBER(MATCH(CX$11,$AG64:$AJ64,0)),1,0)*IF(ISNUMBER($AF64),(1-$AF64),1) + IF(ISNUMBER(MATCH(CX$11,$AK64:$AP64,0)),-1,0)*_xlfn.IFS(ISNUMBER($AD64),$AD64,ISNUMBER($AE64),$AE64,ISNUMBER($AF64),$AF64,AND($AD64=0,$AE64=0,$AF64=0),1)","v":0},{"$f":"IF(ISNUMBER(MATCH(CY$11,$AG64:$AJ64,0)),1,0)*IF(ISNUMBER($AF64),(1-$AF64),1) + IF(ISNUMBER(MATCH(CY$11,$AK64:$AP64,0)),-1,0)*_xlfn.IFS(ISNUMBER($AD64),$AD64,ISNUMBER($AE64),$AE64,ISNUMBER($AF64),$AF64,AND($AD64=0,$AE64=0,$AF64=0),1)","v":0},{"$f":"IF(ISNUMBER(MATCH(CZ$11,$AG64:$AJ64,0)),1,0)*IF(ISNUMBER($AF64),(1-$AF64),1) + IF(ISNUMBER(MATCH(CZ$11,$AK64:$AP64,0)),-1,0)*_xlfn.IFS(ISNUMBER($AD64),$AD64,ISNUMBER($AE64),$AE64,ISNUMBER($AF64),$AF64,AND($AD64=0,$AE64=0,$AF64=0),1)","v":0},{"$f":"IF(ISNUMBER(MATCH(DA$11,$AG64:$AJ64,0)),1,0)*IF(ISNUMBER($AF64),(1-$AF64),1) + IF(ISNUMBER(MATCH(DA$11,$AK64:$AP64,0)),-1,0)*_xlfn.IFS(ISNUMBER($AD64),$AD64,ISNUMBER($AE64),$AE64,ISNUMBER($AF64),$AF64,AND($AD64=0,$AE64=0,$AF64=0),1)","v":0},{"$f":"IF(ISNUMBER(MATCH(DB$11,$AG64:$AJ64,0)),1,0)*IF(ISNUMBER($AF64),(1-$AF64),1) + IF(ISNUMBER(MATCH(DB$11,$AK64:$AP64,0)),-1,0)*_xlfn.IFS(ISNUMBER($AD64),$AD64,ISNUMBER($AE64),$AE64,ISNUMBER($AF64),$AF64,AND($AD64=0,$AE64=0,$AF64=0),1)","v":0},{"$f":"IF(ISNUMBER(MATCH(DC$11,$AG64:$AJ64,0)),1,0)*IF(ISNUMBER($AF64),(1-$AF64),1) + IF(ISNUMBER(MATCH(DC$11,$AK64:$AP64,0)),-1,0)*_xlfn.IFS(ISNUMBER($AD64),$AD64,ISNUMBER($AE64),$AE64,ISNUMBER($AF64),$AF64,AND($AD64=0,$AE64=0,$AF64=0),1)","v":0},{"$f":"IF(ISNUMBER(MATCH(DD$11,$AG64:$AJ64,0)),1,0)*IF(ISNUMBER($AF64),(1-$AF64),1) + IF(ISNUMBER(MATCH(DD$11,$AK64:$AP64,0)),-1,0)*_xlfn.IFS(ISNUMBER($AD64),$AD64,ISNUMBER($AE64),$AE64,ISNUMBER($AF64),$AF64,AND($AD64=0,$AE64=0,$AF64=0),1)","v":0},{"$f":"IF(ISNUMBER(MATCH(DE$11,$AG64:$AJ64,0)),1,0)*IF(ISNUMBER($AF64),(1-$AF64),1) + IF(ISNUMBER(MATCH(DE$11,$AK64:$AP64,0)),-1,0)*_xlfn.IFS(ISNUMBER($AD64),$AD64,ISNUMBER($AE64),$AE64,ISNUMBER($AF64),$AF64,AND($AD64=0,$AE64=0,$AF64=0),1)","v":0},null,0,"HRU,LT","Fans","COP",null,null,null,null,null,null,null,null,null,"e_hru_comp,lt",-0.5,4.0259336681348867E-14,0,0,0,0,0,0,0,0,0,0,0,0,0,0,0,0,0,0,0,2.1769078914218755E-17,0,0,0,0,0,0,0,0,0,0,0,0,0,0,0,0,0,0,0,0,0,0,0,0,0,0,0,0,-0.25,0,0,0,0,0,-0.25,0,0,0,0,0,0,0,0,0,0,0,null,null,null,null,null,null,null,null,null,null,null,"e_hru_comp,lt",null,841.8926084741413,0,0,0,0,0,0,0,0,0,0,0,0,0,0,0.25061728395061722,0,0,-0.25061728395061722,0,0.16468297047906091,0.25061728395061722,0.25061728395061722,0,0,-0.25061728395061722,0,0.26200897867564532,0.25061728395061722,0.25061728395061722,0,0,-0.25061728395061722,0,0,0.25061728395061722,0.25061728395061722,0,0,-0.25061728395061722,0,0,0.25061728395061722,0.25061728395061722,0,0,-0.25,-6.1728395061728383E-4,0,-0.25,0,8.5035464508667013E-20,0,0,-0.25,-0.25,0,0,1.1362828155633714E-19,0,0,0,0,0,0,0,0,null,null,"e_hru_comp,lt",841.8926084741413,0,0,0,0,0,0,0,0,0,0,0,0,0,0,0.25061728395061722,0,0,-0.25061728395061722,0,0.16468297047906091,0.25061728395061722,0.25061728395061722,0,0,-0.25061728395061722,0,0.26200897867564532,0.25061728395061722,0.25061728395061722,0,0,-0.25061728395061722,0,0,0.25061728395061722,0.25061728395061722,0,0,-0.25061728395061722,0,0,0.25061728395061722,0.25061728395061722,0,0,-0.25,-6.1728395061728383E-4,0,-0.25,0,8.5035464508667013E-20,0,0,-0.25,-0.25,0,0,0,0,0,0,0,0,0,0,0]
[null,null,null,null,null,null,null,null,null,null,null,null,null,null,null,null,null,null,"q_hru_eco-fc,lt",3367.5704338965652,3312.2131116955256,3367.5704338965652,0,0,3367.5704338965652,null,"Eco","Conservation",null,null,null,null,"q_hru_pump-eco,lt",null,null,null,"q_hru_eco-comp,lt","q_hru_eco-fc,lt",null,null,null,null,null,{"$f":"IF(ISNUMBER(MATCH(AR$11,$AG65:$AJ65,0)),1,0)*IF(ISNUMBER($AF65),(1-$AF65),1) + IF(ISNUMBER(MATCH(AR$11,$AK65:$AP65,0)),-1,0)*_xlfn.IFS(ISNUMBER($AD65),$AD65,ISNUMBER($AE65),$AE65,ISNUMBER($AF65),$AF65,AND($AD65=0,$AE65=0,$AF65=0),1)","v":0},{"$f":"IF(ISNUMBER(MATCH(AS$11,$AG65:$AJ65,0)),1,0)*IF(ISNUMBER($AF65),(1-$AF65),1) + IF(ISNUMBER(MATCH(AS$11,$AK65:$AP65,0)),-1,0)*_xlfn.IFS(ISNUMBER($AD65),$AD65,ISNUMBER($AE65),$AE65,ISNUMBER($AF65),$AF65,AND($AD65=0,$AE65=0,$AF65=0),1)","v":0},{"$f":"IF(ISNUMBER(MATCH(AT$11,$AG65:$AJ65,0)),1,0)*IF(ISNUMBER($AF65),(1-$AF65),1) + IF(ISNUMBER(MATCH(AT$11,$AK65:$AP65,0)),-1,0)*_xlfn.IFS(ISNUMBER($AD65),$AD65,ISNUMBER($AE65),$AE65,ISNUMBER($AF65),$AF65,AND($AD65=0,$AE65=0,$AF65=0),1)","v":0},{"$f":"IF(ISNUMBER(MATCH(AU$11,$AG65:$AJ65,0)),1,0)*IF(ISNUMBER($AF65),(1-$AF65),1) + IF(ISNUMBER(MATCH(AU$11,$AK65:$AP65,0)),-1,0)*_xlfn.IFS(ISNUMBER($AD65),$AD65,ISNUMBER($AE65),$AE65,ISNUMBER($AF65),$AF65,AND($AD65=0,$AE65=0,$AF65=0),1)","v":0},{"$f":"IF(ISNUMBER(MATCH(AV$11,$AG65:$AJ65,0)),1,0)*IF(ISNUMBER($AF65),(1-$AF65),1) + IF(ISNUMBER(MATCH(AV$11,$AK65:$AP65,0)),-1,0)*_xlfn.IFS(ISNUMBER($AD65),$AD65,ISNUMBER($AE65),$AE65,ISNUMBER($AF65),$AF65,AND($AD65=0,$AE65=0,$AF65=0),1)","v":0},{"$f":"IF(ISNUMBER(MATCH(AW$11,$AG65:$AJ65,0)),1,0)*IF(ISNUMBER($AF65),(1-$AF65),1) + IF(ISNUMBER(MATCH(AW$11,$AK65:$AP65,0)),-1,0)*_xlfn.IFS(ISNUMBER($AD65),$AD65,ISNUMBER($AE65),$AE65,ISNUMBER($AF65),$AF65,AND($AD65=0,$AE65=0,$AF65=0),1)","v":0},{"$f":"IF(ISNUMBER(MATCH(AX$11,$AG65:$AJ65,0)),1,0)*IF(ISNUMBER($AF65),(1-$AF65),1) + IF(ISNUMBER(MATCH(AX$11,$AK65:$AP65,0)),-1,0)*_xlfn.IFS(ISNUMBER($AD65),$AD65,ISNUMBER($AE65),$AE65,ISNUMBER($AF65),$AF65,AND($AD65=0,$AE65=0,$AF65=0),1)","v":0},{"$f":"IF(ISNUMBER(MATCH(AY$11,$AG65:$AJ65,0)),1,0)*IF(ISNUMBER($AF65),(1-$AF65),1) + IF(ISNUMBER(MATCH(AY$11,$AK65:$AP65,0)),-1,0)*_xlfn.IFS(ISNUMBER($AD65),$AD65,ISNUMBER($AE65),$AE65,ISNUMBER($AF65),$AF65,AND($AD65=0,$AE65=0,$AF65=0),1)","v":0},{"$f":"IF(ISNUMBER(MATCH(AZ$11,$AG65:$AJ65,0)),1,0)*IF(ISNUMBER($AF65),(1-$AF65),1) + IF(ISNUMBER(MATCH(AZ$11,$AK65:$AP65,0)),-1,0)*_xlfn.IFS(ISNUMBER($AD65),$AD65,ISNUMBER($AE65),$AE65,ISNUMBER($AF65),$AF65,AND($AD65=0,$AE65=0,$AF65=0),1)","v":0},{"$f":"IF(ISNUMBER(MATCH(BA$11,$AG65:$AJ65,0)),1,0)*IF(ISNUMBER($AF65),(1-$AF65),1) + IF(ISNUMBER(MATCH(BA$11,$AK65:$AP65,0)),-1,0)*_xlfn.IFS(ISNUMBER($AD65),$AD65,ISNUMBER($AE65),$AE65,ISNUMBER($AF65),$AF65,AND($AD65=0,$AE65=0,$AF65=0),1)","v":0},{"$f":"IF(ISNUMBER(MATCH(BB$11,$AG65:$AJ65,0)),1,0)*IF(ISNUMBER($AF65),(1-$AF65),1) + IF(ISNUMBER(MATCH(BB$11,$AK65:$AP65,0)),-1,0)*_xlfn.IFS(ISNUMBER($AD65),$AD65,ISNUMBER($AE65),$AE65,ISNUMBER($AF65),$AF65,AND($AD65=0,$AE65=0,$AF65=0),1)","v":0},{"$f":"IF(ISNUMBER(MATCH(BC$11,$AG65:$AJ65,0)),1,0)*IF(ISNUMBER($AF65),(1-$AF65),1) + IF(ISNUMBER(MATCH(BC$11,$AK65:$AP65,0)),-1,0)*_xlfn.IFS(ISNUMBER($AD65),$AD65,ISNUMBER($AE65),$AE65,ISNUMBER($AF65),$AF65,AND($AD65=0,$AE65=0,$AF65=0),1)","v":0},{"$f":"IF(ISNUMBER(MATCH(BD$11,$AG65:$AJ65,0)),1,0)*IF(ISNUMBER($AF65),(1-$AF65),1) + IF(ISNUMBER(MATCH(BD$11,$AK65:$AP65,0)),-1,0)*_xlfn.IFS(ISNUMBER($AD65),$AD65,ISNUMBER($AE65),$AE65,ISNUMBER($AF65),$AF65,AND($AD65=0,$AE65=0,$AF65=0),1)","v":0},{"$f":"IF(ISNUMBER(MATCH(BE$11,$AG65:$AJ65,0)),1,0)*IF(ISNUMBER($AF65),(1-$AF65),1) + IF(ISNUMBER(MATCH(BE$11,$AK65:$AP65,0)),-1,0)*_xlfn.IFS(ISNUMBER($AD65),$AD65,ISNUMBER($AE65),$AE65,ISNUMBER($AF65),$AF65,AND($AD65=0,$AE65=0,$AF65=0),1)","v":0},{"$f":"IF(ISNUMBER(MATCH(BF$11,$AG65:$AJ65,0)),1,0)*IF(ISNUMBER($AF65),(1-$AF65),1) + IF(ISNUMBER(MATCH(BF$11,$AK65:$AP65,0)),-1,0)*_xlfn.IFS(ISNUMBER($AD65),$AD65,ISNUMBER($AE65),$AE65,ISNUMBER($AF65),$AF65,AND($AD65=0,$AE65=0,$AF65=0),1)","v":0},{"$f":"IF(ISNUMBER(MATCH(BG$11,$AG65:$AJ65,0)),1,0)*IF(ISNUMBER($AF65),(1-$AF65),1) + IF(ISNUMBER(MATCH(BG$11,$AK65:$AP65,0)),-1,0)*_xlfn.IFS(ISNUMBER($AD65),$AD65,ISNUMBER($AE65),$AE65,ISNUMBER($AF65),$AF65,AND($AD65=0,$AE65=0,$AF65=0),1)","v":0},{"$f":"IF(ISNUMBER(MATCH(BH$11,$AG65:$AJ65,0)),1,0)*IF(ISNUMBER($AF65),(1-$AF65),1) + IF(ISNUMBER(MATCH(BH$11,$AK65:$AP65,0)),-1,0)*_xlfn.IFS(ISNUMBER($AD65),$AD65,ISNUMBER($AE65),$AE65,ISNUMBER($AF65),$AF65,AND($AD65=0,$AE65=0,$AF65=0),1)","v":0},{"$f":"IF(ISNUMBER(MATCH(BI$11,$AG65:$AJ65,0)),1,0)*IF(ISNUMBER($AF65),(1-$AF65),1) + IF(ISNUMBER(MATCH(BI$11,$AK65:$AP65,0)),-1,0)*_xlfn.IFS(ISNUMBER($AD65),$AD65,ISNUMBER($AE65),$AE65,ISNUMBER($AF65),$AF65,AND($AD65=0,$AE65=0,$AF65=0),1)","v":0},{"$f":"IF(ISNUMBER(MATCH(BJ$11,$AG65:$AJ65,0)),1,0)*IF(ISNUMBER($AF65),(1-$AF65),1) + IF(ISNUMBER(MATCH(BJ$11,$AK65:$AP65,0)),-1,0)*_xlfn.IFS(ISNUMBER($AD65),$AD65,ISNUMBER($AE65),$AE65,ISNUMBER($AF65),$AF65,AND($AD65=0,$AE65=0,$AF65=0),1)","v":0},{"$f":"IF(ISNUMBER(MATCH(BK$11,$AG65:$AJ65,0)),1,0)*IF(ISNUMBER($AF65),(1-$AF65),1) + IF(ISNUMBER(MATCH(BK$11,$AK65:$AP65,0)),-1,0)*_xlfn.IFS(ISNUMBER($AD65),$AD65,ISNUMBER($AE65),$AE65,ISNUMBER($AF65),$AF65,AND($AD65=0,$AE65=0,$AF65=0),1)","v":0},{"$f":"IF(ISNUMBER(MATCH(BL$11,$AG65:$AJ65,0)),1,0)*IF(ISNUMBER($AF65),(1-$AF65),1) + IF(ISNUMBER(MATCH(BL$11,$AK65:$AP65,0)),-1,0)*_xlfn.IFS(ISNUMBER($AD65),$AD65,ISNUMBER($AE65),$AE65,ISNUMBER($AF65),$AF65,AND($AD65=0,$AE65=0,$AF65=0),1)","v":0},{"$f":"IF(ISNUMBER(MATCH(BM$11,$AG65:$AJ65,0)),1,0)*IF(ISNUMBER($AF65),(1-$AF65),1) + IF(ISNUMBER(MATCH(BM$11,$AK65:$AP65,0)),-1,0)*_xlfn.IFS(ISNUMBER($AD65),$AD65,ISNUMBER($AE65),$AE65,ISNUMBER($AF65),$AF65,AND($AD65=0,$AE65=0,$AF65=0),1)","v":0},{"$f":"IF(ISNUMBER(MATCH(BN$11,$AG65:$AJ65,0)),1,0)*IF(ISNUMBER($AF65),(1-$AF65),1) + IF(ISNUMBER(MATCH(BN$11,$AK65:$AP65,0)),-1,0)*_xlfn.IFS(ISNUMBER($AD65),$AD65,ISNUMBER($AE65),$AE65,ISNUMBER($AF65),$AF65,AND($AD65=0,$AE65=0,$AF65=0),1)","v":0},{"$f":"IF(ISNUMBER(MATCH(BO$11,$AG65:$AJ65,0)),1,0)*IF(ISNUMBER($AF65),(1-$AF65),1) + IF(ISNUMBER(MATCH(BO$11,$AK65:$AP65,0)),-1,0)*_xlfn.IFS(ISNUMBER($AD65),$AD65,ISNUMBER($AE65),$AE65,ISNUMBER($AF65),$AF65,AND($AD65=0,$AE65=0,$AF65=0),1)","v":0},{"$f":"IF(ISNUMBER(MATCH(BP$11,$AG65:$AJ65,0)),1,0)*IF(ISNUMBER($AF65),(1-$AF65),1) + IF(ISNUMBER(MATCH(BP$11,$AK65:$AP65,0)),-1,0)*_xlfn.IFS(ISNUMBER($AD65),$AD65,ISNUMBER($AE65),$AE65,ISNUMBER($AF65),$AF65,AND($AD65=0,$AE65=0,$AF65=0),1)","v":0},{"$f":"IF(ISNUMBER(MATCH(BQ$11,$AG65:$AJ65,0)),1,0)*IF(ISNUMBER($AF65),(1-$AF65),1) + IF(ISNUMBER(MATCH(BQ$11,$AK65:$AP65,0)),-1,0)*_xlfn.IFS(ISNUMBER($AD65),$AD65,ISNUMBER($AE65),$AE65,ISNUMBER($AF65),$AF65,AND($AD65=0,$AE65=0,$AF65=0),1)","v":0},{"$f":"IF(ISNUMBER(MATCH(BR$11,$AG65:$AJ65,0)),1,0)*IF(ISNUMBER($AF65),(1-$AF65),1) + IF(ISNUMBER(MATCH(BR$11,$AK65:$AP65,0)),-1,0)*_xlfn.IFS(ISNUMBER($AD65),$AD65,ISNUMBER($AE65),$AE65,ISNUMBER($AF65),$AF65,AND($AD65=0,$AE65=0,$AF65=0),1)","v":0},{"$f":"IF(ISNUMBER(MATCH(BS$11,$AG65:$AJ65,0)),1,0)*IF(ISNUMBER($AF65),(1-$AF65),1) + IF(ISNUMBER(MATCH(BS$11,$AK65:$AP65,0)),-1,0)*_xlfn.IFS(ISNUMBER($AD65),$AD65,ISNUMBER($AE65),$AE65,ISNUMBER($AF65),$AF65,AND($AD65=0,$AE65=0,$AF65=0),1)","v":0},{"$f":"IF(ISNUMBER(MATCH(BT$11,$AG65:$AJ65,0)),1,0)*IF(ISNUMBER($AF65),(1-$AF65),1) + IF(ISNUMBER(MATCH(BT$11,$AK65:$AP65,0)),-1,0)*_xlfn.IFS(ISNUMBER($AD65),$AD65,ISNUMBER($AE65),$AE65,ISNUMBER($AF65),$AF65,AND($AD65=0,$AE65=0,$AF65=0),1)","v":0},{"$f":"IF(ISNUMBER(MATCH(BU$11,$AG65:$AJ65,0)),1,0)*IF(ISNUMBER($AF65),(1-$AF65),1) + IF(ISNUMBER(MATCH(BU$11,$AK65:$AP65,0)),-1,0)*_xlfn.IFS(ISNUMBER($AD65),$AD65,ISNUMBER($AE65),$AE65,ISNUMBER($AF65),$AF65,AND($AD65=0,$AE65=0,$AF65=0),1)","v":0},{"$f":"IF(ISNUMBER(MATCH(BV$11,$AG65:$AJ65,0)),1,0)*IF(ISNUMBER($AF65),(1-$AF65),1) + IF(ISNUMBER(MATCH(BV$11,$AK65:$AP65,0)),-1,0)*_xlfn.IFS(ISNUMBER($AD65),$AD65,ISNUMBER($AE65),$AE65,ISNUMBER($AF65),$AF65,AND($AD65=0,$AE65=0,$AF65=0),1)","v":0},{"$f":"IF(ISNUMBER(MATCH(BW$11,$AG65:$AJ65,0)),1,0)*IF(ISNUMBER($AF65),(1-$AF65),1) + IF(ISNUMBER(MATCH(BW$11,$AK65:$AP65,0)),-1,0)*_xlfn.IFS(ISNUMBER($AD65),$AD65,ISNUMBER($AE65),$AE65,ISNUMBER($AF65),$AF65,AND($AD65=0,$AE65=0,$AF65=0),1)","v":0},{"$f":"IF(ISNUMBER(MATCH(BX$11,$AG65:$AJ65,0)),1,0)*IF(ISNUMBER($AF65),(1-$AF65),1) + IF(ISNUMBER(MATCH(BX$11,$AK65:$AP65,0)),-1,0)*_xlfn.IFS(ISNUMBER($AD65),$AD65,ISNUMBER($AE65),$AE65,ISNUMBER($AF65),$AF65,AND($AD65=0,$AE65=0,$AF65=0),1)","v":0},{"$f":"IF(ISNUMBER(MATCH(BY$11,$AG65:$AJ65,0)),1,0)*IF(ISNUMBER($AF65),(1-$AF65),1) + IF(ISNUMBER(MATCH(BY$11,$AK65:$AP65,0)),-1,0)*_xlfn.IFS(ISNUMBER($AD65),$AD65,ISNUMBER($AE65),$AE65,ISNUMBER($AF65),$AF65,AND($AD65=0,$AE65=0,$AF65=0),1)","v":0},{"$f":"IF(ISNUMBER(MATCH(BZ$11,$AG65:$AJ65,0)),1,0)*IF(ISNUMBER($AF65),(1-$AF65),1) + IF(ISNUMBER(MATCH(BZ$11,$AK65:$AP65,0)),-1,0)*_xlfn.IFS(ISNUMBER($AD65),$AD65,ISNUMBER($AE65),$AE65,ISNUMBER($AF65),$AF65,AND($AD65=0,$AE65=0,$AF65=0),1)","v":0},{"$f":"IF(ISNUMBER(MATCH(CA$11,$AG65:$AJ65,0)),1,0)*IF(ISNUMBER($AF65),(1-$AF65),1) + IF(ISNUMBER(MATCH(CA$11,$AK65:$AP65,0)),-1,0)*_xlfn.IFS(ISNUMBER($AD65),$AD65,ISNUMBER($AE65),$AE65,ISNUMBER($AF65),$AF65,AND($AD65=0,$AE65=0,$AF65=0),1)","v":0},{"$f":"IF(ISNUMBER(MATCH(CB$11,$AG65:$AJ65,0)),1,0)*IF(ISNUMBER($AF65),(1-$AF65),1) + IF(ISNUMBER(MATCH(CB$11,$AK65:$AP65,0)),-1,0)*_xlfn.IFS(ISNUMBER($AD65),$AD65,ISNUMBER($AE65),$AE65,ISNUMBER($AF65),$AF65,AND($AD65=0,$AE65=0,$AF65=0),1)","v":0},{"$f":"IF(ISNUMBER(MATCH(CC$11,$AG65:$AJ65,0)),1,0)*IF(ISNUMBER($AF65),(1-$AF65),1) + IF(ISNUMBER(MATCH(CC$11,$AK65:$AP65,0)),-1,0)*_xlfn.IFS(ISNUMBER($AD65),$AD65,ISNUMBER($AE65),$AE65,ISNUMBER($AF65),$AF65,AND($AD65=0,$AE65=0,$AF65=0),1)","v":0},{"$f":"IF(ISNUMBER(MATCH(CD$11,$AG65:$AJ65,0)),1,0)*IF(ISNUMBER($AF65),(1-$AF65),1) + IF(ISNUMBER(MATCH(CD$11,$AK65:$AP65,0)),-1,0)*_xlfn.IFS(ISNUMBER($AD65),$AD65,ISNUMBER($AE65),$AE65,ISNUMBER($AF65),$AF65,AND($AD65=0,$AE65=0,$AF65=0),1)","v":0},{"$f":"IF(ISNUMBER(MATCH(CE$11,$AG65:$AJ65,0)),1,0)*IF(ISNUMBER($AF65),(1-$AF65),1) + IF(ISNUMBER(MATCH(CE$11,$AK65:$AP65,0)),-1,0)*_xlfn.IFS(ISNUMBER($AD65),$AD65,ISNUMBER($AE65),$AE65,ISNUMBER($AF65),$AF65,AND($AD65=0,$AE65=0,$AF65=0),1)","v":0},{"$f":"IF(ISNUMBER(MATCH(CF$11,$AG65:$AJ65,0)),1,0)*IF(ISNUMBER($AF65),(1-$AF65),1) + IF(ISNUMBER(MATCH(CF$11,$AK65:$AP65,0)),-1,0)*_xlfn.IFS(ISNUMBER($AD65),$AD65,ISNUMBER($AE65),$AE65,ISNUMBER($AF65),$AF65,AND($AD65=0,$AE65=0,$AF65=0),1)","v":0},{"$f":"IF(ISNUMBER(MATCH(CG$11,$AG65:$AJ65,0)),1,0)*IF(ISNUMBER($AF65),(1-$AF65),1) + IF(ISNUMBER(MATCH(CG$11,$AK65:$AP65,0)),-1,0)*_xlfn.IFS(ISNUMBER($AD65),$AD65,ISNUMBER($AE65),$AE65,ISNUMBER($AF65),$AF65,AND($AD65=0,$AE65=0,$AF65=0),1)","v":0},{"$f":"IF(ISNUMBER(MATCH(CH$11,$AG65:$AJ65,0)),1,0)*IF(ISNUMBER($AF65),(1-$AF65),1) + IF(ISNUMBER(MATCH(CH$11,$AK65:$AP65,0)),-1,0)*_xlfn.IFS(ISNUMBER($AD65),$AD65,ISNUMBER($AE65),$AE65,ISNUMBER($AF65),$AF65,AND($AD65=0,$AE65=0,$AF65=0),1)","v":0},{"$f":"IF(ISNUMBER(MATCH(CI$11,$AG65:$AJ65,0)),1,0)*IF(ISNUMBER($AF65),(1-$AF65),1) + IF(ISNUMBER(MATCH(CI$11,$AK65:$AP65,0)),-1,0)*_xlfn.IFS(ISNUMBER($AD65),$AD65,ISNUMBER($AE65),$AE65,ISNUMBER($AF65),$AF65,AND($AD65=0,$AE65=0,$AF65=0),1)","v":0},{"$f":"IF(ISNUMBER(MATCH(CJ$11,$AG65:$AJ65,0)),1,0)*IF(ISNUMBER($AF65),(1-$AF65),1) + IF(ISNUMBER(MATCH(CJ$11,$AK65:$AP65,0)),-1,0)*_xlfn.IFS(ISNUMBER($AD65),$AD65,ISNUMBER($AE65),$AE65,ISNUMBER($AF65),$AF65,AND($AD65=0,$AE65=0,$AF65=0),1)","v":0},{"$f":"IF(ISNUMBER(MATCH(CK$11,$AG65:$AJ65,0)),1,0)*IF(ISNUMBER($AF65),(1-$AF65),1) + IF(ISNUMBER(MATCH(CK$11,$AK65:$AP65,0)),-1,0)*_xlfn.IFS(ISNUMBER($AD65),$AD65,ISNUMBER($AE65),$AE65,ISNUMBER($AF65),$AF65,AND($AD65=0,$AE65=0,$AF65=0),1)","v":0},{"$f":"IF(ISNUMBER(MATCH(CL$11,$AG65:$AJ65,0)),1,0)*IF(ISNUMBER($AF65),(1-$AF65),1) + IF(ISNUMBER(MATCH(CL$11,$AK65:$AP65,0)),-1,0)*_xlfn.IFS(ISNUMBER($AD65),$AD65,ISNUMBER($AE65),$AE65,ISNUMBER($AF65),$AF65,AND($AD65=0,$AE65=0,$AF65=0),1)","v":0},{"$f":"IF(ISNUMBER(MATCH(CM$11,$AG65:$AJ65,0)),1,0)*IF(ISNUMBER($AF65),(1-$AF65),1) + IF(ISNUMBER(MATCH(CM$11,$AK65:$AP65,0)),-1,0)*_xlfn.IFS(ISNUMBER($AD65),$AD65,ISNUMBER($AE65),$AE65,ISNUMBER($AF65),$AF65,AND($AD65=0,$AE65=0,$AF65=0),1)","v":0},{"$f":"IF(ISNUMBER(MATCH(CN$11,$AG65:$AJ65,0)),1,0)*IF(ISNUMBER($AF65),(1-$AF65),1) + IF(ISNUMBER(MATCH(CN$11,$AK65:$AP65,0)),-1,0)*_xlfn.IFS(ISNUMBER($AD65),$AD65,ISNUMBER($AE65),$AE65,ISNUMBER($AF65),$AF65,AND($AD65=0,$AE65=0,$AF65=0),1)","v":0},{"$f":"IF(ISNUMBER(MATCH(CO$11,$AG65:$AJ65,0)),1,0)*IF(ISNUMBER($AF65),(1-$AF65),1) + IF(ISNUMBER(MATCH(CO$11,$AK65:$AP65,0)),-1,0)*_xlfn.IFS(ISNUMBER($AD65),$AD65,ISNUMBER($AE65),$AE65,ISNUMBER($AF65),$AF65,AND($AD65=0,$AE65=0,$AF65=0),1)","v":0},{"$f":"IF(ISNUMBER(MATCH(CP$11,$AG65:$AJ65,0)),1,0)*IF(ISNUMBER($AF65),(1-$AF65),1) + IF(ISNUMBER(MATCH(CP$11,$AK65:$AP65,0)),-1,0)*_xlfn.IFS(ISNUMBER($AD65),$AD65,ISNUMBER($AE65),$AE65,ISNUMBER($AF65),$AF65,AND($AD65=0,$AE65=0,$AF65=0),1)","v":0},{"$f":"IF(ISNUMBER(MATCH(CQ$11,$AG65:$AJ65,0)),1,0)*IF(ISNUMBER($AF65),(1-$AF65),1) + IF(ISNUMBER(MATCH(CQ$11,$AK65:$AP65,0)),-1,0)*_xlfn.IFS(ISNUMBER($AD65),$AD65,ISNUMBER($AE65),$AE65,ISNUMBER($AF65),$AF65,AND($AD65=0,$AE65=0,$AF65=0),1)","v":1},{"$f":"IF(ISNUMBER(MATCH(CR$11,$AG65:$AJ65,0)),1,0)*IF(ISNUMBER($AF65),(1-$AF65),1) + IF(ISNUMBER(MATCH(CR$11,$AK65:$AP65,0)),-1,0)*_xlfn.IFS(ISNUMBER($AD65),$AD65,ISNUMBER($AE65),$AE65,ISNUMBER($AF65),$AF65,AND($AD65=0,$AE65=0,$AF65=0),1)","v":-1},{"$f":"IF(ISNUMBER(MATCH(CS$11,$AG65:$AJ65,0)),1,0)*IF(ISNUMBER($AF65),(1-$AF65),1) + IF(ISNUMBER(MATCH(CS$11,$AK65:$AP65,0)),-1,0)*_xlfn.IFS(ISNUMBER($AD65),$AD65,ISNUMBER($AE65),$AE65,ISNUMBER($AF65),$AF65,AND($AD65=0,$AE65=0,$AF65=0),1)","v":-1},{"$f":"IF(ISNUMBER(MATCH(CT$11,$AG65:$AJ65,0)),1,0)*IF(ISNUMBER($AF65),(1-$AF65),1) + IF(ISNUMBER(MATCH(CT$11,$AK65:$AP65,0)),-1,0)*_xlfn.IFS(ISNUMBER($AD65),$AD65,ISNUMBER($AE65),$AE65,ISNUMBER($AF65),$AF65,AND($AD65=0,$AE65=0,$AF65=0),1)","v":0},{"$f":"IF(ISNUMBER(MATCH(CU$11,$AG65:$AJ65,0)),1,0)*IF(ISNUMBER($AF65),(1-$AF65),1) + IF(ISNUMBER(MATCH(CU$11,$AK65:$AP65,0)),-1,0)*_xlfn.IFS(ISNUMBER($AD65),$AD65,ISNUMBER($AE65),$AE65,ISNUMBER($AF65),$AF65,AND($AD65=0,$AE65=0,$AF65=0),1)","v":0},{"$f":"IF(ISNUMBER(MATCH(CV$11,$AG65:$AJ65,0)),1,0)*IF(ISNUMBER($AF65),(1-$AF65),1) + IF(ISNUMBER(MATCH(CV$11,$AK65:$AP65,0)),-1,0)*_xlfn.IFS(ISNUMBER($AD65),$AD65,ISNUMBER($AE65),$AE65,ISNUMBER($AF65),$AF65,AND($AD65=0,$AE65=0,$AF65=0),1)","v":0},{"$f":"IF(ISNUMBER(MATCH(CW$11,$AG65:$AJ65,0)),1,0)*IF(ISNUMBER($AF65),(1-$AF65),1) + IF(ISNUMBER(MATCH(CW$11,$AK65:$AP65,0)),-1,0)*_xlfn.IFS(ISNUMBER($AD65),$AD65,ISNUMBER($AE65),$AE65,ISNUMBER($AF65),$AF65,AND($AD65=0,$AE65=0,$AF65=0),1)","v":0},{"$f":"IF(ISNUMBER(MATCH(CX$11,$AG65:$AJ65,0)),1,0)*IF(ISNUMBER($AF65),(1-$AF65),1) + IF(ISNUMBER(MATCH(CX$11,$AK65:$AP65,0)),-1,0)*_xlfn.IFS(ISNUMBER($AD65),$AD65,ISNUMBER($AE65),$AE65,ISNUMBER($AF65),$AF65,AND($AD65=0,$AE65=0,$AF65=0),1)","v":0},{"$f":"IF(ISNUMBER(MATCH(CY$11,$AG65:$AJ65,0)),1,0)*IF(ISNUMBER($AF65),(1-$AF65),1) + IF(ISNUMBER(MATCH(CY$11,$AK65:$AP65,0)),-1,0)*_xlfn.IFS(ISNUMBER($AD65),$AD65,ISNUMBER($AE65),$AE65,ISNUMBER($AF65),$AF65,AND($AD65=0,$AE65=0,$AF65=0),1)","v":0},{"$f":"IF(ISNUMBER(MATCH(CZ$11,$AG65:$AJ65,0)),1,0)*IF(ISNUMBER($AF65),(1-$AF65),1) + IF(ISNUMBER(MATCH(CZ$11,$AK65:$AP65,0)),-1,0)*_xlfn.IFS(ISNUMBER($AD65),$AD65,ISNUMBER($AE65),$AE65,ISNUMBER($AF65),$AF65,AND($AD65=0,$AE65=0,$AF65=0),1)","v":0},{"$f":"IF(ISNUMBER(MATCH(DA$11,$AG65:$AJ65,0)),1,0)*IF(ISNUMBER($AF65),(1-$AF65),1) + IF(ISNUMBER(MATCH(DA$11,$AK65:$AP65,0)),-1,0)*_xlfn.IFS(ISNUMBER($AD65),$AD65,ISNUMBER($AE65),$AE65,ISNUMBER($AF65),$AF65,AND($AD65=0,$AE65=0,$AF65=0),1)","v":0},{"$f":"IF(ISNUMBER(MATCH(DB$11,$AG65:$AJ65,0)),1,0)*IF(ISNUMBER($AF65),(1-$AF65),1) + IF(ISNUMBER(MATCH(DB$11,$AK65:$AP65,0)),-1,0)*_xlfn.IFS(ISNUMBER($AD65),$AD65,ISNUMBER($AE65),$AE65,ISNUMBER($AF65),$AF65,AND($AD65=0,$AE65=0,$AF65=0),1)","v":0},{"$f":"IF(ISNUMBER(MATCH(DC$11,$AG65:$AJ65,0)),1,0)*IF(ISNUMBER($AF65),(1-$AF65),1) + IF(ISNUMBER(MATCH(DC$11,$AK65:$AP65,0)),-1,0)*_xlfn.IFS(ISNUMBER($AD65),$AD65,ISNUMBER($AE65),$AE65,ISNUMBER($AF65),$AF65,AND($AD65=0,$AE65=0,$AF65=0),1)","v":0},{"$f":"IF(ISNUMBER(MATCH(DD$11,$AG65:$AJ65,0)),1,0)*IF(ISNUMBER($AF65),(1-$AF65),1) + IF(ISNUMBER(MATCH(DD$11,$AK65:$AP65,0)),-1,0)*_xlfn.IFS(ISNUMBER($AD65),$AD65,ISNUMBER($AE65),$AE65,ISNUMBER($AF65),$AF65,AND($AD65=0,$AE65=0,$AF65=0),1)","v":0},{"$f":"IF(ISNUMBER(MATCH(DE$11,$AG65:$AJ65,0)),1,0)*IF(ISNUMBER($AF65),(1-$AF65),1) + IF(ISNUMBER(MATCH(DE$11,$AK65:$AP65,0)),-1,0)*_xlfn.IFS(ISNUMBER($AD65),$AD65,ISNUMBER($AE65),$AE65,ISNUMBER($AF65),$AF65,AND($AD65=0,$AE65=0,$AF65=0),1)","v":0},null,0,"HRU,LT","Eco","Conservation",null,null,null,null,null,null,null,null,null,"q_hru_fc-fs,lt",2.4521552570167162E-2,67.486111495287176,0,0,0,0,0,0,0,0,0,0,0,0,0,0,2.0089481481481482E-2,0,0,-2.0089481481481482E-2,0,1.3200986913601524E-2,2.0089481481481482E-2,2.0089481481481482E-2,0,0,-2.0089481481481482E-2,0,2.1002639730639729E-2,2.0089481481481482E-2,2.0089481481481482E-2,0,0,-2.0089481481481482E-2,0,0,2.0089481481481482E-2,2.0089481481481482E-2,0,0,-2.0089481481481482E-2,0,0,2.0089481481481482E-2,2.0089481481481482E-2,0,0,-2.0039999999999999E-2,-4.9481481481481485E-5,-0.02,-5.0000000000000001E-3,-0.02,-4.0000000000000003E-5,0,-0.02,-2.0039999999999999E-2,-4.96E-3,0,0,9.1084430495559857E-21,0,0,0,0,0,0,0,0,null,null,null,null,null,null,null,null,null,null,null,"q_hru_fc-fs,lt",null,84.189260847414133,0,0,0,0,0,0,0,0,0,0,0,0,0,0,2.5061728395061725E-2,0,0,-2.5061728395061725E-2,0,1.6468297047906092E-2,2.5061728395061725E-2,2.5061728395061725E-2,0,0,-2.5061728395061725E-2,0,2.6200897867564531E-2,2.5061728395061725E-2,2.5061728395061725E-2,0,0,-2.5061728395061725E-2,0,0,2.5061728395061725E-2,2.5061728395061725E-2,0,0,-2.5061728395061725E-2,0,0,2.5061728395061725E-2,2.5061728395061725E-2,0,0,-2.5000000000000001E-2,-6.1728395061728383E-5,-0.02,-5.0000000000000001E-3,-0.02,-3.999999999999999E-5,0,-0.02,-2.5000000000000001E-2,-4.96E-3,0,0,1.1362828155633714E-20,0,0,0,0,0,0,0,0,null,null,"q_hru_fc-fs,lt",84.189260847414133,0,0,0,0,0,0,0,0,0,0,0,0,0,0,2.5061728395061725E-2,0,0,-2.5061728395061725E-2,0,1.6468297047906092E-2,2.5061728395061725E-2,2.5061728395061725E-2,0,0,-2.5061728395061725E-2,0,2.6200897867564531E-2,2.5061728395061725E-2,2.5061728395061725E-2,0,0,-2.5061728395061725E-2,0,0,2.5061728395061725E-2,2.5061728395061725E-2,0,0,-2.5061728395061725E-2,0,0,2.5061728395061725E-2,2.5061728395061725E-2,0,0,-2.5000000000000001E-2,-6.1728395061728383E-5,-0.02,-5.0000000000000001E-3,-0.02,-3.999999999999999E-5,0,-0.02,-2.5000000000000001E-2,-4.96E-3,0,0,0,0,0,0,0,0,0,0,0]
[null,null,null,null,null,null,null,null,null,null,null,null,null,null,null,null,null,null,"q_hru_comp-fs,lt",4209.4630423707067,69.196652751299482,2.0129668340674434E-13,4209.4630423707067,4209.4630423707067,2.0129668340674434E-13,null,null,"Split",null,null,null,1,"q_hru_eco-fc,lt",null,null,null,"q_hru_eco-comp,lt",null,null,null,null,null,null,{"$f":"IF(ISNUMBER(MATCH(AR$11,$AG66:$AJ66,0)),1,0)*IF(ISNUMBER($AF66),(1-$AF66),1) + IF(ISNUMBER(MATCH(AR$11,$AK66:$AP66,0)),-1,0)*_xlfn.IFS(ISNUMBER($AD66),$AD66,ISNUMBER($AE66),$AE66,ISNUMBER($AF66),$AF66,AND($AD66=0,$AE66=0,$AF66=0),1)","v":0},{"$f":"IF(ISNUMBER(MATCH(AS$11,$AG66:$AJ66,0)),1,0)*IF(ISNUMBER($AF66),(1-$AF66),1) + IF(ISNUMBER(MATCH(AS$11,$AK66:$AP66,0)),-1,0)*_xlfn.IFS(ISNUMBER($AD66),$AD66,ISNUMBER($AE66),$AE66,ISNUMBER($AF66),$AF66,AND($AD66=0,$AE66=0,$AF66=0),1)","v":0},{"$f":"IF(ISNUMBER(MATCH(AT$11,$AG66:$AJ66,0)),1,0)*IF(ISNUMBER($AF66),(1-$AF66),1) + IF(ISNUMBER(MATCH(AT$11,$AK66:$AP66,0)),-1,0)*_xlfn.IFS(ISNUMBER($AD66),$AD66,ISNUMBER($AE66),$AE66,ISNUMBER($AF66),$AF66,AND($AD66=0,$AE66=0,$AF66=0),1)","v":0},{"$f":"IF(ISNUMBER(MATCH(AU$11,$AG66:$AJ66,0)),1,0)*IF(ISNUMBER($AF66),(1-$AF66),1) + IF(ISNUMBER(MATCH(AU$11,$AK66:$AP66,0)),-1,0)*_xlfn.IFS(ISNUMBER($AD66),$AD66,ISNUMBER($AE66),$AE66,ISNUMBER($AF66),$AF66,AND($AD66=0,$AE66=0,$AF66=0),1)","v":0},{"$f":"IF(ISNUMBER(MATCH(AV$11,$AG66:$AJ66,0)),1,0)*IF(ISNUMBER($AF66),(1-$AF66),1) + IF(ISNUMBER(MATCH(AV$11,$AK66:$AP66,0)),-1,0)*_xlfn.IFS(ISNUMBER($AD66),$AD66,ISNUMBER($AE66),$AE66,ISNUMBER($AF66),$AF66,AND($AD66=0,$AE66=0,$AF66=0),1)","v":0},{"$f":"IF(ISNUMBER(MATCH(AW$11,$AG66:$AJ66,0)),1,0)*IF(ISNUMBER($AF66),(1-$AF66),1) + IF(ISNUMBER(MATCH(AW$11,$AK66:$AP66,0)),-1,0)*_xlfn.IFS(ISNUMBER($AD66),$AD66,ISNUMBER($AE66),$AE66,ISNUMBER($AF66),$AF66,AND($AD66=0,$AE66=0,$AF66=0),1)","v":0},{"$f":"IF(ISNUMBER(MATCH(AX$11,$AG66:$AJ66,0)),1,0)*IF(ISNUMBER($AF66),(1-$AF66),1) + IF(ISNUMBER(MATCH(AX$11,$AK66:$AP66,0)),-1,0)*_xlfn.IFS(ISNUMBER($AD66),$AD66,ISNUMBER($AE66),$AE66,ISNUMBER($AF66),$AF66,AND($AD66=0,$AE66=0,$AF66=0),1)","v":0},{"$f":"IF(ISNUMBER(MATCH(AY$11,$AG66:$AJ66,0)),1,0)*IF(ISNUMBER($AF66),(1-$AF66),1) + IF(ISNUMBER(MATCH(AY$11,$AK66:$AP66,0)),-1,0)*_xlfn.IFS(ISNUMBER($AD66),$AD66,ISNUMBER($AE66),$AE66,ISNUMBER($AF66),$AF66,AND($AD66=0,$AE66=0,$AF66=0),1)","v":0},{"$f":"IF(ISNUMBER(MATCH(AZ$11,$AG66:$AJ66,0)),1,0)*IF(ISNUMBER($AF66),(1-$AF66),1) + IF(ISNUMBER(MATCH(AZ$11,$AK66:$AP66,0)),-1,0)*_xlfn.IFS(ISNUMBER($AD66),$AD66,ISNUMBER($AE66),$AE66,ISNUMBER($AF66),$AF66,AND($AD66=0,$AE66=0,$AF66=0),1)","v":0},{"$f":"IF(ISNUMBER(MATCH(BA$11,$AG66:$AJ66,0)),1,0)*IF(ISNUMBER($AF66),(1-$AF66),1) + IF(ISNUMBER(MATCH(BA$11,$AK66:$AP66,0)),-1,0)*_xlfn.IFS(ISNUMBER($AD66),$AD66,ISNUMBER($AE66),$AE66,ISNUMBER($AF66),$AF66,AND($AD66=0,$AE66=0,$AF66=0),1)","v":0},{"$f":"IF(ISNUMBER(MATCH(BB$11,$AG66:$AJ66,0)),1,0)*IF(ISNUMBER($AF66),(1-$AF66),1) + IF(ISNUMBER(MATCH(BB$11,$AK66:$AP66,0)),-1,0)*_xlfn.IFS(ISNUMBER($AD66),$AD66,ISNUMBER($AE66),$AE66,ISNUMBER($AF66),$AF66,AND($AD66=0,$AE66=0,$AF66=0),1)","v":0},{"$f":"IF(ISNUMBER(MATCH(BC$11,$AG66:$AJ66,0)),1,0)*IF(ISNUMBER($AF66),(1-$AF66),1) + IF(ISNUMBER(MATCH(BC$11,$AK66:$AP66,0)),-1,0)*_xlfn.IFS(ISNUMBER($AD66),$AD66,ISNUMBER($AE66),$AE66,ISNUMBER($AF66),$AF66,AND($AD66=0,$AE66=0,$AF66=0),1)","v":0},{"$f":"IF(ISNUMBER(MATCH(BD$11,$AG66:$AJ66,0)),1,0)*IF(ISNUMBER($AF66),(1-$AF66),1) + IF(ISNUMBER(MATCH(BD$11,$AK66:$AP66,0)),-1,0)*_xlfn.IFS(ISNUMBER($AD66),$AD66,ISNUMBER($AE66),$AE66,ISNUMBER($AF66),$AF66,AND($AD66=0,$AE66=0,$AF66=0),1)","v":0},{"$f":"IF(ISNUMBER(MATCH(BE$11,$AG66:$AJ66,0)),1,0)*IF(ISNUMBER($AF66),(1-$AF66),1) + IF(ISNUMBER(MATCH(BE$11,$AK66:$AP66,0)),-1,0)*_xlfn.IFS(ISNUMBER($AD66),$AD66,ISNUMBER($AE66),$AE66,ISNUMBER($AF66),$AF66,AND($AD66=0,$AE66=0,$AF66=0),1)","v":0},{"$f":"IF(ISNUMBER(MATCH(BF$11,$AG66:$AJ66,0)),1,0)*IF(ISNUMBER($AF66),(1-$AF66),1) + IF(ISNUMBER(MATCH(BF$11,$AK66:$AP66,0)),-1,0)*_xlfn.IFS(ISNUMBER($AD66),$AD66,ISNUMBER($AE66),$AE66,ISNUMBER($AF66),$AF66,AND($AD66=0,$AE66=0,$AF66=0),1)","v":0},{"$f":"IF(ISNUMBER(MATCH(BG$11,$AG66:$AJ66,0)),1,0)*IF(ISNUMBER($AF66),(1-$AF66),1) + IF(ISNUMBER(MATCH(BG$11,$AK66:$AP66,0)),-1,0)*_xlfn.IFS(ISNUMBER($AD66),$AD66,ISNUMBER($AE66),$AE66,ISNUMBER($AF66),$AF66,AND($AD66=0,$AE66=0,$AF66=0),1)","v":0},{"$f":"IF(ISNUMBER(MATCH(BH$11,$AG66:$AJ66,0)),1,0)*IF(ISNUMBER($AF66),(1-$AF66),1) + IF(ISNUMBER(MATCH(BH$11,$AK66:$AP66,0)),-1,0)*_xlfn.IFS(ISNUMBER($AD66),$AD66,ISNUMBER($AE66),$AE66,ISNUMBER($AF66),$AF66,AND($AD66=0,$AE66=0,$AF66=0),1)","v":0},{"$f":"IF(ISNUMBER(MATCH(BI$11,$AG66:$AJ66,0)),1,0)*IF(ISNUMBER($AF66),(1-$AF66),1) + IF(ISNUMBER(MATCH(BI$11,$AK66:$AP66,0)),-1,0)*_xlfn.IFS(ISNUMBER($AD66),$AD66,ISNUMBER($AE66),$AE66,ISNUMBER($AF66),$AF66,AND($AD66=0,$AE66=0,$AF66=0),1)","v":0},{"$f":"IF(ISNUMBER(MATCH(BJ$11,$AG66:$AJ66,0)),1,0)*IF(ISNUMBER($AF66),(1-$AF66),1) + IF(ISNUMBER(MATCH(BJ$11,$AK66:$AP66,0)),-1,0)*_xlfn.IFS(ISNUMBER($AD66),$AD66,ISNUMBER($AE66),$AE66,ISNUMBER($AF66),$AF66,AND($AD66=0,$AE66=0,$AF66=0),1)","v":0},{"$f":"IF(ISNUMBER(MATCH(BK$11,$AG66:$AJ66,0)),1,0)*IF(ISNUMBER($AF66),(1-$AF66),1) + IF(ISNUMBER(MATCH(BK$11,$AK66:$AP66,0)),-1,0)*_xlfn.IFS(ISNUMBER($AD66),$AD66,ISNUMBER($AE66),$AE66,ISNUMBER($AF66),$AF66,AND($AD66=0,$AE66=0,$AF66=0),1)","v":0},{"$f":"IF(ISNUMBER(MATCH(BL$11,$AG66:$AJ66,0)),1,0)*IF(ISNUMBER($AF66),(1-$AF66),1) + IF(ISNUMBER(MATCH(BL$11,$AK66:$AP66,0)),-1,0)*_xlfn.IFS(ISNUMBER($AD66),$AD66,ISNUMBER($AE66),$AE66,ISNUMBER($AF66),$AF66,AND($AD66=0,$AE66=0,$AF66=0),1)","v":0},{"$f":"IF(ISNUMBER(MATCH(BM$11,$AG66:$AJ66,0)),1,0)*IF(ISNUMBER($AF66),(1-$AF66),1) + IF(ISNUMBER(MATCH(BM$11,$AK66:$AP66,0)),-1,0)*_xlfn.IFS(ISNUMBER($AD66),$AD66,ISNUMBER($AE66),$AE66,ISNUMBER($AF66),$AF66,AND($AD66=0,$AE66=0,$AF66=0),1)","v":0},{"$f":"IF(ISNUMBER(MATCH(BN$11,$AG66:$AJ66,0)),1,0)*IF(ISNUMBER($AF66),(1-$AF66),1) + IF(ISNUMBER(MATCH(BN$11,$AK66:$AP66,0)),-1,0)*_xlfn.IFS(ISNUMBER($AD66),$AD66,ISNUMBER($AE66),$AE66,ISNUMBER($AF66),$AF66,AND($AD66=0,$AE66=0,$AF66=0),1)","v":0},{"$f":"IF(ISNUMBER(MATCH(BO$11,$AG66:$AJ66,0)),1,0)*IF(ISNUMBER($AF66),(1-$AF66),1) + IF(ISNUMBER(MATCH(BO$11,$AK66:$AP66,0)),-1,0)*_xlfn.IFS(ISNUMBER($AD66),$AD66,ISNUMBER($AE66),$AE66,ISNUMBER($AF66),$AF66,AND($AD66=0,$AE66=0,$AF66=0),1)","v":0},{"$f":"IF(ISNUMBER(MATCH(BP$11,$AG66:$AJ66,0)),1,0)*IF(ISNUMBER($AF66),(1-$AF66),1) + IF(ISNUMBER(MATCH(BP$11,$AK66:$AP66,0)),-1,0)*_xlfn.IFS(ISNUMBER($AD66),$AD66,ISNUMBER($AE66),$AE66,ISNUMBER($AF66),$AF66,AND($AD66=0,$AE66=0,$AF66=0),1)","v":0},{"$f":"IF(ISNUMBER(MATCH(BQ$11,$AG66:$AJ66,0)),1,0)*IF(ISNUMBER($AF66),(1-$AF66),1) + IF(ISNUMBER(MATCH(BQ$11,$AK66:$AP66,0)),-1,0)*_xlfn.IFS(ISNUMBER($AD66),$AD66,ISNUMBER($AE66),$AE66,ISNUMBER($AF66),$AF66,AND($AD66=0,$AE66=0,$AF66=0),1)","v":0},{"$f":"IF(ISNUMBER(MATCH(BR$11,$AG66:$AJ66,0)),1,0)*IF(ISNUMBER($AF66),(1-$AF66),1) + IF(ISNUMBER(MATCH(BR$11,$AK66:$AP66,0)),-1,0)*_xlfn.IFS(ISNUMBER($AD66),$AD66,ISNUMBER($AE66),$AE66,ISNUMBER($AF66),$AF66,AND($AD66=0,$AE66=0,$AF66=0),1)","v":0},{"$f":"IF(ISNUMBER(MATCH(BS$11,$AG66:$AJ66,0)),1,0)*IF(ISNUMBER($AF66),(1-$AF66),1) + IF(ISNUMBER(MATCH(BS$11,$AK66:$AP66,0)),-1,0)*_xlfn.IFS(ISNUMBER($AD66),$AD66,ISNUMBER($AE66),$AE66,ISNUMBER($AF66),$AF66,AND($AD66=0,$AE66=0,$AF66=0),1)","v":0},{"$f":"IF(ISNUMBER(MATCH(BT$11,$AG66:$AJ66,0)),1,0)*IF(ISNUMBER($AF66),(1-$AF66),1) + IF(ISNUMBER(MATCH(BT$11,$AK66:$AP66,0)),-1,0)*_xlfn.IFS(ISNUMBER($AD66),$AD66,ISNUMBER($AE66),$AE66,ISNUMBER($AF66),$AF66,AND($AD66=0,$AE66=0,$AF66=0),1)","v":0},{"$f":"IF(ISNUMBER(MATCH(BU$11,$AG66:$AJ66,0)),1,0)*IF(ISNUMBER($AF66),(1-$AF66),1) + IF(ISNUMBER(MATCH(BU$11,$AK66:$AP66,0)),-1,0)*_xlfn.IFS(ISNUMBER($AD66),$AD66,ISNUMBER($AE66),$AE66,ISNUMBER($AF66),$AF66,AND($AD66=0,$AE66=0,$AF66=0),1)","v":0},{"$f":"IF(ISNUMBER(MATCH(BV$11,$AG66:$AJ66,0)),1,0)*IF(ISNUMBER($AF66),(1-$AF66),1) + IF(ISNUMBER(MATCH(BV$11,$AK66:$AP66,0)),-1,0)*_xlfn.IFS(ISNUMBER($AD66),$AD66,ISNUMBER($AE66),$AE66,ISNUMBER($AF66),$AF66,AND($AD66=0,$AE66=0,$AF66=0),1)","v":0},{"$f":"IF(ISNUMBER(MATCH(BW$11,$AG66:$AJ66,0)),1,0)*IF(ISNUMBER($AF66),(1-$AF66),1) + IF(ISNUMBER(MATCH(BW$11,$AK66:$AP66,0)),-1,0)*_xlfn.IFS(ISNUMBER($AD66),$AD66,ISNUMBER($AE66),$AE66,ISNUMBER($AF66),$AF66,AND($AD66=0,$AE66=0,$AF66=0),1)","v":0},{"$f":"IF(ISNUMBER(MATCH(BX$11,$AG66:$AJ66,0)),1,0)*IF(ISNUMBER($AF66),(1-$AF66),1) + IF(ISNUMBER(MATCH(BX$11,$AK66:$AP66,0)),-1,0)*_xlfn.IFS(ISNUMBER($AD66),$AD66,ISNUMBER($AE66),$AE66,ISNUMBER($AF66),$AF66,AND($AD66=0,$AE66=0,$AF66=0),1)","v":0},{"$f":"IF(ISNUMBER(MATCH(BY$11,$AG66:$AJ66,0)),1,0)*IF(ISNUMBER($AF66),(1-$AF66),1) + IF(ISNUMBER(MATCH(BY$11,$AK66:$AP66,0)),-1,0)*_xlfn.IFS(ISNUMBER($AD66),$AD66,ISNUMBER($AE66),$AE66,ISNUMBER($AF66),$AF66,AND($AD66=0,$AE66=0,$AF66=0),1)","v":0},{"$f":"IF(ISNUMBER(MATCH(BZ$11,$AG66:$AJ66,0)),1,0)*IF(ISNUMBER($AF66),(1-$AF66),1) + IF(ISNUMBER(MATCH(BZ$11,$AK66:$AP66,0)),-1,0)*_xlfn.IFS(ISNUMBER($AD66),$AD66,ISNUMBER($AE66),$AE66,ISNUMBER($AF66),$AF66,AND($AD66=0,$AE66=0,$AF66=0),1)","v":0},{"$f":"IF(ISNUMBER(MATCH(CA$11,$AG66:$AJ66,0)),1,0)*IF(ISNUMBER($AF66),(1-$AF66),1) + IF(ISNUMBER(MATCH(CA$11,$AK66:$AP66,0)),-1,0)*_xlfn.IFS(ISNUMBER($AD66),$AD66,ISNUMBER($AE66),$AE66,ISNUMBER($AF66),$AF66,AND($AD66=0,$AE66=0,$AF66=0),1)","v":0},{"$f":"IF(ISNUMBER(MATCH(CB$11,$AG66:$AJ66,0)),1,0)*IF(ISNUMBER($AF66),(1-$AF66),1) + IF(ISNUMBER(MATCH(CB$11,$AK66:$AP66,0)),-1,0)*_xlfn.IFS(ISNUMBER($AD66),$AD66,ISNUMBER($AE66),$AE66,ISNUMBER($AF66),$AF66,AND($AD66=0,$AE66=0,$AF66=0),1)","v":0},{"$f":"IF(ISNUMBER(MATCH(CC$11,$AG66:$AJ66,0)),1,0)*IF(ISNUMBER($AF66),(1-$AF66),1) + IF(ISNUMBER(MATCH(CC$11,$AK66:$AP66,0)),-1,0)*_xlfn.IFS(ISNUMBER($AD66),$AD66,ISNUMBER($AE66),$AE66,ISNUMBER($AF66),$AF66,AND($AD66=0,$AE66=0,$AF66=0),1)","v":0},{"$f":"IF(ISNUMBER(MATCH(CD$11,$AG66:$AJ66,0)),1,0)*IF(ISNUMBER($AF66),(1-$AF66),1) + IF(ISNUMBER(MATCH(CD$11,$AK66:$AP66,0)),-1,0)*_xlfn.IFS(ISNUMBER($AD66),$AD66,ISNUMBER($AE66),$AE66,ISNUMBER($AF66),$AF66,AND($AD66=0,$AE66=0,$AF66=0),1)","v":0},{"$f":"IF(ISNUMBER(MATCH(CE$11,$AG66:$AJ66,0)),1,0)*IF(ISNUMBER($AF66),(1-$AF66),1) + IF(ISNUMBER(MATCH(CE$11,$AK66:$AP66,0)),-1,0)*_xlfn.IFS(ISNUMBER($AD66),$AD66,ISNUMBER($AE66),$AE66,ISNUMBER($AF66),$AF66,AND($AD66=0,$AE66=0,$AF66=0),1)","v":0},{"$f":"IF(ISNUMBER(MATCH(CF$11,$AG66:$AJ66,0)),1,0)*IF(ISNUMBER($AF66),(1-$AF66),1) + IF(ISNUMBER(MATCH(CF$11,$AK66:$AP66,0)),-1,0)*_xlfn.IFS(ISNUMBER($AD66),$AD66,ISNUMBER($AE66),$AE66,ISNUMBER($AF66),$AF66,AND($AD66=0,$AE66=0,$AF66=0),1)","v":0},{"$f":"IF(ISNUMBER(MATCH(CG$11,$AG66:$AJ66,0)),1,0)*IF(ISNUMBER($AF66),(1-$AF66),1) + IF(ISNUMBER(MATCH(CG$11,$AK66:$AP66,0)),-1,0)*_xlfn.IFS(ISNUMBER($AD66),$AD66,ISNUMBER($AE66),$AE66,ISNUMBER($AF66),$AF66,AND($AD66=0,$AE66=0,$AF66=0),1)","v":0},{"$f":"IF(ISNUMBER(MATCH(CH$11,$AG66:$AJ66,0)),1,0)*IF(ISNUMBER($AF66),(1-$AF66),1) + IF(ISNUMBER(MATCH(CH$11,$AK66:$AP66,0)),-1,0)*_xlfn.IFS(ISNUMBER($AD66),$AD66,ISNUMBER($AE66),$AE66,ISNUMBER($AF66),$AF66,AND($AD66=0,$AE66=0,$AF66=0),1)","v":0},{"$f":"IF(ISNUMBER(MATCH(CI$11,$AG66:$AJ66,0)),1,0)*IF(ISNUMBER($AF66),(1-$AF66),1) + IF(ISNUMBER(MATCH(CI$11,$AK66:$AP66,0)),-1,0)*_xlfn.IFS(ISNUMBER($AD66),$AD66,ISNUMBER($AE66),$AE66,ISNUMBER($AF66),$AF66,AND($AD66=0,$AE66=0,$AF66=0),1)","v":0},{"$f":"IF(ISNUMBER(MATCH(CJ$11,$AG66:$AJ66,0)),1,0)*IF(ISNUMBER($AF66),(1-$AF66),1) + IF(ISNUMBER(MATCH(CJ$11,$AK66:$AP66,0)),-1,0)*_xlfn.IFS(ISNUMBER($AD66),$AD66,ISNUMBER($AE66),$AE66,ISNUMBER($AF66),$AF66,AND($AD66=0,$AE66=0,$AF66=0),1)","v":0},{"$f":"IF(ISNUMBER(MATCH(CK$11,$AG66:$AJ66,0)),1,0)*IF(ISNUMBER($AF66),(1-$AF66),1) + IF(ISNUMBER(MATCH(CK$11,$AK66:$AP66,0)),-1,0)*_xlfn.IFS(ISNUMBER($AD66),$AD66,ISNUMBER($AE66),$AE66,ISNUMBER($AF66),$AF66,AND($AD66=0,$AE66=0,$AF66=0),1)","v":0},{"$f":"IF(ISNUMBER(MATCH(CL$11,$AG66:$AJ66,0)),1,0)*IF(ISNUMBER($AF66),(1-$AF66),1) + IF(ISNUMBER(MATCH(CL$11,$AK66:$AP66,0)),-1,0)*_xlfn.IFS(ISNUMBER($AD66),$AD66,ISNUMBER($AE66),$AE66,ISNUMBER($AF66),$AF66,AND($AD66=0,$AE66=0,$AF66=0),1)","v":0},{"$f":"IF(ISNUMBER(MATCH(CM$11,$AG66:$AJ66,0)),1,0)*IF(ISNUMBER($AF66),(1-$AF66),1) + IF(ISNUMBER(MATCH(CM$11,$AK66:$AP66,0)),-1,0)*_xlfn.IFS(ISNUMBER($AD66),$AD66,ISNUMBER($AE66),$AE66,ISNUMBER($AF66),$AF66,AND($AD66=0,$AE66=0,$AF66=0),1)","v":0},{"$f":"IF(ISNUMBER(MATCH(CN$11,$AG66:$AJ66,0)),1,0)*IF(ISNUMBER($AF66),(1-$AF66),1) + IF(ISNUMBER(MATCH(CN$11,$AK66:$AP66,0)),-1,0)*_xlfn.IFS(ISNUMBER($AD66),$AD66,ISNUMBER($AE66),$AE66,ISNUMBER($AF66),$AF66,AND($AD66=0,$AE66=0,$AF66=0),1)","v":0},{"$f":"IF(ISNUMBER(MATCH(CO$11,$AG66:$AJ66,0)),1,0)*IF(ISNUMBER($AF66),(1-$AF66),1) + IF(ISNUMBER(MATCH(CO$11,$AK66:$AP66,0)),-1,0)*_xlfn.IFS(ISNUMBER($AD66),$AD66,ISNUMBER($AE66),$AE66,ISNUMBER($AF66),$AF66,AND($AD66=0,$AE66=0,$AF66=0),1)","v":0},{"$f":"IF(ISNUMBER(MATCH(CP$11,$AG66:$AJ66,0)),1,0)*IF(ISNUMBER($AF66),(1-$AF66),1) + IF(ISNUMBER(MATCH(CP$11,$AK66:$AP66,0)),-1,0)*_xlfn.IFS(ISNUMBER($AD66),$AD66,ISNUMBER($AE66),$AE66,ISNUMBER($AF66),$AF66,AND($AD66=0,$AE66=0,$AF66=0),1)","v":0},{"$f":"IF(ISNUMBER(MATCH(CQ$11,$AG66:$AJ66,0)),1,0)*IF(ISNUMBER($AF66),(1-$AF66),1) + IF(ISNUMBER(MATCH(CQ$11,$AK66:$AP66,0)),-1,0)*_xlfn.IFS(ISNUMBER($AD66),$AD66,ISNUMBER($AE66),$AE66,ISNUMBER($AF66),$AF66,AND($AD66=0,$AE66=0,$AF66=0),1)","v":0},{"$f":"IF(ISNUMBER(MATCH(CR$11,$AG66:$AJ66,0)),1,0)*IF(ISNUMBER($AF66),(1-$AF66),1) + IF(ISNUMBER(MATCH(CR$11,$AK66:$AP66,0)),-1,0)*_xlfn.IFS(ISNUMBER($AD66),$AD66,ISNUMBER($AE66),$AE66,ISNUMBER($AF66),$AF66,AND($AD66=0,$AE66=0,$AF66=0),1)","v":-1},{"$f":"IF(ISNUMBER(MATCH(CS$11,$AG66:$AJ66,0)),1,0)*IF(ISNUMBER($AF66),(1-$AF66),1) + IF(ISNUMBER(MATCH(CS$11,$AK66:$AP66,0)),-1,0)*_xlfn.IFS(ISNUMBER($AD66),$AD66,ISNUMBER($AE66),$AE66,ISNUMBER($AF66),$AF66,AND($AD66=0,$AE66=0,$AF66=0),1)","v":0},{"$f":"IF(ISNUMBER(MATCH(CT$11,$AG66:$AJ66,0)),1,0)*IF(ISNUMBER($AF66),(1-$AF66),1) + IF(ISNUMBER(MATCH(CT$11,$AK66:$AP66,0)),-1,0)*_xlfn.IFS(ISNUMBER($AD66),$AD66,ISNUMBER($AE66),$AE66,ISNUMBER($AF66),$AF66,AND($AD66=0,$AE66=0,$AF66=0),1)","v":0},{"$f":"IF(ISNUMBER(MATCH(CU$11,$AG66:$AJ66,0)),1,0)*IF(ISNUMBER($AF66),(1-$AF66),1) + IF(ISNUMBER(MATCH(CU$11,$AK66:$AP66,0)),-1,0)*_xlfn.IFS(ISNUMBER($AD66),$AD66,ISNUMBER($AE66),$AE66,ISNUMBER($AF66),$AF66,AND($AD66=0,$AE66=0,$AF66=0),1)","v":0},{"$f":"IF(ISNUMBER(MATCH(CV$11,$AG66:$AJ66,0)),1,0)*IF(ISNUMBER($AF66),(1-$AF66),1) + IF(ISNUMBER(MATCH(CV$11,$AK66:$AP66,0)),-1,0)*_xlfn.IFS(ISNUMBER($AD66),$AD66,ISNUMBER($AE66),$AE66,ISNUMBER($AF66),$AF66,AND($AD66=0,$AE66=0,$AF66=0),1)","v":0},{"$f":"IF(ISNUMBER(MATCH(CW$11,$AG66:$AJ66,0)),1,0)*IF(ISNUMBER($AF66),(1-$AF66),1) + IF(ISNUMBER(MATCH(CW$11,$AK66:$AP66,0)),-1,0)*_xlfn.IFS(ISNUMBER($AD66),$AD66,ISNUMBER($AE66),$AE66,ISNUMBER($AF66),$AF66,AND($AD66=0,$AE66=0,$AF66=0),1)","v":0},{"$f":"IF(ISNUMBER(MATCH(CX$11,$AG66:$AJ66,0)),1,0)*IF(ISNUMBER($AF66),(1-$AF66),1) + IF(ISNUMBER(MATCH(CX$11,$AK66:$AP66,0)),-1,0)*_xlfn.IFS(ISNUMBER($AD66),$AD66,ISNUMBER($AE66),$AE66,ISNUMBER($AF66),$AF66,AND($AD66=0,$AE66=0,$AF66=0),1)","v":0},{"$f":"IF(ISNUMBER(MATCH(CY$11,$AG66:$AJ66,0)),1,0)*IF(ISNUMBER($AF66),(1-$AF66),1) + IF(ISNUMBER(MATCH(CY$11,$AK66:$AP66,0)),-1,0)*_xlfn.IFS(ISNUMBER($AD66),$AD66,ISNUMBER($AE66),$AE66,ISNUMBER($AF66),$AF66,AND($AD66=0,$AE66=0,$AF66=0),1)","v":0},{"$f":"IF(ISNUMBER(MATCH(CZ$11,$AG66:$AJ66,0)),1,0)*IF(ISNUMBER($AF66),(1-$AF66),1) + IF(ISNUMBER(MATCH(CZ$11,$AK66:$AP66,0)),-1,0)*_xlfn.IFS(ISNUMBER($AD66),$AD66,ISNUMBER($AE66),$AE66,ISNUMBER($AF66),$AF66,AND($AD66=0,$AE66=0,$AF66=0),1)","v":0},{"$f":"IF(ISNUMBER(MATCH(DA$11,$AG66:$AJ66,0)),1,0)*IF(ISNUMBER($AF66),(1-$AF66),1) + IF(ISNUMBER(MATCH(DA$11,$AK66:$AP66,0)),-1,0)*_xlfn.IFS(ISNUMBER($AD66),$AD66,ISNUMBER($AE66),$AE66,ISNUMBER($AF66),$AF66,AND($AD66=0,$AE66=0,$AF66=0),1)","v":0},{"$f":"IF(ISNUMBER(MATCH(DB$11,$AG66:$AJ66,0)),1,0)*IF(ISNUMBER($AF66),(1-$AF66),1) + IF(ISNUMBER(MATCH(DB$11,$AK66:$AP66,0)),-1,0)*_xlfn.IFS(ISNUMBER($AD66),$AD66,ISNUMBER($AE66),$AE66,ISNUMBER($AF66),$AF66,AND($AD66=0,$AE66=0,$AF66=0),1)","v":0},{"$f":"IF(ISNUMBER(MATCH(DC$11,$AG66:$AJ66,0)),1,0)*IF(ISNUMBER($AF66),(1-$AF66),1) + IF(ISNUMBER(MATCH(DC$11,$AK66:$AP66,0)),-1,0)*_xlfn.IFS(ISNUMBER($AD66),$AD66,ISNUMBER($AE66),$AE66,ISNUMBER($AF66),$AF66,AND($AD66=0,$AE66=0,$AF66=0),1)","v":0},{"$f":"IF(ISNUMBER(MATCH(DD$11,$AG66:$AJ66,0)),1,0)*IF(ISNUMBER($AF66),(1-$AF66),1) + IF(ISNUMBER(MATCH(DD$11,$AK66:$AP66,0)),-1,0)*_xlfn.IFS(ISNUMBER($AD66),$AD66,ISNUMBER($AE66),$AE66,ISNUMBER($AF66),$AF66,AND($AD66=0,$AE66=0,$AF66=0),1)","v":0},{"$f":"IF(ISNUMBER(MATCH(DE$11,$AG66:$AJ66,0)),1,0)*IF(ISNUMBER($AF66),(1-$AF66),1) + IF(ISNUMBER(MATCH(DE$11,$AK66:$AP66,0)),-1,0)*_xlfn.IFS(ISNUMBER($AD66),$AD66,ISNUMBER($AE66),$AE66,ISNUMBER($AF66),$AF66,AND($AD66=0,$AE66=0,$AF66=0),1)","v":0},null,0,"HRU,LT","Eco","Split",null,null,null,null,null,null,null,null,null,"e_hru_fc,lt",9.4332886796574013E-3,6.735140867793131,0,0,0,0,0,0,0,0,0,0,0,0,0,0,2.0049382716049381E-3,0,0,-2.0049382716049381E-3,0,1.3174637638324873E-3,2.0049382716049381E-3,2.0049382716049381E-3,0,0,-2.0049382716049381E-3,0,2.0960718294051627E-3,2.0049382716049381E-3,2.0049382716049381E-3,0,0,-2.0049382716049381E-3,0,0,2.0049382716049381E-3,2.0049382716049381E-3,0,0,-2.0049382716049381E-3,0,0,2.0049382716049381E-3,2.0049382716049381E-3,0,0,-2E-3,-4.9382716049382725E-6,0,0,0,-2E-3,0,0,-2E-3,2E-3,0,0,9.0902625245069723E-22,0,0,0,0,0,0,0,0,null,null,null,null,null,null,null,null,null,null,null,"e_hru_fc,lt",null,0,0,0,0,0,0,0,0,0,0,0,0,0,0,0,0,0,0,0,0,0,0,0,0,0,0,0,0,0,0,0,0,0,0,0,0,0,0,0,0,0,0,0,0,0,0,0,0,0,0,0,-2E-3,0,0,0,2E-3,0,0,0,0,0,0,0,0,0,0,0,null,null,"e_hru_fc,lt",0,0,0,0,0,0,0,0,0,0,0,0,0,0,0,0,0,0,0,0,0,0,0,0,0,0,0,0,0,0,0,0,0,0,0,0,0,0,0,0,0,0,0,0,0,0,0,0,0,0,0,-2E-3,0,0,0,2E-3,0,0,0,0,0,0,0,0,0,0,0]
[null,null,null,null,null,null,null,null,null,null,null,null,null,null,null,null,null,null,"q_hru_fc-fs,lt",3374.3055747643584,3318.837537918917,3374.3055747643584,0,0,3374.3055747643584,"HRU,HT","Power","Conservation",null,null,null,null,"e_mech_swb-hru,ht",null,null,null,"e_hru_comp,ht","e_hru_fs,ht","e_hru_fc,ht",null,null,null,null,{"$f":"IF(ISNUMBER(MATCH(AR$11,$AG67:$AJ67,0)),1,0)*IF(ISNUMBER($AF67),(1-$AF67),1) + IF(ISNUMBER(MATCH(AR$11,$AK67:$AP67,0)),-1,0)*_xlfn.IFS(ISNUMBER($AD67),$AD67,ISNUMBER($AE67),$AE67,ISNUMBER($AF67),$AF67,AND($AD67=0,$AE67=0,$AF67=0),1)","v":0},{"$f":"IF(ISNUMBER(MATCH(AS$11,$AG67:$AJ67,0)),1,0)*IF(ISNUMBER($AF67),(1-$AF67),1) + IF(ISNUMBER(MATCH(AS$11,$AK67:$AP67,0)),-1,0)*_xlfn.IFS(ISNUMBER($AD67),$AD67,ISNUMBER($AE67),$AE67,ISNUMBER($AF67),$AF67,AND($AD67=0,$AE67=0,$AF67=0),1)","v":0},{"$f":"IF(ISNUMBER(MATCH(AT$11,$AG67:$AJ67,0)),1,0)*IF(ISNUMBER($AF67),(1-$AF67),1) + IF(ISNUMBER(MATCH(AT$11,$AK67:$AP67,0)),-1,0)*_xlfn.IFS(ISNUMBER($AD67),$AD67,ISNUMBER($AE67),$AE67,ISNUMBER($AF67),$AF67,AND($AD67=0,$AE67=0,$AF67=0),1)","v":0},{"$f":"IF(ISNUMBER(MATCH(AU$11,$AG67:$AJ67,0)),1,0)*IF(ISNUMBER($AF67),(1-$AF67),1) + IF(ISNUMBER(MATCH(AU$11,$AK67:$AP67,0)),-1,0)*_xlfn.IFS(ISNUMBER($AD67),$AD67,ISNUMBER($AE67),$AE67,ISNUMBER($AF67),$AF67,AND($AD67=0,$AE67=0,$AF67=0),1)","v":0},{"$f":"IF(ISNUMBER(MATCH(AV$11,$AG67:$AJ67,0)),1,0)*IF(ISNUMBER($AF67),(1-$AF67),1) + IF(ISNUMBER(MATCH(AV$11,$AK67:$AP67,0)),-1,0)*_xlfn.IFS(ISNUMBER($AD67),$AD67,ISNUMBER($AE67),$AE67,ISNUMBER($AF67),$AF67,AND($AD67=0,$AE67=0,$AF67=0),1)","v":0},{"$f":"IF(ISNUMBER(MATCH(AW$11,$AG67:$AJ67,0)),1,0)*IF(ISNUMBER($AF67),(1-$AF67),1) + IF(ISNUMBER(MATCH(AW$11,$AK67:$AP67,0)),-1,0)*_xlfn.IFS(ISNUMBER($AD67),$AD67,ISNUMBER($AE67),$AE67,ISNUMBER($AF67),$AF67,AND($AD67=0,$AE67=0,$AF67=0),1)","v":0},{"$f":"IF(ISNUMBER(MATCH(AX$11,$AG67:$AJ67,0)),1,0)*IF(ISNUMBER($AF67),(1-$AF67),1) + IF(ISNUMBER(MATCH(AX$11,$AK67:$AP67,0)),-1,0)*_xlfn.IFS(ISNUMBER($AD67),$AD67,ISNUMBER($AE67),$AE67,ISNUMBER($AF67),$AF67,AND($AD67=0,$AE67=0,$AF67=0),1)","v":0},{"$f":"IF(ISNUMBER(MATCH(AY$11,$AG67:$AJ67,0)),1,0)*IF(ISNUMBER($AF67),(1-$AF67),1) + IF(ISNUMBER(MATCH(AY$11,$AK67:$AP67,0)),-1,0)*_xlfn.IFS(ISNUMBER($AD67),$AD67,ISNUMBER($AE67),$AE67,ISNUMBER($AF67),$AF67,AND($AD67=0,$AE67=0,$AF67=0),1)","v":0},{"$f":"IF(ISNUMBER(MATCH(AZ$11,$AG67:$AJ67,0)),1,0)*IF(ISNUMBER($AF67),(1-$AF67),1) + IF(ISNUMBER(MATCH(AZ$11,$AK67:$AP67,0)),-1,0)*_xlfn.IFS(ISNUMBER($AD67),$AD67,ISNUMBER($AE67),$AE67,ISNUMBER($AF67),$AF67,AND($AD67=0,$AE67=0,$AF67=0),1)","v":0},{"$f":"IF(ISNUMBER(MATCH(BA$11,$AG67:$AJ67,0)),1,0)*IF(ISNUMBER($AF67),(1-$AF67),1) + IF(ISNUMBER(MATCH(BA$11,$AK67:$AP67,0)),-1,0)*_xlfn.IFS(ISNUMBER($AD67),$AD67,ISNUMBER($AE67),$AE67,ISNUMBER($AF67),$AF67,AND($AD67=0,$AE67=0,$AF67=0),1)","v":0},{"$f":"IF(ISNUMBER(MATCH(BB$11,$AG67:$AJ67,0)),1,0)*IF(ISNUMBER($AF67),(1-$AF67),1) + IF(ISNUMBER(MATCH(BB$11,$AK67:$AP67,0)),-1,0)*_xlfn.IFS(ISNUMBER($AD67),$AD67,ISNUMBER($AE67),$AE67,ISNUMBER($AF67),$AF67,AND($AD67=0,$AE67=0,$AF67=0),1)","v":0},{"$f":"IF(ISNUMBER(MATCH(BC$11,$AG67:$AJ67,0)),1,0)*IF(ISNUMBER($AF67),(1-$AF67),1) + IF(ISNUMBER(MATCH(BC$11,$AK67:$AP67,0)),-1,0)*_xlfn.IFS(ISNUMBER($AD67),$AD67,ISNUMBER($AE67),$AE67,ISNUMBER($AF67),$AF67,AND($AD67=0,$AE67=0,$AF67=0),1)","v":0},{"$f":"IF(ISNUMBER(MATCH(BD$11,$AG67:$AJ67,0)),1,0)*IF(ISNUMBER($AF67),(1-$AF67),1) + IF(ISNUMBER(MATCH(BD$11,$AK67:$AP67,0)),-1,0)*_xlfn.IFS(ISNUMBER($AD67),$AD67,ISNUMBER($AE67),$AE67,ISNUMBER($AF67),$AF67,AND($AD67=0,$AE67=0,$AF67=0),1)","v":0},{"$f":"IF(ISNUMBER(MATCH(BE$11,$AG67:$AJ67,0)),1,0)*IF(ISNUMBER($AF67),(1-$AF67),1) + IF(ISNUMBER(MATCH(BE$11,$AK67:$AP67,0)),-1,0)*_xlfn.IFS(ISNUMBER($AD67),$AD67,ISNUMBER($AE67),$AE67,ISNUMBER($AF67),$AF67,AND($AD67=0,$AE67=0,$AF67=0),1)","v":0},{"$f":"IF(ISNUMBER(MATCH(BF$11,$AG67:$AJ67,0)),1,0)*IF(ISNUMBER($AF67),(1-$AF67),1) + IF(ISNUMBER(MATCH(BF$11,$AK67:$AP67,0)),-1,0)*_xlfn.IFS(ISNUMBER($AD67),$AD67,ISNUMBER($AE67),$AE67,ISNUMBER($AF67),$AF67,AND($AD67=0,$AE67=0,$AF67=0),1)","v":0},{"$f":"IF(ISNUMBER(MATCH(BG$11,$AG67:$AJ67,0)),1,0)*IF(ISNUMBER($AF67),(1-$AF67),1) + IF(ISNUMBER(MATCH(BG$11,$AK67:$AP67,0)),-1,0)*_xlfn.IFS(ISNUMBER($AD67),$AD67,ISNUMBER($AE67),$AE67,ISNUMBER($AF67),$AF67,AND($AD67=0,$AE67=0,$AF67=0),1)","v":0},{"$f":"IF(ISNUMBER(MATCH(BH$11,$AG67:$AJ67,0)),1,0)*IF(ISNUMBER($AF67),(1-$AF67),1) + IF(ISNUMBER(MATCH(BH$11,$AK67:$AP67,0)),-1,0)*_xlfn.IFS(ISNUMBER($AD67),$AD67,ISNUMBER($AE67),$AE67,ISNUMBER($AF67),$AF67,AND($AD67=0,$AE67=0,$AF67=0),1)","v":1},{"$f":"IF(ISNUMBER(MATCH(BI$11,$AG67:$AJ67,0)),1,0)*IF(ISNUMBER($AF67),(1-$AF67),1) + IF(ISNUMBER(MATCH(BI$11,$AK67:$AP67,0)),-1,0)*_xlfn.IFS(ISNUMBER($AD67),$AD67,ISNUMBER($AE67),$AE67,ISNUMBER($AF67),$AF67,AND($AD67=0,$AE67=0,$AF67=0),1)","v":0},{"$f":"IF(ISNUMBER(MATCH(BJ$11,$AG67:$AJ67,0)),1,0)*IF(ISNUMBER($AF67),(1-$AF67),1) + IF(ISNUMBER(MATCH(BJ$11,$AK67:$AP67,0)),-1,0)*_xlfn.IFS(ISNUMBER($AD67),$AD67,ISNUMBER($AE67),$AE67,ISNUMBER($AF67),$AF67,AND($AD67=0,$AE67=0,$AF67=0),1)","v":0},{"$f":"IF(ISNUMBER(MATCH(BK$11,$AG67:$AJ67,0)),1,0)*IF(ISNUMBER($AF67),(1-$AF67),1) + IF(ISNUMBER(MATCH(BK$11,$AK67:$AP67,0)),-1,0)*_xlfn.IFS(ISNUMBER($AD67),$AD67,ISNUMBER($AE67),$AE67,ISNUMBER($AF67),$AF67,AND($AD67=0,$AE67=0,$AF67=0),1)","v":0},{"$f":"IF(ISNUMBER(MATCH(BL$11,$AG67:$AJ67,0)),1,0)*IF(ISNUMBER($AF67),(1-$AF67),1) + IF(ISNUMBER(MATCH(BL$11,$AK67:$AP67,0)),-1,0)*_xlfn.IFS(ISNUMBER($AD67),$AD67,ISNUMBER($AE67),$AE67,ISNUMBER($AF67),$AF67,AND($AD67=0,$AE67=0,$AF67=0),1)","v":0},{"$f":"IF(ISNUMBER(MATCH(BM$11,$AG67:$AJ67,0)),1,0)*IF(ISNUMBER($AF67),(1-$AF67),1) + IF(ISNUMBER(MATCH(BM$11,$AK67:$AP67,0)),-1,0)*_xlfn.IFS(ISNUMBER($AD67),$AD67,ISNUMBER($AE67),$AE67,ISNUMBER($AF67),$AF67,AND($AD67=0,$AE67=0,$AF67=0),1)","v":0},{"$f":"IF(ISNUMBER(MATCH(BN$11,$AG67:$AJ67,0)),1,0)*IF(ISNUMBER($AF67),(1-$AF67),1) + IF(ISNUMBER(MATCH(BN$11,$AK67:$AP67,0)),-1,0)*_xlfn.IFS(ISNUMBER($AD67),$AD67,ISNUMBER($AE67),$AE67,ISNUMBER($AF67),$AF67,AND($AD67=0,$AE67=0,$AF67=0),1)","v":0},{"$f":"IF(ISNUMBER(MATCH(BO$11,$AG67:$AJ67,0)),1,0)*IF(ISNUMBER($AF67),(1-$AF67),1) + IF(ISNUMBER(MATCH(BO$11,$AK67:$AP67,0)),-1,0)*_xlfn.IFS(ISNUMBER($AD67),$AD67,ISNUMBER($AE67),$AE67,ISNUMBER($AF67),$AF67,AND($AD67=0,$AE67=0,$AF67=0),1)","v":0},{"$f":"IF(ISNUMBER(MATCH(BP$11,$AG67:$AJ67,0)),1,0)*IF(ISNUMBER($AF67),(1-$AF67),1) + IF(ISNUMBER(MATCH(BP$11,$AK67:$AP67,0)),-1,0)*_xlfn.IFS(ISNUMBER($AD67),$AD67,ISNUMBER($AE67),$AE67,ISNUMBER($AF67),$AF67,AND($AD67=0,$AE67=0,$AF67=0),1)","v":0},{"$f":"IF(ISNUMBER(MATCH(BQ$11,$AG67:$AJ67,0)),1,0)*IF(ISNUMBER($AF67),(1-$AF67),1) + IF(ISNUMBER(MATCH(BQ$11,$AK67:$AP67,0)),-1,0)*_xlfn.IFS(ISNUMBER($AD67),$AD67,ISNUMBER($AE67),$AE67,ISNUMBER($AF67),$AF67,AND($AD67=0,$AE67=0,$AF67=0),1)","v":0},{"$f":"IF(ISNUMBER(MATCH(BR$11,$AG67:$AJ67,0)),1,0)*IF(ISNUMBER($AF67),(1-$AF67),1) + IF(ISNUMBER(MATCH(BR$11,$AK67:$AP67,0)),-1,0)*_xlfn.IFS(ISNUMBER($AD67),$AD67,ISNUMBER($AE67),$AE67,ISNUMBER($AF67),$AF67,AND($AD67=0,$AE67=0,$AF67=0),1)","v":0},{"$f":"IF(ISNUMBER(MATCH(BS$11,$AG67:$AJ67,0)),1,0)*IF(ISNUMBER($AF67),(1-$AF67),1) + IF(ISNUMBER(MATCH(BS$11,$AK67:$AP67,0)),-1,0)*_xlfn.IFS(ISNUMBER($AD67),$AD67,ISNUMBER($AE67),$AE67,ISNUMBER($AF67),$AF67,AND($AD67=0,$AE67=0,$AF67=0),1)","v":0},{"$f":"IF(ISNUMBER(MATCH(BT$11,$AG67:$AJ67,0)),1,0)*IF(ISNUMBER($AF67),(1-$AF67),1) + IF(ISNUMBER(MATCH(BT$11,$AK67:$AP67,0)),-1,0)*_xlfn.IFS(ISNUMBER($AD67),$AD67,ISNUMBER($AE67),$AE67,ISNUMBER($AF67),$AF67,AND($AD67=0,$AE67=0,$AF67=0),1)","v":0},{"$f":"IF(ISNUMBER(MATCH(BU$11,$AG67:$AJ67,0)),1,0)*IF(ISNUMBER($AF67),(1-$AF67),1) + IF(ISNUMBER(MATCH(BU$11,$AK67:$AP67,0)),-1,0)*_xlfn.IFS(ISNUMBER($AD67),$AD67,ISNUMBER($AE67),$AE67,ISNUMBER($AF67),$AF67,AND($AD67=0,$AE67=0,$AF67=0),1)","v":0},{"$f":"IF(ISNUMBER(MATCH(BV$11,$AG67:$AJ67,0)),1,0)*IF(ISNUMBER($AF67),(1-$AF67),1) + IF(ISNUMBER(MATCH(BV$11,$AK67:$AP67,0)),-1,0)*_xlfn.IFS(ISNUMBER($AD67),$AD67,ISNUMBER($AE67),$AE67,ISNUMBER($AF67),$AF67,AND($AD67=0,$AE67=0,$AF67=0),1)","v":0},{"$f":"IF(ISNUMBER(MATCH(BW$11,$AG67:$AJ67,0)),1,0)*IF(ISNUMBER($AF67),(1-$AF67),1) + IF(ISNUMBER(MATCH(BW$11,$AK67:$AP67,0)),-1,0)*_xlfn.IFS(ISNUMBER($AD67),$AD67,ISNUMBER($AE67),$AE67,ISNUMBER($AF67),$AF67,AND($AD67=0,$AE67=0,$AF67=0),1)","v":0},{"$f":"IF(ISNUMBER(MATCH(BX$11,$AG67:$AJ67,0)),1,0)*IF(ISNUMBER($AF67),(1-$AF67),1) + IF(ISNUMBER(MATCH(BX$11,$AK67:$AP67,0)),-1,0)*_xlfn.IFS(ISNUMBER($AD67),$AD67,ISNUMBER($AE67),$AE67,ISNUMBER($AF67),$AF67,AND($AD67=0,$AE67=0,$AF67=0),1)","v":0},{"$f":"IF(ISNUMBER(MATCH(BY$11,$AG67:$AJ67,0)),1,0)*IF(ISNUMBER($AF67),(1-$AF67),1) + IF(ISNUMBER(MATCH(BY$11,$AK67:$AP67,0)),-1,0)*_xlfn.IFS(ISNUMBER($AD67),$AD67,ISNUMBER($AE67),$AE67,ISNUMBER($AF67),$AF67,AND($AD67=0,$AE67=0,$AF67=0),1)","v":0},{"$f":"IF(ISNUMBER(MATCH(BZ$11,$AG67:$AJ67,0)),1,0)*IF(ISNUMBER($AF67),(1-$AF67),1) + IF(ISNUMBER(MATCH(BZ$11,$AK67:$AP67,0)),-1,0)*_xlfn.IFS(ISNUMBER($AD67),$AD67,ISNUMBER($AE67),$AE67,ISNUMBER($AF67),$AF67,AND($AD67=0,$AE67=0,$AF67=0),1)","v":0},{"$f":"IF(ISNUMBER(MATCH(CA$11,$AG67:$AJ67,0)),1,0)*IF(ISNUMBER($AF67),(1-$AF67),1) + IF(ISNUMBER(MATCH(CA$11,$AK67:$AP67,0)),-1,0)*_xlfn.IFS(ISNUMBER($AD67),$AD67,ISNUMBER($AE67),$AE67,ISNUMBER($AF67),$AF67,AND($AD67=0,$AE67=0,$AF67=0),1)","v":0},{"$f":"IF(ISNUMBER(MATCH(CB$11,$AG67:$AJ67,0)),1,0)*IF(ISNUMBER($AF67),(1-$AF67),1) + IF(ISNUMBER(MATCH(CB$11,$AK67:$AP67,0)),-1,0)*_xlfn.IFS(ISNUMBER($AD67),$AD67,ISNUMBER($AE67),$AE67,ISNUMBER($AF67),$AF67,AND($AD67=0,$AE67=0,$AF67=0),1)","v":0},{"$f":"IF(ISNUMBER(MATCH(CC$11,$AG67:$AJ67,0)),1,0)*IF(ISNUMBER($AF67),(1-$AF67),1) + IF(ISNUMBER(MATCH(CC$11,$AK67:$AP67,0)),-1,0)*_xlfn.IFS(ISNUMBER($AD67),$AD67,ISNUMBER($AE67),$AE67,ISNUMBER($AF67),$AF67,AND($AD67=0,$AE67=0,$AF67=0),1)","v":0},{"$f":"IF(ISNUMBER(MATCH(CD$11,$AG67:$AJ67,0)),1,0)*IF(ISNUMBER($AF67),(1-$AF67),1) + IF(ISNUMBER(MATCH(CD$11,$AK67:$AP67,0)),-1,0)*_xlfn.IFS(ISNUMBER($AD67),$AD67,ISNUMBER($AE67),$AE67,ISNUMBER($AF67),$AF67,AND($AD67=0,$AE67=0,$AF67=0),1)","v":0},{"$f":"IF(ISNUMBER(MATCH(CE$11,$AG67:$AJ67,0)),1,0)*IF(ISNUMBER($AF67),(1-$AF67),1) + IF(ISNUMBER(MATCH(CE$11,$AK67:$AP67,0)),-1,0)*_xlfn.IFS(ISNUMBER($AD67),$AD67,ISNUMBER($AE67),$AE67,ISNUMBER($AF67),$AF67,AND($AD67=0,$AE67=0,$AF67=0),1)","v":0},{"$f":"IF(ISNUMBER(MATCH(CF$11,$AG67:$AJ67,0)),1,0)*IF(ISNUMBER($AF67),(1-$AF67),1) + IF(ISNUMBER(MATCH(CF$11,$AK67:$AP67,0)),-1,0)*_xlfn.IFS(ISNUMBER($AD67),$AD67,ISNUMBER($AE67),$AE67,ISNUMBER($AF67),$AF67,AND($AD67=0,$AE67=0,$AF67=0),1)","v":0},{"$f":"IF(ISNUMBER(MATCH(CG$11,$AG67:$AJ67,0)),1,0)*IF(ISNUMBER($AF67),(1-$AF67),1) + IF(ISNUMBER(MATCH(CG$11,$AK67:$AP67,0)),-1,0)*_xlfn.IFS(ISNUMBER($AD67),$AD67,ISNUMBER($AE67),$AE67,ISNUMBER($AF67),$AF67,AND($AD67=0,$AE67=0,$AF67=0),1)","v":0},{"$f":"IF(ISNUMBER(MATCH(CH$11,$AG67:$AJ67,0)),1,0)*IF(ISNUMBER($AF67),(1-$AF67),1) + IF(ISNUMBER(MATCH(CH$11,$AK67:$AP67,0)),-1,0)*_xlfn.IFS(ISNUMBER($AD67),$AD67,ISNUMBER($AE67),$AE67,ISNUMBER($AF67),$AF67,AND($AD67=0,$AE67=0,$AF67=0),1)","v":0},{"$f":"IF(ISNUMBER(MATCH(CI$11,$AG67:$AJ67,0)),1,0)*IF(ISNUMBER($AF67),(1-$AF67),1) + IF(ISNUMBER(MATCH(CI$11,$AK67:$AP67,0)),-1,0)*_xlfn.IFS(ISNUMBER($AD67),$AD67,ISNUMBER($AE67),$AE67,ISNUMBER($AF67),$AF67,AND($AD67=0,$AE67=0,$AF67=0),1)","v":0},{"$f":"IF(ISNUMBER(MATCH(CJ$11,$AG67:$AJ67,0)),1,0)*IF(ISNUMBER($AF67),(1-$AF67),1) + IF(ISNUMBER(MATCH(CJ$11,$AK67:$AP67,0)),-1,0)*_xlfn.IFS(ISNUMBER($AD67),$AD67,ISNUMBER($AE67),$AE67,ISNUMBER($AF67),$AF67,AND($AD67=0,$AE67=0,$AF67=0),1)","v":0},{"$f":"IF(ISNUMBER(MATCH(CK$11,$AG67:$AJ67,0)),1,0)*IF(ISNUMBER($AF67),(1-$AF67),1) + IF(ISNUMBER(MATCH(CK$11,$AK67:$AP67,0)),-1,0)*_xlfn.IFS(ISNUMBER($AD67),$AD67,ISNUMBER($AE67),$AE67,ISNUMBER($AF67),$AF67,AND($AD67=0,$AE67=0,$AF67=0),1)","v":0},{"$f":"IF(ISNUMBER(MATCH(CL$11,$AG67:$AJ67,0)),1,0)*IF(ISNUMBER($AF67),(1-$AF67),1) + IF(ISNUMBER(MATCH(CL$11,$AK67:$AP67,0)),-1,0)*_xlfn.IFS(ISNUMBER($AD67),$AD67,ISNUMBER($AE67),$AE67,ISNUMBER($AF67),$AF67,AND($AD67=0,$AE67=0,$AF67=0),1)","v":0},{"$f":"IF(ISNUMBER(MATCH(CM$11,$AG67:$AJ67,0)),1,0)*IF(ISNUMBER($AF67),(1-$AF67),1) + IF(ISNUMBER(MATCH(CM$11,$AK67:$AP67,0)),-1,0)*_xlfn.IFS(ISNUMBER($AD67),$AD67,ISNUMBER($AE67),$AE67,ISNUMBER($AF67),$AF67,AND($AD67=0,$AE67=0,$AF67=0),1)","v":0},{"$f":"IF(ISNUMBER(MATCH(CN$11,$AG67:$AJ67,0)),1,0)*IF(ISNUMBER($AF67),(1-$AF67),1) + IF(ISNUMBER(MATCH(CN$11,$AK67:$AP67,0)),-1,0)*_xlfn.IFS(ISNUMBER($AD67),$AD67,ISNUMBER($AE67),$AE67,ISNUMBER($AF67),$AF67,AND($AD67=0,$AE67=0,$AF67=0),1)","v":0},{"$f":"IF(ISNUMBER(MATCH(CO$11,$AG67:$AJ67,0)),1,0)*IF(ISNUMBER($AF67),(1-$AF67),1) + IF(ISNUMBER(MATCH(CO$11,$AK67:$AP67,0)),-1,0)*_xlfn.IFS(ISNUMBER($AD67),$AD67,ISNUMBER($AE67),$AE67,ISNUMBER($AF67),$AF67,AND($AD67=0,$AE67=0,$AF67=0),1)","v":0},{"$f":"IF(ISNUMBER(MATCH(CP$11,$AG67:$AJ67,0)),1,0)*IF(ISNUMBER($AF67),(1-$AF67),1) + IF(ISNUMBER(MATCH(CP$11,$AK67:$AP67,0)),-1,0)*_xlfn.IFS(ISNUMBER($AD67),$AD67,ISNUMBER($AE67),$AE67,ISNUMBER($AF67),$AF67,AND($AD67=0,$AE67=0,$AF67=0),1)","v":0},{"$f":"IF(ISNUMBER(MATCH(CQ$11,$AG67:$AJ67,0)),1,0)*IF(ISNUMBER($AF67),(1-$AF67),1) + IF(ISNUMBER(MATCH(CQ$11,$AK67:$AP67,0)),-1,0)*_xlfn.IFS(ISNUMBER($AD67),$AD67,ISNUMBER($AE67),$AE67,ISNUMBER($AF67),$AF67,AND($AD67=0,$AE67=0,$AF67=0),1)","v":0},{"$f":"IF(ISNUMBER(MATCH(CR$11,$AG67:$AJ67,0)),1,0)*IF(ISNUMBER($AF67),(1-$AF67),1) + IF(ISNUMBER(MATCH(CR$11,$AK67:$AP67,0)),-1,0)*_xlfn.IFS(ISNUMBER($AD67),$AD67,ISNUMBER($AE67),$AE67,ISNUMBER($AF67),$AF67,AND($AD67=0,$AE67=0,$AF67=0),1)","v":0},{"$f":"IF(ISNUMBER(MATCH(CS$11,$AG67:$AJ67,0)),1,0)*IF(ISNUMBER($AF67),(1-$AF67),1) + IF(ISNUMBER(MATCH(CS$11,$AK67:$AP67,0)),-1,0)*_xlfn.IFS(ISNUMBER($AD67),$AD67,ISNUMBER($AE67),$AE67,ISNUMBER($AF67),$AF67,AND($AD67=0,$AE67=0,$AF67=0),1)","v":0},{"$f":"IF(ISNUMBER(MATCH(CT$11,$AG67:$AJ67,0)),1,0)*IF(ISNUMBER($AF67),(1-$AF67),1) + IF(ISNUMBER(MATCH(CT$11,$AK67:$AP67,0)),-1,0)*_xlfn.IFS(ISNUMBER($AD67),$AD67,ISNUMBER($AE67),$AE67,ISNUMBER($AF67),$AF67,AND($AD67=0,$AE67=0,$AF67=0),1)","v":0},{"$f":"IF(ISNUMBER(MATCH(CU$11,$AG67:$AJ67,0)),1,0)*IF(ISNUMBER($AF67),(1-$AF67),1) + IF(ISNUMBER(MATCH(CU$11,$AK67:$AP67,0)),-1,0)*_xlfn.IFS(ISNUMBER($AD67),$AD67,ISNUMBER($AE67),$AE67,ISNUMBER($AF67),$AF67,AND($AD67=0,$AE67=0,$AF67=0),1)","v":0},{"$f":"IF(ISNUMBER(MATCH(CV$11,$AG67:$AJ67,0)),1,0)*IF(ISNUMBER($AF67),(1-$AF67),1) + IF(ISNUMBER(MATCH(CV$11,$AK67:$AP67,0)),-1,0)*_xlfn.IFS(ISNUMBER($AD67),$AD67,ISNUMBER($AE67),$AE67,ISNUMBER($AF67),$AF67,AND($AD67=0,$AE67=0,$AF67=0),1)","v":0},{"$f":"IF(ISNUMBER(MATCH(CW$11,$AG67:$AJ67,0)),1,0)*IF(ISNUMBER($AF67),(1-$AF67),1) + IF(ISNUMBER(MATCH(CW$11,$AK67:$AP67,0)),-1,0)*_xlfn.IFS(ISNUMBER($AD67),$AD67,ISNUMBER($AE67),$AE67,ISNUMBER($AF67),$AF67,AND($AD67=0,$AE67=0,$AF67=0),1)","v":-1},{"$f":"IF(ISNUMBER(MATCH(CX$11,$AG67:$AJ67,0)),1,0)*IF(ISNUMBER($AF67),(1-$AF67),1) + IF(ISNUMBER(MATCH(CX$11,$AK67:$AP67,0)),-1,0)*_xlfn.IFS(ISNUMBER($AD67),$AD67,ISNUMBER($AE67),$AE67,ISNUMBER($AF67),$AF67,AND($AD67=0,$AE67=0,$AF67=0),1)","v":-1},{"$f":"IF(ISNUMBER(MATCH(CY$11,$AG67:$AJ67,0)),1,0)*IF(ISNUMBER($AF67),(1-$AF67),1) + IF(ISNUMBER(MATCH(CY$11,$AK67:$AP67,0)),-1,0)*_xlfn.IFS(ISNUMBER($AD67),$AD67,ISNUMBER($AE67),$AE67,ISNUMBER($AF67),$AF67,AND($AD67=0,$AE67=0,$AF67=0),1)","v":-1},{"$f":"IF(ISNUMBER(MATCH(CZ$11,$AG67:$AJ67,0)),1,0)*IF(ISNUMBER($AF67),(1-$AF67),1) + IF(ISNUMBER(MATCH(CZ$11,$AK67:$AP67,0)),-1,0)*_xlfn.IFS(ISNUMBER($AD67),$AD67,ISNUMBER($AE67),$AE67,ISNUMBER($AF67),$AF67,AND($AD67=0,$AE67=0,$AF67=0),1)","v":0},{"$f":"IF(ISNUMBER(MATCH(DA$11,$AG67:$AJ67,0)),1,0)*IF(ISNUMBER($AF67),(1-$AF67),1) + IF(ISNUMBER(MATCH(DA$11,$AK67:$AP67,0)),-1,0)*_xlfn.IFS(ISNUMBER($AD67),$AD67,ISNUMBER($AE67),$AE67,ISNUMBER($AF67),$AF67,AND($AD67=0,$AE67=0,$AF67=0),1)","v":0},{"$f":"IF(ISNUMBER(MATCH(DB$11,$AG67:$AJ67,0)),1,0)*IF(ISNUMBER($AF67),(1-$AF67),1) + IF(ISNUMBER(MATCH(DB$11,$AK67:$AP67,0)),-1,0)*_xlfn.IFS(ISNUMBER($AD67),$AD67,ISNUMBER($AE67),$AE67,ISNUMBER($AF67),$AF67,AND($AD67=0,$AE67=0,$AF67=0),1)","v":0},{"$f":"IF(ISNUMBER(MATCH(DC$11,$AG67:$AJ67,0)),1,0)*IF(ISNUMBER($AF67),(1-$AF67),1) + IF(ISNUMBER(MATCH(DC$11,$AK67:$AP67,0)),-1,0)*_xlfn.IFS(ISNUMBER($AD67),$AD67,ISNUMBER($AE67),$AE67,ISNUMBER($AF67),$AF67,AND($AD67=0,$AE67=0,$AF67=0),1)","v":0},{"$f":"IF(ISNUMBER(MATCH(DD$11,$AG67:$AJ67,0)),1,0)*IF(ISNUMBER($AF67),(1-$AF67),1) + IF(ISNUMBER(MATCH(DD$11,$AK67:$AP67,0)),-1,0)*_xlfn.IFS(ISNUMBER($AD67),$AD67,ISNUMBER($AE67),$AE67,ISNUMBER($AF67),$AF67,AND($AD67=0,$AE67=0,$AF67=0),1)","v":0},{"$f":"IF(ISNUMBER(MATCH(DE$11,$AG67:$AJ67,0)),1,0)*IF(ISNUMBER($AF67),(1-$AF67),1) + IF(ISNUMBER(MATCH(DE$11,$AK67:$AP67,0)),-1,0)*_xlfn.IFS(ISNUMBER($AD67),$AD67,ISNUMBER($AE67),$AE67,ISNUMBER($AF67),$AF67,AND($AD67=0,$AE67=0,$AF67=0),1)","v":0},null,0,"HRU,HT","Power","Conservation",null,null,null,null,null,null,null,null,null,"q_hru_fs-amb,lt",5.7166443398287026,3367.5704338965656,0,0,0,0,0,0,0,0,0,0,0,0,0,0,1.0024691358024691,0,0,-1.0024691358024691,0,0.65873188191624377,1.0024691358024691,1.0024691358024691,0,0,-1.0024691358024691,0,1.0480359147025813,1.0024691358024691,1.0024691358024691,0,0,-1.0024691358024691,0,0,1.0024691358024691,1.0024691358024691,0,0,-1.0024691358024691,0,0,1.0024691358024691,1.0024691358024691,0,0,-1,-2.4691358024691362E-3,0,0,0,0,0,0,0,0,0,0,4.5451312622534858E-19,0,0,0,0,0,0,0,0,null,null,null,null,null,null,null,null,null,null,null,"q_hru_fs-amb,lt",null,3367.5704338965652,0,0,0,0,0,0,0,0,0,0,0,0,0,0,1.0024691358024689,0,0,-1.0024691358024689,0,0.65873188191624366,1.0024691358024689,1.0024691358024689,0,0,-1.0024691358024689,0,1.0480359147025813,1.0024691358024689,1.0024691358024689,0,0,-1.0024691358024689,0,0,1.0024691358024689,1.0024691358024689,0,0,-1.0024691358024689,0,0,1.0024691358024689,1.0024691358024689,0,0,-1,-2.4691358024691353E-3,0,0,0,3.4014185803466805E-19,0,0,0,0,0,0,4.5451312622534858E-19,0,0,0,0,0,0,0,0,null,null,"q_hru_fs-amb,lt",3367.5704338965652,0,0,0,0,0,0,0,0,0,0,0,0,0,0,1.0024691358024689,0,0,-1.0024691358024689,0,0.65873188191624366,1.0024691358024689,1.0024691358024689,0,0,-1.0024691358024689,0,1.0480359147025813,1.0024691358024689,1.0024691358024689,0,0,-1.0024691358024689,0,0,1.0024691358024689,1.0024691358024689,0,0,-1.0024691358024689,0,0,1.0024691358024689,1.0024691358024689,0,0,-1,-2.4691358024691353E-3,0,0,0,3.4014185803466805E-19,0,0,0,0,0,0,0,0,0,0,0,0,0,0,0]
[null,null,null,null,null,null,null,null,null,null,null,null,null,null,null,null,null,null,"q_hru_fs-amb,lt",4293.6523032181212,3455.7948744836212,3441.7916862596462,4293.6523032181212,4293.6523032181212,3441.7916862596462,null,"Pumps","Conservation",null,null,null,null,"q_drms-hru,ht","e_crit_ups-hru,ht",null,null,"q_hru_pump-eco,ht",null,null,null,null,null,null,{"$f":"IF(ISNUMBER(MATCH(AR$11,$AG68:$AJ68,0)),1,0)*IF(ISNUMBER($AF68),(1-$AF68),1) + IF(ISNUMBER(MATCH(AR$11,$AK68:$AP68,0)),-1,0)*_xlfn.IFS(ISNUMBER($AD68),$AD68,ISNUMBER($AE68),$AE68,ISNUMBER($AF68),$AF68,AND($AD68=0,$AE68=0,$AF68=0),1)","v":0},{"$f":"IF(ISNUMBER(MATCH(AS$11,$AG68:$AJ68,0)),1,0)*IF(ISNUMBER($AF68),(1-$AF68),1) + IF(ISNUMBER(MATCH(AS$11,$AK68:$AP68,0)),-1,0)*_xlfn.IFS(ISNUMBER($AD68),$AD68,ISNUMBER($AE68),$AE68,ISNUMBER($AF68),$AF68,AND($AD68=0,$AE68=0,$AF68=0),1)","v":0},{"$f":"IF(ISNUMBER(MATCH(AT$11,$AG68:$AJ68,0)),1,0)*IF(ISNUMBER($AF68),(1-$AF68),1) + IF(ISNUMBER(MATCH(AT$11,$AK68:$AP68,0)),-1,0)*_xlfn.IFS(ISNUMBER($AD68),$AD68,ISNUMBER($AE68),$AE68,ISNUMBER($AF68),$AF68,AND($AD68=0,$AE68=0,$AF68=0),1)","v":0},{"$f":"IF(ISNUMBER(MATCH(AU$11,$AG68:$AJ68,0)),1,0)*IF(ISNUMBER($AF68),(1-$AF68),1) + IF(ISNUMBER(MATCH(AU$11,$AK68:$AP68,0)),-1,0)*_xlfn.IFS(ISNUMBER($AD68),$AD68,ISNUMBER($AE68),$AE68,ISNUMBER($AF68),$AF68,AND($AD68=0,$AE68=0,$AF68=0),1)","v":0},{"$f":"IF(ISNUMBER(MATCH(AV$11,$AG68:$AJ68,0)),1,0)*IF(ISNUMBER($AF68),(1-$AF68),1) + IF(ISNUMBER(MATCH(AV$11,$AK68:$AP68,0)),-1,0)*_xlfn.IFS(ISNUMBER($AD68),$AD68,ISNUMBER($AE68),$AE68,ISNUMBER($AF68),$AF68,AND($AD68=0,$AE68=0,$AF68=0),1)","v":0},{"$f":"IF(ISNUMBER(MATCH(AW$11,$AG68:$AJ68,0)),1,0)*IF(ISNUMBER($AF68),(1-$AF68),1) + IF(ISNUMBER(MATCH(AW$11,$AK68:$AP68,0)),-1,0)*_xlfn.IFS(ISNUMBER($AD68),$AD68,ISNUMBER($AE68),$AE68,ISNUMBER($AF68),$AF68,AND($AD68=0,$AE68=0,$AF68=0),1)","v":0},{"$f":"IF(ISNUMBER(MATCH(AX$11,$AG68:$AJ68,0)),1,0)*IF(ISNUMBER($AF68),(1-$AF68),1) + IF(ISNUMBER(MATCH(AX$11,$AK68:$AP68,0)),-1,0)*_xlfn.IFS(ISNUMBER($AD68),$AD68,ISNUMBER($AE68),$AE68,ISNUMBER($AF68),$AF68,AND($AD68=0,$AE68=0,$AF68=0),1)","v":0},{"$f":"IF(ISNUMBER(MATCH(AY$11,$AG68:$AJ68,0)),1,0)*IF(ISNUMBER($AF68),(1-$AF68),1) + IF(ISNUMBER(MATCH(AY$11,$AK68:$AP68,0)),-1,0)*_xlfn.IFS(ISNUMBER($AD68),$AD68,ISNUMBER($AE68),$AE68,ISNUMBER($AF68),$AF68,AND($AD68=0,$AE68=0,$AF68=0),1)","v":0},{"$f":"IF(ISNUMBER(MATCH(AZ$11,$AG68:$AJ68,0)),1,0)*IF(ISNUMBER($AF68),(1-$AF68),1) + IF(ISNUMBER(MATCH(AZ$11,$AK68:$AP68,0)),-1,0)*_xlfn.IFS(ISNUMBER($AD68),$AD68,ISNUMBER($AE68),$AE68,ISNUMBER($AF68),$AF68,AND($AD68=0,$AE68=0,$AF68=0),1)","v":0},{"$f":"IF(ISNUMBER(MATCH(BA$11,$AG68:$AJ68,0)),1,0)*IF(ISNUMBER($AF68),(1-$AF68),1) + IF(ISNUMBER(MATCH(BA$11,$AK68:$AP68,0)),-1,0)*_xlfn.IFS(ISNUMBER($AD68),$AD68,ISNUMBER($AE68),$AE68,ISNUMBER($AF68),$AF68,AND($AD68=0,$AE68=0,$AF68=0),1)","v":1},{"$f":"IF(ISNUMBER(MATCH(BB$11,$AG68:$AJ68,0)),1,0)*IF(ISNUMBER($AF68),(1-$AF68),1) + IF(ISNUMBER(MATCH(BB$11,$AK68:$AP68,0)),-1,0)*_xlfn.IFS(ISNUMBER($AD68),$AD68,ISNUMBER($AE68),$AE68,ISNUMBER($AF68),$AF68,AND($AD68=0,$AE68=0,$AF68=0),1)","v":0},{"$f":"IF(ISNUMBER(MATCH(BC$11,$AG68:$AJ68,0)),1,0)*IF(ISNUMBER($AF68),(1-$AF68),1) + IF(ISNUMBER(MATCH(BC$11,$AK68:$AP68,0)),-1,0)*_xlfn.IFS(ISNUMBER($AD68),$AD68,ISNUMBER($AE68),$AE68,ISNUMBER($AF68),$AF68,AND($AD68=0,$AE68=0,$AF68=0),1)","v":0},{"$f":"IF(ISNUMBER(MATCH(BD$11,$AG68:$AJ68,0)),1,0)*IF(ISNUMBER($AF68),(1-$AF68),1) + IF(ISNUMBER(MATCH(BD$11,$AK68:$AP68,0)),-1,0)*_xlfn.IFS(ISNUMBER($AD68),$AD68,ISNUMBER($AE68),$AE68,ISNUMBER($AF68),$AF68,AND($AD68=0,$AE68=0,$AF68=0),1)","v":0},{"$f":"IF(ISNUMBER(MATCH(BE$11,$AG68:$AJ68,0)),1,0)*IF(ISNUMBER($AF68),(1-$AF68),1) + IF(ISNUMBER(MATCH(BE$11,$AK68:$AP68,0)),-1,0)*_xlfn.IFS(ISNUMBER($AD68),$AD68,ISNUMBER($AE68),$AE68,ISNUMBER($AF68),$AF68,AND($AD68=0,$AE68=0,$AF68=0),1)","v":0},{"$f":"IF(ISNUMBER(MATCH(BF$11,$AG68:$AJ68,0)),1,0)*IF(ISNUMBER($AF68),(1-$AF68),1) + IF(ISNUMBER(MATCH(BF$11,$AK68:$AP68,0)),-1,0)*_xlfn.IFS(ISNUMBER($AD68),$AD68,ISNUMBER($AE68),$AE68,ISNUMBER($AF68),$AF68,AND($AD68=0,$AE68=0,$AF68=0),1)","v":0},{"$f":"IF(ISNUMBER(MATCH(BG$11,$AG68:$AJ68,0)),1,0)*IF(ISNUMBER($AF68),(1-$AF68),1) + IF(ISNUMBER(MATCH(BG$11,$AK68:$AP68,0)),-1,0)*_xlfn.IFS(ISNUMBER($AD68),$AD68,ISNUMBER($AE68),$AE68,ISNUMBER($AF68),$AF68,AND($AD68=0,$AE68=0,$AF68=0),1)","v":0},{"$f":"IF(ISNUMBER(MATCH(BH$11,$AG68:$AJ68,0)),1,0)*IF(ISNUMBER($AF68),(1-$AF68),1) + IF(ISNUMBER(MATCH(BH$11,$AK68:$AP68,0)),-1,0)*_xlfn.IFS(ISNUMBER($AD68),$AD68,ISNUMBER($AE68),$AE68,ISNUMBER($AF68),$AF68,AND($AD68=0,$AE68=0,$AF68=0),1)","v":0},{"$f":"IF(ISNUMBER(MATCH(BI$11,$AG68:$AJ68,0)),1,0)*IF(ISNUMBER($AF68),(1-$AF68),1) + IF(ISNUMBER(MATCH(BI$11,$AK68:$AP68,0)),-1,0)*_xlfn.IFS(ISNUMBER($AD68),$AD68,ISNUMBER($AE68),$AE68,ISNUMBER($AF68),$AF68,AND($AD68=0,$AE68=0,$AF68=0),1)","v":0},{"$f":"IF(ISNUMBER(MATCH(BJ$11,$AG68:$AJ68,0)),1,0)*IF(ISNUMBER($AF68),(1-$AF68),1) + IF(ISNUMBER(MATCH(BJ$11,$AK68:$AP68,0)),-1,0)*_xlfn.IFS(ISNUMBER($AD68),$AD68,ISNUMBER($AE68),$AE68,ISNUMBER($AF68),$AF68,AND($AD68=0,$AE68=0,$AF68=0),1)","v":0},{"$f":"IF(ISNUMBER(MATCH(BK$11,$AG68:$AJ68,0)),1,0)*IF(ISNUMBER($AF68),(1-$AF68),1) + IF(ISNUMBER(MATCH(BK$11,$AK68:$AP68,0)),-1,0)*_xlfn.IFS(ISNUMBER($AD68),$AD68,ISNUMBER($AE68),$AE68,ISNUMBER($AF68),$AF68,AND($AD68=0,$AE68=0,$AF68=0),1)","v":0},{"$f":"IF(ISNUMBER(MATCH(BL$11,$AG68:$AJ68,0)),1,0)*IF(ISNUMBER($AF68),(1-$AF68),1) + IF(ISNUMBER(MATCH(BL$11,$AK68:$AP68,0)),-1,0)*_xlfn.IFS(ISNUMBER($AD68),$AD68,ISNUMBER($AE68),$AE68,ISNUMBER($AF68),$AF68,AND($AD68=0,$AE68=0,$AF68=0),1)","v":0},{"$f":"IF(ISNUMBER(MATCH(BM$11,$AG68:$AJ68,0)),1,0)*IF(ISNUMBER($AF68),(1-$AF68),1) + IF(ISNUMBER(MATCH(BM$11,$AK68:$AP68,0)),-1,0)*_xlfn.IFS(ISNUMBER($AD68),$AD68,ISNUMBER($AE68),$AE68,ISNUMBER($AF68),$AF68,AND($AD68=0,$AE68=0,$AF68=0),1)","v":0},{"$f":"IF(ISNUMBER(MATCH(BN$11,$AG68:$AJ68,0)),1,0)*IF(ISNUMBER($AF68),(1-$AF68),1) + IF(ISNUMBER(MATCH(BN$11,$AK68:$AP68,0)),-1,0)*_xlfn.IFS(ISNUMBER($AD68),$AD68,ISNUMBER($AE68),$AE68,ISNUMBER($AF68),$AF68,AND($AD68=0,$AE68=0,$AF68=0),1)","v":0},{"$f":"IF(ISNUMBER(MATCH(BO$11,$AG68:$AJ68,0)),1,0)*IF(ISNUMBER($AF68),(1-$AF68),1) + IF(ISNUMBER(MATCH(BO$11,$AK68:$AP68,0)),-1,0)*_xlfn.IFS(ISNUMBER($AD68),$AD68,ISNUMBER($AE68),$AE68,ISNUMBER($AF68),$AF68,AND($AD68=0,$AE68=0,$AF68=0),1)","v":0},{"$f":"IF(ISNUMBER(MATCH(BP$11,$AG68:$AJ68,0)),1,0)*IF(ISNUMBER($AF68),(1-$AF68),1) + IF(ISNUMBER(MATCH(BP$11,$AK68:$AP68,0)),-1,0)*_xlfn.IFS(ISNUMBER($AD68),$AD68,ISNUMBER($AE68),$AE68,ISNUMBER($AF68),$AF68,AND($AD68=0,$AE68=0,$AF68=0),1)","v":0},{"$f":"IF(ISNUMBER(MATCH(BQ$11,$AG68:$AJ68,0)),1,0)*IF(ISNUMBER($AF68),(1-$AF68),1) + IF(ISNUMBER(MATCH(BQ$11,$AK68:$AP68,0)),-1,0)*_xlfn.IFS(ISNUMBER($AD68),$AD68,ISNUMBER($AE68),$AE68,ISNUMBER($AF68),$AF68,AND($AD68=0,$AE68=0,$AF68=0),1)","v":0},{"$f":"IF(ISNUMBER(MATCH(BR$11,$AG68:$AJ68,0)),1,0)*IF(ISNUMBER($AF68),(1-$AF68),1) + IF(ISNUMBER(MATCH(BR$11,$AK68:$AP68,0)),-1,0)*_xlfn.IFS(ISNUMBER($AD68),$AD68,ISNUMBER($AE68),$AE68,ISNUMBER($AF68),$AF68,AND($AD68=0,$AE68=0,$AF68=0),1)","v":0},{"$f":"IF(ISNUMBER(MATCH(BS$11,$AG68:$AJ68,0)),1,0)*IF(ISNUMBER($AF68),(1-$AF68),1) + IF(ISNUMBER(MATCH(BS$11,$AK68:$AP68,0)),-1,0)*_xlfn.IFS(ISNUMBER($AD68),$AD68,ISNUMBER($AE68),$AE68,ISNUMBER($AF68),$AF68,AND($AD68=0,$AE68=0,$AF68=0),1)","v":0},{"$f":"IF(ISNUMBER(MATCH(BT$11,$AG68:$AJ68,0)),1,0)*IF(ISNUMBER($AF68),(1-$AF68),1) + IF(ISNUMBER(MATCH(BT$11,$AK68:$AP68,0)),-1,0)*_xlfn.IFS(ISNUMBER($AD68),$AD68,ISNUMBER($AE68),$AE68,ISNUMBER($AF68),$AF68,AND($AD68=0,$AE68=0,$AF68=0),1)","v":0},{"$f":"IF(ISNUMBER(MATCH(BU$11,$AG68:$AJ68,0)),1,0)*IF(ISNUMBER($AF68),(1-$AF68),1) + IF(ISNUMBER(MATCH(BU$11,$AK68:$AP68,0)),-1,0)*_xlfn.IFS(ISNUMBER($AD68),$AD68,ISNUMBER($AE68),$AE68,ISNUMBER($AF68),$AF68,AND($AD68=0,$AE68=0,$AF68=0),1)","v":0},{"$f":"IF(ISNUMBER(MATCH(BV$11,$AG68:$AJ68,0)),1,0)*IF(ISNUMBER($AF68),(1-$AF68),1) + IF(ISNUMBER(MATCH(BV$11,$AK68:$AP68,0)),-1,0)*_xlfn.IFS(ISNUMBER($AD68),$AD68,ISNUMBER($AE68),$AE68,ISNUMBER($AF68),$AF68,AND($AD68=0,$AE68=0,$AF68=0),1)","v":0},{"$f":"IF(ISNUMBER(MATCH(BW$11,$AG68:$AJ68,0)),1,0)*IF(ISNUMBER($AF68),(1-$AF68),1) + IF(ISNUMBER(MATCH(BW$11,$AK68:$AP68,0)),-1,0)*_xlfn.IFS(ISNUMBER($AD68),$AD68,ISNUMBER($AE68),$AE68,ISNUMBER($AF68),$AF68,AND($AD68=0,$AE68=0,$AF68=0),1)","v":0},{"$f":"IF(ISNUMBER(MATCH(BX$11,$AG68:$AJ68,0)),1,0)*IF(ISNUMBER($AF68),(1-$AF68),1) + IF(ISNUMBER(MATCH(BX$11,$AK68:$AP68,0)),-1,0)*_xlfn.IFS(ISNUMBER($AD68),$AD68,ISNUMBER($AE68),$AE68,ISNUMBER($AF68),$AF68,AND($AD68=0,$AE68=0,$AF68=0),1)","v":0},{"$f":"IF(ISNUMBER(MATCH(BY$11,$AG68:$AJ68,0)),1,0)*IF(ISNUMBER($AF68),(1-$AF68),1) + IF(ISNUMBER(MATCH(BY$11,$AK68:$AP68,0)),-1,0)*_xlfn.IFS(ISNUMBER($AD68),$AD68,ISNUMBER($AE68),$AE68,ISNUMBER($AF68),$AF68,AND($AD68=0,$AE68=0,$AF68=0),1)","v":0},{"$f":"IF(ISNUMBER(MATCH(BZ$11,$AG68:$AJ68,0)),1,0)*IF(ISNUMBER($AF68),(1-$AF68),1) + IF(ISNUMBER(MATCH(BZ$11,$AK68:$AP68,0)),-1,0)*_xlfn.IFS(ISNUMBER($AD68),$AD68,ISNUMBER($AE68),$AE68,ISNUMBER($AF68),$AF68,AND($AD68=0,$AE68=0,$AF68=0),1)","v":0},{"$f":"IF(ISNUMBER(MATCH(CA$11,$AG68:$AJ68,0)),1,0)*IF(ISNUMBER($AF68),(1-$AF68),1) + IF(ISNUMBER(MATCH(CA$11,$AK68:$AP68,0)),-1,0)*_xlfn.IFS(ISNUMBER($AD68),$AD68,ISNUMBER($AE68),$AE68,ISNUMBER($AF68),$AF68,AND($AD68=0,$AE68=0,$AF68=0),1)","v":0},{"$f":"IF(ISNUMBER(MATCH(CB$11,$AG68:$AJ68,0)),1,0)*IF(ISNUMBER($AF68),(1-$AF68),1) + IF(ISNUMBER(MATCH(CB$11,$AK68:$AP68,0)),-1,0)*_xlfn.IFS(ISNUMBER($AD68),$AD68,ISNUMBER($AE68),$AE68,ISNUMBER($AF68),$AF68,AND($AD68=0,$AE68=0,$AF68=0),1)","v":0},{"$f":"IF(ISNUMBER(MATCH(CC$11,$AG68:$AJ68,0)),1,0)*IF(ISNUMBER($AF68),(1-$AF68),1) + IF(ISNUMBER(MATCH(CC$11,$AK68:$AP68,0)),-1,0)*_xlfn.IFS(ISNUMBER($AD68),$AD68,ISNUMBER($AE68),$AE68,ISNUMBER($AF68),$AF68,AND($AD68=0,$AE68=0,$AF68=0),1)","v":0},{"$f":"IF(ISNUMBER(MATCH(CD$11,$AG68:$AJ68,0)),1,0)*IF(ISNUMBER($AF68),(1-$AF68),1) + IF(ISNUMBER(MATCH(CD$11,$AK68:$AP68,0)),-1,0)*_xlfn.IFS(ISNUMBER($AD68),$AD68,ISNUMBER($AE68),$AE68,ISNUMBER($AF68),$AF68,AND($AD68=0,$AE68=0,$AF68=0),1)","v":0},{"$f":"IF(ISNUMBER(MATCH(CE$11,$AG68:$AJ68,0)),1,0)*IF(ISNUMBER($AF68),(1-$AF68),1) + IF(ISNUMBER(MATCH(CE$11,$AK68:$AP68,0)),-1,0)*_xlfn.IFS(ISNUMBER($AD68),$AD68,ISNUMBER($AE68),$AE68,ISNUMBER($AF68),$AF68,AND($AD68=0,$AE68=0,$AF68=0),1)","v":1},{"$f":"IF(ISNUMBER(MATCH(CF$11,$AG68:$AJ68,0)),1,0)*IF(ISNUMBER($AF68),(1-$AF68),1) + IF(ISNUMBER(MATCH(CF$11,$AK68:$AP68,0)),-1,0)*_xlfn.IFS(ISNUMBER($AD68),$AD68,ISNUMBER($AE68),$AE68,ISNUMBER($AF68),$AF68,AND($AD68=0,$AE68=0,$AF68=0),1)","v":0},{"$f":"IF(ISNUMBER(MATCH(CG$11,$AG68:$AJ68,0)),1,0)*IF(ISNUMBER($AF68),(1-$AF68),1) + IF(ISNUMBER(MATCH(CG$11,$AK68:$AP68,0)),-1,0)*_xlfn.IFS(ISNUMBER($AD68),$AD68,ISNUMBER($AE68),$AE68,ISNUMBER($AF68),$AF68,AND($AD68=0,$AE68=0,$AF68=0),1)","v":0},{"$f":"IF(ISNUMBER(MATCH(CH$11,$AG68:$AJ68,0)),1,0)*IF(ISNUMBER($AF68),(1-$AF68),1) + IF(ISNUMBER(MATCH(CH$11,$AK68:$AP68,0)),-1,0)*_xlfn.IFS(ISNUMBER($AD68),$AD68,ISNUMBER($AE68),$AE68,ISNUMBER($AF68),$AF68,AND($AD68=0,$AE68=0,$AF68=0),1)","v":0},{"$f":"IF(ISNUMBER(MATCH(CI$11,$AG68:$AJ68,0)),1,0)*IF(ISNUMBER($AF68),(1-$AF68),1) + IF(ISNUMBER(MATCH(CI$11,$AK68:$AP68,0)),-1,0)*_xlfn.IFS(ISNUMBER($AD68),$AD68,ISNUMBER($AE68),$AE68,ISNUMBER($AF68),$AF68,AND($AD68=0,$AE68=0,$AF68=0),1)","v":0},{"$f":"IF(ISNUMBER(MATCH(CJ$11,$AG68:$AJ68,0)),1,0)*IF(ISNUMBER($AF68),(1-$AF68),1) + IF(ISNUMBER(MATCH(CJ$11,$AK68:$AP68,0)),-1,0)*_xlfn.IFS(ISNUMBER($AD68),$AD68,ISNUMBER($AE68),$AE68,ISNUMBER($AF68),$AF68,AND($AD68=0,$AE68=0,$AF68=0),1)","v":0},{"$f":"IF(ISNUMBER(MATCH(CK$11,$AG68:$AJ68,0)),1,0)*IF(ISNUMBER($AF68),(1-$AF68),1) + IF(ISNUMBER(MATCH(CK$11,$AK68:$AP68,0)),-1,0)*_xlfn.IFS(ISNUMBER($AD68),$AD68,ISNUMBER($AE68),$AE68,ISNUMBER($AF68),$AF68,AND($AD68=0,$AE68=0,$AF68=0),1)","v":0},{"$f":"IF(ISNUMBER(MATCH(CL$11,$AG68:$AJ68,0)),1,0)*IF(ISNUMBER($AF68),(1-$AF68),1) + IF(ISNUMBER(MATCH(CL$11,$AK68:$AP68,0)),-1,0)*_xlfn.IFS(ISNUMBER($AD68),$AD68,ISNUMBER($AE68),$AE68,ISNUMBER($AF68),$AF68,AND($AD68=0,$AE68=0,$AF68=0),1)","v":0},{"$f":"IF(ISNUMBER(MATCH(CM$11,$AG68:$AJ68,0)),1,0)*IF(ISNUMBER($AF68),(1-$AF68),1) + IF(ISNUMBER(MATCH(CM$11,$AK68:$AP68,0)),-1,0)*_xlfn.IFS(ISNUMBER($AD68),$AD68,ISNUMBER($AE68),$AE68,ISNUMBER($AF68),$AF68,AND($AD68=0,$AE68=0,$AF68=0),1)","v":0},{"$f":"IF(ISNUMBER(MATCH(CN$11,$AG68:$AJ68,0)),1,0)*IF(ISNUMBER($AF68),(1-$AF68),1) + IF(ISNUMBER(MATCH(CN$11,$AK68:$AP68,0)),-1,0)*_xlfn.IFS(ISNUMBER($AD68),$AD68,ISNUMBER($AE68),$AE68,ISNUMBER($AF68),$AF68,AND($AD68=0,$AE68=0,$AF68=0),1)","v":0},{"$f":"IF(ISNUMBER(MATCH(CO$11,$AG68:$AJ68,0)),1,0)*IF(ISNUMBER($AF68),(1-$AF68),1) + IF(ISNUMBER(MATCH(CO$11,$AK68:$AP68,0)),-1,0)*_xlfn.IFS(ISNUMBER($AD68),$AD68,ISNUMBER($AE68),$AE68,ISNUMBER($AF68),$AF68,AND($AD68=0,$AE68=0,$AF68=0),1)","v":0},{"$f":"IF(ISNUMBER(MATCH(CP$11,$AG68:$AJ68,0)),1,0)*IF(ISNUMBER($AF68),(1-$AF68),1) + IF(ISNUMBER(MATCH(CP$11,$AK68:$AP68,0)),-1,0)*_xlfn.IFS(ISNUMBER($AD68),$AD68,ISNUMBER($AE68),$AE68,ISNUMBER($AF68),$AF68,AND($AD68=0,$AE68=0,$AF68=0),1)","v":0},{"$f":"IF(ISNUMBER(MATCH(CQ$11,$AG68:$AJ68,0)),1,0)*IF(ISNUMBER($AF68),(1-$AF68),1) + IF(ISNUMBER(MATCH(CQ$11,$AK68:$AP68,0)),-1,0)*_xlfn.IFS(ISNUMBER($AD68),$AD68,ISNUMBER($AE68),$AE68,ISNUMBER($AF68),$AF68,AND($AD68=0,$AE68=0,$AF68=0),1)","v":0},{"$f":"IF(ISNUMBER(MATCH(CR$11,$AG68:$AJ68,0)),1,0)*IF(ISNUMBER($AF68),(1-$AF68),1) + IF(ISNUMBER(MATCH(CR$11,$AK68:$AP68,0)),-1,0)*_xlfn.IFS(ISNUMBER($AD68),$AD68,ISNUMBER($AE68),$AE68,ISNUMBER($AF68),$AF68,AND($AD68=0,$AE68=0,$AF68=0),1)","v":0},{"$f":"IF(ISNUMBER(MATCH(CS$11,$AG68:$AJ68,0)),1,0)*IF(ISNUMBER($AF68),(1-$AF68),1) + IF(ISNUMBER(MATCH(CS$11,$AK68:$AP68,0)),-1,0)*_xlfn.IFS(ISNUMBER($AD68),$AD68,ISNUMBER($AE68),$AE68,ISNUMBER($AF68),$AF68,AND($AD68=0,$AE68=0,$AF68=0),1)","v":0},{"$f":"IF(ISNUMBER(MATCH(CT$11,$AG68:$AJ68,0)),1,0)*IF(ISNUMBER($AF68),(1-$AF68),1) + IF(ISNUMBER(MATCH(CT$11,$AK68:$AP68,0)),-1,0)*_xlfn.IFS(ISNUMBER($AD68),$AD68,ISNUMBER($AE68),$AE68,ISNUMBER($AF68),$AF68,AND($AD68=0,$AE68=0,$AF68=0),1)","v":0},{"$f":"IF(ISNUMBER(MATCH(CU$11,$AG68:$AJ68,0)),1,0)*IF(ISNUMBER($AF68),(1-$AF68),1) + IF(ISNUMBER(MATCH(CU$11,$AK68:$AP68,0)),-1,0)*_xlfn.IFS(ISNUMBER($AD68),$AD68,ISNUMBER($AE68),$AE68,ISNUMBER($AF68),$AF68,AND($AD68=0,$AE68=0,$AF68=0),1)","v":0},{"$f":"IF(ISNUMBER(MATCH(CV$11,$AG68:$AJ68,0)),1,0)*IF(ISNUMBER($AF68),(1-$AF68),1) + IF(ISNUMBER(MATCH(CV$11,$AK68:$AP68,0)),-1,0)*_xlfn.IFS(ISNUMBER($AD68),$AD68,ISNUMBER($AE68),$AE68,ISNUMBER($AF68),$AF68,AND($AD68=0,$AE68=0,$AF68=0),1)","v":0},{"$f":"IF(ISNUMBER(MATCH(CW$11,$AG68:$AJ68,0)),1,0)*IF(ISNUMBER($AF68),(1-$AF68),1) + IF(ISNUMBER(MATCH(CW$11,$AK68:$AP68,0)),-1,0)*_xlfn.IFS(ISNUMBER($AD68),$AD68,ISNUMBER($AE68),$AE68,ISNUMBER($AF68),$AF68,AND($AD68=0,$AE68=0,$AF68=0),1)","v":0},{"$f":"IF(ISNUMBER(MATCH(CX$11,$AG68:$AJ68,0)),1,0)*IF(ISNUMBER($AF68),(1-$AF68),1) + IF(ISNUMBER(MATCH(CX$11,$AK68:$AP68,0)),-1,0)*_xlfn.IFS(ISNUMBER($AD68),$AD68,ISNUMBER($AE68),$AE68,ISNUMBER($AF68),$AF68,AND($AD68=0,$AE68=0,$AF68=0),1)","v":0},{"$f":"IF(ISNUMBER(MATCH(CY$11,$AG68:$AJ68,0)),1,0)*IF(ISNUMBER($AF68),(1-$AF68),1) + IF(ISNUMBER(MATCH(CY$11,$AK68:$AP68,0)),-1,0)*_xlfn.IFS(ISNUMBER($AD68),$AD68,ISNUMBER($AE68),$AE68,ISNUMBER($AF68),$AF68,AND($AD68=0,$AE68=0,$AF68=0),1)","v":0},{"$f":"IF(ISNUMBER(MATCH(CZ$11,$AG68:$AJ68,0)),1,0)*IF(ISNUMBER($AF68),(1-$AF68),1) + IF(ISNUMBER(MATCH(CZ$11,$AK68:$AP68,0)),-1,0)*_xlfn.IFS(ISNUMBER($AD68),$AD68,ISNUMBER($AE68),$AE68,ISNUMBER($AF68),$AF68,AND($AD68=0,$AE68=0,$AF68=0),1)","v":-1},{"$f":"IF(ISNUMBER(MATCH(DA$11,$AG68:$AJ68,0)),1,0)*IF(ISNUMBER($AF68),(1-$AF68),1) + IF(ISNUMBER(MATCH(DA$11,$AK68:$AP68,0)),-1,0)*_xlfn.IFS(ISNUMBER($AD68),$AD68,ISNUMBER($AE68),$AE68,ISNUMBER($AF68),$AF68,AND($AD68=0,$AE68=0,$AF68=0),1)","v":0},{"$f":"IF(ISNUMBER(MATCH(DB$11,$AG68:$AJ68,0)),1,0)*IF(ISNUMBER($AF68),(1-$AF68),1) + IF(ISNUMBER(MATCH(DB$11,$AK68:$AP68,0)),-1,0)*_xlfn.IFS(ISNUMBER($AD68),$AD68,ISNUMBER($AE68),$AE68,ISNUMBER($AF68),$AF68,AND($AD68=0,$AE68=0,$AF68=0),1)","v":0},{"$f":"IF(ISNUMBER(MATCH(DC$11,$AG68:$AJ68,0)),1,0)*IF(ISNUMBER($AF68),(1-$AF68),1) + IF(ISNUMBER(MATCH(DC$11,$AK68:$AP68,0)),-1,0)*_xlfn.IFS(ISNUMBER($AD68),$AD68,ISNUMBER($AE68),$AE68,ISNUMBER($AF68),$AF68,AND($AD68=0,$AE68=0,$AF68=0),1)","v":0},{"$f":"IF(ISNUMBER(MATCH(DD$11,$AG68:$AJ68,0)),1,0)*IF(ISNUMBER($AF68),(1-$AF68),1) + IF(ISNUMBER(MATCH(DD$11,$AK68:$AP68,0)),-1,0)*_xlfn.IFS(ISNUMBER($AD68),$AD68,ISNUMBER($AE68),$AE68,ISNUMBER($AF68),$AF68,AND($AD68=0,$AE68=0,$AF68=0),1)","v":0},{"$f":"IF(ISNUMBER(MATCH(DE$11,$AG68:$AJ68,0)),1,0)*IF(ISNUMBER($AF68),(1-$AF68),1) + IF(ISNUMBER(MATCH(DE$11,$AK68:$AP68,0)),-1,0)*_xlfn.IFS(ISNUMBER($AD68),$AD68,ISNUMBER($AE68),$AE68,ISNUMBER($AF68),$AF68,AND($AD68=0,$AE68=0,$AF68=0),1)","v":0},null,0,"HRU,HT","Pumps","Conservation",null,null,null,null,null,null,null,null,null,"e_hru_fs,lt",-0.99999999999999989,1.6103734672539547E-13,0,0,0,0,0,0,0,0,0,0,0,0,0,0,0,0,0,0,0,8.7076315656875022E-17,0,0,0,0,0,0,0,0,0,0,0,0,0,0,0,0,0,0,0,0,0,0,0,0,0,0,0,0,0,0,0,0,0,0,-1,0,0,0,0,0,0,0,0,0,0,0,null,null,null,null,null,null,null,null,null,null,null,"e_hru_fs,lt",null,3367.5704338965652,0,0,0,0,0,0,0,0,0,0,0,0,0,0,1.0024691358024689,0,0,-1.0024691358024689,0,0.65873188191624366,1.0024691358024689,1.0024691358024689,0,0,-1.0024691358024689,0,1.0480359147025813,1.0024691358024689,1.0024691358024689,0,0,-1.0024691358024689,0,0,1.0024691358024689,1.0024691358024689,0,0,-1.0024691358024689,0,0,1.0024691358024689,1.0024691358024689,0,0,-1,-2.4691358024691353E-3,0,0,0,3.4014185803466805E-19,0,0,-1,-1,0,0,4.5451312622534858E-19,0,0,0,0,0,0,0,0,null,null,"e_hru_fs,lt",3367.5704338965652,0,0,0,0,0,0,0,0,0,0,0,0,0,0,1.0024691358024689,0,0,-1.0024691358024689,0,0.65873188191624366,1.0024691358024689,1.0024691358024689,0,0,-1.0024691358024689,0,1.0480359147025813,1.0024691358024689,1.0024691358024689,0,0,-1.0024691358024689,0,0,1.0024691358024689,1.0024691358024689,0,0,-1.0024691358024689,0,0,1.0024691358024689,1.0024691358024689,0,0,-1,-2.4691358024691353E-3,0,0,0,3.4014185803466805E-19,0,0,-1,-1,0,0,0,0,0,0,0,0,0,0,0]
[null,null,null,null,null,null,null,null,null,null,null,null,null,null,null,null,null,null,"e_hru_comp,ht",0,0,0,0,171.95695133872559,0,null,null,"COP",null,null,{"$f":"'Heat Recovery Cooling Calculate'!I25","v":405},null,"q_drms-hru,ht",null,null,null,"e_crit_ups-hru,ht",null,null,null,null,null,null,{"$f":"IF(ISNUMBER(MATCH(AR$11,$AG69:$AJ69,0)),1,0)*IF(ISNUMBER($AF69),(1-$AF69),1) + IF(ISNUMBER(MATCH(AR$11,$AK69:$AP69,0)),-1,0)*_xlfn.IFS(ISNUMBER($AD69),$AD69,ISNUMBER($AE69),$AE69,ISNUMBER($AF69),$AF69,AND($AD69=0,$AE69=0,$AF69=0),1)","v":0},{"$f":"IF(ISNUMBER(MATCH(AS$11,$AG69:$AJ69,0)),1,0)*IF(ISNUMBER($AF69),(1-$AF69),1) + IF(ISNUMBER(MATCH(AS$11,$AK69:$AP69,0)),-1,0)*_xlfn.IFS(ISNUMBER($AD69),$AD69,ISNUMBER($AE69),$AE69,ISNUMBER($AF69),$AF69,AND($AD69=0,$AE69=0,$AF69=0),1)","v":0},{"$f":"IF(ISNUMBER(MATCH(AT$11,$AG69:$AJ69,0)),1,0)*IF(ISNUMBER($AF69),(1-$AF69),1) + IF(ISNUMBER(MATCH(AT$11,$AK69:$AP69,0)),-1,0)*_xlfn.IFS(ISNUMBER($AD69),$AD69,ISNUMBER($AE69),$AE69,ISNUMBER($AF69),$AF69,AND($AD69=0,$AE69=0,$AF69=0),1)","v":0},{"$f":"IF(ISNUMBER(MATCH(AU$11,$AG69:$AJ69,0)),1,0)*IF(ISNUMBER($AF69),(1-$AF69),1) + IF(ISNUMBER(MATCH(AU$11,$AK69:$AP69,0)),-1,0)*_xlfn.IFS(ISNUMBER($AD69),$AD69,ISNUMBER($AE69),$AE69,ISNUMBER($AF69),$AF69,AND($AD69=0,$AE69=0,$AF69=0),1)","v":0},{"$f":"IF(ISNUMBER(MATCH(AV$11,$AG69:$AJ69,0)),1,0)*IF(ISNUMBER($AF69),(1-$AF69),1) + IF(ISNUMBER(MATCH(AV$11,$AK69:$AP69,0)),-1,0)*_xlfn.IFS(ISNUMBER($AD69),$AD69,ISNUMBER($AE69),$AE69,ISNUMBER($AF69),$AF69,AND($AD69=0,$AE69=0,$AF69=0),1)","v":0},{"$f":"IF(ISNUMBER(MATCH(AW$11,$AG69:$AJ69,0)),1,0)*IF(ISNUMBER($AF69),(1-$AF69),1) + IF(ISNUMBER(MATCH(AW$11,$AK69:$AP69,0)),-1,0)*_xlfn.IFS(ISNUMBER($AD69),$AD69,ISNUMBER($AE69),$AE69,ISNUMBER($AF69),$AF69,AND($AD69=0,$AE69=0,$AF69=0),1)","v":0},{"$f":"IF(ISNUMBER(MATCH(AX$11,$AG69:$AJ69,0)),1,0)*IF(ISNUMBER($AF69),(1-$AF69),1) + IF(ISNUMBER(MATCH(AX$11,$AK69:$AP69,0)),-1,0)*_xlfn.IFS(ISNUMBER($AD69),$AD69,ISNUMBER($AE69),$AE69,ISNUMBER($AF69),$AF69,AND($AD69=0,$AE69=0,$AF69=0),1)","v":0},{"$f":"IF(ISNUMBER(MATCH(AY$11,$AG69:$AJ69,0)),1,0)*IF(ISNUMBER($AF69),(1-$AF69),1) + IF(ISNUMBER(MATCH(AY$11,$AK69:$AP69,0)),-1,0)*_xlfn.IFS(ISNUMBER($AD69),$AD69,ISNUMBER($AE69),$AE69,ISNUMBER($AF69),$AF69,AND($AD69=0,$AE69=0,$AF69=0),1)","v":0},{"$f":"IF(ISNUMBER(MATCH(AZ$11,$AG69:$AJ69,0)),1,0)*IF(ISNUMBER($AF69),(1-$AF69),1) + IF(ISNUMBER(MATCH(AZ$11,$AK69:$AP69,0)),-1,0)*_xlfn.IFS(ISNUMBER($AD69),$AD69,ISNUMBER($AE69),$AE69,ISNUMBER($AF69),$AF69,AND($AD69=0,$AE69=0,$AF69=0),1)","v":0},{"$f":"IF(ISNUMBER(MATCH(BA$11,$AG69:$AJ69,0)),1,0)*IF(ISNUMBER($AF69),(1-$AF69),1) + IF(ISNUMBER(MATCH(BA$11,$AK69:$AP69,0)),-1,0)*_xlfn.IFS(ISNUMBER($AD69),$AD69,ISNUMBER($AE69),$AE69,ISNUMBER($AF69),$AF69,AND($AD69=0,$AE69=0,$AF69=0),1)","v":-405},{"$f":"IF(ISNUMBER(MATCH(BB$11,$AG69:$AJ69,0)),1,0)*IF(ISNUMBER($AF69),(1-$AF69),1) + IF(ISNUMBER(MATCH(BB$11,$AK69:$AP69,0)),-1,0)*_xlfn.IFS(ISNUMBER($AD69),$AD69,ISNUMBER($AE69),$AE69,ISNUMBER($AF69),$AF69,AND($AD69=0,$AE69=0,$AF69=0),1)","v":0},{"$f":"IF(ISNUMBER(MATCH(BC$11,$AG69:$AJ69,0)),1,0)*IF(ISNUMBER($AF69),(1-$AF69),1) + IF(ISNUMBER(MATCH(BC$11,$AK69:$AP69,0)),-1,0)*_xlfn.IFS(ISNUMBER($AD69),$AD69,ISNUMBER($AE69),$AE69,ISNUMBER($AF69),$AF69,AND($AD69=0,$AE69=0,$AF69=0),1)","v":0},{"$f":"IF(ISNUMBER(MATCH(BD$11,$AG69:$AJ69,0)),1,0)*IF(ISNUMBER($AF69),(1-$AF69),1) + IF(ISNUMBER(MATCH(BD$11,$AK69:$AP69,0)),-1,0)*_xlfn.IFS(ISNUMBER($AD69),$AD69,ISNUMBER($AE69),$AE69,ISNUMBER($AF69),$AF69,AND($AD69=0,$AE69=0,$AF69=0),1)","v":0},{"$f":"IF(ISNUMBER(MATCH(BE$11,$AG69:$AJ69,0)),1,0)*IF(ISNUMBER($AF69),(1-$AF69),1) + IF(ISNUMBER(MATCH(BE$11,$AK69:$AP69,0)),-1,0)*_xlfn.IFS(ISNUMBER($AD69),$AD69,ISNUMBER($AE69),$AE69,ISNUMBER($AF69),$AF69,AND($AD69=0,$AE69=0,$AF69=0),1)","v":0},{"$f":"IF(ISNUMBER(MATCH(BF$11,$AG69:$AJ69,0)),1,0)*IF(ISNUMBER($AF69),(1-$AF69),1) + IF(ISNUMBER(MATCH(BF$11,$AK69:$AP69,0)),-1,0)*_xlfn.IFS(ISNUMBER($AD69),$AD69,ISNUMBER($AE69),$AE69,ISNUMBER($AF69),$AF69,AND($AD69=0,$AE69=0,$AF69=0),1)","v":0},{"$f":"IF(ISNUMBER(MATCH(BG$11,$AG69:$AJ69,0)),1,0)*IF(ISNUMBER($AF69),(1-$AF69),1) + IF(ISNUMBER(MATCH(BG$11,$AK69:$AP69,0)),-1,0)*_xlfn.IFS(ISNUMBER($AD69),$AD69,ISNUMBER($AE69),$AE69,ISNUMBER($AF69),$AF69,AND($AD69=0,$AE69=0,$AF69=0),1)","v":0},{"$f":"IF(ISNUMBER(MATCH(BH$11,$AG69:$AJ69,0)),1,0)*IF(ISNUMBER($AF69),(1-$AF69),1) + IF(ISNUMBER(MATCH(BH$11,$AK69:$AP69,0)),-1,0)*_xlfn.IFS(ISNUMBER($AD69),$AD69,ISNUMBER($AE69),$AE69,ISNUMBER($AF69),$AF69,AND($AD69=0,$AE69=0,$AF69=0),1)","v":0},{"$f":"IF(ISNUMBER(MATCH(BI$11,$AG69:$AJ69,0)),1,0)*IF(ISNUMBER($AF69),(1-$AF69),1) + IF(ISNUMBER(MATCH(BI$11,$AK69:$AP69,0)),-1,0)*_xlfn.IFS(ISNUMBER($AD69),$AD69,ISNUMBER($AE69),$AE69,ISNUMBER($AF69),$AF69,AND($AD69=0,$AE69=0,$AF69=0),1)","v":0},{"$f":"IF(ISNUMBER(MATCH(BJ$11,$AG69:$AJ69,0)),1,0)*IF(ISNUMBER($AF69),(1-$AF69),1) + IF(ISNUMBER(MATCH(BJ$11,$AK69:$AP69,0)),-1,0)*_xlfn.IFS(ISNUMBER($AD69),$AD69,ISNUMBER($AE69),$AE69,ISNUMBER($AF69),$AF69,AND($AD69=0,$AE69=0,$AF69=0),1)","v":0},{"$f":"IF(ISNUMBER(MATCH(BK$11,$AG69:$AJ69,0)),1,0)*IF(ISNUMBER($AF69),(1-$AF69),1) + IF(ISNUMBER(MATCH(BK$11,$AK69:$AP69,0)),-1,0)*_xlfn.IFS(ISNUMBER($AD69),$AD69,ISNUMBER($AE69),$AE69,ISNUMBER($AF69),$AF69,AND($AD69=0,$AE69=0,$AF69=0),1)","v":0},{"$f":"IF(ISNUMBER(MATCH(BL$11,$AG69:$AJ69,0)),1,0)*IF(ISNUMBER($AF69),(1-$AF69),1) + IF(ISNUMBER(MATCH(BL$11,$AK69:$AP69,0)),-1,0)*_xlfn.IFS(ISNUMBER($AD69),$AD69,ISNUMBER($AE69),$AE69,ISNUMBER($AF69),$AF69,AND($AD69=0,$AE69=0,$AF69=0),1)","v":0},{"$f":"IF(ISNUMBER(MATCH(BM$11,$AG69:$AJ69,0)),1,0)*IF(ISNUMBER($AF69),(1-$AF69),1) + IF(ISNUMBER(MATCH(BM$11,$AK69:$AP69,0)),-1,0)*_xlfn.IFS(ISNUMBER($AD69),$AD69,ISNUMBER($AE69),$AE69,ISNUMBER($AF69),$AF69,AND($AD69=0,$AE69=0,$AF69=0),1)","v":0},{"$f":"IF(ISNUMBER(MATCH(BN$11,$AG69:$AJ69,0)),1,0)*IF(ISNUMBER($AF69),(1-$AF69),1) + IF(ISNUMBER(MATCH(BN$11,$AK69:$AP69,0)),-1,0)*_xlfn.IFS(ISNUMBER($AD69),$AD69,ISNUMBER($AE69),$AE69,ISNUMBER($AF69),$AF69,AND($AD69=0,$AE69=0,$AF69=0),1)","v":0},{"$f":"IF(ISNUMBER(MATCH(BO$11,$AG69:$AJ69,0)),1,0)*IF(ISNUMBER($AF69),(1-$AF69),1) + IF(ISNUMBER(MATCH(BO$11,$AK69:$AP69,0)),-1,0)*_xlfn.IFS(ISNUMBER($AD69),$AD69,ISNUMBER($AE69),$AE69,ISNUMBER($AF69),$AF69,AND($AD69=0,$AE69=0,$AF69=0),1)","v":0},{"$f":"IF(ISNUMBER(MATCH(BP$11,$AG69:$AJ69,0)),1,0)*IF(ISNUMBER($AF69),(1-$AF69),1) + IF(ISNUMBER(MATCH(BP$11,$AK69:$AP69,0)),-1,0)*_xlfn.IFS(ISNUMBER($AD69),$AD69,ISNUMBER($AE69),$AE69,ISNUMBER($AF69),$AF69,AND($AD69=0,$AE69=0,$AF69=0),1)","v":0},{"$f":"IF(ISNUMBER(MATCH(BQ$11,$AG69:$AJ69,0)),1,0)*IF(ISNUMBER($AF69),(1-$AF69),1) + IF(ISNUMBER(MATCH(BQ$11,$AK69:$AP69,0)),-1,0)*_xlfn.IFS(ISNUMBER($AD69),$AD69,ISNUMBER($AE69),$AE69,ISNUMBER($AF69),$AF69,AND($AD69=0,$AE69=0,$AF69=0),1)","v":0},{"$f":"IF(ISNUMBER(MATCH(BR$11,$AG69:$AJ69,0)),1,0)*IF(ISNUMBER($AF69),(1-$AF69),1) + IF(ISNUMBER(MATCH(BR$11,$AK69:$AP69,0)),-1,0)*_xlfn.IFS(ISNUMBER($AD69),$AD69,ISNUMBER($AE69),$AE69,ISNUMBER($AF69),$AF69,AND($AD69=0,$AE69=0,$AF69=0),1)","v":0},{"$f":"IF(ISNUMBER(MATCH(BS$11,$AG69:$AJ69,0)),1,0)*IF(ISNUMBER($AF69),(1-$AF69),1) + IF(ISNUMBER(MATCH(BS$11,$AK69:$AP69,0)),-1,0)*_xlfn.IFS(ISNUMBER($AD69),$AD69,ISNUMBER($AE69),$AE69,ISNUMBER($AF69),$AF69,AND($AD69=0,$AE69=0,$AF69=0),1)","v":0},{"$f":"IF(ISNUMBER(MATCH(BT$11,$AG69:$AJ69,0)),1,0)*IF(ISNUMBER($AF69),(1-$AF69),1) + IF(ISNUMBER(MATCH(BT$11,$AK69:$AP69,0)),-1,0)*_xlfn.IFS(ISNUMBER($AD69),$AD69,ISNUMBER($AE69),$AE69,ISNUMBER($AF69),$AF69,AND($AD69=0,$AE69=0,$AF69=0),1)","v":0},{"$f":"IF(ISNUMBER(MATCH(BU$11,$AG69:$AJ69,0)),1,0)*IF(ISNUMBER($AF69),(1-$AF69),1) + IF(ISNUMBER(MATCH(BU$11,$AK69:$AP69,0)),-1,0)*_xlfn.IFS(ISNUMBER($AD69),$AD69,ISNUMBER($AE69),$AE69,ISNUMBER($AF69),$AF69,AND($AD69=0,$AE69=0,$AF69=0),1)","v":0},{"$f":"IF(ISNUMBER(MATCH(BV$11,$AG69:$AJ69,0)),1,0)*IF(ISNUMBER($AF69),(1-$AF69),1) + IF(ISNUMBER(MATCH(BV$11,$AK69:$AP69,0)),-1,0)*_xlfn.IFS(ISNUMBER($AD69),$AD69,ISNUMBER($AE69),$AE69,ISNUMBER($AF69),$AF69,AND($AD69=0,$AE69=0,$AF69=0),1)","v":0},{"$f":"IF(ISNUMBER(MATCH(BW$11,$AG69:$AJ69,0)),1,0)*IF(ISNUMBER($AF69),(1-$AF69),1) + IF(ISNUMBER(MATCH(BW$11,$AK69:$AP69,0)),-1,0)*_xlfn.IFS(ISNUMBER($AD69),$AD69,ISNUMBER($AE69),$AE69,ISNUMBER($AF69),$AF69,AND($AD69=0,$AE69=0,$AF69=0),1)","v":0},{"$f":"IF(ISNUMBER(MATCH(BX$11,$AG69:$AJ69,0)),1,0)*IF(ISNUMBER($AF69),(1-$AF69),1) + IF(ISNUMBER(MATCH(BX$11,$AK69:$AP69,0)),-1,0)*_xlfn.IFS(ISNUMBER($AD69),$AD69,ISNUMBER($AE69),$AE69,ISNUMBER($AF69),$AF69,AND($AD69=0,$AE69=0,$AF69=0),1)","v":0},{"$f":"IF(ISNUMBER(MATCH(BY$11,$AG69:$AJ69,0)),1,0)*IF(ISNUMBER($AF69),(1-$AF69),1) + IF(ISNUMBER(MATCH(BY$11,$AK69:$AP69,0)),-1,0)*_xlfn.IFS(ISNUMBER($AD69),$AD69,ISNUMBER($AE69),$AE69,ISNUMBER($AF69),$AF69,AND($AD69=0,$AE69=0,$AF69=0),1)","v":0},{"$f":"IF(ISNUMBER(MATCH(BZ$11,$AG69:$AJ69,0)),1,0)*IF(ISNUMBER($AF69),(1-$AF69),1) + IF(ISNUMBER(MATCH(BZ$11,$AK69:$AP69,0)),-1,0)*_xlfn.IFS(ISNUMBER($AD69),$AD69,ISNUMBER($AE69),$AE69,ISNUMBER($AF69),$AF69,AND($AD69=0,$AE69=0,$AF69=0),1)","v":0},{"$f":"IF(ISNUMBER(MATCH(CA$11,$AG69:$AJ69,0)),1,0)*IF(ISNUMBER($AF69),(1-$AF69),1) + IF(ISNUMBER(MATCH(CA$11,$AK69:$AP69,0)),-1,0)*_xlfn.IFS(ISNUMBER($AD69),$AD69,ISNUMBER($AE69),$AE69,ISNUMBER($AF69),$AF69,AND($AD69=0,$AE69=0,$AF69=0),1)","v":0},{"$f":"IF(ISNUMBER(MATCH(CB$11,$AG69:$AJ69,0)),1,0)*IF(ISNUMBER($AF69),(1-$AF69),1) + IF(ISNUMBER(MATCH(CB$11,$AK69:$AP69,0)),-1,0)*_xlfn.IFS(ISNUMBER($AD69),$AD69,ISNUMBER($AE69),$AE69,ISNUMBER($AF69),$AF69,AND($AD69=0,$AE69=0,$AF69=0),1)","v":0},{"$f":"IF(ISNUMBER(MATCH(CC$11,$AG69:$AJ69,0)),1,0)*IF(ISNUMBER($AF69),(1-$AF69),1) + IF(ISNUMBER(MATCH(CC$11,$AK69:$AP69,0)),-1,0)*_xlfn.IFS(ISNUMBER($AD69),$AD69,ISNUMBER($AE69),$AE69,ISNUMBER($AF69),$AF69,AND($AD69=0,$AE69=0,$AF69=0),1)","v":0},{"$f":"IF(ISNUMBER(MATCH(CD$11,$AG69:$AJ69,0)),1,0)*IF(ISNUMBER($AF69),(1-$AF69),1) + IF(ISNUMBER(MATCH(CD$11,$AK69:$AP69,0)),-1,0)*_xlfn.IFS(ISNUMBER($AD69),$AD69,ISNUMBER($AE69),$AE69,ISNUMBER($AF69),$AF69,AND($AD69=0,$AE69=0,$AF69=0),1)","v":0},{"$f":"IF(ISNUMBER(MATCH(CE$11,$AG69:$AJ69,0)),1,0)*IF(ISNUMBER($AF69),(1-$AF69),1) + IF(ISNUMBER(MATCH(CE$11,$AK69:$AP69,0)),-1,0)*_xlfn.IFS(ISNUMBER($AD69),$AD69,ISNUMBER($AE69),$AE69,ISNUMBER($AF69),$AF69,AND($AD69=0,$AE69=0,$AF69=0),1)","v":1},{"$f":"IF(ISNUMBER(MATCH(CF$11,$AG69:$AJ69,0)),1,0)*IF(ISNUMBER($AF69),(1-$AF69),1) + IF(ISNUMBER(MATCH(CF$11,$AK69:$AP69,0)),-1,0)*_xlfn.IFS(ISNUMBER($AD69),$AD69,ISNUMBER($AE69),$AE69,ISNUMBER($AF69),$AF69,AND($AD69=0,$AE69=0,$AF69=0),1)","v":0},{"$f":"IF(ISNUMBER(MATCH(CG$11,$AG69:$AJ69,0)),1,0)*IF(ISNUMBER($AF69),(1-$AF69),1) + IF(ISNUMBER(MATCH(CG$11,$AK69:$AP69,0)),-1,0)*_xlfn.IFS(ISNUMBER($AD69),$AD69,ISNUMBER($AE69),$AE69,ISNUMBER($AF69),$AF69,AND($AD69=0,$AE69=0,$AF69=0),1)","v":0},{"$f":"IF(ISNUMBER(MATCH(CH$11,$AG69:$AJ69,0)),1,0)*IF(ISNUMBER($AF69),(1-$AF69),1) + IF(ISNUMBER(MATCH(CH$11,$AK69:$AP69,0)),-1,0)*_xlfn.IFS(ISNUMBER($AD69),$AD69,ISNUMBER($AE69),$AE69,ISNUMBER($AF69),$AF69,AND($AD69=0,$AE69=0,$AF69=0),1)","v":0},{"$f":"IF(ISNUMBER(MATCH(CI$11,$AG69:$AJ69,0)),1,0)*IF(ISNUMBER($AF69),(1-$AF69),1) + IF(ISNUMBER(MATCH(CI$11,$AK69:$AP69,0)),-1,0)*_xlfn.IFS(ISNUMBER($AD69),$AD69,ISNUMBER($AE69),$AE69,ISNUMBER($AF69),$AF69,AND($AD69=0,$AE69=0,$AF69=0),1)","v":0},{"$f":"IF(ISNUMBER(MATCH(CJ$11,$AG69:$AJ69,0)),1,0)*IF(ISNUMBER($AF69),(1-$AF69),1) + IF(ISNUMBER(MATCH(CJ$11,$AK69:$AP69,0)),-1,0)*_xlfn.IFS(ISNUMBER($AD69),$AD69,ISNUMBER($AE69),$AE69,ISNUMBER($AF69),$AF69,AND($AD69=0,$AE69=0,$AF69=0),1)","v":0},{"$f":"IF(ISNUMBER(MATCH(CK$11,$AG69:$AJ69,0)),1,0)*IF(ISNUMBER($AF69),(1-$AF69),1) + IF(ISNUMBER(MATCH(CK$11,$AK69:$AP69,0)),-1,0)*_xlfn.IFS(ISNUMBER($AD69),$AD69,ISNUMBER($AE69),$AE69,ISNUMBER($AF69),$AF69,AND($AD69=0,$AE69=0,$AF69=0),1)","v":0},{"$f":"IF(ISNUMBER(MATCH(CL$11,$AG69:$AJ69,0)),1,0)*IF(ISNUMBER($AF69),(1-$AF69),1) + IF(ISNUMBER(MATCH(CL$11,$AK69:$AP69,0)),-1,0)*_xlfn.IFS(ISNUMBER($AD69),$AD69,ISNUMBER($AE69),$AE69,ISNUMBER($AF69),$AF69,AND($AD69=0,$AE69=0,$AF69=0),1)","v":0},{"$f":"IF(ISNUMBER(MATCH(CM$11,$AG69:$AJ69,0)),1,0)*IF(ISNUMBER($AF69),(1-$AF69),1) + IF(ISNUMBER(MATCH(CM$11,$AK69:$AP69,0)),-1,0)*_xlfn.IFS(ISNUMBER($AD69),$AD69,ISNUMBER($AE69),$AE69,ISNUMBER($AF69),$AF69,AND($AD69=0,$AE69=0,$AF69=0),1)","v":0},{"$f":"IF(ISNUMBER(MATCH(CN$11,$AG69:$AJ69,0)),1,0)*IF(ISNUMBER($AF69),(1-$AF69),1) + IF(ISNUMBER(MATCH(CN$11,$AK69:$AP69,0)),-1,0)*_xlfn.IFS(ISNUMBER($AD69),$AD69,ISNUMBER($AE69),$AE69,ISNUMBER($AF69),$AF69,AND($AD69=0,$AE69=0,$AF69=0),1)","v":0},{"$f":"IF(ISNUMBER(MATCH(CO$11,$AG69:$AJ69,0)),1,0)*IF(ISNUMBER($AF69),(1-$AF69),1) + IF(ISNUMBER(MATCH(CO$11,$AK69:$AP69,0)),-1,0)*_xlfn.IFS(ISNUMBER($AD69),$AD69,ISNUMBER($AE69),$AE69,ISNUMBER($AF69),$AF69,AND($AD69=0,$AE69=0,$AF69=0),1)","v":0},{"$f":"IF(ISNUMBER(MATCH(CP$11,$AG69:$AJ69,0)),1,0)*IF(ISNUMBER($AF69),(1-$AF69),1) + IF(ISNUMBER(MATCH(CP$11,$AK69:$AP69,0)),-1,0)*_xlfn.IFS(ISNUMBER($AD69),$AD69,ISNUMBER($AE69),$AE69,ISNUMBER($AF69),$AF69,AND($AD69=0,$AE69=0,$AF69=0),1)","v":0},{"$f":"IF(ISNUMBER(MATCH(CQ$11,$AG69:$AJ69,0)),1,0)*IF(ISNUMBER($AF69),(1-$AF69),1) + IF(ISNUMBER(MATCH(CQ$11,$AK69:$AP69,0)),-1,0)*_xlfn.IFS(ISNUMBER($AD69),$AD69,ISNUMBER($AE69),$AE69,ISNUMBER($AF69),$AF69,AND($AD69=0,$AE69=0,$AF69=0),1)","v":0},{"$f":"IF(ISNUMBER(MATCH(CR$11,$AG69:$AJ69,0)),1,0)*IF(ISNUMBER($AF69),(1-$AF69),1) + IF(ISNUMBER(MATCH(CR$11,$AK69:$AP69,0)),-1,0)*_xlfn.IFS(ISNUMBER($AD69),$AD69,ISNUMBER($AE69),$AE69,ISNUMBER($AF69),$AF69,AND($AD69=0,$AE69=0,$AF69=0),1)","v":0},{"$f":"IF(ISNUMBER(MATCH(CS$11,$AG69:$AJ69,0)),1,0)*IF(ISNUMBER($AF69),(1-$AF69),1) + IF(ISNUMBER(MATCH(CS$11,$AK69:$AP69,0)),-1,0)*_xlfn.IFS(ISNUMBER($AD69),$AD69,ISNUMBER($AE69),$AE69,ISNUMBER($AF69),$AF69,AND($AD69=0,$AE69=0,$AF69=0),1)","v":0},{"$f":"IF(ISNUMBER(MATCH(CT$11,$AG69:$AJ69,0)),1,0)*IF(ISNUMBER($AF69),(1-$AF69),1) + IF(ISNUMBER(MATCH(CT$11,$AK69:$AP69,0)),-1,0)*_xlfn.IFS(ISNUMBER($AD69),$AD69,ISNUMBER($AE69),$AE69,ISNUMBER($AF69),$AF69,AND($AD69=0,$AE69=0,$AF69=0),1)","v":0},{"$f":"IF(ISNUMBER(MATCH(CU$11,$AG69:$AJ69,0)),1,0)*IF(ISNUMBER($AF69),(1-$AF69),1) + IF(ISNUMBER(MATCH(CU$11,$AK69:$AP69,0)),-1,0)*_xlfn.IFS(ISNUMBER($AD69),$AD69,ISNUMBER($AE69),$AE69,ISNUMBER($AF69),$AF69,AND($AD69=0,$AE69=0,$AF69=0),1)","v":0},{"$f":"IF(ISNUMBER(MATCH(CV$11,$AG69:$AJ69,0)),1,0)*IF(ISNUMBER($AF69),(1-$AF69),1) + IF(ISNUMBER(MATCH(CV$11,$AK69:$AP69,0)),-1,0)*_xlfn.IFS(ISNUMBER($AD69),$AD69,ISNUMBER($AE69),$AE69,ISNUMBER($AF69),$AF69,AND($AD69=0,$AE69=0,$AF69=0),1)","v":0},{"$f":"IF(ISNUMBER(MATCH(CW$11,$AG69:$AJ69,0)),1,0)*IF(ISNUMBER($AF69),(1-$AF69),1) + IF(ISNUMBER(MATCH(CW$11,$AK69:$AP69,0)),-1,0)*_xlfn.IFS(ISNUMBER($AD69),$AD69,ISNUMBER($AE69),$AE69,ISNUMBER($AF69),$AF69,AND($AD69=0,$AE69=0,$AF69=0),1)","v":0},{"$f":"IF(ISNUMBER(MATCH(CX$11,$AG69:$AJ69,0)),1,0)*IF(ISNUMBER($AF69),(1-$AF69),1) + IF(ISNUMBER(MATCH(CX$11,$AK69:$AP69,0)),-1,0)*_xlfn.IFS(ISNUMBER($AD69),$AD69,ISNUMBER($AE69),$AE69,ISNUMBER($AF69),$AF69,AND($AD69=0,$AE69=0,$AF69=0),1)","v":0},{"$f":"IF(ISNUMBER(MATCH(CY$11,$AG69:$AJ69,0)),1,0)*IF(ISNUMBER($AF69),(1-$AF69),1) + IF(ISNUMBER(MATCH(CY$11,$AK69:$AP69,0)),-1,0)*_xlfn.IFS(ISNUMBER($AD69),$AD69,ISNUMBER($AE69),$AE69,ISNUMBER($AF69),$AF69,AND($AD69=0,$AE69=0,$AF69=0),1)","v":0},{"$f":"IF(ISNUMBER(MATCH(CZ$11,$AG69:$AJ69,0)),1,0)*IF(ISNUMBER($AF69),(1-$AF69),1) + IF(ISNUMBER(MATCH(CZ$11,$AK69:$AP69,0)),-1,0)*_xlfn.IFS(ISNUMBER($AD69),$AD69,ISNUMBER($AE69),$AE69,ISNUMBER($AF69),$AF69,AND($AD69=0,$AE69=0,$AF69=0),1)","v":0},{"$f":"IF(ISNUMBER(MATCH(DA$11,$AG69:$AJ69,0)),1,0)*IF(ISNUMBER($AF69),(1-$AF69),1) + IF(ISNUMBER(MATCH(DA$11,$AK69:$AP69,0)),-1,0)*_xlfn.IFS(ISNUMBER($AD69),$AD69,ISNUMBER($AE69),$AE69,ISNUMBER($AF69),$AF69,AND($AD69=0,$AE69=0,$AF69=0),1)","v":0},{"$f":"IF(ISNUMBER(MATCH(DB$11,$AG69:$AJ69,0)),1,0)*IF(ISNUMBER($AF69),(1-$AF69),1) + IF(ISNUMBER(MATCH(DB$11,$AK69:$AP69,0)),-1,0)*_xlfn.IFS(ISNUMBER($AD69),$AD69,ISNUMBER($AE69),$AE69,ISNUMBER($AF69),$AF69,AND($AD69=0,$AE69=0,$AF69=0),1)","v":0},{"$f":"IF(ISNUMBER(MATCH(DC$11,$AG69:$AJ69,0)),1,0)*IF(ISNUMBER($AF69),(1-$AF69),1) + IF(ISNUMBER(MATCH(DC$11,$AK69:$AP69,0)),-1,0)*_xlfn.IFS(ISNUMBER($AD69),$AD69,ISNUMBER($AE69),$AE69,ISNUMBER($AF69),$AF69,AND($AD69=0,$AE69=0,$AF69=0),1)","v":0},{"$f":"IF(ISNUMBER(MATCH(DD$11,$AG69:$AJ69,0)),1,0)*IF(ISNUMBER($AF69),(1-$AF69),1) + IF(ISNUMBER(MATCH(DD$11,$AK69:$AP69,0)),-1,0)*_xlfn.IFS(ISNUMBER($AD69),$AD69,ISNUMBER($AE69),$AE69,ISNUMBER($AF69),$AF69,AND($AD69=0,$AE69=0,$AF69=0),1)","v":0},{"$f":"IF(ISNUMBER(MATCH(DE$11,$AG69:$AJ69,0)),1,0)*IF(ISNUMBER($AF69),(1-$AF69),1) + IF(ISNUMBER(MATCH(DE$11,$AK69:$AP69,0)),-1,0)*_xlfn.IFS(ISNUMBER($AD69),$AD69,ISNUMBER($AE69),$AE69,ISNUMBER($AF69),$AF69,AND($AD69=0,$AE69=0,$AF69=0),1)","v":0},null,0,"HRU,HT","Pumps","COP",null,null,null,null,null,null,null,null,null,"q_hru_eco-comp,lt",5.7166443398287026,3367.5704338965652,0,0,0,0,0,0,0,0,0,0,0,0,0,0,1.0024691358024691,0,0,-1.0024691358024691,0,0.65873188191624366,1.0024691358024691,1.0024691358024691,0,0,-1.0024691358024691,0,1.0480359147025813,1.0024691358024691,1.0024691358024691,0,0,-1.0024691358024691,0,0,1.0024691358024691,1.0024691358024691,0,0,-1.0024691358024691,0,0,1.0024691358024691,1.0024691358024691,0,0,-1,-2.4691358024691362E-3,0,0,0,0,0,0,-1,1,0,0,4.5451312622534858E-19,0,0,0,0,0,0,0,0,null,null,null,null,null,null,null,null,null,null,null,"q_hru_eco-comp,lt",null,0,0,0,0,0,0,0,0,0,0,0,0,0,0,0,0,0,0,0,0,0,0,0,0,0,0,0,0,0,0,0,0,0,0,0,0,0,0,0,0,0,0,0,0,0,0,0,0,0,0,0,0,0,0,0,1,0,0,0,0,0,0,0,0,0,0,0,null,null,"q_hru_eco-comp,lt",0,0,0,0,0,0,0,0,0,0,0,0,0,0,0,0,0,0,0,0,0,0,0,0,0,0,0,0,0,0,0,0,0,0,0,0,0,0,0,0,0,0,0,0,0,0,0,0,0,0,0,0,0,0,0,1,0,0,0,0,0,0,0,0,0,0,0]
[null,null,null,null,null,null,null,null,null,null,null,null,null,null,null,null,null,null,"e_hru_fs,ht",13.784069219312242,13.784069219312242,13.784069219312242,13.784069219312242,17.195695133872558,13.784069219312242,null,"Comp.","Conservation",null,null,null,null,"q_hru_eco-comp,ht","e_hru_comp,ht",null,null,"q_hru_comp-fs,ht",null,null,null,null,null,null,{"$f":"IF(ISNUMBER(MATCH(AR$11,$AG70:$AJ70,0)),1,0)*IF(ISNUMBER($AF70),(1-$AF70),1) + IF(ISNUMBER(MATCH(AR$11,$AK70:$AP70,0)),-1,0)*_xlfn.IFS(ISNUMBER($AD70),$AD70,ISNUMBER($AE70),$AE70,ISNUMBER($AF70),$AF70,AND($AD70=0,$AE70=0,$AF70=0),1)","v":0},{"$f":"IF(ISNUMBER(MATCH(AS$11,$AG70:$AJ70,0)),1,0)*IF(ISNUMBER($AF70),(1-$AF70),1) + IF(ISNUMBER(MATCH(AS$11,$AK70:$AP70,0)),-1,0)*_xlfn.IFS(ISNUMBER($AD70),$AD70,ISNUMBER($AE70),$AE70,ISNUMBER($AF70),$AF70,AND($AD70=0,$AE70=0,$AF70=0),1)","v":0},{"$f":"IF(ISNUMBER(MATCH(AT$11,$AG70:$AJ70,0)),1,0)*IF(ISNUMBER($AF70),(1-$AF70),1) + IF(ISNUMBER(MATCH(AT$11,$AK70:$AP70,0)),-1,0)*_xlfn.IFS(ISNUMBER($AD70),$AD70,ISNUMBER($AE70),$AE70,ISNUMBER($AF70),$AF70,AND($AD70=0,$AE70=0,$AF70=0),1)","v":0},{"$f":"IF(ISNUMBER(MATCH(AU$11,$AG70:$AJ70,0)),1,0)*IF(ISNUMBER($AF70),(1-$AF70),1) + IF(ISNUMBER(MATCH(AU$11,$AK70:$AP70,0)),-1,0)*_xlfn.IFS(ISNUMBER($AD70),$AD70,ISNUMBER($AE70),$AE70,ISNUMBER($AF70),$AF70,AND($AD70=0,$AE70=0,$AF70=0),1)","v":0},{"$f":"IF(ISNUMBER(MATCH(AV$11,$AG70:$AJ70,0)),1,0)*IF(ISNUMBER($AF70),(1-$AF70),1) + IF(ISNUMBER(MATCH(AV$11,$AK70:$AP70,0)),-1,0)*_xlfn.IFS(ISNUMBER($AD70),$AD70,ISNUMBER($AE70),$AE70,ISNUMBER($AF70),$AF70,AND($AD70=0,$AE70=0,$AF70=0),1)","v":0},{"$f":"IF(ISNUMBER(MATCH(AW$11,$AG70:$AJ70,0)),1,0)*IF(ISNUMBER($AF70),(1-$AF70),1) + IF(ISNUMBER(MATCH(AW$11,$AK70:$AP70,0)),-1,0)*_xlfn.IFS(ISNUMBER($AD70),$AD70,ISNUMBER($AE70),$AE70,ISNUMBER($AF70),$AF70,AND($AD70=0,$AE70=0,$AF70=0),1)","v":0},{"$f":"IF(ISNUMBER(MATCH(AX$11,$AG70:$AJ70,0)),1,0)*IF(ISNUMBER($AF70),(1-$AF70),1) + IF(ISNUMBER(MATCH(AX$11,$AK70:$AP70,0)),-1,0)*_xlfn.IFS(ISNUMBER($AD70),$AD70,ISNUMBER($AE70),$AE70,ISNUMBER($AF70),$AF70,AND($AD70=0,$AE70=0,$AF70=0),1)","v":0},{"$f":"IF(ISNUMBER(MATCH(AY$11,$AG70:$AJ70,0)),1,0)*IF(ISNUMBER($AF70),(1-$AF70),1) + IF(ISNUMBER(MATCH(AY$11,$AK70:$AP70,0)),-1,0)*_xlfn.IFS(ISNUMBER($AD70),$AD70,ISNUMBER($AE70),$AE70,ISNUMBER($AF70),$AF70,AND($AD70=0,$AE70=0,$AF70=0),1)","v":0},{"$f":"IF(ISNUMBER(MATCH(AZ$11,$AG70:$AJ70,0)),1,0)*IF(ISNUMBER($AF70),(1-$AF70),1) + IF(ISNUMBER(MATCH(AZ$11,$AK70:$AP70,0)),-1,0)*_xlfn.IFS(ISNUMBER($AD70),$AD70,ISNUMBER($AE70),$AE70,ISNUMBER($AF70),$AF70,AND($AD70=0,$AE70=0,$AF70=0),1)","v":0},{"$f":"IF(ISNUMBER(MATCH(BA$11,$AG70:$AJ70,0)),1,0)*IF(ISNUMBER($AF70),(1-$AF70),1) + IF(ISNUMBER(MATCH(BA$11,$AK70:$AP70,0)),-1,0)*_xlfn.IFS(ISNUMBER($AD70),$AD70,ISNUMBER($AE70),$AE70,ISNUMBER($AF70),$AF70,AND($AD70=0,$AE70=0,$AF70=0),1)","v":0},{"$f":"IF(ISNUMBER(MATCH(BB$11,$AG70:$AJ70,0)),1,0)*IF(ISNUMBER($AF70),(1-$AF70),1) + IF(ISNUMBER(MATCH(BB$11,$AK70:$AP70,0)),-1,0)*_xlfn.IFS(ISNUMBER($AD70),$AD70,ISNUMBER($AE70),$AE70,ISNUMBER($AF70),$AF70,AND($AD70=0,$AE70=0,$AF70=0),1)","v":0},{"$f":"IF(ISNUMBER(MATCH(BC$11,$AG70:$AJ70,0)),1,0)*IF(ISNUMBER($AF70),(1-$AF70),1) + IF(ISNUMBER(MATCH(BC$11,$AK70:$AP70,0)),-1,0)*_xlfn.IFS(ISNUMBER($AD70),$AD70,ISNUMBER($AE70),$AE70,ISNUMBER($AF70),$AF70,AND($AD70=0,$AE70=0,$AF70=0),1)","v":0},{"$f":"IF(ISNUMBER(MATCH(BD$11,$AG70:$AJ70,0)),1,0)*IF(ISNUMBER($AF70),(1-$AF70),1) + IF(ISNUMBER(MATCH(BD$11,$AK70:$AP70,0)),-1,0)*_xlfn.IFS(ISNUMBER($AD70),$AD70,ISNUMBER($AE70),$AE70,ISNUMBER($AF70),$AF70,AND($AD70=0,$AE70=0,$AF70=0),1)","v":0},{"$f":"IF(ISNUMBER(MATCH(BE$11,$AG70:$AJ70,0)),1,0)*IF(ISNUMBER($AF70),(1-$AF70),1) + IF(ISNUMBER(MATCH(BE$11,$AK70:$AP70,0)),-1,0)*_xlfn.IFS(ISNUMBER($AD70),$AD70,ISNUMBER($AE70),$AE70,ISNUMBER($AF70),$AF70,AND($AD70=0,$AE70=0,$AF70=0),1)","v":0},{"$f":"IF(ISNUMBER(MATCH(BF$11,$AG70:$AJ70,0)),1,0)*IF(ISNUMBER($AF70),(1-$AF70),1) + IF(ISNUMBER(MATCH(BF$11,$AK70:$AP70,0)),-1,0)*_xlfn.IFS(ISNUMBER($AD70),$AD70,ISNUMBER($AE70),$AE70,ISNUMBER($AF70),$AF70,AND($AD70=0,$AE70=0,$AF70=0),1)","v":0},{"$f":"IF(ISNUMBER(MATCH(BG$11,$AG70:$AJ70,0)),1,0)*IF(ISNUMBER($AF70),(1-$AF70),1) + IF(ISNUMBER(MATCH(BG$11,$AK70:$AP70,0)),-1,0)*_xlfn.IFS(ISNUMBER($AD70),$AD70,ISNUMBER($AE70),$AE70,ISNUMBER($AF70),$AF70,AND($AD70=0,$AE70=0,$AF70=0),1)","v":0},{"$f":"IF(ISNUMBER(MATCH(BH$11,$AG70:$AJ70,0)),1,0)*IF(ISNUMBER($AF70),(1-$AF70),1) + IF(ISNUMBER(MATCH(BH$11,$AK70:$AP70,0)),-1,0)*_xlfn.IFS(ISNUMBER($AD70),$AD70,ISNUMBER($AE70),$AE70,ISNUMBER($AF70),$AF70,AND($AD70=0,$AE70=0,$AF70=0),1)","v":0},{"$f":"IF(ISNUMBER(MATCH(BI$11,$AG70:$AJ70,0)),1,0)*IF(ISNUMBER($AF70),(1-$AF70),1) + IF(ISNUMBER(MATCH(BI$11,$AK70:$AP70,0)),-1,0)*_xlfn.IFS(ISNUMBER($AD70),$AD70,ISNUMBER($AE70),$AE70,ISNUMBER($AF70),$AF70,AND($AD70=0,$AE70=0,$AF70=0),1)","v":0},{"$f":"IF(ISNUMBER(MATCH(BJ$11,$AG70:$AJ70,0)),1,0)*IF(ISNUMBER($AF70),(1-$AF70),1) + IF(ISNUMBER(MATCH(BJ$11,$AK70:$AP70,0)),-1,0)*_xlfn.IFS(ISNUMBER($AD70),$AD70,ISNUMBER($AE70),$AE70,ISNUMBER($AF70),$AF70,AND($AD70=0,$AE70=0,$AF70=0),1)","v":0},{"$f":"IF(ISNUMBER(MATCH(BK$11,$AG70:$AJ70,0)),1,0)*IF(ISNUMBER($AF70),(1-$AF70),1) + IF(ISNUMBER(MATCH(BK$11,$AK70:$AP70,0)),-1,0)*_xlfn.IFS(ISNUMBER($AD70),$AD70,ISNUMBER($AE70),$AE70,ISNUMBER($AF70),$AF70,AND($AD70=0,$AE70=0,$AF70=0),1)","v":0},{"$f":"IF(ISNUMBER(MATCH(BL$11,$AG70:$AJ70,0)),1,0)*IF(ISNUMBER($AF70),(1-$AF70),1) + IF(ISNUMBER(MATCH(BL$11,$AK70:$AP70,0)),-1,0)*_xlfn.IFS(ISNUMBER($AD70),$AD70,ISNUMBER($AE70),$AE70,ISNUMBER($AF70),$AF70,AND($AD70=0,$AE70=0,$AF70=0),1)","v":0},{"$f":"IF(ISNUMBER(MATCH(BM$11,$AG70:$AJ70,0)),1,0)*IF(ISNUMBER($AF70),(1-$AF70),1) + IF(ISNUMBER(MATCH(BM$11,$AK70:$AP70,0)),-1,0)*_xlfn.IFS(ISNUMBER($AD70),$AD70,ISNUMBER($AE70),$AE70,ISNUMBER($AF70),$AF70,AND($AD70=0,$AE70=0,$AF70=0),1)","v":0},{"$f":"IF(ISNUMBER(MATCH(BN$11,$AG70:$AJ70,0)),1,0)*IF(ISNUMBER($AF70),(1-$AF70),1) + IF(ISNUMBER(MATCH(BN$11,$AK70:$AP70,0)),-1,0)*_xlfn.IFS(ISNUMBER($AD70),$AD70,ISNUMBER($AE70),$AE70,ISNUMBER($AF70),$AF70,AND($AD70=0,$AE70=0,$AF70=0),1)","v":0},{"$f":"IF(ISNUMBER(MATCH(BO$11,$AG70:$AJ70,0)),1,0)*IF(ISNUMBER($AF70),(1-$AF70),1) + IF(ISNUMBER(MATCH(BO$11,$AK70:$AP70,0)),-1,0)*_xlfn.IFS(ISNUMBER($AD70),$AD70,ISNUMBER($AE70),$AE70,ISNUMBER($AF70),$AF70,AND($AD70=0,$AE70=0,$AF70=0),1)","v":0},{"$f":"IF(ISNUMBER(MATCH(BP$11,$AG70:$AJ70,0)),1,0)*IF(ISNUMBER($AF70),(1-$AF70),1) + IF(ISNUMBER(MATCH(BP$11,$AK70:$AP70,0)),-1,0)*_xlfn.IFS(ISNUMBER($AD70),$AD70,ISNUMBER($AE70),$AE70,ISNUMBER($AF70),$AF70,AND($AD70=0,$AE70=0,$AF70=0),1)","v":0},{"$f":"IF(ISNUMBER(MATCH(BQ$11,$AG70:$AJ70,0)),1,0)*IF(ISNUMBER($AF70),(1-$AF70),1) + IF(ISNUMBER(MATCH(BQ$11,$AK70:$AP70,0)),-1,0)*_xlfn.IFS(ISNUMBER($AD70),$AD70,ISNUMBER($AE70),$AE70,ISNUMBER($AF70),$AF70,AND($AD70=0,$AE70=0,$AF70=0),1)","v":0},{"$f":"IF(ISNUMBER(MATCH(BR$11,$AG70:$AJ70,0)),1,0)*IF(ISNUMBER($AF70),(1-$AF70),1) + IF(ISNUMBER(MATCH(BR$11,$AK70:$AP70,0)),-1,0)*_xlfn.IFS(ISNUMBER($AD70),$AD70,ISNUMBER($AE70),$AE70,ISNUMBER($AF70),$AF70,AND($AD70=0,$AE70=0,$AF70=0),1)","v":0},{"$f":"IF(ISNUMBER(MATCH(BS$11,$AG70:$AJ70,0)),1,0)*IF(ISNUMBER($AF70),(1-$AF70),1) + IF(ISNUMBER(MATCH(BS$11,$AK70:$AP70,0)),-1,0)*_xlfn.IFS(ISNUMBER($AD70),$AD70,ISNUMBER($AE70),$AE70,ISNUMBER($AF70),$AF70,AND($AD70=0,$AE70=0,$AF70=0),1)","v":0},{"$f":"IF(ISNUMBER(MATCH(BT$11,$AG70:$AJ70,0)),1,0)*IF(ISNUMBER($AF70),(1-$AF70),1) + IF(ISNUMBER(MATCH(BT$11,$AK70:$AP70,0)),-1,0)*_xlfn.IFS(ISNUMBER($AD70),$AD70,ISNUMBER($AE70),$AE70,ISNUMBER($AF70),$AF70,AND($AD70=0,$AE70=0,$AF70=0),1)","v":0},{"$f":"IF(ISNUMBER(MATCH(BU$11,$AG70:$AJ70,0)),1,0)*IF(ISNUMBER($AF70),(1-$AF70),1) + IF(ISNUMBER(MATCH(BU$11,$AK70:$AP70,0)),-1,0)*_xlfn.IFS(ISNUMBER($AD70),$AD70,ISNUMBER($AE70),$AE70,ISNUMBER($AF70),$AF70,AND($AD70=0,$AE70=0,$AF70=0),1)","v":0},{"$f":"IF(ISNUMBER(MATCH(BV$11,$AG70:$AJ70,0)),1,0)*IF(ISNUMBER($AF70),(1-$AF70),1) + IF(ISNUMBER(MATCH(BV$11,$AK70:$AP70,0)),-1,0)*_xlfn.IFS(ISNUMBER($AD70),$AD70,ISNUMBER($AE70),$AE70,ISNUMBER($AF70),$AF70,AND($AD70=0,$AE70=0,$AF70=0),1)","v":0},{"$f":"IF(ISNUMBER(MATCH(BW$11,$AG70:$AJ70,0)),1,0)*IF(ISNUMBER($AF70),(1-$AF70),1) + IF(ISNUMBER(MATCH(BW$11,$AK70:$AP70,0)),-1,0)*_xlfn.IFS(ISNUMBER($AD70),$AD70,ISNUMBER($AE70),$AE70,ISNUMBER($AF70),$AF70,AND($AD70=0,$AE70=0,$AF70=0),1)","v":0},{"$f":"IF(ISNUMBER(MATCH(BX$11,$AG70:$AJ70,0)),1,0)*IF(ISNUMBER($AF70),(1-$AF70),1) + IF(ISNUMBER(MATCH(BX$11,$AK70:$AP70,0)),-1,0)*_xlfn.IFS(ISNUMBER($AD70),$AD70,ISNUMBER($AE70),$AE70,ISNUMBER($AF70),$AF70,AND($AD70=0,$AE70=0,$AF70=0),1)","v":0},{"$f":"IF(ISNUMBER(MATCH(BY$11,$AG70:$AJ70,0)),1,0)*IF(ISNUMBER($AF70),(1-$AF70),1) + IF(ISNUMBER(MATCH(BY$11,$AK70:$AP70,0)),-1,0)*_xlfn.IFS(ISNUMBER($AD70),$AD70,ISNUMBER($AE70),$AE70,ISNUMBER($AF70),$AF70,AND($AD70=0,$AE70=0,$AF70=0),1)","v":0},{"$f":"IF(ISNUMBER(MATCH(BZ$11,$AG70:$AJ70,0)),1,0)*IF(ISNUMBER($AF70),(1-$AF70),1) + IF(ISNUMBER(MATCH(BZ$11,$AK70:$AP70,0)),-1,0)*_xlfn.IFS(ISNUMBER($AD70),$AD70,ISNUMBER($AE70),$AE70,ISNUMBER($AF70),$AF70,AND($AD70=0,$AE70=0,$AF70=0),1)","v":0},{"$f":"IF(ISNUMBER(MATCH(CA$11,$AG70:$AJ70,0)),1,0)*IF(ISNUMBER($AF70),(1-$AF70),1) + IF(ISNUMBER(MATCH(CA$11,$AK70:$AP70,0)),-1,0)*_xlfn.IFS(ISNUMBER($AD70),$AD70,ISNUMBER($AE70),$AE70,ISNUMBER($AF70),$AF70,AND($AD70=0,$AE70=0,$AF70=0),1)","v":0},{"$f":"IF(ISNUMBER(MATCH(CB$11,$AG70:$AJ70,0)),1,0)*IF(ISNUMBER($AF70),(1-$AF70),1) + IF(ISNUMBER(MATCH(CB$11,$AK70:$AP70,0)),-1,0)*_xlfn.IFS(ISNUMBER($AD70),$AD70,ISNUMBER($AE70),$AE70,ISNUMBER($AF70),$AF70,AND($AD70=0,$AE70=0,$AF70=0),1)","v":0},{"$f":"IF(ISNUMBER(MATCH(CC$11,$AG70:$AJ70,0)),1,0)*IF(ISNUMBER($AF70),(1-$AF70),1) + IF(ISNUMBER(MATCH(CC$11,$AK70:$AP70,0)),-1,0)*_xlfn.IFS(ISNUMBER($AD70),$AD70,ISNUMBER($AE70),$AE70,ISNUMBER($AF70),$AF70,AND($AD70=0,$AE70=0,$AF70=0),1)","v":0},{"$f":"IF(ISNUMBER(MATCH(CD$11,$AG70:$AJ70,0)),1,0)*IF(ISNUMBER($AF70),(1-$AF70),1) + IF(ISNUMBER(MATCH(CD$11,$AK70:$AP70,0)),-1,0)*_xlfn.IFS(ISNUMBER($AD70),$AD70,ISNUMBER($AE70),$AE70,ISNUMBER($AF70),$AF70,AND($AD70=0,$AE70=0,$AF70=0),1)","v":0},{"$f":"IF(ISNUMBER(MATCH(CE$11,$AG70:$AJ70,0)),1,0)*IF(ISNUMBER($AF70),(1-$AF70),1) + IF(ISNUMBER(MATCH(CE$11,$AK70:$AP70,0)),-1,0)*_xlfn.IFS(ISNUMBER($AD70),$AD70,ISNUMBER($AE70),$AE70,ISNUMBER($AF70),$AF70,AND($AD70=0,$AE70=0,$AF70=0),1)","v":0},{"$f":"IF(ISNUMBER(MATCH(CF$11,$AG70:$AJ70,0)),1,0)*IF(ISNUMBER($AF70),(1-$AF70),1) + IF(ISNUMBER(MATCH(CF$11,$AK70:$AP70,0)),-1,0)*_xlfn.IFS(ISNUMBER($AD70),$AD70,ISNUMBER($AE70),$AE70,ISNUMBER($AF70),$AF70,AND($AD70=0,$AE70=0,$AF70=0),1)","v":0},{"$f":"IF(ISNUMBER(MATCH(CG$11,$AG70:$AJ70,0)),1,0)*IF(ISNUMBER($AF70),(1-$AF70),1) + IF(ISNUMBER(MATCH(CG$11,$AK70:$AP70,0)),-1,0)*_xlfn.IFS(ISNUMBER($AD70),$AD70,ISNUMBER($AE70),$AE70,ISNUMBER($AF70),$AF70,AND($AD70=0,$AE70=0,$AF70=0),1)","v":0},{"$f":"IF(ISNUMBER(MATCH(CH$11,$AG70:$AJ70,0)),1,0)*IF(ISNUMBER($AF70),(1-$AF70),1) + IF(ISNUMBER(MATCH(CH$11,$AK70:$AP70,0)),-1,0)*_xlfn.IFS(ISNUMBER($AD70),$AD70,ISNUMBER($AE70),$AE70,ISNUMBER($AF70),$AF70,AND($AD70=0,$AE70=0,$AF70=0),1)","v":0},{"$f":"IF(ISNUMBER(MATCH(CI$11,$AG70:$AJ70,0)),1,0)*IF(ISNUMBER($AF70),(1-$AF70),1) + IF(ISNUMBER(MATCH(CI$11,$AK70:$AP70,0)),-1,0)*_xlfn.IFS(ISNUMBER($AD70),$AD70,ISNUMBER($AE70),$AE70,ISNUMBER($AF70),$AF70,AND($AD70=0,$AE70=0,$AF70=0),1)","v":0},{"$f":"IF(ISNUMBER(MATCH(CJ$11,$AG70:$AJ70,0)),1,0)*IF(ISNUMBER($AF70),(1-$AF70),1) + IF(ISNUMBER(MATCH(CJ$11,$AK70:$AP70,0)),-1,0)*_xlfn.IFS(ISNUMBER($AD70),$AD70,ISNUMBER($AE70),$AE70,ISNUMBER($AF70),$AF70,AND($AD70=0,$AE70=0,$AF70=0),1)","v":0},{"$f":"IF(ISNUMBER(MATCH(CK$11,$AG70:$AJ70,0)),1,0)*IF(ISNUMBER($AF70),(1-$AF70),1) + IF(ISNUMBER(MATCH(CK$11,$AK70:$AP70,0)),-1,0)*_xlfn.IFS(ISNUMBER($AD70),$AD70,ISNUMBER($AE70),$AE70,ISNUMBER($AF70),$AF70,AND($AD70=0,$AE70=0,$AF70=0),1)","v":0},{"$f":"IF(ISNUMBER(MATCH(CL$11,$AG70:$AJ70,0)),1,0)*IF(ISNUMBER($AF70),(1-$AF70),1) + IF(ISNUMBER(MATCH(CL$11,$AK70:$AP70,0)),-1,0)*_xlfn.IFS(ISNUMBER($AD70),$AD70,ISNUMBER($AE70),$AE70,ISNUMBER($AF70),$AF70,AND($AD70=0,$AE70=0,$AF70=0),1)","v":0},{"$f":"IF(ISNUMBER(MATCH(CM$11,$AG70:$AJ70,0)),1,0)*IF(ISNUMBER($AF70),(1-$AF70),1) + IF(ISNUMBER(MATCH(CM$11,$AK70:$AP70,0)),-1,0)*_xlfn.IFS(ISNUMBER($AD70),$AD70,ISNUMBER($AE70),$AE70,ISNUMBER($AF70),$AF70,AND($AD70=0,$AE70=0,$AF70=0),1)","v":0},{"$f":"IF(ISNUMBER(MATCH(CN$11,$AG70:$AJ70,0)),1,0)*IF(ISNUMBER($AF70),(1-$AF70),1) + IF(ISNUMBER(MATCH(CN$11,$AK70:$AP70,0)),-1,0)*_xlfn.IFS(ISNUMBER($AD70),$AD70,ISNUMBER($AE70),$AE70,ISNUMBER($AF70),$AF70,AND($AD70=0,$AE70=0,$AF70=0),1)","v":0},{"$f":"IF(ISNUMBER(MATCH(CO$11,$AG70:$AJ70,0)),1,0)*IF(ISNUMBER($AF70),(1-$AF70),1) + IF(ISNUMBER(MATCH(CO$11,$AK70:$AP70,0)),-1,0)*_xlfn.IFS(ISNUMBER($AD70),$AD70,ISNUMBER($AE70),$AE70,ISNUMBER($AF70),$AF70,AND($AD70=0,$AE70=0,$AF70=0),1)","v":0},{"$f":"IF(ISNUMBER(MATCH(CP$11,$AG70:$AJ70,0)),1,0)*IF(ISNUMBER($AF70),(1-$AF70),1) + IF(ISNUMBER(MATCH(CP$11,$AK70:$AP70,0)),-1,0)*_xlfn.IFS(ISNUMBER($AD70),$AD70,ISNUMBER($AE70),$AE70,ISNUMBER($AF70),$AF70,AND($AD70=0,$AE70=0,$AF70=0),1)","v":0},{"$f":"IF(ISNUMBER(MATCH(CQ$11,$AG70:$AJ70,0)),1,0)*IF(ISNUMBER($AF70),(1-$AF70),1) + IF(ISNUMBER(MATCH(CQ$11,$AK70:$AP70,0)),-1,0)*_xlfn.IFS(ISNUMBER($AD70),$AD70,ISNUMBER($AE70),$AE70,ISNUMBER($AF70),$AF70,AND($AD70=0,$AE70=0,$AF70=0),1)","v":0},{"$f":"IF(ISNUMBER(MATCH(CR$11,$AG70:$AJ70,0)),1,0)*IF(ISNUMBER($AF70),(1-$AF70),1) + IF(ISNUMBER(MATCH(CR$11,$AK70:$AP70,0)),-1,0)*_xlfn.IFS(ISNUMBER($AD70),$AD70,ISNUMBER($AE70),$AE70,ISNUMBER($AF70),$AF70,AND($AD70=0,$AE70=0,$AF70=0),1)","v":0},{"$f":"IF(ISNUMBER(MATCH(CS$11,$AG70:$AJ70,0)),1,0)*IF(ISNUMBER($AF70),(1-$AF70),1) + IF(ISNUMBER(MATCH(CS$11,$AK70:$AP70,0)),-1,0)*_xlfn.IFS(ISNUMBER($AD70),$AD70,ISNUMBER($AE70),$AE70,ISNUMBER($AF70),$AF70,AND($AD70=0,$AE70=0,$AF70=0),1)","v":0},{"$f":"IF(ISNUMBER(MATCH(CT$11,$AG70:$AJ70,0)),1,0)*IF(ISNUMBER($AF70),(1-$AF70),1) + IF(ISNUMBER(MATCH(CT$11,$AK70:$AP70,0)),-1,0)*_xlfn.IFS(ISNUMBER($AD70),$AD70,ISNUMBER($AE70),$AE70,ISNUMBER($AF70),$AF70,AND($AD70=0,$AE70=0,$AF70=0),1)","v":0},{"$f":"IF(ISNUMBER(MATCH(CU$11,$AG70:$AJ70,0)),1,0)*IF(ISNUMBER($AF70),(1-$AF70),1) + IF(ISNUMBER(MATCH(CU$11,$AK70:$AP70,0)),-1,0)*_xlfn.IFS(ISNUMBER($AD70),$AD70,ISNUMBER($AE70),$AE70,ISNUMBER($AF70),$AF70,AND($AD70=0,$AE70=0,$AF70=0),1)","v":0},{"$f":"IF(ISNUMBER(MATCH(CV$11,$AG70:$AJ70,0)),1,0)*IF(ISNUMBER($AF70),(1-$AF70),1) + IF(ISNUMBER(MATCH(CV$11,$AK70:$AP70,0)),-1,0)*_xlfn.IFS(ISNUMBER($AD70),$AD70,ISNUMBER($AE70),$AE70,ISNUMBER($AF70),$AF70,AND($AD70=0,$AE70=0,$AF70=0),1)","v":0},{"$f":"IF(ISNUMBER(MATCH(CW$11,$AG70:$AJ70,0)),1,0)*IF(ISNUMBER($AF70),(1-$AF70),1) + IF(ISNUMBER(MATCH(CW$11,$AK70:$AP70,0)),-1,0)*_xlfn.IFS(ISNUMBER($AD70),$AD70,ISNUMBER($AE70),$AE70,ISNUMBER($AF70),$AF70,AND($AD70=0,$AE70=0,$AF70=0),1)","v":1},{"$f":"IF(ISNUMBER(MATCH(CX$11,$AG70:$AJ70,0)),1,0)*IF(ISNUMBER($AF70),(1-$AF70),1) + IF(ISNUMBER(MATCH(CX$11,$AK70:$AP70,0)),-1,0)*_xlfn.IFS(ISNUMBER($AD70),$AD70,ISNUMBER($AE70),$AE70,ISNUMBER($AF70),$AF70,AND($AD70=0,$AE70=0,$AF70=0),1)","v":0},{"$f":"IF(ISNUMBER(MATCH(CY$11,$AG70:$AJ70,0)),1,0)*IF(ISNUMBER($AF70),(1-$AF70),1) + IF(ISNUMBER(MATCH(CY$11,$AK70:$AP70,0)),-1,0)*_xlfn.IFS(ISNUMBER($AD70),$AD70,ISNUMBER($AE70),$AE70,ISNUMBER($AF70),$AF70,AND($AD70=0,$AE70=0,$AF70=0),1)","v":0},{"$f":"IF(ISNUMBER(MATCH(CZ$11,$AG70:$AJ70,0)),1,0)*IF(ISNUMBER($AF70),(1-$AF70),1) + IF(ISNUMBER(MATCH(CZ$11,$AK70:$AP70,0)),-1,0)*_xlfn.IFS(ISNUMBER($AD70),$AD70,ISNUMBER($AE70),$AE70,ISNUMBER($AF70),$AF70,AND($AD70=0,$AE70=0,$AF70=0),1)","v":0},{"$f":"IF(ISNUMBER(MATCH(DA$11,$AG70:$AJ70,0)),1,0)*IF(ISNUMBER($AF70),(1-$AF70),1) + IF(ISNUMBER(MATCH(DA$11,$AK70:$AP70,0)),-1,0)*_xlfn.IFS(ISNUMBER($AD70),$AD70,ISNUMBER($AE70),$AE70,ISNUMBER($AF70),$AF70,AND($AD70=0,$AE70=0,$AF70=0),1)","v":1},{"$f":"IF(ISNUMBER(MATCH(DB$11,$AG70:$AJ70,0)),1,0)*IF(ISNUMBER($AF70),(1-$AF70),1) + IF(ISNUMBER(MATCH(DB$11,$AK70:$AP70,0)),-1,0)*_xlfn.IFS(ISNUMBER($AD70),$AD70,ISNUMBER($AE70),$AE70,ISNUMBER($AF70),$AF70,AND($AD70=0,$AE70=0,$AF70=0),1)","v":0},{"$f":"IF(ISNUMBER(MATCH(DC$11,$AG70:$AJ70,0)),1,0)*IF(ISNUMBER($AF70),(1-$AF70),1) + IF(ISNUMBER(MATCH(DC$11,$AK70:$AP70,0)),-1,0)*_xlfn.IFS(ISNUMBER($AD70),$AD70,ISNUMBER($AE70),$AE70,ISNUMBER($AF70),$AF70,AND($AD70=0,$AE70=0,$AF70=0),1)","v":-1},{"$f":"IF(ISNUMBER(MATCH(DD$11,$AG70:$AJ70,0)),1,0)*IF(ISNUMBER($AF70),(1-$AF70),1) + IF(ISNUMBER(MATCH(DD$11,$AK70:$AP70,0)),-1,0)*_xlfn.IFS(ISNUMBER($AD70),$AD70,ISNUMBER($AE70),$AE70,ISNUMBER($AF70),$AF70,AND($AD70=0,$AE70=0,$AF70=0),1)","v":0},{"$f":"IF(ISNUMBER(MATCH(DE$11,$AG70:$AJ70,0)),1,0)*IF(ISNUMBER($AF70),(1-$AF70),1) + IF(ISNUMBER(MATCH(DE$11,$AK70:$AP70,0)),-1,0)*_xlfn.IFS(ISNUMBER($AD70),$AD70,ISNUMBER($AE70),$AE70,ISNUMBER($AF70),$AF70,AND($AD70=0,$AE70=0,$AF70=0),1)","v":0},null,0,"HRU,HT","Comp.","Conservation",null,null,null,null,null,null,null,null,null,"q_hru_eco-comp,lt",-2.5,2.0129668340674434E-13,0,0,0,0,0,0,0,0,0,0,0,0,0,0,0,0,0,0,0,1.0884539457109377E-16,0,0,0,0,0,0,0,0,0,0,0,0,0,0,0,0,0,0,0,0,0,0,0,0,0,0,0,-1,-0.25,0,0,0,0,0,-1.25,0,0,0,0,0,0,0,0,0,0,0,null,null,null,null,null,null,null,null,null,null,null,"q_hru_eco-comp,lt",null,4209.4630423707067,0,0,0,0,0,0,0,0,0,0,0,0,0,0,1.2530864197530862,0,0,-1.2530864197530862,0,0.82341485239530454,1.2530864197530862,1.2530864197530862,0,0,-1.2530864197530862,0,1.3100448933782265,1.2530864197530862,1.2530864197530862,0,0,-1.2530864197530862,0,0,1.2530864197530862,1.2530864197530862,0,0,-1.2530864197530862,0,0,1.2530864197530862,1.2530864197530862,0,0,-1.25,-3.0864197530864191E-3,-1,-0.25,0,4.2517732254333505E-19,0,0,-1.25,-1.25,0,0,5.6814140778168567E-19,0,0,0,0,0,0,0,0,null,null,"q_hru_eco-comp,lt",4209.4630423707067,0,0,0,0,0,0,0,0,0,0,0,0,0,0,1.2530864197530862,0,0,-1.2530864197530862,0,0.82341485239530454,1.2530864197530862,1.2530864197530862,0,0,-1.2530864197530862,0,1.3100448933782265,1.2530864197530862,1.2530864197530862,0,0,-1.2530864197530862,0,0,1.2530864197530862,1.2530864197530862,0,0,-1.2530864197530862,0,0,1.2530864197530862,1.2530864197530862,0,0,-1.25,-3.0864197530864191E-3,-1,-0.25,0,4.2517732254333505E-19,0,0,-1.25,-1.25,0,0,0,0,0,0,0,0,0,0,0]
[null,null,null,null,null,null,null,null,null,null,null,null,null,null,null,null,null,null,"e_hru_fc,ht",1.3756556107098046,1.3756556107098046,1.3756556107098046,1.3756556107098046,0,1.3756556107098046,null,null,"COP",null,null,{"$f":"'Heat Recovery Cooling Calculate'!J25","v":4},null,"q_hru_eco-comp,ht",null,null,null,"e_hru_comp,ht",null,null,null,null,null,null,{"$f":"IF(ISNUMBER(MATCH(AR$11,$AG71:$AJ71,0)),1,0)*IF(ISNUMBER($AF71),(1-$AF71),1) + IF(ISNUMBER(MATCH(AR$11,$AK71:$AP71,0)),-1,0)*_xlfn.IFS(ISNUMBER($AD71),$AD71,ISNUMBER($AE71),$AE71,ISNUMBER($AF71),$AF71,AND($AD71=0,$AE71=0,$AF71=0),1)","v":0},{"$f":"IF(ISNUMBER(MATCH(AS$11,$AG71:$AJ71,0)),1,0)*IF(ISNUMBER($AF71),(1-$AF71),1) + IF(ISNUMBER(MATCH(AS$11,$AK71:$AP71,0)),-1,0)*_xlfn.IFS(ISNUMBER($AD71),$AD71,ISNUMBER($AE71),$AE71,ISNUMBER($AF71),$AF71,AND($AD71=0,$AE71=0,$AF71=0),1)","v":0},{"$f":"IF(ISNUMBER(MATCH(AT$11,$AG71:$AJ71,0)),1,0)*IF(ISNUMBER($AF71),(1-$AF71),1) + IF(ISNUMBER(MATCH(AT$11,$AK71:$AP71,0)),-1,0)*_xlfn.IFS(ISNUMBER($AD71),$AD71,ISNUMBER($AE71),$AE71,ISNUMBER($AF71),$AF71,AND($AD71=0,$AE71=0,$AF71=0),1)","v":0},{"$f":"IF(ISNUMBER(MATCH(AU$11,$AG71:$AJ71,0)),1,0)*IF(ISNUMBER($AF71),(1-$AF71),1) + IF(ISNUMBER(MATCH(AU$11,$AK71:$AP71,0)),-1,0)*_xlfn.IFS(ISNUMBER($AD71),$AD71,ISNUMBER($AE71),$AE71,ISNUMBER($AF71),$AF71,AND($AD71=0,$AE71=0,$AF71=0),1)","v":0},{"$f":"IF(ISNUMBER(MATCH(AV$11,$AG71:$AJ71,0)),1,0)*IF(ISNUMBER($AF71),(1-$AF71),1) + IF(ISNUMBER(MATCH(AV$11,$AK71:$AP71,0)),-1,0)*_xlfn.IFS(ISNUMBER($AD71),$AD71,ISNUMBER($AE71),$AE71,ISNUMBER($AF71),$AF71,AND($AD71=0,$AE71=0,$AF71=0),1)","v":0},{"$f":"IF(ISNUMBER(MATCH(AW$11,$AG71:$AJ71,0)),1,0)*IF(ISNUMBER($AF71),(1-$AF71),1) + IF(ISNUMBER(MATCH(AW$11,$AK71:$AP71,0)),-1,0)*_xlfn.IFS(ISNUMBER($AD71),$AD71,ISNUMBER($AE71),$AE71,ISNUMBER($AF71),$AF71,AND($AD71=0,$AE71=0,$AF71=0),1)","v":0},{"$f":"IF(ISNUMBER(MATCH(AX$11,$AG71:$AJ71,0)),1,0)*IF(ISNUMBER($AF71),(1-$AF71),1) + IF(ISNUMBER(MATCH(AX$11,$AK71:$AP71,0)),-1,0)*_xlfn.IFS(ISNUMBER($AD71),$AD71,ISNUMBER($AE71),$AE71,ISNUMBER($AF71),$AF71,AND($AD71=0,$AE71=0,$AF71=0),1)","v":0},{"$f":"IF(ISNUMBER(MATCH(AY$11,$AG71:$AJ71,0)),1,0)*IF(ISNUMBER($AF71),(1-$AF71),1) + IF(ISNUMBER(MATCH(AY$11,$AK71:$AP71,0)),-1,0)*_xlfn.IFS(ISNUMBER($AD71),$AD71,ISNUMBER($AE71),$AE71,ISNUMBER($AF71),$AF71,AND($AD71=0,$AE71=0,$AF71=0),1)","v":0},{"$f":"IF(ISNUMBER(MATCH(AZ$11,$AG71:$AJ71,0)),1,0)*IF(ISNUMBER($AF71),(1-$AF71),1) + IF(ISNUMBER(MATCH(AZ$11,$AK71:$AP71,0)),-1,0)*_xlfn.IFS(ISNUMBER($AD71),$AD71,ISNUMBER($AE71),$AE71,ISNUMBER($AF71),$AF71,AND($AD71=0,$AE71=0,$AF71=0),1)","v":0},{"$f":"IF(ISNUMBER(MATCH(BA$11,$AG71:$AJ71,0)),1,0)*IF(ISNUMBER($AF71),(1-$AF71),1) + IF(ISNUMBER(MATCH(BA$11,$AK71:$AP71,0)),-1,0)*_xlfn.IFS(ISNUMBER($AD71),$AD71,ISNUMBER($AE71),$AE71,ISNUMBER($AF71),$AF71,AND($AD71=0,$AE71=0,$AF71=0),1)","v":0},{"$f":"IF(ISNUMBER(MATCH(BB$11,$AG71:$AJ71,0)),1,0)*IF(ISNUMBER($AF71),(1-$AF71),1) + IF(ISNUMBER(MATCH(BB$11,$AK71:$AP71,0)),-1,0)*_xlfn.IFS(ISNUMBER($AD71),$AD71,ISNUMBER($AE71),$AE71,ISNUMBER($AF71),$AF71,AND($AD71=0,$AE71=0,$AF71=0),1)","v":0},{"$f":"IF(ISNUMBER(MATCH(BC$11,$AG71:$AJ71,0)),1,0)*IF(ISNUMBER($AF71),(1-$AF71),1) + IF(ISNUMBER(MATCH(BC$11,$AK71:$AP71,0)),-1,0)*_xlfn.IFS(ISNUMBER($AD71),$AD71,ISNUMBER($AE71),$AE71,ISNUMBER($AF71),$AF71,AND($AD71=0,$AE71=0,$AF71=0),1)","v":0},{"$f":"IF(ISNUMBER(MATCH(BD$11,$AG71:$AJ71,0)),1,0)*IF(ISNUMBER($AF71),(1-$AF71),1) + IF(ISNUMBER(MATCH(BD$11,$AK71:$AP71,0)),-1,0)*_xlfn.IFS(ISNUMBER($AD71),$AD71,ISNUMBER($AE71),$AE71,ISNUMBER($AF71),$AF71,AND($AD71=0,$AE71=0,$AF71=0),1)","v":0},{"$f":"IF(ISNUMBER(MATCH(BE$11,$AG71:$AJ71,0)),1,0)*IF(ISNUMBER($AF71),(1-$AF71),1) + IF(ISNUMBER(MATCH(BE$11,$AK71:$AP71,0)),-1,0)*_xlfn.IFS(ISNUMBER($AD71),$AD71,ISNUMBER($AE71),$AE71,ISNUMBER($AF71),$AF71,AND($AD71=0,$AE71=0,$AF71=0),1)","v":0},{"$f":"IF(ISNUMBER(MATCH(BF$11,$AG71:$AJ71,0)),1,0)*IF(ISNUMBER($AF71),(1-$AF71),1) + IF(ISNUMBER(MATCH(BF$11,$AK71:$AP71,0)),-1,0)*_xlfn.IFS(ISNUMBER($AD71),$AD71,ISNUMBER($AE71),$AE71,ISNUMBER($AF71),$AF71,AND($AD71=0,$AE71=0,$AF71=0),1)","v":0},{"$f":"IF(ISNUMBER(MATCH(BG$11,$AG71:$AJ71,0)),1,0)*IF(ISNUMBER($AF71),(1-$AF71),1) + IF(ISNUMBER(MATCH(BG$11,$AK71:$AP71,0)),-1,0)*_xlfn.IFS(ISNUMBER($AD71),$AD71,ISNUMBER($AE71),$AE71,ISNUMBER($AF71),$AF71,AND($AD71=0,$AE71=0,$AF71=0),1)","v":0},{"$f":"IF(ISNUMBER(MATCH(BH$11,$AG71:$AJ71,0)),1,0)*IF(ISNUMBER($AF71),(1-$AF71),1) + IF(ISNUMBER(MATCH(BH$11,$AK71:$AP71,0)),-1,0)*_xlfn.IFS(ISNUMBER($AD71),$AD71,ISNUMBER($AE71),$AE71,ISNUMBER($AF71),$AF71,AND($AD71=0,$AE71=0,$AF71=0),1)","v":0},{"$f":"IF(ISNUMBER(MATCH(BI$11,$AG71:$AJ71,0)),1,0)*IF(ISNUMBER($AF71),(1-$AF71),1) + IF(ISNUMBER(MATCH(BI$11,$AK71:$AP71,0)),-1,0)*_xlfn.IFS(ISNUMBER($AD71),$AD71,ISNUMBER($AE71),$AE71,ISNUMBER($AF71),$AF71,AND($AD71=0,$AE71=0,$AF71=0),1)","v":0},{"$f":"IF(ISNUMBER(MATCH(BJ$11,$AG71:$AJ71,0)),1,0)*IF(ISNUMBER($AF71),(1-$AF71),1) + IF(ISNUMBER(MATCH(BJ$11,$AK71:$AP71,0)),-1,0)*_xlfn.IFS(ISNUMBER($AD71),$AD71,ISNUMBER($AE71),$AE71,ISNUMBER($AF71),$AF71,AND($AD71=0,$AE71=0,$AF71=0),1)","v":0},{"$f":"IF(ISNUMBER(MATCH(BK$11,$AG71:$AJ71,0)),1,0)*IF(ISNUMBER($AF71),(1-$AF71),1) + IF(ISNUMBER(MATCH(BK$11,$AK71:$AP71,0)),-1,0)*_xlfn.IFS(ISNUMBER($AD71),$AD71,ISNUMBER($AE71),$AE71,ISNUMBER($AF71),$AF71,AND($AD71=0,$AE71=0,$AF71=0),1)","v":0},{"$f":"IF(ISNUMBER(MATCH(BL$11,$AG71:$AJ71,0)),1,0)*IF(ISNUMBER($AF71),(1-$AF71),1) + IF(ISNUMBER(MATCH(BL$11,$AK71:$AP71,0)),-1,0)*_xlfn.IFS(ISNUMBER($AD71),$AD71,ISNUMBER($AE71),$AE71,ISNUMBER($AF71),$AF71,AND($AD71=0,$AE71=0,$AF71=0),1)","v":0},{"$f":"IF(ISNUMBER(MATCH(BM$11,$AG71:$AJ71,0)),1,0)*IF(ISNUMBER($AF71),(1-$AF71),1) + IF(ISNUMBER(MATCH(BM$11,$AK71:$AP71,0)),-1,0)*_xlfn.IFS(ISNUMBER($AD71),$AD71,ISNUMBER($AE71),$AE71,ISNUMBER($AF71),$AF71,AND($AD71=0,$AE71=0,$AF71=0),1)","v":0},{"$f":"IF(ISNUMBER(MATCH(BN$11,$AG71:$AJ71,0)),1,0)*IF(ISNUMBER($AF71),(1-$AF71),1) + IF(ISNUMBER(MATCH(BN$11,$AK71:$AP71,0)),-1,0)*_xlfn.IFS(ISNUMBER($AD71),$AD71,ISNUMBER($AE71),$AE71,ISNUMBER($AF71),$AF71,AND($AD71=0,$AE71=0,$AF71=0),1)","v":0},{"$f":"IF(ISNUMBER(MATCH(BO$11,$AG71:$AJ71,0)),1,0)*IF(ISNUMBER($AF71),(1-$AF71),1) + IF(ISNUMBER(MATCH(BO$11,$AK71:$AP71,0)),-1,0)*_xlfn.IFS(ISNUMBER($AD71),$AD71,ISNUMBER($AE71),$AE71,ISNUMBER($AF71),$AF71,AND($AD71=0,$AE71=0,$AF71=0),1)","v":0},{"$f":"IF(ISNUMBER(MATCH(BP$11,$AG71:$AJ71,0)),1,0)*IF(ISNUMBER($AF71),(1-$AF71),1) + IF(ISNUMBER(MATCH(BP$11,$AK71:$AP71,0)),-1,0)*_xlfn.IFS(ISNUMBER($AD71),$AD71,ISNUMBER($AE71),$AE71,ISNUMBER($AF71),$AF71,AND($AD71=0,$AE71=0,$AF71=0),1)","v":0},{"$f":"IF(ISNUMBER(MATCH(BQ$11,$AG71:$AJ71,0)),1,0)*IF(ISNUMBER($AF71),(1-$AF71),1) + IF(ISNUMBER(MATCH(BQ$11,$AK71:$AP71,0)),-1,0)*_xlfn.IFS(ISNUMBER($AD71),$AD71,ISNUMBER($AE71),$AE71,ISNUMBER($AF71),$AF71,AND($AD71=0,$AE71=0,$AF71=0),1)","v":0},{"$f":"IF(ISNUMBER(MATCH(BR$11,$AG71:$AJ71,0)),1,0)*IF(ISNUMBER($AF71),(1-$AF71),1) + IF(ISNUMBER(MATCH(BR$11,$AK71:$AP71,0)),-1,0)*_xlfn.IFS(ISNUMBER($AD71),$AD71,ISNUMBER($AE71),$AE71,ISNUMBER($AF71),$AF71,AND($AD71=0,$AE71=0,$AF71=0),1)","v":0},{"$f":"IF(ISNUMBER(MATCH(BS$11,$AG71:$AJ71,0)),1,0)*IF(ISNUMBER($AF71),(1-$AF71),1) + IF(ISNUMBER(MATCH(BS$11,$AK71:$AP71,0)),-1,0)*_xlfn.IFS(ISNUMBER($AD71),$AD71,ISNUMBER($AE71),$AE71,ISNUMBER($AF71),$AF71,AND($AD71=0,$AE71=0,$AF71=0),1)","v":0},{"$f":"IF(ISNUMBER(MATCH(BT$11,$AG71:$AJ71,0)),1,0)*IF(ISNUMBER($AF71),(1-$AF71),1) + IF(ISNUMBER(MATCH(BT$11,$AK71:$AP71,0)),-1,0)*_xlfn.IFS(ISNUMBER($AD71),$AD71,ISNUMBER($AE71),$AE71,ISNUMBER($AF71),$AF71,AND($AD71=0,$AE71=0,$AF71=0),1)","v":0},{"$f":"IF(ISNUMBER(MATCH(BU$11,$AG71:$AJ71,0)),1,0)*IF(ISNUMBER($AF71),(1-$AF71),1) + IF(ISNUMBER(MATCH(BU$11,$AK71:$AP71,0)),-1,0)*_xlfn.IFS(ISNUMBER($AD71),$AD71,ISNUMBER($AE71),$AE71,ISNUMBER($AF71),$AF71,AND($AD71=0,$AE71=0,$AF71=0),1)","v":0},{"$f":"IF(ISNUMBER(MATCH(BV$11,$AG71:$AJ71,0)),1,0)*IF(ISNUMBER($AF71),(1-$AF71),1) + IF(ISNUMBER(MATCH(BV$11,$AK71:$AP71,0)),-1,0)*_xlfn.IFS(ISNUMBER($AD71),$AD71,ISNUMBER($AE71),$AE71,ISNUMBER($AF71),$AF71,AND($AD71=0,$AE71=0,$AF71=0),1)","v":0},{"$f":"IF(ISNUMBER(MATCH(BW$11,$AG71:$AJ71,0)),1,0)*IF(ISNUMBER($AF71),(1-$AF71),1) + IF(ISNUMBER(MATCH(BW$11,$AK71:$AP71,0)),-1,0)*_xlfn.IFS(ISNUMBER($AD71),$AD71,ISNUMBER($AE71),$AE71,ISNUMBER($AF71),$AF71,AND($AD71=0,$AE71=0,$AF71=0),1)","v":0},{"$f":"IF(ISNUMBER(MATCH(BX$11,$AG71:$AJ71,0)),1,0)*IF(ISNUMBER($AF71),(1-$AF71),1) + IF(ISNUMBER(MATCH(BX$11,$AK71:$AP71,0)),-1,0)*_xlfn.IFS(ISNUMBER($AD71),$AD71,ISNUMBER($AE71),$AE71,ISNUMBER($AF71),$AF71,AND($AD71=0,$AE71=0,$AF71=0),1)","v":0},{"$f":"IF(ISNUMBER(MATCH(BY$11,$AG71:$AJ71,0)),1,0)*IF(ISNUMBER($AF71),(1-$AF71),1) + IF(ISNUMBER(MATCH(BY$11,$AK71:$AP71,0)),-1,0)*_xlfn.IFS(ISNUMBER($AD71),$AD71,ISNUMBER($AE71),$AE71,ISNUMBER($AF71),$AF71,AND($AD71=0,$AE71=0,$AF71=0),1)","v":0},{"$f":"IF(ISNUMBER(MATCH(BZ$11,$AG71:$AJ71,0)),1,0)*IF(ISNUMBER($AF71),(1-$AF71),1) + IF(ISNUMBER(MATCH(BZ$11,$AK71:$AP71,0)),-1,0)*_xlfn.IFS(ISNUMBER($AD71),$AD71,ISNUMBER($AE71),$AE71,ISNUMBER($AF71),$AF71,AND($AD71=0,$AE71=0,$AF71=0),1)","v":0},{"$f":"IF(ISNUMBER(MATCH(CA$11,$AG71:$AJ71,0)),1,0)*IF(ISNUMBER($AF71),(1-$AF71),1) + IF(ISNUMBER(MATCH(CA$11,$AK71:$AP71,0)),-1,0)*_xlfn.IFS(ISNUMBER($AD71),$AD71,ISNUMBER($AE71),$AE71,ISNUMBER($AF71),$AF71,AND($AD71=0,$AE71=0,$AF71=0),1)","v":0},{"$f":"IF(ISNUMBER(MATCH(CB$11,$AG71:$AJ71,0)),1,0)*IF(ISNUMBER($AF71),(1-$AF71),1) + IF(ISNUMBER(MATCH(CB$11,$AK71:$AP71,0)),-1,0)*_xlfn.IFS(ISNUMBER($AD71),$AD71,ISNUMBER($AE71),$AE71,ISNUMBER($AF71),$AF71,AND($AD71=0,$AE71=0,$AF71=0),1)","v":0},{"$f":"IF(ISNUMBER(MATCH(CC$11,$AG71:$AJ71,0)),1,0)*IF(ISNUMBER($AF71),(1-$AF71),1) + IF(ISNUMBER(MATCH(CC$11,$AK71:$AP71,0)),-1,0)*_xlfn.IFS(ISNUMBER($AD71),$AD71,ISNUMBER($AE71),$AE71,ISNUMBER($AF71),$AF71,AND($AD71=0,$AE71=0,$AF71=0),1)","v":0},{"$f":"IF(ISNUMBER(MATCH(CD$11,$AG71:$AJ71,0)),1,0)*IF(ISNUMBER($AF71),(1-$AF71),1) + IF(ISNUMBER(MATCH(CD$11,$AK71:$AP71,0)),-1,0)*_xlfn.IFS(ISNUMBER($AD71),$AD71,ISNUMBER($AE71),$AE71,ISNUMBER($AF71),$AF71,AND($AD71=0,$AE71=0,$AF71=0),1)","v":0},{"$f":"IF(ISNUMBER(MATCH(CE$11,$AG71:$AJ71,0)),1,0)*IF(ISNUMBER($AF71),(1-$AF71),1) + IF(ISNUMBER(MATCH(CE$11,$AK71:$AP71,0)),-1,0)*_xlfn.IFS(ISNUMBER($AD71),$AD71,ISNUMBER($AE71),$AE71,ISNUMBER($AF71),$AF71,AND($AD71=0,$AE71=0,$AF71=0),1)","v":0},{"$f":"IF(ISNUMBER(MATCH(CF$11,$AG71:$AJ71,0)),1,0)*IF(ISNUMBER($AF71),(1-$AF71),1) + IF(ISNUMBER(MATCH(CF$11,$AK71:$AP71,0)),-1,0)*_xlfn.IFS(ISNUMBER($AD71),$AD71,ISNUMBER($AE71),$AE71,ISNUMBER($AF71),$AF71,AND($AD71=0,$AE71=0,$AF71=0),1)","v":0},{"$f":"IF(ISNUMBER(MATCH(CG$11,$AG71:$AJ71,0)),1,0)*IF(ISNUMBER($AF71),(1-$AF71),1) + IF(ISNUMBER(MATCH(CG$11,$AK71:$AP71,0)),-1,0)*_xlfn.IFS(ISNUMBER($AD71),$AD71,ISNUMBER($AE71),$AE71,ISNUMBER($AF71),$AF71,AND($AD71=0,$AE71=0,$AF71=0),1)","v":0},{"$f":"IF(ISNUMBER(MATCH(CH$11,$AG71:$AJ71,0)),1,0)*IF(ISNUMBER($AF71),(1-$AF71),1) + IF(ISNUMBER(MATCH(CH$11,$AK71:$AP71,0)),-1,0)*_xlfn.IFS(ISNUMBER($AD71),$AD71,ISNUMBER($AE71),$AE71,ISNUMBER($AF71),$AF71,AND($AD71=0,$AE71=0,$AF71=0),1)","v":0},{"$f":"IF(ISNUMBER(MATCH(CI$11,$AG71:$AJ71,0)),1,0)*IF(ISNUMBER($AF71),(1-$AF71),1) + IF(ISNUMBER(MATCH(CI$11,$AK71:$AP71,0)),-1,0)*_xlfn.IFS(ISNUMBER($AD71),$AD71,ISNUMBER($AE71),$AE71,ISNUMBER($AF71),$AF71,AND($AD71=0,$AE71=0,$AF71=0),1)","v":0},{"$f":"IF(ISNUMBER(MATCH(CJ$11,$AG71:$AJ71,0)),1,0)*IF(ISNUMBER($AF71),(1-$AF71),1) + IF(ISNUMBER(MATCH(CJ$11,$AK71:$AP71,0)),-1,0)*_xlfn.IFS(ISNUMBER($AD71),$AD71,ISNUMBER($AE71),$AE71,ISNUMBER($AF71),$AF71,AND($AD71=0,$AE71=0,$AF71=0),1)","v":0},{"$f":"IF(ISNUMBER(MATCH(CK$11,$AG71:$AJ71,0)),1,0)*IF(ISNUMBER($AF71),(1-$AF71),1) + IF(ISNUMBER(MATCH(CK$11,$AK71:$AP71,0)),-1,0)*_xlfn.IFS(ISNUMBER($AD71),$AD71,ISNUMBER($AE71),$AE71,ISNUMBER($AF71),$AF71,AND($AD71=0,$AE71=0,$AF71=0),1)","v":0},{"$f":"IF(ISNUMBER(MATCH(CL$11,$AG71:$AJ71,0)),1,0)*IF(ISNUMBER($AF71),(1-$AF71),1) + IF(ISNUMBER(MATCH(CL$11,$AK71:$AP71,0)),-1,0)*_xlfn.IFS(ISNUMBER($AD71),$AD71,ISNUMBER($AE71),$AE71,ISNUMBER($AF71),$AF71,AND($AD71=0,$AE71=0,$AF71=0),1)","v":0},{"$f":"IF(ISNUMBER(MATCH(CM$11,$AG71:$AJ71,0)),1,0)*IF(ISNUMBER($AF71),(1-$AF71),1) + IF(ISNUMBER(MATCH(CM$11,$AK71:$AP71,0)),-1,0)*_xlfn.IFS(ISNUMBER($AD71),$AD71,ISNUMBER($AE71),$AE71,ISNUMBER($AF71),$AF71,AND($AD71=0,$AE71=0,$AF71=0),1)","v":0},{"$f":"IF(ISNUMBER(MATCH(CN$11,$AG71:$AJ71,0)),1,0)*IF(ISNUMBER($AF71),(1-$AF71),1) + IF(ISNUMBER(MATCH(CN$11,$AK71:$AP71,0)),-1,0)*_xlfn.IFS(ISNUMBER($AD71),$AD71,ISNUMBER($AE71),$AE71,ISNUMBER($AF71),$AF71,AND($AD71=0,$AE71=0,$AF71=0),1)","v":0},{"$f":"IF(ISNUMBER(MATCH(CO$11,$AG71:$AJ71,0)),1,0)*IF(ISNUMBER($AF71),(1-$AF71),1) + IF(ISNUMBER(MATCH(CO$11,$AK71:$AP71,0)),-1,0)*_xlfn.IFS(ISNUMBER($AD71),$AD71,ISNUMBER($AE71),$AE71,ISNUMBER($AF71),$AF71,AND($AD71=0,$AE71=0,$AF71=0),1)","v":0},{"$f":"IF(ISNUMBER(MATCH(CP$11,$AG71:$AJ71,0)),1,0)*IF(ISNUMBER($AF71),(1-$AF71),1) + IF(ISNUMBER(MATCH(CP$11,$AK71:$AP71,0)),-1,0)*_xlfn.IFS(ISNUMBER($AD71),$AD71,ISNUMBER($AE71),$AE71,ISNUMBER($AF71),$AF71,AND($AD71=0,$AE71=0,$AF71=0),1)","v":0},{"$f":"IF(ISNUMBER(MATCH(CQ$11,$AG71:$AJ71,0)),1,0)*IF(ISNUMBER($AF71),(1-$AF71),1) + IF(ISNUMBER(MATCH(CQ$11,$AK71:$AP71,0)),-1,0)*_xlfn.IFS(ISNUMBER($AD71),$AD71,ISNUMBER($AE71),$AE71,ISNUMBER($AF71),$AF71,AND($AD71=0,$AE71=0,$AF71=0),1)","v":0},{"$f":"IF(ISNUMBER(MATCH(CR$11,$AG71:$AJ71,0)),1,0)*IF(ISNUMBER($AF71),(1-$AF71),1) + IF(ISNUMBER(MATCH(CR$11,$AK71:$AP71,0)),-1,0)*_xlfn.IFS(ISNUMBER($AD71),$AD71,ISNUMBER($AE71),$AE71,ISNUMBER($AF71),$AF71,AND($AD71=0,$AE71=0,$AF71=0),1)","v":0},{"$f":"IF(ISNUMBER(MATCH(CS$11,$AG71:$AJ71,0)),1,0)*IF(ISNUMBER($AF71),(1-$AF71),1) + IF(ISNUMBER(MATCH(CS$11,$AK71:$AP71,0)),-1,0)*_xlfn.IFS(ISNUMBER($AD71),$AD71,ISNUMBER($AE71),$AE71,ISNUMBER($AF71),$AF71,AND($AD71=0,$AE71=0,$AF71=0),1)","v":0},{"$f":"IF(ISNUMBER(MATCH(CT$11,$AG71:$AJ71,0)),1,0)*IF(ISNUMBER($AF71),(1-$AF71),1) + IF(ISNUMBER(MATCH(CT$11,$AK71:$AP71,0)),-1,0)*_xlfn.IFS(ISNUMBER($AD71),$AD71,ISNUMBER($AE71),$AE71,ISNUMBER($AF71),$AF71,AND($AD71=0,$AE71=0,$AF71=0),1)","v":0},{"$f":"IF(ISNUMBER(MATCH(CU$11,$AG71:$AJ71,0)),1,0)*IF(ISNUMBER($AF71),(1-$AF71),1) + IF(ISNUMBER(MATCH(CU$11,$AK71:$AP71,0)),-1,0)*_xlfn.IFS(ISNUMBER($AD71),$AD71,ISNUMBER($AE71),$AE71,ISNUMBER($AF71),$AF71,AND($AD71=0,$AE71=0,$AF71=0),1)","v":0},{"$f":"IF(ISNUMBER(MATCH(CV$11,$AG71:$AJ71,0)),1,0)*IF(ISNUMBER($AF71),(1-$AF71),1) + IF(ISNUMBER(MATCH(CV$11,$AK71:$AP71,0)),-1,0)*_xlfn.IFS(ISNUMBER($AD71),$AD71,ISNUMBER($AE71),$AE71,ISNUMBER($AF71),$AF71,AND($AD71=0,$AE71=0,$AF71=0),1)","v":0},{"$f":"IF(ISNUMBER(MATCH(CW$11,$AG71:$AJ71,0)),1,0)*IF(ISNUMBER($AF71),(1-$AF71),1) + IF(ISNUMBER(MATCH(CW$11,$AK71:$AP71,0)),-1,0)*_xlfn.IFS(ISNUMBER($AD71),$AD71,ISNUMBER($AE71),$AE71,ISNUMBER($AF71),$AF71,AND($AD71=0,$AE71=0,$AF71=0),1)","v":-4},{"$f":"IF(ISNUMBER(MATCH(CX$11,$AG71:$AJ71,0)),1,0)*IF(ISNUMBER($AF71),(1-$AF71),1) + IF(ISNUMBER(MATCH(CX$11,$AK71:$AP71,0)),-1,0)*_xlfn.IFS(ISNUMBER($AD71),$AD71,ISNUMBER($AE71),$AE71,ISNUMBER($AF71),$AF71,AND($AD71=0,$AE71=0,$AF71=0),1)","v":0},{"$f":"IF(ISNUMBER(MATCH(CY$11,$AG71:$AJ71,0)),1,0)*IF(ISNUMBER($AF71),(1-$AF71),1) + IF(ISNUMBER(MATCH(CY$11,$AK71:$AP71,0)),-1,0)*_xlfn.IFS(ISNUMBER($AD71),$AD71,ISNUMBER($AE71),$AE71,ISNUMBER($AF71),$AF71,AND($AD71=0,$AE71=0,$AF71=0),1)","v":0},{"$f":"IF(ISNUMBER(MATCH(CZ$11,$AG71:$AJ71,0)),1,0)*IF(ISNUMBER($AF71),(1-$AF71),1) + IF(ISNUMBER(MATCH(CZ$11,$AK71:$AP71,0)),-1,0)*_xlfn.IFS(ISNUMBER($AD71),$AD71,ISNUMBER($AE71),$AE71,ISNUMBER($AF71),$AF71,AND($AD71=0,$AE71=0,$AF71=0),1)","v":0},{"$f":"IF(ISNUMBER(MATCH(DA$11,$AG71:$AJ71,0)),1,0)*IF(ISNUMBER($AF71),(1-$AF71),1) + IF(ISNUMBER(MATCH(DA$11,$AK71:$AP71,0)),-1,0)*_xlfn.IFS(ISNUMBER($AD71),$AD71,ISNUMBER($AE71),$AE71,ISNUMBER($AF71),$AF71,AND($AD71=0,$AE71=0,$AF71=0),1)","v":1},{"$f":"IF(ISNUMBER(MATCH(DB$11,$AG71:$AJ71,0)),1,0)*IF(ISNUMBER($AF71),(1-$AF71),1) + IF(ISNUMBER(MATCH(DB$11,$AK71:$AP71,0)),-1,0)*_xlfn.IFS(ISNUMBER($AD71),$AD71,ISNUMBER($AE71),$AE71,ISNUMBER($AF71),$AF71,AND($AD71=0,$AE71=0,$AF71=0),1)","v":0},{"$f":"IF(ISNUMBER(MATCH(DC$11,$AG71:$AJ71,0)),1,0)*IF(ISNUMBER($AF71),(1-$AF71),1) + IF(ISNUMBER(MATCH(DC$11,$AK71:$AP71,0)),-1,0)*_xlfn.IFS(ISNUMBER($AD71),$AD71,ISNUMBER($AE71),$AE71,ISNUMBER($AF71),$AF71,AND($AD71=0,$AE71=0,$AF71=0),1)","v":0},{"$f":"IF(ISNUMBER(MATCH(DD$11,$AG71:$AJ71,0)),1,0)*IF(ISNUMBER($AF71),(1-$AF71),1) + IF(ISNUMBER(MATCH(DD$11,$AK71:$AP71,0)),-1,0)*_xlfn.IFS(ISNUMBER($AD71),$AD71,ISNUMBER($AE71),$AE71,ISNUMBER($AF71),$AF71,AND($AD71=0,$AE71=0,$AF71=0),1)","v":0},{"$f":"IF(ISNUMBER(MATCH(DE$11,$AG71:$AJ71,0)),1,0)*IF(ISNUMBER($AF71),(1-$AF71),1) + IF(ISNUMBER(MATCH(DE$11,$AK71:$AP71,0)),-1,0)*_xlfn.IFS(ISNUMBER($AD71),$AD71,ISNUMBER($AE71),$AE71,ISNUMBER($AF71),$AF71,AND($AD71=0,$AE71=0,$AF71=0),1)","v":0},null,0,"HRU,HT","Comp.","COP",null,null,null,null,null,null,null,null,null,"e_hru_comp,ht",4.7260776285083592,3374.3055747643584,0,0,0,0,0,0,0,0,0,0,0,0,0,0,1.0044740740740741,0,0,-1.0044740740740741,0,0.66004934568007612,1.0044740740740741,1.0044740740740741,0,0,-1.0044740740740741,0,1.0501319865319865,1.0044740740740741,1.0044740740740741,0,0,-1.0044740740740741,0,0,1.0044740740740741,1.0044740740740741,0,0,-1.0044740740740741,0,0,1.0044740740740741,1.0044740740740741,0,0,-1.002,-2.4740740740740743E-3,0,0,-1,-2E-3,0,0,-1.002,1.002,0,0,4.5542215247779929E-19,0,0,0,0,0,0,0,0,null,null,null,null,null,null,null,null,null,null,null,"e_hru_comp,ht",null,0,0,0,0,0,0,0,0,0,0,0,0,0,0,0,0,0,0,0,0,0,0,0,0,0,0,0,0,0,0,0,0,0,0,0,0,0,0,0,0,0,0,0,0,0,0,0,0,0,0,-1,-2E-3,0,0,0,1.002,0,0,0,0,0,0,0,0,0,0,0,null,null,"e_hru_comp,ht",0,0,0,0,0,0,0,0,0,0,0,0,0,0,0,0,0,0,0,0,0,0,0,0,0,0,0,0,0,0,0,0,0,0,0,0,0,0,0,0,0,0,0,0,0,0,0,0,0,0,-1,-2E-3,0,0,0,1.002,0,0,0,0,0,0,0,0,0,0,0]
[null,null,null,null,null,null,null,null,null,null,null,null,null,null,null,null,null,null,"q_hru_pump-eco,ht",687.82780535490235,687.82780535490235,687.82780535490235,687.82780535490235,687.82780535490235,687.82780535490235,null,"FC","Conservation",null,null,null,null,"e_hru_fc,ht","q_hru_eco-fc,ht",null,null,"q_hru_fc-fs,ht",null,null,null,null,null,null,{"$f":"IF(ISNUMBER(MATCH(AR$11,$AG72:$AJ72,0)),1,0)*IF(ISNUMBER($AF72),(1-$AF72),1) + IF(ISNUMBER(MATCH(AR$11,$AK72:$AP72,0)),-1,0)*_xlfn.IFS(ISNUMBER($AD72),$AD72,ISNUMBER($AE72),$AE72,ISNUMBER($AF72),$AF72,AND($AD72=0,$AE72=0,$AF72=0),1)","v":0},{"$f":"IF(ISNUMBER(MATCH(AS$11,$AG72:$AJ72,0)),1,0)*IF(ISNUMBER($AF72),(1-$AF72),1) + IF(ISNUMBER(MATCH(AS$11,$AK72:$AP72,0)),-1,0)*_xlfn.IFS(ISNUMBER($AD72),$AD72,ISNUMBER($AE72),$AE72,ISNUMBER($AF72),$AF72,AND($AD72=0,$AE72=0,$AF72=0),1)","v":0},{"$f":"IF(ISNUMBER(MATCH(AT$11,$AG72:$AJ72,0)),1,0)*IF(ISNUMBER($AF72),(1-$AF72),1) + IF(ISNUMBER(MATCH(AT$11,$AK72:$AP72,0)),-1,0)*_xlfn.IFS(ISNUMBER($AD72),$AD72,ISNUMBER($AE72),$AE72,ISNUMBER($AF72),$AF72,AND($AD72=0,$AE72=0,$AF72=0),1)","v":0},{"$f":"IF(ISNUMBER(MATCH(AU$11,$AG72:$AJ72,0)),1,0)*IF(ISNUMBER($AF72),(1-$AF72),1) + IF(ISNUMBER(MATCH(AU$11,$AK72:$AP72,0)),-1,0)*_xlfn.IFS(ISNUMBER($AD72),$AD72,ISNUMBER($AE72),$AE72,ISNUMBER($AF72),$AF72,AND($AD72=0,$AE72=0,$AF72=0),1)","v":0},{"$f":"IF(ISNUMBER(MATCH(AV$11,$AG72:$AJ72,0)),1,0)*IF(ISNUMBER($AF72),(1-$AF72),1) + IF(ISNUMBER(MATCH(AV$11,$AK72:$AP72,0)),-1,0)*_xlfn.IFS(ISNUMBER($AD72),$AD72,ISNUMBER($AE72),$AE72,ISNUMBER($AF72),$AF72,AND($AD72=0,$AE72=0,$AF72=0),1)","v":0},{"$f":"IF(ISNUMBER(MATCH(AW$11,$AG72:$AJ72,0)),1,0)*IF(ISNUMBER($AF72),(1-$AF72),1) + IF(ISNUMBER(MATCH(AW$11,$AK72:$AP72,0)),-1,0)*_xlfn.IFS(ISNUMBER($AD72),$AD72,ISNUMBER($AE72),$AE72,ISNUMBER($AF72),$AF72,AND($AD72=0,$AE72=0,$AF72=0),1)","v":0},{"$f":"IF(ISNUMBER(MATCH(AX$11,$AG72:$AJ72,0)),1,0)*IF(ISNUMBER($AF72),(1-$AF72),1) + IF(ISNUMBER(MATCH(AX$11,$AK72:$AP72,0)),-1,0)*_xlfn.IFS(ISNUMBER($AD72),$AD72,ISNUMBER($AE72),$AE72,ISNUMBER($AF72),$AF72,AND($AD72=0,$AE72=0,$AF72=0),1)","v":0},{"$f":"IF(ISNUMBER(MATCH(AY$11,$AG72:$AJ72,0)),1,0)*IF(ISNUMBER($AF72),(1-$AF72),1) + IF(ISNUMBER(MATCH(AY$11,$AK72:$AP72,0)),-1,0)*_xlfn.IFS(ISNUMBER($AD72),$AD72,ISNUMBER($AE72),$AE72,ISNUMBER($AF72),$AF72,AND($AD72=0,$AE72=0,$AF72=0),1)","v":0},{"$f":"IF(ISNUMBER(MATCH(AZ$11,$AG72:$AJ72,0)),1,0)*IF(ISNUMBER($AF72),(1-$AF72),1) + IF(ISNUMBER(MATCH(AZ$11,$AK72:$AP72,0)),-1,0)*_xlfn.IFS(ISNUMBER($AD72),$AD72,ISNUMBER($AE72),$AE72,ISNUMBER($AF72),$AF72,AND($AD72=0,$AE72=0,$AF72=0),1)","v":0},{"$f":"IF(ISNUMBER(MATCH(BA$11,$AG72:$AJ72,0)),1,0)*IF(ISNUMBER($AF72),(1-$AF72),1) + IF(ISNUMBER(MATCH(BA$11,$AK72:$AP72,0)),-1,0)*_xlfn.IFS(ISNUMBER($AD72),$AD72,ISNUMBER($AE72),$AE72,ISNUMBER($AF72),$AF72,AND($AD72=0,$AE72=0,$AF72=0),1)","v":0},{"$f":"IF(ISNUMBER(MATCH(BB$11,$AG72:$AJ72,0)),1,0)*IF(ISNUMBER($AF72),(1-$AF72),1) + IF(ISNUMBER(MATCH(BB$11,$AK72:$AP72,0)),-1,0)*_xlfn.IFS(ISNUMBER($AD72),$AD72,ISNUMBER($AE72),$AE72,ISNUMBER($AF72),$AF72,AND($AD72=0,$AE72=0,$AF72=0),1)","v":0},{"$f":"IF(ISNUMBER(MATCH(BC$11,$AG72:$AJ72,0)),1,0)*IF(ISNUMBER($AF72),(1-$AF72),1) + IF(ISNUMBER(MATCH(BC$11,$AK72:$AP72,0)),-1,0)*_xlfn.IFS(ISNUMBER($AD72),$AD72,ISNUMBER($AE72),$AE72,ISNUMBER($AF72),$AF72,AND($AD72=0,$AE72=0,$AF72=0),1)","v":0},{"$f":"IF(ISNUMBER(MATCH(BD$11,$AG72:$AJ72,0)),1,0)*IF(ISNUMBER($AF72),(1-$AF72),1) + IF(ISNUMBER(MATCH(BD$11,$AK72:$AP72,0)),-1,0)*_xlfn.IFS(ISNUMBER($AD72),$AD72,ISNUMBER($AE72),$AE72,ISNUMBER($AF72),$AF72,AND($AD72=0,$AE72=0,$AF72=0),1)","v":0},{"$f":"IF(ISNUMBER(MATCH(BE$11,$AG72:$AJ72,0)),1,0)*IF(ISNUMBER($AF72),(1-$AF72),1) + IF(ISNUMBER(MATCH(BE$11,$AK72:$AP72,0)),-1,0)*_xlfn.IFS(ISNUMBER($AD72),$AD72,ISNUMBER($AE72),$AE72,ISNUMBER($AF72),$AF72,AND($AD72=0,$AE72=0,$AF72=0),1)","v":0},{"$f":"IF(ISNUMBER(MATCH(BF$11,$AG72:$AJ72,0)),1,0)*IF(ISNUMBER($AF72),(1-$AF72),1) + IF(ISNUMBER(MATCH(BF$11,$AK72:$AP72,0)),-1,0)*_xlfn.IFS(ISNUMBER($AD72),$AD72,ISNUMBER($AE72),$AE72,ISNUMBER($AF72),$AF72,AND($AD72=0,$AE72=0,$AF72=0),1)","v":0},{"$f":"IF(ISNUMBER(MATCH(BG$11,$AG72:$AJ72,0)),1,0)*IF(ISNUMBER($AF72),(1-$AF72),1) + IF(ISNUMBER(MATCH(BG$11,$AK72:$AP72,0)),-1,0)*_xlfn.IFS(ISNUMBER($AD72),$AD72,ISNUMBER($AE72),$AE72,ISNUMBER($AF72),$AF72,AND($AD72=0,$AE72=0,$AF72=0),1)","v":0},{"$f":"IF(ISNUMBER(MATCH(BH$11,$AG72:$AJ72,0)),1,0)*IF(ISNUMBER($AF72),(1-$AF72),1) + IF(ISNUMBER(MATCH(BH$11,$AK72:$AP72,0)),-1,0)*_xlfn.IFS(ISNUMBER($AD72),$AD72,ISNUMBER($AE72),$AE72,ISNUMBER($AF72),$AF72,AND($AD72=0,$AE72=0,$AF72=0),1)","v":0},{"$f":"IF(ISNUMBER(MATCH(BI$11,$AG72:$AJ72,0)),1,0)*IF(ISNUMBER($AF72),(1-$AF72),1) + IF(ISNUMBER(MATCH(BI$11,$AK72:$AP72,0)),-1,0)*_xlfn.IFS(ISNUMBER($AD72),$AD72,ISNUMBER($AE72),$AE72,ISNUMBER($AF72),$AF72,AND($AD72=0,$AE72=0,$AF72=0),1)","v":0},{"$f":"IF(ISNUMBER(MATCH(BJ$11,$AG72:$AJ72,0)),1,0)*IF(ISNUMBER($AF72),(1-$AF72),1) + IF(ISNUMBER(MATCH(BJ$11,$AK72:$AP72,0)),-1,0)*_xlfn.IFS(ISNUMBER($AD72),$AD72,ISNUMBER($AE72),$AE72,ISNUMBER($AF72),$AF72,AND($AD72=0,$AE72=0,$AF72=0),1)","v":0},{"$f":"IF(ISNUMBER(MATCH(BK$11,$AG72:$AJ72,0)),1,0)*IF(ISNUMBER($AF72),(1-$AF72),1) + IF(ISNUMBER(MATCH(BK$11,$AK72:$AP72,0)),-1,0)*_xlfn.IFS(ISNUMBER($AD72),$AD72,ISNUMBER($AE72),$AE72,ISNUMBER($AF72),$AF72,AND($AD72=0,$AE72=0,$AF72=0),1)","v":0},{"$f":"IF(ISNUMBER(MATCH(BL$11,$AG72:$AJ72,0)),1,0)*IF(ISNUMBER($AF72),(1-$AF72),1) + IF(ISNUMBER(MATCH(BL$11,$AK72:$AP72,0)),-1,0)*_xlfn.IFS(ISNUMBER($AD72),$AD72,ISNUMBER($AE72),$AE72,ISNUMBER($AF72),$AF72,AND($AD72=0,$AE72=0,$AF72=0),1)","v":0},{"$f":"IF(ISNUMBER(MATCH(BM$11,$AG72:$AJ72,0)),1,0)*IF(ISNUMBER($AF72),(1-$AF72),1) + IF(ISNUMBER(MATCH(BM$11,$AK72:$AP72,0)),-1,0)*_xlfn.IFS(ISNUMBER($AD72),$AD72,ISNUMBER($AE72),$AE72,ISNUMBER($AF72),$AF72,AND($AD72=0,$AE72=0,$AF72=0),1)","v":0},{"$f":"IF(ISNUMBER(MATCH(BN$11,$AG72:$AJ72,0)),1,0)*IF(ISNUMBER($AF72),(1-$AF72),1) + IF(ISNUMBER(MATCH(BN$11,$AK72:$AP72,0)),-1,0)*_xlfn.IFS(ISNUMBER($AD72),$AD72,ISNUMBER($AE72),$AE72,ISNUMBER($AF72),$AF72,AND($AD72=0,$AE72=0,$AF72=0),1)","v":0},{"$f":"IF(ISNUMBER(MATCH(BO$11,$AG72:$AJ72,0)),1,0)*IF(ISNUMBER($AF72),(1-$AF72),1) + IF(ISNUMBER(MATCH(BO$11,$AK72:$AP72,0)),-1,0)*_xlfn.IFS(ISNUMBER($AD72),$AD72,ISNUMBER($AE72),$AE72,ISNUMBER($AF72),$AF72,AND($AD72=0,$AE72=0,$AF72=0),1)","v":0},{"$f":"IF(ISNUMBER(MATCH(BP$11,$AG72:$AJ72,0)),1,0)*IF(ISNUMBER($AF72),(1-$AF72),1) + IF(ISNUMBER(MATCH(BP$11,$AK72:$AP72,0)),-1,0)*_xlfn.IFS(ISNUMBER($AD72),$AD72,ISNUMBER($AE72),$AE72,ISNUMBER($AF72),$AF72,AND($AD72=0,$AE72=0,$AF72=0),1)","v":0},{"$f":"IF(ISNUMBER(MATCH(BQ$11,$AG72:$AJ72,0)),1,0)*IF(ISNUMBER($AF72),(1-$AF72),1) + IF(ISNUMBER(MATCH(BQ$11,$AK72:$AP72,0)),-1,0)*_xlfn.IFS(ISNUMBER($AD72),$AD72,ISNUMBER($AE72),$AE72,ISNUMBER($AF72),$AF72,AND($AD72=0,$AE72=0,$AF72=0),1)","v":0},{"$f":"IF(ISNUMBER(MATCH(BR$11,$AG72:$AJ72,0)),1,0)*IF(ISNUMBER($AF72),(1-$AF72),1) + IF(ISNUMBER(MATCH(BR$11,$AK72:$AP72,0)),-1,0)*_xlfn.IFS(ISNUMBER($AD72),$AD72,ISNUMBER($AE72),$AE72,ISNUMBER($AF72),$AF72,AND($AD72=0,$AE72=0,$AF72=0),1)","v":0},{"$f":"IF(ISNUMBER(MATCH(BS$11,$AG72:$AJ72,0)),1,0)*IF(ISNUMBER($AF72),(1-$AF72),1) + IF(ISNUMBER(MATCH(BS$11,$AK72:$AP72,0)),-1,0)*_xlfn.IFS(ISNUMBER($AD72),$AD72,ISNUMBER($AE72),$AE72,ISNUMBER($AF72),$AF72,AND($AD72=0,$AE72=0,$AF72=0),1)","v":0},{"$f":"IF(ISNUMBER(MATCH(BT$11,$AG72:$AJ72,0)),1,0)*IF(ISNUMBER($AF72),(1-$AF72),1) + IF(ISNUMBER(MATCH(BT$11,$AK72:$AP72,0)),-1,0)*_xlfn.IFS(ISNUMBER($AD72),$AD72,ISNUMBER($AE72),$AE72,ISNUMBER($AF72),$AF72,AND($AD72=0,$AE72=0,$AF72=0),1)","v":0},{"$f":"IF(ISNUMBER(MATCH(BU$11,$AG72:$AJ72,0)),1,0)*IF(ISNUMBER($AF72),(1-$AF72),1) + IF(ISNUMBER(MATCH(BU$11,$AK72:$AP72,0)),-1,0)*_xlfn.IFS(ISNUMBER($AD72),$AD72,ISNUMBER($AE72),$AE72,ISNUMBER($AF72),$AF72,AND($AD72=0,$AE72=0,$AF72=0),1)","v":0},{"$f":"IF(ISNUMBER(MATCH(BV$11,$AG72:$AJ72,0)),1,0)*IF(ISNUMBER($AF72),(1-$AF72),1) + IF(ISNUMBER(MATCH(BV$11,$AK72:$AP72,0)),-1,0)*_xlfn.IFS(ISNUMBER($AD72),$AD72,ISNUMBER($AE72),$AE72,ISNUMBER($AF72),$AF72,AND($AD72=0,$AE72=0,$AF72=0),1)","v":0},{"$f":"IF(ISNUMBER(MATCH(BW$11,$AG72:$AJ72,0)),1,0)*IF(ISNUMBER($AF72),(1-$AF72),1) + IF(ISNUMBER(MATCH(BW$11,$AK72:$AP72,0)),-1,0)*_xlfn.IFS(ISNUMBER($AD72),$AD72,ISNUMBER($AE72),$AE72,ISNUMBER($AF72),$AF72,AND($AD72=0,$AE72=0,$AF72=0),1)","v":0},{"$f":"IF(ISNUMBER(MATCH(BX$11,$AG72:$AJ72,0)),1,0)*IF(ISNUMBER($AF72),(1-$AF72),1) + IF(ISNUMBER(MATCH(BX$11,$AK72:$AP72,0)),-1,0)*_xlfn.IFS(ISNUMBER($AD72),$AD72,ISNUMBER($AE72),$AE72,ISNUMBER($AF72),$AF72,AND($AD72=0,$AE72=0,$AF72=0),1)","v":0},{"$f":"IF(ISNUMBER(MATCH(BY$11,$AG72:$AJ72,0)),1,0)*IF(ISNUMBER($AF72),(1-$AF72),1) + IF(ISNUMBER(MATCH(BY$11,$AK72:$AP72,0)),-1,0)*_xlfn.IFS(ISNUMBER($AD72),$AD72,ISNUMBER($AE72),$AE72,ISNUMBER($AF72),$AF72,AND($AD72=0,$AE72=0,$AF72=0),1)","v":0},{"$f":"IF(ISNUMBER(MATCH(BZ$11,$AG72:$AJ72,0)),1,0)*IF(ISNUMBER($AF72),(1-$AF72),1) + IF(ISNUMBER(MATCH(BZ$11,$AK72:$AP72,0)),-1,0)*_xlfn.IFS(ISNUMBER($AD72),$AD72,ISNUMBER($AE72),$AE72,ISNUMBER($AF72),$AF72,AND($AD72=0,$AE72=0,$AF72=0),1)","v":0},{"$f":"IF(ISNUMBER(MATCH(CA$11,$AG72:$AJ72,0)),1,0)*IF(ISNUMBER($AF72),(1-$AF72),1) + IF(ISNUMBER(MATCH(CA$11,$AK72:$AP72,0)),-1,0)*_xlfn.IFS(ISNUMBER($AD72),$AD72,ISNUMBER($AE72),$AE72,ISNUMBER($AF72),$AF72,AND($AD72=0,$AE72=0,$AF72=0),1)","v":0},{"$f":"IF(ISNUMBER(MATCH(CB$11,$AG72:$AJ72,0)),1,0)*IF(ISNUMBER($AF72),(1-$AF72),1) + IF(ISNUMBER(MATCH(CB$11,$AK72:$AP72,0)),-1,0)*_xlfn.IFS(ISNUMBER($AD72),$AD72,ISNUMBER($AE72),$AE72,ISNUMBER($AF72),$AF72,AND($AD72=0,$AE72=0,$AF72=0),1)","v":0},{"$f":"IF(ISNUMBER(MATCH(CC$11,$AG72:$AJ72,0)),1,0)*IF(ISNUMBER($AF72),(1-$AF72),1) + IF(ISNUMBER(MATCH(CC$11,$AK72:$AP72,0)),-1,0)*_xlfn.IFS(ISNUMBER($AD72),$AD72,ISNUMBER($AE72),$AE72,ISNUMBER($AF72),$AF72,AND($AD72=0,$AE72=0,$AF72=0),1)","v":0},{"$f":"IF(ISNUMBER(MATCH(CD$11,$AG72:$AJ72,0)),1,0)*IF(ISNUMBER($AF72),(1-$AF72),1) + IF(ISNUMBER(MATCH(CD$11,$AK72:$AP72,0)),-1,0)*_xlfn.IFS(ISNUMBER($AD72),$AD72,ISNUMBER($AE72),$AE72,ISNUMBER($AF72),$AF72,AND($AD72=0,$AE72=0,$AF72=0),1)","v":0},{"$f":"IF(ISNUMBER(MATCH(CE$11,$AG72:$AJ72,0)),1,0)*IF(ISNUMBER($AF72),(1-$AF72),1) + IF(ISNUMBER(MATCH(CE$11,$AK72:$AP72,0)),-1,0)*_xlfn.IFS(ISNUMBER($AD72),$AD72,ISNUMBER($AE72),$AE72,ISNUMBER($AF72),$AF72,AND($AD72=0,$AE72=0,$AF72=0),1)","v":0},{"$f":"IF(ISNUMBER(MATCH(CF$11,$AG72:$AJ72,0)),1,0)*IF(ISNUMBER($AF72),(1-$AF72),1) + IF(ISNUMBER(MATCH(CF$11,$AK72:$AP72,0)),-1,0)*_xlfn.IFS(ISNUMBER($AD72),$AD72,ISNUMBER($AE72),$AE72,ISNUMBER($AF72),$AF72,AND($AD72=0,$AE72=0,$AF72=0),1)","v":0},{"$f":"IF(ISNUMBER(MATCH(CG$11,$AG72:$AJ72,0)),1,0)*IF(ISNUMBER($AF72),(1-$AF72),1) + IF(ISNUMBER(MATCH(CG$11,$AK72:$AP72,0)),-1,0)*_xlfn.IFS(ISNUMBER($AD72),$AD72,ISNUMBER($AE72),$AE72,ISNUMBER($AF72),$AF72,AND($AD72=0,$AE72=0,$AF72=0),1)","v":0},{"$f":"IF(ISNUMBER(MATCH(CH$11,$AG72:$AJ72,0)),1,0)*IF(ISNUMBER($AF72),(1-$AF72),1) + IF(ISNUMBER(MATCH(CH$11,$AK72:$AP72,0)),-1,0)*_xlfn.IFS(ISNUMBER($AD72),$AD72,ISNUMBER($AE72),$AE72,ISNUMBER($AF72),$AF72,AND($AD72=0,$AE72=0,$AF72=0),1)","v":0},{"$f":"IF(ISNUMBER(MATCH(CI$11,$AG72:$AJ72,0)),1,0)*IF(ISNUMBER($AF72),(1-$AF72),1) + IF(ISNUMBER(MATCH(CI$11,$AK72:$AP72,0)),-1,0)*_xlfn.IFS(ISNUMBER($AD72),$AD72,ISNUMBER($AE72),$AE72,ISNUMBER($AF72),$AF72,AND($AD72=0,$AE72=0,$AF72=0),1)","v":0},{"$f":"IF(ISNUMBER(MATCH(CJ$11,$AG72:$AJ72,0)),1,0)*IF(ISNUMBER($AF72),(1-$AF72),1) + IF(ISNUMBER(MATCH(CJ$11,$AK72:$AP72,0)),-1,0)*_xlfn.IFS(ISNUMBER($AD72),$AD72,ISNUMBER($AE72),$AE72,ISNUMBER($AF72),$AF72,AND($AD72=0,$AE72=0,$AF72=0),1)","v":0},{"$f":"IF(ISNUMBER(MATCH(CK$11,$AG72:$AJ72,0)),1,0)*IF(ISNUMBER($AF72),(1-$AF72),1) + IF(ISNUMBER(MATCH(CK$11,$AK72:$AP72,0)),-1,0)*_xlfn.IFS(ISNUMBER($AD72),$AD72,ISNUMBER($AE72),$AE72,ISNUMBER($AF72),$AF72,AND($AD72=0,$AE72=0,$AF72=0),1)","v":0},{"$f":"IF(ISNUMBER(MATCH(CL$11,$AG72:$AJ72,0)),1,0)*IF(ISNUMBER($AF72),(1-$AF72),1) + IF(ISNUMBER(MATCH(CL$11,$AK72:$AP72,0)),-1,0)*_xlfn.IFS(ISNUMBER($AD72),$AD72,ISNUMBER($AE72),$AE72,ISNUMBER($AF72),$AF72,AND($AD72=0,$AE72=0,$AF72=0),1)","v":0},{"$f":"IF(ISNUMBER(MATCH(CM$11,$AG72:$AJ72,0)),1,0)*IF(ISNUMBER($AF72),(1-$AF72),1) + IF(ISNUMBER(MATCH(CM$11,$AK72:$AP72,0)),-1,0)*_xlfn.IFS(ISNUMBER($AD72),$AD72,ISNUMBER($AE72),$AE72,ISNUMBER($AF72),$AF72,AND($AD72=0,$AE72=0,$AF72=0),1)","v":0},{"$f":"IF(ISNUMBER(MATCH(CN$11,$AG72:$AJ72,0)),1,0)*IF(ISNUMBER($AF72),(1-$AF72),1) + IF(ISNUMBER(MATCH(CN$11,$AK72:$AP72,0)),-1,0)*_xlfn.IFS(ISNUMBER($AD72),$AD72,ISNUMBER($AE72),$AE72,ISNUMBER($AF72),$AF72,AND($AD72=0,$AE72=0,$AF72=0),1)","v":0},{"$f":"IF(ISNUMBER(MATCH(CO$11,$AG72:$AJ72,0)),1,0)*IF(ISNUMBER($AF72),(1-$AF72),1) + IF(ISNUMBER(MATCH(CO$11,$AK72:$AP72,0)),-1,0)*_xlfn.IFS(ISNUMBER($AD72),$AD72,ISNUMBER($AE72),$AE72,ISNUMBER($AF72),$AF72,AND($AD72=0,$AE72=0,$AF72=0),1)","v":0},{"$f":"IF(ISNUMBER(MATCH(CP$11,$AG72:$AJ72,0)),1,0)*IF(ISNUMBER($AF72),(1-$AF72),1) + IF(ISNUMBER(MATCH(CP$11,$AK72:$AP72,0)),-1,0)*_xlfn.IFS(ISNUMBER($AD72),$AD72,ISNUMBER($AE72),$AE72,ISNUMBER($AF72),$AF72,AND($AD72=0,$AE72=0,$AF72=0),1)","v":0},{"$f":"IF(ISNUMBER(MATCH(CQ$11,$AG72:$AJ72,0)),1,0)*IF(ISNUMBER($AF72),(1-$AF72),1) + IF(ISNUMBER(MATCH(CQ$11,$AK72:$AP72,0)),-1,0)*_xlfn.IFS(ISNUMBER($AD72),$AD72,ISNUMBER($AE72),$AE72,ISNUMBER($AF72),$AF72,AND($AD72=0,$AE72=0,$AF72=0),1)","v":0},{"$f":"IF(ISNUMBER(MATCH(CR$11,$AG72:$AJ72,0)),1,0)*IF(ISNUMBER($AF72),(1-$AF72),1) + IF(ISNUMBER(MATCH(CR$11,$AK72:$AP72,0)),-1,0)*_xlfn.IFS(ISNUMBER($AD72),$AD72,ISNUMBER($AE72),$AE72,ISNUMBER($AF72),$AF72,AND($AD72=0,$AE72=0,$AF72=0),1)","v":0},{"$f":"IF(ISNUMBER(MATCH(CS$11,$AG72:$AJ72,0)),1,0)*IF(ISNUMBER($AF72),(1-$AF72),1) + IF(ISNUMBER(MATCH(CS$11,$AK72:$AP72,0)),-1,0)*_xlfn.IFS(ISNUMBER($AD72),$AD72,ISNUMBER($AE72),$AE72,ISNUMBER($AF72),$AF72,AND($AD72=0,$AE72=0,$AF72=0),1)","v":0},{"$f":"IF(ISNUMBER(MATCH(CT$11,$AG72:$AJ72,0)),1,0)*IF(ISNUMBER($AF72),(1-$AF72),1) + IF(ISNUMBER(MATCH(CT$11,$AK72:$AP72,0)),-1,0)*_xlfn.IFS(ISNUMBER($AD72),$AD72,ISNUMBER($AE72),$AE72,ISNUMBER($AF72),$AF72,AND($AD72=0,$AE72=0,$AF72=0),1)","v":0},{"$f":"IF(ISNUMBER(MATCH(CU$11,$AG72:$AJ72,0)),1,0)*IF(ISNUMBER($AF72),(1-$AF72),1) + IF(ISNUMBER(MATCH(CU$11,$AK72:$AP72,0)),-1,0)*_xlfn.IFS(ISNUMBER($AD72),$AD72,ISNUMBER($AE72),$AE72,ISNUMBER($AF72),$AF72,AND($AD72=0,$AE72=0,$AF72=0),1)","v":0},{"$f":"IF(ISNUMBER(MATCH(CV$11,$AG72:$AJ72,0)),1,0)*IF(ISNUMBER($AF72),(1-$AF72),1) + IF(ISNUMBER(MATCH(CV$11,$AK72:$AP72,0)),-1,0)*_xlfn.IFS(ISNUMBER($AD72),$AD72,ISNUMBER($AE72),$AE72,ISNUMBER($AF72),$AF72,AND($AD72=0,$AE72=0,$AF72=0),1)","v":0},{"$f":"IF(ISNUMBER(MATCH(CW$11,$AG72:$AJ72,0)),1,0)*IF(ISNUMBER($AF72),(1-$AF72),1) + IF(ISNUMBER(MATCH(CW$11,$AK72:$AP72,0)),-1,0)*_xlfn.IFS(ISNUMBER($AD72),$AD72,ISNUMBER($AE72),$AE72,ISNUMBER($AF72),$AF72,AND($AD72=0,$AE72=0,$AF72=0),1)","v":0},{"$f":"IF(ISNUMBER(MATCH(CX$11,$AG72:$AJ72,0)),1,0)*IF(ISNUMBER($AF72),(1-$AF72),1) + IF(ISNUMBER(MATCH(CX$11,$AK72:$AP72,0)),-1,0)*_xlfn.IFS(ISNUMBER($AD72),$AD72,ISNUMBER($AE72),$AE72,ISNUMBER($AF72),$AF72,AND($AD72=0,$AE72=0,$AF72=0),1)","v":0},{"$f":"IF(ISNUMBER(MATCH(CY$11,$AG72:$AJ72,0)),1,0)*IF(ISNUMBER($AF72),(1-$AF72),1) + IF(ISNUMBER(MATCH(CY$11,$AK72:$AP72,0)),-1,0)*_xlfn.IFS(ISNUMBER($AD72),$AD72,ISNUMBER($AE72),$AE72,ISNUMBER($AF72),$AF72,AND($AD72=0,$AE72=0,$AF72=0),1)","v":1},{"$f":"IF(ISNUMBER(MATCH(CZ$11,$AG72:$AJ72,0)),1,0)*IF(ISNUMBER($AF72),(1-$AF72),1) + IF(ISNUMBER(MATCH(CZ$11,$AK72:$AP72,0)),-1,0)*_xlfn.IFS(ISNUMBER($AD72),$AD72,ISNUMBER($AE72),$AE72,ISNUMBER($AF72),$AF72,AND($AD72=0,$AE72=0,$AF72=0),1)","v":0},{"$f":"IF(ISNUMBER(MATCH(DA$11,$AG72:$AJ72,0)),1,0)*IF(ISNUMBER($AF72),(1-$AF72),1) + IF(ISNUMBER(MATCH(DA$11,$AK72:$AP72,0)),-1,0)*_xlfn.IFS(ISNUMBER($AD72),$AD72,ISNUMBER($AE72),$AE72,ISNUMBER($AF72),$AF72,AND($AD72=0,$AE72=0,$AF72=0),1)","v":0},{"$f":"IF(ISNUMBER(MATCH(DB$11,$AG72:$AJ72,0)),1,0)*IF(ISNUMBER($AF72),(1-$AF72),1) + IF(ISNUMBER(MATCH(DB$11,$AK72:$AP72,0)),-1,0)*_xlfn.IFS(ISNUMBER($AD72),$AD72,ISNUMBER($AE72),$AE72,ISNUMBER($AF72),$AF72,AND($AD72=0,$AE72=0,$AF72=0),1)","v":1},{"$f":"IF(ISNUMBER(MATCH(DC$11,$AG72:$AJ72,0)),1,0)*IF(ISNUMBER($AF72),(1-$AF72),1) + IF(ISNUMBER(MATCH(DC$11,$AK72:$AP72,0)),-1,0)*_xlfn.IFS(ISNUMBER($AD72),$AD72,ISNUMBER($AE72),$AE72,ISNUMBER($AF72),$AF72,AND($AD72=0,$AE72=0,$AF72=0),1)","v":0},{"$f":"IF(ISNUMBER(MATCH(DD$11,$AG72:$AJ72,0)),1,0)*IF(ISNUMBER($AF72),(1-$AF72),1) + IF(ISNUMBER(MATCH(DD$11,$AK72:$AP72,0)),-1,0)*_xlfn.IFS(ISNUMBER($AD72),$AD72,ISNUMBER($AE72),$AE72,ISNUMBER($AF72),$AF72,AND($AD72=0,$AE72=0,$AF72=0),1)","v":-1},{"$f":"IF(ISNUMBER(MATCH(DE$11,$AG72:$AJ72,0)),1,0)*IF(ISNUMBER($AF72),(1-$AF72),1) + IF(ISNUMBER(MATCH(DE$11,$AK72:$AP72,0)),-1,0)*_xlfn.IFS(ISNUMBER($AD72),$AD72,ISNUMBER($AE72),$AE72,ISNUMBER($AF72),$AF72,AND($AD72=0,$AE72=0,$AF72=0),1)","v":0},null,0,"HRU,HT","FC","Conservation",null,null,null,null,null,null,null,null,null,"q_hru_pump-eco,ht",1.2505991810785289,3441.7916862596462,0,0,0,0,0,0,0,0,0,0,0,0,0,0,1.0245635555555557,0,0,-1.0245635555555557,0,0.67325033259367772,1.0245635555555557,1.0245635555555557,0,0,-1.0245635555555557,0,1.0711346262626262,1.0245635555555557,1.0245635555555557,0,0,-1.0245635555555557,0,0,1.0245635555555557,1.0245635555555557,0,0,-1.0245635555555557,0,0,1.0245635555555557,1.0245635555555557,0,0,-1.0220400000000001,-2.5235555555555558E-3,-1.02,-0.255,-1.02,-2.0400000000000001E-3,-1,-0.02,-1.0220400000000001,-0.25295999999999991,0,0,4.6453059552735529E-19,0,0,0,0,0,0,0,0,null,null,null,null,null,null,null,null,null,null,null,"q_hru_pump-eco,ht",null,4293.6523032181212,0,0,0,0,0,0,0,0,0,0,0,0,0,0,1.278148148148148,0,0,-1.278148148148148,0,0.83988314944321063,1.278148148148148,1.278148148148148,0,0,-1.278148148148148,0,1.336245791245791,1.278148148148148,1.278148148148148,0,0,-1.278148148148148,0,0,1.278148148148148,1.278148148148148,0,0,-1.278148148148148,0,0,1.278148148148148,1.278148148148148,0,0,-1.2749999999999999,-3.1481481481481477E-3,-1.02,-0.255,-1.02,-2.0399999999999997E-3,-1,-0.02,-1.2749999999999999,-0.25295999999999991,0,0,5.7950423593731938E-19,0,0,0,0,0,0,0,0,null,null,"q_hru_pump-eco,ht",4293.6523032181212,0,0,0,0,0,0,0,0,0,0,0,0,0,0,1.278148148148148,0,0,-1.278148148148148,0,0.83988314944321063,1.278148148148148,1.278148148148148,0,0,-1.278148148148148,0,1.336245791245791,1.278148148148148,1.278148148148148,0,0,-1.278148148148148,0,0,1.278148148148148,1.278148148148148,0,0,-1.278148148148148,0,0,1.278148148148148,1.278148148148148,0,0,-1.2749999999999999,-3.1481481481481477E-3,-1.02,-0.255,-1.02,-2.0399999999999997E-3,-1,-0.02,-1.2749999999999999,-0.25295999999999991,0,0,0,0,0,0,0,0,0,0,0]
[null,null,null,null,null,null,null,null,null,null,null,null,null,null,null,null,null,null,"q_hru_eco-comp,ht",0,0,0,0,687.82780535490235,0,null,null,"COP",null,null,{"$f":"'Heat Recovery Cooling Calculate'!K25","v":500},null,"q_hru_eco-fc,ht",null,null,null,"e_hru_fc,ht",null,null,null,null,null,null,{"$f":"IF(ISNUMBER(MATCH(AR$11,$AG73:$AJ73,0)),1,0)*IF(ISNUMBER($AF73),(1-$AF73),1) + IF(ISNUMBER(MATCH(AR$11,$AK73:$AP73,0)),-1,0)*_xlfn.IFS(ISNUMBER($AD73),$AD73,ISNUMBER($AE73),$AE73,ISNUMBER($AF73),$AF73,AND($AD73=0,$AE73=0,$AF73=0),1)","v":0},{"$f":"IF(ISNUMBER(MATCH(AS$11,$AG73:$AJ73,0)),1,0)*IF(ISNUMBER($AF73),(1-$AF73),1) + IF(ISNUMBER(MATCH(AS$11,$AK73:$AP73,0)),-1,0)*_xlfn.IFS(ISNUMBER($AD73),$AD73,ISNUMBER($AE73),$AE73,ISNUMBER($AF73),$AF73,AND($AD73=0,$AE73=0,$AF73=0),1)","v":0},{"$f":"IF(ISNUMBER(MATCH(AT$11,$AG73:$AJ73,0)),1,0)*IF(ISNUMBER($AF73),(1-$AF73),1) + IF(ISNUMBER(MATCH(AT$11,$AK73:$AP73,0)),-1,0)*_xlfn.IFS(ISNUMBER($AD73),$AD73,ISNUMBER($AE73),$AE73,ISNUMBER($AF73),$AF73,AND($AD73=0,$AE73=0,$AF73=0),1)","v":0},{"$f":"IF(ISNUMBER(MATCH(AU$11,$AG73:$AJ73,0)),1,0)*IF(ISNUMBER($AF73),(1-$AF73),1) + IF(ISNUMBER(MATCH(AU$11,$AK73:$AP73,0)),-1,0)*_xlfn.IFS(ISNUMBER($AD73),$AD73,ISNUMBER($AE73),$AE73,ISNUMBER($AF73),$AF73,AND($AD73=0,$AE73=0,$AF73=0),1)","v":0},{"$f":"IF(ISNUMBER(MATCH(AV$11,$AG73:$AJ73,0)),1,0)*IF(ISNUMBER($AF73),(1-$AF73),1) + IF(ISNUMBER(MATCH(AV$11,$AK73:$AP73,0)),-1,0)*_xlfn.IFS(ISNUMBER($AD73),$AD73,ISNUMBER($AE73),$AE73,ISNUMBER($AF73),$AF73,AND($AD73=0,$AE73=0,$AF73=0),1)","v":0},{"$f":"IF(ISNUMBER(MATCH(AW$11,$AG73:$AJ73,0)),1,0)*IF(ISNUMBER($AF73),(1-$AF73),1) + IF(ISNUMBER(MATCH(AW$11,$AK73:$AP73,0)),-1,0)*_xlfn.IFS(ISNUMBER($AD73),$AD73,ISNUMBER($AE73),$AE73,ISNUMBER($AF73),$AF73,AND($AD73=0,$AE73=0,$AF73=0),1)","v":0},{"$f":"IF(ISNUMBER(MATCH(AX$11,$AG73:$AJ73,0)),1,0)*IF(ISNUMBER($AF73),(1-$AF73),1) + IF(ISNUMBER(MATCH(AX$11,$AK73:$AP73,0)),-1,0)*_xlfn.IFS(ISNUMBER($AD73),$AD73,ISNUMBER($AE73),$AE73,ISNUMBER($AF73),$AF73,AND($AD73=0,$AE73=0,$AF73=0),1)","v":0},{"$f":"IF(ISNUMBER(MATCH(AY$11,$AG73:$AJ73,0)),1,0)*IF(ISNUMBER($AF73),(1-$AF73),1) + IF(ISNUMBER(MATCH(AY$11,$AK73:$AP73,0)),-1,0)*_xlfn.IFS(ISNUMBER($AD73),$AD73,ISNUMBER($AE73),$AE73,ISNUMBER($AF73),$AF73,AND($AD73=0,$AE73=0,$AF73=0),1)","v":0},{"$f":"IF(ISNUMBER(MATCH(AZ$11,$AG73:$AJ73,0)),1,0)*IF(ISNUMBER($AF73),(1-$AF73),1) + IF(ISNUMBER(MATCH(AZ$11,$AK73:$AP73,0)),-1,0)*_xlfn.IFS(ISNUMBER($AD73),$AD73,ISNUMBER($AE73),$AE73,ISNUMBER($AF73),$AF73,AND($AD73=0,$AE73=0,$AF73=0),1)","v":0},{"$f":"IF(ISNUMBER(MATCH(BA$11,$AG73:$AJ73,0)),1,0)*IF(ISNUMBER($AF73),(1-$AF73),1) + IF(ISNUMBER(MATCH(BA$11,$AK73:$AP73,0)),-1,0)*_xlfn.IFS(ISNUMBER($AD73),$AD73,ISNUMBER($AE73),$AE73,ISNUMBER($AF73),$AF73,AND($AD73=0,$AE73=0,$AF73=0),1)","v":0},{"$f":"IF(ISNUMBER(MATCH(BB$11,$AG73:$AJ73,0)),1,0)*IF(ISNUMBER($AF73),(1-$AF73),1) + IF(ISNUMBER(MATCH(BB$11,$AK73:$AP73,0)),-1,0)*_xlfn.IFS(ISNUMBER($AD73),$AD73,ISNUMBER($AE73),$AE73,ISNUMBER($AF73),$AF73,AND($AD73=0,$AE73=0,$AF73=0),1)","v":0},{"$f":"IF(ISNUMBER(MATCH(BC$11,$AG73:$AJ73,0)),1,0)*IF(ISNUMBER($AF73),(1-$AF73),1) + IF(ISNUMBER(MATCH(BC$11,$AK73:$AP73,0)),-1,0)*_xlfn.IFS(ISNUMBER($AD73),$AD73,ISNUMBER($AE73),$AE73,ISNUMBER($AF73),$AF73,AND($AD73=0,$AE73=0,$AF73=0),1)","v":0},{"$f":"IF(ISNUMBER(MATCH(BD$11,$AG73:$AJ73,0)),1,0)*IF(ISNUMBER($AF73),(1-$AF73),1) + IF(ISNUMBER(MATCH(BD$11,$AK73:$AP73,0)),-1,0)*_xlfn.IFS(ISNUMBER($AD73),$AD73,ISNUMBER($AE73),$AE73,ISNUMBER($AF73),$AF73,AND($AD73=0,$AE73=0,$AF73=0),1)","v":0},{"$f":"IF(ISNUMBER(MATCH(BE$11,$AG73:$AJ73,0)),1,0)*IF(ISNUMBER($AF73),(1-$AF73),1) + IF(ISNUMBER(MATCH(BE$11,$AK73:$AP73,0)),-1,0)*_xlfn.IFS(ISNUMBER($AD73),$AD73,ISNUMBER($AE73),$AE73,ISNUMBER($AF73),$AF73,AND($AD73=0,$AE73=0,$AF73=0),1)","v":0},{"$f":"IF(ISNUMBER(MATCH(BF$11,$AG73:$AJ73,0)),1,0)*IF(ISNUMBER($AF73),(1-$AF73),1) + IF(ISNUMBER(MATCH(BF$11,$AK73:$AP73,0)),-1,0)*_xlfn.IFS(ISNUMBER($AD73),$AD73,ISNUMBER($AE73),$AE73,ISNUMBER($AF73),$AF73,AND($AD73=0,$AE73=0,$AF73=0),1)","v":0},{"$f":"IF(ISNUMBER(MATCH(BG$11,$AG73:$AJ73,0)),1,0)*IF(ISNUMBER($AF73),(1-$AF73),1) + IF(ISNUMBER(MATCH(BG$11,$AK73:$AP73,0)),-1,0)*_xlfn.IFS(ISNUMBER($AD73),$AD73,ISNUMBER($AE73),$AE73,ISNUMBER($AF73),$AF73,AND($AD73=0,$AE73=0,$AF73=0),1)","v":0},{"$f":"IF(ISNUMBER(MATCH(BH$11,$AG73:$AJ73,0)),1,0)*IF(ISNUMBER($AF73),(1-$AF73),1) + IF(ISNUMBER(MATCH(BH$11,$AK73:$AP73,0)),-1,0)*_xlfn.IFS(ISNUMBER($AD73),$AD73,ISNUMBER($AE73),$AE73,ISNUMBER($AF73),$AF73,AND($AD73=0,$AE73=0,$AF73=0),1)","v":0},{"$f":"IF(ISNUMBER(MATCH(BI$11,$AG73:$AJ73,0)),1,0)*IF(ISNUMBER($AF73),(1-$AF73),1) + IF(ISNUMBER(MATCH(BI$11,$AK73:$AP73,0)),-1,0)*_xlfn.IFS(ISNUMBER($AD73),$AD73,ISNUMBER($AE73),$AE73,ISNUMBER($AF73),$AF73,AND($AD73=0,$AE73=0,$AF73=0),1)","v":0},{"$f":"IF(ISNUMBER(MATCH(BJ$11,$AG73:$AJ73,0)),1,0)*IF(ISNUMBER($AF73),(1-$AF73),1) + IF(ISNUMBER(MATCH(BJ$11,$AK73:$AP73,0)),-1,0)*_xlfn.IFS(ISNUMBER($AD73),$AD73,ISNUMBER($AE73),$AE73,ISNUMBER($AF73),$AF73,AND($AD73=0,$AE73=0,$AF73=0),1)","v":0},{"$f":"IF(ISNUMBER(MATCH(BK$11,$AG73:$AJ73,0)),1,0)*IF(ISNUMBER($AF73),(1-$AF73),1) + IF(ISNUMBER(MATCH(BK$11,$AK73:$AP73,0)),-1,0)*_xlfn.IFS(ISNUMBER($AD73),$AD73,ISNUMBER($AE73),$AE73,ISNUMBER($AF73),$AF73,AND($AD73=0,$AE73=0,$AF73=0),1)","v":0},{"$f":"IF(ISNUMBER(MATCH(BL$11,$AG73:$AJ73,0)),1,0)*IF(ISNUMBER($AF73),(1-$AF73),1) + IF(ISNUMBER(MATCH(BL$11,$AK73:$AP73,0)),-1,0)*_xlfn.IFS(ISNUMBER($AD73),$AD73,ISNUMBER($AE73),$AE73,ISNUMBER($AF73),$AF73,AND($AD73=0,$AE73=0,$AF73=0),1)","v":0},{"$f":"IF(ISNUMBER(MATCH(BM$11,$AG73:$AJ73,0)),1,0)*IF(ISNUMBER($AF73),(1-$AF73),1) + IF(ISNUMBER(MATCH(BM$11,$AK73:$AP73,0)),-1,0)*_xlfn.IFS(ISNUMBER($AD73),$AD73,ISNUMBER($AE73),$AE73,ISNUMBER($AF73),$AF73,AND($AD73=0,$AE73=0,$AF73=0),1)","v":0},{"$f":"IF(ISNUMBER(MATCH(BN$11,$AG73:$AJ73,0)),1,0)*IF(ISNUMBER($AF73),(1-$AF73),1) + IF(ISNUMBER(MATCH(BN$11,$AK73:$AP73,0)),-1,0)*_xlfn.IFS(ISNUMBER($AD73),$AD73,ISNUMBER($AE73),$AE73,ISNUMBER($AF73),$AF73,AND($AD73=0,$AE73=0,$AF73=0),1)","v":0},{"$f":"IF(ISNUMBER(MATCH(BO$11,$AG73:$AJ73,0)),1,0)*IF(ISNUMBER($AF73),(1-$AF73),1) + IF(ISNUMBER(MATCH(BO$11,$AK73:$AP73,0)),-1,0)*_xlfn.IFS(ISNUMBER($AD73),$AD73,ISNUMBER($AE73),$AE73,ISNUMBER($AF73),$AF73,AND($AD73=0,$AE73=0,$AF73=0),1)","v":0},{"$f":"IF(ISNUMBER(MATCH(BP$11,$AG73:$AJ73,0)),1,0)*IF(ISNUMBER($AF73),(1-$AF73),1) + IF(ISNUMBER(MATCH(BP$11,$AK73:$AP73,0)),-1,0)*_xlfn.IFS(ISNUMBER($AD73),$AD73,ISNUMBER($AE73),$AE73,ISNUMBER($AF73),$AF73,AND($AD73=0,$AE73=0,$AF73=0),1)","v":0},{"$f":"IF(ISNUMBER(MATCH(BQ$11,$AG73:$AJ73,0)),1,0)*IF(ISNUMBER($AF73),(1-$AF73),1) + IF(ISNUMBER(MATCH(BQ$11,$AK73:$AP73,0)),-1,0)*_xlfn.IFS(ISNUMBER($AD73),$AD73,ISNUMBER($AE73),$AE73,ISNUMBER($AF73),$AF73,AND($AD73=0,$AE73=0,$AF73=0),1)","v":0},{"$f":"IF(ISNUMBER(MATCH(BR$11,$AG73:$AJ73,0)),1,0)*IF(ISNUMBER($AF73),(1-$AF73),1) + IF(ISNUMBER(MATCH(BR$11,$AK73:$AP73,0)),-1,0)*_xlfn.IFS(ISNUMBER($AD73),$AD73,ISNUMBER($AE73),$AE73,ISNUMBER($AF73),$AF73,AND($AD73=0,$AE73=0,$AF73=0),1)","v":0},{"$f":"IF(ISNUMBER(MATCH(BS$11,$AG73:$AJ73,0)),1,0)*IF(ISNUMBER($AF73),(1-$AF73),1) + IF(ISNUMBER(MATCH(BS$11,$AK73:$AP73,0)),-1,0)*_xlfn.IFS(ISNUMBER($AD73),$AD73,ISNUMBER($AE73),$AE73,ISNUMBER($AF73),$AF73,AND($AD73=0,$AE73=0,$AF73=0),1)","v":0},{"$f":"IF(ISNUMBER(MATCH(BT$11,$AG73:$AJ73,0)),1,0)*IF(ISNUMBER($AF73),(1-$AF73),1) + IF(ISNUMBER(MATCH(BT$11,$AK73:$AP73,0)),-1,0)*_xlfn.IFS(ISNUMBER($AD73),$AD73,ISNUMBER($AE73),$AE73,ISNUMBER($AF73),$AF73,AND($AD73=0,$AE73=0,$AF73=0),1)","v":0},{"$f":"IF(ISNUMBER(MATCH(BU$11,$AG73:$AJ73,0)),1,0)*IF(ISNUMBER($AF73),(1-$AF73),1) + IF(ISNUMBER(MATCH(BU$11,$AK73:$AP73,0)),-1,0)*_xlfn.IFS(ISNUMBER($AD73),$AD73,ISNUMBER($AE73),$AE73,ISNUMBER($AF73),$AF73,AND($AD73=0,$AE73=0,$AF73=0),1)","v":0},{"$f":"IF(ISNUMBER(MATCH(BV$11,$AG73:$AJ73,0)),1,0)*IF(ISNUMBER($AF73),(1-$AF73),1) + IF(ISNUMBER(MATCH(BV$11,$AK73:$AP73,0)),-1,0)*_xlfn.IFS(ISNUMBER($AD73),$AD73,ISNUMBER($AE73),$AE73,ISNUMBER($AF73),$AF73,AND($AD73=0,$AE73=0,$AF73=0),1)","v":0},{"$f":"IF(ISNUMBER(MATCH(BW$11,$AG73:$AJ73,0)),1,0)*IF(ISNUMBER($AF73),(1-$AF73),1) + IF(ISNUMBER(MATCH(BW$11,$AK73:$AP73,0)),-1,0)*_xlfn.IFS(ISNUMBER($AD73),$AD73,ISNUMBER($AE73),$AE73,ISNUMBER($AF73),$AF73,AND($AD73=0,$AE73=0,$AF73=0),1)","v":0},{"$f":"IF(ISNUMBER(MATCH(BX$11,$AG73:$AJ73,0)),1,0)*IF(ISNUMBER($AF73),(1-$AF73),1) + IF(ISNUMBER(MATCH(BX$11,$AK73:$AP73,0)),-1,0)*_xlfn.IFS(ISNUMBER($AD73),$AD73,ISNUMBER($AE73),$AE73,ISNUMBER($AF73),$AF73,AND($AD73=0,$AE73=0,$AF73=0),1)","v":0},{"$f":"IF(ISNUMBER(MATCH(BY$11,$AG73:$AJ73,0)),1,0)*IF(ISNUMBER($AF73),(1-$AF73),1) + IF(ISNUMBER(MATCH(BY$11,$AK73:$AP73,0)),-1,0)*_xlfn.IFS(ISNUMBER($AD73),$AD73,ISNUMBER($AE73),$AE73,ISNUMBER($AF73),$AF73,AND($AD73=0,$AE73=0,$AF73=0),1)","v":0},{"$f":"IF(ISNUMBER(MATCH(BZ$11,$AG73:$AJ73,0)),1,0)*IF(ISNUMBER($AF73),(1-$AF73),1) + IF(ISNUMBER(MATCH(BZ$11,$AK73:$AP73,0)),-1,0)*_xlfn.IFS(ISNUMBER($AD73),$AD73,ISNUMBER($AE73),$AE73,ISNUMBER($AF73),$AF73,AND($AD73=0,$AE73=0,$AF73=0),1)","v":0},{"$f":"IF(ISNUMBER(MATCH(CA$11,$AG73:$AJ73,0)),1,0)*IF(ISNUMBER($AF73),(1-$AF73),1) + IF(ISNUMBER(MATCH(CA$11,$AK73:$AP73,0)),-1,0)*_xlfn.IFS(ISNUMBER($AD73),$AD73,ISNUMBER($AE73),$AE73,ISNUMBER($AF73),$AF73,AND($AD73=0,$AE73=0,$AF73=0),1)","v":0},{"$f":"IF(ISNUMBER(MATCH(CB$11,$AG73:$AJ73,0)),1,0)*IF(ISNUMBER($AF73),(1-$AF73),1) + IF(ISNUMBER(MATCH(CB$11,$AK73:$AP73,0)),-1,0)*_xlfn.IFS(ISNUMBER($AD73),$AD73,ISNUMBER($AE73),$AE73,ISNUMBER($AF73),$AF73,AND($AD73=0,$AE73=0,$AF73=0),1)","v":0},{"$f":"IF(ISNUMBER(MATCH(CC$11,$AG73:$AJ73,0)),1,0)*IF(ISNUMBER($AF73),(1-$AF73),1) + IF(ISNUMBER(MATCH(CC$11,$AK73:$AP73,0)),-1,0)*_xlfn.IFS(ISNUMBER($AD73),$AD73,ISNUMBER($AE73),$AE73,ISNUMBER($AF73),$AF73,AND($AD73=0,$AE73=0,$AF73=0),1)","v":0},{"$f":"IF(ISNUMBER(MATCH(CD$11,$AG73:$AJ73,0)),1,0)*IF(ISNUMBER($AF73),(1-$AF73),1) + IF(ISNUMBER(MATCH(CD$11,$AK73:$AP73,0)),-1,0)*_xlfn.IFS(ISNUMBER($AD73),$AD73,ISNUMBER($AE73),$AE73,ISNUMBER($AF73),$AF73,AND($AD73=0,$AE73=0,$AF73=0),1)","v":0},{"$f":"IF(ISNUMBER(MATCH(CE$11,$AG73:$AJ73,0)),1,0)*IF(ISNUMBER($AF73),(1-$AF73),1) + IF(ISNUMBER(MATCH(CE$11,$AK73:$AP73,0)),-1,0)*_xlfn.IFS(ISNUMBER($AD73),$AD73,ISNUMBER($AE73),$AE73,ISNUMBER($AF73),$AF73,AND($AD73=0,$AE73=0,$AF73=0),1)","v":0},{"$f":"IF(ISNUMBER(MATCH(CF$11,$AG73:$AJ73,0)),1,0)*IF(ISNUMBER($AF73),(1-$AF73),1) + IF(ISNUMBER(MATCH(CF$11,$AK73:$AP73,0)),-1,0)*_xlfn.IFS(ISNUMBER($AD73),$AD73,ISNUMBER($AE73),$AE73,ISNUMBER($AF73),$AF73,AND($AD73=0,$AE73=0,$AF73=0),1)","v":0},{"$f":"IF(ISNUMBER(MATCH(CG$11,$AG73:$AJ73,0)),1,0)*IF(ISNUMBER($AF73),(1-$AF73),1) + IF(ISNUMBER(MATCH(CG$11,$AK73:$AP73,0)),-1,0)*_xlfn.IFS(ISNUMBER($AD73),$AD73,ISNUMBER($AE73),$AE73,ISNUMBER($AF73),$AF73,AND($AD73=0,$AE73=0,$AF73=0),1)","v":0},{"$f":"IF(ISNUMBER(MATCH(CH$11,$AG73:$AJ73,0)),1,0)*IF(ISNUMBER($AF73),(1-$AF73),1) + IF(ISNUMBER(MATCH(CH$11,$AK73:$AP73,0)),-1,0)*_xlfn.IFS(ISNUMBER($AD73),$AD73,ISNUMBER($AE73),$AE73,ISNUMBER($AF73),$AF73,AND($AD73=0,$AE73=0,$AF73=0),1)","v":0},{"$f":"IF(ISNUMBER(MATCH(CI$11,$AG73:$AJ73,0)),1,0)*IF(ISNUMBER($AF73),(1-$AF73),1) + IF(ISNUMBER(MATCH(CI$11,$AK73:$AP73,0)),-1,0)*_xlfn.IFS(ISNUMBER($AD73),$AD73,ISNUMBER($AE73),$AE73,ISNUMBER($AF73),$AF73,AND($AD73=0,$AE73=0,$AF73=0),1)","v":0},{"$f":"IF(ISNUMBER(MATCH(CJ$11,$AG73:$AJ73,0)),1,0)*IF(ISNUMBER($AF73),(1-$AF73),1) + IF(ISNUMBER(MATCH(CJ$11,$AK73:$AP73,0)),-1,0)*_xlfn.IFS(ISNUMBER($AD73),$AD73,ISNUMBER($AE73),$AE73,ISNUMBER($AF73),$AF73,AND($AD73=0,$AE73=0,$AF73=0),1)","v":0},{"$f":"IF(ISNUMBER(MATCH(CK$11,$AG73:$AJ73,0)),1,0)*IF(ISNUMBER($AF73),(1-$AF73),1) + IF(ISNUMBER(MATCH(CK$11,$AK73:$AP73,0)),-1,0)*_xlfn.IFS(ISNUMBER($AD73),$AD73,ISNUMBER($AE73),$AE73,ISNUMBER($AF73),$AF73,AND($AD73=0,$AE73=0,$AF73=0),1)","v":0},{"$f":"IF(ISNUMBER(MATCH(CL$11,$AG73:$AJ73,0)),1,0)*IF(ISNUMBER($AF73),(1-$AF73),1) + IF(ISNUMBER(MATCH(CL$11,$AK73:$AP73,0)),-1,0)*_xlfn.IFS(ISNUMBER($AD73),$AD73,ISNUMBER($AE73),$AE73,ISNUMBER($AF73),$AF73,AND($AD73=0,$AE73=0,$AF73=0),1)","v":0},{"$f":"IF(ISNUMBER(MATCH(CM$11,$AG73:$AJ73,0)),1,0)*IF(ISNUMBER($AF73),(1-$AF73),1) + IF(ISNUMBER(MATCH(CM$11,$AK73:$AP73,0)),-1,0)*_xlfn.IFS(ISNUMBER($AD73),$AD73,ISNUMBER($AE73),$AE73,ISNUMBER($AF73),$AF73,AND($AD73=0,$AE73=0,$AF73=0),1)","v":0},{"$f":"IF(ISNUMBER(MATCH(CN$11,$AG73:$AJ73,0)),1,0)*IF(ISNUMBER($AF73),(1-$AF73),1) + IF(ISNUMBER(MATCH(CN$11,$AK73:$AP73,0)),-1,0)*_xlfn.IFS(ISNUMBER($AD73),$AD73,ISNUMBER($AE73),$AE73,ISNUMBER($AF73),$AF73,AND($AD73=0,$AE73=0,$AF73=0),1)","v":0},{"$f":"IF(ISNUMBER(MATCH(CO$11,$AG73:$AJ73,0)),1,0)*IF(ISNUMBER($AF73),(1-$AF73),1) + IF(ISNUMBER(MATCH(CO$11,$AK73:$AP73,0)),-1,0)*_xlfn.IFS(ISNUMBER($AD73),$AD73,ISNUMBER($AE73),$AE73,ISNUMBER($AF73),$AF73,AND($AD73=0,$AE73=0,$AF73=0),1)","v":0},{"$f":"IF(ISNUMBER(MATCH(CP$11,$AG73:$AJ73,0)),1,0)*IF(ISNUMBER($AF73),(1-$AF73),1) + IF(ISNUMBER(MATCH(CP$11,$AK73:$AP73,0)),-1,0)*_xlfn.IFS(ISNUMBER($AD73),$AD73,ISNUMBER($AE73),$AE73,ISNUMBER($AF73),$AF73,AND($AD73=0,$AE73=0,$AF73=0),1)","v":0},{"$f":"IF(ISNUMBER(MATCH(CQ$11,$AG73:$AJ73,0)),1,0)*IF(ISNUMBER($AF73),(1-$AF73),1) + IF(ISNUMBER(MATCH(CQ$11,$AK73:$AP73,0)),-1,0)*_xlfn.IFS(ISNUMBER($AD73),$AD73,ISNUMBER($AE73),$AE73,ISNUMBER($AF73),$AF73,AND($AD73=0,$AE73=0,$AF73=0),1)","v":0},{"$f":"IF(ISNUMBER(MATCH(CR$11,$AG73:$AJ73,0)),1,0)*IF(ISNUMBER($AF73),(1-$AF73),1) + IF(ISNUMBER(MATCH(CR$11,$AK73:$AP73,0)),-1,0)*_xlfn.IFS(ISNUMBER($AD73),$AD73,ISNUMBER($AE73),$AE73,ISNUMBER($AF73),$AF73,AND($AD73=0,$AE73=0,$AF73=0),1)","v":0},{"$f":"IF(ISNUMBER(MATCH(CS$11,$AG73:$AJ73,0)),1,0)*IF(ISNUMBER($AF73),(1-$AF73),1) + IF(ISNUMBER(MATCH(CS$11,$AK73:$AP73,0)),-1,0)*_xlfn.IFS(ISNUMBER($AD73),$AD73,ISNUMBER($AE73),$AE73,ISNUMBER($AF73),$AF73,AND($AD73=0,$AE73=0,$AF73=0),1)","v":0},{"$f":"IF(ISNUMBER(MATCH(CT$11,$AG73:$AJ73,0)),1,0)*IF(ISNUMBER($AF73),(1-$AF73),1) + IF(ISNUMBER(MATCH(CT$11,$AK73:$AP73,0)),-1,0)*_xlfn.IFS(ISNUMBER($AD73),$AD73,ISNUMBER($AE73),$AE73,ISNUMBER($AF73),$AF73,AND($AD73=0,$AE73=0,$AF73=0),1)","v":0},{"$f":"IF(ISNUMBER(MATCH(CU$11,$AG73:$AJ73,0)),1,0)*IF(ISNUMBER($AF73),(1-$AF73),1) + IF(ISNUMBER(MATCH(CU$11,$AK73:$AP73,0)),-1,0)*_xlfn.IFS(ISNUMBER($AD73),$AD73,ISNUMBER($AE73),$AE73,ISNUMBER($AF73),$AF73,AND($AD73=0,$AE73=0,$AF73=0),1)","v":0},{"$f":"IF(ISNUMBER(MATCH(CV$11,$AG73:$AJ73,0)),1,0)*IF(ISNUMBER($AF73),(1-$AF73),1) + IF(ISNUMBER(MATCH(CV$11,$AK73:$AP73,0)),-1,0)*_xlfn.IFS(ISNUMBER($AD73),$AD73,ISNUMBER($AE73),$AE73,ISNUMBER($AF73),$AF73,AND($AD73=0,$AE73=0,$AF73=0),1)","v":0},{"$f":"IF(ISNUMBER(MATCH(CW$11,$AG73:$AJ73,0)),1,0)*IF(ISNUMBER($AF73),(1-$AF73),1) + IF(ISNUMBER(MATCH(CW$11,$AK73:$AP73,0)),-1,0)*_xlfn.IFS(ISNUMBER($AD73),$AD73,ISNUMBER($AE73),$AE73,ISNUMBER($AF73),$AF73,AND($AD73=0,$AE73=0,$AF73=0),1)","v":0},{"$f":"IF(ISNUMBER(MATCH(CX$11,$AG73:$AJ73,0)),1,0)*IF(ISNUMBER($AF73),(1-$AF73),1) + IF(ISNUMBER(MATCH(CX$11,$AK73:$AP73,0)),-1,0)*_xlfn.IFS(ISNUMBER($AD73),$AD73,ISNUMBER($AE73),$AE73,ISNUMBER($AF73),$AF73,AND($AD73=0,$AE73=0,$AF73=0),1)","v":0},{"$f":"IF(ISNUMBER(MATCH(CY$11,$AG73:$AJ73,0)),1,0)*IF(ISNUMBER($AF73),(1-$AF73),1) + IF(ISNUMBER(MATCH(CY$11,$AK73:$AP73,0)),-1,0)*_xlfn.IFS(ISNUMBER($AD73),$AD73,ISNUMBER($AE73),$AE73,ISNUMBER($AF73),$AF73,AND($AD73=0,$AE73=0,$AF73=0),1)","v":-500},{"$f":"IF(ISNUMBER(MATCH(CZ$11,$AG73:$AJ73,0)),1,0)*IF(ISNUMBER($AF73),(1-$AF73),1) + IF(ISNUMBER(MATCH(CZ$11,$AK73:$AP73,0)),-1,0)*_xlfn.IFS(ISNUMBER($AD73),$AD73,ISNUMBER($AE73),$AE73,ISNUMBER($AF73),$AF73,AND($AD73=0,$AE73=0,$AF73=0),1)","v":0},{"$f":"IF(ISNUMBER(MATCH(DA$11,$AG73:$AJ73,0)),1,0)*IF(ISNUMBER($AF73),(1-$AF73),1) + IF(ISNUMBER(MATCH(DA$11,$AK73:$AP73,0)),-1,0)*_xlfn.IFS(ISNUMBER($AD73),$AD73,ISNUMBER($AE73),$AE73,ISNUMBER($AF73),$AF73,AND($AD73=0,$AE73=0,$AF73=0),1)","v":0},{"$f":"IF(ISNUMBER(MATCH(DB$11,$AG73:$AJ73,0)),1,0)*IF(ISNUMBER($AF73),(1-$AF73),1) + IF(ISNUMBER(MATCH(DB$11,$AK73:$AP73,0)),-1,0)*_xlfn.IFS(ISNUMBER($AD73),$AD73,ISNUMBER($AE73),$AE73,ISNUMBER($AF73),$AF73,AND($AD73=0,$AE73=0,$AF73=0),1)","v":1},{"$f":"IF(ISNUMBER(MATCH(DC$11,$AG73:$AJ73,0)),1,0)*IF(ISNUMBER($AF73),(1-$AF73),1) + IF(ISNUMBER(MATCH(DC$11,$AK73:$AP73,0)),-1,0)*_xlfn.IFS(ISNUMBER($AD73),$AD73,ISNUMBER($AE73),$AE73,ISNUMBER($AF73),$AF73,AND($AD73=0,$AE73=0,$AF73=0),1)","v":0},{"$f":"IF(ISNUMBER(MATCH(DD$11,$AG73:$AJ73,0)),1,0)*IF(ISNUMBER($AF73),(1-$AF73),1) + IF(ISNUMBER(MATCH(DD$11,$AK73:$AP73,0)),-1,0)*_xlfn.IFS(ISNUMBER($AD73),$AD73,ISNUMBER($AE73),$AE73,ISNUMBER($AF73),$AF73,AND($AD73=0,$AE73=0,$AF73=0),1)","v":0},{"$f":"IF(ISNUMBER(MATCH(DE$11,$AG73:$AJ73,0)),1,0)*IF(ISNUMBER($AF73),(1-$AF73),1) + IF(ISNUMBER(MATCH(DE$11,$AK73:$AP73,0)),-1,0)*_xlfn.IFS(ISNUMBER($AD73),$AD73,ISNUMBER($AE73),$AE73,ISNUMBER($AF73),$AF73,AND($AD73=0,$AE73=0,$AF73=0),1)","v":0},null,0,"HRU,HT","FC","COP",null,null,null,null,null,null,null,null,null,"e_crit_ups-hru,ht",-0.5,0,0,0,0,0,0,0,0,0,0,0,0,0,0,0,0,0,0,0,0,0,0,0,0,0,0,0,0,0,0,0,0,0,0,0,0,0,0,0,0,0,0,0,0,0,0,0,0,0,0,0,0,0,0,0,0,0,0,0,0,-0.25,0,0,0,0,0,-0.25,null,null,null,null,null,null,null,null,null,null,null,"e_crit_ups-hru,ht",null,0,0,0,0,0,0,0,0,0,0,0,0,0,0,0,0,0,0,0,0,0,0,0,0,0,0,0,0,0,0,0,0,0,0,0,0,0,0,0,0,0,0,0,0,0,0,0,0,0,0,0,0,0,0,0,0,0,0,0,0,-0.25,0,0,0,0,0,-0.25,null,null,"e_crit_ups-hru,ht",171.95695133872559,0,0,0,0,0,0,0,0,0,0,0,0,0,0,0,0.25061728395061728,-0.25061728395061728,0,0.25061728395061728,9.2980777929095593E-2,0,-0.25061728395061728,0,-0.25061728395061728,0,0.25061728395061728,0,0,-0.25061728395061728,0,-0.25061728395061728,0,0.25061728395061728,0.25061728395061728,0,-0.25061728395061728,0,-0.25061728395061728,0,0.25061728395061728,0.25061728395061728,0,-0.25061728395061728,0,0,0,0,0,0,0,0,0,0,0,0,0,-0.25,-6.1728395061728394E-4,0,-0.25,0,0,0,0,-0.25,-0.25]
[null,null,null,null,null,null,null,null,null,null,null,null,null,null,null,null,null,null,"q_hru_eco-fc,ht",687.82780535490235,687.82780535490235,687.82780535490235,687.82780535490235,0,687.82780535490235,null,"Fans","Conservation",null,null,null,null,"e_hru_fs,ht","q_hru_comp-fs,ht","q_hru_fc-fs,ht",null,"q_hru_fs-amb,ht",null,null,null,null,null,null,{"$f":"IF(ISNUMBER(MATCH(AR$11,$AG74:$AJ74,0)),1,0)*IF(ISNUMBER($AF74),(1-$AF74),1) + IF(ISNUMBER(MATCH(AR$11,$AK74:$AP74,0)),-1,0)*_xlfn.IFS(ISNUMBER($AD74),$AD74,ISNUMBER($AE74),$AE74,ISNUMBER($AF74),$AF74,AND($AD74=0,$AE74=0,$AF74=0),1)","v":0},{"$f":"IF(ISNUMBER(MATCH(AS$11,$AG74:$AJ74,0)),1,0)*IF(ISNUMBER($AF74),(1-$AF74),1) + IF(ISNUMBER(MATCH(AS$11,$AK74:$AP74,0)),-1,0)*_xlfn.IFS(ISNUMBER($AD74),$AD74,ISNUMBER($AE74),$AE74,ISNUMBER($AF74),$AF74,AND($AD74=0,$AE74=0,$AF74=0),1)","v":0},{"$f":"IF(ISNUMBER(MATCH(AT$11,$AG74:$AJ74,0)),1,0)*IF(ISNUMBER($AF74),(1-$AF74),1) + IF(ISNUMBER(MATCH(AT$11,$AK74:$AP74,0)),-1,0)*_xlfn.IFS(ISNUMBER($AD74),$AD74,ISNUMBER($AE74),$AE74,ISNUMBER($AF74),$AF74,AND($AD74=0,$AE74=0,$AF74=0),1)","v":0},{"$f":"IF(ISNUMBER(MATCH(AU$11,$AG74:$AJ74,0)),1,0)*IF(ISNUMBER($AF74),(1-$AF74),1) + IF(ISNUMBER(MATCH(AU$11,$AK74:$AP74,0)),-1,0)*_xlfn.IFS(ISNUMBER($AD74),$AD74,ISNUMBER($AE74),$AE74,ISNUMBER($AF74),$AF74,AND($AD74=0,$AE74=0,$AF74=0),1)","v":0},{"$f":"IF(ISNUMBER(MATCH(AV$11,$AG74:$AJ74,0)),1,0)*IF(ISNUMBER($AF74),(1-$AF74),1) + IF(ISNUMBER(MATCH(AV$11,$AK74:$AP74,0)),-1,0)*_xlfn.IFS(ISNUMBER($AD74),$AD74,ISNUMBER($AE74),$AE74,ISNUMBER($AF74),$AF74,AND($AD74=0,$AE74=0,$AF74=0),1)","v":0},{"$f":"IF(ISNUMBER(MATCH(AW$11,$AG74:$AJ74,0)),1,0)*IF(ISNUMBER($AF74),(1-$AF74),1) + IF(ISNUMBER(MATCH(AW$11,$AK74:$AP74,0)),-1,0)*_xlfn.IFS(ISNUMBER($AD74),$AD74,ISNUMBER($AE74),$AE74,ISNUMBER($AF74),$AF74,AND($AD74=0,$AE74=0,$AF74=0),1)","v":0},{"$f":"IF(ISNUMBER(MATCH(AX$11,$AG74:$AJ74,0)),1,0)*IF(ISNUMBER($AF74),(1-$AF74),1) + IF(ISNUMBER(MATCH(AX$11,$AK74:$AP74,0)),-1,0)*_xlfn.IFS(ISNUMBER($AD74),$AD74,ISNUMBER($AE74),$AE74,ISNUMBER($AF74),$AF74,AND($AD74=0,$AE74=0,$AF74=0),1)","v":0},{"$f":"IF(ISNUMBER(MATCH(AY$11,$AG74:$AJ74,0)),1,0)*IF(ISNUMBER($AF74),(1-$AF74),1) + IF(ISNUMBER(MATCH(AY$11,$AK74:$AP74,0)),-1,0)*_xlfn.IFS(ISNUMBER($AD74),$AD74,ISNUMBER($AE74),$AE74,ISNUMBER($AF74),$AF74,AND($AD74=0,$AE74=0,$AF74=0),1)","v":0},{"$f":"IF(ISNUMBER(MATCH(AZ$11,$AG74:$AJ74,0)),1,0)*IF(ISNUMBER($AF74),(1-$AF74),1) + IF(ISNUMBER(MATCH(AZ$11,$AK74:$AP74,0)),-1,0)*_xlfn.IFS(ISNUMBER($AD74),$AD74,ISNUMBER($AE74),$AE74,ISNUMBER($AF74),$AF74,AND($AD74=0,$AE74=0,$AF74=0),1)","v":0},{"$f":"IF(ISNUMBER(MATCH(BA$11,$AG74:$AJ74,0)),1,0)*IF(ISNUMBER($AF74),(1-$AF74),1) + IF(ISNUMBER(MATCH(BA$11,$AK74:$AP74,0)),-1,0)*_xlfn.IFS(ISNUMBER($AD74),$AD74,ISNUMBER($AE74),$AE74,ISNUMBER($AF74),$AF74,AND($AD74=0,$AE74=0,$AF74=0),1)","v":0},{"$f":"IF(ISNUMBER(MATCH(BB$11,$AG74:$AJ74,0)),1,0)*IF(ISNUMBER($AF74),(1-$AF74),1) + IF(ISNUMBER(MATCH(BB$11,$AK74:$AP74,0)),-1,0)*_xlfn.IFS(ISNUMBER($AD74),$AD74,ISNUMBER($AE74),$AE74,ISNUMBER($AF74),$AF74,AND($AD74=0,$AE74=0,$AF74=0),1)","v":0},{"$f":"IF(ISNUMBER(MATCH(BC$11,$AG74:$AJ74,0)),1,0)*IF(ISNUMBER($AF74),(1-$AF74),1) + IF(ISNUMBER(MATCH(BC$11,$AK74:$AP74,0)),-1,0)*_xlfn.IFS(ISNUMBER($AD74),$AD74,ISNUMBER($AE74),$AE74,ISNUMBER($AF74),$AF74,AND($AD74=0,$AE74=0,$AF74=0),1)","v":0},{"$f":"IF(ISNUMBER(MATCH(BD$11,$AG74:$AJ74,0)),1,0)*IF(ISNUMBER($AF74),(1-$AF74),1) + IF(ISNUMBER(MATCH(BD$11,$AK74:$AP74,0)),-1,0)*_xlfn.IFS(ISNUMBER($AD74),$AD74,ISNUMBER($AE74),$AE74,ISNUMBER($AF74),$AF74,AND($AD74=0,$AE74=0,$AF74=0),1)","v":0},{"$f":"IF(ISNUMBER(MATCH(BE$11,$AG74:$AJ74,0)),1,0)*IF(ISNUMBER($AF74),(1-$AF74),1) + IF(ISNUMBER(MATCH(BE$11,$AK74:$AP74,0)),-1,0)*_xlfn.IFS(ISNUMBER($AD74),$AD74,ISNUMBER($AE74),$AE74,ISNUMBER($AF74),$AF74,AND($AD74=0,$AE74=0,$AF74=0),1)","v":0},{"$f":"IF(ISNUMBER(MATCH(BF$11,$AG74:$AJ74,0)),1,0)*IF(ISNUMBER($AF74),(1-$AF74),1) + IF(ISNUMBER(MATCH(BF$11,$AK74:$AP74,0)),-1,0)*_xlfn.IFS(ISNUMBER($AD74),$AD74,ISNUMBER($AE74),$AE74,ISNUMBER($AF74),$AF74,AND($AD74=0,$AE74=0,$AF74=0),1)","v":0},{"$f":"IF(ISNUMBER(MATCH(BG$11,$AG74:$AJ74,0)),1,0)*IF(ISNUMBER($AF74),(1-$AF74),1) + IF(ISNUMBER(MATCH(BG$11,$AK74:$AP74,0)),-1,0)*_xlfn.IFS(ISNUMBER($AD74),$AD74,ISNUMBER($AE74),$AE74,ISNUMBER($AF74),$AF74,AND($AD74=0,$AE74=0,$AF74=0),1)","v":0},{"$f":"IF(ISNUMBER(MATCH(BH$11,$AG74:$AJ74,0)),1,0)*IF(ISNUMBER($AF74),(1-$AF74),1) + IF(ISNUMBER(MATCH(BH$11,$AK74:$AP74,0)),-1,0)*_xlfn.IFS(ISNUMBER($AD74),$AD74,ISNUMBER($AE74),$AE74,ISNUMBER($AF74),$AF74,AND($AD74=0,$AE74=0,$AF74=0),1)","v":0},{"$f":"IF(ISNUMBER(MATCH(BI$11,$AG74:$AJ74,0)),1,0)*IF(ISNUMBER($AF74),(1-$AF74),1) + IF(ISNUMBER(MATCH(BI$11,$AK74:$AP74,0)),-1,0)*_xlfn.IFS(ISNUMBER($AD74),$AD74,ISNUMBER($AE74),$AE74,ISNUMBER($AF74),$AF74,AND($AD74=0,$AE74=0,$AF74=0),1)","v":0},{"$f":"IF(ISNUMBER(MATCH(BJ$11,$AG74:$AJ74,0)),1,0)*IF(ISNUMBER($AF74),(1-$AF74),1) + IF(ISNUMBER(MATCH(BJ$11,$AK74:$AP74,0)),-1,0)*_xlfn.IFS(ISNUMBER($AD74),$AD74,ISNUMBER($AE74),$AE74,ISNUMBER($AF74),$AF74,AND($AD74=0,$AE74=0,$AF74=0),1)","v":0},{"$f":"IF(ISNUMBER(MATCH(BK$11,$AG74:$AJ74,0)),1,0)*IF(ISNUMBER($AF74),(1-$AF74),1) + IF(ISNUMBER(MATCH(BK$11,$AK74:$AP74,0)),-1,0)*_xlfn.IFS(ISNUMBER($AD74),$AD74,ISNUMBER($AE74),$AE74,ISNUMBER($AF74),$AF74,AND($AD74=0,$AE74=0,$AF74=0),1)","v":0},{"$f":"IF(ISNUMBER(MATCH(BL$11,$AG74:$AJ74,0)),1,0)*IF(ISNUMBER($AF74),(1-$AF74),1) + IF(ISNUMBER(MATCH(BL$11,$AK74:$AP74,0)),-1,0)*_xlfn.IFS(ISNUMBER($AD74),$AD74,ISNUMBER($AE74),$AE74,ISNUMBER($AF74),$AF74,AND($AD74=0,$AE74=0,$AF74=0),1)","v":0},{"$f":"IF(ISNUMBER(MATCH(BM$11,$AG74:$AJ74,0)),1,0)*IF(ISNUMBER($AF74),(1-$AF74),1) + IF(ISNUMBER(MATCH(BM$11,$AK74:$AP74,0)),-1,0)*_xlfn.IFS(ISNUMBER($AD74),$AD74,ISNUMBER($AE74),$AE74,ISNUMBER($AF74),$AF74,AND($AD74=0,$AE74=0,$AF74=0),1)","v":0},{"$f":"IF(ISNUMBER(MATCH(BN$11,$AG74:$AJ74,0)),1,0)*IF(ISNUMBER($AF74),(1-$AF74),1) + IF(ISNUMBER(MATCH(BN$11,$AK74:$AP74,0)),-1,0)*_xlfn.IFS(ISNUMBER($AD74),$AD74,ISNUMBER($AE74),$AE74,ISNUMBER($AF74),$AF74,AND($AD74=0,$AE74=0,$AF74=0),1)","v":0},{"$f":"IF(ISNUMBER(MATCH(BO$11,$AG74:$AJ74,0)),1,0)*IF(ISNUMBER($AF74),(1-$AF74),1) + IF(ISNUMBER(MATCH(BO$11,$AK74:$AP74,0)),-1,0)*_xlfn.IFS(ISNUMBER($AD74),$AD74,ISNUMBER($AE74),$AE74,ISNUMBER($AF74),$AF74,AND($AD74=0,$AE74=0,$AF74=0),1)","v":0},{"$f":"IF(ISNUMBER(MATCH(BP$11,$AG74:$AJ74,0)),1,0)*IF(ISNUMBER($AF74),(1-$AF74),1) + IF(ISNUMBER(MATCH(BP$11,$AK74:$AP74,0)),-1,0)*_xlfn.IFS(ISNUMBER($AD74),$AD74,ISNUMBER($AE74),$AE74,ISNUMBER($AF74),$AF74,AND($AD74=0,$AE74=0,$AF74=0),1)","v":0},{"$f":"IF(ISNUMBER(MATCH(BQ$11,$AG74:$AJ74,0)),1,0)*IF(ISNUMBER($AF74),(1-$AF74),1) + IF(ISNUMBER(MATCH(BQ$11,$AK74:$AP74,0)),-1,0)*_xlfn.IFS(ISNUMBER($AD74),$AD74,ISNUMBER($AE74),$AE74,ISNUMBER($AF74),$AF74,AND($AD74=0,$AE74=0,$AF74=0),1)","v":0},{"$f":"IF(ISNUMBER(MATCH(BR$11,$AG74:$AJ74,0)),1,0)*IF(ISNUMBER($AF74),(1-$AF74),1) + IF(ISNUMBER(MATCH(BR$11,$AK74:$AP74,0)),-1,0)*_xlfn.IFS(ISNUMBER($AD74),$AD74,ISNUMBER($AE74),$AE74,ISNUMBER($AF74),$AF74,AND($AD74=0,$AE74=0,$AF74=0),1)","v":0},{"$f":"IF(ISNUMBER(MATCH(BS$11,$AG74:$AJ74,0)),1,0)*IF(ISNUMBER($AF74),(1-$AF74),1) + IF(ISNUMBER(MATCH(BS$11,$AK74:$AP74,0)),-1,0)*_xlfn.IFS(ISNUMBER($AD74),$AD74,ISNUMBER($AE74),$AE74,ISNUMBER($AF74),$AF74,AND($AD74=0,$AE74=0,$AF74=0),1)","v":0},{"$f":"IF(ISNUMBER(MATCH(BT$11,$AG74:$AJ74,0)),1,0)*IF(ISNUMBER($AF74),(1-$AF74),1) + IF(ISNUMBER(MATCH(BT$11,$AK74:$AP74,0)),-1,0)*_xlfn.IFS(ISNUMBER($AD74),$AD74,ISNUMBER($AE74),$AE74,ISNUMBER($AF74),$AF74,AND($AD74=0,$AE74=0,$AF74=0),1)","v":0},{"$f":"IF(ISNUMBER(MATCH(BU$11,$AG74:$AJ74,0)),1,0)*IF(ISNUMBER($AF74),(1-$AF74),1) + IF(ISNUMBER(MATCH(BU$11,$AK74:$AP74,0)),-1,0)*_xlfn.IFS(ISNUMBER($AD74),$AD74,ISNUMBER($AE74),$AE74,ISNUMBER($AF74),$AF74,AND($AD74=0,$AE74=0,$AF74=0),1)","v":0},{"$f":"IF(ISNUMBER(MATCH(BV$11,$AG74:$AJ74,0)),1,0)*IF(ISNUMBER($AF74),(1-$AF74),1) + IF(ISNUMBER(MATCH(BV$11,$AK74:$AP74,0)),-1,0)*_xlfn.IFS(ISNUMBER($AD74),$AD74,ISNUMBER($AE74),$AE74,ISNUMBER($AF74),$AF74,AND($AD74=0,$AE74=0,$AF74=0),1)","v":0},{"$f":"IF(ISNUMBER(MATCH(BW$11,$AG74:$AJ74,0)),1,0)*IF(ISNUMBER($AF74),(1-$AF74),1) + IF(ISNUMBER(MATCH(BW$11,$AK74:$AP74,0)),-1,0)*_xlfn.IFS(ISNUMBER($AD74),$AD74,ISNUMBER($AE74),$AE74,ISNUMBER($AF74),$AF74,AND($AD74=0,$AE74=0,$AF74=0),1)","v":0},{"$f":"IF(ISNUMBER(MATCH(BX$11,$AG74:$AJ74,0)),1,0)*IF(ISNUMBER($AF74),(1-$AF74),1) + IF(ISNUMBER(MATCH(BX$11,$AK74:$AP74,0)),-1,0)*_xlfn.IFS(ISNUMBER($AD74),$AD74,ISNUMBER($AE74),$AE74,ISNUMBER($AF74),$AF74,AND($AD74=0,$AE74=0,$AF74=0),1)","v":0},{"$f":"IF(ISNUMBER(MATCH(BY$11,$AG74:$AJ74,0)),1,0)*IF(ISNUMBER($AF74),(1-$AF74),1) + IF(ISNUMBER(MATCH(BY$11,$AK74:$AP74,0)),-1,0)*_xlfn.IFS(ISNUMBER($AD74),$AD74,ISNUMBER($AE74),$AE74,ISNUMBER($AF74),$AF74,AND($AD74=0,$AE74=0,$AF74=0),1)","v":0},{"$f":"IF(ISNUMBER(MATCH(BZ$11,$AG74:$AJ74,0)),1,0)*IF(ISNUMBER($AF74),(1-$AF74),1) + IF(ISNUMBER(MATCH(BZ$11,$AK74:$AP74,0)),-1,0)*_xlfn.IFS(ISNUMBER($AD74),$AD74,ISNUMBER($AE74),$AE74,ISNUMBER($AF74),$AF74,AND($AD74=0,$AE74=0,$AF74=0),1)","v":0},{"$f":"IF(ISNUMBER(MATCH(CA$11,$AG74:$AJ74,0)),1,0)*IF(ISNUMBER($AF74),(1-$AF74),1) + IF(ISNUMBER(MATCH(CA$11,$AK74:$AP74,0)),-1,0)*_xlfn.IFS(ISNUMBER($AD74),$AD74,ISNUMBER($AE74),$AE74,ISNUMBER($AF74),$AF74,AND($AD74=0,$AE74=0,$AF74=0),1)","v":0},{"$f":"IF(ISNUMBER(MATCH(CB$11,$AG74:$AJ74,0)),1,0)*IF(ISNUMBER($AF74),(1-$AF74),1) + IF(ISNUMBER(MATCH(CB$11,$AK74:$AP74,0)),-1,0)*_xlfn.IFS(ISNUMBER($AD74),$AD74,ISNUMBER($AE74),$AE74,ISNUMBER($AF74),$AF74,AND($AD74=0,$AE74=0,$AF74=0),1)","v":0},{"$f":"IF(ISNUMBER(MATCH(CC$11,$AG74:$AJ74,0)),1,0)*IF(ISNUMBER($AF74),(1-$AF74),1) + IF(ISNUMBER(MATCH(CC$11,$AK74:$AP74,0)),-1,0)*_xlfn.IFS(ISNUMBER($AD74),$AD74,ISNUMBER($AE74),$AE74,ISNUMBER($AF74),$AF74,AND($AD74=0,$AE74=0,$AF74=0),1)","v":0},{"$f":"IF(ISNUMBER(MATCH(CD$11,$AG74:$AJ74,0)),1,0)*IF(ISNUMBER($AF74),(1-$AF74),1) + IF(ISNUMBER(MATCH(CD$11,$AK74:$AP74,0)),-1,0)*_xlfn.IFS(ISNUMBER($AD74),$AD74,ISNUMBER($AE74),$AE74,ISNUMBER($AF74),$AF74,AND($AD74=0,$AE74=0,$AF74=0),1)","v":0},{"$f":"IF(ISNUMBER(MATCH(CE$11,$AG74:$AJ74,0)),1,0)*IF(ISNUMBER($AF74),(1-$AF74),1) + IF(ISNUMBER(MATCH(CE$11,$AK74:$AP74,0)),-1,0)*_xlfn.IFS(ISNUMBER($AD74),$AD74,ISNUMBER($AE74),$AE74,ISNUMBER($AF74),$AF74,AND($AD74=0,$AE74=0,$AF74=0),1)","v":0},{"$f":"IF(ISNUMBER(MATCH(CF$11,$AG74:$AJ74,0)),1,0)*IF(ISNUMBER($AF74),(1-$AF74),1) + IF(ISNUMBER(MATCH(CF$11,$AK74:$AP74,0)),-1,0)*_xlfn.IFS(ISNUMBER($AD74),$AD74,ISNUMBER($AE74),$AE74,ISNUMBER($AF74),$AF74,AND($AD74=0,$AE74=0,$AF74=0),1)","v":0},{"$f":"IF(ISNUMBER(MATCH(CG$11,$AG74:$AJ74,0)),1,0)*IF(ISNUMBER($AF74),(1-$AF74),1) + IF(ISNUMBER(MATCH(CG$11,$AK74:$AP74,0)),-1,0)*_xlfn.IFS(ISNUMBER($AD74),$AD74,ISNUMBER($AE74),$AE74,ISNUMBER($AF74),$AF74,AND($AD74=0,$AE74=0,$AF74=0),1)","v":0},{"$f":"IF(ISNUMBER(MATCH(CH$11,$AG74:$AJ74,0)),1,0)*IF(ISNUMBER($AF74),(1-$AF74),1) + IF(ISNUMBER(MATCH(CH$11,$AK74:$AP74,0)),-1,0)*_xlfn.IFS(ISNUMBER($AD74),$AD74,ISNUMBER($AE74),$AE74,ISNUMBER($AF74),$AF74,AND($AD74=0,$AE74=0,$AF74=0),1)","v":0},{"$f":"IF(ISNUMBER(MATCH(CI$11,$AG74:$AJ74,0)),1,0)*IF(ISNUMBER($AF74),(1-$AF74),1) + IF(ISNUMBER(MATCH(CI$11,$AK74:$AP74,0)),-1,0)*_xlfn.IFS(ISNUMBER($AD74),$AD74,ISNUMBER($AE74),$AE74,ISNUMBER($AF74),$AF74,AND($AD74=0,$AE74=0,$AF74=0),1)","v":0},{"$f":"IF(ISNUMBER(MATCH(CJ$11,$AG74:$AJ74,0)),1,0)*IF(ISNUMBER($AF74),(1-$AF74),1) + IF(ISNUMBER(MATCH(CJ$11,$AK74:$AP74,0)),-1,0)*_xlfn.IFS(ISNUMBER($AD74),$AD74,ISNUMBER($AE74),$AE74,ISNUMBER($AF74),$AF74,AND($AD74=0,$AE74=0,$AF74=0),1)","v":0},{"$f":"IF(ISNUMBER(MATCH(CK$11,$AG74:$AJ74,0)),1,0)*IF(ISNUMBER($AF74),(1-$AF74),1) + IF(ISNUMBER(MATCH(CK$11,$AK74:$AP74,0)),-1,0)*_xlfn.IFS(ISNUMBER($AD74),$AD74,ISNUMBER($AE74),$AE74,ISNUMBER($AF74),$AF74,AND($AD74=0,$AE74=0,$AF74=0),1)","v":0},{"$f":"IF(ISNUMBER(MATCH(CL$11,$AG74:$AJ74,0)),1,0)*IF(ISNUMBER($AF74),(1-$AF74),1) + IF(ISNUMBER(MATCH(CL$11,$AK74:$AP74,0)),-1,0)*_xlfn.IFS(ISNUMBER($AD74),$AD74,ISNUMBER($AE74),$AE74,ISNUMBER($AF74),$AF74,AND($AD74=0,$AE74=0,$AF74=0),1)","v":0},{"$f":"IF(ISNUMBER(MATCH(CM$11,$AG74:$AJ74,0)),1,0)*IF(ISNUMBER($AF74),(1-$AF74),1) + IF(ISNUMBER(MATCH(CM$11,$AK74:$AP74,0)),-1,0)*_xlfn.IFS(ISNUMBER($AD74),$AD74,ISNUMBER($AE74),$AE74,ISNUMBER($AF74),$AF74,AND($AD74=0,$AE74=0,$AF74=0),1)","v":0},{"$f":"IF(ISNUMBER(MATCH(CN$11,$AG74:$AJ74,0)),1,0)*IF(ISNUMBER($AF74),(1-$AF74),1) + IF(ISNUMBER(MATCH(CN$11,$AK74:$AP74,0)),-1,0)*_xlfn.IFS(ISNUMBER($AD74),$AD74,ISNUMBER($AE74),$AE74,ISNUMBER($AF74),$AF74,AND($AD74=0,$AE74=0,$AF74=0),1)","v":0},{"$f":"IF(ISNUMBER(MATCH(CO$11,$AG74:$AJ74,0)),1,0)*IF(ISNUMBER($AF74),(1-$AF74),1) + IF(ISNUMBER(MATCH(CO$11,$AK74:$AP74,0)),-1,0)*_xlfn.IFS(ISNUMBER($AD74),$AD74,ISNUMBER($AE74),$AE74,ISNUMBER($AF74),$AF74,AND($AD74=0,$AE74=0,$AF74=0),1)","v":0},{"$f":"IF(ISNUMBER(MATCH(CP$11,$AG74:$AJ74,0)),1,0)*IF(ISNUMBER($AF74),(1-$AF74),1) + IF(ISNUMBER(MATCH(CP$11,$AK74:$AP74,0)),-1,0)*_xlfn.IFS(ISNUMBER($AD74),$AD74,ISNUMBER($AE74),$AE74,ISNUMBER($AF74),$AF74,AND($AD74=0,$AE74=0,$AF74=0),1)","v":0},{"$f":"IF(ISNUMBER(MATCH(CQ$11,$AG74:$AJ74,0)),1,0)*IF(ISNUMBER($AF74),(1-$AF74),1) + IF(ISNUMBER(MATCH(CQ$11,$AK74:$AP74,0)),-1,0)*_xlfn.IFS(ISNUMBER($AD74),$AD74,ISNUMBER($AE74),$AE74,ISNUMBER($AF74),$AF74,AND($AD74=0,$AE74=0,$AF74=0),1)","v":0},{"$f":"IF(ISNUMBER(MATCH(CR$11,$AG74:$AJ74,0)),1,0)*IF(ISNUMBER($AF74),(1-$AF74),1) + IF(ISNUMBER(MATCH(CR$11,$AK74:$AP74,0)),-1,0)*_xlfn.IFS(ISNUMBER($AD74),$AD74,ISNUMBER($AE74),$AE74,ISNUMBER($AF74),$AF74,AND($AD74=0,$AE74=0,$AF74=0),1)","v":0},{"$f":"IF(ISNUMBER(MATCH(CS$11,$AG74:$AJ74,0)),1,0)*IF(ISNUMBER($AF74),(1-$AF74),1) + IF(ISNUMBER(MATCH(CS$11,$AK74:$AP74,0)),-1,0)*_xlfn.IFS(ISNUMBER($AD74),$AD74,ISNUMBER($AE74),$AE74,ISNUMBER($AF74),$AF74,AND($AD74=0,$AE74=0,$AF74=0),1)","v":0},{"$f":"IF(ISNUMBER(MATCH(CT$11,$AG74:$AJ74,0)),1,0)*IF(ISNUMBER($AF74),(1-$AF74),1) + IF(ISNUMBER(MATCH(CT$11,$AK74:$AP74,0)),-1,0)*_xlfn.IFS(ISNUMBER($AD74),$AD74,ISNUMBER($AE74),$AE74,ISNUMBER($AF74),$AF74,AND($AD74=0,$AE74=0,$AF74=0),1)","v":0},{"$f":"IF(ISNUMBER(MATCH(CU$11,$AG74:$AJ74,0)),1,0)*IF(ISNUMBER($AF74),(1-$AF74),1) + IF(ISNUMBER(MATCH(CU$11,$AK74:$AP74,0)),-1,0)*_xlfn.IFS(ISNUMBER($AD74),$AD74,ISNUMBER($AE74),$AE74,ISNUMBER($AF74),$AF74,AND($AD74=0,$AE74=0,$AF74=0),1)","v":0},{"$f":"IF(ISNUMBER(MATCH(CV$11,$AG74:$AJ74,0)),1,0)*IF(ISNUMBER($AF74),(1-$AF74),1) + IF(ISNUMBER(MATCH(CV$11,$AK74:$AP74,0)),-1,0)*_xlfn.IFS(ISNUMBER($AD74),$AD74,ISNUMBER($AE74),$AE74,ISNUMBER($AF74),$AF74,AND($AD74=0,$AE74=0,$AF74=0),1)","v":0},{"$f":"IF(ISNUMBER(MATCH(CW$11,$AG74:$AJ74,0)),1,0)*IF(ISNUMBER($AF74),(1-$AF74),1) + IF(ISNUMBER(MATCH(CW$11,$AK74:$AP74,0)),-1,0)*_xlfn.IFS(ISNUMBER($AD74),$AD74,ISNUMBER($AE74),$AE74,ISNUMBER($AF74),$AF74,AND($AD74=0,$AE74=0,$AF74=0),1)","v":0},{"$f":"IF(ISNUMBER(MATCH(CX$11,$AG74:$AJ74,0)),1,0)*IF(ISNUMBER($AF74),(1-$AF74),1) + IF(ISNUMBER(MATCH(CX$11,$AK74:$AP74,0)),-1,0)*_xlfn.IFS(ISNUMBER($AD74),$AD74,ISNUMBER($AE74),$AE74,ISNUMBER($AF74),$AF74,AND($AD74=0,$AE74=0,$AF74=0),1)","v":1},{"$f":"IF(ISNUMBER(MATCH(CY$11,$AG74:$AJ74,0)),1,0)*IF(ISNUMBER($AF74),(1-$AF74),1) + IF(ISNUMBER(MATCH(CY$11,$AK74:$AP74,0)),-1,0)*_xlfn.IFS(ISNUMBER($AD74),$AD74,ISNUMBER($AE74),$AE74,ISNUMBER($AF74),$AF74,AND($AD74=0,$AE74=0,$AF74=0),1)","v":0},{"$f":"IF(ISNUMBER(MATCH(CZ$11,$AG74:$AJ74,0)),1,0)*IF(ISNUMBER($AF74),(1-$AF74),1) + IF(ISNUMBER(MATCH(CZ$11,$AK74:$AP74,0)),-1,0)*_xlfn.IFS(ISNUMBER($AD74),$AD74,ISNUMBER($AE74),$AE74,ISNUMBER($AF74),$AF74,AND($AD74=0,$AE74=0,$AF74=0),1)","v":0},{"$f":"IF(ISNUMBER(MATCH(DA$11,$AG74:$AJ74,0)),1,0)*IF(ISNUMBER($AF74),(1-$AF74),1) + IF(ISNUMBER(MATCH(DA$11,$AK74:$AP74,0)),-1,0)*_xlfn.IFS(ISNUMBER($AD74),$AD74,ISNUMBER($AE74),$AE74,ISNUMBER($AF74),$AF74,AND($AD74=0,$AE74=0,$AF74=0),1)","v":0},{"$f":"IF(ISNUMBER(MATCH(DB$11,$AG74:$AJ74,0)),1,0)*IF(ISNUMBER($AF74),(1-$AF74),1) + IF(ISNUMBER(MATCH(DB$11,$AK74:$AP74,0)),-1,0)*_xlfn.IFS(ISNUMBER($AD74),$AD74,ISNUMBER($AE74),$AE74,ISNUMBER($AF74),$AF74,AND($AD74=0,$AE74=0,$AF74=0),1)","v":0},{"$f":"IF(ISNUMBER(MATCH(DC$11,$AG74:$AJ74,0)),1,0)*IF(ISNUMBER($AF74),(1-$AF74),1) + IF(ISNUMBER(MATCH(DC$11,$AK74:$AP74,0)),-1,0)*_xlfn.IFS(ISNUMBER($AD74),$AD74,ISNUMBER($AE74),$AE74,ISNUMBER($AF74),$AF74,AND($AD74=0,$AE74=0,$AF74=0),1)","v":1},{"$f":"IF(ISNUMBER(MATCH(DD$11,$AG74:$AJ74,0)),1,0)*IF(ISNUMBER($AF74),(1-$AF74),1) + IF(ISNUMBER(MATCH(DD$11,$AK74:$AP74,0)),-1,0)*_xlfn.IFS(ISNUMBER($AD74),$AD74,ISNUMBER($AE74),$AE74,ISNUMBER($AF74),$AF74,AND($AD74=0,$AE74=0,$AF74=0),1)","v":1},{"$f":"IF(ISNUMBER(MATCH(DE$11,$AG74:$AJ74,0)),1,0)*IF(ISNUMBER($AF74),(1-$AF74),1) + IF(ISNUMBER(MATCH(DE$11,$AK74:$AP74,0)),-1,0)*_xlfn.IFS(ISNUMBER($AD74),$AD74,ISNUMBER($AE74),$AE74,ISNUMBER($AF74),$AF74,AND($AD74=0,$AE74=0,$AF74=0),1)","v":-1},null,0,"HRU,HT","Fans","Conservation",null,null,null,null,null,null,null,null,null,"q_hru_comp-fs,ht",-0.12276562380416667,13.784069219312242,0,0,0,0,0,0,0,0,0,0,0,0,0,0,0,2.0089481481481482E-2,-2.0089481481481482E-2,0,2.0089481481481482E-2,7.4533391587963023E-3,0,-2.0089481481481482E-2,0,-2.0089481481481482E-2,0,2.0089481481481482E-2,0,0,-2.0089481481481482E-2,0,-2.0089481481481482E-2,0,2.0089481481481482E-2,2.0089481481481482E-2,0,-2.0089481481481482E-2,0,-2.0089481481481482E-2,0,2.0089481481481482E-2,2.0089481481481482E-2,0,-2.0089481481481482E-2,0,0,0,0,0,0,0,0,0,0,0,0,0,-2.0039999999999999E-2,-4.9481481481481485E-5,-0.02,-5.0000000000000001E-3,-0.02,-4.0000000000000003E-5,0,-0.02,-2.0039999999999999E-2,-4.96E-3,null,null,null,null,null,null,null,null,null,null,null,"q_hru_comp-fs,ht",null,13.784069219312242,0,0,0,0,0,0,0,0,0,0,0,0,0,0,0,2.0089481481481482E-2,-2.0089481481481482E-2,0,2.0089481481481482E-2,7.4533391587963023E-3,0,-2.0089481481481482E-2,0,-2.0089481481481482E-2,0,2.0089481481481482E-2,0,0,-2.0089481481481482E-2,0,-2.0089481481481482E-2,0,2.0089481481481482E-2,2.0089481481481482E-2,0,-2.0089481481481482E-2,0,-2.0089481481481482E-2,0,2.0089481481481482E-2,2.0089481481481482E-2,0,-2.0089481481481482E-2,0,0,0,0,0,0,0,0,0,0,0,0,0,-2.0039999999999999E-2,-4.9481481481481485E-5,-0.02,-5.0000000000000001E-3,-0.02,-4.0000000000000003E-5,0,-0.02,-2.0039999999999999E-2,-4.96E-3,null,null,"q_hru_comp-fs,ht",17.195695133872558,0,0,0,0,0,0,0,0,0,0,0,0,0,0,0,2.5061728395061728E-2,-2.5061728395061728E-2,0,2.5061728395061728E-2,9.2980777929095593E-3,0,-2.5061728395061728E-2,0,-2.5061728395061728E-2,0,2.5061728395061728E-2,0,0,-2.5061728395061728E-2,0,-2.5061728395061728E-2,0,2.5061728395061728E-2,2.5061728395061728E-2,0,-2.5061728395061728E-2,0,-2.5061728395061728E-2,0,2.5061728395061728E-2,2.5061728395061728E-2,0,-2.5061728395061728E-2,0,0,0,0,0,0,0,0,0,0,0,0,0,-2.5000000000000001E-2,-6.1728395061728397E-5,-0.02,-5.0000000000000001E-3,-0.02,-4.0000000000000003E-5,0,-0.02,-2.5000000000000001E-2,-4.96E-3]
[null,null,null,null,null,null,null,null,null,null,null,null,null,null,null,null,null,null,"q_hru_comp-fs,ht",0,0,0,0,859.78475669362786,0,null,null,"COP",null,null,{"$f":"'Heat Recovery Cooling Calculate'!L25","v":50},null,"q_hru_comp-fs,ht","q_hru_fc-fs,ht",null,null,"e_hru_fs,ht",null,null,null,null,null,null,{"$f":"IF(ISNUMBER(MATCH(AR$11,$AG75:$AJ75,0)),1,0)*IF(ISNUMBER($AF75),(1-$AF75),1) + IF(ISNUMBER(MATCH(AR$11,$AK75:$AP75,0)),-1,0)*_xlfn.IFS(ISNUMBER($AD75),$AD75,ISNUMBER($AE75),$AE75,ISNUMBER($AF75),$AF75,AND($AD75=0,$AE75=0,$AF75=0),1)","v":0},{"$f":"IF(ISNUMBER(MATCH(AS$11,$AG75:$AJ75,0)),1,0)*IF(ISNUMBER($AF75),(1-$AF75),1) + IF(ISNUMBER(MATCH(AS$11,$AK75:$AP75,0)),-1,0)*_xlfn.IFS(ISNUMBER($AD75),$AD75,ISNUMBER($AE75),$AE75,ISNUMBER($AF75),$AF75,AND($AD75=0,$AE75=0,$AF75=0),1)","v":0},{"$f":"IF(ISNUMBER(MATCH(AT$11,$AG75:$AJ75,0)),1,0)*IF(ISNUMBER($AF75),(1-$AF75),1) + IF(ISNUMBER(MATCH(AT$11,$AK75:$AP75,0)),-1,0)*_xlfn.IFS(ISNUMBER($AD75),$AD75,ISNUMBER($AE75),$AE75,ISNUMBER($AF75),$AF75,AND($AD75=0,$AE75=0,$AF75=0),1)","v":0},{"$f":"IF(ISNUMBER(MATCH(AU$11,$AG75:$AJ75,0)),1,0)*IF(ISNUMBER($AF75),(1-$AF75),1) + IF(ISNUMBER(MATCH(AU$11,$AK75:$AP75,0)),-1,0)*_xlfn.IFS(ISNUMBER($AD75),$AD75,ISNUMBER($AE75),$AE75,ISNUMBER($AF75),$AF75,AND($AD75=0,$AE75=0,$AF75=0),1)","v":0},{"$f":"IF(ISNUMBER(MATCH(AV$11,$AG75:$AJ75,0)),1,0)*IF(ISNUMBER($AF75),(1-$AF75),1) + IF(ISNUMBER(MATCH(AV$11,$AK75:$AP75,0)),-1,0)*_xlfn.IFS(ISNUMBER($AD75),$AD75,ISNUMBER($AE75),$AE75,ISNUMBER($AF75),$AF75,AND($AD75=0,$AE75=0,$AF75=0),1)","v":0},{"$f":"IF(ISNUMBER(MATCH(AW$11,$AG75:$AJ75,0)),1,0)*IF(ISNUMBER($AF75),(1-$AF75),1) + IF(ISNUMBER(MATCH(AW$11,$AK75:$AP75,0)),-1,0)*_xlfn.IFS(ISNUMBER($AD75),$AD75,ISNUMBER($AE75),$AE75,ISNUMBER($AF75),$AF75,AND($AD75=0,$AE75=0,$AF75=0),1)","v":0},{"$f":"IF(ISNUMBER(MATCH(AX$11,$AG75:$AJ75,0)),1,0)*IF(ISNUMBER($AF75),(1-$AF75),1) + IF(ISNUMBER(MATCH(AX$11,$AK75:$AP75,0)),-1,0)*_xlfn.IFS(ISNUMBER($AD75),$AD75,ISNUMBER($AE75),$AE75,ISNUMBER($AF75),$AF75,AND($AD75=0,$AE75=0,$AF75=0),1)","v":0},{"$f":"IF(ISNUMBER(MATCH(AY$11,$AG75:$AJ75,0)),1,0)*IF(ISNUMBER($AF75),(1-$AF75),1) + IF(ISNUMBER(MATCH(AY$11,$AK75:$AP75,0)),-1,0)*_xlfn.IFS(ISNUMBER($AD75),$AD75,ISNUMBER($AE75),$AE75,ISNUMBER($AF75),$AF75,AND($AD75=0,$AE75=0,$AF75=0),1)","v":0},{"$f":"IF(ISNUMBER(MATCH(AZ$11,$AG75:$AJ75,0)),1,0)*IF(ISNUMBER($AF75),(1-$AF75),1) + IF(ISNUMBER(MATCH(AZ$11,$AK75:$AP75,0)),-1,0)*_xlfn.IFS(ISNUMBER($AD75),$AD75,ISNUMBER($AE75),$AE75,ISNUMBER($AF75),$AF75,AND($AD75=0,$AE75=0,$AF75=0),1)","v":0},{"$f":"IF(ISNUMBER(MATCH(BA$11,$AG75:$AJ75,0)),1,0)*IF(ISNUMBER($AF75),(1-$AF75),1) + IF(ISNUMBER(MATCH(BA$11,$AK75:$AP75,0)),-1,0)*_xlfn.IFS(ISNUMBER($AD75),$AD75,ISNUMBER($AE75),$AE75,ISNUMBER($AF75),$AF75,AND($AD75=0,$AE75=0,$AF75=0),1)","v":0},{"$f":"IF(ISNUMBER(MATCH(BB$11,$AG75:$AJ75,0)),1,0)*IF(ISNUMBER($AF75),(1-$AF75),1) + IF(ISNUMBER(MATCH(BB$11,$AK75:$AP75,0)),-1,0)*_xlfn.IFS(ISNUMBER($AD75),$AD75,ISNUMBER($AE75),$AE75,ISNUMBER($AF75),$AF75,AND($AD75=0,$AE75=0,$AF75=0),1)","v":0},{"$f":"IF(ISNUMBER(MATCH(BC$11,$AG75:$AJ75,0)),1,0)*IF(ISNUMBER($AF75),(1-$AF75),1) + IF(ISNUMBER(MATCH(BC$11,$AK75:$AP75,0)),-1,0)*_xlfn.IFS(ISNUMBER($AD75),$AD75,ISNUMBER($AE75),$AE75,ISNUMBER($AF75),$AF75,AND($AD75=0,$AE75=0,$AF75=0),1)","v":0},{"$f":"IF(ISNUMBER(MATCH(BD$11,$AG75:$AJ75,0)),1,0)*IF(ISNUMBER($AF75),(1-$AF75),1) + IF(ISNUMBER(MATCH(BD$11,$AK75:$AP75,0)),-1,0)*_xlfn.IFS(ISNUMBER($AD75),$AD75,ISNUMBER($AE75),$AE75,ISNUMBER($AF75),$AF75,AND($AD75=0,$AE75=0,$AF75=0),1)","v":0},{"$f":"IF(ISNUMBER(MATCH(BE$11,$AG75:$AJ75,0)),1,0)*IF(ISNUMBER($AF75),(1-$AF75),1) + IF(ISNUMBER(MATCH(BE$11,$AK75:$AP75,0)),-1,0)*_xlfn.IFS(ISNUMBER($AD75),$AD75,ISNUMBER($AE75),$AE75,ISNUMBER($AF75),$AF75,AND($AD75=0,$AE75=0,$AF75=0),1)","v":0},{"$f":"IF(ISNUMBER(MATCH(BF$11,$AG75:$AJ75,0)),1,0)*IF(ISNUMBER($AF75),(1-$AF75),1) + IF(ISNUMBER(MATCH(BF$11,$AK75:$AP75,0)),-1,0)*_xlfn.IFS(ISNUMBER($AD75),$AD75,ISNUMBER($AE75),$AE75,ISNUMBER($AF75),$AF75,AND($AD75=0,$AE75=0,$AF75=0),1)","v":0},{"$f":"IF(ISNUMBER(MATCH(BG$11,$AG75:$AJ75,0)),1,0)*IF(ISNUMBER($AF75),(1-$AF75),1) + IF(ISNUMBER(MATCH(BG$11,$AK75:$AP75,0)),-1,0)*_xlfn.IFS(ISNUMBER($AD75),$AD75,ISNUMBER($AE75),$AE75,ISNUMBER($AF75),$AF75,AND($AD75=0,$AE75=0,$AF75=0),1)","v":0},{"$f":"IF(ISNUMBER(MATCH(BH$11,$AG75:$AJ75,0)),1,0)*IF(ISNUMBER($AF75),(1-$AF75),1) + IF(ISNUMBER(MATCH(BH$11,$AK75:$AP75,0)),-1,0)*_xlfn.IFS(ISNUMBER($AD75),$AD75,ISNUMBER($AE75),$AE75,ISNUMBER($AF75),$AF75,AND($AD75=0,$AE75=0,$AF75=0),1)","v":0},{"$f":"IF(ISNUMBER(MATCH(BI$11,$AG75:$AJ75,0)),1,0)*IF(ISNUMBER($AF75),(1-$AF75),1) + IF(ISNUMBER(MATCH(BI$11,$AK75:$AP75,0)),-1,0)*_xlfn.IFS(ISNUMBER($AD75),$AD75,ISNUMBER($AE75),$AE75,ISNUMBER($AF75),$AF75,AND($AD75=0,$AE75=0,$AF75=0),1)","v":0},{"$f":"IF(ISNUMBER(MATCH(BJ$11,$AG75:$AJ75,0)),1,0)*IF(ISNUMBER($AF75),(1-$AF75),1) + IF(ISNUMBER(MATCH(BJ$11,$AK75:$AP75,0)),-1,0)*_xlfn.IFS(ISNUMBER($AD75),$AD75,ISNUMBER($AE75),$AE75,ISNUMBER($AF75),$AF75,AND($AD75=0,$AE75=0,$AF75=0),1)","v":0},{"$f":"IF(ISNUMBER(MATCH(BK$11,$AG75:$AJ75,0)),1,0)*IF(ISNUMBER($AF75),(1-$AF75),1) + IF(ISNUMBER(MATCH(BK$11,$AK75:$AP75,0)),-1,0)*_xlfn.IFS(ISNUMBER($AD75),$AD75,ISNUMBER($AE75),$AE75,ISNUMBER($AF75),$AF75,AND($AD75=0,$AE75=0,$AF75=0),1)","v":0},{"$f":"IF(ISNUMBER(MATCH(BL$11,$AG75:$AJ75,0)),1,0)*IF(ISNUMBER($AF75),(1-$AF75),1) + IF(ISNUMBER(MATCH(BL$11,$AK75:$AP75,0)),-1,0)*_xlfn.IFS(ISNUMBER($AD75),$AD75,ISNUMBER($AE75),$AE75,ISNUMBER($AF75),$AF75,AND($AD75=0,$AE75=0,$AF75=0),1)","v":0},{"$f":"IF(ISNUMBER(MATCH(BM$11,$AG75:$AJ75,0)),1,0)*IF(ISNUMBER($AF75),(1-$AF75),1) + IF(ISNUMBER(MATCH(BM$11,$AK75:$AP75,0)),-1,0)*_xlfn.IFS(ISNUMBER($AD75),$AD75,ISNUMBER($AE75),$AE75,ISNUMBER($AF75),$AF75,AND($AD75=0,$AE75=0,$AF75=0),1)","v":0},{"$f":"IF(ISNUMBER(MATCH(BN$11,$AG75:$AJ75,0)),1,0)*IF(ISNUMBER($AF75),(1-$AF75),1) + IF(ISNUMBER(MATCH(BN$11,$AK75:$AP75,0)),-1,0)*_xlfn.IFS(ISNUMBER($AD75),$AD75,ISNUMBER($AE75),$AE75,ISNUMBER($AF75),$AF75,AND($AD75=0,$AE75=0,$AF75=0),1)","v":0},{"$f":"IF(ISNUMBER(MATCH(BO$11,$AG75:$AJ75,0)),1,0)*IF(ISNUMBER($AF75),(1-$AF75),1) + IF(ISNUMBER(MATCH(BO$11,$AK75:$AP75,0)),-1,0)*_xlfn.IFS(ISNUMBER($AD75),$AD75,ISNUMBER($AE75),$AE75,ISNUMBER($AF75),$AF75,AND($AD75=0,$AE75=0,$AF75=0),1)","v":0},{"$f":"IF(ISNUMBER(MATCH(BP$11,$AG75:$AJ75,0)),1,0)*IF(ISNUMBER($AF75),(1-$AF75),1) + IF(ISNUMBER(MATCH(BP$11,$AK75:$AP75,0)),-1,0)*_xlfn.IFS(ISNUMBER($AD75),$AD75,ISNUMBER($AE75),$AE75,ISNUMBER($AF75),$AF75,AND($AD75=0,$AE75=0,$AF75=0),1)","v":0},{"$f":"IF(ISNUMBER(MATCH(BQ$11,$AG75:$AJ75,0)),1,0)*IF(ISNUMBER($AF75),(1-$AF75),1) + IF(ISNUMBER(MATCH(BQ$11,$AK75:$AP75,0)),-1,0)*_xlfn.IFS(ISNUMBER($AD75),$AD75,ISNUMBER($AE75),$AE75,ISNUMBER($AF75),$AF75,AND($AD75=0,$AE75=0,$AF75=0),1)","v":0},{"$f":"IF(ISNUMBER(MATCH(BR$11,$AG75:$AJ75,0)),1,0)*IF(ISNUMBER($AF75),(1-$AF75),1) + IF(ISNUMBER(MATCH(BR$11,$AK75:$AP75,0)),-1,0)*_xlfn.IFS(ISNUMBER($AD75),$AD75,ISNUMBER($AE75),$AE75,ISNUMBER($AF75),$AF75,AND($AD75=0,$AE75=0,$AF75=0),1)","v":0},{"$f":"IF(ISNUMBER(MATCH(BS$11,$AG75:$AJ75,0)),1,0)*IF(ISNUMBER($AF75),(1-$AF75),1) + IF(ISNUMBER(MATCH(BS$11,$AK75:$AP75,0)),-1,0)*_xlfn.IFS(ISNUMBER($AD75),$AD75,ISNUMBER($AE75),$AE75,ISNUMBER($AF75),$AF75,AND($AD75=0,$AE75=0,$AF75=0),1)","v":0},{"$f":"IF(ISNUMBER(MATCH(BT$11,$AG75:$AJ75,0)),1,0)*IF(ISNUMBER($AF75),(1-$AF75),1) + IF(ISNUMBER(MATCH(BT$11,$AK75:$AP75,0)),-1,0)*_xlfn.IFS(ISNUMBER($AD75),$AD75,ISNUMBER($AE75),$AE75,ISNUMBER($AF75),$AF75,AND($AD75=0,$AE75=0,$AF75=0),1)","v":0},{"$f":"IF(ISNUMBER(MATCH(BU$11,$AG75:$AJ75,0)),1,0)*IF(ISNUMBER($AF75),(1-$AF75),1) + IF(ISNUMBER(MATCH(BU$11,$AK75:$AP75,0)),-1,0)*_xlfn.IFS(ISNUMBER($AD75),$AD75,ISNUMBER($AE75),$AE75,ISNUMBER($AF75),$AF75,AND($AD75=0,$AE75=0,$AF75=0),1)","v":0},{"$f":"IF(ISNUMBER(MATCH(BV$11,$AG75:$AJ75,0)),1,0)*IF(ISNUMBER($AF75),(1-$AF75),1) + IF(ISNUMBER(MATCH(BV$11,$AK75:$AP75,0)),-1,0)*_xlfn.IFS(ISNUMBER($AD75),$AD75,ISNUMBER($AE75),$AE75,ISNUMBER($AF75),$AF75,AND($AD75=0,$AE75=0,$AF75=0),1)","v":0},{"$f":"IF(ISNUMBER(MATCH(BW$11,$AG75:$AJ75,0)),1,0)*IF(ISNUMBER($AF75),(1-$AF75),1) + IF(ISNUMBER(MATCH(BW$11,$AK75:$AP75,0)),-1,0)*_xlfn.IFS(ISNUMBER($AD75),$AD75,ISNUMBER($AE75),$AE75,ISNUMBER($AF75),$AF75,AND($AD75=0,$AE75=0,$AF75=0),1)","v":0},{"$f":"IF(ISNUMBER(MATCH(BX$11,$AG75:$AJ75,0)),1,0)*IF(ISNUMBER($AF75),(1-$AF75),1) + IF(ISNUMBER(MATCH(BX$11,$AK75:$AP75,0)),-1,0)*_xlfn.IFS(ISNUMBER($AD75),$AD75,ISNUMBER($AE75),$AE75,ISNUMBER($AF75),$AF75,AND($AD75=0,$AE75=0,$AF75=0),1)","v":0},{"$f":"IF(ISNUMBER(MATCH(BY$11,$AG75:$AJ75,0)),1,0)*IF(ISNUMBER($AF75),(1-$AF75),1) + IF(ISNUMBER(MATCH(BY$11,$AK75:$AP75,0)),-1,0)*_xlfn.IFS(ISNUMBER($AD75),$AD75,ISNUMBER($AE75),$AE75,ISNUMBER($AF75),$AF75,AND($AD75=0,$AE75=0,$AF75=0),1)","v":0},{"$f":"IF(ISNUMBER(MATCH(BZ$11,$AG75:$AJ75,0)),1,0)*IF(ISNUMBER($AF75),(1-$AF75),1) + IF(ISNUMBER(MATCH(BZ$11,$AK75:$AP75,0)),-1,0)*_xlfn.IFS(ISNUMBER($AD75),$AD75,ISNUMBER($AE75),$AE75,ISNUMBER($AF75),$AF75,AND($AD75=0,$AE75=0,$AF75=0),1)","v":0},{"$f":"IF(ISNUMBER(MATCH(CA$11,$AG75:$AJ75,0)),1,0)*IF(ISNUMBER($AF75),(1-$AF75),1) + IF(ISNUMBER(MATCH(CA$11,$AK75:$AP75,0)),-1,0)*_xlfn.IFS(ISNUMBER($AD75),$AD75,ISNUMBER($AE75),$AE75,ISNUMBER($AF75),$AF75,AND($AD75=0,$AE75=0,$AF75=0),1)","v":0},{"$f":"IF(ISNUMBER(MATCH(CB$11,$AG75:$AJ75,0)),1,0)*IF(ISNUMBER($AF75),(1-$AF75),1) + IF(ISNUMBER(MATCH(CB$11,$AK75:$AP75,0)),-1,0)*_xlfn.IFS(ISNUMBER($AD75),$AD75,ISNUMBER($AE75),$AE75,ISNUMBER($AF75),$AF75,AND($AD75=0,$AE75=0,$AF75=0),1)","v":0},{"$f":"IF(ISNUMBER(MATCH(CC$11,$AG75:$AJ75,0)),1,0)*IF(ISNUMBER($AF75),(1-$AF75),1) + IF(ISNUMBER(MATCH(CC$11,$AK75:$AP75,0)),-1,0)*_xlfn.IFS(ISNUMBER($AD75),$AD75,ISNUMBER($AE75),$AE75,ISNUMBER($AF75),$AF75,AND($AD75=0,$AE75=0,$AF75=0),1)","v":0},{"$f":"IF(ISNUMBER(MATCH(CD$11,$AG75:$AJ75,0)),1,0)*IF(ISNUMBER($AF75),(1-$AF75),1) + IF(ISNUMBER(MATCH(CD$11,$AK75:$AP75,0)),-1,0)*_xlfn.IFS(ISNUMBER($AD75),$AD75,ISNUMBER($AE75),$AE75,ISNUMBER($AF75),$AF75,AND($AD75=0,$AE75=0,$AF75=0),1)","v":0},{"$f":"IF(ISNUMBER(MATCH(CE$11,$AG75:$AJ75,0)),1,0)*IF(ISNUMBER($AF75),(1-$AF75),1) + IF(ISNUMBER(MATCH(CE$11,$AK75:$AP75,0)),-1,0)*_xlfn.IFS(ISNUMBER($AD75),$AD75,ISNUMBER($AE75),$AE75,ISNUMBER($AF75),$AF75,AND($AD75=0,$AE75=0,$AF75=0),1)","v":0},{"$f":"IF(ISNUMBER(MATCH(CF$11,$AG75:$AJ75,0)),1,0)*IF(ISNUMBER($AF75),(1-$AF75),1) + IF(ISNUMBER(MATCH(CF$11,$AK75:$AP75,0)),-1,0)*_xlfn.IFS(ISNUMBER($AD75),$AD75,ISNUMBER($AE75),$AE75,ISNUMBER($AF75),$AF75,AND($AD75=0,$AE75=0,$AF75=0),1)","v":0},{"$f":"IF(ISNUMBER(MATCH(CG$11,$AG75:$AJ75,0)),1,0)*IF(ISNUMBER($AF75),(1-$AF75),1) + IF(ISNUMBER(MATCH(CG$11,$AK75:$AP75,0)),-1,0)*_xlfn.IFS(ISNUMBER($AD75),$AD75,ISNUMBER($AE75),$AE75,ISNUMBER($AF75),$AF75,AND($AD75=0,$AE75=0,$AF75=0),1)","v":0},{"$f":"IF(ISNUMBER(MATCH(CH$11,$AG75:$AJ75,0)),1,0)*IF(ISNUMBER($AF75),(1-$AF75),1) + IF(ISNUMBER(MATCH(CH$11,$AK75:$AP75,0)),-1,0)*_xlfn.IFS(ISNUMBER($AD75),$AD75,ISNUMBER($AE75),$AE75,ISNUMBER($AF75),$AF75,AND($AD75=0,$AE75=0,$AF75=0),1)","v":0},{"$f":"IF(ISNUMBER(MATCH(CI$11,$AG75:$AJ75,0)),1,0)*IF(ISNUMBER($AF75),(1-$AF75),1) + IF(ISNUMBER(MATCH(CI$11,$AK75:$AP75,0)),-1,0)*_xlfn.IFS(ISNUMBER($AD75),$AD75,ISNUMBER($AE75),$AE75,ISNUMBER($AF75),$AF75,AND($AD75=0,$AE75=0,$AF75=0),1)","v":0},{"$f":"IF(ISNUMBER(MATCH(CJ$11,$AG75:$AJ75,0)),1,0)*IF(ISNUMBER($AF75),(1-$AF75),1) + IF(ISNUMBER(MATCH(CJ$11,$AK75:$AP75,0)),-1,0)*_xlfn.IFS(ISNUMBER($AD75),$AD75,ISNUMBER($AE75),$AE75,ISNUMBER($AF75),$AF75,AND($AD75=0,$AE75=0,$AF75=0),1)","v":0},{"$f":"IF(ISNUMBER(MATCH(CK$11,$AG75:$AJ75,0)),1,0)*IF(ISNUMBER($AF75),(1-$AF75),1) + IF(ISNUMBER(MATCH(CK$11,$AK75:$AP75,0)),-1,0)*_xlfn.IFS(ISNUMBER($AD75),$AD75,ISNUMBER($AE75),$AE75,ISNUMBER($AF75),$AF75,AND($AD75=0,$AE75=0,$AF75=0),1)","v":0},{"$f":"IF(ISNUMBER(MATCH(CL$11,$AG75:$AJ75,0)),1,0)*IF(ISNUMBER($AF75),(1-$AF75),1) + IF(ISNUMBER(MATCH(CL$11,$AK75:$AP75,0)),-1,0)*_xlfn.IFS(ISNUMBER($AD75),$AD75,ISNUMBER($AE75),$AE75,ISNUMBER($AF75),$AF75,AND($AD75=0,$AE75=0,$AF75=0),1)","v":0},{"$f":"IF(ISNUMBER(MATCH(CM$11,$AG75:$AJ75,0)),1,0)*IF(ISNUMBER($AF75),(1-$AF75),1) + IF(ISNUMBER(MATCH(CM$11,$AK75:$AP75,0)),-1,0)*_xlfn.IFS(ISNUMBER($AD75),$AD75,ISNUMBER($AE75),$AE75,ISNUMBER($AF75),$AF75,AND($AD75=0,$AE75=0,$AF75=0),1)","v":0},{"$f":"IF(ISNUMBER(MATCH(CN$11,$AG75:$AJ75,0)),1,0)*IF(ISNUMBER($AF75),(1-$AF75),1) + IF(ISNUMBER(MATCH(CN$11,$AK75:$AP75,0)),-1,0)*_xlfn.IFS(ISNUMBER($AD75),$AD75,ISNUMBER($AE75),$AE75,ISNUMBER($AF75),$AF75,AND($AD75=0,$AE75=0,$AF75=0),1)","v":0},{"$f":"IF(ISNUMBER(MATCH(CO$11,$AG75:$AJ75,0)),1,0)*IF(ISNUMBER($AF75),(1-$AF75),1) + IF(ISNUMBER(MATCH(CO$11,$AK75:$AP75,0)),-1,0)*_xlfn.IFS(ISNUMBER($AD75),$AD75,ISNUMBER($AE75),$AE75,ISNUMBER($AF75),$AF75,AND($AD75=0,$AE75=0,$AF75=0),1)","v":0},{"$f":"IF(ISNUMBER(MATCH(CP$11,$AG75:$AJ75,0)),1,0)*IF(ISNUMBER($AF75),(1-$AF75),1) + IF(ISNUMBER(MATCH(CP$11,$AK75:$AP75,0)),-1,0)*_xlfn.IFS(ISNUMBER($AD75),$AD75,ISNUMBER($AE75),$AE75,ISNUMBER($AF75),$AF75,AND($AD75=0,$AE75=0,$AF75=0),1)","v":0},{"$f":"IF(ISNUMBER(MATCH(CQ$11,$AG75:$AJ75,0)),1,0)*IF(ISNUMBER($AF75),(1-$AF75),1) + IF(ISNUMBER(MATCH(CQ$11,$AK75:$AP75,0)),-1,0)*_xlfn.IFS(ISNUMBER($AD75),$AD75,ISNUMBER($AE75),$AE75,ISNUMBER($AF75),$AF75,AND($AD75=0,$AE75=0,$AF75=0),1)","v":0},{"$f":"IF(ISNUMBER(MATCH(CR$11,$AG75:$AJ75,0)),1,0)*IF(ISNUMBER($AF75),(1-$AF75),1) + IF(ISNUMBER(MATCH(CR$11,$AK75:$AP75,0)),-1,0)*_xlfn.IFS(ISNUMBER($AD75),$AD75,ISNUMBER($AE75),$AE75,ISNUMBER($AF75),$AF75,AND($AD75=0,$AE75=0,$AF75=0),1)","v":0},{"$f":"IF(ISNUMBER(MATCH(CS$11,$AG75:$AJ75,0)),1,0)*IF(ISNUMBER($AF75),(1-$AF75),1) + IF(ISNUMBER(MATCH(CS$11,$AK75:$AP75,0)),-1,0)*_xlfn.IFS(ISNUMBER($AD75),$AD75,ISNUMBER($AE75),$AE75,ISNUMBER($AF75),$AF75,AND($AD75=0,$AE75=0,$AF75=0),1)","v":0},{"$f":"IF(ISNUMBER(MATCH(CT$11,$AG75:$AJ75,0)),1,0)*IF(ISNUMBER($AF75),(1-$AF75),1) + IF(ISNUMBER(MATCH(CT$11,$AK75:$AP75,0)),-1,0)*_xlfn.IFS(ISNUMBER($AD75),$AD75,ISNUMBER($AE75),$AE75,ISNUMBER($AF75),$AF75,AND($AD75=0,$AE75=0,$AF75=0),1)","v":0},{"$f":"IF(ISNUMBER(MATCH(CU$11,$AG75:$AJ75,0)),1,0)*IF(ISNUMBER($AF75),(1-$AF75),1) + IF(ISNUMBER(MATCH(CU$11,$AK75:$AP75,0)),-1,0)*_xlfn.IFS(ISNUMBER($AD75),$AD75,ISNUMBER($AE75),$AE75,ISNUMBER($AF75),$AF75,AND($AD75=0,$AE75=0,$AF75=0),1)","v":0},{"$f":"IF(ISNUMBER(MATCH(CV$11,$AG75:$AJ75,0)),1,0)*IF(ISNUMBER($AF75),(1-$AF75),1) + IF(ISNUMBER(MATCH(CV$11,$AK75:$AP75,0)),-1,0)*_xlfn.IFS(ISNUMBER($AD75),$AD75,ISNUMBER($AE75),$AE75,ISNUMBER($AF75),$AF75,AND($AD75=0,$AE75=0,$AF75=0),1)","v":0},{"$f":"IF(ISNUMBER(MATCH(CW$11,$AG75:$AJ75,0)),1,0)*IF(ISNUMBER($AF75),(1-$AF75),1) + IF(ISNUMBER(MATCH(CW$11,$AK75:$AP75,0)),-1,0)*_xlfn.IFS(ISNUMBER($AD75),$AD75,ISNUMBER($AE75),$AE75,ISNUMBER($AF75),$AF75,AND($AD75=0,$AE75=0,$AF75=0),1)","v":0},{"$f":"IF(ISNUMBER(MATCH(CX$11,$AG75:$AJ75,0)),1,0)*IF(ISNUMBER($AF75),(1-$AF75),1) + IF(ISNUMBER(MATCH(CX$11,$AK75:$AP75,0)),-1,0)*_xlfn.IFS(ISNUMBER($AD75),$AD75,ISNUMBER($AE75),$AE75,ISNUMBER($AF75),$AF75,AND($AD75=0,$AE75=0,$AF75=0),1)","v":-50},{"$f":"IF(ISNUMBER(MATCH(CY$11,$AG75:$AJ75,0)),1,0)*IF(ISNUMBER($AF75),(1-$AF75),1) + IF(ISNUMBER(MATCH(CY$11,$AK75:$AP75,0)),-1,0)*_xlfn.IFS(ISNUMBER($AD75),$AD75,ISNUMBER($AE75),$AE75,ISNUMBER($AF75),$AF75,AND($AD75=0,$AE75=0,$AF75=0),1)","v":0},{"$f":"IF(ISNUMBER(MATCH(CZ$11,$AG75:$AJ75,0)),1,0)*IF(ISNUMBER($AF75),(1-$AF75),1) + IF(ISNUMBER(MATCH(CZ$11,$AK75:$AP75,0)),-1,0)*_xlfn.IFS(ISNUMBER($AD75),$AD75,ISNUMBER($AE75),$AE75,ISNUMBER($AF75),$AF75,AND($AD75=0,$AE75=0,$AF75=0),1)","v":0},{"$f":"IF(ISNUMBER(MATCH(DA$11,$AG75:$AJ75,0)),1,0)*IF(ISNUMBER($AF75),(1-$AF75),1) + IF(ISNUMBER(MATCH(DA$11,$AK75:$AP75,0)),-1,0)*_xlfn.IFS(ISNUMBER($AD75),$AD75,ISNUMBER($AE75),$AE75,ISNUMBER($AF75),$AF75,AND($AD75=0,$AE75=0,$AF75=0),1)","v":0},{"$f":"IF(ISNUMBER(MATCH(DB$11,$AG75:$AJ75,0)),1,0)*IF(ISNUMBER($AF75),(1-$AF75),1) + IF(ISNUMBER(MATCH(DB$11,$AK75:$AP75,0)),-1,0)*_xlfn.IFS(ISNUMBER($AD75),$AD75,ISNUMBER($AE75),$AE75,ISNUMBER($AF75),$AF75,AND($AD75=0,$AE75=0,$AF75=0),1)","v":0},{"$f":"IF(ISNUMBER(MATCH(DC$11,$AG75:$AJ75,0)),1,0)*IF(ISNUMBER($AF75),(1-$AF75),1) + IF(ISNUMBER(MATCH(DC$11,$AK75:$AP75,0)),-1,0)*_xlfn.IFS(ISNUMBER($AD75),$AD75,ISNUMBER($AE75),$AE75,ISNUMBER($AF75),$AF75,AND($AD75=0,$AE75=0,$AF75=0),1)","v":1},{"$f":"IF(ISNUMBER(MATCH(DD$11,$AG75:$AJ75,0)),1,0)*IF(ISNUMBER($AF75),(1-$AF75),1) + IF(ISNUMBER(MATCH(DD$11,$AK75:$AP75,0)),-1,0)*_xlfn.IFS(ISNUMBER($AD75),$AD75,ISNUMBER($AE75),$AE75,ISNUMBER($AF75),$AF75,AND($AD75=0,$AE75=0,$AF75=0),1)","v":1},{"$f":"IF(ISNUMBER(MATCH(DE$11,$AG75:$AJ75,0)),1,0)*IF(ISNUMBER($AF75),(1-$AF75),1) + IF(ISNUMBER(MATCH(DE$11,$AK75:$AP75,0)),-1,0)*_xlfn.IFS(ISNUMBER($AD75),$AD75,ISNUMBER($AE75),$AE75,ISNUMBER($AF75),$AF75,AND($AD75=0,$AE75=0,$AF75=0),1)","v":0},null,0,"HRU,HT","Fans","COP",null,null,null,null,null,null,null,null,null,"e_hru_comp,ht",-5.2660303197771116E-3,1.3756556107098046,0,0,0,0,0,0,0,0,0,0,0,0,0,0,0,2.0049382716049381E-3,-2.0049382716049381E-3,0,2.0049382716049381E-3,7.4384622343276474E-4,0,-2.0049382716049381E-3,0,-2.0049382716049381E-3,0,2.0049382716049381E-3,0,0,-2.0049382716049381E-3,0,-2.0049382716049381E-3,0,2.0049382716049381E-3,2.0049382716049381E-3,0,-2.0049382716049381E-3,0,-2.0049382716049381E-3,0,2.0049382716049381E-3,2.0049382716049381E-3,0,-2.0049382716049381E-3,0,0,0,0,0,0,0,0,0,0,0,0,0,-2E-3,-4.9382716049382725E-6,0,0,0,-2E-3,0,0,-2E-3,2E-3,null,null,null,null,null,null,null,null,null,null,null,"e_hru_comp,ht",null,1.3756556107098046,0,0,0,0,0,0,0,0,0,0,0,0,0,0,0,2.0049382716049381E-3,-2.0049382716049381E-3,0,2.0049382716049381E-3,7.4384622343276474E-4,0,-2.0049382716049381E-3,0,-2.0049382716049381E-3,0,2.0049382716049381E-3,0,0,-2.0049382716049381E-3,0,-2.0049382716049381E-3,0,2.0049382716049381E-3,2.0049382716049381E-3,0,-2.0049382716049381E-3,0,-2.0049382716049381E-3,0,2.0049382716049381E-3,2.0049382716049381E-3,0,-2.0049382716049381E-3,0,0,0,0,0,0,0,0,0,0,0,0,0,-2E-3,-4.9382716049382725E-6,0,0,0,-2E-3,0,0,-2E-3,2E-3,null,null,"e_hru_comp,ht",0,0,0,0,0,0,0,0,0,0,0,0,0,0,0,0,0,0,0,0,0,0,0,0,0,0,0,0,0,0,0,0,0,0,0,0,0,0,0,0,0,0,0,0,0,0,0,0,0,0,0,0,0,0,0,0,0,0,0,0,0,0,-2E-3,0,0,0,2E-3]
[null,null,null,null,null,null,null,null,null,null,null,null,null,null,null,null,null,null,"q_hru_fc-fs,ht",689.20346096561207,{"$f":"SUMPRODUCT($V$10:$X$10,V76:X76)","v":689.20346096561207},689.20346096561207,689.20346096561207,0,689.20346096561207,null,"Eco","Conservation",null,null,null,null,"q_hru_pump-eco,ht",null,null,null,"q_hru_eco-comp,ht","q_hru_eco-fc,ht",null,null,null,null,null,{"$f":"IF(ISNUMBER(MATCH(AR$11,$AG76:$AJ76,0)),1,0)*IF(ISNUMBER($AF76),(1-$AF76),1) + IF(ISNUMBER(MATCH(AR$11,$AK76:$AP76,0)),-1,0)*_xlfn.IFS(ISNUMBER($AD76),$AD76,ISNUMBER($AE76),$AE76,ISNUMBER($AF76),$AF76,AND($AD76=0,$AE76=0,$AF76=0),1)","v":0},{"$f":"IF(ISNUMBER(MATCH(AS$11,$AG76:$AJ76,0)),1,0)*IF(ISNUMBER($AF76),(1-$AF76),1) + IF(ISNUMBER(MATCH(AS$11,$AK76:$AP76,0)),-1,0)*_xlfn.IFS(ISNUMBER($AD76),$AD76,ISNUMBER($AE76),$AE76,ISNUMBER($AF76),$AF76,AND($AD76=0,$AE76=0,$AF76=0),1)","v":0},{"$f":"IF(ISNUMBER(MATCH(AT$11,$AG76:$AJ76,0)),1,0)*IF(ISNUMBER($AF76),(1-$AF76),1) + IF(ISNUMBER(MATCH(AT$11,$AK76:$AP76,0)),-1,0)*_xlfn.IFS(ISNUMBER($AD76),$AD76,ISNUMBER($AE76),$AE76,ISNUMBER($AF76),$AF76,AND($AD76=0,$AE76=0,$AF76=0),1)","v":0},{"$f":"IF(ISNUMBER(MATCH(AU$11,$AG76:$AJ76,0)),1,0)*IF(ISNUMBER($AF76),(1-$AF76),1) + IF(ISNUMBER(MATCH(AU$11,$AK76:$AP76,0)),-1,0)*_xlfn.IFS(ISNUMBER($AD76),$AD76,ISNUMBER($AE76),$AE76,ISNUMBER($AF76),$AF76,AND($AD76=0,$AE76=0,$AF76=0),1)","v":0},{"$f":"IF(ISNUMBER(MATCH(AV$11,$AG76:$AJ76,0)),1,0)*IF(ISNUMBER($AF76),(1-$AF76),1) + IF(ISNUMBER(MATCH(AV$11,$AK76:$AP76,0)),-1,0)*_xlfn.IFS(ISNUMBER($AD76),$AD76,ISNUMBER($AE76),$AE76,ISNUMBER($AF76),$AF76,AND($AD76=0,$AE76=0,$AF76=0),1)","v":0},{"$f":"IF(ISNUMBER(MATCH(AW$11,$AG76:$AJ76,0)),1,0)*IF(ISNUMBER($AF76),(1-$AF76),1) + IF(ISNUMBER(MATCH(AW$11,$AK76:$AP76,0)),-1,0)*_xlfn.IFS(ISNUMBER($AD76),$AD76,ISNUMBER($AE76),$AE76,ISNUMBER($AF76),$AF76,AND($AD76=0,$AE76=0,$AF76=0),1)","v":0},{"$f":"IF(ISNUMBER(MATCH(AX$11,$AG76:$AJ76,0)),1,0)*IF(ISNUMBER($AF76),(1-$AF76),1) + IF(ISNUMBER(MATCH(AX$11,$AK76:$AP76,0)),-1,0)*_xlfn.IFS(ISNUMBER($AD76),$AD76,ISNUMBER($AE76),$AE76,ISNUMBER($AF76),$AF76,AND($AD76=0,$AE76=0,$AF76=0),1)","v":0},{"$f":"IF(ISNUMBER(MATCH(AY$11,$AG76:$AJ76,0)),1,0)*IF(ISNUMBER($AF76),(1-$AF76),1) + IF(ISNUMBER(MATCH(AY$11,$AK76:$AP76,0)),-1,0)*_xlfn.IFS(ISNUMBER($AD76),$AD76,ISNUMBER($AE76),$AE76,ISNUMBER($AF76),$AF76,AND($AD76=0,$AE76=0,$AF76=0),1)","v":0},{"$f":"IF(ISNUMBER(MATCH(AZ$11,$AG76:$AJ76,0)),1,0)*IF(ISNUMBER($AF76),(1-$AF76),1) + IF(ISNUMBER(MATCH(AZ$11,$AK76:$AP76,0)),-1,0)*_xlfn.IFS(ISNUMBER($AD76),$AD76,ISNUMBER($AE76),$AE76,ISNUMBER($AF76),$AF76,AND($AD76=0,$AE76=0,$AF76=0),1)","v":0},{"$f":"IF(ISNUMBER(MATCH(BA$11,$AG76:$AJ76,0)),1,0)*IF(ISNUMBER($AF76),(1-$AF76),1) + IF(ISNUMBER(MATCH(BA$11,$AK76:$AP76,0)),-1,0)*_xlfn.IFS(ISNUMBER($AD76),$AD76,ISNUMBER($AE76),$AE76,ISNUMBER($AF76),$AF76,AND($AD76=0,$AE76=0,$AF76=0),1)","v":0},{"$f":"IF(ISNUMBER(MATCH(BB$11,$AG76:$AJ76,0)),1,0)*IF(ISNUMBER($AF76),(1-$AF76),1) + IF(ISNUMBER(MATCH(BB$11,$AK76:$AP76,0)),-1,0)*_xlfn.IFS(ISNUMBER($AD76),$AD76,ISNUMBER($AE76),$AE76,ISNUMBER($AF76),$AF76,AND($AD76=0,$AE76=0,$AF76=0),1)","v":0},{"$f":"IF(ISNUMBER(MATCH(BC$11,$AG76:$AJ76,0)),1,0)*IF(ISNUMBER($AF76),(1-$AF76),1) + IF(ISNUMBER(MATCH(BC$11,$AK76:$AP76,0)),-1,0)*_xlfn.IFS(ISNUMBER($AD76),$AD76,ISNUMBER($AE76),$AE76,ISNUMBER($AF76),$AF76,AND($AD76=0,$AE76=0,$AF76=0),1)","v":0},{"$f":"IF(ISNUMBER(MATCH(BD$11,$AG76:$AJ76,0)),1,0)*IF(ISNUMBER($AF76),(1-$AF76),1) + IF(ISNUMBER(MATCH(BD$11,$AK76:$AP76,0)),-1,0)*_xlfn.IFS(ISNUMBER($AD76),$AD76,ISNUMBER($AE76),$AE76,ISNUMBER($AF76),$AF76,AND($AD76=0,$AE76=0,$AF76=0),1)","v":0},{"$f":"IF(ISNUMBER(MATCH(BE$11,$AG76:$AJ76,0)),1,0)*IF(ISNUMBER($AF76),(1-$AF76),1) + IF(ISNUMBER(MATCH(BE$11,$AK76:$AP76,0)),-1,0)*_xlfn.IFS(ISNUMBER($AD76),$AD76,ISNUMBER($AE76),$AE76,ISNUMBER($AF76),$AF76,AND($AD76=0,$AE76=0,$AF76=0),1)","v":0},{"$f":"IF(ISNUMBER(MATCH(BF$11,$AG76:$AJ76,0)),1,0)*IF(ISNUMBER($AF76),(1-$AF76),1) + IF(ISNUMBER(MATCH(BF$11,$AK76:$AP76,0)),-1,0)*_xlfn.IFS(ISNUMBER($AD76),$AD76,ISNUMBER($AE76),$AE76,ISNUMBER($AF76),$AF76,AND($AD76=0,$AE76=0,$AF76=0),1)","v":0},{"$f":"IF(ISNUMBER(MATCH(BG$11,$AG76:$AJ76,0)),1,0)*IF(ISNUMBER($AF76),(1-$AF76),1) + IF(ISNUMBER(MATCH(BG$11,$AK76:$AP76,0)),-1,0)*_xlfn.IFS(ISNUMBER($AD76),$AD76,ISNUMBER($AE76),$AE76,ISNUMBER($AF76),$AF76,AND($AD76=0,$AE76=0,$AF76=0),1)","v":0},{"$f":"IF(ISNUMBER(MATCH(BH$11,$AG76:$AJ76,0)),1,0)*IF(ISNUMBER($AF76),(1-$AF76),1) + IF(ISNUMBER(MATCH(BH$11,$AK76:$AP76,0)),-1,0)*_xlfn.IFS(ISNUMBER($AD76),$AD76,ISNUMBER($AE76),$AE76,ISNUMBER($AF76),$AF76,AND($AD76=0,$AE76=0,$AF76=0),1)","v":0},{"$f":"IF(ISNUMBER(MATCH(BI$11,$AG76:$AJ76,0)),1,0)*IF(ISNUMBER($AF76),(1-$AF76),1) + IF(ISNUMBER(MATCH(BI$11,$AK76:$AP76,0)),-1,0)*_xlfn.IFS(ISNUMBER($AD76),$AD76,ISNUMBER($AE76),$AE76,ISNUMBER($AF76),$AF76,AND($AD76=0,$AE76=0,$AF76=0),1)","v":0},{"$f":"IF(ISNUMBER(MATCH(BJ$11,$AG76:$AJ76,0)),1,0)*IF(ISNUMBER($AF76),(1-$AF76),1) + IF(ISNUMBER(MATCH(BJ$11,$AK76:$AP76,0)),-1,0)*_xlfn.IFS(ISNUMBER($AD76),$AD76,ISNUMBER($AE76),$AE76,ISNUMBER($AF76),$AF76,AND($AD76=0,$AE76=0,$AF76=0),1)","v":0},{"$f":"IF(ISNUMBER(MATCH(BK$11,$AG76:$AJ76,0)),1,0)*IF(ISNUMBER($AF76),(1-$AF76),1) + IF(ISNUMBER(MATCH(BK$11,$AK76:$AP76,0)),-1,0)*_xlfn.IFS(ISNUMBER($AD76),$AD76,ISNUMBER($AE76),$AE76,ISNUMBER($AF76),$AF76,AND($AD76=0,$AE76=0,$AF76=0),1)","v":0},{"$f":"IF(ISNUMBER(MATCH(BL$11,$AG76:$AJ76,0)),1,0)*IF(ISNUMBER($AF76),(1-$AF76),1) + IF(ISNUMBER(MATCH(BL$11,$AK76:$AP76,0)),-1,0)*_xlfn.IFS(ISNUMBER($AD76),$AD76,ISNUMBER($AE76),$AE76,ISNUMBER($AF76),$AF76,AND($AD76=0,$AE76=0,$AF76=0),1)","v":0},{"$f":"IF(ISNUMBER(MATCH(BM$11,$AG76:$AJ76,0)),1,0)*IF(ISNUMBER($AF76),(1-$AF76),1) + IF(ISNUMBER(MATCH(BM$11,$AK76:$AP76,0)),-1,0)*_xlfn.IFS(ISNUMBER($AD76),$AD76,ISNUMBER($AE76),$AE76,ISNUMBER($AF76),$AF76,AND($AD76=0,$AE76=0,$AF76=0),1)","v":0},{"$f":"IF(ISNUMBER(MATCH(BN$11,$AG76:$AJ76,0)),1,0)*IF(ISNUMBER($AF76),(1-$AF76),1) + IF(ISNUMBER(MATCH(BN$11,$AK76:$AP76,0)),-1,0)*_xlfn.IFS(ISNUMBER($AD76),$AD76,ISNUMBER($AE76),$AE76,ISNUMBER($AF76),$AF76,AND($AD76=0,$AE76=0,$AF76=0),1)","v":0},{"$f":"IF(ISNUMBER(MATCH(BO$11,$AG76:$AJ76,0)),1,0)*IF(ISNUMBER($AF76),(1-$AF76),1) + IF(ISNUMBER(MATCH(BO$11,$AK76:$AP76,0)),-1,0)*_xlfn.IFS(ISNUMBER($AD76),$AD76,ISNUMBER($AE76),$AE76,ISNUMBER($AF76),$AF76,AND($AD76=0,$AE76=0,$AF76=0),1)","v":0},{"$f":"IF(ISNUMBER(MATCH(BP$11,$AG76:$AJ76,0)),1,0)*IF(ISNUMBER($AF76),(1-$AF76),1) + IF(ISNUMBER(MATCH(BP$11,$AK76:$AP76,0)),-1,0)*_xlfn.IFS(ISNUMBER($AD76),$AD76,ISNUMBER($AE76),$AE76,ISNUMBER($AF76),$AF76,AND($AD76=0,$AE76=0,$AF76=0),1)","v":0},{"$f":"IF(ISNUMBER(MATCH(BQ$11,$AG76:$AJ76,0)),1,0)*IF(ISNUMBER($AF76),(1-$AF76),1) + IF(ISNUMBER(MATCH(BQ$11,$AK76:$AP76,0)),-1,0)*_xlfn.IFS(ISNUMBER($AD76),$AD76,ISNUMBER($AE76),$AE76,ISNUMBER($AF76),$AF76,AND($AD76=0,$AE76=0,$AF76=0),1)","v":0},{"$f":"IF(ISNUMBER(MATCH(BR$11,$AG76:$AJ76,0)),1,0)*IF(ISNUMBER($AF76),(1-$AF76),1) + IF(ISNUMBER(MATCH(BR$11,$AK76:$AP76,0)),-1,0)*_xlfn.IFS(ISNUMBER($AD76),$AD76,ISNUMBER($AE76),$AE76,ISNUMBER($AF76),$AF76,AND($AD76=0,$AE76=0,$AF76=0),1)","v":0},{"$f":"IF(ISNUMBER(MATCH(BS$11,$AG76:$AJ76,0)),1,0)*IF(ISNUMBER($AF76),(1-$AF76),1) + IF(ISNUMBER(MATCH(BS$11,$AK76:$AP76,0)),-1,0)*_xlfn.IFS(ISNUMBER($AD76),$AD76,ISNUMBER($AE76),$AE76,ISNUMBER($AF76),$AF76,AND($AD76=0,$AE76=0,$AF76=0),1)","v":0},{"$f":"IF(ISNUMBER(MATCH(BT$11,$AG76:$AJ76,0)),1,0)*IF(ISNUMBER($AF76),(1-$AF76),1) + IF(ISNUMBER(MATCH(BT$11,$AK76:$AP76,0)),-1,0)*_xlfn.IFS(ISNUMBER($AD76),$AD76,ISNUMBER($AE76),$AE76,ISNUMBER($AF76),$AF76,AND($AD76=0,$AE76=0,$AF76=0),1)","v":0},{"$f":"IF(ISNUMBER(MATCH(BU$11,$AG76:$AJ76,0)),1,0)*IF(ISNUMBER($AF76),(1-$AF76),1) + IF(ISNUMBER(MATCH(BU$11,$AK76:$AP76,0)),-1,0)*_xlfn.IFS(ISNUMBER($AD76),$AD76,ISNUMBER($AE76),$AE76,ISNUMBER($AF76),$AF76,AND($AD76=0,$AE76=0,$AF76=0),1)","v":0},{"$f":"IF(ISNUMBER(MATCH(BV$11,$AG76:$AJ76,0)),1,0)*IF(ISNUMBER($AF76),(1-$AF76),1) + IF(ISNUMBER(MATCH(BV$11,$AK76:$AP76,0)),-1,0)*_xlfn.IFS(ISNUMBER($AD76),$AD76,ISNUMBER($AE76),$AE76,ISNUMBER($AF76),$AF76,AND($AD76=0,$AE76=0,$AF76=0),1)","v":0},{"$f":"IF(ISNUMBER(MATCH(BW$11,$AG76:$AJ76,0)),1,0)*IF(ISNUMBER($AF76),(1-$AF76),1) + IF(ISNUMBER(MATCH(BW$11,$AK76:$AP76,0)),-1,0)*_xlfn.IFS(ISNUMBER($AD76),$AD76,ISNUMBER($AE76),$AE76,ISNUMBER($AF76),$AF76,AND($AD76=0,$AE76=0,$AF76=0),1)","v":0},{"$f":"IF(ISNUMBER(MATCH(BX$11,$AG76:$AJ76,0)),1,0)*IF(ISNUMBER($AF76),(1-$AF76),1) + IF(ISNUMBER(MATCH(BX$11,$AK76:$AP76,0)),-1,0)*_xlfn.IFS(ISNUMBER($AD76),$AD76,ISNUMBER($AE76),$AE76,ISNUMBER($AF76),$AF76,AND($AD76=0,$AE76=0,$AF76=0),1)","v":0},{"$f":"IF(ISNUMBER(MATCH(BY$11,$AG76:$AJ76,0)),1,0)*IF(ISNUMBER($AF76),(1-$AF76),1) + IF(ISNUMBER(MATCH(BY$11,$AK76:$AP76,0)),-1,0)*_xlfn.IFS(ISNUMBER($AD76),$AD76,ISNUMBER($AE76),$AE76,ISNUMBER($AF76),$AF76,AND($AD76=0,$AE76=0,$AF76=0),1)","v":0},{"$f":"IF(ISNUMBER(MATCH(BZ$11,$AG76:$AJ76,0)),1,0)*IF(ISNUMBER($AF76),(1-$AF76),1) + IF(ISNUMBER(MATCH(BZ$11,$AK76:$AP76,0)),-1,0)*_xlfn.IFS(ISNUMBER($AD76),$AD76,ISNUMBER($AE76),$AE76,ISNUMBER($AF76),$AF76,AND($AD76=0,$AE76=0,$AF76=0),1)","v":0},{"$f":"IF(ISNUMBER(MATCH(CA$11,$AG76:$AJ76,0)),1,0)*IF(ISNUMBER($AF76),(1-$AF76),1) + IF(ISNUMBER(MATCH(CA$11,$AK76:$AP76,0)),-1,0)*_xlfn.IFS(ISNUMBER($AD76),$AD76,ISNUMBER($AE76),$AE76,ISNUMBER($AF76),$AF76,AND($AD76=0,$AE76=0,$AF76=0),1)","v":0},{"$f":"IF(ISNUMBER(MATCH(CB$11,$AG76:$AJ76,0)),1,0)*IF(ISNUMBER($AF76),(1-$AF76),1) + IF(ISNUMBER(MATCH(CB$11,$AK76:$AP76,0)),-1,0)*_xlfn.IFS(ISNUMBER($AD76),$AD76,ISNUMBER($AE76),$AE76,ISNUMBER($AF76),$AF76,AND($AD76=0,$AE76=0,$AF76=0),1)","v":0},{"$f":"IF(ISNUMBER(MATCH(CC$11,$AG76:$AJ76,0)),1,0)*IF(ISNUMBER($AF76),(1-$AF76),1) + IF(ISNUMBER(MATCH(CC$11,$AK76:$AP76,0)),-1,0)*_xlfn.IFS(ISNUMBER($AD76),$AD76,ISNUMBER($AE76),$AE76,ISNUMBER($AF76),$AF76,AND($AD76=0,$AE76=0,$AF76=0),1)","v":0},{"$f":"IF(ISNUMBER(MATCH(CD$11,$AG76:$AJ76,0)),1,0)*IF(ISNUMBER($AF76),(1-$AF76),1) + IF(ISNUMBER(MATCH(CD$11,$AK76:$AP76,0)),-1,0)*_xlfn.IFS(ISNUMBER($AD76),$AD76,ISNUMBER($AE76),$AE76,ISNUMBER($AF76),$AF76,AND($AD76=0,$AE76=0,$AF76=0),1)","v":0},{"$f":"IF(ISNUMBER(MATCH(CE$11,$AG76:$AJ76,0)),1,0)*IF(ISNUMBER($AF76),(1-$AF76),1) + IF(ISNUMBER(MATCH(CE$11,$AK76:$AP76,0)),-1,0)*_xlfn.IFS(ISNUMBER($AD76),$AD76,ISNUMBER($AE76),$AE76,ISNUMBER($AF76),$AF76,AND($AD76=0,$AE76=0,$AF76=0),1)","v":0},{"$f":"IF(ISNUMBER(MATCH(CF$11,$AG76:$AJ76,0)),1,0)*IF(ISNUMBER($AF76),(1-$AF76),1) + IF(ISNUMBER(MATCH(CF$11,$AK76:$AP76,0)),-1,0)*_xlfn.IFS(ISNUMBER($AD76),$AD76,ISNUMBER($AE76),$AE76,ISNUMBER($AF76),$AF76,AND($AD76=0,$AE76=0,$AF76=0),1)","v":0},{"$f":"IF(ISNUMBER(MATCH(CG$11,$AG76:$AJ76,0)),1,0)*IF(ISNUMBER($AF76),(1-$AF76),1) + IF(ISNUMBER(MATCH(CG$11,$AK76:$AP76,0)),-1,0)*_xlfn.IFS(ISNUMBER($AD76),$AD76,ISNUMBER($AE76),$AE76,ISNUMBER($AF76),$AF76,AND($AD76=0,$AE76=0,$AF76=0),1)","v":0},{"$f":"IF(ISNUMBER(MATCH(CH$11,$AG76:$AJ76,0)),1,0)*IF(ISNUMBER($AF76),(1-$AF76),1) + IF(ISNUMBER(MATCH(CH$11,$AK76:$AP76,0)),-1,0)*_xlfn.IFS(ISNUMBER($AD76),$AD76,ISNUMBER($AE76),$AE76,ISNUMBER($AF76),$AF76,AND($AD76=0,$AE76=0,$AF76=0),1)","v":0},{"$f":"IF(ISNUMBER(MATCH(CI$11,$AG76:$AJ76,0)),1,0)*IF(ISNUMBER($AF76),(1-$AF76),1) + IF(ISNUMBER(MATCH(CI$11,$AK76:$AP76,0)),-1,0)*_xlfn.IFS(ISNUMBER($AD76),$AD76,ISNUMBER($AE76),$AE76,ISNUMBER($AF76),$AF76,AND($AD76=0,$AE76=0,$AF76=0),1)","v":0},{"$f":"IF(ISNUMBER(MATCH(CJ$11,$AG76:$AJ76,0)),1,0)*IF(ISNUMBER($AF76),(1-$AF76),1) + IF(ISNUMBER(MATCH(CJ$11,$AK76:$AP76,0)),-1,0)*_xlfn.IFS(ISNUMBER($AD76),$AD76,ISNUMBER($AE76),$AE76,ISNUMBER($AF76),$AF76,AND($AD76=0,$AE76=0,$AF76=0),1)","v":0},{"$f":"IF(ISNUMBER(MATCH(CK$11,$AG76:$AJ76,0)),1,0)*IF(ISNUMBER($AF76),(1-$AF76),1) + IF(ISNUMBER(MATCH(CK$11,$AK76:$AP76,0)),-1,0)*_xlfn.IFS(ISNUMBER($AD76),$AD76,ISNUMBER($AE76),$AE76,ISNUMBER($AF76),$AF76,AND($AD76=0,$AE76=0,$AF76=0),1)","v":0},{"$f":"IF(ISNUMBER(MATCH(CL$11,$AG76:$AJ76,0)),1,0)*IF(ISNUMBER($AF76),(1-$AF76),1) + IF(ISNUMBER(MATCH(CL$11,$AK76:$AP76,0)),-1,0)*_xlfn.IFS(ISNUMBER($AD76),$AD76,ISNUMBER($AE76),$AE76,ISNUMBER($AF76),$AF76,AND($AD76=0,$AE76=0,$AF76=0),1)","v":0},{"$f":"IF(ISNUMBER(MATCH(CM$11,$AG76:$AJ76,0)),1,0)*IF(ISNUMBER($AF76),(1-$AF76),1) + IF(ISNUMBER(MATCH(CM$11,$AK76:$AP76,0)),-1,0)*_xlfn.IFS(ISNUMBER($AD76),$AD76,ISNUMBER($AE76),$AE76,ISNUMBER($AF76),$AF76,AND($AD76=0,$AE76=0,$AF76=0),1)","v":0},{"$f":"IF(ISNUMBER(MATCH(CN$11,$AG76:$AJ76,0)),1,0)*IF(ISNUMBER($AF76),(1-$AF76),1) + IF(ISNUMBER(MATCH(CN$11,$AK76:$AP76,0)),-1,0)*_xlfn.IFS(ISNUMBER($AD76),$AD76,ISNUMBER($AE76),$AE76,ISNUMBER($AF76),$AF76,AND($AD76=0,$AE76=0,$AF76=0),1)","v":0},{"$f":"IF(ISNUMBER(MATCH(CO$11,$AG76:$AJ76,0)),1,0)*IF(ISNUMBER($AF76),(1-$AF76),1) + IF(ISNUMBER(MATCH(CO$11,$AK76:$AP76,0)),-1,0)*_xlfn.IFS(ISNUMBER($AD76),$AD76,ISNUMBER($AE76),$AE76,ISNUMBER($AF76),$AF76,AND($AD76=0,$AE76=0,$AF76=0),1)","v":0},{"$f":"IF(ISNUMBER(MATCH(CP$11,$AG76:$AJ76,0)),1,0)*IF(ISNUMBER($AF76),(1-$AF76),1) + IF(ISNUMBER(MATCH(CP$11,$AK76:$AP76,0)),-1,0)*_xlfn.IFS(ISNUMBER($AD76),$AD76,ISNUMBER($AE76),$AE76,ISNUMBER($AF76),$AF76,AND($AD76=0,$AE76=0,$AF76=0),1)","v":0},{"$f":"IF(ISNUMBER(MATCH(CQ$11,$AG76:$AJ76,0)),1,0)*IF(ISNUMBER($AF76),(1-$AF76),1) + IF(ISNUMBER(MATCH(CQ$11,$AK76:$AP76,0)),-1,0)*_xlfn.IFS(ISNUMBER($AD76),$AD76,ISNUMBER($AE76),$AE76,ISNUMBER($AF76),$AF76,AND($AD76=0,$AE76=0,$AF76=0),1)","v":0},{"$f":"IF(ISNUMBER(MATCH(CR$11,$AG76:$AJ76,0)),1,0)*IF(ISNUMBER($AF76),(1-$AF76),1) + IF(ISNUMBER(MATCH(CR$11,$AK76:$AP76,0)),-1,0)*_xlfn.IFS(ISNUMBER($AD76),$AD76,ISNUMBER($AE76),$AE76,ISNUMBER($AF76),$AF76,AND($AD76=0,$AE76=0,$AF76=0),1)","v":0},{"$f":"IF(ISNUMBER(MATCH(CS$11,$AG76:$AJ76,0)),1,0)*IF(ISNUMBER($AF76),(1-$AF76),1) + IF(ISNUMBER(MATCH(CS$11,$AK76:$AP76,0)),-1,0)*_xlfn.IFS(ISNUMBER($AD76),$AD76,ISNUMBER($AE76),$AE76,ISNUMBER($AF76),$AF76,AND($AD76=0,$AE76=0,$AF76=0),1)","v":0},{"$f":"IF(ISNUMBER(MATCH(CT$11,$AG76:$AJ76,0)),1,0)*IF(ISNUMBER($AF76),(1-$AF76),1) + IF(ISNUMBER(MATCH(CT$11,$AK76:$AP76,0)),-1,0)*_xlfn.IFS(ISNUMBER($AD76),$AD76,ISNUMBER($AE76),$AE76,ISNUMBER($AF76),$AF76,AND($AD76=0,$AE76=0,$AF76=0),1)","v":0},{"$f":"IF(ISNUMBER(MATCH(CU$11,$AG76:$AJ76,0)),1,0)*IF(ISNUMBER($AF76),(1-$AF76),1) + IF(ISNUMBER(MATCH(CU$11,$AK76:$AP76,0)),-1,0)*_xlfn.IFS(ISNUMBER($AD76),$AD76,ISNUMBER($AE76),$AE76,ISNUMBER($AF76),$AF76,AND($AD76=0,$AE76=0,$AF76=0),1)","v":0},{"$f":"IF(ISNUMBER(MATCH(CV$11,$AG76:$AJ76,0)),1,0)*IF(ISNUMBER($AF76),(1-$AF76),1) + IF(ISNUMBER(MATCH(CV$11,$AK76:$AP76,0)),-1,0)*_xlfn.IFS(ISNUMBER($AD76),$AD76,ISNUMBER($AE76),$AE76,ISNUMBER($AF76),$AF76,AND($AD76=0,$AE76=0,$AF76=0),1)","v":0},{"$f":"IF(ISNUMBER(MATCH(CW$11,$AG76:$AJ76,0)),1,0)*IF(ISNUMBER($AF76),(1-$AF76),1) + IF(ISNUMBER(MATCH(CW$11,$AK76:$AP76,0)),-1,0)*_xlfn.IFS(ISNUMBER($AD76),$AD76,ISNUMBER($AE76),$AE76,ISNUMBER($AF76),$AF76,AND($AD76=0,$AE76=0,$AF76=0),1)","v":0},{"$f":"IF(ISNUMBER(MATCH(CX$11,$AG76:$AJ76,0)),1,0)*IF(ISNUMBER($AF76),(1-$AF76),1) + IF(ISNUMBER(MATCH(CX$11,$AK76:$AP76,0)),-1,0)*_xlfn.IFS(ISNUMBER($AD76),$AD76,ISNUMBER($AE76),$AE76,ISNUMBER($AF76),$AF76,AND($AD76=0,$AE76=0,$AF76=0),1)","v":0},{"$f":"IF(ISNUMBER(MATCH(CY$11,$AG76:$AJ76,0)),1,0)*IF(ISNUMBER($AF76),(1-$AF76),1) + IF(ISNUMBER(MATCH(CY$11,$AK76:$AP76,0)),-1,0)*_xlfn.IFS(ISNUMBER($AD76),$AD76,ISNUMBER($AE76),$AE76,ISNUMBER($AF76),$AF76,AND($AD76=0,$AE76=0,$AF76=0),1)","v":0},{"$f":"IF(ISNUMBER(MATCH(CZ$11,$AG76:$AJ76,0)),1,0)*IF(ISNUMBER($AF76),(1-$AF76),1) + IF(ISNUMBER(MATCH(CZ$11,$AK76:$AP76,0)),-1,0)*_xlfn.IFS(ISNUMBER($AD76),$AD76,ISNUMBER($AE76),$AE76,ISNUMBER($AF76),$AF76,AND($AD76=0,$AE76=0,$AF76=0),1)","v":1},{"$f":"IF(ISNUMBER(MATCH(DA$11,$AG76:$AJ76,0)),1,0)*IF(ISNUMBER($AF76),(1-$AF76),1) + IF(ISNUMBER(MATCH(DA$11,$AK76:$AP76,0)),-1,0)*_xlfn.IFS(ISNUMBER($AD76),$AD76,ISNUMBER($AE76),$AE76,ISNUMBER($AF76),$AF76,AND($AD76=0,$AE76=0,$AF76=0),1)","v":-1},{"$f":"IF(ISNUMBER(MATCH(DB$11,$AG76:$AJ76,0)),1,0)*IF(ISNUMBER($AF76),(1-$AF76),1) + IF(ISNUMBER(MATCH(DB$11,$AK76:$AP76,0)),-1,0)*_xlfn.IFS(ISNUMBER($AD76),$AD76,ISNUMBER($AE76),$AE76,ISNUMBER($AF76),$AF76,AND($AD76=0,$AE76=0,$AF76=0),1)","v":-1},{"$f":"IF(ISNUMBER(MATCH(DC$11,$AG76:$AJ76,0)),1,0)*IF(ISNUMBER($AF76),(1-$AF76),1) + IF(ISNUMBER(MATCH(DC$11,$AK76:$AP76,0)),-1,0)*_xlfn.IFS(ISNUMBER($AD76),$AD76,ISNUMBER($AE76),$AE76,ISNUMBER($AF76),$AF76,AND($AD76=0,$AE76=0,$AF76=0),1)","v":0},{"$f":"IF(ISNUMBER(MATCH(DD$11,$AG76:$AJ76,0)),1,0)*IF(ISNUMBER($AF76),(1-$AF76),1) + IF(ISNUMBER(MATCH(DD$11,$AK76:$AP76,0)),-1,0)*_xlfn.IFS(ISNUMBER($AD76),$AD76,ISNUMBER($AE76),$AE76,ISNUMBER($AF76),$AF76,AND($AD76=0,$AE76=0,$AF76=0),1)","v":0},{"$f":"IF(ISNUMBER(MATCH(DE$11,$AG76:$AJ76,0)),1,0)*IF(ISNUMBER($AF76),(1-$AF76),1) + IF(ISNUMBER(MATCH(DE$11,$AK76:$AP76,0)),-1,0)*_xlfn.IFS(ISNUMBER($AD76),$AD76,ISNUMBER($AE76),$AE76,ISNUMBER($AF76),$AF76,AND($AD76=0,$AE76=0,$AF76=0),1)","v":0},null,0,"HRU,HT","Eco","Conservation",null,null,null,null,null,null,null,null,null,"q_hru_fc-fs,ht",-1.6330151598885558,687.82780535490235,0,0,0,0,0,0,0,0,0,0,0,0,0,0,0,1.0024691358024691,-1.0024691358024691,0,1.0024691358024691,0.37192311171638237,0,-1.0024691358024691,0,-1.0024691358024691,0,1.0024691358024691,0,0,-1.0024691358024691,0,-1.0024691358024691,0,1.0024691358024691,1.0024691358024691,0,-1.0024691358024691,0,-1.0024691358024691,0,1.0024691358024691,1.0024691358024691,0,-1.0024691358024691,0,0,0,0,0,0,0,0,0,0,0,0,0,-1,-2.4691358024691362E-3,0,0,0,0,0,0,0,0,null,null,null,null,null,null,null,null,null,null,null,"q_hru_fc-fs,ht",null,687.82780535490235,0,0,0,0,0,0,0,0,0,0,0,0,0,0,0,1.0024691358024691,-1.0024691358024691,0,1.0024691358024691,0.37192311171638237,0,-1.0024691358024691,0,-1.0024691358024691,0,1.0024691358024691,0,0,-1.0024691358024691,0,-1.0024691358024691,0,1.0024691358024691,1.0024691358024691,0,-1.0024691358024691,0,-1.0024691358024691,0,1.0024691358024691,1.0024691358024691,0,-1.0024691358024691,0,0,0,0,0,0,0,0,0,0,0,0,0,-1,-2.4691358024691362E-3,0,0,0,0,0,0,0,0,null,null,"q_hru_fc-fs,ht",687.82780535490235,0,0,0,0,0,0,0,0,0,0,0,0,0,0,0,1.0024691358024691,-1.0024691358024691,0,1.0024691358024691,0.37192311171638237,0,-1.0024691358024691,0,-1.0024691358024691,0,1.0024691358024691,0,0,-1.0024691358024691,0,-1.0024691358024691,0,1.0024691358024691,1.0024691358024691,0,-1.0024691358024691,0,-1.0024691358024691,0,1.0024691358024691,1.0024691358024691,0,-1.0024691358024691,0,0,0,0,0,0,0,0,0,0,0,0,0,-1,-2.4691358024691358E-3,0,0,0,0,0,0,0,0]
[null,null,null,null,null,null,null,null,null,null,null,null,null,null,null,null,null,null,"q_hru_fs-amb,ht",702.98753018492437,702.98753018492437,702.98753018492437,702.98753018492437,876.98045182750047,702.98753018492437,null,null,"Split",null,null,null,1,"q_hru_eco-fc,ht",null,null,null,"q_hru_eco-comp,ht",null,null,null,null,null,null,{"$f":"IF(ISNUMBER(MATCH(AR$11,$AG77:$AJ77,0)),1,0)*IF(ISNUMBER($AF77),(1-$AF77),1) + IF(ISNUMBER(MATCH(AR$11,$AK77:$AP77,0)),-1,0)*_xlfn.IFS(ISNUMBER($AD77),$AD77,ISNUMBER($AE77),$AE77,ISNUMBER($AF77),$AF77,AND($AD77=0,$AE77=0,$AF77=0),1)","v":0},{"$f":"IF(ISNUMBER(MATCH(AS$11,$AG77:$AJ77,0)),1,0)*IF(ISNUMBER($AF77),(1-$AF77),1) + IF(ISNUMBER(MATCH(AS$11,$AK77:$AP77,0)),-1,0)*_xlfn.IFS(ISNUMBER($AD77),$AD77,ISNUMBER($AE77),$AE77,ISNUMBER($AF77),$AF77,AND($AD77=0,$AE77=0,$AF77=0),1)","v":0},{"$f":"IF(ISNUMBER(MATCH(AT$11,$AG77:$AJ77,0)),1,0)*IF(ISNUMBER($AF77),(1-$AF77),1) + IF(ISNUMBER(MATCH(AT$11,$AK77:$AP77,0)),-1,0)*_xlfn.IFS(ISNUMBER($AD77),$AD77,ISNUMBER($AE77),$AE77,ISNUMBER($AF77),$AF77,AND($AD77=0,$AE77=0,$AF77=0),1)","v":0},{"$f":"IF(ISNUMBER(MATCH(AU$11,$AG77:$AJ77,0)),1,0)*IF(ISNUMBER($AF77),(1-$AF77),1) + IF(ISNUMBER(MATCH(AU$11,$AK77:$AP77,0)),-1,0)*_xlfn.IFS(ISNUMBER($AD77),$AD77,ISNUMBER($AE77),$AE77,ISNUMBER($AF77),$AF77,AND($AD77=0,$AE77=0,$AF77=0),1)","v":0},{"$f":"IF(ISNUMBER(MATCH(AV$11,$AG77:$AJ77,0)),1,0)*IF(ISNUMBER($AF77),(1-$AF77),1) + IF(ISNUMBER(MATCH(AV$11,$AK77:$AP77,0)),-1,0)*_xlfn.IFS(ISNUMBER($AD77),$AD77,ISNUMBER($AE77),$AE77,ISNUMBER($AF77),$AF77,AND($AD77=0,$AE77=0,$AF77=0),1)","v":0},{"$f":"IF(ISNUMBER(MATCH(AW$11,$AG77:$AJ77,0)),1,0)*IF(ISNUMBER($AF77),(1-$AF77),1) + IF(ISNUMBER(MATCH(AW$11,$AK77:$AP77,0)),-1,0)*_xlfn.IFS(ISNUMBER($AD77),$AD77,ISNUMBER($AE77),$AE77,ISNUMBER($AF77),$AF77,AND($AD77=0,$AE77=0,$AF77=0),1)","v":0},{"$f":"IF(ISNUMBER(MATCH(AX$11,$AG77:$AJ77,0)),1,0)*IF(ISNUMBER($AF77),(1-$AF77),1) + IF(ISNUMBER(MATCH(AX$11,$AK77:$AP77,0)),-1,0)*_xlfn.IFS(ISNUMBER($AD77),$AD77,ISNUMBER($AE77),$AE77,ISNUMBER($AF77),$AF77,AND($AD77=0,$AE77=0,$AF77=0),1)","v":0},{"$f":"IF(ISNUMBER(MATCH(AY$11,$AG77:$AJ77,0)),1,0)*IF(ISNUMBER($AF77),(1-$AF77),1) + IF(ISNUMBER(MATCH(AY$11,$AK77:$AP77,0)),-1,0)*_xlfn.IFS(ISNUMBER($AD77),$AD77,ISNUMBER($AE77),$AE77,ISNUMBER($AF77),$AF77,AND($AD77=0,$AE77=0,$AF77=0),1)","v":0},{"$f":"IF(ISNUMBER(MATCH(AZ$11,$AG77:$AJ77,0)),1,0)*IF(ISNUMBER($AF77),(1-$AF77),1) + IF(ISNUMBER(MATCH(AZ$11,$AK77:$AP77,0)),-1,0)*_xlfn.IFS(ISNUMBER($AD77),$AD77,ISNUMBER($AE77),$AE77,ISNUMBER($AF77),$AF77,AND($AD77=0,$AE77=0,$AF77=0),1)","v":0},{"$f":"IF(ISNUMBER(MATCH(BA$11,$AG77:$AJ77,0)),1,0)*IF(ISNUMBER($AF77),(1-$AF77),1) + IF(ISNUMBER(MATCH(BA$11,$AK77:$AP77,0)),-1,0)*_xlfn.IFS(ISNUMBER($AD77),$AD77,ISNUMBER($AE77),$AE77,ISNUMBER($AF77),$AF77,AND($AD77=0,$AE77=0,$AF77=0),1)","v":0},{"$f":"IF(ISNUMBER(MATCH(BB$11,$AG77:$AJ77,0)),1,0)*IF(ISNUMBER($AF77),(1-$AF77),1) + IF(ISNUMBER(MATCH(BB$11,$AK77:$AP77,0)),-1,0)*_xlfn.IFS(ISNUMBER($AD77),$AD77,ISNUMBER($AE77),$AE77,ISNUMBER($AF77),$AF77,AND($AD77=0,$AE77=0,$AF77=0),1)","v":0},{"$f":"IF(ISNUMBER(MATCH(BC$11,$AG77:$AJ77,0)),1,0)*IF(ISNUMBER($AF77),(1-$AF77),1) + IF(ISNUMBER(MATCH(BC$11,$AK77:$AP77,0)),-1,0)*_xlfn.IFS(ISNUMBER($AD77),$AD77,ISNUMBER($AE77),$AE77,ISNUMBER($AF77),$AF77,AND($AD77=0,$AE77=0,$AF77=0),1)","v":0},{"$f":"IF(ISNUMBER(MATCH(BD$11,$AG77:$AJ77,0)),1,0)*IF(ISNUMBER($AF77),(1-$AF77),1) + IF(ISNUMBER(MATCH(BD$11,$AK77:$AP77,0)),-1,0)*_xlfn.IFS(ISNUMBER($AD77),$AD77,ISNUMBER($AE77),$AE77,ISNUMBER($AF77),$AF77,AND($AD77=0,$AE77=0,$AF77=0),1)","v":0},{"$f":"IF(ISNUMBER(MATCH(BE$11,$AG77:$AJ77,0)),1,0)*IF(ISNUMBER($AF77),(1-$AF77),1) + IF(ISNUMBER(MATCH(BE$11,$AK77:$AP77,0)),-1,0)*_xlfn.IFS(ISNUMBER($AD77),$AD77,ISNUMBER($AE77),$AE77,ISNUMBER($AF77),$AF77,AND($AD77=0,$AE77=0,$AF77=0),1)","v":0},{"$f":"IF(ISNUMBER(MATCH(BF$11,$AG77:$AJ77,0)),1,0)*IF(ISNUMBER($AF77),(1-$AF77),1) + IF(ISNUMBER(MATCH(BF$11,$AK77:$AP77,0)),-1,0)*_xlfn.IFS(ISNUMBER($AD77),$AD77,ISNUMBER($AE77),$AE77,ISNUMBER($AF77),$AF77,AND($AD77=0,$AE77=0,$AF77=0),1)","v":0},{"$f":"IF(ISNUMBER(MATCH(BG$11,$AG77:$AJ77,0)),1,0)*IF(ISNUMBER($AF77),(1-$AF77),1) + IF(ISNUMBER(MATCH(BG$11,$AK77:$AP77,0)),-1,0)*_xlfn.IFS(ISNUMBER($AD77),$AD77,ISNUMBER($AE77),$AE77,ISNUMBER($AF77),$AF77,AND($AD77=0,$AE77=0,$AF77=0),1)","v":0},{"$f":"IF(ISNUMBER(MATCH(BH$11,$AG77:$AJ77,0)),1,0)*IF(ISNUMBER($AF77),(1-$AF77),1) + IF(ISNUMBER(MATCH(BH$11,$AK77:$AP77,0)),-1,0)*_xlfn.IFS(ISNUMBER($AD77),$AD77,ISNUMBER($AE77),$AE77,ISNUMBER($AF77),$AF77,AND($AD77=0,$AE77=0,$AF77=0),1)","v":0},{"$f":"IF(ISNUMBER(MATCH(BI$11,$AG77:$AJ77,0)),1,0)*IF(ISNUMBER($AF77),(1-$AF77),1) + IF(ISNUMBER(MATCH(BI$11,$AK77:$AP77,0)),-1,0)*_xlfn.IFS(ISNUMBER($AD77),$AD77,ISNUMBER($AE77),$AE77,ISNUMBER($AF77),$AF77,AND($AD77=0,$AE77=0,$AF77=0),1)","v":0},{"$f":"IF(ISNUMBER(MATCH(BJ$11,$AG77:$AJ77,0)),1,0)*IF(ISNUMBER($AF77),(1-$AF77),1) + IF(ISNUMBER(MATCH(BJ$11,$AK77:$AP77,0)),-1,0)*_xlfn.IFS(ISNUMBER($AD77),$AD77,ISNUMBER($AE77),$AE77,ISNUMBER($AF77),$AF77,AND($AD77=0,$AE77=0,$AF77=0),1)","v":0},{"$f":"IF(ISNUMBER(MATCH(BK$11,$AG77:$AJ77,0)),1,0)*IF(ISNUMBER($AF77),(1-$AF77),1) + IF(ISNUMBER(MATCH(BK$11,$AK77:$AP77,0)),-1,0)*_xlfn.IFS(ISNUMBER($AD77),$AD77,ISNUMBER($AE77),$AE77,ISNUMBER($AF77),$AF77,AND($AD77=0,$AE77=0,$AF77=0),1)","v":0},{"$f":"IF(ISNUMBER(MATCH(BL$11,$AG77:$AJ77,0)),1,0)*IF(ISNUMBER($AF77),(1-$AF77),1) + IF(ISNUMBER(MATCH(BL$11,$AK77:$AP77,0)),-1,0)*_xlfn.IFS(ISNUMBER($AD77),$AD77,ISNUMBER($AE77),$AE77,ISNUMBER($AF77),$AF77,AND($AD77=0,$AE77=0,$AF77=0),1)","v":0},{"$f":"IF(ISNUMBER(MATCH(BM$11,$AG77:$AJ77,0)),1,0)*IF(ISNUMBER($AF77),(1-$AF77),1) + IF(ISNUMBER(MATCH(BM$11,$AK77:$AP77,0)),-1,0)*_xlfn.IFS(ISNUMBER($AD77),$AD77,ISNUMBER($AE77),$AE77,ISNUMBER($AF77),$AF77,AND($AD77=0,$AE77=0,$AF77=0),1)","v":0},{"$f":"IF(ISNUMBER(MATCH(BN$11,$AG77:$AJ77,0)),1,0)*IF(ISNUMBER($AF77),(1-$AF77),1) + IF(ISNUMBER(MATCH(BN$11,$AK77:$AP77,0)),-1,0)*_xlfn.IFS(ISNUMBER($AD77),$AD77,ISNUMBER($AE77),$AE77,ISNUMBER($AF77),$AF77,AND($AD77=0,$AE77=0,$AF77=0),1)","v":0},{"$f":"IF(ISNUMBER(MATCH(BO$11,$AG77:$AJ77,0)),1,0)*IF(ISNUMBER($AF77),(1-$AF77),1) + IF(ISNUMBER(MATCH(BO$11,$AK77:$AP77,0)),-1,0)*_xlfn.IFS(ISNUMBER($AD77),$AD77,ISNUMBER($AE77),$AE77,ISNUMBER($AF77),$AF77,AND($AD77=0,$AE77=0,$AF77=0),1)","v":0},{"$f":"IF(ISNUMBER(MATCH(BP$11,$AG77:$AJ77,0)),1,0)*IF(ISNUMBER($AF77),(1-$AF77),1) + IF(ISNUMBER(MATCH(BP$11,$AK77:$AP77,0)),-1,0)*_xlfn.IFS(ISNUMBER($AD77),$AD77,ISNUMBER($AE77),$AE77,ISNUMBER($AF77),$AF77,AND($AD77=0,$AE77=0,$AF77=0),1)","v":0},{"$f":"IF(ISNUMBER(MATCH(BQ$11,$AG77:$AJ77,0)),1,0)*IF(ISNUMBER($AF77),(1-$AF77),1) + IF(ISNUMBER(MATCH(BQ$11,$AK77:$AP77,0)),-1,0)*_xlfn.IFS(ISNUMBER($AD77),$AD77,ISNUMBER($AE77),$AE77,ISNUMBER($AF77),$AF77,AND($AD77=0,$AE77=0,$AF77=0),1)","v":0},{"$f":"IF(ISNUMBER(MATCH(BR$11,$AG77:$AJ77,0)),1,0)*IF(ISNUMBER($AF77),(1-$AF77),1) + IF(ISNUMBER(MATCH(BR$11,$AK77:$AP77,0)),-1,0)*_xlfn.IFS(ISNUMBER($AD77),$AD77,ISNUMBER($AE77),$AE77,ISNUMBER($AF77),$AF77,AND($AD77=0,$AE77=0,$AF77=0),1)","v":0},{"$f":"IF(ISNUMBER(MATCH(BS$11,$AG77:$AJ77,0)),1,0)*IF(ISNUMBER($AF77),(1-$AF77),1) + IF(ISNUMBER(MATCH(BS$11,$AK77:$AP77,0)),-1,0)*_xlfn.IFS(ISNUMBER($AD77),$AD77,ISNUMBER($AE77),$AE77,ISNUMBER($AF77),$AF77,AND($AD77=0,$AE77=0,$AF77=0),1)","v":0},{"$f":"IF(ISNUMBER(MATCH(BT$11,$AG77:$AJ77,0)),1,0)*IF(ISNUMBER($AF77),(1-$AF77),1) + IF(ISNUMBER(MATCH(BT$11,$AK77:$AP77,0)),-1,0)*_xlfn.IFS(ISNUMBER($AD77),$AD77,ISNUMBER($AE77),$AE77,ISNUMBER($AF77),$AF77,AND($AD77=0,$AE77=0,$AF77=0),1)","v":0},{"$f":"IF(ISNUMBER(MATCH(BU$11,$AG77:$AJ77,0)),1,0)*IF(ISNUMBER($AF77),(1-$AF77),1) + IF(ISNUMBER(MATCH(BU$11,$AK77:$AP77,0)),-1,0)*_xlfn.IFS(ISNUMBER($AD77),$AD77,ISNUMBER($AE77),$AE77,ISNUMBER($AF77),$AF77,AND($AD77=0,$AE77=0,$AF77=0),1)","v":0},{"$f":"IF(ISNUMBER(MATCH(BV$11,$AG77:$AJ77,0)),1,0)*IF(ISNUMBER($AF77),(1-$AF77),1) + IF(ISNUMBER(MATCH(BV$11,$AK77:$AP77,0)),-1,0)*_xlfn.IFS(ISNUMBER($AD77),$AD77,ISNUMBER($AE77),$AE77,ISNUMBER($AF77),$AF77,AND($AD77=0,$AE77=0,$AF77=0),1)","v":0},{"$f":"IF(ISNUMBER(MATCH(BW$11,$AG77:$AJ77,0)),1,0)*IF(ISNUMBER($AF77),(1-$AF77),1) + IF(ISNUMBER(MATCH(BW$11,$AK77:$AP77,0)),-1,0)*_xlfn.IFS(ISNUMBER($AD77),$AD77,ISNUMBER($AE77),$AE77,ISNUMBER($AF77),$AF77,AND($AD77=0,$AE77=0,$AF77=0),1)","v":0},{"$f":"IF(ISNUMBER(MATCH(BX$11,$AG77:$AJ77,0)),1,0)*IF(ISNUMBER($AF77),(1-$AF77),1) + IF(ISNUMBER(MATCH(BX$11,$AK77:$AP77,0)),-1,0)*_xlfn.IFS(ISNUMBER($AD77),$AD77,ISNUMBER($AE77),$AE77,ISNUMBER($AF77),$AF77,AND($AD77=0,$AE77=0,$AF77=0),1)","v":0},{"$f":"IF(ISNUMBER(MATCH(BY$11,$AG77:$AJ77,0)),1,0)*IF(ISNUMBER($AF77),(1-$AF77),1) + IF(ISNUMBER(MATCH(BY$11,$AK77:$AP77,0)),-1,0)*_xlfn.IFS(ISNUMBER($AD77),$AD77,ISNUMBER($AE77),$AE77,ISNUMBER($AF77),$AF77,AND($AD77=0,$AE77=0,$AF77=0),1)","v":0},{"$f":"IF(ISNUMBER(MATCH(BZ$11,$AG77:$AJ77,0)),1,0)*IF(ISNUMBER($AF77),(1-$AF77),1) + IF(ISNUMBER(MATCH(BZ$11,$AK77:$AP77,0)),-1,0)*_xlfn.IFS(ISNUMBER($AD77),$AD77,ISNUMBER($AE77),$AE77,ISNUMBER($AF77),$AF77,AND($AD77=0,$AE77=0,$AF77=0),1)","v":0},{"$f":"IF(ISNUMBER(MATCH(CA$11,$AG77:$AJ77,0)),1,0)*IF(ISNUMBER($AF77),(1-$AF77),1) + IF(ISNUMBER(MATCH(CA$11,$AK77:$AP77,0)),-1,0)*_xlfn.IFS(ISNUMBER($AD77),$AD77,ISNUMBER($AE77),$AE77,ISNUMBER($AF77),$AF77,AND($AD77=0,$AE77=0,$AF77=0),1)","v":0},{"$f":"IF(ISNUMBER(MATCH(CB$11,$AG77:$AJ77,0)),1,0)*IF(ISNUMBER($AF77),(1-$AF77),1) + IF(ISNUMBER(MATCH(CB$11,$AK77:$AP77,0)),-1,0)*_xlfn.IFS(ISNUMBER($AD77),$AD77,ISNUMBER($AE77),$AE77,ISNUMBER($AF77),$AF77,AND($AD77=0,$AE77=0,$AF77=0),1)","v":0},{"$f":"IF(ISNUMBER(MATCH(CC$11,$AG77:$AJ77,0)),1,0)*IF(ISNUMBER($AF77),(1-$AF77),1) + IF(ISNUMBER(MATCH(CC$11,$AK77:$AP77,0)),-1,0)*_xlfn.IFS(ISNUMBER($AD77),$AD77,ISNUMBER($AE77),$AE77,ISNUMBER($AF77),$AF77,AND($AD77=0,$AE77=0,$AF77=0),1)","v":0},{"$f":"IF(ISNUMBER(MATCH(CD$11,$AG77:$AJ77,0)),1,0)*IF(ISNUMBER($AF77),(1-$AF77),1) + IF(ISNUMBER(MATCH(CD$11,$AK77:$AP77,0)),-1,0)*_xlfn.IFS(ISNUMBER($AD77),$AD77,ISNUMBER($AE77),$AE77,ISNUMBER($AF77),$AF77,AND($AD77=0,$AE77=0,$AF77=0),1)","v":0},{"$f":"IF(ISNUMBER(MATCH(CE$11,$AG77:$AJ77,0)),1,0)*IF(ISNUMBER($AF77),(1-$AF77),1) + IF(ISNUMBER(MATCH(CE$11,$AK77:$AP77,0)),-1,0)*_xlfn.IFS(ISNUMBER($AD77),$AD77,ISNUMBER($AE77),$AE77,ISNUMBER($AF77),$AF77,AND($AD77=0,$AE77=0,$AF77=0),1)","v":0},{"$f":"IF(ISNUMBER(MATCH(CF$11,$AG77:$AJ77,0)),1,0)*IF(ISNUMBER($AF77),(1-$AF77),1) + IF(ISNUMBER(MATCH(CF$11,$AK77:$AP77,0)),-1,0)*_xlfn.IFS(ISNUMBER($AD77),$AD77,ISNUMBER($AE77),$AE77,ISNUMBER($AF77),$AF77,AND($AD77=0,$AE77=0,$AF77=0),1)","v":0},{"$f":"IF(ISNUMBER(MATCH(CG$11,$AG77:$AJ77,0)),1,0)*IF(ISNUMBER($AF77),(1-$AF77),1) + IF(ISNUMBER(MATCH(CG$11,$AK77:$AP77,0)),-1,0)*_xlfn.IFS(ISNUMBER($AD77),$AD77,ISNUMBER($AE77),$AE77,ISNUMBER($AF77),$AF77,AND($AD77=0,$AE77=0,$AF77=0),1)","v":0},{"$f":"IF(ISNUMBER(MATCH(CH$11,$AG77:$AJ77,0)),1,0)*IF(ISNUMBER($AF77),(1-$AF77),1) + IF(ISNUMBER(MATCH(CH$11,$AK77:$AP77,0)),-1,0)*_xlfn.IFS(ISNUMBER($AD77),$AD77,ISNUMBER($AE77),$AE77,ISNUMBER($AF77),$AF77,AND($AD77=0,$AE77=0,$AF77=0),1)","v":0},{"$f":"IF(ISNUMBER(MATCH(CI$11,$AG77:$AJ77,0)),1,0)*IF(ISNUMBER($AF77),(1-$AF77),1) + IF(ISNUMBER(MATCH(CI$11,$AK77:$AP77,0)),-1,0)*_xlfn.IFS(ISNUMBER($AD77),$AD77,ISNUMBER($AE77),$AE77,ISNUMBER($AF77),$AF77,AND($AD77=0,$AE77=0,$AF77=0),1)","v":0},{"$f":"IF(ISNUMBER(MATCH(CJ$11,$AG77:$AJ77,0)),1,0)*IF(ISNUMBER($AF77),(1-$AF77),1) + IF(ISNUMBER(MATCH(CJ$11,$AK77:$AP77,0)),-1,0)*_xlfn.IFS(ISNUMBER($AD77),$AD77,ISNUMBER($AE77),$AE77,ISNUMBER($AF77),$AF77,AND($AD77=0,$AE77=0,$AF77=0),1)","v":0},{"$f":"IF(ISNUMBER(MATCH(CK$11,$AG77:$AJ77,0)),1,0)*IF(ISNUMBER($AF77),(1-$AF77),1) + IF(ISNUMBER(MATCH(CK$11,$AK77:$AP77,0)),-1,0)*_xlfn.IFS(ISNUMBER($AD77),$AD77,ISNUMBER($AE77),$AE77,ISNUMBER($AF77),$AF77,AND($AD77=0,$AE77=0,$AF77=0),1)","v":0},{"$f":"IF(ISNUMBER(MATCH(CL$11,$AG77:$AJ77,0)),1,0)*IF(ISNUMBER($AF77),(1-$AF77),1) + IF(ISNUMBER(MATCH(CL$11,$AK77:$AP77,0)),-1,0)*_xlfn.IFS(ISNUMBER($AD77),$AD77,ISNUMBER($AE77),$AE77,ISNUMBER($AF77),$AF77,AND($AD77=0,$AE77=0,$AF77=0),1)","v":0},{"$f":"IF(ISNUMBER(MATCH(CM$11,$AG77:$AJ77,0)),1,0)*IF(ISNUMBER($AF77),(1-$AF77),1) + IF(ISNUMBER(MATCH(CM$11,$AK77:$AP77,0)),-1,0)*_xlfn.IFS(ISNUMBER($AD77),$AD77,ISNUMBER($AE77),$AE77,ISNUMBER($AF77),$AF77,AND($AD77=0,$AE77=0,$AF77=0),1)","v":0},{"$f":"IF(ISNUMBER(MATCH(CN$11,$AG77:$AJ77,0)),1,0)*IF(ISNUMBER($AF77),(1-$AF77),1) + IF(ISNUMBER(MATCH(CN$11,$AK77:$AP77,0)),-1,0)*_xlfn.IFS(ISNUMBER($AD77),$AD77,ISNUMBER($AE77),$AE77,ISNUMBER($AF77),$AF77,AND($AD77=0,$AE77=0,$AF77=0),1)","v":0},{"$f":"IF(ISNUMBER(MATCH(CO$11,$AG77:$AJ77,0)),1,0)*IF(ISNUMBER($AF77),(1-$AF77),1) + IF(ISNUMBER(MATCH(CO$11,$AK77:$AP77,0)),-1,0)*_xlfn.IFS(ISNUMBER($AD77),$AD77,ISNUMBER($AE77),$AE77,ISNUMBER($AF77),$AF77,AND($AD77=0,$AE77=0,$AF77=0),1)","v":0},{"$f":"IF(ISNUMBER(MATCH(CP$11,$AG77:$AJ77,0)),1,0)*IF(ISNUMBER($AF77),(1-$AF77),1) + IF(ISNUMBER(MATCH(CP$11,$AK77:$AP77,0)),-1,0)*_xlfn.IFS(ISNUMBER($AD77),$AD77,ISNUMBER($AE77),$AE77,ISNUMBER($AF77),$AF77,AND($AD77=0,$AE77=0,$AF77=0),1)","v":0},{"$f":"IF(ISNUMBER(MATCH(CQ$11,$AG77:$AJ77,0)),1,0)*IF(ISNUMBER($AF77),(1-$AF77),1) + IF(ISNUMBER(MATCH(CQ$11,$AK77:$AP77,0)),-1,0)*_xlfn.IFS(ISNUMBER($AD77),$AD77,ISNUMBER($AE77),$AE77,ISNUMBER($AF77),$AF77,AND($AD77=0,$AE77=0,$AF77=0),1)","v":0},{"$f":"IF(ISNUMBER(MATCH(CR$11,$AG77:$AJ77,0)),1,0)*IF(ISNUMBER($AF77),(1-$AF77),1) + IF(ISNUMBER(MATCH(CR$11,$AK77:$AP77,0)),-1,0)*_xlfn.IFS(ISNUMBER($AD77),$AD77,ISNUMBER($AE77),$AE77,ISNUMBER($AF77),$AF77,AND($AD77=0,$AE77=0,$AF77=0),1)","v":0},{"$f":"IF(ISNUMBER(MATCH(CS$11,$AG77:$AJ77,0)),1,0)*IF(ISNUMBER($AF77),(1-$AF77),1) + IF(ISNUMBER(MATCH(CS$11,$AK77:$AP77,0)),-1,0)*_xlfn.IFS(ISNUMBER($AD77),$AD77,ISNUMBER($AE77),$AE77,ISNUMBER($AF77),$AF77,AND($AD77=0,$AE77=0,$AF77=0),1)","v":0},{"$f":"IF(ISNUMBER(MATCH(CT$11,$AG77:$AJ77,0)),1,0)*IF(ISNUMBER($AF77),(1-$AF77),1) + IF(ISNUMBER(MATCH(CT$11,$AK77:$AP77,0)),-1,0)*_xlfn.IFS(ISNUMBER($AD77),$AD77,ISNUMBER($AE77),$AE77,ISNUMBER($AF77),$AF77,AND($AD77=0,$AE77=0,$AF77=0),1)","v":0},{"$f":"IF(ISNUMBER(MATCH(CU$11,$AG77:$AJ77,0)),1,0)*IF(ISNUMBER($AF77),(1-$AF77),1) + IF(ISNUMBER(MATCH(CU$11,$AK77:$AP77,0)),-1,0)*_xlfn.IFS(ISNUMBER($AD77),$AD77,ISNUMBER($AE77),$AE77,ISNUMBER($AF77),$AF77,AND($AD77=0,$AE77=0,$AF77=0),1)","v":0},{"$f":"IF(ISNUMBER(MATCH(CV$11,$AG77:$AJ77,0)),1,0)*IF(ISNUMBER($AF77),(1-$AF77),1) + IF(ISNUMBER(MATCH(CV$11,$AK77:$AP77,0)),-1,0)*_xlfn.IFS(ISNUMBER($AD77),$AD77,ISNUMBER($AE77),$AE77,ISNUMBER($AF77),$AF77,AND($AD77=0,$AE77=0,$AF77=0),1)","v":0},{"$f":"IF(ISNUMBER(MATCH(CW$11,$AG77:$AJ77,0)),1,0)*IF(ISNUMBER($AF77),(1-$AF77),1) + IF(ISNUMBER(MATCH(CW$11,$AK77:$AP77,0)),-1,0)*_xlfn.IFS(ISNUMBER($AD77),$AD77,ISNUMBER($AE77),$AE77,ISNUMBER($AF77),$AF77,AND($AD77=0,$AE77=0,$AF77=0),1)","v":0},{"$f":"IF(ISNUMBER(MATCH(CX$11,$AG77:$AJ77,0)),1,0)*IF(ISNUMBER($AF77),(1-$AF77),1) + IF(ISNUMBER(MATCH(CX$11,$AK77:$AP77,0)),-1,0)*_xlfn.IFS(ISNUMBER($AD77),$AD77,ISNUMBER($AE77),$AE77,ISNUMBER($AF77),$AF77,AND($AD77=0,$AE77=0,$AF77=0),1)","v":0},{"$f":"IF(ISNUMBER(MATCH(CY$11,$AG77:$AJ77,0)),1,0)*IF(ISNUMBER($AF77),(1-$AF77),1) + IF(ISNUMBER(MATCH(CY$11,$AK77:$AP77,0)),-1,0)*_xlfn.IFS(ISNUMBER($AD77),$AD77,ISNUMBER($AE77),$AE77,ISNUMBER($AF77),$AF77,AND($AD77=0,$AE77=0,$AF77=0),1)","v":0},{"$f":"IF(ISNUMBER(MATCH(CZ$11,$AG77:$AJ77,0)),1,0)*IF(ISNUMBER($AF77),(1-$AF77),1) + IF(ISNUMBER(MATCH(CZ$11,$AK77:$AP77,0)),-1,0)*_xlfn.IFS(ISNUMBER($AD77),$AD77,ISNUMBER($AE77),$AE77,ISNUMBER($AF77),$AF77,AND($AD77=0,$AE77=0,$AF77=0),1)","v":0},{"$f":"IF(ISNUMBER(MATCH(DA$11,$AG77:$AJ77,0)),1,0)*IF(ISNUMBER($AF77),(1-$AF77),1) + IF(ISNUMBER(MATCH(DA$11,$AK77:$AP77,0)),-1,0)*_xlfn.IFS(ISNUMBER($AD77),$AD77,ISNUMBER($AE77),$AE77,ISNUMBER($AF77),$AF77,AND($AD77=0,$AE77=0,$AF77=0),1)","v":-1},{"$f":"IF(ISNUMBER(MATCH(DB$11,$AG77:$AJ77,0)),1,0)*IF(ISNUMBER($AF77),(1-$AF77),1) + IF(ISNUMBER(MATCH(DB$11,$AK77:$AP77,0)),-1,0)*_xlfn.IFS(ISNUMBER($AD77),$AD77,ISNUMBER($AE77),$AE77,ISNUMBER($AF77),$AF77,AND($AD77=0,$AE77=0,$AF77=0),1)","v":0},{"$f":"IF(ISNUMBER(MATCH(DC$11,$AG77:$AJ77,0)),1,0)*IF(ISNUMBER($AF77),(1-$AF77),1) + IF(ISNUMBER(MATCH(DC$11,$AK77:$AP77,0)),-1,0)*_xlfn.IFS(ISNUMBER($AD77),$AD77,ISNUMBER($AE77),$AE77,ISNUMBER($AF77),$AF77,AND($AD77=0,$AE77=0,$AF77=0),1)","v":0},{"$f":"IF(ISNUMBER(MATCH(DD$11,$AG77:$AJ77,0)),1,0)*IF(ISNUMBER($AF77),(1-$AF77),1) + IF(ISNUMBER(MATCH(DD$11,$AK77:$AP77,0)),-1,0)*_xlfn.IFS(ISNUMBER($AD77),$AD77,ISNUMBER($AE77),$AE77,ISNUMBER($AF77),$AF77,AND($AD77=0,$AE77=0,$AF77=0),1)","v":0},{"$f":"IF(ISNUMBER(MATCH(DE$11,$AG77:$AJ77,0)),1,0)*IF(ISNUMBER($AF77),(1-$AF77),1) + IF(ISNUMBER(MATCH(DE$11,$AK77:$AP77,0)),-1,0)*_xlfn.IFS(ISNUMBER($AD77),$AD77,ISNUMBER($AE77),$AE77,ISNUMBER($AF77),$AF77,AND($AD77=0,$AE77=0,$AF77=0),1)","v":0},null,0,"HRU,HT","Eco","Split",null,null,null,null,null,null,null,null,null,"e_hru_fc,ht",-1,0,0,0,0,0,0,0,0,0,0,0,0,0,0,0,0,0,0,0,0,0,0,0,0,0,0,0,0,0,0,0,0,0,0,0,0,0,0,0,0,0,0,0,0,0,0,0,0,0,0,0,0,0,0,0,0,0,0,0,0,0,0,0,0,0,0,-1,null,null,null,null,null,null,null,null,null,null,null,"e_hru_fc,ht",null,0,0,0,0,0,0,0,0,0,0,0,0,0,0,0,0,0,0,0,0,0,0,0,0,0,0,0,0,0,0,0,0,0,0,0,0,0,0,0,0,0,0,0,0,0,0,0,0,0,0,0,0,0,0,0,0,0,0,0,0,0,0,0,0,0,0,-1,null,null,"e_hru_fc,ht",687.82780535490235,0,0,0,0,0,0,0,0,0,0,0,0,0,0,0,1.0024691358024691,-1.0024691358024691,0,1.0024691358024691,0.37192311171638237,0,-1.0024691358024691,0,-1.0024691358024691,0,1.0024691358024691,0,0,-1.0024691358024691,0,-1.0024691358024691,0,1.0024691358024691,1.0024691358024691,0,-1.0024691358024691,0,-1.0024691358024691,0,1.0024691358024691,1.0024691358024691,0,-1.0024691358024691,0,0,0,0,0,0,0,0,0,0,0,0,0,-1,-2.4691358024691358E-3,0,0,0,0,0,0,-1,-1]
[null,null,null,null,null,null,null,null,null,null,null,null,null,null,null,null,null,null,"Tests",null,null,null,null,null,null,null,null,null,null,null,null,null,null,null,null,null,null,null,null,null,null,null,null,null,null,null,null,null,null,null,null,null,null,null,null,null,null,null,null,null,null,null,null,null,null,null,null,null,null,null,null,null,null,null,null,null,null,null,null,null,null,null,null,null,null,null,null,null,null,null,null,null,null,null,null,null,null,null,null,null,null,null,null,null,null,null,null,null,null,null,null,null,null,null,null,null,null,null,null,null,null,null,null,"q_hru_fs-amb,ht",-1.6330151598885561,687.82780535490235,0,0,0,0,0,0,0,0,0,0,0,0,0,0,0,1.0024691358024691,-1.0024691358024691,0,1.0024691358024691,0.37192311171638237,0,-1.0024691358024691,0,-1.0024691358024691,0,1.0024691358024691,0,0,-1.0024691358024691,0,-1.0024691358024691,0,1.0024691358024691,1.0024691358024691,0,-1.0024691358024691,0,-1.0024691358024691,0,1.0024691358024691,1.0024691358024691,0,-1.0024691358024691,0,0,0,0,0,0,0,0,0,0,0,0,0,-1,-2.4691358024691362E-3,0,0,0,0,0,0,-1,1,null,null,null,null,null,null,null,null,null,null,null,"q_hru_fs-amb,ht",null,687.82780535490235,0,0,0,0,0,0,0,0,0,0,0,0,0,0,0,1.0024691358024691,-1.0024691358024691,0,1.0024691358024691,0.37192311171638237,0,-1.0024691358024691,0,-1.0024691358024691,0,1.0024691358024691,0,0,-1.0024691358024691,0,-1.0024691358024691,0,1.0024691358024691,1.0024691358024691,0,-1.0024691358024691,0,-1.0024691358024691,0,1.0024691358024691,1.0024691358024691,0,-1.0024691358024691,0,0,0,0,0,0,0,0,0,0,0,0,0,-1,-2.4691358024691362E-3,0,0,0,0,0,0,-1,1,null,null,"q_hru_fs-amb,ht",0,0,0,0,0,0,0,0,0,0,0,0,0,0,0,0,0,0,0,0,0,0,0,0,0,0,0,0,0,0,0,0,0,0,0,0,0,0,0,0,0,0,0,0,0,0,0,0,0,0,0,0,0,0,0,0,0,0,0,0,0,0,0,0,0,0,1]
[null,null,null,null,null,null,null,null,null,null,null,null,null,null,null,null,null,null,"PowerCrit",{"$f":"SUMPRODUCT(TRANSPOSE($AR79:$DE79),T$12:T$77)","v":-3.4106051316484809E-13},{"$f":"SUMPRODUCT(TRANSPOSE($AR79:$DE79),U$12:U$77)","v":-3.2684965844964609E-13},{"$f":"SUMPRODUCT(TRANSPOSE($AR79:$DE79),_xlfn.ANCHORARRAY(V$12))","v":-3.4106051316484809E-13},{"$f":"SUMPRODUCT(TRANSPOSE($AR79:$DE79),_xlfn.ANCHORARRAY(W$12))","v":-3.2684965844964609E-13},{"$f":"SUMPRODUCT(TRANSPOSE($AR79:$DE79),_xlfn.ANCHORARRAY(X$12))","v":-3.2684965844964609E-13},null,null,null,null,null,null,null,null,"e_crit_u-tx",null,null,null,"q_crit_tx-amb","e_crit_swb-drms","e_crit_ups-drms","e_crit_ups-hru,lt","e_crit_ups-hru,ht","q_crit_ch-amb",null,{"$f":"IF(ISNUMBER(MATCH(AR$11,$AG79:$AJ79,0)),1,0) + IF(ISNUMBER(MATCH(AR$11,$AK79:$AP79,0)),-1,0)","v":1},0,-1,-1,0,0,0,-1,-1,-1,{"$f":"IF(ISNUMBER(MATCH(BB$11,$AG79:$AJ79,0)),1,0) + IF(ISNUMBER(MATCH(BB$11,$AK79:$AP79,0)),-1,0)","v":0},-1,0,0,0,0,0,0,0,0,{"$f":"IF(ISNUMBER(MATCH(BL$11,$AG79:$AJ79,0)),1,0) + IF(ISNUMBER(MATCH(BL$11,$AK79:$AP79,0)),-1,0)","v":0},0,0,0,0,0,0,0,0,0,{"$f":"IF(ISNUMBER(MATCH(BV$11,$AG79:$AJ79,0)),1,0) + IF(ISNUMBER(MATCH(BV$11,$AK79:$AP79,0)),-1,0)","v":0},0,0,0,0,0,0,0,0,0,{"$f":"IF(ISNUMBER(MATCH(CF$11,$AG79:$AJ79,0)),1,0) + IF(ISNUMBER(MATCH(CF$11,$AK79:$AP79,0)),-1,0)","v":0},0,0,0,0,0,0,0,0,0,{"$f":"IF(ISNUMBER(MATCH(CP$11,$AG79:$AJ79,0)),1,0) + IF(ISNUMBER(MATCH(CP$11,$AK79:$AP79,0)),-1,0)","v":0},0,0,0,0,0,0,0,0,0,{"$f":"IF(ISNUMBER(MATCH(CZ$11,$AG79:$AJ79,0)),1,0) + IF(ISNUMBER(MATCH(CZ$11,$AK79:$AP79,0)),-1,0)","v":0},0,0,0,0,0,null,null,null,null,null,null,null,null,null,null,null,null,null,null,"e_hru_fs,ht",-2.5,0,0,0,0,0,0,0,0,0,0,0,0,0,0,0,0,0,0,0,0,0,0,0,0,0,0,0,0,0,0,0,0,0,0,0,0,0,0,0,0,0,0,0,0,0,0,0,0,0,0,0,0,0,0,0,0,0,0,0,-1,-0.25,0,0,0,0,0,-1.25,null,null,null,null,null,null,null,null,null,null,null,"e_hru_fs,ht",null,0,0,0,0,0,0,0,0,0,0,0,0,0,0,0,0,0,0,0,0,0,0,0,0,0,0,0,0,0,0,0,0,0,0,0,0,0,0,0,0,0,0,0,0,0,0,0,0,0,0,0,0,0,0,0,0,0,0,0,-1,-0.25,0,0,0,0,0,-1.25,null,null,"e_hru_fs,ht",859.78475669362786,0,0,0,0,0,0,0,0,0,0,0,0,0,0,0,1.2530864197530864,-1.2530864197530864,0,1.2530864197530864,0.46490388964547796,0,-1.2530864197530864,0,-1.2530864197530864,0,1.2530864197530864,0,0,-1.2530864197530864,0,-1.2530864197530864,0,1.2530864197530864,1.2530864197530864,0,-1.2530864197530864,0,-1.2530864197530864,0,1.2530864197530864,1.2530864197530864,0,-1.2530864197530864,0,0,0,0,0,0,0,0,0,0,0,0,0,-1.25,-3.0864197530864196E-3,-1,-0.25,0,0,0,0,-1.25,-1.25]
[null,null,null,null,null,null,null,null,null,null,null,null,null,null,null,null,null,null,"PowerMech",{"$f":"SUMPRODUCT(TRANSPOSE($AR80:$DE80),T$12:T$77)","v":2.4336088699783431E-13},{"$f":"SUMPRODUCT(TRANSPOSE($AR80:$DE80),U$12:U$77)","v":1.4876988529977098E-14},{"$f":"SUMPRODUCT(TRANSPOSE($AR80:$DE80),_xlfn.ANCHORARRAY(V$12))","v":1.0103029524088925E-14},{"$f":"SUMPRODUCT(TRANSPOSE($AR80:$DE80),_xlfn.ANCHORARRAY(W$12))","v":2.4336088699783431E-13},{"$f":"SUMPRODUCT(TRANSPOSE($AR80:$DE80),_xlfn.ANCHORARRAY(X$12))","v":1.5987211554602254E-13},null,null,null,null,null,null,null,null,"e_mech_u-tx",null,null,null,"q_mech_tx-amb","e_mech_swb-hru,lt","e_mech_swb-hru,ht","q_mech_swb-amb",null,null,null,0,0,0,0,0,0,0,0,0,0,0,0,1,0,-1,-1,-1,-1,0,0,0,0,0,0,0,0,0,0,0,0,0,0,0,0,0,0,0,0,0,0,0,0,0,0,0,0,0,0,0,0,0,0,0,0,0,0,0,0,0,0,0,0,0,0,0,0,null,null,null,null,null,null,null,null,null,null,null,null,null,null,"q_hru_eco-comp,ht",-2.6382811902083327,{"$f":"SUMPRODUCT(_xlfn.ANCHORARRAY($DW$7),DW80:GJ80)","v":689.20346096561207},0,0,0,0,0,0,0,0,0,0,0,0,0,0,0,1.0044740740740741,-1.0044740740740741,0,1.0044740740740741,0.37266695793981514,0,-1.0044740740740741,0,-1.0044740740740741,0,1.0044740740740741,0,0,-1.0044740740740741,0,-1.0044740740740741,0,1.0044740740740741,1.0044740740740741,0,-1.0044740740740741,0,-1.0044740740740741,0,1.0044740740740741,1.0044740740740741,0,-1.0044740740740741,0,0,0,0,0,0,0,0,0,0,0,0,0,-1.002,-2.4740740740740743E-3,0,0,-1,-2E-3,0,0,-1.002,1.002,null,null,null,null,null,null,null,null,null,null,null,"q_hru_eco-comp,ht",null,689.20346096561207,0,0,0,0,0,0,0,0,0,0,0,0,0,0,0,1.0044740740740741,-1.0044740740740741,0,1.0044740740740741,0.37266695793981514,0,-1.0044740740740741,0,-1.0044740740740741,0,1.0044740740740741,0,0,-1.0044740740740741,0,-1.0044740740740741,0,1.0044740740740741,1.0044740740740741,0,-1.0044740740740741,0,-1.0044740740740741,0,1.0044740740740741,1.0044740740740741,0,-1.0044740740740741,0,0,0,0,0,0,0,0,0,0,0,0,0,-1.002,-2.4740740740740743E-3,0,0,-1,-2E-3,0,0,-1.002,1.002,null,null,"q_hru_eco-comp,ht",0,0,0,0,0,0,0,0,0,0,0,0,0,0,0,0,0,0,0,0,0,0,0,0,0,0,0,0,0,0,0,0,0,0,0,0,0,0,0,0,0,0,0,0,0,0,0,0,0,0,0,0,0,0,0,0,0,0,0,0,0,-1,-2E-3,0,0,0,1.002]
[null,null,null,null,null,null,null,null,null,null,null,null,null,null,null,null,null,null,"DataRooms",{"$f":"SUMPRODUCT(TRANSPOSE($AR81:$DE81),T$12:T$77)","v":-2.2737367544323206E-13},{"$f":"SUMPRODUCT(TRANSPOSE($AR81:$DE81),U$12:U$77)","v":3.4106051316484809E-13},{"$f":"SUMPRODUCT(TRANSPOSE($AR81:$DE81),_xlfn.ANCHORARRAY(V$12))","v":-2.2737367544323206E-13},{"$f":"SUMPRODUCT(TRANSPOSE($AR81:$DE81),_xlfn.ANCHORARRAY(W$12))","v":2.2737367544323206E-13},{"$f":"SUMPRODUCT(TRANSPOSE($AR81:$DE81),_xlfn.ANCHORARRAY(X$12))","v":2.2737367544323206E-13},null,null,null,null,null,null,null,null,"e_crit_ups-drms","e_crit_swb-drms",null,null,"q_drms-hru,lt","q_drms-hru,ht",null,null,null,null,null,0,0,0,1,0,0,0,1,0,0,0,0,0,0,0,0,0,0,0,0,0,0,0,0,0,0,0,0,0,0,0,0,0,0,0,0,0,0,-1,-1,0,0,0,0,0,0,0,0,0,0,0,0,0,0,0,0,0,0,0,0,0,0,0,0,0,0,null,null,null,null,null,null,null,null,null,null,null,null,null,null,{"$f":"AK77","v":"q_hru_eco-comp,ht"},-6.2610468140125004,702.98753018492437,0,0,0,0,0,0,0,0,0,0,0,0,0,0,0,1.0245635555555557,-1.0245635555555557,0,1.0245635555555557,0.38012029709861145,0,-1.0245635555555557,0,-1.0245635555555557,0,1.0245635555555557,0,0,-1.0245635555555557,0,-1.0245635555555557,0,1.0245635555555557,1.0245635555555557,0,-1.0245635555555557,0,-1.0245635555555557,0,1.0245635555555557,1.0245635555555557,0,-1.0245635555555557,0,0,0,0,0,0,0,0,0,0,0,0,0,-1.0220400000000001,-2.5235555555555558E-3,-1.02,-0.255,-1.02,-2.0400000000000001E-3,-1,-0.02,-1.0220400000000001,-0.25296000000000002,null,null,null,null,null,null,null,null,null,null,null,{"$f":"DT81","v":"q_hru_eco-comp,ht"},null,{"$f":"SUMPRODUCT(GY81:JL81,_xlfn.ANCHORARRAY($GY$7))","v":702.98753018492437},0,0,0,0,0,0,0,0,0,0,0,0,0,0,0,1.0245635555555557,-1.0245635555555557,0,1.0245635555555557,0.38012029709861145,0,-1.0245635555555557,0,-1.0245635555555557,0,1.0245635555555557,0,0,-1.0245635555555557,0,-1.0245635555555557,0,1.0245635555555557,1.0245635555555557,0,-1.0245635555555557,0,-1.0245635555555557,0,1.0245635555555557,1.0245635555555557,0,-1.0245635555555557,0,0,0,0,0,0,0,0,0,0,0,0,0,-1.0220400000000001,-2.5235555555555558E-3,-1.02,-0.255,-1.02,-2.0400000000000001E-3,-1,-0.02,-1.0220400000000001,-0.25296000000000002,null,null,{"$f":"GV81","v":"q_hru_eco-comp,ht"},{"$f":"SUMPRODUCT(JQ81:MD81,_xlfn.ANCHORARRAY($JQ$7))","v":876.98045182750047},0,0,0,0,0,0,0,0,0,0,0,0,0,0,0,1.2781481481481483,-1.2781481481481483,0,1.2781481481481483,0.47420196743838755,0,-1.2781481481481483,0,-1.2781481481481483,0,1.2781481481481483,0,0,-1.2781481481481483,0,-1.2781481481481483,0,1.2781481481481483,1.2781481481481483,0,-1.2781481481481483,0,-1.2781481481481483,0,1.2781481481481483,1.2781481481481483,0,-1.2781481481481483,0,0,0,0,0,0,0,0,0,0,0,0,0,-1.2750000000000001,-3.1481481481481482E-3,-1.02,-0.255,-1.02,-2.0400000000000001E-3,-1,-0.02,-1.2750000000000001,-0.25296000000000007]
[null,null,null,null,null,null,null,null,null,null,null,null,null,null,null,null,null,null,"DataRoom1",{"$f":"SUMPRODUCT(TRANSPOSE($AR82:$DE82),T$12:T$77)","v":0},{"$f":"SUMPRODUCT(TRANSPOSE($AR82:$DE82),U$12:U$77)","v":1.1368683772161603E-13},{"$f":"SUMPRODUCT(TRANSPOSE($AR82:$DE82),_xlfn.ANCHORARRAY(V$12))","v":0},{"$f":"SUMPRODUCT(TRANSPOSE($AR82:$DE82),_xlfn.ANCHORARRAY(W$12))","v":0},{"$f":"SUMPRODUCT(TRANSPOSE($AR82:$DE82),_xlfn.ANCHORARRAY(X$12))","v":0},null,null,null,null,null,null,null,null,"e_drms_crit-dr1","e_drms_oh-dr1",null,null,"q_drms_dr1-hru,lt","q_drms_dr1-hru,ht",null,null,null,null,null,0,0,0,0,0,0,0,0,0,0,0,0,0,0,0,0,0,0,1,1,0,0,0,0,0,0,0,0,0,-1,-1,0,0,0,0,0,0,0,0,0,0,0,0,0,0,0,0,0,0,0,0,0,0,0,0,0,0,0,0,0,0,0,0,0,0,0]
[null,null,null,null,null,null,null,null,null,null,null,null,null,null,null,null,null,null,"DataRoom2",{"$f":"SUMPRODUCT(TRANSPOSE($AR83:$DE83),T$12:T$77)","v":0},{"$f":"SUMPRODUCT(TRANSPOSE($AR83:$DE83),U$12:U$77)","v":0},{"$f":"SUMPRODUCT(TRANSPOSE($AR83:$DE83),_xlfn.ANCHORARRAY(V$12))","v":0},{"$f":"SUMPRODUCT(TRANSPOSE($AR83:$DE83),_xlfn.ANCHORARRAY(W$12))","v":0},{"$f":"SUMPRODUCT(TRANSPOSE($AR83:$DE83),_xlfn.ANCHORARRAY(X$12))","v":0},null,null,null,null,null,null,null,null,"e_drms_crit-dr2","e_drms_oh-dr2",null,null,"q_drms_dr2-hru,lt","q_drms_dr2-hru,ht",null,null,null,null,null,0,0,0,0,0,0,0,0,0,0,0,0,0,0,0,0,0,0,0,0,0,1,1,0,0,0,0,0,0,0,0,-1,-1,0,0,0,0,0,0,0,0,0,0,0,0,0,0,0,0,0,0,0,0,0,0,0,0,0,0,0,0,0,0,0,0,0]
[null,null,null,null,null,null,null,null,null,null,null,null,null,null,null,null,null,null,"DataRoom3",{"$f":"SUMPRODUCT(TRANSPOSE($AR84:$DE84),T$12:T$77)","v":0},{"$f":"SUMPRODUCT(TRANSPOSE($AR84:$DE84),U$12:U$77)","v":0},{"$f":"SUMPRODUCT(TRANSPOSE($AR84:$DE84),_xlfn.ANCHORARRAY(V$12))","v":0},{"$f":"SUMPRODUCT(TRANSPOSE($AR84:$DE84),_xlfn.ANCHORARRAY(W$12))","v":0},{"$f":"SUMPRODUCT(TRANSPOSE($AR84:$DE84),_xlfn.ANCHORARRAY(X$12))","v":0},null,null,null,null,null,null,null,null,"e_drms_crit-dr3","e_drms_oh-dr3",null,null,"q_drms_dr3-hru,lt","q_drms_dr3-hru,ht",null,null,null,null,null,0,0,0,0,0,0,0,0,0,0,0,0,0,0,0,0,0,0,0,0,0,0,0,0,1,1,0,0,0,0,0,0,0,-1,-1,0,0,0,0,0,0,0,0,0,0,0,0,0,0,0,0,0,0,0,0,0,0,0,0,0,0,0,0,0,0,0]
[null,null,null,null,null,null,null,null,null,null,null,null,null,null,null,null,null,null,"DataRoom4",{"$f":"SUMPRODUCT(TRANSPOSE($AR85:$DE85),T$12:T$77)","v":0},{"$f":"SUMPRODUCT(TRANSPOSE($AR85:$DE85),U$12:U$77)","v":0},{"$f":"SUMPRODUCT(TRANSPOSE($AR85:$DE85),_xlfn.ANCHORARRAY(V$12))","v":0},{"$f":"SUMPRODUCT(TRANSPOSE($AR85:$DE85),_xlfn.ANCHORARRAY(W$12))","v":0},{"$f":"SUMPRODUCT(TRANSPOSE($AR85:$DE85),_xlfn.ANCHORARRAY(X$12))","v":0},null,null,null,null,null,null,null,null,"e_drms_crit-dr4","e_drms_oh-dr4",null,null,"q_drms_dr4-hru,lt","q_drms_dr4-hru,ht",null,null,null,null,null,0,0,0,0,0,0,0,0,0,0,0,0,0,0,0,0,0,0,0,0,0,0,0,0,0,0,0,1,1,0,0,0,0,0,0,-1,-1,0,0,0,0,0,0,0,0,0,0,0,0,0,0,0,0,0,0,0,0,0,0,0,0,0,0,0,0,0]
[null,null,null,null,null,null,null,null,null,null,null,null,null,null,null,null,null,null,"HRU,lt",{"$f":"SUMPRODUCT(TRANSPOSE($AR86:$DE86),T$12:T$77)","v":0},{"$f":"SUMPRODUCT(TRANSPOSE($AR86:$DE86),U$12:U$77)","v":-4.5474735088646412E-13},{"$f":"SUMPRODUCT(TRANSPOSE($AR86:$DE86),_xlfn.ANCHORARRAY(V$12))","v":4.5474735088646412E-13},{"$f":"SUMPRODUCT(TRANSPOSE($AR86:$DE86),_xlfn.ANCHORARRAY(W$12))","v":0},{"$f":"SUMPRODUCT(TRANSPOSE($AR86:$DE86),_xlfn.ANCHORARRAY(X$12))","v":0},null,null,null,null,null,null,null,null,"q_drms-hru,lt","e_crit_ups-hru,lt","e_mech_swb-hru,lt",null,"q_hru_fs-amb,lt",null,null,null,null,null,null,0,0,0,0,0,0,0,0,1,0,0,0,0,0,0,1,0,0,0,0,0,0,0,0,0,0,0,0,0,0,0,0,0,0,0,0,0,0,1,0,0,0,0,0,0,0,0,0,0,0,0,0,0,0,0,0,-1,0,0,0,0,0,0,0,0,0,null,null,null,null,null,null,null,null,null,null,null,null,null,null,null,null,null,null,null,null,null,null,null,null,null,null,null,null,null,null,null,null,null,null,null,null,null,null,null,null,null,null,null,null,null,null,null,null,null,null,null,null,null,null,null,null,null,null,null,null,null,null,null,null,null,null,null,null,null,null,null,null,null,null,null,null,null,null,null,null,null,null,null,null,null,null,null,null,null,null,null,null,null,null,null,"No Inverse",null,{"$f":"Range2","v":1},-1,-1,0,0,0,0,0,0,0,0,0,0,0,0,0,0,0,0,0,0,0,0,0,0,0,0,0,0,0,0,0,0,0,0,0,0,0,0,0,0,0,0,0,0,0,0,0,0,0,0,0,0,0,0,0,0,0,0,0,0,0,0,0,0,0]
[null,null,null,null,null,null,null,null,null,null,null,null,null,null,null,null,null,null,"HRU,ht",{"$f":"SUMPRODUCT(TRANSPOSE($AR87:$DE87),T$12:T$77)","v":0},{"$f":"SUMPRODUCT(TRANSPOSE($AR87:$DE87),U$12:U$77)","v":-1.1368683772161603E-13},{"$f":"SUMPRODUCT(TRANSPOSE($AR87:$DE87),_xlfn.ANCHORARRAY(V$12))","v":0},{"$f":"SUMPRODUCT(TRANSPOSE($AR87:$DE87),_xlfn.ANCHORARRAY(W$12))","v":0},{"$f":"SUMPRODUCT(TRANSPOSE($AR87:$DE87),_xlfn.ANCHORARRAY(X$12))","v":0},null,null,null,null,null,null,null,null,"q_drms-hru,ht","e_crit_ups-hru,ht","e_mech_swb-hru,ht",null,"q_hru_fs-amb,ht",null,null,null,null,null,null,0,0,0,0,0,0,0,0,0,1,0,0,0,0,0,0,1,0,0,0,0,0,0,0,0,0,0,0,0,0,0,0,0,0,0,0,0,0,0,1,0,0,0,0,0,0,0,0,0,0,0,0,0,0,0,0,0,0,0,0,0,0,0,0,0,-1,null,null,null,null,null,null,null,null,null,null,null,null,null,null,null,null,null,null,null,null,null,null,null,null,null,null,null,null,null,null,null,null,null,null,null,null,null,null,null,null,null,null,null,null,null,null,null,null,null,null,null,null,null,null,null,null,null,null,null,null,null,null,null,null,null,null,null,null,null,null,null,null,null,null,null,null,null,null,null,null,null,null,null,null,null,null,null,null,null,null,null,null,null,null,null,null,null,-0.01,0,1,0,0,0,0,0,0,0,0,0,0,0,0,0,0,0,0,0,0,0,0,0,0,0,0,0,0,0,0,0,0,0,0,0,0,0,0,0,0,0,0,0,0,0,0,0,0,0,0,0,0,0,0,0,0,0,0,0,0,0,0,0,0,0]
[null,null,null,null,null,null,null,null,null,null,null,null,null,null,null,null,null,null,null,null,null,null,null,null,null,null,null,null,null,null,null,null,null,null,null,null,null,null,null,null,null,null,null,null,null,null,null,null,null,null,null,null,null,null,null,null,null,null,null,null,null,null,null,null,null,null,null,null,null,null,null,null,null,null,null,null,null,null,null,null,null,null,null,null,null,null,null,null,null,null,null,null,null,null,null,null,null,null,null,null,null,null,null,null,null,null,null,null,null,null,null,null,null,null,null,null,null,null,null,null,null,null,null,null,null,null,null,null,null,null,null,null,null,null,null,null,null,null,null,null,null,null,null,null,null,null,null,null,null,null,null,null,null,null,null,null,null,null,null,null,null,null,null,null,null,null,null,null,null,null,null,null,null,null,null,null,null,null,null,null,null,null,null,null,null,null,null,null,null,null,null,null,null,null,null,null,null,null,null,null,null,null,null,null,null,null,0,1,0,-1,-1,-1,-1,0,0,0,0,0,0,0,0,0,0,0,0,0,0,0,0,0,0,0,0,0,0,0,0,0,0,0,0,0,0,0,0,0,0,0,0,0,0,0,0,0,0,0,0,0,0,0,0,0,0,0,0,0,0,0,0,0,0,0]
[null,null,null,null,null,null,null,null,null,null,null,null,null,null,null,null,null,null,null,null,null,null,null,null,null,null,null,null,null,null,null,null,null,null,null,null,null,null,null,null,null,null,null,{"$f":"AR12","v":1},-1,-1,0,0,0,0,0,0,0,0,0,0,0,0,0,0,0,0,0,0,0,0,0,0,0,0,0,0,0,0,0,{"$f":"BX12","v":0},0,0,0,0,0,0,0,0,0,0,0,0,0,0,0,0,0,0,0,0,0,0,0,0,0,0,0,0,0,0,0,0,0,null,null,null,null,null,null,null,null,null,null,null,null,null,null,null,null,null,null,null,null,null,null,null,null,null,null,null,null,null,null,null,null,null,null,null,null,null,null,null,null,null,null,null,null,null,null,null,null,null,null,null,null,null,null,null,null,null,null,null,null,null,null,null,null,null,null,null,null,null,null,null,null,null,null,null,null,null,null,null,null,null,null,null,null,null,null,null,null,null,null,null,null,null,null,null,null,null,0,-0.01,0,0,0,0,1,0,0,0,0,0,0,0,0,0,0,0,0,0,0,0,0,0,0,0,0,0,0,0,0,0,0,0,0,0,0,0,0,0,0,0,0,0,0,0,0,0,0,0,0,0,0,0,0,0,0,0,0,0,0,0,0,0,0,0]
[null,null,null,null,null,null,null,null,null,null,null,null,null,null,null,null,null,null,null,null,null,null,null,null,null,null,null,null,null,null,null,null,null,null,null,null,null,null,null,null,null,null,null,{"$f":"AR13","v":-0.01},0,1,0,0,0,0,0,0,0,0,0,0,0,0,0,0,0,0,0,0,0,0,0,0,0,0,0,0,0,0,0,{"$f":"BX13","v":0},0,0,0,0,0,0,0,0,0,0,0,0,0,0,0,0,0,0,0,0,0,0,0,0,0,0,0,0,0,0,0,0,0,null,null,null,null,null,null,null,null,null,null,null,null,null,null,null,null,null,null,null,null,null,null,null,null,null,null,null,null,null,null,null,null,null,null,null,null,null,null,null,null,null,null,null,null,null,null,null,null,null,null,null,null,null,null,null,null,null,null,null,null,null,null,null,null,null,null,null,null,null,null,null,null,null,null,null,null,null,null,null,null,null,null,null,null,null,null,null,null,null,null,null,null,null,null,null,null,null,0,0,0,0,1,0,0,-1,-1,-1,-1,0,0,0,0,0,0,0,0,0,0,0,0,0,0,0,0,0,0,0,0,0,0,0,0,0,0,0,0,0,0,0,0,0,0,0,0,0,0,0,0,0,0,0,0,0,0,0,0,0,0,0,0,0,0,0]
[null,null,null,null,null,null,null,null,null,null,null,null,null,null,null,null,null,null,null,null,null,null,null,null,null,null,null,null,null,null,null,null,null,null,null,null,null,null,null,null,null,null,null,{"$f":"AR14","v":0},1,0,-1,-1,-1,-1,0,0,0,0,0,0,0,0,0,0,0,0,0,0,0,0,0,0,0,0,0,0,0,0,0,{"$f":"BX14","v":0},0,0,0,0,0,0,0,0,0,0,0,0,0,0,0,0,0,0,0,0,0,0,0,0,0,0,0,0,0,0,0,0,0,null,null,null,null,null,null,null,null,null,null,null,null,null,null,null,null,null,null,null,null,null,null,null,null,null,null,null,null,null,null,null,null,null,null,null,null,null,null,null,null,null,null,null,null,null,null,null,null,null,null,null,null,null,null,null,null,null,null,null,null,null,null,null,null,null,null,null,null,null,null,null,null,null,null,null,null,null,null,null,null,null,null,null,null,null,null,null,null,null,null,null,null,null,null,null,null,null,0,0,0,0,-0.01,0,0,0,0,0,1,0,0,0,0,0,0,0,0,0,0,0,0,0,0,0,0,0,0,0,0,0,0,0,0,0,0,0,0,0,0,0,0,0,0,0,0,0,0,0,0,0,0,0,0,0,0,0,0,0,0,0,0,0,0,0]
[null,null,null,null,null,null,null,null,null,null,null,null,null,null,null,null,null,null,null,null,null,null,null,null,null,null,null,null,null,null,null,null,null,null,null,null,null,null,null,null,null,null,null,{"$f":"AR15","v":0},-0.01,0,0,0,0,1,0,0,0,0,0,0,0,0,0,0,0,0,0,0,0,0,0,0,0,0,0,0,0,0,0,{"$f":"BX15","v":0},0,0,0,0,0,0,0,0,0,0,0,0,0,0,0,0,0,0,0,0,0,0,0,0,0,0,0,0,0,0,0,0,0,null,null,null,null,null,null,null,null,null,null,null,null,null,null,null,null,null,null,null,null,null,null,null,null,null,null,null,null,null,null,null,null,null,null,null,null,null,null,null,null,null,null,null,null,null,null,null,null,null,null,null,null,null,null,null,null,null,null,null,null,null,null,null,null,null,null,null,null,null,null,null,null,null,null,null,null,null,null,null,null,null,null,null,null,null,null,null,null,null,null,null,null,null,null,null,null,null,0,0,0,0,0,1,1,0,0,0,1,-1,0,0,0,0,0,0,0,0,0,0,0,0,0,0,0,0,0,0,0,0,0,0,0,0,0,0,0,0,0,0,0,0,0,0,0,0,0,0,0,0,0,0,0,0,0,0,0,0,0,0,0,0,0,0]
[null,null,null,null,null,null,null,null,null,null,null,null,null,null,null,null,null,null,null,null,null,null,null,null,null,null,null,null,null,null,null,null,null,null,null,null,null,null,null,null,null,null,null,{"$f":"AR16","v":0},0,0,0,1,0,0,-1,-1,-1,-1,0,0,0,0,0,0,0,0,0,0,0,0,0,0,0,0,0,0,0,0,0,{"$f":"BX16","v":0},0,0,0,0,0,0,0,0,0,0,0,0,0,0,0,0,0,0,0,0,0,0,0,0,0,0,0,0,0,0,0,0,0,null,null,null,null,null,null,null,null,null,null,null,null,null,null,null,null,null,null,null,null,null,null,null,null,null,null,null,null,null,null,null,null,null,null,null,null,null,null,null,null,null,null,null,null,null,null,null,null,null,null,null,null,null,null,null,null,null,null,null,null,null,null,null,null,null,null,null,null,null,null,null,null,null,null,null,null,null,null,null,null,null,null,null,null,null,null,null,null,null,null,null,null,null,null,null,null,null,0,0,0,0,0,-22,1,0,0,0,1,0,0,0,0,0,0,0,0,0,0,0,0,0,0,0,0,0,0,0,0,0,0,0,0,0,0,0,0,0,0,0,0,0,0,0,0,0,0,0,0,0,0,0,0,0,0,0,0,0,0,0,0,0,0,0]
[null,null,null,null,null,null,null,null,null,null,null,null,null,null,null,null,null,null,null,null,null,null,null,null,null,null,null,null,null,null,null,null,null,null,null,null,null,null,null,null,null,null,null,{"$f":"AR17","v":0},0,0,0,-0.01,0,0,0,0,0,1,0,0,0,0,0,0,0,0,0,0,0,0,0,0,0,0,0,0,0,0,0,{"$f":"BX17","v":0},0,0,0,0,0,0,0,0,0,0,0,0,0,0,0,0,0,0,0,0,0,0,0,0,0,0,0,0,0,0,0,0,0,null,null,null,null,null,null,null,null,null,null,null,null,null,null,null,null,null,null,null,null,null,null,null,null,null,null,null,null,null,null,null,null,null,null,null,null,null,null,null,null,null,null,null,null,null,null,null,null,null,null,null,null,null,null,null,null,null,null,null,null,null,null,null,null,null,null,null,null,null,null,null,null,null,null,null,null,null,null,null,null,null,null,null,null,null,null,null,null,null,null,null,null,null,null,null,null,null,0,0,0,0,0,0,0,0,0,0,0,0,1,-1,-1,0,0,0,0,0,0,0,0,0,0,0,0,0,0,0,0,0,0,0,0,0,0,0,0,0,0,0,0,0,0,0,0,0,0,0,0,0,0,0,0,0,0,0,0,0,0,0,0,0,0,0]
[null,null,null,null,null,null,null,null,null,null,null,null,null,null,null,null,null,null,null,null,null,null,null,null,null,null,null,null,null,null,null,null,null,null,null,null,null,null,null,null,null,null,null,{"$f":"AR18","v":0},0,0,0,0,1,1,0,0,0,1,-1,0,0,0,0,0,0,0,0,0,0,0,0,0,0,0,0,0,0,0,0,{"$f":"BX18","v":0},0,0,0,0,0,0,0,0,0,0,0,0,0,0,0,0,0,0,0,0,0,0,0,0,0,0,0,0,0,0,0,0,0,null,null,null,null,null,null,null,null,null,null,null,null,null,null,null,null,null,null,null,null,null,null,null,null,null,null,null,null,null,null,null,null,null,null,null,null,null,null,null,null,null,null,null,null,null,null,null,null,null,null,null,null,null,null,null,null,null,null,null,null,null,null,null,null,null,null,null,null,null,null,null,null,null,null,null,null,null,null,null,null,null,null,null,null,null,null,null,null,null,null,null,null,null,null,null,null,null,0,0,0,0,0,0,0,0,0,0,0,0,-0.01,0,1,0,0,0,0,0,0,0,0,0,0,0,0,0,0,0,0,0,0,0,0,0,0,0,0,0,0,0,0,0,0,0,0,0,0,0,0,0,0,0,0,0,0,0,0,0,0,0,0,0,0,0]
[null,null,null,null,null,null,null,null,null,null,null,null,null,null,null,null,null,null,null,null,null,null,null,null,null,null,null,null,null,null,null,null,null,null,null,null,null,null,null,null,null,null,null,{"$f":"AR19","v":0},0,0,0,0,-22,1,0,0,0,1,0,0,0,0,0,0,0,0,0,0,0,0,0,0,0,0,0,0,0,0,0,{"$f":"BX19","v":0},0,0,0,0,0,0,0,0,0,0,0,0,0,0,0,0,0,0,0,0,0,0,0,0,0,0,0,0,0,0,0,0,0,null,null,null,null,null,null,null,null,null,null,null,null,null,null,null,null,null,null,null,null,null,null,null,null,null,null,null,null,null,null,null,null,null,null,null,null,null,null,null,null,null,null,null,null,null,null,null,null,null,null,null,null,null,null,null,null,null,null,null,null,null,null,null,null,null,null,null,null,null,null,null,null,null,null,null,null,null,null,null,null,null,null,null,null,null,null,null,null,null,null,null,null,null,null,null,null,null,0,0,0,0,0,0,0,0,0,0,0,0,0,1,0,-1,-1,-1,0,0,0,0,0,0,0,0,0,0,0,0,0,0,0,0,0,0,0,0,0,0,0,0,0,0,0,0,0,0,0,0,0,0,0,0,0,0,0,0,0,0,0,0,0,0,0,0]
[null,null,null,null,null,null,null,null,null,null,null,null,null,null,null,null,null,null,null,null,null,null,null,null,null,null,null,null,null,null,null,null,null,null,null,null,null,null,null,null,null,null,null,{"$f":"AR20","v":0},0,0,0,0,0,0,0,0,0,0,0,1,-1,-1,0,0,0,0,0,0,0,0,0,0,0,0,0,0,0,0,0,{"$f":"BX20","v":0},0,0,0,0,0,0,0,0,0,0,0,0,0,0,0,0,0,0,0,0,0,0,0,0,0,0,0,0,0,0,0,0,0,null,null,null,null,null,null,null,null,null,null,null,null,null,null,null,null,null,null,null,null,null,null,null,null,null,null,null,null,null,null,null,null,null,null,null,null,null,null,null,null,null,null,null,null,null,null,null,null,null,null,null,null,null,null,null,null,null,null,null,null,null,null,null,null,null,null,null,null,null,null,null,null,null,null,null,null,null,null,null,null,null,null,null,null,null,null,null,null,null,null,null,null,null,null,null,null,null,0,0,0,0,0,0,0,0,0,0,0,0,0,-0.01,0,0,0,1,0,0,0,0,0,0,0,0,0,0,0,0,0,0,0,0,0,0,0,0,0,0,0,0,0,0,0,0,0,0,0,0,0,0,0,0,0,0,0,0,0,0,0,0,0,0,0,0]
[null,null,null,null,null,null,null,null,null,null,null,null,null,null,null,null,null,null,null,null,null,null,null,null,null,null,null,null,null,null,null,null,null,null,null,null,null,null,null,null,null,null,null,{"$f":"AR21","v":0},0,0,0,0,0,0,0,0,0,0,0,-0.01,0,1,0,0,0,0,0,0,0,0,0,0,0,0,0,0,0,0,0,{"$f":"BX21","v":0},0,0,0,0,0,0,0,0,0,0,0,0,0,0,0,0,0,0,0,0,0,0,0,0,0,0,0,0,0,0,0,0,0,null,null,null,null,null,null,null,null,null,null,null,null,null,null,null,null,null,null,null,null,null,null,null,null,null,null,null,null,null,null,null,null,null,null,null,null,null,null,null,null,null,null,null,null,null,null,null,null,null,null,null,null,null,null,null,null,null,null,null,null,null,null,null,null,null,null,null,null,null,null,null,null,null,null,null,null,null,null,null,null,null,null,null,null,null,null,null,null,null,null,null,null,null,null,null,null,null,0,0,0,1,0,0,0,0,0,0,0,0,0,0,0,0,0,0,0,-1,0,0,-1,0,0,-1,0,0,-1,0,0,0,0,0,0,0,0,0,0,0,0,0,0,0,0,0,0,0,0,0,0,0,0,0,0,0,0,0,0,0,0,0,0,0,0,0]
[null,null,null,null,null,null,null,null,null,null,null,null,null,null,null,null,null,null,null,null,null,null,null,null,null,null,null,null,null,null,null,null,null,null,null,null,null,null,null,null,null,null,null,{"$f":"AR22","v":0},0,0,0,0,0,0,0,0,0,0,0,0,1,0,-1,-1,-1,0,0,0,0,0,0,0,0,0,0,0,0,0,0,{"$f":"BX22","v":0},0,0,0,0,0,0,0,0,0,0,0,0,0,0,0,0,0,0,0,0,0,0,0,0,0,0,0,0,0,0,0,0,0,null,null,null,null,null,null,null,null,null,null,null,null,null,null,null,null,null,null,null,null,null,null,null,null,null,null,null,null,null,null,null,null,null,null,null,null,null,null,null,null,null,null,null,null,null,null,null,null,null,null,null,null,null,null,null,null,null,null,null,null,null,null,null,null,null,null,null,null,null,null,null,null,null,null,null,null,null,null,null,null,null,null,null,null,null,null,null,null,null,null,null,null,null,null,null,null,null,0,0,0,0,0,0,0,1,0,0,0,0,0,0,0,0,0,0,-1,0,0,-1,0,0,-1,0,0,-1,0,0,0,0,0,0,0,0,0,0,0,0,0,0,0,0,0,0,0,0,0,0,0,0,0,0,0,0,0,0,0,0,0,0,0,0,0,0]
[null,null,null,null,null,null,null,null,null,null,null,null,null,null,null,null,null,null,null,null,null,null,null,null,null,null,null,null,null,null,null,null,null,null,null,null,null,null,null,null,null,null,null,{"$f":"AR23","v":0},0,0,0,0,0,0,0,0,0,0,0,0,-0.01,0,0,0,1,0,0,0,0,0,0,0,0,0,0,0,0,0,0,{"$f":"BX23","v":0},0,0,0,0,0,0,0,0,0,0,0,0,0,0,0,0,0,0,0,0,0,0,0,0,0,0,0,0,0,0,0,0,0,null,null,null,null,null,null,null,null,null,null,null,null,null,null,null,null,null,null,null,null,null,null,null,null,null,null,null,null,null,null,null,null,null,null,null,null,null,null,null,null,null,null,null,null,null,null,null,null,null,null,null,null,null,null,null,null,null,null,null,null,null,null,null,null,null,null,null,null,null,null,null,null,null,null,null,null,null,null,null,null,null,null,null,null,null,null,null,null,null,null,null,null,null,null,null,null,null,0,0,0,0,0,0,0,0,0,0,0,0,0,0,0,0,0,0,0,0,0,0,0,0,0,0,0,0,0,-1,0,-1,0,-1,0,-1,0,0,1,0,0,0,0,0,0,0,0,0,0,0,0,0,0,0,0,0,0,0,0,0,0,0,0,0,0,0]
[null,null,null,null,null,null,null,null,null,null,null,null,null,null,null,null,null,null,null,null,null,null,null,null,null,null,null,null,null,null,null,null,null,null,null,null,null,null,null,null,null,null,null,{"$f":"AR24","v":0},0,0,1,0,0,0,0,0,0,0,0,0,0,0,0,0,0,0,-1,0,0,-1,0,0,-1,0,0,-1,0,0,0,{"$f":"BX24","v":0},0,0,0,0,0,0,0,0,0,0,0,0,0,0,0,0,0,0,0,0,0,0,0,0,0,0,0,0,0,0,0,0,0,null,null,null,null,null,null,null,null,null,null,null,null,null,null,null,null,null,null,null,null,null,null,null,null,null,null,null,null,null,null,null,null,null,null,null,null,null,null,null,null,null,null,null,null,null,null,null,null,null,null,null,null,null,null,null,null,null,null,null,null,null,null,null,null,null,null,null,null,null,null,null,null,null,null,null,null,null,null,null,null,null,null,null,null,null,null,null,null,null,null,null,null,null,null,null,null,null,0,0,0,0,0,0,0,0,0,0,0,0,0,0,0,0,0,0,0,0,0,0,0,0,0,0,0,0,0,0,-1,0,-1,0,-1,0,-1,0,0,1,0,0,0,0,0,0,0,0,0,0,0,0,0,0,0,0,0,0,0,0,0,0,0,0,0,0]
[null,null,null,null,null,null,null,null,null,null,null,null,null,null,null,null,null,null,null,null,null,null,null,null,null,null,null,null,null,null,null,null,null,null,null,null,null,null,null,null,null,null,null,{"$f":"AR25","v":0},0,0,0,0,0,0,1,0,0,0,0,0,0,0,0,0,0,-1,0,0,-1,0,0,-1,0,0,-1,0,0,0,0,{"$f":"BX25","v":0},0,0,0,0,0,0,0,0,0,0,0,0,0,0,0,0,0,0,0,0,0,0,0,0,0,0,0,0,0,0,0,0,0,null,null,null,null,null,null,null,null,null,null,null,null,null,null,null,null,null,null,null,null,null,null,null,null,null,null,null,null,null,null,null,null,null,null,null,null,null,null,null,null,null,null,null,null,null,null,null,null,null,null,null,null,null,null,null,null,null,null,null,null,null,null,null,null,null,null,null,null,null,null,null,null,null,null,null,null,null,null,null,null,null,null,null,null,null,null,null,null,null,null,null,null,null,null,null,null,null,0,0,0,0,0,0,0,0,0,0,0,0,0,0,0,0,0,0,1,0,0,0,0,0,0,0,0,0,0,0,0,0,0,0,0,0,0,0,0,0,-1,-1,0,0,0,0,0,0,0,0,0,0,0,0,0,0,0,0,0,0,0,0,0,0,0,0]
[null,null,null,null,null,null,null,null,null,null,null,null,null,null,null,null,null,null,null,null,null,null,null,null,null,null,null,null,null,null,null,null,null,null,null,null,null,null,null,null,null,null,null,{"$f":"AR26","v":0},0,0,0,0,0,0,0,0,0,0,0,0,0,0,0,0,0,0,0,0,0,0,0,0,0,0,0,0,-1,0,-1,{"$f":"BX26","v":0},-1,0,-1,0,0,1,0,0,0,0,0,0,0,0,0,0,0,0,0,0,0,0,0,0,0,0,0,0,0,0,0,0,0,null,null,null,null,null,null,null,null,null,null,null,null,null,null,null,null,null,null,null,null,null,null,null,null,null,null,null,null,null,null,null,null,null,null,null,null,null,null,null,null,null,null,null,null,null,null,null,null,null,null,null,null,null,null,null,null,null,null,null,null,null,null,null,null,null,null,null,null,null,null,null,null,null,null,null,null,null,null,null,null,null,null,null,null,null,null,null,null,null,null,null,null,null,null,null,null,null,0,0,0,0,0,0,0,0,0,0,0,0,0,0,0,0,0,0,0,1,0,0,0,0,0,0,0,0,0,-1,0,0,0,0,0,0,0,0,0,0,1,0,0,0,0,0,0,0,0,0,0,0,0,0,0,0,0,0,0,0,0,0,0,0,0,0]
[null,null,null,null,null,null,null,null,null,null,null,null,null,null,null,null,null,null,null,null,null,null,null,null,null,null,null,null,null,null,null,null,null,null,null,null,null,null,null,null,null,null,null,{"$f":"AR27","v":0},0,0,0,0,0,0,0,0,0,0,0,0,0,0,0,0,0,0,0,0,0,0,0,0,0,0,0,0,0,-1,0,{"$f":"BX27","v":-1},0,-1,0,-1,0,0,1,0,0,0,0,0,0,0,0,0,0,0,0,0,0,0,0,0,0,0,0,0,0,0,0,0,0,null,null,null,null,null,null,null,null,null,null,null,null,null,null,null,null,null,null,null,null,null,null,null,null,null,null,null,null,null,null,null,null,null,null,null,null,null,null,null,null,null,null,null,null,null,null,null,null,null,null,null,null,null,null,null,null,null,null,null,null,null,null,null,null,null,null,null,null,null,null,null,null,null,null,null,null,null,null,null,null,null,null,null,null,null,null,null,null,null,null,null,null,null,null,null,null,null,0,0,0,0,0,0,0,0,0,0,0,0,0,0,0,0,0,0,0,0,0,0,0,0,0,0,0,0,0,0,1,0,0,0,0,0,0,0,0,0,0,-1,0,0,0,0,0,0,0,0,0,0,0,0,0,0,0,0,0,0,0,0,0,0,0,0]
[null,null,null,null,null,null,null,null,null,null,null,null,null,null,null,null,null,null,null,null,null,null,null,null,null,null,null,null,null,null,null,null,null,null,null,null,null,null,null,null,null,null,null,{"$f":"AR28","v":0},0,0,0,0,0,0,0,0,0,0,0,0,0,0,0,0,0,1,0,0,0,0,0,0,0,0,0,0,0,0,0,{"$f":"BX28","v":0},0,0,0,0,0,0,0,-1,-1,0,0,0,0,0,0,0,0,0,0,0,0,0,0,0,0,0,0,0,0,0,0,0,0,null,null,null,null,null,null,null,null,null,null,null,null,null,null,null,null,null,null,null,null,null,null,null,null,null,null,null,null,null,null,null,null,null,null,null,null,null,null,null,null,null,null,null,null,null,null,null,null,null,null,null,null,null,null,null,null,null,null,null,null,null,null,null,null,null,null,null,null,null,null,null,null,null,null,null,null,null,null,null,null,null,null,null,null,null,null,null,null,null,null,null,null,null,null,null,null,null,0,0,0,0,0,0,0,0,0,0,0,0,0,0,0,0,0,0,1,0,0,0,0,0,0,0,0,0,0,0,0,0,0,0,0,0,0,0,0,0,0,0,0,0,0,0,0,0,0,0,0,0,0,0,0,0,0,0,0,0,0,0,0,0,0,0]
[null,null,null,null,null,null,null,null,null,null,null,null,null,null,null,null,null,null,null,null,null,null,null,null,null,null,null,null,null,null,null,null,null,null,null,null,null,null,null,null,null,null,null,{"$f":"AR29","v":0},0,0,0,0,0,0,0,0,0,0,0,0,0,0,0,0,0,0,1,0,0,0,0,0,0,0,0,0,-1,0,0,{"$f":"BX29","v":0},0,0,0,0,0,0,0,1,0,0,0,0,0,0,0,0,0,0,0,0,0,0,0,0,0,0,0,0,0,0,0,0,0,null,null,null,null,null,null,null,null,null,null,null,null,null,null,null,null,null,null,null,null,null,null,null,null,null,null,null,null,null,null,null,null,null,null,null,null,null,null,null,null,null,null,null,null,null,null,null,null,null,null,null,null,null,null,null,null,null,null,null,null,null,null,null,null,null,null,null,null,null,null,null,null,null,null,null,null,null,null,null,null,null,null,null,null,null,null,null,null,null,null,null,null,null,null,null,null,null,0,0,0,0,0,0,0,0,0,0,0,0,0,0,0,0,0,0,-2.8116434535008936E-2,1,0,0,0,0,0,0,0,0,0,0,0,0,0,0,0,0,0,0,0,0,0,0,0,0,0,0,0,0,0,0,0,0,0,0,0,0,0,0,0,0,0,0,0,0,0,0]
[null,null,null,null,null,null,null,null,null,null,null,null,null,null,null,null,null,null,null,null,null,null,null,null,null,null,null,null,null,null,null,null,null,null,null,null,null,null,null,null,null,null,null,{"$f":"AR30","v":0},0,0,0,0,0,0,0,0,0,0,0,0,0,0,0,0,0,0,0,0,0,0,0,0,0,0,0,0,0,1,0,{"$f":"BX30","v":0},0,0,0,0,0,0,0,0,-1,0,0,0,0,0,0,0,0,0,0,0,0,0,0,0,0,0,0,0,0,0,0,0,0,null,null,null,null,null,null,null,null,null,null,null,null,null,null,null,null,null,null,null,null,null,null,null,null,null,null,null,null,null,null,null,null,null,null,null,null,null,null,null,null,null,null,null,null,null,null,null,null,null,null,null,null,null,null,null,null,null,null,null,null,null,null,null,null,null,null,null,null,null,null,null,null,null,null,null,null,null,null,null,null,null,null,null,null,null,null,null,null,null,null,null,null,null,null,null,null,null,0,0,0,0,0,0,0,0,0,0,0,0,0,0,0,0,0,0,-0.6289929550612442,0,0,0,0,0,0,0,0,0,0,0,0,0,0,0,0,0,0,0,0,0,1,0,0,0,0,0,0,0,0,0,0,0,0,0,0,0,0,0,0,0,0,0,0,0,0,0]
[null,null,null,null,null,null,null,null,null,null,null,null,null,null,null,null,null,null,null,null,null,null,null,null,null,null,null,null,null,null,null,null,null,null,null,null,null,null,null,null,null,null,null,{"$f":"AR31","v":0},0,0,0,0,0,0,0,0,0,0,0,0,0,0,0,0,0,1,0,0,0,0,0,0,0,0,0,0,0,0,0,{"$f":"BX31","v":0},0,0,0,0,0,0,0,0,0,0,0,0,0,0,0,0,0,0,0,0,0,0,0,0,0,0,0,0,0,0,0,0,0,null,null,null,null,null,null,null,null,null,null,null,null,null,null,null,null,null,null,null,null,null,null,null,null,null,null,null,null,null,null,null,null,null,null,null,null,null,null,null,null,null,null,null,null,null,null,null,null,null,null,null,null,null,null,null,null,null,null,null,null,null,null,null,null,null,null,null,null,null,null,null,null,null,null,null,null,null,null,null,null,null,null,null,null,null,null,null,null,null,null,null,null,null,null,null,null,null,0,0,0,0,0,0,0,0,0,0,0,0,0,0,0,0,0,0,-0.98749901280993768,0,1,0,0,0,0,0,0,0,0,0,0,0,0,0,0,0,0,0,0,0,0,0,0,0,0,0,0,0,0,0,0,0,0,0,0,0,0,0,0,0,0,0,0,0,0,0]
[null,null,null,null,null,null,null,null,null,null,null,null,null,null,null,null,null,null,null,null,null,null,null,null,null,null,null,null,null,null,null,null,null,null,null,null,null,null,null,null,null,null,null,{"$f":"AR32","v":0},0,0,0,0,0,0,0,0,0,0,0,0,0,0,0,0,0,-2.8116434535008936E-2,1,0,0,0,0,0,0,0,0,0,0,0,0,{"$f":"BX32","v":0},0,0,0,0,0,0,0,0,0,0,0,0,0,0,0,0,0,0,0,0,0,0,0,0,0,0,0,0,0,0,0,0,0,null,null,null,null,null,null,null,null,null,null,null,null,null,null,null,null,null,null,null,null,null,null,null,null,null,null,null,null,null,null,null,null,null,null,null,null,null,null,null,null,null,null,null,null,null,null,null,null,null,null,null,null,null,null,null,null,null,null,null,null,null,null,null,null,null,null,null,null,null,null,null,null,null,null,null,null,null,null,null,null,null,null,null,null,null,null,null,null,null,null,null,null,null,null,null,null,null,0,0,0,0,0,0,0,0,0,0,0,0,0,0,0,0,0,0,0,0,0,1,0,0,0,0,0,0,0,0,0,0,0,0,0,0,0,0,0,0,0,0,-1,-1,0,0,0,0,0,0,0,0,0,0,0,0,0,0,0,0,0,0,0,0,0,0]
[null,null,null,null,null,null,null,null,null,null,null,null,null,null,null,null,null,null,null,null,null,null,null,null,null,null,null,null,null,null,null,null,null,null,null,null,null,null,null,null,null,null,null,{"$f":"AR33","v":0},0,0,0,0,0,0,0,0,0,0,0,0,0,0,0,0,0,-0.6289929550612442,0,0,0,0,0,0,0,0,0,0,0,0,0,{"$f":"BX33","v":0},0,0,0,0,0,0,0,1,0,0,0,0,0,0,0,0,0,0,0,0,0,0,0,0,0,0,0,0,0,0,0,0,0,null,null,null,null,null,null,null,null,null,null,null,null,null,null,null,null,null,null,null,null,null,null,null,null,null,null,null,null,null,null,null,null,null,null,null,null,null,null,null,null,null,null,null,null,null,null,null,null,null,null,null,null,null,null,null,null,null,null,null,null,null,null,null,null,null,null,null,null,null,null,null,null,null,null,null,null,null,null,null,null,null,null,null,null,null,null,null,null,null,null,null,null,null,null,null,null,null,0,0,0,0,0,0,0,0,0,0,0,0,0,0,0,0,0,0,0,0,0,0,1,0,0,0,0,0,0,0,0,-1,0,0,0,0,0,0,0,0,0,0,1,0,0,0,0,0,0,0,0,0,0,0,0,0,0,0,0,0,0,0,0,0,0,0]
[null,null,null,null,null,null,null,null,null,null,null,null,null,null,null,null,null,null,null,null,null,null,null,null,null,null,null,null,null,null,null,null,null,null,null,null,null,null,null,null,null,null,null,{"$f":"AR34","v":0},0,0,0,0,0,0,0,0,0,0,0,0,0,0,0,0,0,-0.98749901280993768,0,1,0,0,0,0,0,0,0,0,0,0,0,{"$f":"BX34","v":0},0,0,0,0,0,0,0,0,0,0,0,0,0,0,0,0,0,0,0,0,0,0,0,0,0,0,0,0,0,0,0,0,0,null,null,null,null,null,null,null,null,null,null,null,null,null,null,null,null,null,null,null,null,null,null,null,null,null,null,null,null,null,null,null,null,null,null,null,null,null,null,null,null,null,null,null,null,null,null,null,null,null,null,null,null,null,null,null,null,null,null,null,null,null,null,null,null,null,null,null,null,null,null,null,null,null,null,null,null,null,null,null,null,null,null,null,null,null,null,null,null,null,null,null,null,null,null,null,null,null,0,0,0,0,0,0,0,0,0,0,0,0,0,0,0,0,0,0,0,0,0,0,0,0,0,0,0,0,0,0,0,0,1,0,0,0,0,0,0,0,0,0,0,-1,0,0,0,0,0,0,0,0,0,0,0,0,0,0,0,0,0,0,0,0,0,0]
[null,null,null,null,null,null,null,null,null,null,null,null,null,null,null,null,null,null,null,null,null,null,null,null,null,null,null,null,null,null,null,null,null,null,null,null,null,null,null,null,null,null,null,{"$f":"AR35","v":0},0,0,0,0,0,0,0,0,0,0,0,0,0,0,0,0,0,0,0,0,1,0,0,0,0,0,0,0,0,0,0,{"$f":"BX35","v":0},0,0,0,0,0,0,0,0,0,-1,-1,0,0,0,0,0,0,0,0,0,0,0,0,0,0,0,0,0,0,0,0,0,0,null,null,null,null,null,null,null,null,null,null,null,null,null,null,null,null,null,null,null,null,null,null,null,null,null,null,null,null,null,null,null,null,null,null,null,null,null,null,null,null,null,null,null,null,null,null,null,null,null,null,null,null,null,null,null,null,null,null,null,null,null,null,null,null,null,null,null,null,null,null,null,null,null,null,null,null,null,null,null,null,null,null,null,null,null,null,null,null,null,null,null,null,null,null,null,null,null,0,0,0,0,0,0,0,0,0,0,0,0,0,0,0,0,0,0,0,0,0,1,0,0,0,0,0,0,0,0,0,0,0,0,0,0,0,0,0,0,0,0,0,0,0,0,0,0,0,0,0,0,0,0,0,0,0,0,0,0,0,0,0,0,0,0]
[null,null,null,null,null,null,null,null,null,null,null,null,null,null,null,null,null,null,null,null,null,null,null,null,null,null,null,null,null,null,null,null,null,null,null,null,null,null,null,null,null,null,null,{"$f":"AR36","v":0},0,0,0,0,0,0,0,0,0,0,0,0,0,0,0,0,0,0,0,0,0,1,0,0,0,0,0,0,0,0,-1,{"$f":"BX36","v":0},0,0,0,0,0,0,0,0,0,1,0,0,0,0,0,0,0,0,0,0,0,0,0,0,0,0,0,0,0,0,0,0,0,null,null,null,null,null,null,null,null,null,null,null,null,null,null,null,null,null,null,null,null,null,null,null,null,null,null,null,null,null,null,null,null,null,null,null,null,null,null,null,null,null,null,null,null,null,null,null,null,null,null,null,null,null,null,null,null,null,null,null,null,null,null,null,null,null,null,null,null,null,null,null,null,null,null,null,null,null,null,null,null,null,null,null,null,null,null,null,null,null,null,null,null,null,null,null,null,null,0,0,0,0,0,0,0,0,0,0,0,0,0,0,0,0,0,0,0,0,0,-4.5454545454545456E-2,1,0,0,0,0,0,0,0,0,0,0,0,0,0,0,0,0,0,0,0,0,0,0,0,0,0,0,0,0,0,0,0,0,0,0,0,0,0,0,0,0,0,0,0]
[null,null,null,null,null,null,null,null,null,null,null,null,null,null,null,null,null,null,null,null,null,null,null,null,null,null,null,null,null,null,null,null,null,null,null,null,null,null,null,null,null,null,null,{"$f":"AR37","v":0},0,0,0,0,0,0,0,0,0,0,0,0,0,0,0,0,0,0,0,0,0,0,0,0,0,0,0,0,0,0,0,{"$f":"BX37","v":1},0,0,0,0,0,0,0,0,0,0,-1,0,0,0,0,0,0,0,0,0,0,0,0,0,0,0,0,0,0,0,0,0,0,null,null,null,null,null,null,null,null,null,null,null,null,null,null,null,null,null,null,null,null,null,null,null,null,null,null,null,null,null,null,null,null,null,null,null,null,null,null,null,null,null,null,null,null,null,null,null,null,null,null,null,null,null,null,null,null,null,null,null,null,null,null,null,null,null,null,null,null,null,null,null,null,null,null,null,null,null,null,null,null,null,null,null,null,null,null,null,null,null,null,null,null,null,null,null,null,null,0,0,0,0,0,0,0,0,0,0,0,0,0,0,0,0,0,0,0,0,0,-1,0,0,0,0,0,0,0,0,0,0,0,0,0,0,0,0,0,0,0,0,1,0,0,0,0,0,0,0,0,0,0,0,0,0,0,0,0,0,0,0,0,0,0,0]
[null,null,null,null,null,null,null,null,null,null,null,null,null,null,null,null,null,null,null,null,null,null,null,null,null,null,null,null,null,null,null,null,null,null,null,null,null,null,null,null,null,null,null,{"$f":"AR38","v":0},0,0,0,0,0,0,0,0,0,0,0,0,0,0,0,0,0,0,0,0,1,0,0,0,0,0,0,0,0,0,0,{"$f":"BX38","v":0},0,0,0,0,0,0,0,0,0,0,0,0,0,0,0,0,0,0,0,0,0,0,0,0,0,0,0,0,0,0,0,0,0,null,null,null,null,null,null,null,null,null,null,null,null,null,null,null,null,null,null,null,null,null,null,null,null,null,null,null,null,null,null,null,null,null,null,null,null,null,null,null,null,null,null,null,null,null,null,null,null,null,null,null,null,null,null,null,null,null,null,null,null,null,null,null,null,null,null,null,null,null,null,null,null,null,null,null,null,null,null,null,null,null,null,null,null,null,null,null,null,null,null,null,null,null,null,null,null,null,0,0,0,0,0,0,0,0,0,0,0,0,0,0,0,0,0,0,0,0,0,-0.98999999999999988,0,1,0,0,0,0,0,0,0,0,0,0,0,0,0,0,0,0,0,0,0,0,0,0,0,0,0,0,0,0,0,0,0,0,0,0,0,0,0,0,0,0,0,0]
[null,null,null,null,null,null,null,null,null,null,null,null,null,null,null,null,null,null,null,null,null,null,null,null,null,null,null,null,null,null,null,null,null,null,null,null,null,null,null,null,null,null,null,{"$f":"AR39","v":0},0,0,0,0,0,0,0,0,0,0,0,0,0,0,0,0,0,0,0,0,-4.5454545454545456E-2,1,0,0,0,0,0,0,0,0,0,{"$f":"BX39","v":0},0,0,0,0,0,0,0,0,0,0,0,0,0,0,0,0,0,0,0,0,0,0,0,0,0,0,0,0,0,0,0,0,0,null,null,null,null,null,null,null,null,null,null,null,null,null,null,null,null,null,null,null,null,null,null,null,null,null,null,null,null,null,null,null,null,null,null,null,null,null,null,null,null,null,null,null,null,null,null,null,null,null,null,null,null,null,null,null,null,null,null,null,null,null,null,null,null,null,null,null,null,null,null,null,null,null,null,null,null,null,null,null,null,null,null,null,null,null,null,null,null,null,null,null,null,null,null,null,null,null,0,0,0,0,0,0,0,0,0,0,0,0,0,0,0,0,0,0,0,0,0,0,0,0,1,0,0,0,0,0,0,0,0,0,0,0,0,0,0,0,0,0,0,0,-1,-1,0,0,0,0,0,0,0,0,0,0,0,0,0,0,0,0,0,0,0,0]
[null,null,null,null,null,null,null,null,null,null,null,null,null,null,null,null,null,null,null,null,null,null,null,null,null,null,null,null,null,null,null,null,null,null,null,null,null,null,null,null,null,null,null,{"$f":"AR40","v":0},0,0,0,0,0,0,0,0,0,0,0,0,0,0,0,0,0,0,0,0,-1,0,0,0,0,0,0,0,0,0,0,{"$f":"BX40","v":0},0,0,0,0,0,0,0,0,0,1,0,0,0,0,0,0,0,0,0,0,0,0,0,0,0,0,0,0,0,0,0,0,0,null,null,null,null,null,null,null,null,null,null,null,null,null,null,null,null,null,null,null,null,null,null,null,null,null,null,null,null,null,null,null,null,null,null,null,null,null,null,null,null,null,null,null,null,null,null,null,null,null,null,null,null,null,null,null,null,null,null,null,null,null,null,null,null,null,null,null,null,null,null,null,null,null,null,null,null,null,null,null,null,null,null,null,null,null,null,null,null,null,null,null,null,null,null,null,null,null,0,0,0,0,0,0,0,0,0,0,0,0,0,0,0,0,0,0,0,0,0,0,0,0,0,1,0,0,0,0,0,0,0,-1,0,0,0,0,0,0,0,0,0,0,1,0,0,0,0,0,0,0,0,0,0,0,0,0,0,0,0,0,0,0,0,0]
[null,null,null,null,null,null,null,null,null,null,null,null,null,null,null,null,null,null,null,null,null,null,null,null,null,null,null,null,null,null,null,null,null,null,null,null,null,null,null,null,null,null,null,{"$f":"AR41","v":0},0,0,0,0,0,0,0,0,0,0,0,0,0,0,0,0,0,0,0,0,-0.98999999999999988,0,1,0,0,0,0,0,0,0,0,{"$f":"BX41","v":0},0,0,0,0,0,0,0,0,0,0,0,0,0,0,0,0,0,0,0,0,0,0,0,0,0,0,0,0,0,0,0,0,0,null,null,null,null,null,null,null,null,null,null,null,null,null,null,null,null,null,null,null,null,null,null,null,null,null,null,null,null,null,null,null,null,null,null,null,null,null,null,null,null,null,null,null,null,null,null,null,null,null,null,null,null,null,null,null,null,null,null,null,null,null,null,null,null,null,null,null,null,null,null,null,null,null,null,null,null,null,null,null,null,null,null,null,null,null,null,null,null,null,null,null,null,null,null,null,null,null,0,0,0,0,0,0,0,0,0,0,0,0,0,0,0,0,0,0,0,0,0,0,0,0,0,0,0,0,0,0,0,0,0,0,1,0,0,0,0,0,0,0,0,0,0,-1,0,0,0,0,0,0,0,0,0,0,0,0,0,0,0,0,0,0,0,0]
[null,null,null,null,null,null,null,null,null,null,null,null,null,null,null,null,null,null,null,null,null,null,null,null,null,null,null,null,null,null,null,null,null,null,null,null,null,null,null,null,null,null,null,{"$f":"AR42","v":0},0,0,0,0,0,0,0,0,0,0,0,0,0,0,0,0,0,0,0,0,0,0,0,1,0,0,0,0,0,0,0,{"$f":"BX42","v":0},0,0,0,0,0,0,0,0,0,0,0,-1,-1,0,0,0,0,0,0,0,0,0,0,0,0,0,0,0,0,0,0,0,0,null,null,null,null,null,null,null,null,null,null,null,null,null,null,null,null,null,null,null,null,null,null,null,null,null,null,null,null,null,null,null,null,null,null,null,null,null,null,null,null,null,null,null,null,null,null,null,null,null,null,null,null,null,null,null,null,null,null,null,null,null,null,null,null,null,null,null,null,null,null,null,null,null,null,null,null,null,null,null,null,null,null,null,null,null,null,null,null,null,null,null,null,null,null,null,null,null,0,0,0,0,0,0,0,0,0,0,0,0,0,0,0,0,0,0,0,0,0,0,0,0,1,0,0,0,0,0,0,0,0,0,0,0,0,0,0,0,0,0,0,0,0,0,0,0,0,0,0,0,0,0,0,0,0,0,0,0,0,0,0,0,0,0]
[null,null,null,null,null,null,null,null,null,null,null,null,null,null,null,null,null,null,null,null,null,null,null,null,null,null,null,null,null,null,null,null,null,null,null,null,null,null,null,null,null,null,null,{"$f":"AR43","v":0},0,0,0,0,0,0,0,0,0,0,0,0,0,0,0,0,0,0,0,0,0,0,0,0,1,0,0,0,0,0,0,{"$f":"BX43","v":0},-1,0,0,0,0,0,0,0,0,0,0,1,0,0,0,0,0,0,0,0,0,0,0,0,0,0,0,0,0,0,0,0,0,null,null,null,null,null,null,null,null,null,null,null,null,null,null,null,null,null,null,null,null,null,null,null,null,null,null,null,null,null,null,null,null,null,null,null,null,null,null,null,null,null,null,null,null,null,null,null,null,null,null,null,null,null,null,null,null,null,null,null,null,null,null,null,null,null,null,null,null,null,null,null,null,null,null,null,null,null,null,null,null,null,null,null,null,null,null,null,null,null,null,null,null,null,null,null,null,null,0,0,0,0,0,0,0,0,0,0,0,0,0,0,0,0,0,0,0,0,0,0,0,0,0,1,0,0,0,0,0,0,0,0,0,0,0,0,0,0,0,0,0,0,0,0,0,0,0,0,0,0,0,0,0,0,0,0,0,0,0,0,0,0,0,0]
[null,null,null,null,null,null,null,null,null,null,null,null,null,null,null,null,null,null,null,null,null,null,null,null,null,null,null,null,null,null,null,null,null,null,null,null,null,null,null,null,null,null,null,{"$f":"AR44","v":0},0,0,0,0,0,0,0,0,0,0,0,0,0,0,0,0,0,0,0,0,0,0,0,0,0,0,0,0,0,0,0,{"$f":"BX44","v":0},0,1,0,0,0,0,0,0,0,0,0,0,-1,0,0,0,0,0,0,0,0,0,0,0,0,0,0,0,0,0,0,0,0,null,null,null,null,null,null,null,null,null,null,null,null,null,null,null,null,null,null,null,null,null,null,null,null,null,null,null,null,null,null,null,null,null,null,null,null,null,null,null,null,null,null,null,null,null,null,null,null,null,null,null,null,null,null,null,null,null,null,null,null,null,null,null,null,null,null,null,null,null,null,null,null,null,null,null,null,null,null,null,null,null,null,null,null,null,null,null,null,null,null,null,null,null,null,null,null,null,0,0,0,0,0,0,0,0,0,0,0,0,0,0,0,0,0,0,0,0,0,0,0,0,0,0,0,0,0,0,0,0,0,0,0,0,0,0,0,0,0,0,0,0,1,0,0,0,0,0,0,0,0,0,0,0,0,0,0,0,0,0,0,0,0,0]
[null,null,null,null,null,null,null,null,null,null,null,null,null,null,null,null,null,null,null,null,null,null,null,null,null,null,null,null,null,null,null,null,null,null,null,null,null,null,null,null,null,null,null,{"$f":"AR45","v":0},0,0,0,0,0,0,0,0,0,0,0,0,0,0,0,0,0,0,0,0,0,0,0,1,0,0,0,0,0,0,0,{"$f":"BX45","v":0},0,0,0,0,0,0,0,0,0,0,0,0,0,0,0,0,0,0,0,0,0,0,0,0,0,0,0,0,0,0,0,0,0,null,null,null,null,null,null,null,null,null,null,null,null,null,null,null,null,null,null,null,null,null,null,null,null,null,null,null,null,null,null,null,null,null,null,null,null,null,null,null,null,null,null,null,null,null,null,null,null,null,null,null,null,null,null,null,null,null,null,null,null,null,null,null,null,null,null,null,null,null,null,null,null,null,null,null,null,null,null,null,null,null,null,null,null,null,null,null,null,null,null,null,null,null,null,null,null,null,0,0,0,0,0,0,0,0,0,0,0,0,0,0,0,0,0,0,0,0,0,0,0,0,0,0,1,0,0,0,0,0,0,0,0,0,0,0,0,0,0,0,0,0,0,0,0,0,0,0,0,0,0,0,0,0,0,0,0,0,0,0,0,0,0,0]
[null,null,null,null,null,null,null,null,null,null,null,null,null,null,null,null,null,null,null,null,null,null,null,null,null,null,null,null,null,null,null,null,null,null,null,null,null,null,null,null,null,null,null,{"$f":"AR46","v":0},0,0,0,0,0,0,0,0,0,0,0,0,0,0,0,0,0,0,0,0,0,0,0,0,1,0,0,0,0,0,0,{"$f":"BX46","v":0},0,0,0,0,0,0,0,0,0,0,0,0,0,0,0,0,0,0,0,0,0,0,0,0,0,0,0,0,0,0,0,0,0,null,null,null,null,null,null,null,null,null,null,null,null,null,null,null,null,null,null,null,null,null,null,null,null,null,null,null,null,null,null,null,null,null,null,null,null,null,null,null,null,null,null,null,null,null,null,null,null,null,null,null,null,null,null,null,null,null,null,null,null,null,null,null,null,null,null,null,null,null,null,null,null,null,null,null,null,null,null,null,null,null,null,null,null,null,null,null,null,null,null,null,null,null,null,null,null,null,0,0,0,0,0,0,0,0,0,0,0,0,0,0,0,0,0,0,0,0,0,0,0,0,0,0,0,1,0,0,0,0,0,0,0,0,0,0,0,0,0,0,0,0,0,0,-1,-1,0,0,0,0,0,0,0,0,0,0,0,0,0,0,0,0,0,0]
[null,null,null,null,null,null,null,null,null,null,null,null,null,null,null,null,null,null,null,null,null,null,null,null,null,null,null,null,null,null,null,null,null,null,null,null,null,null,null,null,null,null,null,{"$f":"AR47","v":0},0,0,0,0,0,0,0,0,0,0,0,0,0,0,0,0,0,0,0,0,0,0,0,0,0,0,0,0,0,0,0,{"$f":"BX47","v":0},0,0,0,0,0,0,0,0,0,0,0,1,0,0,0,0,0,0,0,0,0,0,0,0,0,0,0,0,0,0,0,0,0,null,null,null,null,null,null,null,null,null,null,null,null,null,null,null,null,null,null,null,null,null,null,null,null,null,null,null,null,null,null,null,null,null,null,null,null,null,null,null,null,null,null,null,null,null,null,null,null,null,null,null,null,null,null,null,null,null,null,null,null,null,null,null,null,null,null,null,null,null,null,null,null,null,null,null,null,null,null,null,null,null,null,null,null,null,null,null,null,null,null,null,null,null,null,null,null,null,0,0,0,0,0,0,0,0,0,0,0,0,0,0,0,0,0,0,0,0,0,0,0,0,0,0,0,0,1,0,0,0,0,0,0,-1,0,0,0,0,0,0,0,0,0,0,1,0,0,0,0,0,0,0,0,0,0,0,0,0,0,0,0,0,0,0]
[null,null,null,null,null,null,null,null,null,null,null,null,null,null,null,null,null,null,null,null,null,null,null,null,null,null,null,null,null,null,null,null,null,null,null,null,null,null,null,null,null,null,null,{"$f":"AR48","v":0},0,0,0,0,0,0,0,0,0,0,0,0,0,0,0,0,0,0,0,0,0,0,0,0,0,1,0,0,0,0,0,{"$f":"BX48","v":0},0,0,0,0,0,0,0,0,0,0,0,0,0,0,0,0,0,0,0,0,0,0,0,0,0,0,0,0,0,0,0,0,0,null,null,null,null,null,null,null,null,null,null,null,null,null,null,null,null,null,null,null,null,null,null,null,null,null,null,null,null,null,null,null,null,null,null,null,null,null,null,null,null,null,null,null,null,null,null,null,null,null,null,null,null,null,null,null,null,null,null,null,null,null,null,null,null,null,null,null,null,null,null,null,null,null,null,null,null,null,null,null,null,null,null,null,null,null,null,null,null,null,null,null,null,null,null,null,null,null,0,0,0,0,0,0,0,0,0,0,0,0,0,0,0,0,0,0,0,0,0,0,0,0,0,0,0,0,0,0,0,0,0,0,0,0,1,0,0,0,0,0,0,0,0,0,0,-1,0,0,0,0,0,0,0,0,0,0,0,0,0,0,0,0,0,0]
[null,null,null,null,null,null,null,null,null,null,null,null,null,null,null,null,null,null,null,null,null,null,null,null,null,null,null,null,null,null,null,null,null,null,null,null,null,null,null,null,null,null,null,{"$f":"AR49","v":0},0,0,0,0,0,0,0,0,0,0,0,0,0,0,0,0,0,0,0,0,0,0,0,0,0,0,1,0,0,0,0,{"$f":"BX49","v":0},0,0,0,0,0,0,0,0,0,0,0,0,0,-1,-1,0,0,0,0,0,0,0,0,0,0,0,0,0,0,0,0,0,0,null,null,null,null,null,null,null,null,null,null,null,null,null,null,null,null,null,null,null,null,null,null,null,null,null,null,null,null,null,null,null,null,null,null,null,null,null,null,null,null,null,null,null,null,null,null,null,null,null,null,null,null,null,null,null,null,null,null,null,null,null,null,null,null,null,null,null,null,null,null,null,null,null,null,null,null,null,null,null,null,null,null,null,null,null,null,null,null,null,null,null,null,null,null,null,null,null,0,0,0,0,0,0,0,0,0,0,0,0,0,0,0,0,0,0,0,0,0,0,0,0,0,0,0,1,0,0,0,0,0,0,0,0,0,0,0,0,0,0,0,0,0,0,0,0,0,0,0,0,0,0,0,0,0,0,0,0,0,0,0,0,0,0]
[null,null,null,null,null,null,null,null,null,null,null,null,null,null,null,null,null,null,null,null,null,null,null,null,null,null,null,null,null,null,null,null,null,null,null,null,null,null,null,null,null,null,null,{"$f":"AR50","v":0},0,0,0,0,0,0,0,0,0,0,0,0,0,0,0,0,0,0,0,0,0,0,0,0,0,0,0,1,0,0,0,{"$f":"BX50","v":0},0,0,-1,0,0,0,0,0,0,0,0,0,0,1,0,0,0,0,0,0,0,0,0,0,0,0,0,0,0,0,0,0,0,null,null,null,null,null,null,null,null,null,null,null,null,null,null,null,null,null,null,null,null,null,null,null,null,null,null,null,null,null,null,null,null,null,null,null,null,null,null,null,null,null,null,null,null,null,null,null,null,null,null,null,null,null,null,null,null,null,null,null,null,null,null,null,null,null,null,null,null,null,null,null,null,null,null,null,null,null,null,null,null,null,null,null,null,null,null,null,null,null,null,null,null,null,null,null,null,null,0,0,0,0,0,0,0,0,0,0,0,0,0,0,0,0,0,0,0,0,0,0,0,0,0,0,0,0,1,0,0,0,0,0,0,0,0,0,0,0,0,0,0,0,0,0,0,0,0,0,0,0,0,0,0,0,0,0,0,0,0,0,0,0,0,0]
[null,null,null,null,null,null,null,null,null,null,null,null,null,null,null,null,null,null,null,null,null,null,null,null,null,null,null,null,null,null,null,null,null,null,null,null,null,null,null,null,null,null,null,{"$f":"AR51","v":0},0,0,0,0,0,0,0,0,0,0,0,0,0,0,0,0,0,0,0,0,0,0,0,0,0,0,0,0,0,0,0,{"$f":"BX51","v":0},0,0,0,1,0,0,0,0,0,0,0,0,0,0,-1,0,0,0,0,0,0,0,0,0,0,0,0,0,0,0,0,0,0,null,null,null,null,null,null,null,null,null,null,null,null,null,null,null,null,null,null,null,null,null,null,null,null,null,null,null,null,null,null,null,null,null,null,null,null,null,null,null,null,null,null,null,null,null,null,null,null,null,null,null,null,null,null,null,null,null,null,null,null,null,null,null,null,null,null,null,null,null,null,null,null,null,null,null,null,null,null,null,null,null,null,null,null,null,null,null,null,null,null,null,null,null,null,null,null,null,0,0,0,0,0,0,0,0,0,0,0,0,0,0,0,0,0,0,0,0,0,0,0,0,0,0,0,0,0,0,0,0,0,0,0,0,0,0,0,0,0,0,0,0,0,0,1,0,0,0,0,0,0,0,0,0,0,0,0,0,0,0,0,0,0,0]
[null,null,null,null,null,null,null,null,null,null,null,null,null,null,null,null,null,null,null,null,null,null,null,null,null,null,null,null,null,null,null,null,null,null,null,null,null,null,null,null,null,null,null,{"$f":"AR52","v":0},0,0,0,0,0,0,0,0,0,0,0,0,0,0,0,0,0,0,0,0,0,0,0,0,0,0,1,0,0,0,0,{"$f":"BX52","v":0},0,0,0,0,0,0,0,0,0,0,0,0,0,0,0,0,0,0,0,0,0,0,0,0,0,0,0,0,0,0,0,0,0,null,null,null,null,null,null,null,null,null,null,null,null,null,null,null,null,null,null,null,null,null,null,null,null,null,null,null,null,null,null,null,null,null,null,null,null,null,null,null,null,null,null,null,null,null,null,null,null,null,null,null,null,null,null,null,null,null,null,null,null,null,null,null,null,null,null,null,null,null,null,null,null,null,null,null,null,null,null,null,null,null,null,null,null,null,null,null,null,null,null,null,null,null,null,null,null,null,0,0,0,0,0,0,0,0,0,0,0,0,0,0,0,0,0,0,0,0,0,0,0,0,0,0,0,0,0,0,0,0,0,0,0,0,0,1,0,0,0,0,0,0,0,0,0,0,0,0,0,0,0,0,0,0,0,0,0,0,0,0,0,0,0,0]
[null,null,null,null,null,null,null,null,null,null,null,null,null,null,null,null,null,null,null,null,null,null,null,null,null,null,null,null,null,null,null,null,null,null,null,null,null,null,null,null,null,null,null,{"$f":"AR53","v":0},0,0,0,0,0,0,0,0,0,0,0,0,0,0,0,0,0,0,0,0,0,0,0,0,0,0,0,1,0,0,0,{"$f":"BX53","v":0},0,0,0,0,0,0,0,0,0,0,0,0,0,0,0,0,0,0,0,0,0,0,0,0,0,0,0,0,0,0,0,0,0,null,null,null,null,null,null,null,null,null,null,null,null,null,null,null,null,null,null,null,null,null,null,null,null,null,null,null,null,null,null,null,null,null,null,null,null,null,null,null,null,null,null,null,null,null,null,null,null,null,null,null,null,null,null,null,null,null,null,null,null,null,null,null,null,null,null,null,null,null,null,null,null,null,null,null,null,null,null,null,null,null,null,null,null,null,null,null,null,null,null,null,null,null,null,null,null,null,0,0,0,0,0,0,0,0,0,0,0,0,0,0,0,1,0,0,0,0,0,0,0,0,0,0,0,0,0,0,0,0,0,0,0,0,0,0,0,0,0,0,0,0,0,0,0,0,-1,-1,-1,0,0,0,0,0,0,0,0,0,0,0,0,0,0,0]
[null,null,null,null,null,null,null,null,null,null,null,null,null,null,null,null,null,null,null,null,null,null,null,null,null,null,null,null,null,null,null,null,null,null,null,null,null,null,null,null,null,null,null,{"$f":"AR54","v":0},0,0,0,0,0,0,0,0,0,0,0,0,0,0,0,0,0,0,0,0,0,0,0,0,0,0,0,0,0,0,0,{"$f":"BX54","v":0},0,0,0,0,0,0,0,0,0,0,0,0,0,1,0,0,0,0,0,0,0,0,0,0,0,0,0,0,0,0,0,0,0,null,null,null,null,null,null,null,null,null,null,null,null,null,null,null,null,null,null,null,null,null,null,null,null,null,null,null,null,null,null,null,null,null,null,null,null,null,null,null,null,null,null,null,null,null,null,null,null,null,null,null,null,null,null,null,null,null,null,null,null,null,null,null,null,null,null,null,null,null,null,null,null,null,null,null,null,null,null,null,null,null,null,null,null,null,null,null,null,null,null,null,null,null,null,null,null,null,0,0,0,0,0,0,0,0,1,0,0,0,0,0,0,0,0,0,0,0,0,0,0,0,0,0,0,0,0,0,0,0,0,0,0,0,0,0,1,0,0,0,0,0,0,0,0,0,0,0,0,-1,0,0,0,0,0,0,0,0,0,0,0,0,0,0]
[null,null,null,null,null,null,null,null,null,null,null,null,null,null,null,null,null,null,null,null,null,null,null,null,null,null,null,null,null,null,null,null,null,null,null,null,null,null,null,null,null,null,null,{"$f":"AR55","v":0},0,0,0,0,0,0,0,0,0,0,0,0,0,0,0,0,0,0,0,0,0,0,0,0,0,0,0,0,0,0,0,{"$f":"BX55","v":0},0,0,0,0,1,0,0,0,0,0,0,0,0,0,0,0,0,0,0,0,0,0,0,0,0,0,0,0,0,0,0,0,0,null,null,null,null,null,null,null,null,null,null,null,null,null,null,null,null,null,null,null,null,null,null,null,null,null,null,null,null,null,null,null,null,null,null,null,null,null,null,null,null,null,null,null,null,null,null,null,null,null,null,null,null,null,null,null,null,null,null,null,null,null,null,null,null,null,null,null,null,null,null,null,null,null,null,null,null,null,null,null,null,null,null,null,null,null,null,null,null,null,null,null,null,null,null,null,null,null,0,0,0,0,0,0,0,0,-405,0,0,0,0,0,0,0,0,0,0,0,0,0,0,0,0,0,0,0,0,0,0,0,0,0,0,0,0,0,1,0,0,0,0,0,0,0,0,0,0,0,0,0,0,0,0,0,0,0,0,0,0,0,0,0,0,0]
[null,null,null,null,null,null,null,null,null,null,null,null,null,null,null,null,null,null,null,null,null,null,null,null,null,null,null,null,null,null,null,null,null,null,null,null,null,null,null,null,null,null,null,{"$f":"AR56","v":0},0,0,0,0,0,0,0,0,0,0,0,0,0,0,1,0,0,0,0,0,0,0,0,0,0,0,0,0,0,0,0,{"$f":"BX56","v":0},0,0,0,0,0,0,0,0,0,0,0,0,0,0,0,-1,-1,-1,0,0,0,0,0,0,0,0,0,0,0,0,0,0,0,null,null,null,null,null,null,null,null,null,null,null,null,null,null,null,null,null,null,null,null,null,null,null,null,null,null,null,null,null,null,null,null,null,null,null,null,null,null,null,null,null,null,null,null,null,null,null,null,null,null,null,null,null,null,null,null,null,null,null,null,null,null,null,null,null,null,null,null,null,null,null,null,null,null,null,null,null,null,null,null,null,null,null,null,null,null,null,null,null,null,null,null,null,null,null,null,null,0,0,0,0,0,0,0,0,0,0,0,0,0,0,0,0,0,0,0,0,0,0,0,0,0,0,0,0,0,0,0,0,0,0,0,0,0,0,0,0,0,0,0,0,0,0,0,0,1,0,0,0,1,0,-1,0,0,0,0,0,0,0,0,0,0,0]
[null,null,null,null,null,null,null,null,null,null,null,null,null,null,null,null,null,null,null,null,null,null,null,null,null,null,null,null,null,null,null,null,null,null,null,null,null,null,null,null,null,null,null,{"$f":"AR57","v":0},0,0,0,0,0,0,0,1,0,0,0,0,0,0,0,0,0,0,0,0,0,0,0,0,0,0,0,0,0,0,0,{"$f":"BX57","v":0},0,0,0,0,0,1,0,0,0,0,0,0,0,0,0,0,0,0,-1,0,0,0,0,0,0,0,0,0,0,0,0,0,0,null,null,null,null,null,null,null,null,null,null,null,null,null,null,null,null,null,null,null,null,null,null,null,null,null,null,null,null,null,null,null,null,null,null,null,null,null,null,null,null,null,null,null,null,null,null,null,null,null,null,null,null,null,null,null,null,null,null,null,null,null,null,null,null,null,null,null,null,null,null,null,null,null,null,null,null,null,null,null,null,null,null,null,null,null,null,null,null,null,null,null,null,null,null,null,null,null,0,0,0,0,0,0,0,0,0,0,0,0,0,0,0,0,0,0,0,0,0,0,0,0,0,0,0,0,0,0,0,0,0,0,0,0,0,0,0,0,0,0,0,0,0,0,0,0,-4,0,0,0,1,0,0,0,0,0,0,0,0,0,0,0,0,0]
[null,null,null,null,null,null,null,null,null,null,null,null,null,null,null,null,null,null,null,null,null,null,null,null,null,null,null,null,null,null,null,null,null,null,null,null,null,null,null,null,null,null,null,{"$f":"AR58","v":0},0,0,0,0,0,0,0,-405,0,0,0,0,0,0,0,0,0,0,0,0,0,0,0,0,0,0,0,0,0,0,0,{"$f":"BX58","v":0},0,0,0,0,0,1,0,0,0,0,0,0,0,0,0,0,0,0,0,0,0,0,0,0,0,0,0,0,0,0,0,0,0,null,null,null,null,null,null,null,null,null,null,null,null,null,null,null,null,null,null,null,null,null,null,null,null,null,null,null,null,null,null,null,null,null,null,null,null,null,null,null,null,null,null,null,null,null,null,null,null,null,null,null,null,null,null,null,null,null,null,null,null,null,null,null,null,null,null,null,null,null,null,null,null,null,null,null,null,null,null,null,null,null,null,null,null,null,null,null,null,null,null,null,null,null,null,null,null,null,0,0,0,0,0,0,0,0,0,0,0,0,0,0,0,0,0,0,0,0,0,0,0,0,0,0,0,0,0,0,0,0,0,0,0,0,0,0,0,0,0,0,0,0,0,0,0,0,0,0,1,0,0,1,0,-1,0,0,0,0,0,0,0,0,0,0]
[null,null,null,null,null,null,null,null,null,null,null,null,null,null,null,null,null,null,null,null,null,null,null,null,null,null,null,null,null,null,null,null,null,null,null,null,null,null,null,null,null,null,null,{"$f":"AR59","v":0},0,0,0,0,0,0,0,0,0,0,0,0,0,0,0,0,0,0,0,0,0,0,0,0,0,0,0,0,0,0,0,{"$f":"BX59","v":0},0,0,0,0,0,0,0,0,0,0,0,0,0,0,0,1,0,0,0,1,0,-1,0,0,0,0,0,0,0,0,0,0,0,null,null,null,null,null,null,null,null,null,null,null,null,null,null,null,null,null,null,null,null,null,null,null,null,null,null,null,null,null,null,null,null,null,null,null,null,null,null,null,null,null,null,null,null,null,null,null,null,null,null,null,null,null,null,null,null,null,null,null,null,null,null,null,null,null,null,null,null,null,null,null,null,null,null,null,null,null,null,null,null,null,null,null,null,null,null,null,null,null,null,null,null,null,null,null,null,null,0,0,0,0,0,0,0,0,0,0,0,0,0,0,0,0,0,0,0,0,0,0,0,0,0,0,0,0,0,0,0,0,0,0,0,0,0,0,0,0,0,0,0,0,0,0,0,0,0,0,-500,0,0,1,0,0,0,0,0,0,0,0,0,0,0,0]
[null,null,null,null,null,null,null,null,null,null,null,null,null,null,null,null,null,null,null,null,null,null,null,null,null,null,null,null,null,null,null,null,null,null,null,null,null,null,null,null,null,null,null,{"$f":"AR60","v":0},0,0,0,0,0,0,0,0,0,0,0,0,0,0,0,0,0,0,0,0,0,0,0,0,0,0,0,0,0,0,0,{"$f":"BX60","v":0},0,0,0,0,0,0,0,0,0,0,0,0,0,0,0,-4,0,0,0,1,0,0,0,0,0,0,0,0,0,0,0,0,0,null,null,null,null,null,null,null,null,null,null,null,null,null,null,null,null,null,null,null,null,null,null,null,null,null,null,null,null,null,null,null,null,null,null,null,null,null,null,null,null,null,null,null,null,null,null,null,null,null,null,null,null,null,null,null,null,null,null,null,null,null,null,null,null,null,null,null,null,null,null,null,null,null,null,null,null,null,null,null,null,null,null,null,null,null,null,null,null,null,null,null,null,null,null,null,null,null,0,0,0,0,0,0,0,0,0,0,0,0,0,0,0,0,0,0,0,0,0,0,0,0,0,0,0,0,0,0,0,0,0,0,0,0,0,0,0,0,0,0,0,0,0,0,0,0,0,1,0,0,0,0,1,1,-1,0,0,0,0,0,0,0,0,0]
[null,null,null,null,null,null,null,null,null,null,null,null,null,null,null,null,null,null,null,null,null,null,null,null,null,null,null,null,null,null,null,null,null,null,null,null,null,null,null,null,null,null,null,{"$f":"AR61","v":0},0,0,0,0,0,0,0,0,0,0,0,0,0,0,0,0,0,0,0,0,0,0,0,0,0,0,0,0,0,0,0,{"$f":"BX61","v":0},0,0,0,0,0,0,0,0,0,0,0,0,0,0,0,0,0,1,0,0,1,0,-1,0,0,0,0,0,0,0,0,0,0,null,null,null,null,null,null,null,null,null,null,null,null,null,null,null,null,null,null,null,null,null,null,null,null,null,null,null,null,null,null,null,null,null,null,null,null,null,null,null,null,null,null,null,null,null,null,null,null,null,null,null,null,null,null,null,null,null,null,null,null,null,null,null,null,null,null,null,null,null,null,null,null,null,null,null,null,null,null,null,null,null,null,null,null,null,null,null,null,null,null,null,null,null,null,null,null,null,0,0,0,0,0,0,0,0,0,0,0,0,0,0,0,0,0,0,0,0,0,0,0,0,0,0,0,0,0,0,0,0,0,0,0,0,0,0,0,0,0,0,0,0,0,0,0,0,0,-50,0,0,0,0,1,1,0,0,0,0,0,0,0,0,0,0]
[null,null,null,null,null,null,null,null,null,null,null,null,null,null,null,null,null,null,null,null,null,null,null,null,null,null,null,null,null,null,null,null,null,null,null,null,null,null,null,null,null,null,null,{"$f":"AR62","v":0},0,0,0,0,0,0,0,0,0,0,0,0,0,0,0,0,0,0,0,0,0,0,0,0,0,0,0,0,0,0,0,{"$f":"BX62","v":0},0,0,0,0,0,0,0,0,0,0,0,0,0,0,0,0,0,-500,0,0,1,0,0,0,0,0,0,0,0,0,0,0,0,null,null,null,null,null,null,null,null,null,null,null,null,null,null,null,null,null,null,null,null,null,null,null,null,null,null,null,null,null,null,null,null,null,null,null,null,null,null,null,null,null,null,null,null,null,null,null,null,null,null,null,null,null,null,null,null,null,null,null,null,null,null,null,null,null,null,null,null,null,null,null,null,null,null,null,null,null,null,null,null,null,null,null,null,null,null,null,null,null,null,null,null,null,null,null,null,null,0,0,0,0,0,0,0,0,0,0,0,0,0,0,0,0,0,0,0,0,0,0,0,0,0,0,0,0,0,0,0,0,0,0,0,0,0,0,0,0,0,0,0,0,0,0,0,0,0,0,0,1,-1,-1,0,0,0,0,0,0,0,0,0,0,0,0]
[null,null,null,null,null,null,null,null,null,null,null,null,null,null,null,null,null,null,null,null,null,null,null,null,null,null,null,null,null,null,null,null,null,null,null,null,null,null,null,null,null,null,null,{"$f":"AR63","v":0},0,0,0,0,0,0,0,0,0,0,0,0,0,0,0,0,0,0,0,0,0,0,0,0,0,0,0,0,0,0,0,{"$f":"BX63","v":0},0,0,0,0,0,0,0,0,0,0,0,0,0,0,0,0,1,0,0,0,0,1,1,-1,0,0,0,0,0,0,0,0,0,null,null,null,null,null,null,null,null,null,null,null,null,null,null,null,null,null,null,null,null,null,null,null,null,null,null,null,null,null,null,null,null,null,null,null,null,null,null,null,null,null,null,null,null,null,null,null,null,null,null,null,null,null,null,null,null,null,null,null,null,null,null,null,null,null,null,null,null,null,null,null,null,null,null,null,null,null,null,null,null,null,null,null,null,null,null,null,null,null,null,null,null,null,null,null,null,null,0,0,0,0,0,0,0,0,0,0,0,0,0,0,0,0,0,0,0,0,0,0,0,0,0,0,0,0,0,0,0,0,0,0,0,0,0,0,0,0,0,0,0,0,0,0,0,0,0,0,0,0,0,1,0,0,0,0,0,0,0,0,0,0,0,0]
[null,null,null,null,null,null,null,null,null,null,null,null,null,null,null,null,null,null,null,null,null,null,null,null,null,null,null,null,null,null,null,null,null,null,null,null,null,null,null,null,null,null,null,{"$f":"AR64","v":0},0,0,0,0,0,0,0,0,0,0,0,0,0,0,0,0,0,0,0,0,0,0,0,0,0,0,0,0,0,0,0,{"$f":"BX64","v":0},0,0,0,0,0,0,0,0,0,0,0,0,0,0,0,0,-50,0,0,0,0,1,1,0,0,0,0,0,0,0,0,0,0,null,null,null,null,null,null,null,null,null,null,null,null,null,null,null,null,null,null,null,null,null,null,null,null,null,null,null,null,null,null,null,null,null,null,null,null,null,null,null,null,null,null,null,null,null,null,null,null,null,null,null,null,null,null,null,null,null,null,null,null,null,null,null,null,null,null,null,null,null,null,null,null,null,null,null,null,null,null,null,null,null,null,null,null,null,null,null,null,null,null,null,null,null,null,null,null,null,0,0,0,0,0,0,0,0,0,0,0,0,0,0,0,0,1,0,0,0,0,0,0,0,0,0,0,0,0,0,0,0,0,0,0,0,0,0,0,0,0,0,0,0,0,0,0,0,0,0,0,0,0,0,0,0,0,-1,-1,-1,0,0,0,0,0,0]
[null,null,null,null,null,null,null,null,null,null,null,null,null,null,null,null,null,null,null,null,null,null,null,null,null,null,null,null,null,null,null,null,null,null,null,null,null,null,null,null,null,null,null,{"$f":"AR65","v":0},0,0,0,0,0,0,0,0,0,0,0,0,0,0,0,0,0,0,0,0,0,0,0,0,0,0,0,0,0,0,0,{"$f":"BX65","v":0},0,0,0,0,0,0,0,0,0,0,0,0,0,0,0,0,0,0,1,-1,-1,0,0,0,0,0,0,0,0,0,0,0,0,null,null,null,null,null,null,null,null,null,null,null,null,null,null,null,null,null,null,null,null,null,null,null,null,null,null,null,null,null,null,null,null,null,null,null,null,null,null,null,null,null,null,null,null,null,null,null,null,null,null,null,null,null,null,null,null,null,null,null,null,null,null,null,null,null,null,null,null,null,null,null,null,null,null,null,null,null,null,null,null,null,null,null,null,null,null,null,null,null,null,null,null,null,null,null,null,null,0,0,0,0,0,0,0,0,0,1,0,0,0,0,0,0,0,0,0,0,0,0,0,0,0,0,0,0,0,0,0,0,0,0,0,0,0,0,0,1,0,0,0,0,0,0,0,0,0,0,0,0,0,0,0,0,0,0,0,0,-1,0,0,0,0,0]
[null,null,null,null,null,null,null,null,null,null,null,null,null,null,null,null,null,null,null,null,null,null,null,null,null,null,null,null,null,null,null,null,null,null,null,null,null,null,null,null,null,null,null,{"$f":"AR66","v":0},0,0,0,0,0,0,0,0,0,0,0,0,0,0,0,0,0,0,0,0,0,0,0,0,0,0,0,0,0,0,0,{"$f":"BX66","v":0},0,0,0,0,0,0,0,0,0,0,0,0,0,0,0,0,0,0,0,0,1,{"$f":"CT66","v":0},0,0,0,0,0,0,0,0,0,0,0,null,null,null,null,null,null,null,null,null,null,null,null,null,null,null,null,null,null,null,null,null,null,null,null,null,null,null,null,null,null,null,null,null,null,null,null,null,null,null,null,null,null,null,null,null,null,null,null,null,null,null,null,null,null,null,null,null,null,null,null,null,null,null,null,null,null,null,null,null,null,null,null,null,null,null,null,null,null,null,null,null,null,null,null,null,null,null,null,null,null,null,null,null,null,null,null,null,0,0,0,0,0,0,0,0,0,-405,0,0,0,0,0,0,0,0,0,0,0,0,0,0,0,0,0,0,0,0,0,0,0,0,0,0,0,0,0,1,0,0,0,0,0,0,0,0,0,0,0,0,0,0,0,0,0,0,0,0,0,0,0,0,0,0]
[null,null,null,null,null,null,null,null,null,null,null,null,null,null,null,null,null,null,null,null,null,null,null,null,null,null,null,null,null,null,null,null,null,null,null,null,null,null,null,null,null,null,null,{"$f":"AR67","v":0},0,0,0,0,0,0,0,0,0,0,0,0,0,0,0,1,0,0,0,0,0,0,0,0,0,0,0,0,0,0,0,{"$f":"BX67","v":0},0,0,0,0,0,0,0,0,0,0,0,0,0,0,0,0,0,0,0,{"$f":"CR67","v":0},0,{"$f":"CT67","v":0},0,0,-1,-1,-1,0,0,0,0,0,0,null,null,null,null,null,null,null,null,null,null,null,null,null,null,null,null,null,null,null,null,null,null,null,null,null,null,null,null,null,null,null,null,null,null,null,null,null,null,null,null,null,null,null,null,null,null,null,null,null,null,null,null,null,null,null,null,null,null,null,null,null,null,null,null,null,null,null,null,null,null,null,null,null,null,null,null,null,null,null,null,null,null,null,null,null,null,null,null,null,null,null,null,null,null,null,null,null,0,0,0,0,0,0,0,0,0,0,0,0,0,0,0,0,0,0,0,0,0,0,0,0,0,0,0,0,0,0,0,0,0,0,0,0,0,0,0,0,0,0,0,0,0,0,0,0,0,0,0,0,0,0,0,0,0,1,0,0,0,1,0,-1,0,0]
[null,null,null,null,null,null,null,null,null,null,null,null,null,null,null,null,null,null,null,null,null,null,null,null,null,null,null,null,null,null,null,null,null,null,null,null,null,null,null,null,null,null,null,{"$f":"AR68","v":0},0,0,0,0,0,0,0,0,1,0,0,0,0,0,0,0,0,0,0,0,0,0,0,0,0,0,0,0,0,0,0,{"$f":"BX68","v":0},0,0,0,0,0,0,1,0,0,0,0,0,0,0,0,0,0,0,0,0,0,{"$f":"CT68","v":0},0,0,0,0,0,-1,0,0,0,0,0,null,null,null,null,null,null,null,null,null,null,null,null,null,null,null,null,null,null,null,null,null,null,null,null,null,null,null,null,null,null,null,null,null,null,null,null,null,null,null,null,null,null,null,null,null,null,null,null,null,null,null,null,null,null,null,null,null,null,null,null,null,null,null,null,null,null,null,null,null,null,null,null,null,null,null,null,null,null,null,null,null,null,null,null,null,null,null,null,null,null,null,null,null,null,null,null,null,0,0,0,0,0,0,0,0,0,0,0,0,0,0,0,0,0,0,0,0,0,0,0,0,0,0,0,0,0,0,0,0,0,0,0,0,0,0,0,0,0,0,0,0,0,0,0,0,0,0,0,0,0,0,0,0,0,-4,0,0,0,1,0,0,0,0]
[null,null,null,null,null,null,null,null,null,null,null,null,null,null,null,null,null,null,null,null,null,null,null,null,null,null,null,null,null,null,null,null,null,null,null,null,null,null,null,null,null,null,null,{"$f":"AR69","v":0},0,0,0,0,0,0,0,0,-405,0,0,0,0,0,0,0,0,0,0,0,0,0,0,0,0,0,0,0,0,0,0,{"$f":"BX69","v":0},0,0,0,0,0,0,1,0,0,0,0,0,0,0,0,0,0,0,0,0,0,{"$f":"CT69","v":0},0,0,0,0,0,0,0,0,0,0,0,null,null,null,null,null,null,null,null,null,null,null,null,null,null,null,null,null,null,null,null,null,null,null,null,null,null,null,null,null,null,null,null,null,null,null,null,null,null,null,null,null,null,null,null,null,null,null,null,null,null,null,null,null,null,null,null,null,null,null,null,null,null,null,null,null,null,null,null,null,null,null,null,null,null,null,null,null,null,null,null,null,null,null,null,null,null,null,null,null,null,null,null,null,null,null,null,null,0,0,0,0,0,0,0,0,0,0,0,0,0,0,0,0,0,0,0,0,0,0,0,0,0,0,0,0,0,0,0,0,0,0,0,0,0,0,0,0,0,0,0,0,0,0,0,0,0,0,0,0,0,0,0,0,0,0,0,1,0,0,1,0,-1,0]
[null,null,null,null,null,null,null,null,null,null,null,null,null,null,null,null,null,null,null,null,null,null,null,null,null,null,null,null,null,null,null,null,null,null,null,null,null,null,null,null,null,null,null,{"$f":"AR70","v":0},0,0,0,0,0,0,0,0,0,0,0,0,0,0,0,0,0,0,0,0,0,0,0,0,0,0,0,0,0,0,0,{"$f":"BX70","v":0},0,0,0,0,0,0,0,0,0,0,0,0,0,0,0,0,0,0,0,0,0,{"$f":"CT70","v":0},0,0,1,0,0,0,1,0,-1,0,0,null,null,null,null,null,null,null,null,null,null,null,null,null,null,null,null,null,null,null,null,null,null,null,null,null,null,null,null,null,null,null,null,null,null,null,null,null,null,null,null,null,null,null,null,null,null,null,null,null,null,null,null,null,null,null,null,null,null,null,null,null,null,null,null,null,null,null,null,null,null,null,null,null,null,null,null,null,null,null,null,null,null,null,null,null,null,null,null,null,null,null,null,null,null,null,null,null,0,0,0,0,0,0,0,0,0,0,0,0,0,0,0,0,0,0,0,0,0,0,0,0,0,0,0,0,0,0,0,0,0,0,0,0,0,0,0,0,0,0,0,0,0,0,0,0,0,0,0,0,0,0,0,0,0,0,0,-500,0,0,1,0,0,0]
[null,null,null,null,null,null,null,null,null,null,null,null,null,null,null,null,null,null,null,null,null,null,null,null,null,null,null,null,null,null,null,null,null,null,null,null,null,null,null,null,null,null,null,{"$f":"AR71","v":0},0,0,0,0,0,0,0,0,0,0,0,0,0,0,0,0,0,0,0,0,0,0,0,0,0,0,0,0,0,0,0,{"$f":"BX71","v":0},0,0,0,0,0,0,0,0,0,0,0,0,0,0,0,0,0,0,0,0,0,{"$f":"CT71","v":0},0,0,-4,0,0,0,1,0,0,0,0,null,null,null,null,null,null,null,null,null,null,null,null,null,null,null,null,null,null,null,null,null,null,null,null,null,null,null,null,null,null,null,null,null,null,null,null,null,null,null,null,null,null,null,null,null,null,null,null,null,null,null,null,null,null,null,null,null,null,null,null,null,null,null,null,null,null,null,null,null,null,null,null,null,null,null,null,null,null,null,null,null,null,null,null,null,null,null,null,null,null,null,null,null,null,null,null,null,0,0,0,0,0,0,0,0,0,0,0,0,0,0,0,0,0,0,0,0,0,0,0,0,0,0,0,0,0,0,0,0,0,0,0,0,0,0,0,0,0,0,0,0,0,0,0,0,0,0,0,0,0,0,0,0,0,0,1,0,0,0,0,1,1,-1]
[null,null,null,null,null,null,null,null,null,null,null,null,null,null,null,null,null,null,null,null,null,null,null,null,null,null,null,null,null,null,null,null,null,null,null,null,null,null,null,null,null,null,null,{"$f":"AR72","v":0},0,0,0,0,0,0,0,0,0,0,0,0,0,0,0,0,0,0,0,0,0,0,0,0,0,0,0,0,0,0,0,{"$f":"BX72","v":0},0,0,0,0,0,0,0,0,0,0,0,0,0,0,0,0,0,0,0,0,0,{"$f":"CT72","v":0},0,0,0,0,1,0,0,1,0,-1,0,null,null,null,null,null,null,null,null,null,null,null,null,null,null,null,null,null,null,null,null,null,null,null,null,null,null,null,null,null,null,null,null,null,null,null,null,null,null,null,null,null,null,null,null,null,null,null,null,null,null,null,null,null,null,null,null,null,null,null,null,null,null,null,null,null,null,null,null,null,null,null,null,null,null,null,null,null,null,null,null,null,null,null,null,null,null,null,null,null,null,null,null,null,null,null,null,null,0,0,0,0,0,0,0,0,0,0,0,0,0,0,0,0,0,0,0,0,0,0,0,0,0,0,0,0,0,0,0,0,0,0,0,0,0,0,0,0,0,0,0,0,0,0,0,0,0,0,0,0,0,0,0,0,0,0,-50,0,0,0,0,1,1,0]
[null,null,null,null,null,null,null,null,null,null,null,null,null,null,null,null,null,null,null,null,null,null,null,null,null,null,null,null,null,null,null,null,null,null,null,null,null,null,null,null,null,null,null,{"$f":"AR73","v":0},0,0,0,0,0,0,0,0,0,0,0,0,0,0,0,0,0,0,0,0,0,0,0,0,0,0,0,0,0,0,0,{"$f":"BX73","v":0},0,0,0,0,0,0,0,0,0,0,0,0,0,0,0,0,0,0,0,0,0,{"$f":"CT73","v":0},0,0,0,0,-500,0,0,1,0,0,0,null,null,null,null,null,null,null,null,null,null,null,null,null,null,null,null,null,null,null,null,null,null,null,null,null,null,null,null,null,null,null,null,null,null,null,null,null,null,null,null,null,null,null,null,null,null,null,null,null,null,null,null,null,null,null,null,null,null,null,null,null,null,null,null,null,null,null,null,null,null,null,null,null,null,null,null,null,null,null,null,null,null,null,null,null,null,null,null,null,null,null,null,null,null,null,null,null,0,0,0,0,0,0,0,0,0,0,0,0,0,0,0,0,0,0,0,0,0,0,0,0,0,0,0,0,0,0,0,0,0,0,0,0,0,0,0,0,0,0,0,0,0,0,0,0,0,0,0,0,0,0,0,0,0,0,0,0,1,-1,-1,0,0,0]
[null,null,null,null,null,null,null,null,null,null,null,null,null,null,null,null,null,null,null,null,null,null,null,null,null,null,null,null,null,null,null,null,null,null,null,null,null,null,null,null,null,null,null,{"$f":"AR74","v":0},0,0,0,0,0,0,0,0,0,0,0,0,0,0,0,0,0,0,0,0,0,0,0,0,0,0,0,0,0,0,0,{"$f":"BX74","v":0},0,0,0,0,0,0,0,0,0,0,0,0,0,0,0,0,0,0,0,0,0,{"$f":"CT74","v":0},0,0,0,1,0,0,0,0,1,1,-1,null,null,null,null,null,null,null,null,null,null,null,null,null,null,null,null,null,null,null,null,null,null,null,null,null,null,null,null,null,null,null,null,null,null,null,null,null,null,null,null,null,null,null,null,null,null,null,null,null,null,null,null,null,null,null,null,null,null,null,null,null,null,null,null,null,null,null,null,null,null,null,null,null,null,null,null,null,null,null,null,null,null,null,null,null,null,null,null,null,null,null,null,null,null,null,null,null,0,0,0,0,0,0,0,0,0,0,0,0,0,0,0,0,0,0,0,0,0,0,0,0,0,0,0,0,0,0,0,0,0,0,0,0,0,0,0,0,0,0,0,0,0,0,0,0,0,0,0,0,0,0,0,0,0,0,0,0,0,-1,0,0,0,0]
[null,null,null,null,null,null,null,null,null,null,null,null,null,null,null,null,null,null,null,null,null,null,null,null,null,null,null,null,null,null,null,null,null,null,null,null,null,null,null,null,null,null,null,{"$f":"AR75","v":0},0,0,0,0,0,0,0,0,0,0,0,0,0,0,0,0,0,0,0,0,0,0,0,0,0,0,0,0,0,0,0,{"$f":"BX75","v":0},0,0,0,0,0,0,0,0,0,0,0,0,0,0,0,0,0,0,0,0,0,{"$f":"CT75","v":0},0,0,0,-50,0,0,0,0,1,1,0]
[null,null,null,null,null,null,null,null,null,null,null,null,null,null,null,null,null,null,null,null,null,null,null,null,null,null,null,null,null,null,null,null,null,null,null,null,null,null,null,null,null,null,null,{"$f":"AR76","v":0},0,0,0,0,0,0,0,0,0,0,0,0,0,0,0,0,0,0,0,0,0,0,0,0,0,0,0,0,0,0,0,{"$f":"BX76","v":0},0,0,0,0,0,0,0,0,0,0,0,0,0,0,0,0,0,0,0,0,0,{"$f":"CT76","v":0},0,0,0,0,0,1,-1,-1,0,0,0]
[null,null,null,null,null,null,null,null,null,null,null,null,null,null,null,null,null,null,null,null,null,null,null,null,null,null,null,null,null,null,null,null,null,null,null,null,null,null,null,null,null,null,null,{"$f":"AR77","v":0},0,0,0,0,0,0,0,0,0,0,0,0,0,0,0,0,0,0,0,0,0,0,0,0,0,0,0,0,0,0,0,{"$f":"BX77","v":0},0,0,0,0,0,0,0,0,0,0,0,0,0,0,0,0,0,0,0,0,0,{"$f":"CT77","v":0},0,0,0,0,0,0,-1,0,{"$f":"DC77","v":0},{"$f":"DD77","v":0},{"$f":"DE77","v":0}]
[]
[null,null,null,null,null,null,null,null,null,null,null,null,null,null,null,null,null,null,null,null,null,null,null,null,null,null,null,null,null,null,null,null,null,null,null,null,null,null,null,null,null,null,null,{"$f":"AR12","v":1},-1,-1,0,0,0,0,0,0,0,0,0,0,0,0,0,0,0,0,0,0,0,0,0,0,0,0,0,0,0,0,0,{"$f":"BX12","v":0},0,0,0,0,0,0,0,0,0,0,0,0,0,0,0,0,0,0,0,0,0,0,0,0,0,0,0,0,0,0,0,0,0]
[null,null,null,null,null,null,null,null,null,null,null,null,null,null,null,null,null,null,null,null,null,null,null,null,null,null,null,null,null,null,null,null,null,null,null,null,null,null,null,null,null,null,null,{"$f":"AR13","v":-0.01},0,1,0,0,0,0,0,0,0,0,0,0,0,0,0,0,0,0,0,0,0,0,0,0,0,0,0,0,0,0,0,{"$f":"BX13","v":0},0,0,0,0,0,0,0,0,0,0,0,0,0,0,0,0,0,0,0,0,0,0,0,0,0,0,0,0,0,0,0,0,0]
[null,null,null,null,null,null,null,null,null,null,null,null,null,null,null,null,null,null,null,null,null,null,null,null,null,null,null,null,null,null,null,null,null,null,null,null,null,null,null,null,null,null,null,{"$f":"AR14","v":0},1,0,-1,-1,-1,-1,0,0,0,0,0,0,0,0,0,0,0,0,0,0,0,0,0,0,0,0,0,0,0,0,0,{"$f":"BX14","v":0},0,0,0,0,0,0,0,0,0,0,0,0,0,0,0,0,0,0,0,0,0,0,0,0,0,0,0,0,0,0,0,0,0]
[null,null,null,null,null,null,null,null,null,null,null,null,null,null,null,null,null,null,null,null,null,null,null,null,null,null,null,null,null,null,null,null,null,null,null,null,null,null,null,null,null,null,null,{"$f":"AR15","v":0},-0.01,0,0,0,0,1,0,0,0,0,0,0,0,0,0,0,0,0,0,0,0,0,0,0,0,0,0,0,0,0,0,{"$f":"BX15","v":0},0,0,0,0,0,0,0,0,0,0,0,0,0,0,0,0,0,0,0,0,0,0,0,0,0,0,0,0,0,0,0,0,0]
[null,null,null,null,null,null,null,null,null,null,null,null,null,null,null,null,null,null,null,null,null,null,null,null,null,null,null,null,null,null,null,null,null,null,null,null,null,null,null,null,null,null,null,{"$f":"AR16","v":0},0,0,0,1,0,0,-1,-1,-1,-1,0,0,0,0,0,0,0,0,0,0,0,0,0,0,0,0,0,0,0,0,0,{"$f":"BX16","v":0},0,0,0,0,0,0,0,0,0,0,0,0,0,0,0,0,0,0,0,0,0,0,0,0,0,0,0,0,0,0,0,0,0]
[null,null,null,null,null,null,null,null,null,null,null,null,null,null,null,null,null,null,null,null,null,null,null,null,null,null,null,null,null,null,null,null,null,null,null,null,null,null,null,null,null,null,null,{"$f":"AR17","v":0},0,0,0,-0.01,0,0,0,0,0,1,0,0,0,0,0,0,0,0,0,0,0,0,0,0,0,0,0,0,0,0,0,{"$f":"BX17","v":0},0,0,0,0,0,0,0,0,0,0,0,0,0,0,0,0,0,0,0,0,0,0,0,0,0,0,0,0,0,0,0,0,0]
[null,null,null,null,null,null,null,null,null,null,null,null,null,null,null,null,null,null,null,null,null,null,null,null,null,null,null,null,null,null,null,null,null,null,null,null,null,null,null,null,null,null,null,{"$f":"AR18","v":0},0,0,0,0,1,1,0,0,0,1,-1,0,0,0,0,0,0,0,0,0,0,0,0,0,0,0,0,0,0,0,0,{"$f":"BX18","v":0},0,0,0,0,0,0,0,0,0,0,0,0,0,0,0,0,0,0,0,0,0,0,0,0,0,0,0,0,0,0,0,0,0]
[null,null,null,null,null,null,null,null,null,null,null,null,null,null,null,null,null,null,null,null,null,null,null,null,null,null,null,null,null,null,null,null,null,null,null,null,null,null,null,null,null,null,null,{"$f":"AR19","v":0},0,0,0,0,-22,1,0,0,0,1,0,0,0,0,0,0,0,0,0,0,0,0,0,0,0,0,0,0,0,0,0,{"$f":"BX19","v":0},0,0,0,0,0,0,0,0,0,0,0,0,0,0,0,0,0,0,0,0,0,0,0,0,0,0,0,0,0,0,0,0,0]
[null,null,null,null,null,null,null,null,null,null,null,null,null,null,null,null,null,null,null,null,null,null,null,null,null,null,null,null,null,null,null,null,null,null,null,null,null,null,null,null,null,null,null,{"$f":"AR20","v":0},0,0,0,0,0,0,0,0,0,0,0,1,-1,-1,0,0,0,0,0,0,0,0,0,0,0,0,0,0,0,0,0,{"$f":"BX20","v":0},0,0,0,0,0,0,0,0,0,0,0,0,0,0,0,0,0,0,0,0,0,0,0,0,0,0,0,0,0,0,0,0,0]
[null,null,null,null,null,null,null,null,null,null,null,null,null,null,null,null,null,null,null,null,null,null,null,null,null,null,null,null,null,null,null,null,null,null,null,null,null,null,null,null,null,null,null,{"$f":"AR21","v":0},0,0,0,0,0,0,0,0,0,0,0,-0.01,0,1,0,0,0,0,0,0,0,0,0,0,0,0,0,0,0,0,0,{"$f":"BX21","v":0},0,0,0,0,0,0,0,0,0,0,0,0,0,0,0,0,0,0,0,0,0,0,0,0,0,0,0,0,0,0,0,0,0]
[null,null,null,null,null,null,null,null,null,null,null,null,null,null,null,null,null,null,null,null,null,null,null,null,null,null,null,null,null,null,null,null,null,null,null,null,null,null,null,null,null,null,null,{"$f":"AR22","v":0},0,0,0,0,0,0,0,0,0,0,0,0,1,0,-1,-1,-1,0,0,0,0,0,0,0,0,0,0,0,0,0,0,{"$f":"BX22","v":0},0,0,0,0,0,0,0,0,0,0,0,0,0,0,0,0,0,0,0,0,0,0,0,0,0,0,0,0,0,0,0,0,0]
[null,null,null,null,null,null,null,null,null,null,null,null,null,null,null,null,null,null,null,null,null,null,null,null,null,null,null,null,null,null,null,null,null,null,null,null,null,null,null,null,null,null,null,{"$f":"AR23","v":0},0,0,0,0,0,0,0,0,0,0,0,0,-0.01,0,0,0,1,0,0,0,0,0,0,0,0,0,0,0,0,0,0,{"$f":"BX23","v":0},0,0,0,0,0,0,0,0,0,0,0,0,0,0,0,0,0,0,0,0,0,0,0,0,0,0,0,0,0,0,0,0,0]
[null,null,null,null,null,null,null,null,null,null,null,null,null,null,null,null,null,null,null,null,null,null,null,null,null,null,null,null,null,null,null,null,null,null,null,null,null,null,null,null,null,null,null,{"$f":"AR24","v":0},0,0,1,0,0,0,0,0,0,0,0,0,0,0,0,0,0,0,-1,0,0,-1,0,0,-1,0,0,-1,0,0,0,{"$f":"BX24","v":0},0,0,0,0,0,0,0,0,0,0,0,0,0,0,0,0,0,0,0,0,0,0,0,0,0,0,0,0,0,0,0,0,0]
[null,null,null,null,null,null,null,null,null,null,null,null,null,null,null,null,null,null,null,null,null,null,null,null,null,null,null,null,null,null,null,null,null,null,null,null,null,null,null,null,null,null,null,{"$f":"AR25","v":0},0,0,0,0,0,0,1,0,0,0,0,0,0,0,0,0,0,-1,0,0,-1,0,0,-1,0,0,-1,0,0,0,0,{"$f":"BX25","v":0},0,0,0,0,0,0,0,0,0,0,0,0,0,0,0,0,0,0,0,0,0,0,0,0,0,0,0,0,0,0,0,0,0]
[null,null,null,null,null,null,null,null,null,null,null,null,null,null,null,null,null,null,null,null,null,null,null,null,null,null,null,null,null,null,null,null,null,null,null,null,null,null,null,null,null,null,null,{"$f":"AR26","v":0},0,0,0,0,0,0,0,0,0,0,0,0,0,0,0,0,0,0,0,0,0,0,0,0,0,0,0,0,-1,0,-1,{"$f":"BX26","v":0},-1,0,-1,0,0,1,0,0,0,0,0,0,0,0,0,0,0,0,0,0,0,0,0,0,0,0,0,0,0,0,0,0,0]
[null,null,null,null,null,null,null,null,null,null,null,null,null,null,null,null,null,null,null,null,null,null,null,null,null,null,null,null,null,null,null,null,null,null,null,null,null,null,null,null,null,null,null,{"$f":"AR27","v":0},0,0,0,0,0,0,0,0,0,0,0,0,0,0,0,0,0,0,0,0,0,0,0,0,0,0,0,0,0,-1,0,{"$f":"BX27","v":-1},0,-1,0,-1,0,0,1,0,0,0,0,0,0,0,0,0,0,0,0,0,0,0,0,0,0,0,0,0,0,0,0,0,0]
[null,null,null,null,null,null,null,null,null,null,null,null,null,null,null,null,null,null,null,null,null,null,null,null,null,null,null,null,null,null,null,null,null,null,null,null,null,null,null,null,null,null,null,{"$f":"AR28","v":0},0,0,0,0,0,0,0,0,0,0,0,0,0,0,0,0,0,1,0,0,0,0,0,0,0,0,0,0,0,0,0,{"$f":"BX28","v":0},0,0,0,0,0,0,0,-1,-1,0,0,0,0,0,0,0,0,0,0,0,0,0,0,0,0,0,0,0,0,0,0,0,0]
[null,null,null,null,null,null,null,null,null,null,null,null,null,null,null,null,null,null,null,null,null,null,null,null,null,null,null,null,null,null,null,null,null,null,null,null,null,null,null,null,null,null,null,{"$f":"AR29","v":0},0,0,0,0,0,0,0,0,0,0,0,0,0,0,0,0,0,0,1,0,0,0,0,0,0,0,0,0,-1,0,0,{"$f":"BX29","v":0},0,0,0,0,0,0,0,1,0,0,0,0,0,0,0,0,0,0,0,0,0,0,0,0,0,0,0,0,0,0,0,0,0]
[null,null,null,null,null,null,null,null,null,null,null,null,null,null,null,null,null,null,null,null,null,null,null,null,null,null,null,null,null,null,null,null,null,null,null,null,null,null,null,null,null,null,null,{"$f":"AR30","v":0},0,0,0,0,0,0,0,0,0,0,0,0,0,0,0,0,0,0,0,0,0,0,0,0,0,0,0,0,0,1,0,{"$f":"BX30","v":0},0,0,0,0,0,0,0,0,-1,0,0,0,0,0,0,0,0,0,0,0,0,0,0,0,0,0,0,0,0,0,0,0,0]
[null,null,null,null,null,null,null,null,null,null,null,null,null,null,null,null,null,null,null,null,null,null,null,null,null,null,null,null,null,null,null,null,null,null,null,null,null,null,null,null,null,null,null,{"$f":"AR31","v":0},0,0,0,0,0,0,0,0,0,0,0,0,0,0,0,0,0,1,0,0,0,0,0,0,0,0,0,0,0,0,0,{"$f":"BX31","v":0},0,0,0,0,0,0,0,0,0,0,0,0,0,0,0,0,0,0,0,0,0,0,0,0,0,0,0,0,0,0,0,0,0]
[null,null,null,null,null,null,null,null,null,null,null,null,null,null,null,null,null,null,null,null,null,null,null,null,null,null,null,null,null,null,null,null,null,null,null,null,null,null,null,null,null,null,null,{"$f":"AR32","v":0},0,0,0,0,0,0,0,0,0,0,0,0,0,0,0,0,0,-2.8116434535008936E-2,1,0,0,0,0,0,0,0,0,0,0,0,0,{"$f":"BX32","v":0},0,0,0,0,0,0,0,0,0,0,0,0,0,0,0,0,0,0,0,0,0,0,0,0,0,0,0,0,0,0,0,0,0]
[null,null,null,null,null,null,null,null,null,null,null,null,null,null,null,null,null,null,null,null,null,null,null,null,null,null,null,null,null,null,null,null,null,null,null,null,null,null,null,null,null,null,null,{"$f":"AR33","v":0},0,0,0,0,0,0,0,0,0,0,0,0,0,0,0,0,0,-0.6289929550612442,0,0,0,0,0,0,0,0,0,0,0,0,0,{"$f":"BX33","v":0},0,0,0,0,0,0,0,1,0,0,0,0,0,0,0,0,0,0,0,0,0,0,0,0,0,0,0,0,0,0,0,0,0]
[null,null,null,null,null,null,null,null,null,null,null,null,null,null,null,null,null,null,null,null,null,null,null,null,null,null,null,null,null,null,null,null,null,null,null,null,null,null,null,null,null,null,null,{"$f":"AR34","v":0},0,0,0,0,0,0,0,0,0,0,0,0,0,0,0,0,0,-0.98749901280993768,0,1,0,0,0,0,0,0,0,0,0,0,0,{"$f":"BX34","v":0},0,0,0,0,0,0,0,0,0,0,0,0,0,0,0,0,0,0,0,0,0,0,0,0,0,0,0,0,0,0,0,0,0]
[null,null,null,null,null,null,null,null,null,null,null,null,null,null,null,null,null,null,null,null,null,null,null,null,null,null,null,null,null,null,null,null,null,null,null,null,null,null,null,null,null,null,null,{"$f":"AR35","v":0},0,0,0,0,0,0,0,0,0,0,0,0,0,0,0,0,0,0,0,0,1,0,0,0,0,0,0,0,0,0,0,{"$f":"BX35","v":0},0,0,0,0,0,0,0,0,0,-1,-1,0,0,0,0,0,0,0,0,0,0,0,0,0,0,0,0,0,0,0,0,0,0]
[null,null,null,null,null,null,null,null,null,null,null,null,null,null,null,null,null,null,null,null,null,null,null,null,null,null,null,null,null,null,null,null,null,null,null,null,null,null,null,null,null,null,null,{"$f":"AR36","v":0},0,0,0,0,0,0,0,0,0,0,0,0,0,0,0,0,0,0,0,0,0,1,0,0,0,0,0,0,0,0,-1,{"$f":"BX36","v":0},0,0,0,0,0,0,0,0,0,1,0,0,0,0,0,0,0,0,0,0,0,0,0,0,0,0,0,0,0,0,0,0,0]
[null,null,null,null,null,null,null,null,null,null,null,null,null,null,null,null,null,null,null,null,null,null,null,null,null,null,null,null,null,null,null,null,null,null,null,null,null,null,null,null,null,null,null,{"$f":"AR37","v":0},0,0,0,0,0,0,0,0,0,0,0,0,0,0,0,0,0,0,0,0,0,0,0,0,0,0,0,0,0,0,0,{"$f":"BX37","v":1},0,0,0,0,0,0,0,0,0,0,-1,0,0,0,0,0,0,0,0,0,0,0,0,0,0,0,0,0,0,0,0,0,0]
[null,null,null,null,null,null,null,null,null,null,null,null,null,null,null,null,null,null,null,null,null,null,null,null,null,null,null,null,null,null,null,null,null,null,null,null,null,null,null,null,null,null,null,{"$f":"AR38","v":0},0,0,0,0,0,0,0,0,0,0,0,0,0,0,0,0,0,0,0,0,1,0,0,0,0,0,0,0,0,0,0,{"$f":"BX38","v":0},0,0,0,0,0,0,0,0,0,0,0,0,0,0,0,0,0,0,0,0,0,0,0,0,0,0,0,0,0,0,0,0,0]
[null,null,null,null,null,null,null,null,null,null,null,null,null,null,null,null,null,null,null,null,null,null,null,null,null,null,null,null,null,null,null,null,null,null,null,null,null,null,null,null,null,null,null,{"$f":"AR39","v":0},0,0,0,0,0,0,0,0,0,0,0,0,0,0,0,0,0,0,0,0,-4.5454545454545456E-2,1,0,0,0,0,0,0,0,0,0,{"$f":"BX39","v":0},0,0,0,0,0,0,0,0,0,0,0,0,0,0,0,0,0,0,0,0,0,0,0,0,0,0,0,0,0,0,0,0,0]
[null,null,null,null,null,null,null,null,null,null,null,null,null,null,null,null,null,null,null,null,null,null,null,null,null,null,null,null,null,null,null,null,null,null,null,null,null,null,null,null,null,null,null,{"$f":"AR40","v":0},0,0,0,0,0,0,0,0,0,0,0,0,0,0,0,0,0,0,0,0,-1,0,0,0,0,0,0,0,0,0,0,{"$f":"BX40","v":0},0,0,0,0,0,0,0,0,0,1,0,0,0,0,0,0,0,0,0,0,0,0,0,0,0,0,0,0,0,0,0,0,0]
[null,null,null,null,null,null,null,null,null,null,null,null,null,null,null,null,null,null,null,null,null,null,null,null,null,null,null,null,null,null,null,null,null,null,null,null,null,null,null,null,null,null,null,{"$f":"AR41","v":0},0,0,0,0,0,0,0,0,0,0,0,0,0,0,0,0,0,0,0,0,-0.98999999999999988,0,1,0,0,0,0,0,0,0,0,{"$f":"BX41","v":0},0,0,0,0,0,0,0,0,0,0,0,0,0,0,0,0,0,0,0,0,0,0,0,0,0,0,0,0,0,0,0,0,0]
[null,null,null,null,null,null,null,null,null,null,null,null,null,null,null,null,null,null,null,null,null,null,null,null,null,null,null,null,null,null,null,null,null,null,null,null,null,null,null,null,null,null,null,{"$f":"AR42","v":0},0,0,0,0,0,0,0,0,0,0,0,0,0,0,0,0,0,0,0,0,0,0,0,1,0,0,0,0,0,0,0,{"$f":"BX42","v":0},0,0,0,0,0,0,0,0,0,0,0,-1,-1,0,0,0,0,0,0,0,0,0,0,0,0,0,0,0,0,0,0,0,0]
[null,null,null,null,null,null,null,null,null,null,null,null,null,null,null,null,null,null,null,null,null,null,null,null,null,null,null,null,null,null,null,null,null,null,null,null,null,null,null,null,null,null,null,{"$f":"AR43","v":0},0,0,0,0,0,0,0,0,0,0,0,0,0,0,0,0,0,0,0,0,0,0,0,0,1,0,0,0,0,0,0,{"$f":"BX43","v":0},-1,0,0,0,0,0,0,0,0,0,0,1,0,0,0,0,0,0,0,0,0,0,0,0,0,0,0,0,0,0,0,0,0]
[null,null,null,null,null,null,null,null,null,null,null,null,null,null,null,null,null,null,null,null,null,null,null,null,null,null,null,null,null,null,null,null,null,null,null,null,null,null,null,null,null,null,null,{"$f":"AR44","v":0},0,0,0,0,0,0,0,0,0,0,0,0,0,0,0,0,0,0,0,0,0,0,0,0,0,0,0,0,0,0,0,{"$f":"BX44","v":0},0,1,0,0,0,0,0,0,0,0,0,0,-1,0,0,0,0,0,0,0,0,0,0,0,0,0,0,0,0,0,0,0,0]
[null,null,null,null,null,null,null,null,null,null,null,null,null,null,null,null,null,null,null,null,null,null,null,null,null,null,null,null,null,null,null,null,null,null,null,null,null,null,null,null,null,null,null,{"$f":"AR45","v":0},0,0,0,0,0,0,0,0,0,0,0,0,0,0,0,0,0,0,0,0,0,0,0,1,0,0,0,0,0,0,0,{"$f":"BX45","v":0},0,0,0,0,0,0,0,0,0,0,0,0,0,0,0,0,0,0,0,0,0,0,0,0,0,0,0,0,0,0,0,0,0]
[null,null,null,null,null,null,null,null,null,null,null,null,null,null,null,null,null,null,null,null,null,null,null,null,null,null,null,null,null,null,null,null,null,null,null,null,null,null,null,null,null,null,null,{"$f":"AR46","v":0},0,0,0,0,0,0,0,0,0,0,0,0,0,0,0,0,0,0,0,0,0,0,0,0,1,0,0,0,0,0,0,{"$f":"BX46","v":0},0,0,0,0,0,0,0,0,0,0,0,0,0,0,0,0,0,0,0,0,0,0,0,0,0,0,0,0,0,0,0,0,0]
[null,null,null,null,null,null,null,null,null,null,null,null,null,null,null,null,null,null,null,null,null,null,null,null,null,null,null,null,null,null,null,null,null,null,null,null,null,null,null,null,null,null,null,{"$f":"AR47","v":0},0,0,0,0,0,0,0,0,0,0,0,0,0,0,0,0,0,0,0,0,0,0,0,0,0,0,0,0,0,0,0,{"$f":"BX47","v":0},0,0,0,0,0,0,0,0,0,0,0,1,0,0,0,0,0,0,0,0,0,0,0,0,0,0,0,0,0,0,0,0,0]
[null,null,null,null,null,null,null,null,null,null,null,null,null,null,null,null,null,null,null,null,null,null,null,null,null,null,null,null,null,null,null,null,null,null,null,null,null,null,null,null,null,null,null,{"$f":"AR48","v":0},0,0,0,0,0,0,0,0,0,0,0,0,0,0,0,0,0,0,0,0,0,0,0,0,0,1,0,0,0,0,0,{"$f":"BX48","v":0},0,0,0,0,0,0,0,0,0,0,0,0,0,0,0,0,0,0,0,0,0,0,0,0,0,0,0,0,0,0,0,0,0]
[null,null,null,null,null,null,null,null,null,null,null,null,null,null,null,null,null,null,null,null,null,null,null,null,null,null,null,null,null,null,null,null,null,null,null,null,null,null,null,null,null,null,null,{"$f":"AR49","v":0},0,0,0,0,0,0,0,0,0,0,0,0,0,0,0,0,0,0,0,0,0,0,0,0,0,0,1,0,0,0,0,{"$f":"BX49","v":0},0,0,0,0,0,0,0,0,0,0,0,0,0,-1,-1,0,0,0,0,0,0,0,0,0,0,0,0,0,0,0,0,0,0]
[null,null,null,null,null,null,null,null,null,null,null,null,null,null,null,null,null,null,null,null,null,null,null,null,null,null,null,null,null,null,null,null,null,null,null,null,null,null,null,null,null,null,null,{"$f":"AR50","v":0},0,0,0,0,0,0,0,0,0,0,0,0,0,0,0,0,0,0,0,0,0,0,0,0,0,0,0,1,0,0,0,{"$f":"BX50","v":0},0,0,-1,0,0,0,0,0,0,0,0,0,0,1,0,0,0,0,0,0,0,0,0,0,0,0,0,0,0,0,0,0,0]
[null,null,null,null,null,null,null,null,null,null,null,null,null,null,null,null,null,null,null,null,null,null,null,null,null,null,null,null,null,null,null,null,null,null,null,null,null,null,null,null,null,null,null,{"$f":"AR51","v":0},0,0,0,0,0,0,0,0,0,0,0,0,0,0,0,0,0,0,0,0,0,0,0,0,0,0,0,0,0,0,0,{"$f":"BX51","v":0},0,0,0,1,0,0,0,0,0,0,0,0,0,0,-1,0,0,0,0,0,0,0,0,0,0,0,0,0,0,0,0,0,0]
[null,null,null,null,null,null,null,null,null,null,null,null,null,null,null,null,null,null,null,null,null,null,null,null,null,null,null,null,null,null,null,null,null,null,null,null,null,null,null,null,null,null,null,{"$f":"AR52","v":0},0,0,0,0,0,0,0,0,0,0,0,0,0,0,0,0,0,0,0,0,0,0,0,0,0,0,1,0,0,0,0,{"$f":"BX52","v":0},0,0,0,0,0,0,0,0,0,0,0,0,0,0,0,0,0,0,0,0,0,0,0,0,0,0,0,0,0,0,0,0,0]
[null,null,null,null,null,null,null,null,null,null,null,null,null,null,null,null,null,null,null,null,null,null,null,null,null,null,null,null,null,null,null,null,null,null,null,null,null,null,null,null,null,null,null,{"$f":"AR53","v":0},0,0,0,0,0,0,0,0,0,0,0,0,0,0,0,0,0,0,0,0,0,0,0,0,0,0,0,1,0,0,0,{"$f":"BX53","v":0},0,0,0,0,0,0,0,0,0,0,0,0,0,0,0,0,0,0,0,0,0,0,0,0,0,0,0,0,0,0,0,0,0]
[null,null,null,null,null,null,null,null,null,null,null,null,null,null,null,null,null,null,null,null,null,null,null,null,null,null,null,null,null,null,null,null,null,null,null,null,null,null,null,null,null,null,null,{"$f":"AR54","v":0},0,0,0,0,0,0,0,0,0,0,0,0,0,0,0,0,0,0,0,0,0,0,0,0,0,0,0,0,0,0,0,{"$f":"BX54","v":0},0,0,0,0,0,0,0,0,0,0,0,0,0,1,0,0,0,0,0,0,0,0,0,0,0,0,0,0,0,0,0,0,0]
[null,null,null,null,null,null,null,null,null,null,null,null,null,null,null,null,null,null,null,null,null,null,null,null,null,null,null,null,null,null,null,null,null,null,null,null,null,null,null,null,null,null,null,{"$f":"AR55","v":0},0,0,0,0,0,0,0,0,0,0,0,0,0,0,0,0,0,0,0,0,0,0,0,0,0,0,0,0,0,0,0,{"$f":"BX55","v":0},0,0,0,0,1,0,0,0,0,0,0,0,0,0,0,0,0,0,0,0,0,0,0,0,0,0,0,0,0,0,0,0,0]
[null,null,null,null,null,null,null,null,null,null,null,null,null,null,null,null,null,null,null,null,null,null,null,null,null,null,null,null,null,null,null,null,null,null,null,null,null,null,null,null,null,null,null,{"$f":"AR56","v":0},0,0,0,0,0,0,0,0,0,0,0,0,0,0,1,0,0,0,0,0,0,0,0,0,0,0,0,0,0,0,0,{"$f":"BX56","v":0},0,0,0,0,0,0,0,0,0,0,0,0,0,0,0,-1,-1,-1,0,0,0,0,0,0,0,0,0,0,0,0,0,0,0]
[null,null,null,null,null,null,null,null,null,null,null,null,null,null,null,null,null,null,null,null,null,null,null,null,null,null,null,null,null,null,null,null,null,null,null,null,null,null,null,null,null,null,null,{"$f":"AR57","v":0},0,0,0,0,0,0,0,1,0,0,0,0,0,0,0,0,0,0,0,0,0,0,0,0,0,0,0,0,0,0,0,{"$f":"BX57","v":0},0,0,0,0,0,1,0,0,0,0,0,0,0,0,0,0,0,0,-1,0,0,0,0,0,0,0,0,0,0,0,0,0,0]
[null,null,null,null,null,null,null,null,null,null,null,null,null,null,null,null,null,null,null,null,null,null,null,null,null,null,null,null,null,null,null,null,null,null,null,null,null,null,null,null,null,null,null,{"$f":"AR58","v":0},0,0,0,0,0,0,0,-405,0,0,0,0,0,0,0,0,0,0,0,0,0,0,0,0,0,0,0,0,0,0,0,{"$f":"BX58","v":0},0,0,0,0,0,1,0,0,0,0,0,0,0,0,0,0,0,0,0,0,0,0,0,0,0,0,0,0,0,0,0,0,0]
[null,null,null,null,null,null,null,null,null,null,null,null,null,null,null,null,null,null,null,null,null,null,null,null,null,null,null,null,null,null,null,null,null,null,null,null,null,null,null,null,null,null,null,{"$f":"AR59","v":0},0,0,0,0,0,0,0,0,0,0,0,0,0,0,0,0,0,0,0,0,0,0,0,0,0,0,0,0,0,0,0,{"$f":"BX59","v":0},0,0,0,0,0,0,0,0,0,0,0,0,0,0,0,1,0,0,0,1,0,-1,0,0,0,0,0,0,0,0,0,0,0]
[null,null,null,null,null,null,null,null,null,null,null,null,null,null,null,null,null,null,null,null,null,null,null,null,null,null,null,null,null,null,null,null,null,null,null,null,null,null,null,null,null,null,null,{"$f":"AR60","v":0},0,0,0,0,0,0,0,0,0,0,0,0,0,0,0,0,0,0,0,0,0,0,0,0,0,0,0,0,0,0,0,{"$f":"BX60","v":0},0,0,0,0,0,0,0,0,0,0,0,0,0,0,0,-4,0,0,0,1,0,0,0,0,0,0,0,0,0,0,0,0,0]
[null,null,null,null,null,null,null,null,null,null,null,null,null,null,null,null,null,null,null,null,null,null,null,null,null,null,null,null,null,null,null,null,null,null,null,null,null,null,null,null,null,null,null,{"$f":"AR61","v":0},0,0,0,0,0,0,0,0,0,0,0,0,0,0,0,0,0,0,0,0,0,0,0,0,0,0,0,0,0,0,0,{"$f":"BX61","v":0},0,0,0,0,0,0,0,0,0,0,0,0,0,0,0,0,0,1,0,0,1,0,-1,0,0,0,0,0,0,0,0,0,0]
[null,null,null,null,null,null,null,null,null,null,null,null,null,null,null,null,null,null,null,null,null,null,null,null,null,null,null,null,null,null,null,null,null,null,null,null,null,null,null,null,null,null,null,{"$f":"AR62","v":0},0,0,0,0,0,0,0,0,0,0,0,0,0,0,0,0,0,0,0,0,0,0,0,0,0,0,0,0,0,0,0,{"$f":"BX62","v":0},0,0,0,0,0,0,0,0,0,0,0,0,0,0,0,0,0,-500,0,0,1,0,0,0,0,0,0,0,0,0,0,0,0]
[null,null,null,null,null,null,null,null,null,null,null,null,null,null,null,null,null,null,null,null,null,null,null,null,null,null,null,null,null,null,null,null,null,null,null,null,null,null,null,null,null,null,null,{"$f":"AR63","v":0},0,0,0,0,0,0,0,0,0,0,0,0,0,0,0,0,0,0,0,0,0,0,0,0,0,0,0,0,0,0,0,{"$f":"BX63","v":0},0,0,0,0,0,0,0,0,0,0,0,0,0,0,0,0,1,0,0,0,0,1,1,-1,0,0,0,0,0,0,0,0,0]
[null,null,null,null,null,null,null,null,null,null,null,null,null,null,null,null,null,null,null,null,null,null,null,null,null,null,null,null,null,null,null,null,null,null,null,null,null,null,null,null,null,null,null,{"$f":"AR64","v":0},0,0,0,0,0,0,0,0,0,0,0,0,0,0,0,0,0,0,0,0,0,0,0,0,0,0,0,0,0,0,0,{"$f":"BX64","v":0},0,0,0,0,0,0,0,0,0,0,0,0,0,0,0,0,-50,0,0,0,0,1,1,0,0,0,0,0,0,0,0,0,0]
[null,null,null,null,null,null,null,null,null,null,null,null,null,null,null,null,null,null,null,null,null,null,null,null,null,null,null,null,null,null,null,null,null,null,null,null,null,null,null,null,null,null,null,{"$f":"AR65","v":0},0,0,0,0,0,0,0,0,0,0,0,0,0,0,0,0,0,0,0,0,0,0,0,0,0,0,0,0,0,0,0,{"$f":"BX65","v":0},0,0,0,0,0,0,0,0,0,0,0,0,0,0,0,0,0,0,1,-1,-1,0,0,0,0,0,0,0,0,0,0,0,0]
[null,null,null,null,null,null,null,null,null,null,null,null,null,null,null,null,null,null,null,null,null,null,null,null,null,null,null,null,null,null,null,null,null,null,null,null,null,null,null,null,null,null,null,{"$f":"AR66","v":0},0,0,0,0,0,0,0,0,0,0,0,0,0,0,0,0,0,0,0,0,0,0,0,0,0,0,0,0,0,0,0,{"$f":"BX66","v":0},0,0,0,0,0,0,0,0,0,0,0,0,0,0,0,0,0,0,0,0,1,{"$f":"CT66","v":0},0,0,0,0,0,0,0,0,0,0,0]
[null,null,null,null,null,null,null,null,null,null,null,null,null,null,null,null,null,null,null,null,null,null,null,null,null,null,null,null,null,null,null,null,null,null,null,null,null,null,null,null,null,null,null,{"$f":"AR67","v":0},0,0,0,0,0,0,0,0,0,0,0,0,0,0,0,1,0,0,0,0,0,0,0,0,0,0,0,0,0,0,0,{"$f":"BX67","v":0},0,0,0,0,0,0,0,0,0,0,0,0,0,0,0,0,0,0,0,{"$f":"CR67","v":0},0,{"$f":"CT67","v":0},0,0,-1,-1,-1,0,0,0,0,0,0]
[null,null,null,null,null,null,null,null,null,null,null,null,null,null,null,null,null,null,null,null,null,null,null,null,null,null,null,null,null,null,null,null,null,null,null,null,null,null,null,null,null,null,null,{"$f":"AR68","v":0},0,0,0,0,0,0,0,0,1,0,0,0,0,0,0,0,0,0,0,0,0,0,0,0,0,0,0,0,0,0,0,{"$f":"BX68","v":0},0,0,0,0,0,0,1,0,0,0,0,0,0,0,0,0,0,0,0,0,0,{"$f":"CT68","v":0},0,0,0,0,0,-1,0,0,0,0,0]
[null,null,null,null,null,null,null,null,null,null,null,null,null,null,null,null,null,null,null,null,null,null,null,null,null,null,null,null,null,null,null,null,null,null,null,null,null,null,null,null,null,null,null,{"$f":"AR69","v":0},0,0,0,0,0,0,0,0,-405,0,0,0,0,0,0,0,0,0,0,0,0,0,0,0,0,0,0,0,0,0,0,{"$f":"BX69","v":0},0,0,0,0,0,0,1,0,0,0,0,0,0,0,0,0,0,0,0,0,0,{"$f":"CT69","v":0},0,0,0,0,0,0,0,0,0,0,0]
[null,null,null,null,null,null,null,null,null,null,null,null,null,null,null,null,null,null,null,null,null,null,null,null,null,null,null,null,null,null,null,null,null,null,null,null,null,null,null,null,null,null,null,{"$f":"AR70","v":0},0,0,0,0,0,0,0,0,0,0,0,0,0,0,0,0,0,0,0,0,0,0,0,0,0,0,0,0,0,0,0,{"$f":"BX70","v":0},0,0,0,0,0,0,0,0,0,0,0,0,0,0,0,0,0,0,0,0,0,{"$f":"CT70","v":0},0,0,1,0,0,0,1,0,-1,0,0]
[null,null,null,null,null,null,null,null,null,null,null,null,null,null,null,null,null,null,null,null,null,null,null,null,null,null,null,null,null,null,null,null,null,null,null,null,null,null,null,null,null,null,null,{"$f":"AR71","v":0},0,0,0,0,0,0,0,0,0,0,0,0,0,0,0,0,0,0,0,0,0,0,0,0,0,0,0,0,0,0,0,{"$f":"BX71","v":0},0,0,0,0,0,0,0,0,0,0,0,0,0,0,0,0,0,0,0,0,0,{"$f":"CT71","v":0},0,0,-4,0,0,0,1,0,0,0,0]
[null,null,null,null,null,null,null,null,null,null,null,null,null,null,null,null,null,null,null,null,null,null,null,null,null,null,null,null,null,null,null,null,null,null,null,null,null,null,null,null,null,null,null,{"$f":"AR72","v":0},0,0,0,0,0,0,0,0,0,0,0,0,0,0,0,0,0,0,0,0,0,0,0,0,0,0,0,0,0,0,0,{"$f":"BX72","v":0},0,0,0,0,0,0,0,0,0,0,0,0,0,0,0,0,0,0,0,0,0,{"$f":"CT72","v":0},0,0,0,0,1,0,0,1,0,-1,0]
[null,null,null,null,null,null,null,null,null,null,null,null,null,null,null,null,null,null,null,null,null,null,null,null,null,null,null,null,null,null,null,null,null,null,null,null,null,null,null,null,null,null,null,{"$f":"AR73","v":0},0,0,0,0,0,0,0,0,0,0,0,0,0,0,0,0,0,0,0,0,0,0,0,0,0,0,0,0,0,0,0,{"$f":"BX73","v":0},0,0,0,0,0,0,0,0,0,0,0,0,0,0,0,0,0,0,0,0,0,{"$f":"CT73","v":0},0,0,0,0,-500,0,0,1,0,0,0]
[null,null,null,null,null,null,null,null,null,null,null,null,null,null,null,null,null,null,null,null,null,null,null,null,null,null,null,null,null,null,null,null,null,null,null,null,null,null,null,null,null,null,null,{"$f":"AR74","v":0},0,0,0,0,0,0,0,0,0,0,0,0,0,0,0,0,0,0,0,0,0,0,0,0,0,0,0,0,0,0,0,{"$f":"BX74","v":0},0,0,0,0,0,0,0,0,0,0,0,0,0,0,0,0,0,0,0,0,0,{"$f":"CT74","v":0},0,0,0,1,0,0,0,0,1,1,-1]
[null,null,null,null,null,null,null,null,null,null,null,null,null,null,null,null,null,null,null,null,null,null,null,null,null,null,null,null,null,null,null,null,null,null,null,null,null,null,null,null,null,null,null,{"$f":"AR75","v":0},0,0,0,0,0,0,0,0,0,0,0,0,0,0,0,0,0,0,0,0,0,0,0,0,0,0,0,0,0,0,0,{"$f":"BX75","v":0},0,0,0,0,0,0,0,0,0,0,0,0,0,0,0,0,0,0,0,0,0,{"$f":"CT75","v":0},0,0,0,-50,0,0,0,0,1,1,0]
[null,null,null,null,null,null,null,null,null,null,null,null,null,null,null,null,null,null,null,null,null,null,null,null,null,null,null,null,null,null,null,null,null,null,null,null,null,null,null,null,null,null,null,{"$f":"AR76","v":0},0,0,0,0,0,0,0,0,0,0,0,0,0,0,0,0,0,0,0,0,0,0,0,0,0,0,0,0,0,0,0,{"$f":"BX76","v":0},0,0,0,0,0,0,0,0,0,0,0,0,0,0,0,0,0,0,0,0,0,{"$f":"CT76","v":0},0,0,0,0,0,1,-1,-1,0,0,0]
[null,null,null,null,null,null,null,null,null,null,null,null,null,null,null,null,null,null,null,null,null,null,null,null,null,null,null,null,null,null,null,null,null,null,null,null,null,null,null,null,null,null,null,{"$f":"AR77","v":0},0,0,0,0,0,0,0,0,0,0,0,0,0,0,0,0,0,0,0,0,0,0,0,0,0,0,0,0,0,0,0,{"$f":"BX77","v":0},0,0,0,0,0,0,0,0,0,0,0,0,0,0,0,0,0,0,0,0,0,{"$f":"CT77","v":0},0,0,0,0,0,0,0,1,{"$f":"DC77","v":0},{"$f":"DD77","v":0},{"$f":"DE77","v":0}]
[]
[]
[]
[]
[]
[]
[]
[]
[]
[]
[]
[]
[]
[]
[]
[]
[]
[]
[]
[]
[]
[]
[]
[]
[]
[]
[]
[]
[]
[]
[]
[]
[]
[]
[]
[]
[]
[]
[]
[]
[]
[]
[]
[]
[]
[]
[]
[]
[]
[]
[]
[]
[]
[]
[]
[]
[]
[]
[]
[]
[]
[]
[]
[]
[]
[]
[]
[]
[]
[]
[]
[]
[]
[]
[]
[]
[]
[]
[]
[]
[]
[null,null,null,null,null,null,null,null,null,null,null,null,null,null,null,null,null,null,null,null,null,null,null,null,null,null,null,null,null,null,null,null,null,null,null,null,null,null,null,null,null,null,null,{"$f":"AR163","v":0}]
[null,null,null,null,null,null,null,null,null,null,null,null,null,null,null,null,null,null,null,null,null,null,null,null,null,null,null,null,null,null,null,null,null,null,null,null,null,null,null,null,null,null,null,{"$f":"AR164","v":0}]
[null,null,null,null,null,null,null,null,null,null,null,null,null,null,null,null,null,null,null,null,null,null,null,null,null,null,null,null,null,null,null,null,null,null,null,null,null,null,null,null,null,null,null,{"$f":"AR169","v":0}]
[null,null,null,null,null,null,null,null,null,null,null,null,null,null,null,null,null,null,null,null,null,null,null,null,null,null,null,null,null,null,null,null,null,null,null,null,null,null,null,null,null,null,null,0]
[null,null,null,null,null,null,null,null,null,null,null,null,null,null,null,null,null,null,null,null,null,null,null,null,null,null,null,null,null,null,null,null,null,null,null,null,null,null,null,null,null,null,null,0]
[null,null,null,null,null,null,null,null,null,null,null,null,null,null,null,null,null,null,null,null,null,null,null,null,null,null,null,null,null,null,null,null,null,null,null,null,null,null,null,null,null,null,null,0]
[null,null,null,null,null,null,null,null,null,null,null,null,null,null,null,null,null,null,null,null,null,null,null,null,null,null,null,null,null,null,null,null,null,null,null,null,null,null,null,null,null,null,null,0]
[null,null,null,null,null,null,null,null,null,null,null,null,null,null,null,null,null,null,null,null,null,null,null,null,null,null,null,null,null,null,null,null,null,null,null,null,null,null,null,null,null,null,null,0]
[null,null,null,null,null,null,null,null,null,null,null,null,null,null,null,null,null,null,null,null,null,null,null,null,null,null,null,null,null,null,null,null,null,null,null,null,null,null,null,null,null,null,null,0]
[null,null,null,null,null,null,null,null,null,null,null,null,null,null,null,null,null,null,null,null,null,null,null,null,null,null,null,null,null,null,null,null,null,null,null,null,null,null,null,null,null,null,null,0]
[null,null,null,null,null,null,null,null,null,null,null,null,null,null,null,null,null,null,null,null,null,null,null,null,null,null,null,null,null,null,null,null,null,null,null,null,null,null,null,null,null,null,null,0]
[null,null,null,null,null,null,null,null,null,null,null,null,null,null,null,null,null,null,null,null,null,null,null,null,null,null,null,null,null,null,null,null,null,null,null,null,null,null,null,null,null,null,null,0]
[null,null,null,null,null,null,null,null,null,null,null,null,null,null,null,null,null,null,null,null,null,null,null,null,null,null,null,null,null,null,null,null,null,null,null,null,null,null,null,null,null,null,null,0]
[null,null,null,null,null,null,null,null,null,null,null,null,null,null,null,null,null,null,null,null,null,null,null,null,null,null,null,null,null,null,null,null,null,null,null,null,null,null,null,null,null,null,null,0]
[null,null,null,null,null,null,null,null,null,null,null,null,null,null,null,null,null,null,null,null,null,null,null,null,null,null,null,null,null,null,null,null,null,null,null,null,null,null,null,null,null,null,null,0]
[null,null,null,null,null,null,null,null,null,null,null,null,null,null,null,null,null,null,null,null,null,null,null,null,null,null,null,null,null,null,null,null,null,null,null,null,null,null,null,null,null,null,null,0]
[null,null,null,null,null,null,null,null,null,null,null,null,null,null,null,null,null,null,null,null,null,null,null,null,null,null,null,null,null,null,null,null,null,null,null,null,null,null,null,null,null,null,null,0]
[null,null,null,null,null,null,null,null,null,null,null,null,null,null,null,null,null,null,null,null,null,null,null,null,null,null,null,null,null,null,null,null,null,null,null,null,null,null,null,null,null,null,null,0]
[null,null,null,null,null,null,null,null,null,null,null,null,null,null,null,null,null,null,null,null,null,null,null,null,null,null,null,null,null,null,null,null,null,null,null,null,null,null,null,null,null,null,null,0]
[null,null,null,null,null,null,null,null,null,null,null,null,null,null,null,null,null,null,null,null,null,null,null,null,null,null,null,null,null,null,null,null,null,null,null,null,null,null,null,null,null,null,null,0]
[null,null,null,null,null,null,null,null,null,null,null,null,null,null,null,null,null,null,null,null,null,null,null,null,null,null,null,null,null,null,null,null,null,null,null,null,null,null,null,null,null,null,null,0]
[null,null,null,null,null,null,null,null,null,null,null,null,null,null,null,null,null,null,null,null,null,null,null,null,null,null,null,null,null,null,null,null,null,null,null,null,null,null,null,null,null,null,null,0]
[null,null,null,null,null,null,null,null,null,null,null,null,null,null,null,null,null,null,null,null,null,null,null,null,null,null,null,null,null,null,null,null,null,null,null,null,null,null,null,null,null,null,null,0]
[null,null,null,null,null,null,null,null,null,null,null,null,null,null,null,null,null,null,null,null,null,null,null,null,null,null,null,null,null,null,null,null,null,null,null,null,null,null,null,null,null,null,null,0]
[null,null,null,null,null,null,null,null,null,null,null,null,null,null,null,null,null,null,null,null,null,null,null,null,null,null,null,null,null,null,null,null,null,null,null,null,null,null,null,null,null,null,null,0]
[null,null,null,null,null,null,null,null,null,null,null,null,null,null,null,null,null,null,null,null,null,null,null,null,null,null,null,null,null,null,null,null,null,null,null,null,null,null,null,null,null,null,null,0]
[null,null,null,null,null,null,null,null,null,null,null,null,null,null,null,null,null,null,null,null,null,null,null,null,null,null,null,null,null,null,null,null,null,null,null,null,null,null,null,null,null,null,null,0]
[null,null,null,null,null,null,null,null,null,null,null,null,null,null,null,null,null,null,null,null,null,null,null,null,null,null,null,null,null,null,null,null,null,null,null,null,null,null,null,null,null,null,null,0]
[null,null,null,null,null,null,null,null,null,null,null,null,null,null,null,null,null,null,null,null,null,null,null,null,null,null,null,null,null,null,null,null,null,null,null,null,null,null,null,null,null,null,null,0]
[null,null,null,null,null,null,null,null,null,null,null,null,null,null,null,null,null,null,null,null,null,null,null,null,null,null,null,null,null,null,null,null,null,null,null,null,null,null,null,null,null,null,null,0]
[null,null,null,null,null,null,null,null,null,null,null,null,null,null,null,null,null,null,null,null,null,null,null,null,null,null,null,null,null,null,null,null,null,null,null,null,null,null,null,null,null,null,null,0]
[null,null,null,null,null,null,null,null,null,null,null,null,null,null,null,null,null,null,null,null,null,null,null,null,null,null,null,null,null,null,null,null,null,null,null,null,null,null,null,null,null,null,null,0]
[null,null,null,null,null,null,null,null,null,null,null,null,null,null,null,null,null,null,null,null,null,null,null,null,null,null,null,null,null,null,null,null,null,null,null,null,null,null,null,null,null,null,null,0]
[null,null,null,null,null,null,null,null,null,null,null,null,null,null,null,null,null,null,null,null,null,null,null,null,null,null,null,null,null,null,null,null,null,null,null,null,null,null,null,null,null,null,null,0]
[null,null,null,null,null,null,null,null,null,null,null,null,null,null,null,null,null,null,null,null,null,null,null,null,null,null,null,null,null,null,null,null,null,null,null,null,null,null,null,null,null,null,null,{"$f":"AR201","v":0}]
[null,null,null,null,null,null,null,null,null,null,null,null,null,null,null,null,null,null,null,null,null,null,null,null,null,null,null,null,null,null,null,null,null,null,null,null,null,null,null,null,null,null,null,0]
[null,null,null,null,null,null,null,null,null,null,null,null,null,null,null,null,null,null,null,null,null,null,null,null,null,null,null,null,null,null,null,null,null,null,null,null,null,null,null,null,null,null,null,0]
[null,null,null,null,null,null,null,null,null,null,null,null,null,null,null,null,null,null,null,null,null,null,null,null,null,null,null,null,null,null,null,null,null,null,null,null,null,null,null,null,null,null,null,0]
[null,null,null,null,null,null,null,null,null,null,null,null,null,null,null,null,null,null,null,null,null,null,null,null,null,null,null,null,null,null,null,null,null,null,null,null,null,null,null,null,null,null,null,0]
[null,null,null,null,null,null,null,null,null,null,null,null,null,null,null,null,null,null,null,null,null,null,null,null,null,null,null,null,null,null,null,null,null,null,null,null,null,null,null,null,null,null,null,0]
[null,null,null,null,null,null,null,null,null,null,null,null,null,null,null,null,null,null,null,null,null,null,null,null,null,null,null,null,null,null,null,null,null,null,null,null,null,null,null,null,null,null,null,0]
[null,null,null,null,null,null,null,null,null,null,null,null,null,null,null,null,null,null,null,null,null,null,null,null,null,null,null,null,null,null,null,null,null,null,null,null,null,null,null,null,null,null,null,0]
[null,null,null,null,null,null,null,null,null,null,null,null,null,null,null,null,null,null,null,null,null,null,null,null,null,null,null,null,null,null,null,null,null,null,null,null,null,null,null,null,null,null,null,0]
[null,null,null,null,null,null,null,null,null,null,null,null,null,null,null,null,null,null,null,null,null,null,null,null,null,null,null,null,null,null,null,null,null,null,null,null,null,null,null,null,null,null,null,0]
[null,null,null,null,null,null,null,null,null,null,null,null,null,null,null,null,null,null,null,null,null,null,null,null,null,null,null,null,null,null,null,null,null,null,null,null,null,null,null,null,null,null,null,0]
[null,null,null,null,null,null,null,null,null,null,null,null,null,null,null,null,null,null,null,null,null,null,null,null,null,null,null,null,null,null,null,null,null,null,null,null,null,null,null,null,null,null,null,0]
[null,null,null,null,null,null,null,null,null,null,null,null,null,null,null,null,null,null,null,null,null,null,null,null,null,null,null,null,null,null,null,null,null,null,null,null,null,null,null,null,null,null,null,0]
[null,null,null,null,null,null,null,null,null,null,null,null,null,null,null,null,null,null,null,null,null,null,null,null,null,null,null,null,null,null,null,null,null,null,null,null,null,null,null,null,null,null,null,0]
[null,null,null,null,null,null,null,null,null,null,null,null,null,null,null,null,null,null,null,null,null,null,null,null,null,null,null,null,null,null,null,null,null,null,null,null,null,null,null,null,null,null,null,0]
[null,null,null,null,null,null,null,null,null,null,null,null,null,null,null,null,null,null,null,null,null,null,null,null,null,null,null,null,null,null,null,null,null,null,null,null,null,null,null,null,null,null,null,0]
[null,null,null,null,null,null,null,null,null,null,null,null,null,null,null,null,null,null,null,null,null,null,null,null,null,null,null,null,null,null,null,null,null,null,null,null,null,null,null,null,null,null,null,0]
[null,null,null,null,null,null,null,null,null,null,null,null,null,null,null,null,null,null,null,null,null,null,null,null,null,null,null,null,null,null,null,null,null,null,null,null,null,null,null,null,null,null,null,0]
[null,null,null,null,null,null,null,null,null,null,null,null,null,null,null,null,null,null,null,null,null,null,null,null,null,null,null,null,null,null,null,null,null,null,null,null,null,null,null,null,null,null,null,0]
[null,null,null,null,null,null,null,null,null,null,null,null,null,null,null,null,null,null,null,null,null,null,null,null,null,null,null,null,null,null,null,null,null,null,null,null,null,null,null,null,null,null,null,0]
[null,null,null,null,null,null,null,null,null,null,null,null,null,null,null,null,null,null,null,null,null,null,null,null,null,null,null,null,null,null,null,null,null,null,null,null,null,null,null,null,null,null,null,0]

{"sheet":"Data Room Configure","index":10,"n_rows":302,"n_cols":65,"rows_kept":302,"cut":false,"hidden":false,"merged":[[223,1,225,1],[226,1,229,1],[230,1,233,1],[272,13,272,18],[272,7,272,12],[255,1,256,1],[273,1,274,1],[234,1,237,1],[238,1,241,1],[272,1,272,2],[18,25,18,26],[18,27,18,28],[134,4,134,5],[78,1,79,1],[222,1,222,2],[222,13,222,18],[222,7,222,12]]}
[]
[]
[null,"Dataroom Configurator"]
[null,null,"Default","None","1-air","1-dtc-l2a","1-dtc-l2l","2-dtc-l2l","2-dtc-l2l","2-dtc-l2l","2-dtc-l2l","2-dtc-l2l",null,null,null,null,"Cluster margins","Default"]
[null,"Cluster","Default","None","IT-12air","IT-12air","IT-12air","IT-73dtc-l2l_2","IT-73dtc-l2l_2","IT-73dtc-l2l_2","IT-73dtc-l2l_2","IT-73dtc-l2l_2",null,null,null,null,"CRAH (%kWt)",{"$f":"'Data Room Configure'!S81","v":"NA"}]
[null,null,4,0,4,4,4,4,4,4,4,4,null,null,null,null,"CDU (%kWt)",{"$f":"'Data Room Configure'!S82","v":"NA"}]
[null,"Cluster","None","None","IT-40air","IT-73dtc-l2a_1","IT-73-dtc-l2l_1","None","None","None","None","None"]
[null,null,0,0,3,2,2,0,0,0,0,0]
[null,"Cluster","None","None","None","None","None","None","None","None","None","None"]
[null,null,0,0,0,0,0,0,0,0,0,0]
[null,"Cluster","None","None","None","None","None","None","None","None","None","None"]
[null,null,0,0,0,0,0,0,0,0,0,0]
[null,"CRAH","Default","None","SE RD99","SE RD99","SE RD99","SE RD99","SE RD99","SE RD99","SE RD99","SE RD99"]
[null,null,1,0,5,5,5,3,3,3,3,3]
[null,"CDU","None","None","None","None","DTC_LT","DTC_HT","DTC_HT","DTC_HT","DTC_HT","DTC_HT"]
[null,null,0,0,0,0,1,2,2,2,2,2]
[]
[null,"Dataroom Library","Default","None","1-air","1-dtc-l2a","1-dtc-l2l","2-dtc-l2l","2-dtc-l2l","2-dtc-l2l","2-dtc-l2l","2-dtc-l2l",null,null,null,null,null,{"$f":"R4","v":"Default"}]
[2,"Load",979.49188858279774,0,2050.8111417202331,1908.9970411182535,1904.1827503319589,1849.3817234983223,1849.3817234983223,1849.3817234983223,1849.3817234983223,1849.3817234983223,null,null,null,null,null,{"$f":"'Data Room Configure'!C84","v":{"$error":"#VALUE!"}},null,null,null,{"$f":"TRANSPOSE(Dataroom[[#Headers],[Default]:[2-dtc-l2l]])","v":"Default"}]
[{"$f":"A19+1","v":3},"Fixed area",281.80138353229245,0,694.72,670.72,661.16000000000008,334.68333333333328,334.68333333333328,334.68333333333328,334.68333333333328,334.68333333333328,null,null,null,null,null,{"$f":"'Data Room Configure'!C85","v":{"$error":"#VALUE!"}},null,null,null,"None"]
[4,"Proportional area",null,null,null,null,null,null,null,null,null,null,null,null,null,null,null,null,null,null,null,"1-air"]
[5,"Fixed cost",820223.44658708293,0,1803719.696969697,2136569.6969696973,1946569.696969697,1745200,1745200,1745200,1745200,1745200,null,null,null,null,null,{"$f":"'Data Room Configure'!C87","v":{"$error":"#VALUE!"}},null,null,null,"1-dtc-l2a","Direct To Chip (cold-plate, direct liquid cooling)"]
[6,"Proportional cost",null,null,null,null,null,null,null,null,null,null,null,null,null,null,null,null,null,null,null,"1-dtc-l2l"]
[7,"Proportional losses",4.5454545454545456E-2,0,4.5454545454545456E-2,4.5454545454545449E-2,3.7034979252460173E-2,2.8116434535008936E-2,2.8116434535008936E-2,2.8116434535008936E-2,2.8116434535008936E-2,2.8116434535008936E-2,null,null,null,null,null,{"$f":"'Data Room Configure'!C89","v":{"$error":"#VALUE!"}},null,null,null,"2-dtc-l2l"]
[8,"COP"]
[9,"Heat rejection to LT HRU",1,0,1,0.99999999999999989,0.99999999999999989,0.6289929550612442,0.6289929550612442,0.6289929550612442,0.6289929550612442,0.6289929550612442,null,null,null,null,null,{"$f":"'Data Room Configure'!C91","v":{"$error":"#VALUE!"}}]
[10,"ITE load efficiency (L2)",0.99,0,0.98999999999999988,0.98999999999999988,0.98878549472229005,0.98749901280993768,0.98749901280993768,0.98749901280993768,0.98749901280993768,0.98749901280993768,null,null,null,null,null,{"$f":"'Data Room Configure'!C92","v":{"$error":"#VALUE!"}}]
[11,"ITE load efficiency (L3)",0.98009999999999997,0,0.98009999999999986,0.9764289623561202,0.97889763977488309,0.9776240226814592,0.9776240226814592,0.9776240226814592,0.9776240226814592,0.9776240226814592,null,null,null,null,null,{"$f":"'Data Room Configure'!C93","v":{"$error":"#VALUE!"}}]
[12,"ITE load efficiency (L4)",0.71547300000000003,0,0.71547299999999991,0.73420752877593254,0.73606380467192933,0.75787490607872421,0.75787490607872421,0.75787490607872421,0.75787490607872421,0.75787490607872421,null,null,null,null,null,{"$f":"'Data Room Configure'!C94","v":{"$error":"#VALUE!"}}]
[null,"Show/Hide"]
[]
[null,"Dataroom Equipment Library",null,"CRAH (Computer Room Air Handler)"]
[null,"CRAH","Default","None","SE RD65","SE RD99"]
[null,"Capacity","NA",0,500,500]
[null,"Fixed area",null,0,20,20]
[null,"Proportional area",0.04]
[null,"Fixed cost",null,0,162000,162000]
[null,"Proportional cost",324]
[null,"Proportional losses"]
[null,"COP",22,1000000000000,22,22]
[null,"Heat rejection to air-side"]
[null,"ITE load efficiency (L2)"]
[null,"ITE load efficiency (L3)"]
[null,"ITE load efficiency (L4)"]
[]
[null,"CDU","Default","None","DTC_LT","DTC_HT"]
[null,"Capacity","NA",0,500,500]
[null,"Fixed area",null,0,25,25]
[null,"Proportional area",0.1]
[null,"Fixed cost",null,0,50000,50000]
[null,"Proportional cost",100]
[null,"Proportional losses",0.02,0,0.01,0.01]
[null,"COP",100,1000000000000,150,150]
[null,"Heat rejection to LT HRU",0,0,1,0]
[null,"ITE load efficiency (L2)"]
[null,"ITE load efficiency (L3)"]
[null,"ITE load efficiency (L4)"]
[null,"Show/Hide"]
[]
[]
[]
[]
[]
[]
[]
[]
[]
[]
[]
[]
[]
[]
[]
[]
[]
[]
[]
[]
[null,"Dataroom calculator"]
[null,null,"Dataroom encl.","Cluster","Cluster","Cluster","Cluster","CRAH","CRAH","CRAH","CRAH","CRAH",null,null,null,"CDU",null,"Cluster margins","Default"]
[null,{"$f":"'Data Room Configure'!R4","v":"Default"},null,{"$f":"HLOOKUP($B$81,dataroom_configs[#All],2,FALSE)","v":"Default"},{"$f":"HLOOKUP($B$81,dataroom_configs[#All],4,FALSE)","v":"None"},{"$f":"HLOOKUP($B$81,dataroom_configs[#All],6,FALSE)","v":"None"},{"$f":"HLOOKUP($B$81,dataroom_configs[#All],8,FALSE)","v":"None"},{"$f":"HLOOKUP($B$81,dataroom_configs[#All],10,FALSE)","v":"Default"},{"$f":"HLOOKUP($B$81,dataroom_configs[#All],10,FALSE)","v":"Default"},{"$f":"HLOOKUP($B$81,dataroom_configs[#All],10,FALSE)","v":"Default"},{"$f":"HLOOKUP($B$81,dataroom_configs[#All],10,FALSE)","v":"Default"},{"$f":"HLOOKUP($B$81,dataroom_configs[#All],10,FALSE)","v":"Default"},null,null,null,{"$f":"HLOOKUP($B$81,dataroom_configs[#All],12,FALSE)","v":"None"},null,"CRAH (%kWt)",{"$f":"IF(AND(H82>0,ISNUMBER(H83)),H82*H83/H84-1,\"NA\")","v":"NA"}]
[null,"Number off units",null,{"$f":"IF(D81=\"None\",0,HLOOKUP($B$81,dataroom_configs[#All],3,FALSE))","v":4},{"$f":"IF(E81=\"None\",0,HLOOKUP($B$81,dataroom_configs[#All],5,FALSE))","v":0},{"$f":"IF(F81=\"None\",0,HLOOKUP($B$81,dataroom_configs[#All],7,FALSE))","v":0},{"$f":"IF(G81=\"None\",0,HLOOKUP($B$81,dataroom_configs[#All],9,FALSE))","v":0},{"$f":"IF(H81=\"None\",0,HLOOKUP($B$81,dataroom_configs[#All],11,FALSE))","v":1},{"$f":"IF(I81=\"None\",0,HLOOKUP($B$81,dataroom_configs[#All],11,FALSE))","v":1},{"$f":"IF(J81=\"None\",0,HLOOKUP($B$81,dataroom_configs[#All],11,FALSE))","v":1},{"$f":"IF(K81=\"None\",0,HLOOKUP($B$81,dataroom_configs[#All],11,FALSE))","v":1},{"$f":"IF(L81=\"None\",0,HLOOKUP($B$81,dataroom_configs[#All],11,FALSE))","v":1},null,null,null,{"$f":"IF(P81=\"None\",0,HLOOKUP($B$81,dataroom_configs[#All],13,FALSE))","v":0},null,"CDU (%kWt)",{"$f":"IF(AND(P82>0,ISNUMBER(P83)),P82*P83/P84-1,\"NA\")","v":"NA"}]
[null,"Capacity (unit)",null,null,null,null,null,{"$f":"HLOOKUP(H$81,INDIRECT(H$80&\"[#All]\"),$A84,FALSE)","v":"NA"},{"$f":"HLOOKUP(I$81,INDIRECT(I$80&\"[#All]\"),$A84,FALSE)","v":"NA"},{"$f":"HLOOKUP(J$81,INDIRECT(J$80&\"[#All]\"),$A84,FALSE)","v":"NA"},{"$f":"HLOOKUP(K$81,INDIRECT(K$80&\"[#All]\"),$A84,FALSE)","v":"NA"},{"$f":"HLOOKUP(L$81,INDIRECT(L$80&\"[#All]\"),$A84,FALSE)","v":"NA"},null,null,null,{"$f":"HLOOKUP(P$81,INDIRECT(P$80&\"[#All]\"),$A84,FALSE)","v":0}]
[2,"Load",{"$f":"C136","v":{"$error":"#VALUE!"}},{"$f":"HLOOKUP(D$81,INDIRECT(D$80&\"[#All]\"),$A84,FALSE)","v":244.87297214569944},0,{"$f":"HLOOKUP(F$81,INDIRECT(F$80&\"[#All]\"),$A84,FALSE)","v":0},0,{"$f":"C142","v":{"$error":"#VALUE!"}},{"$f":"D142","v":0},{"$f":"E142","v":0},{"$f":"F142","v":0},{"$f":"G142","v":0},null,null,null,{"$f":"C141","v":{"$error":"#VALUE!"}}]
[{"$f":"A84+1","v":3},"Fixed area",{"$f":"SUMPRODUCT(D82:G82,D85:G85)+H82*(IF(ISNUMBER(H83),H83*H86+H85,H84*H86+H85))+P82*(IF(ISNUMBER(P83),P83*P86+P85,P84*P86+P85))","v":{"$error":"#VALUE!"}},60.655426997245129,0,0,0,{"$f":"HLOOKUP(H$81,INDIRECT(H$80&\"[#All]\"),$A85,FALSE)","v":0},0,0,0,0,null,null,null,0]
[4,"Proportional area",null,null,null,null,null,0.04,0.04,0.04,0.04,0.04,null,null,null,0]
[5,"Fixed cost",{"$f":"SUMPRODUCT(D82:G82,D87:G87)+H82*(IF(ISNUMBER(H83),H83*H88+H87,H84*H88+H87))+P82*(IF(ISNUMBER(P83),P83*P88+P87,P84*P88+P87))","v":{"$error":"#VALUE!"}},{"$f":"HLOOKUP(D$81,INDIRECT(D$80&\"[#All]\"),$A87,FALSE)","v":125717.01867156412},{"$f":"HLOOKUP(E$81,INDIRECT(E$80&\"[#All]\"),$A87,FALSE)","v":0},{"$f":"HLOOKUP(F$81,INDIRECT(F$80&\"[#All]\"),$A87,FALSE)","v":0},{"$f":"HLOOKUP(G$81,INDIRECT(G$80&\"[#All]\"),$A87,FALSE)","v":0},0,0,0,0,0,null,null,null,0]
[6,"Proportional cost",null,null,null,null,null,324,324,324,324,324,null,null,null,0]
[7,"Proportional losses",{"$f":"IF(C136>0,C137/C136,)","v":{"$error":"#VALUE!"}},null,null,null,null,null,null,null,null,null,null,null,null,{"$f":"HLOOKUP(P$81,INDIRECT(P$80&\"[#All]\"),$A89,FALSE)","v":0}]
[8,"COP",null,null,null,null,null,{"$f":"HLOOKUP(H$81,INDIRECT(H$80&\"[#All]\"),$A90,FALSE)","v":22},{"$f":"HLOOKUP(I$81,INDIRECT(I$80&\"[#All]\"),$A90,FALSE)","v":22},{"$f":"HLOOKUP(J$81,INDIRECT(J$80&\"[#All]\"),$A90,FALSE)","v":22},{"$f":"HLOOKUP(K$81,INDIRECT(K$80&\"[#All]\"),$A90,FALSE)","v":22},{"$f":"HLOOKUP(L$81,INDIRECT(L$80&\"[#All]\"),$A90,FALSE)","v":22},null,null,null,{"$f":"HLOOKUP(P$81,INDIRECT(P$80&\"[#All]\"),$A90,FALSE)","v":1000000000000}]
[9,"Heat rejection to LT HRU",{"$f":"IF((C136+C137)>0,C144/(C136+C137),)","v":{"$error":"#VALUE!"}},{"$f":"HLOOKUP(D$81,INDIRECT(D$80&\"[#All]\"),$A91,FALSE)","v":1},1,1,1,null,null,null,null,null,null,null,null,{"$f":"HLOOKUP(P$81,INDIRECT(P$80&\"[#All]\"),$A91,FALSE)","v":0}]
[10,"ITE load efficiency (L2)",{"$f":"IF($C$136>0,C138/$C$136,)","v":{"$error":"#VALUE!"}},0.99,0,0,0]
[11,"ITE load efficiency (L3)",{"$f":"IF($C$136>0,C139/$C$136,)","v":{"$error":"#VALUE!"}},0.98009999999999997,0,0,0]
[12,"ITE load efficiency (L4)",{"$f":"IF($C$136>0,C140/$C$136,)","v":{"$error":"#VALUE!"}},0.71547300000000003,0,0,0,null,null,null,null,null,null,null,null,null,null,null,null,null,null,null,null,null,null,null,null,"n",{"$f":"AH94-AF94+1","v":33},null,"X",{"$f":"ROW(AE97)","v":97},"BD",{"$f":"ROW(AE129)","v":129},"BF"]
[null,null,null,null,null,null,null,null,null,null,null,null,null,null,null,null,null,null,null,null,null,null,null,null,null,null,null,"matrix",{"$f":"_xlfn.CONCAT(AE94,AF94,\":\",AG94,AH94)","v":"X97:BD129"}]
[null,"Dataroom",null,"fixed","prop","COP","split","inputs","inputs","inputs","inputs","inputs",null,null,null,null,null,null,null,null,"outputs",null,null,null,null,null,null,"vector",{"$f":"_xlfn.CONCAT(AI94,AF94,\":\",AI94,AH94)","v":"BF97:BF129"},null,{"$f":"TRANSPOSE(AB97:AB129)","v":"e_drms_crit-dr1"},"e_drms_oh-dr1","e_dr1_cl1","q_dr1_cl1,a","q_dr1_cl1,l","w_dr1_cl1,l2","w_dr1_cl1,l3","w_dr1_cl1,l4","e_dr1_cl2","q_dr1_cl2,a","q_dr1_cl2,l","w_dr1_cl2,l2","w_dr1_cl2,l3","w_dr1_cl2,l4","e_dr1_cl3","q_dr1_cl3,a","q_dr1_cl3,l","w_dr1_cl3,l2","w_dr1_cl3,l3","w_dr1_cl3,l4","e_dr1_cl4","q_dr1_cl4,a","q_dr1_cl4,l","w_dr1_cl4,l2","w_dr1_cl4,l3","w_dr1_cl4,l4","q_dr1_crah-hru,lt","e_dr1_cdu","q_dr1_cdu,a","q_dr1_cdu,l","q_dr1_cdu-hru,lt","q_drms_dr1-hru,lt","q_drms_dr1-hru,ht",null,"Knowns"]
[null,"dataroom","conservation",null,null,null,null,"e_drms_crit-dr1","e_drms_crit-dr1","e_drms_crit-dr1","e_drms_crit-dr1","e_drms_crit-dr1",null,null,null,null,null,null,null,null,"e_dr1_cl1","e_dr1_cl2","e_dr1_cl3","e_dr1_cl4","e_dr1_cdu",null,null,"e_drms_crit-dr1",{"$f":"MMULT(MINVERSE(_xlfn.MUNIT(AC94)-_xlfn.MUNIT(AC94)+INDIRECT(AC95)),INDIRECT(AC96))","v":{"$error":"#VALUE!"}},null,{"$f":"IF(ISNUMBER(MATCH(AE$96,$H97:$T97,0)),1,0)*IF(ISNUMBER($G97),(1-$G97),1) + IF(ISNUMBER(MATCH(AE$96,$U97:$Z97,0)),-1,0)*_xlfn.IFS(ISNUMBER($E97),$E97,ISNUMBER($F97),$F97,ISNUMBER($G97),$G97,AND($E97=0,$F97=0,$G97=0),1)","v":1},{"$f":"IF(ISNUMBER(MATCH(AF$96,$H97:$T97,0)),1,0)*IF(ISNUMBER($G97),(1-$G97),1) + IF(ISNUMBER(MATCH(AF$96,$U97:$Z97,0)),-1,0)*_xlfn.IFS(ISNUMBER($E97),$E97,ISNUMBER($F97),$F97,ISNUMBER($G97),$G97,AND($E97=0,$F97=0,$G97=0),1)","v":0},{"$f":"IF(ISNUMBER(MATCH(AG$96,$H97:$T97,0)),1,0)*IF(ISNUMBER($G97),(1-$G97),1) + IF(ISNUMBER(MATCH(AG$96,$U97:$Z97,0)),-1,0)*_xlfn.IFS(ISNUMBER($E97),$E97,ISNUMBER($F97),$F97,ISNUMBER($G97),$G97,AND($E97=0,$F97=0,$G97=0),1)","v":-1},{"$f":"IF(ISNUMBER(MATCH(AH$96,$H97:$T97,0)),1,0)*IF(ISNUMBER($G97),(1-$G97),1) + IF(ISNUMBER(MATCH(AH$96,$U97:$Z97,0)),-1,0)*_xlfn.IFS(ISNUMBER($E97),$E97,ISNUMBER($F97),$F97,ISNUMBER($G97),$G97,AND($E97=0,$F97=0,$G97=0),1)","v":0},{"$f":"IF(ISNUMBER(MATCH(AI$96,$H97:$T97,0)),1,0)*IF(ISNUMBER($G97),(1-$G97),1) + IF(ISNUMBER(MATCH(AI$96,$U97:$Z97,0)),-1,0)*_xlfn.IFS(ISNUMBER($E97),$E97,ISNUMBER($F97),$F97,ISNUMBER($G97),$G97,AND($E97=0,$F97=0,$G97=0),1)","v":0},{"$f":"IF(ISNUMBER(MATCH(AJ$96,$H97:$T97,0)),1,0)*IF(ISNUMBER($G97),(1-$G97),1) + IF(ISNUMBER(MATCH(AJ$96,$U97:$Z97,0)),-1,0)*_xlfn.IFS(ISNUMBER($E97),$E97,ISNUMBER($F97),$F97,ISNUMBER($G97),$G97,AND($E97=0,$F97=0,$G97=0),1)","v":0},{"$f":"IF(ISNUMBER(MATCH(AK$96,$H97:$T97,0)),1,0)*IF(ISNUMBER($G97),(1-$G97),1) + IF(ISNUMBER(MATCH(AK$96,$U97:$Z97,0)),-1,0)*_xlfn.IFS(ISNUMBER($E97),$E97,ISNUMBER($F97),$F97,ISNUMBER($G97),$G97,AND($E97=0,$F97=0,$G97=0),1)","v":0},{"$f":"IF(ISNUMBER(MATCH(AL$96,$H97:$T97,0)),1,0)*IF(ISNUMBER($G97),(1-$G97),1) + IF(ISNUMBER(MATCH(AL$96,$U97:$Z97,0)),-1,0)*_xlfn.IFS(ISNUMBER($E97),$E97,ISNUMBER($F97),$F97,ISNUMBER($G97),$G97,AND($E97=0,$F97=0,$G97=0),1)","v":0},{"$f":"IF(ISNUMBER(MATCH(AM$96,$H97:$T97,0)),1,0)*IF(ISNUMBER($G97),(1-$G97),1) + IF(ISNUMBER(MATCH(AM$96,$U97:$Z97,0)),-1,0)*_xlfn.IFS(ISNUMBER($E97),$E97,ISNUMBER($F97),$F97,ISNUMBER($G97),$G97,AND($E97=0,$F97=0,$G97=0),1)","v":-1},{"$f":"IF(ISNUMBER(MATCH(AN$96,$H97:$T97,0)),1,0)*IF(ISNUMBER($G97),(1-$G97),1) + IF(ISNUMBER(MATCH(AN$96,$U97:$Z97,0)),-1,0)*_xlfn.IFS(ISNUMBER($E97),$E97,ISNUMBER($F97),$F97,ISNUMBER($G97),$G97,AND($E97=0,$F97=0,$G97=0),1)","v":0},{"$f":"IF(ISNUMBER(MATCH(AO$96,$H97:$T97,0)),1,0)*IF(ISNUMBER($G97),(1-$G97),1) + IF(ISNUMBER(MATCH(AO$96,$U97:$Z97,0)),-1,0)*_xlfn.IFS(ISNUMBER($E97),$E97,ISNUMBER($F97),$F97,ISNUMBER($G97),$G97,AND($E97=0,$F97=0,$G97=0),1)","v":0},{"$f":"IF(ISNUMBER(MATCH(AP$96,$H97:$T97,0)),1,0)*IF(ISNUMBER($G97),(1-$G97),1) + IF(ISNUMBER(MATCH(AP$96,$U97:$Z97,0)),-1,0)*_xlfn.IFS(ISNUMBER($E97),$E97,ISNUMBER($F97),$F97,ISNUMBER($G97),$G97,AND($E97=0,$F97=0,$G97=0),1)","v":0},{"$f":"IF(ISNUMBER(MATCH(AQ$96,$H97:$T97,0)),1,0)*IF(ISNUMBER($G97),(1-$G97),1) + IF(ISNUMBER(MATCH(AQ$96,$U97:$Z97,0)),-1,0)*_xlfn.IFS(ISNUMBER($E97),$E97,ISNUMBER($F97),$F97,ISNUMBER($G97),$G97,AND($E97=0,$F97=0,$G97=0),1)","v":0},{"$f":"IF(ISNUMBER(MATCH(AR$96,$H97:$T97,0)),1,0)*IF(ISNUMBER($G97),(1-$G97),1) + IF(ISNUMBER(MATCH(AR$96,$U97:$Z97,0)),-1,0)*_xlfn.IFS(ISNUMBER($E97),$E97,ISNUMBER($F97),$F97,ISNUMBER($G97),$G97,AND($E97=0,$F97=0,$G97=0),1)","v":0},{"$f":"IF(ISNUMBER(MATCH(AS$96,$H97:$T97,0)),1,0)*IF(ISNUMBER($G97),(1-$G97),1) + IF(ISNUMBER(MATCH(AS$96,$U97:$Z97,0)),-1,0)*_xlfn.IFS(ISNUMBER($E97),$E97,ISNUMBER($F97),$F97,ISNUMBER($G97),$G97,AND($E97=0,$F97=0,$G97=0),1)","v":-1},{"$f":"IF(ISNUMBER(MATCH(AT$96,$H97:$T97,0)),1,0)*IF(ISNUMBER($G97),(1-$G97),1) + IF(ISNUMBER(MATCH(AT$96,$U97:$Z97,0)),-1,0)*_xlfn.IFS(ISNUMBER($E97),$E97,ISNUMBER($F97),$F97,ISNUMBER($G97),$G97,AND($E97=0,$F97=0,$G97=0),1)","v":0},{"$f":"IF(ISNUMBER(MATCH(AU$96,$H97:$T97,0)),1,0)*IF(ISNUMBER($G97),(1-$G97),1) + IF(ISNUMBER(MATCH(AU$96,$U97:$Z97,0)),-1,0)*_xlfn.IFS(ISNUMBER($E97),$E97,ISNUMBER($F97),$F97,ISNUMBER($G97),$G97,AND($E97=0,$F97=0,$G97=0),1)","v":0},{"$f":"IF(ISNUMBER(MATCH(AV$96,$H97:$T97,0)),1,0)*IF(ISNUMBER($G97),(1-$G97),1) + IF(ISNUMBER(MATCH(AV$96,$U97:$Z97,0)),-1,0)*_xlfn.IFS(ISNUMBER($E97),$E97,ISNUMBER($F97),$F97,ISNUMBER($G97),$G97,AND($E97=0,$F97=0,$G97=0),1)","v":0},{"$f":"IF(ISNUMBER(MATCH(AW$96,$H97:$T97,0)),1,0)*IF(ISNUMBER($G97),(1-$G97),1) + IF(ISNUMBER(MATCH(AW$96,$U97:$Z97,0)),-1,0)*_xlfn.IFS(ISNUMBER($E97),$E97,ISNUMBER($F97),$F97,ISNUMBER($G97),$G97,AND($E97=0,$F97=0,$G97=0),1)","v":0},{"$f":"IF(ISNUMBER(MATCH(AX$96,$H97:$T97,0)),1,0)*IF(ISNUMBER($G97),(1-$G97),1) + IF(ISNUMBER(MATCH(AX$96,$U97:$Z97,0)),-1,0)*_xlfn.IFS(ISNUMBER($E97),$E97,ISNUMBER($F97),$F97,ISNUMBER($G97),$G97,AND($E97=0,$F97=0,$G97=0),1)","v":0},{"$f":"IF(ISNUMBER(MATCH(AY$96,$H97:$T97,0)),1,0)*IF(ISNUMBER($G97),(1-$G97),1) + IF(ISNUMBER(MATCH(AY$96,$U97:$Z97,0)),-1,0)*_xlfn.IFS(ISNUMBER($E97),$E97,ISNUMBER($F97),$F97,ISNUMBER($G97),$G97,AND($E97=0,$F97=0,$G97=0),1)","v":-1},{"$f":"IF(ISNUMBER(MATCH(AZ$96,$H97:$T97,0)),1,0)*IF(ISNUMBER($G97),(1-$G97),1) + IF(ISNUMBER(MATCH(AZ$96,$U97:$Z97,0)),-1,0)*_xlfn.IFS(ISNUMBER($E97),$E97,ISNUMBER($F97),$F97,ISNUMBER($G97),$G97,AND($E97=0,$F97=0,$G97=0),1)","v":0},{"$f":"IF(ISNUMBER(MATCH(BA$96,$H97:$T97,0)),1,0)*IF(ISNUMBER($G97),(1-$G97),1) + IF(ISNUMBER(MATCH(BA$96,$U97:$Z97,0)),-1,0)*_xlfn.IFS(ISNUMBER($E97),$E97,ISNUMBER($F97),$F97,ISNUMBER($G97),$G97,AND($E97=0,$F97=0,$G97=0),1)","v":0},{"$f":"IF(ISNUMBER(MATCH(BB$96,$H97:$T97,0)),1,0)*IF(ISNUMBER($G97),(1-$G97),1) + IF(ISNUMBER(MATCH(BB$96,$U97:$Z97,0)),-1,0)*_xlfn.IFS(ISNUMBER($E97),$E97,ISNUMBER($F97),$F97,ISNUMBER($G97),$G97,AND($E97=0,$F97=0,$G97=0),1)","v":0},{"$f":"IF(ISNUMBER(MATCH(BC$96,$H97:$T97,0)),1,0)*IF(ISNUMBER($G97),(1-$G97),1) + IF(ISNUMBER(MATCH(BC$96,$U97:$Z97,0)),-1,0)*_xlfn.IFS(ISNUMBER($E97),$E97,ISNUMBER($F97),$F97,ISNUMBER($G97),$G97,AND($E97=0,$F97=0,$G97=0),1)","v":0},{"$f":"IF(ISNUMBER(MATCH(BD$96,$H97:$T97,0)),1,0)*IF(ISNUMBER($G97),(1-$G97),1) + IF(ISNUMBER(MATCH(BD$96,$U97:$Z97,0)),-1,0)*_xlfn.IFS(ISNUMBER($E97),$E97,ISNUMBER($F97),$F97,ISNUMBER($G97),$G97,AND($E97=0,$F97=0,$G97=0),1)","v":0},{"$f":"IF(ISNUMBER(MATCH(BE$96,$H97:$T97,0)),1,0)*IF(ISNUMBER($G97),(1-$G97),1) + IF(ISNUMBER(MATCH(BE$96,$U97:$Z97,0)),-1,0)*_xlfn.IFS(ISNUMBER($E97),$E97,ISNUMBER($F97),$F97,ISNUMBER($G97),$G97,AND($E97=0,$F97=0,$G97=0),1)","v":0},{"$f":"IF(ISNUMBER(MATCH(BF$96,$H97:$T97,0)),1,0)*IF(ISNUMBER($G97),(1-$G97),1) + IF(ISNUMBER(MATCH(BF$96,$U97:$Z97,0)),-1,0)*_xlfn.IFS(ISNUMBER($E97),$E97,ISNUMBER($F97),$F97,ISNUMBER($G97),$G97,AND($E97=0,$F97=0,$G97=0),1)","v":-1},{"$f":"IF(ISNUMBER(MATCH(BG$96,$H97:$T97,0)),1,0)*IF(ISNUMBER($G97),(1-$G97),1) + IF(ISNUMBER(MATCH(BG$96,$U97:$Z97,0)),-1,0)*_xlfn.IFS(ISNUMBER($E97),$E97,ISNUMBER($F97),$F97,ISNUMBER($G97),$G97,AND($E97=0,$F97=0,$G97=0),1)","v":0},{"$f":"IF(ISNUMBER(MATCH(BH$96,$H97:$T97,0)),1,0)*IF(ISNUMBER($G97),(1-$G97),1) + IF(ISNUMBER(MATCH(BH$96,$U97:$Z97,0)),-1,0)*_xlfn.IFS(ISNUMBER($E97),$E97,ISNUMBER($F97),$F97,ISNUMBER($G97),$G97,AND($E97=0,$F97=0,$G97=0),1)","v":0},{"$f":"IF(ISNUMBER(MATCH(BI$96,$H97:$T97,0)),1,0)*IF(ISNUMBER($G97),(1-$G97),1) + IF(ISNUMBER(MATCH(BI$96,$U97:$Z97,0)),-1,0)*_xlfn.IFS(ISNUMBER($E97),$E97,ISNUMBER($F97),$F97,ISNUMBER($G97),$G97,AND($E97=0,$F97=0,$G97=0),1)","v":0},{"$f":"IF(ISNUMBER(MATCH(BJ$96,$H97:$T97,0)),1,0)*IF(ISNUMBER($G97),(1-$G97),1) + IF(ISNUMBER(MATCH(BJ$96,$U97:$Z97,0)),-1,0)*_xlfn.IFS(ISNUMBER($E97),$E97,ISNUMBER($F97),$F97,ISNUMBER($G97),$G97,AND($E97=0,$F97=0,$G97=0),1)","v":0},{"$f":"IF(ISNUMBER(MATCH(BK$96,$H97:$T97,0)),1,0)*IF(ISNUMBER($G97),(1-$G97),1) + IF(ISNUMBER(MATCH(BK$96,$U97:$Z97,0)),-1,0)*_xlfn.IFS(ISNUMBER($E97),$E97,ISNUMBER($F97),$F97,ISNUMBER($G97),$G97,AND($E97=0,$F97=0,$G97=0),1)","v":0},null,{"$f":"D97+0","v":0}]
[null,"cluster 1","conservation",null,null,null,null,"e_dr1_cl1","e_dr1_cl1","e_dr1_cl1","e_dr1_cl1","e_dr1_cl1",null,null,null,null,null,null,null,null,"q_dr1_cl1,l","q_dr1_cl1,a",null,null,null,null,null,"e_drms_oh-dr1",null,null,{"$f":"IF(ISNUMBER(MATCH(AE$96,$H98:$T98,0)),1,0)*IF(ISNUMBER($G98),(1-$G98),1) + IF(ISNUMBER(MATCH(AE$96,$U98:$Z98,0)),-1,0)*_xlfn.IFS(ISNUMBER($E98),$E98,ISNUMBER($F98),$F98,ISNUMBER($G98),$G98,AND($E98=0,$F98=0,$G98=0),1)","v":0},{"$f":"IF(ISNUMBER(MATCH(AF$96,$H98:$T98,0)),1,0)*IF(ISNUMBER($G98),(1-$G98),1) + IF(ISNUMBER(MATCH(AF$96,$U98:$Z98,0)),-1,0)*_xlfn.IFS(ISNUMBER($E98),$E98,ISNUMBER($F98),$F98,ISNUMBER($G98),$G98,AND($E98=0,$F98=0,$G98=0),1)","v":0},{"$f":"IF(ISNUMBER(MATCH(AG$96,$H98:$T98,0)),1,0)*IF(ISNUMBER($G98),(1-$G98),1) + IF(ISNUMBER(MATCH(AG$96,$U98:$Z98,0)),-1,0)*_xlfn.IFS(ISNUMBER($E98),$E98,ISNUMBER($F98),$F98,ISNUMBER($G98),$G98,AND($E98=0,$F98=0,$G98=0),1)","v":1},{"$f":"IF(ISNUMBER(MATCH(AH$96,$H98:$T98,0)),1,0)*IF(ISNUMBER($G98),(1-$G98),1) + IF(ISNUMBER(MATCH(AH$96,$U98:$Z98,0)),-1,0)*_xlfn.IFS(ISNUMBER($E98),$E98,ISNUMBER($F98),$F98,ISNUMBER($G98),$G98,AND($E98=0,$F98=0,$G98=0),1)","v":-1},{"$f":"IF(ISNUMBER(MATCH(AI$96,$H98:$T98,0)),1,0)*IF(ISNUMBER($G98),(1-$G98),1) + IF(ISNUMBER(MATCH(AI$96,$U98:$Z98,0)),-1,0)*_xlfn.IFS(ISNUMBER($E98),$E98,ISNUMBER($F98),$F98,ISNUMBER($G98),$G98,AND($E98=0,$F98=0,$G98=0),1)","v":-1},{"$f":"IF(ISNUMBER(MATCH(AJ$96,$H98:$T98,0)),1,0)*IF(ISNUMBER($G98),(1-$G98),1) + IF(ISNUMBER(MATCH(AJ$96,$U98:$Z98,0)),-1,0)*_xlfn.IFS(ISNUMBER($E98),$E98,ISNUMBER($F98),$F98,ISNUMBER($G98),$G98,AND($E98=0,$F98=0,$G98=0),1)","v":0},{"$f":"IF(ISNUMBER(MATCH(AK$96,$H98:$T98,0)),1,0)*IF(ISNUMBER($G98),(1-$G98),1) + IF(ISNUMBER(MATCH(AK$96,$U98:$Z98,0)),-1,0)*_xlfn.IFS(ISNUMBER($E98),$E98,ISNUMBER($F98),$F98,ISNUMBER($G98),$G98,AND($E98=0,$F98=0,$G98=0),1)","v":0},{"$f":"IF(ISNUMBER(MATCH(AL$96,$H98:$T98,0)),1,0)*IF(ISNUMBER($G98),(1-$G98),1) + IF(ISNUMBER(MATCH(AL$96,$U98:$Z98,0)),-1,0)*_xlfn.IFS(ISNUMBER($E98),$E98,ISNUMBER($F98),$F98,ISNUMBER($G98),$G98,AND($E98=0,$F98=0,$G98=0),1)","v":0},{"$f":"IF(ISNUMBER(MATCH(AM$96,$H98:$T98,0)),1,0)*IF(ISNUMBER($G98),(1-$G98),1) + IF(ISNUMBER(MATCH(AM$96,$U98:$Z98,0)),-1,0)*_xlfn.IFS(ISNUMBER($E98),$E98,ISNUMBER($F98),$F98,ISNUMBER($G98),$G98,AND($E98=0,$F98=0,$G98=0),1)","v":0},{"$f":"IF(ISNUMBER(MATCH(AN$96,$H98:$T98,0)),1,0)*IF(ISNUMBER($G98),(1-$G98),1) + IF(ISNUMBER(MATCH(AN$96,$U98:$Z98,0)),-1,0)*_xlfn.IFS(ISNUMBER($E98),$E98,ISNUMBER($F98),$F98,ISNUMBER($G98),$G98,AND($E98=0,$F98=0,$G98=0),1)","v":0},{"$f":"IF(ISNUMBER(MATCH(AO$96,$H98:$T98,0)),1,0)*IF(ISNUMBER($G98),(1-$G98),1) + IF(ISNUMBER(MATCH(AO$96,$U98:$Z98,0)),-1,0)*_xlfn.IFS(ISNUMBER($E98),$E98,ISNUMBER($F98),$F98,ISNUMBER($G98),$G98,AND($E98=0,$F98=0,$G98=0),1)","v":0},{"$f":"IF(ISNUMBER(MATCH(AP$96,$H98:$T98,0)),1,0)*IF(ISNUMBER($G98),(1-$G98),1) + IF(ISNUMBER(MATCH(AP$96,$U98:$Z98,0)),-1,0)*_xlfn.IFS(ISNUMBER($E98),$E98,ISNUMBER($F98),$F98,ISNUMBER($G98),$G98,AND($E98=0,$F98=0,$G98=0),1)","v":0},{"$f":"IF(ISNUMBER(MATCH(AQ$96,$H98:$T98,0)),1,0)*IF(ISNUMBER($G98),(1-$G98),1) + IF(ISNUMBER(MATCH(AQ$96,$U98:$Z98,0)),-1,0)*_xlfn.IFS(ISNUMBER($E98),$E98,ISNUMBER($F98),$F98,ISNUMBER($G98),$G98,AND($E98=0,$F98=0,$G98=0),1)","v":0},{"$f":"IF(ISNUMBER(MATCH(AR$96,$H98:$T98,0)),1,0)*IF(ISNUMBER($G98),(1-$G98),1) + IF(ISNUMBER(MATCH(AR$96,$U98:$Z98,0)),-1,0)*_xlfn.IFS(ISNUMBER($E98),$E98,ISNUMBER($F98),$F98,ISNUMBER($G98),$G98,AND($E98=0,$F98=0,$G98=0),1)","v":0},{"$f":"IF(ISNUMBER(MATCH(AS$96,$H98:$T98,0)),1,0)*IF(ISNUMBER($G98),(1-$G98),1) + IF(ISNUMBER(MATCH(AS$96,$U98:$Z98,0)),-1,0)*_xlfn.IFS(ISNUMBER($E98),$E98,ISNUMBER($F98),$F98,ISNUMBER($G98),$G98,AND($E98=0,$F98=0,$G98=0),1)","v":0},{"$f":"IF(ISNUMBER(MATCH(AT$96,$H98:$T98,0)),1,0)*IF(ISNUMBER($G98),(1-$G98),1) + IF(ISNUMBER(MATCH(AT$96,$U98:$Z98,0)),-1,0)*_xlfn.IFS(ISNUMBER($E98),$E98,ISNUMBER($F98),$F98,ISNUMBER($G98),$G98,AND($E98=0,$F98=0,$G98=0),1)","v":0},{"$f":"IF(ISNUMBER(MATCH(AU$96,$H98:$T98,0)),1,0)*IF(ISNUMBER($G98),(1-$G98),1) + IF(ISNUMBER(MATCH(AU$96,$U98:$Z98,0)),-1,0)*_xlfn.IFS(ISNUMBER($E98),$E98,ISNUMBER($F98),$F98,ISNUMBER($G98),$G98,AND($E98=0,$F98=0,$G98=0),1)","v":0},{"$f":"IF(ISNUMBER(MATCH(AV$96,$H98:$T98,0)),1,0)*IF(ISNUMBER($G98),(1-$G98),1) + IF(ISNUMBER(MATCH(AV$96,$U98:$Z98,0)),-1,0)*_xlfn.IFS(ISNUMBER($E98),$E98,ISNUMBER($F98),$F98,ISNUMBER($G98),$G98,AND($E98=0,$F98=0,$G98=0),1)","v":0},{"$f":"IF(ISNUMBER(MATCH(AW$96,$H98:$T98,0)),1,0)*IF(ISNUMBER($G98),(1-$G98),1) + IF(ISNUMBER(MATCH(AW$96,$U98:$Z98,0)),-1,0)*_xlfn.IFS(ISNUMBER($E98),$E98,ISNUMBER($F98),$F98,ISNUMBER($G98),$G98,AND($E98=0,$F98=0,$G98=0),1)","v":0},{"$f":"IF(ISNUMBER(MATCH(AX$96,$H98:$T98,0)),1,0)*IF(ISNUMBER($G98),(1-$G98),1) + IF(ISNUMBER(MATCH(AX$96,$U98:$Z98,0)),-1,0)*_xlfn.IFS(ISNUMBER($E98),$E98,ISNUMBER($F98),$F98,ISNUMBER($G98),$G98,AND($E98=0,$F98=0,$G98=0),1)","v":0},{"$f":"IF(ISNUMBER(MATCH(AY$96,$H98:$T98,0)),1,0)*IF(ISNUMBER($G98),(1-$G98),1) + IF(ISNUMBER(MATCH(AY$96,$U98:$Z98,0)),-1,0)*_xlfn.IFS(ISNUMBER($E98),$E98,ISNUMBER($F98),$F98,ISNUMBER($G98),$G98,AND($E98=0,$F98=0,$G98=0),1)","v":0},{"$f":"IF(ISNUMBER(MATCH(AZ$96,$H98:$T98,0)),1,0)*IF(ISNUMBER($G98),(1-$G98),1) + IF(ISNUMBER(MATCH(AZ$96,$U98:$Z98,0)),-1,0)*_xlfn.IFS(ISNUMBER($E98),$E98,ISNUMBER($F98),$F98,ISNUMBER($G98),$G98,AND($E98=0,$F98=0,$G98=0),1)","v":0},{"$f":"IF(ISNUMBER(MATCH(BA$96,$H98:$T98,0)),1,0)*IF(ISNUMBER($G98),(1-$G98),1) + IF(ISNUMBER(MATCH(BA$96,$U98:$Z98,0)),-1,0)*_xlfn.IFS(ISNUMBER($E98),$E98,ISNUMBER($F98),$F98,ISNUMBER($G98),$G98,AND($E98=0,$F98=0,$G98=0),1)","v":0},{"$f":"IF(ISNUMBER(MATCH(BB$96,$H98:$T98,0)),1,0)*IF(ISNUMBER($G98),(1-$G98),1) + IF(ISNUMBER(MATCH(BB$96,$U98:$Z98,0)),-1,0)*_xlfn.IFS(ISNUMBER($E98),$E98,ISNUMBER($F98),$F98,ISNUMBER($G98),$G98,AND($E98=0,$F98=0,$G98=0),1)","v":0},{"$f":"IF(ISNUMBER(MATCH(BC$96,$H98:$T98,0)),1,0)*IF(ISNUMBER($G98),(1-$G98),1) + IF(ISNUMBER(MATCH(BC$96,$U98:$Z98,0)),-1,0)*_xlfn.IFS(ISNUMBER($E98),$E98,ISNUMBER($F98),$F98,ISNUMBER($G98),$G98,AND($E98=0,$F98=0,$G98=0),1)","v":0},{"$f":"IF(ISNUMBER(MATCH(BD$96,$H98:$T98,0)),1,0)*IF(ISNUMBER($G98),(1-$G98),1) + IF(ISNUMBER(MATCH(BD$96,$U98:$Z98,0)),-1,0)*_xlfn.IFS(ISNUMBER($E98),$E98,ISNUMBER($F98),$F98,ISNUMBER($G98),$G98,AND($E98=0,$F98=0,$G98=0),1)","v":0},{"$f":"IF(ISNUMBER(MATCH(BE$96,$H98:$T98,0)),1,0)*IF(ISNUMBER($G98),(1-$G98),1) + IF(ISNUMBER(MATCH(BE$96,$U98:$Z98,0)),-1,0)*_xlfn.IFS(ISNUMBER($E98),$E98,ISNUMBER($F98),$F98,ISNUMBER($G98),$G98,AND($E98=0,$F98=0,$G98=0),1)","v":0},{"$f":"IF(ISNUMBER(MATCH(BF$96,$H98:$T98,0)),1,0)*IF(ISNUMBER($G98),(1-$G98),1) + IF(ISNUMBER(MATCH(BF$96,$U98:$Z98,0)),-1,0)*_xlfn.IFS(ISNUMBER($E98),$E98,ISNUMBER($F98),$F98,ISNUMBER($G98),$G98,AND($E98=0,$F98=0,$G98=0),1)","v":0},{"$f":"IF(ISNUMBER(MATCH(BG$96,$H98:$T98,0)),1,0)*IF(ISNUMBER($G98),(1-$G98),1) + IF(ISNUMBER(MATCH(BG$96,$U98:$Z98,0)),-1,0)*_xlfn.IFS(ISNUMBER($E98),$E98,ISNUMBER($F98),$F98,ISNUMBER($G98),$G98,AND($E98=0,$F98=0,$G98=0),1)","v":0},{"$f":"IF(ISNUMBER(MATCH(BH$96,$H98:$T98,0)),1,0)*IF(ISNUMBER($G98),(1-$G98),1) + IF(ISNUMBER(MATCH(BH$96,$U98:$Z98,0)),-1,0)*_xlfn.IFS(ISNUMBER($E98),$E98,ISNUMBER($F98),$F98,ISNUMBER($G98),$G98,AND($E98=0,$F98=0,$G98=0),1)","v":0},{"$f":"IF(ISNUMBER(MATCH(BI$96,$H98:$T98,0)),1,0)*IF(ISNUMBER($G98),(1-$G98),1) + IF(ISNUMBER(MATCH(BI$96,$U98:$Z98,0)),-1,0)*_xlfn.IFS(ISNUMBER($E98),$E98,ISNUMBER($F98),$F98,ISNUMBER($G98),$G98,AND($E98=0,$F98=0,$G98=0),1)","v":0},{"$f":"IF(ISNUMBER(MATCH(BJ$96,$H98:$T98,0)),1,0)*IF(ISNUMBER($G98),(1-$G98),1) + IF(ISNUMBER(MATCH(BJ$96,$U98:$Z98,0)),-1,0)*_xlfn.IFS(ISNUMBER($E98),$E98,ISNUMBER($F98),$F98,ISNUMBER($G98),$G98,AND($E98=0,$F98=0,$G98=0),1)","v":0},{"$f":"IF(ISNUMBER(MATCH(BK$96,$H98:$T98,0)),1,0)*IF(ISNUMBER($G98),(1-$G98),1) + IF(ISNUMBER(MATCH(BK$96,$U98:$Z98,0)),-1,0)*_xlfn.IFS(ISNUMBER($E98),$E98,ISNUMBER($F98),$F98,ISNUMBER($G98),$G98,AND($E98=0,$F98=0,$G98=0),1)","v":0},null,0]
[null,null,"Split",null,null,null,{"$f":"D91","v":1},"q_dr1_cl1,a","q_dr1_cl1,a","q_dr1_cl1,a","q_dr1_cl1,a","q_dr1_cl1,a",null,null,null,null,null,null,null,null,"q_dr1_cl1,l",null,null,null,null,null,null,"e_dr1_cl1",null,null,{"$f":"IF(ISNUMBER(MATCH(AE$96,$H99:$T99,0)),1,0)*IF(ISNUMBER($G99),(1-$G99),1) + IF(ISNUMBER(MATCH(AE$96,$U99:$Z99,0)),-1,0)*_xlfn.IFS(ISNUMBER($E99),$E99,ISNUMBER($F99),$F99,ISNUMBER($G99),$G99,AND($E99=0,$F99=0,$G99=0),1)","v":0},{"$f":"IF(ISNUMBER(MATCH(AF$96,$H99:$T99,0)),1,0)*IF(ISNUMBER($G99),(1-$G99),1) + IF(ISNUMBER(MATCH(AF$96,$U99:$Z99,0)),-1,0)*_xlfn.IFS(ISNUMBER($E99),$E99,ISNUMBER($F99),$F99,ISNUMBER($G99),$G99,AND($E99=0,$F99=0,$G99=0),1)","v":0},{"$f":"IF(ISNUMBER(MATCH(AG$96,$H99:$T99,0)),1,0)*IF(ISNUMBER($G99),(1-$G99),1) + IF(ISNUMBER(MATCH(AG$96,$U99:$Z99,0)),-1,0)*_xlfn.IFS(ISNUMBER($E99),$E99,ISNUMBER($F99),$F99,ISNUMBER($G99),$G99,AND($E99=0,$F99=0,$G99=0),1)","v":0},{"$f":"IF(ISNUMBER(MATCH(AH$96,$H99:$T99,0)),1,0)*IF(ISNUMBER($G99),(1-$G99),1) + IF(ISNUMBER(MATCH(AH$96,$U99:$Z99,0)),-1,0)*_xlfn.IFS(ISNUMBER($E99),$E99,ISNUMBER($F99),$F99,ISNUMBER($G99),$G99,AND($E99=0,$F99=0,$G99=0),1)","v":0},{"$f":"IF(ISNUMBER(MATCH(AI$96,$H99:$T99,0)),1,0)*IF(ISNUMBER($G99),(1-$G99),1) + IF(ISNUMBER(MATCH(AI$96,$U99:$Z99,0)),-1,0)*_xlfn.IFS(ISNUMBER($E99),$E99,ISNUMBER($F99),$F99,ISNUMBER($G99),$G99,AND($E99=0,$F99=0,$G99=0),1)","v":-1},{"$f":"IF(ISNUMBER(MATCH(AJ$96,$H99:$T99,0)),1,0)*IF(ISNUMBER($G99),(1-$G99),1) + IF(ISNUMBER(MATCH(AJ$96,$U99:$Z99,0)),-1,0)*_xlfn.IFS(ISNUMBER($E99),$E99,ISNUMBER($F99),$F99,ISNUMBER($G99),$G99,AND($E99=0,$F99=0,$G99=0),1)","v":0},{"$f":"IF(ISNUMBER(MATCH(AK$96,$H99:$T99,0)),1,0)*IF(ISNUMBER($G99),(1-$G99),1) + IF(ISNUMBER(MATCH(AK$96,$U99:$Z99,0)),-1,0)*_xlfn.IFS(ISNUMBER($E99),$E99,ISNUMBER($F99),$F99,ISNUMBER($G99),$G99,AND($E99=0,$F99=0,$G99=0),1)","v":0},{"$f":"IF(ISNUMBER(MATCH(AL$96,$H99:$T99,0)),1,0)*IF(ISNUMBER($G99),(1-$G99),1) + IF(ISNUMBER(MATCH(AL$96,$U99:$Z99,0)),-1,0)*_xlfn.IFS(ISNUMBER($E99),$E99,ISNUMBER($F99),$F99,ISNUMBER($G99),$G99,AND($E99=0,$F99=0,$G99=0),1)","v":0},{"$f":"IF(ISNUMBER(MATCH(AM$96,$H99:$T99,0)),1,0)*IF(ISNUMBER($G99),(1-$G99),1) + IF(ISNUMBER(MATCH(AM$96,$U99:$Z99,0)),-1,0)*_xlfn.IFS(ISNUMBER($E99),$E99,ISNUMBER($F99),$F99,ISNUMBER($G99),$G99,AND($E99=0,$F99=0,$G99=0),1)","v":0},{"$f":"IF(ISNUMBER(MATCH(AN$96,$H99:$T99,0)),1,0)*IF(ISNUMBER($G99),(1-$G99),1) + IF(ISNUMBER(MATCH(AN$96,$U99:$Z99,0)),-1,0)*_xlfn.IFS(ISNUMBER($E99),$E99,ISNUMBER($F99),$F99,ISNUMBER($G99),$G99,AND($E99=0,$F99=0,$G99=0),1)","v":0},{"$f":"IF(ISNUMBER(MATCH(AO$96,$H99:$T99,0)),1,0)*IF(ISNUMBER($G99),(1-$G99),1) + IF(ISNUMBER(MATCH(AO$96,$U99:$Z99,0)),-1,0)*_xlfn.IFS(ISNUMBER($E99),$E99,ISNUMBER($F99),$F99,ISNUMBER($G99),$G99,AND($E99=0,$F99=0,$G99=0),1)","v":0},{"$f":"IF(ISNUMBER(MATCH(AP$96,$H99:$T99,0)),1,0)*IF(ISNUMBER($G99),(1-$G99),1) + IF(ISNUMBER(MATCH(AP$96,$U99:$Z99,0)),-1,0)*_xlfn.IFS(ISNUMBER($E99),$E99,ISNUMBER($F99),$F99,ISNUMBER($G99),$G99,AND($E99=0,$F99=0,$G99=0),1)","v":0},{"$f":"IF(ISNUMBER(MATCH(AQ$96,$H99:$T99,0)),1,0)*IF(ISNUMBER($G99),(1-$G99),1) + IF(ISNUMBER(MATCH(AQ$96,$U99:$Z99,0)),-1,0)*_xlfn.IFS(ISNUMBER($E99),$E99,ISNUMBER($F99),$F99,ISNUMBER($G99),$G99,AND($E99=0,$F99=0,$G99=0),1)","v":0},{"$f":"IF(ISNUMBER(MATCH(AR$96,$H99:$T99,0)),1,0)*IF(ISNUMBER($G99),(1-$G99),1) + IF(ISNUMBER(MATCH(AR$96,$U99:$Z99,0)),-1,0)*_xlfn.IFS(ISNUMBER($E99),$E99,ISNUMBER($F99),$F99,ISNUMBER($G99),$G99,AND($E99=0,$F99=0,$G99=0),1)","v":0},{"$f":"IF(ISNUMBER(MATCH(AS$96,$H99:$T99,0)),1,0)*IF(ISNUMBER($G99),(1-$G99),1) + IF(ISNUMBER(MATCH(AS$96,$U99:$Z99,0)),-1,0)*_xlfn.IFS(ISNUMBER($E99),$E99,ISNUMBER($F99),$F99,ISNUMBER($G99),$G99,AND($E99=0,$F99=0,$G99=0),1)","v":0},{"$f":"IF(ISNUMBER(MATCH(AT$96,$H99:$T99,0)),1,0)*IF(ISNUMBER($G99),(1-$G99),1) + IF(ISNUMBER(MATCH(AT$96,$U99:$Z99,0)),-1,0)*_xlfn.IFS(ISNUMBER($E99),$E99,ISNUMBER($F99),$F99,ISNUMBER($G99),$G99,AND($E99=0,$F99=0,$G99=0),1)","v":0},{"$f":"IF(ISNUMBER(MATCH(AU$96,$H99:$T99,0)),1,0)*IF(ISNUMBER($G99),(1-$G99),1) + IF(ISNUMBER(MATCH(AU$96,$U99:$Z99,0)),-1,0)*_xlfn.IFS(ISNUMBER($E99),$E99,ISNUMBER($F99),$F99,ISNUMBER($G99),$G99,AND($E99=0,$F99=0,$G99=0),1)","v":0},{"$f":"IF(ISNUMBER(MATCH(AV$96,$H99:$T99,0)),1,0)*IF(ISNUMBER($G99),(1-$G99),1) + IF(ISNUMBER(MATCH(AV$96,$U99:$Z99,0)),-1,0)*_xlfn.IFS(ISNUMBER($E99),$E99,ISNUMBER($F99),$F99,ISNUMBER($G99),$G99,AND($E99=0,$F99=0,$G99=0),1)","v":0},{"$f":"IF(ISNUMBER(MATCH(AW$96,$H99:$T99,0)),1,0)*IF(ISNUMBER($G99),(1-$G99),1) + IF(ISNUMBER(MATCH(AW$96,$U99:$Z99,0)),-1,0)*_xlfn.IFS(ISNUMBER($E99),$E99,ISNUMBER($F99),$F99,ISNUMBER($G99),$G99,AND($E99=0,$F99=0,$G99=0),1)","v":0},{"$f":"IF(ISNUMBER(MATCH(AX$96,$H99:$T99,0)),1,0)*IF(ISNUMBER($G99),(1-$G99),1) + IF(ISNUMBER(MATCH(AX$96,$U99:$Z99,0)),-1,0)*_xlfn.IFS(ISNUMBER($E99),$E99,ISNUMBER($F99),$F99,ISNUMBER($G99),$G99,AND($E99=0,$F99=0,$G99=0),1)","v":0},{"$f":"IF(ISNUMBER(MATCH(AY$96,$H99:$T99,0)),1,0)*IF(ISNUMBER($G99),(1-$G99),1) + IF(ISNUMBER(MATCH(AY$96,$U99:$Z99,0)),-1,0)*_xlfn.IFS(ISNUMBER($E99),$E99,ISNUMBER($F99),$F99,ISNUMBER($G99),$G99,AND($E99=0,$F99=0,$G99=0),1)","v":0},{"$f":"IF(ISNUMBER(MATCH(AZ$96,$H99:$T99,0)),1,0)*IF(ISNUMBER($G99),(1-$G99),1) + IF(ISNUMBER(MATCH(AZ$96,$U99:$Z99,0)),-1,0)*_xlfn.IFS(ISNUMBER($E99),$E99,ISNUMBER($F99),$F99,ISNUMBER($G99),$G99,AND($E99=0,$F99=0,$G99=0),1)","v":0},{"$f":"IF(ISNUMBER(MATCH(BA$96,$H99:$T99,0)),1,0)*IF(ISNUMBER($G99),(1-$G99),1) + IF(ISNUMBER(MATCH(BA$96,$U99:$Z99,0)),-1,0)*_xlfn.IFS(ISNUMBER($E99),$E99,ISNUMBER($F99),$F99,ISNUMBER($G99),$G99,AND($E99=0,$F99=0,$G99=0),1)","v":0},{"$f":"IF(ISNUMBER(MATCH(BB$96,$H99:$T99,0)),1,0)*IF(ISNUMBER($G99),(1-$G99),1) + IF(ISNUMBER(MATCH(BB$96,$U99:$Z99,0)),-1,0)*_xlfn.IFS(ISNUMBER($E99),$E99,ISNUMBER($F99),$F99,ISNUMBER($G99),$G99,AND($E99=0,$F99=0,$G99=0),1)","v":0},{"$f":"IF(ISNUMBER(MATCH(BC$96,$H99:$T99,0)),1,0)*IF(ISNUMBER($G99),(1-$G99),1) + IF(ISNUMBER(MATCH(BC$96,$U99:$Z99,0)),-1,0)*_xlfn.IFS(ISNUMBER($E99),$E99,ISNUMBER($F99),$F99,ISNUMBER($G99),$G99,AND($E99=0,$F99=0,$G99=0),1)","v":0},{"$f":"IF(ISNUMBER(MATCH(BD$96,$H99:$T99,0)),1,0)*IF(ISNUMBER($G99),(1-$G99),1) + IF(ISNUMBER(MATCH(BD$96,$U99:$Z99,0)),-1,0)*_xlfn.IFS(ISNUMBER($E99),$E99,ISNUMBER($F99),$F99,ISNUMBER($G99),$G99,AND($E99=0,$F99=0,$G99=0),1)","v":0},{"$f":"IF(ISNUMBER(MATCH(BE$96,$H99:$T99,0)),1,0)*IF(ISNUMBER($G99),(1-$G99),1) + IF(ISNUMBER(MATCH(BE$96,$U99:$Z99,0)),-1,0)*_xlfn.IFS(ISNUMBER($E99),$E99,ISNUMBER($F99),$F99,ISNUMBER($G99),$G99,AND($E99=0,$F99=0,$G99=0),1)","v":0},{"$f":"IF(ISNUMBER(MATCH(BF$96,$H99:$T99,0)),1,0)*IF(ISNUMBER($G99),(1-$G99),1) + IF(ISNUMBER(MATCH(BF$96,$U99:$Z99,0)),-1,0)*_xlfn.IFS(ISNUMBER($E99),$E99,ISNUMBER($F99),$F99,ISNUMBER($G99),$G99,AND($E99=0,$F99=0,$G99=0),1)","v":0},{"$f":"IF(ISNUMBER(MATCH(BG$96,$H99:$T99,0)),1,0)*IF(ISNUMBER($G99),(1-$G99),1) + IF(ISNUMBER(MATCH(BG$96,$U99:$Z99,0)),-1,0)*_xlfn.IFS(ISNUMBER($E99),$E99,ISNUMBER($F99),$F99,ISNUMBER($G99),$G99,AND($E99=0,$F99=0,$G99=0),1)","v":0},{"$f":"IF(ISNUMBER(MATCH(BH$96,$H99:$T99,0)),1,0)*IF(ISNUMBER($G99),(1-$G99),1) + IF(ISNUMBER(MATCH(BH$96,$U99:$Z99,0)),-1,0)*_xlfn.IFS(ISNUMBER($E99),$E99,ISNUMBER($F99),$F99,ISNUMBER($G99),$G99,AND($E99=0,$F99=0,$G99=0),1)","v":0},{"$f":"IF(ISNUMBER(MATCH(BI$96,$H99:$T99,0)),1,0)*IF(ISNUMBER($G99),(1-$G99),1) + IF(ISNUMBER(MATCH(BI$96,$U99:$Z99,0)),-1,0)*_xlfn.IFS(ISNUMBER($E99),$E99,ISNUMBER($F99),$F99,ISNUMBER($G99),$G99,AND($E99=0,$F99=0,$G99=0),1)","v":0},{"$f":"IF(ISNUMBER(MATCH(BJ$96,$H99:$T99,0)),1,0)*IF(ISNUMBER($G99),(1-$G99),1) + IF(ISNUMBER(MATCH(BJ$96,$U99:$Z99,0)),-1,0)*_xlfn.IFS(ISNUMBER($E99),$E99,ISNUMBER($F99),$F99,ISNUMBER($G99),$G99,AND($E99=0,$F99=0,$G99=0),1)","v":0},{"$f":"IF(ISNUMBER(MATCH(BK$96,$H99:$T99,0)),1,0)*IF(ISNUMBER($G99),(1-$G99),1) + IF(ISNUMBER(MATCH(BK$96,$U99:$Z99,0)),-1,0)*_xlfn.IFS(ISNUMBER($E99),$E99,ISNUMBER($F99),$F99,ISNUMBER($G99),$G99,AND($E99=0,$F99=0,$G99=0),1)","v":0},null,0]
[null,null,"Load",{"$f":"D82*D84","v":979.49188858279774},null,null,null,"e_dr1_cl1","e_dr1_cl1","e_dr1_cl1","e_dr1_cl1","e_dr1_cl1",null,null,null,null,null,null,null,null,null,null,null,null,null,null,null,"q_dr1_cl1,a",null,null,{"$f":"IF(ISNUMBER(MATCH(AE$96,$H100:$T100,0)),1,0)*IF(ISNUMBER($G100),(1-$G100),1) + IF(ISNUMBER(MATCH(AE$96,$U100:$Z100,0)),-1,0)*_xlfn.IFS(ISNUMBER($E100),$E100,ISNUMBER($F100),$F100,ISNUMBER($G100),$G100,AND($E100=0,$F100=0,$G100=0),1)","v":0},{"$f":"IF(ISNUMBER(MATCH(AF$96,$H100:$T100,0)),1,0)*IF(ISNUMBER($G100),(1-$G100),1) + IF(ISNUMBER(MATCH(AF$96,$U100:$Z100,0)),-1,0)*_xlfn.IFS(ISNUMBER($E100),$E100,ISNUMBER($F100),$F100,ISNUMBER($G100),$G100,AND($E100=0,$F100=0,$G100=0),1)","v":0},{"$f":"IF(ISNUMBER(MATCH(AG$96,$H100:$T100,0)),1,0)*IF(ISNUMBER($G100),(1-$G100),1) + IF(ISNUMBER(MATCH(AG$96,$U100:$Z100,0)),-1,0)*_xlfn.IFS(ISNUMBER($E100),$E100,ISNUMBER($F100),$F100,ISNUMBER($G100),$G100,AND($E100=0,$F100=0,$G100=0),1)","v":1},{"$f":"IF(ISNUMBER(MATCH(AH$96,$H100:$T100,0)),1,0)*IF(ISNUMBER($G100),(1-$G100),1) + IF(ISNUMBER(MATCH(AH$96,$U100:$Z100,0)),-1,0)*_xlfn.IFS(ISNUMBER($E100),$E100,ISNUMBER($F100),$F100,ISNUMBER($G100),$G100,AND($E100=0,$F100=0,$G100=0),1)","v":0},{"$f":"IF(ISNUMBER(MATCH(AI$96,$H100:$T100,0)),1,0)*IF(ISNUMBER($G100),(1-$G100),1) + IF(ISNUMBER(MATCH(AI$96,$U100:$Z100,0)),-1,0)*_xlfn.IFS(ISNUMBER($E100),$E100,ISNUMBER($F100),$F100,ISNUMBER($G100),$G100,AND($E100=0,$F100=0,$G100=0),1)","v":0},{"$f":"IF(ISNUMBER(MATCH(AJ$96,$H100:$T100,0)),1,0)*IF(ISNUMBER($G100),(1-$G100),1) + IF(ISNUMBER(MATCH(AJ$96,$U100:$Z100,0)),-1,0)*_xlfn.IFS(ISNUMBER($E100),$E100,ISNUMBER($F100),$F100,ISNUMBER($G100),$G100,AND($E100=0,$F100=0,$G100=0),1)","v":0},{"$f":"IF(ISNUMBER(MATCH(AK$96,$H100:$T100,0)),1,0)*IF(ISNUMBER($G100),(1-$G100),1) + IF(ISNUMBER(MATCH(AK$96,$U100:$Z100,0)),-1,0)*_xlfn.IFS(ISNUMBER($E100),$E100,ISNUMBER($F100),$F100,ISNUMBER($G100),$G100,AND($E100=0,$F100=0,$G100=0),1)","v":0},{"$f":"IF(ISNUMBER(MATCH(AL$96,$H100:$T100,0)),1,0)*IF(ISNUMBER($G100),(1-$G100),1) + IF(ISNUMBER(MATCH(AL$96,$U100:$Z100,0)),-1,0)*_xlfn.IFS(ISNUMBER($E100),$E100,ISNUMBER($F100),$F100,ISNUMBER($G100),$G100,AND($E100=0,$F100=0,$G100=0),1)","v":0},{"$f":"IF(ISNUMBER(MATCH(AM$96,$H100:$T100,0)),1,0)*IF(ISNUMBER($G100),(1-$G100),1) + IF(ISNUMBER(MATCH(AM$96,$U100:$Z100,0)),-1,0)*_xlfn.IFS(ISNUMBER($E100),$E100,ISNUMBER($F100),$F100,ISNUMBER($G100),$G100,AND($E100=0,$F100=0,$G100=0),1)","v":0},{"$f":"IF(ISNUMBER(MATCH(AN$96,$H100:$T100,0)),1,0)*IF(ISNUMBER($G100),(1-$G100),1) + IF(ISNUMBER(MATCH(AN$96,$U100:$Z100,0)),-1,0)*_xlfn.IFS(ISNUMBER($E100),$E100,ISNUMBER($F100),$F100,ISNUMBER($G100),$G100,AND($E100=0,$F100=0,$G100=0),1)","v":0},{"$f":"IF(ISNUMBER(MATCH(AO$96,$H100:$T100,0)),1,0)*IF(ISNUMBER($G100),(1-$G100),1) + IF(ISNUMBER(MATCH(AO$96,$U100:$Z100,0)),-1,0)*_xlfn.IFS(ISNUMBER($E100),$E100,ISNUMBER($F100),$F100,ISNUMBER($G100),$G100,AND($E100=0,$F100=0,$G100=0),1)","v":0},{"$f":"IF(ISNUMBER(MATCH(AP$96,$H100:$T100,0)),1,0)*IF(ISNUMBER($G100),(1-$G100),1) + IF(ISNUMBER(MATCH(AP$96,$U100:$Z100,0)),-1,0)*_xlfn.IFS(ISNUMBER($E100),$E100,ISNUMBER($F100),$F100,ISNUMBER($G100),$G100,AND($E100=0,$F100=0,$G100=0),1)","v":0},{"$f":"IF(ISNUMBER(MATCH(AQ$96,$H100:$T100,0)),1,0)*IF(ISNUMBER($G100),(1-$G100),1) + IF(ISNUMBER(MATCH(AQ$96,$U100:$Z100,0)),-1,0)*_xlfn.IFS(ISNUMBER($E100),$E100,ISNUMBER($F100),$F100,ISNUMBER($G100),$G100,AND($E100=0,$F100=0,$G100=0),1)","v":0},{"$f":"IF(ISNUMBER(MATCH(AR$96,$H100:$T100,0)),1,0)*IF(ISNUMBER($G100),(1-$G100),1) + IF(ISNUMBER(MATCH(AR$96,$U100:$Z100,0)),-1,0)*_xlfn.IFS(ISNUMBER($E100),$E100,ISNUMBER($F100),$F100,ISNUMBER($G100),$G100,AND($E100=0,$F100=0,$G100=0),1)","v":0},{"$f":"IF(ISNUMBER(MATCH(AS$96,$H100:$T100,0)),1,0)*IF(ISNUMBER($G100),(1-$G100),1) + IF(ISNUMBER(MATCH(AS$96,$U100:$Z100,0)),-1,0)*_xlfn.IFS(ISNUMBER($E100),$E100,ISNUMBER($F100),$F100,ISNUMBER($G100),$G100,AND($E100=0,$F100=0,$G100=0),1)","v":0},{"$f":"IF(ISNUMBER(MATCH(AT$96,$H100:$T100,0)),1,0)*IF(ISNUMBER($G100),(1-$G100),1) + IF(ISNUMBER(MATCH(AT$96,$U100:$Z100,0)),-1,0)*_xlfn.IFS(ISNUMBER($E100),$E100,ISNUMBER($F100),$F100,ISNUMBER($G100),$G100,AND($E100=0,$F100=0,$G100=0),1)","v":0},{"$f":"IF(ISNUMBER(MATCH(AU$96,$H100:$T100,0)),1,0)*IF(ISNUMBER($G100),(1-$G100),1) + IF(ISNUMBER(MATCH(AU$96,$U100:$Z100,0)),-1,0)*_xlfn.IFS(ISNUMBER($E100),$E100,ISNUMBER($F100),$F100,ISNUMBER($G100),$G100,AND($E100=0,$F100=0,$G100=0),1)","v":0},{"$f":"IF(ISNUMBER(MATCH(AV$96,$H100:$T100,0)),1,0)*IF(ISNUMBER($G100),(1-$G100),1) + IF(ISNUMBER(MATCH(AV$96,$U100:$Z100,0)),-1,0)*_xlfn.IFS(ISNUMBER($E100),$E100,ISNUMBER($F100),$F100,ISNUMBER($G100),$G100,AND($E100=0,$F100=0,$G100=0),1)","v":0},{"$f":"IF(ISNUMBER(MATCH(AW$96,$H100:$T100,0)),1,0)*IF(ISNUMBER($G100),(1-$G100),1) + IF(ISNUMBER(MATCH(AW$96,$U100:$Z100,0)),-1,0)*_xlfn.IFS(ISNUMBER($E100),$E100,ISNUMBER($F100),$F100,ISNUMBER($G100),$G100,AND($E100=0,$F100=0,$G100=0),1)","v":0},{"$f":"IF(ISNUMBER(MATCH(AX$96,$H100:$T100,0)),1,0)*IF(ISNUMBER($G100),(1-$G100),1) + IF(ISNUMBER(MATCH(AX$96,$U100:$Z100,0)),-1,0)*_xlfn.IFS(ISNUMBER($E100),$E100,ISNUMBER($F100),$F100,ISNUMBER($G100),$G100,AND($E100=0,$F100=0,$G100=0),1)","v":0},{"$f":"IF(ISNUMBER(MATCH(AY$96,$H100:$T100,0)),1,0)*IF(ISNUMBER($G100),(1-$G100),1) + IF(ISNUMBER(MATCH(AY$96,$U100:$Z100,0)),-1,0)*_xlfn.IFS(ISNUMBER($E100),$E100,ISNUMBER($F100),$F100,ISNUMBER($G100),$G100,AND($E100=0,$F100=0,$G100=0),1)","v":0},{"$f":"IF(ISNUMBER(MATCH(AZ$96,$H100:$T100,0)),1,0)*IF(ISNUMBER($G100),(1-$G100),1) + IF(ISNUMBER(MATCH(AZ$96,$U100:$Z100,0)),-1,0)*_xlfn.IFS(ISNUMBER($E100),$E100,ISNUMBER($F100),$F100,ISNUMBER($G100),$G100,AND($E100=0,$F100=0,$G100=0),1)","v":0},{"$f":"IF(ISNUMBER(MATCH(BA$96,$H100:$T100,0)),1,0)*IF(ISNUMBER($G100),(1-$G100),1) + IF(ISNUMBER(MATCH(BA$96,$U100:$Z100,0)),-1,0)*_xlfn.IFS(ISNUMBER($E100),$E100,ISNUMBER($F100),$F100,ISNUMBER($G100),$G100,AND($E100=0,$F100=0,$G100=0),1)","v":0},{"$f":"IF(ISNUMBER(MATCH(BB$96,$H100:$T100,0)),1,0)*IF(ISNUMBER($G100),(1-$G100),1) + IF(ISNUMBER(MATCH(BB$96,$U100:$Z100,0)),-1,0)*_xlfn.IFS(ISNUMBER($E100),$E100,ISNUMBER($F100),$F100,ISNUMBER($G100),$G100,AND($E100=0,$F100=0,$G100=0),1)","v":0},{"$f":"IF(ISNUMBER(MATCH(BC$96,$H100:$T100,0)),1,0)*IF(ISNUMBER($G100),(1-$G100),1) + IF(ISNUMBER(MATCH(BC$96,$U100:$Z100,0)),-1,0)*_xlfn.IFS(ISNUMBER($E100),$E100,ISNUMBER($F100),$F100,ISNUMBER($G100),$G100,AND($E100=0,$F100=0,$G100=0),1)","v":0},{"$f":"IF(ISNUMBER(MATCH(BD$96,$H100:$T100,0)),1,0)*IF(ISNUMBER($G100),(1-$G100),1) + IF(ISNUMBER(MATCH(BD$96,$U100:$Z100,0)),-1,0)*_xlfn.IFS(ISNUMBER($E100),$E100,ISNUMBER($F100),$F100,ISNUMBER($G100),$G100,AND($E100=0,$F100=0,$G100=0),1)","v":0},{"$f":"IF(ISNUMBER(MATCH(BE$96,$H100:$T100,0)),1,0)*IF(ISNUMBER($G100),(1-$G100),1) + IF(ISNUMBER(MATCH(BE$96,$U100:$Z100,0)),-1,0)*_xlfn.IFS(ISNUMBER($E100),$E100,ISNUMBER($F100),$F100,ISNUMBER($G100),$G100,AND($E100=0,$F100=0,$G100=0),1)","v":0},{"$f":"IF(ISNUMBER(MATCH(BF$96,$H100:$T100,0)),1,0)*IF(ISNUMBER($G100),(1-$G100),1) + IF(ISNUMBER(MATCH(BF$96,$U100:$Z100,0)),-1,0)*_xlfn.IFS(ISNUMBER($E100),$E100,ISNUMBER($F100),$F100,ISNUMBER($G100),$G100,AND($E100=0,$F100=0,$G100=0),1)","v":0},{"$f":"IF(ISNUMBER(MATCH(BG$96,$H100:$T100,0)),1,0)*IF(ISNUMBER($G100),(1-$G100),1) + IF(ISNUMBER(MATCH(BG$96,$U100:$Z100,0)),-1,0)*_xlfn.IFS(ISNUMBER($E100),$E100,ISNUMBER($F100),$F100,ISNUMBER($G100),$G100,AND($E100=0,$F100=0,$G100=0),1)","v":0},{"$f":"IF(ISNUMBER(MATCH(BH$96,$H100:$T100,0)),1,0)*IF(ISNUMBER($G100),(1-$G100),1) + IF(ISNUMBER(MATCH(BH$96,$U100:$Z100,0)),-1,0)*_xlfn.IFS(ISNUMBER($E100),$E100,ISNUMBER($F100),$F100,ISNUMBER($G100),$G100,AND($E100=0,$F100=0,$G100=0),1)","v":0},{"$f":"IF(ISNUMBER(MATCH(BI$96,$H100:$T100,0)),1,0)*IF(ISNUMBER($G100),(1-$G100),1) + IF(ISNUMBER(MATCH(BI$96,$U100:$Z100,0)),-1,0)*_xlfn.IFS(ISNUMBER($E100),$E100,ISNUMBER($F100),$F100,ISNUMBER($G100),$G100,AND($E100=0,$F100=0,$G100=0),1)","v":0},{"$f":"IF(ISNUMBER(MATCH(BJ$96,$H100:$T100,0)),1,0)*IF(ISNUMBER($G100),(1-$G100),1) + IF(ISNUMBER(MATCH(BJ$96,$U100:$Z100,0)),-1,0)*_xlfn.IFS(ISNUMBER($E100),$E100,ISNUMBER($F100),$F100,ISNUMBER($G100),$G100,AND($E100=0,$F100=0,$G100=0),1)","v":0},{"$f":"IF(ISNUMBER(MATCH(BK$96,$H100:$T100,0)),1,0)*IF(ISNUMBER($G100),(1-$G100),1) + IF(ISNUMBER(MATCH(BK$96,$U100:$Z100,0)),-1,0)*_xlfn.IFS(ISNUMBER($E100),$E100,ISNUMBER($F100),$F100,ISNUMBER($G100),$G100,AND($E100=0,$F100=0,$G100=0),1)","v":0},null,979.49188858279774]
[null,null,"ITE load (L2)",null,{"$f":"D92","v":0.99},null,null,"w_dr1_cl1,l2","w_dr1_cl1,l2","w_dr1_cl1,l2","w_dr1_cl1,l2","w_dr1_cl1,l2",null,null,null,null,null,null,null,null,"e_dr1_cl1",null,null,null,null,null,null,"q_dr1_cl1,l",null,null,{"$f":"IF(ISNUMBER(MATCH(AE$96,$H101:$T101,0)),1,0)*IF(ISNUMBER($G101),(1-$G101),1) + IF(ISNUMBER(MATCH(AE$96,$U101:$Z101,0)),-1,0)*_xlfn.IFS(ISNUMBER($E101),$E101,ISNUMBER($F101),$F101,ISNUMBER($G101),$G101,AND($E101=0,$F101=0,$G101=0),1)","v":0},{"$f":"IF(ISNUMBER(MATCH(AF$96,$H101:$T101,0)),1,0)*IF(ISNUMBER($G101),(1-$G101),1) + IF(ISNUMBER(MATCH(AF$96,$U101:$Z101,0)),-1,0)*_xlfn.IFS(ISNUMBER($E101),$E101,ISNUMBER($F101),$F101,ISNUMBER($G101),$G101,AND($E101=0,$F101=0,$G101=0),1)","v":0},{"$f":"IF(ISNUMBER(MATCH(AG$96,$H101:$T101,0)),1,0)*IF(ISNUMBER($G101),(1-$G101),1) + IF(ISNUMBER(MATCH(AG$96,$U101:$Z101,0)),-1,0)*_xlfn.IFS(ISNUMBER($E101),$E101,ISNUMBER($F101),$F101,ISNUMBER($G101),$G101,AND($E101=0,$F101=0,$G101=0),1)","v":-0.99},{"$f":"IF(ISNUMBER(MATCH(AH$96,$H101:$T101,0)),1,0)*IF(ISNUMBER($G101),(1-$G101),1) + IF(ISNUMBER(MATCH(AH$96,$U101:$Z101,0)),-1,0)*_xlfn.IFS(ISNUMBER($E101),$E101,ISNUMBER($F101),$F101,ISNUMBER($G101),$G101,AND($E101=0,$F101=0,$G101=0),1)","v":0},{"$f":"IF(ISNUMBER(MATCH(AI$96,$H101:$T101,0)),1,0)*IF(ISNUMBER($G101),(1-$G101),1) + IF(ISNUMBER(MATCH(AI$96,$U101:$Z101,0)),-1,0)*_xlfn.IFS(ISNUMBER($E101),$E101,ISNUMBER($F101),$F101,ISNUMBER($G101),$G101,AND($E101=0,$F101=0,$G101=0),1)","v":0},{"$f":"IF(ISNUMBER(MATCH(AJ$96,$H101:$T101,0)),1,0)*IF(ISNUMBER($G101),(1-$G101),1) + IF(ISNUMBER(MATCH(AJ$96,$U101:$Z101,0)),-1,0)*_xlfn.IFS(ISNUMBER($E101),$E101,ISNUMBER($F101),$F101,ISNUMBER($G101),$G101,AND($E101=0,$F101=0,$G101=0),1)","v":1},{"$f":"IF(ISNUMBER(MATCH(AK$96,$H101:$T101,0)),1,0)*IF(ISNUMBER($G101),(1-$G101),1) + IF(ISNUMBER(MATCH(AK$96,$U101:$Z101,0)),-1,0)*_xlfn.IFS(ISNUMBER($E101),$E101,ISNUMBER($F101),$F101,ISNUMBER($G101),$G101,AND($E101=0,$F101=0,$G101=0),1)","v":0},{"$f":"IF(ISNUMBER(MATCH(AL$96,$H101:$T101,0)),1,0)*IF(ISNUMBER($G101),(1-$G101),1) + IF(ISNUMBER(MATCH(AL$96,$U101:$Z101,0)),-1,0)*_xlfn.IFS(ISNUMBER($E101),$E101,ISNUMBER($F101),$F101,ISNUMBER($G101),$G101,AND($E101=0,$F101=0,$G101=0),1)","v":0},{"$f":"IF(ISNUMBER(MATCH(AM$96,$H101:$T101,0)),1,0)*IF(ISNUMBER($G101),(1-$G101),1) + IF(ISNUMBER(MATCH(AM$96,$U101:$Z101,0)),-1,0)*_xlfn.IFS(ISNUMBER($E101),$E101,ISNUMBER($F101),$F101,ISNUMBER($G101),$G101,AND($E101=0,$F101=0,$G101=0),1)","v":0},{"$f":"IF(ISNUMBER(MATCH(AN$96,$H101:$T101,0)),1,0)*IF(ISNUMBER($G101),(1-$G101),1) + IF(ISNUMBER(MATCH(AN$96,$U101:$Z101,0)),-1,0)*_xlfn.IFS(ISNUMBER($E101),$E101,ISNUMBER($F101),$F101,ISNUMBER($G101),$G101,AND($E101=0,$F101=0,$G101=0),1)","v":0},{"$f":"IF(ISNUMBER(MATCH(AO$96,$H101:$T101,0)),1,0)*IF(ISNUMBER($G101),(1-$G101),1) + IF(ISNUMBER(MATCH(AO$96,$U101:$Z101,0)),-1,0)*_xlfn.IFS(ISNUMBER($E101),$E101,ISNUMBER($F101),$F101,ISNUMBER($G101),$G101,AND($E101=0,$F101=0,$G101=0),1)","v":0},{"$f":"IF(ISNUMBER(MATCH(AP$96,$H101:$T101,0)),1,0)*IF(ISNUMBER($G101),(1-$G101),1) + IF(ISNUMBER(MATCH(AP$96,$U101:$Z101,0)),-1,0)*_xlfn.IFS(ISNUMBER($E101),$E101,ISNUMBER($F101),$F101,ISNUMBER($G101),$G101,AND($E101=0,$F101=0,$G101=0),1)","v":0},{"$f":"IF(ISNUMBER(MATCH(AQ$96,$H101:$T101,0)),1,0)*IF(ISNUMBER($G101),(1-$G101),1) + IF(ISNUMBER(MATCH(AQ$96,$U101:$Z101,0)),-1,0)*_xlfn.IFS(ISNUMBER($E101),$E101,ISNUMBER($F101),$F101,ISNUMBER($G101),$G101,AND($E101=0,$F101=0,$G101=0),1)","v":0},{"$f":"IF(ISNUMBER(MATCH(AR$96,$H101:$T101,0)),1,0)*IF(ISNUMBER($G101),(1-$G101),1) + IF(ISNUMBER(MATCH(AR$96,$U101:$Z101,0)),-1,0)*_xlfn.IFS(ISNUMBER($E101),$E101,ISNUMBER($F101),$F101,ISNUMBER($G101),$G101,AND($E101=0,$F101=0,$G101=0),1)","v":0},{"$f":"IF(ISNUMBER(MATCH(AS$96,$H101:$T101,0)),1,0)*IF(ISNUMBER($G101),(1-$G101),1) + IF(ISNUMBER(MATCH(AS$96,$U101:$Z101,0)),-1,0)*_xlfn.IFS(ISNUMBER($E101),$E101,ISNUMBER($F101),$F101,ISNUMBER($G101),$G101,AND($E101=0,$F101=0,$G101=0),1)","v":0},{"$f":"IF(ISNUMBER(MATCH(AT$96,$H101:$T101,0)),1,0)*IF(ISNUMBER($G101),(1-$G101),1) + IF(ISNUMBER(MATCH(AT$96,$U101:$Z101,0)),-1,0)*_xlfn.IFS(ISNUMBER($E101),$E101,ISNUMBER($F101),$F101,ISNUMBER($G101),$G101,AND($E101=0,$F101=0,$G101=0),1)","v":0},{"$f":"IF(ISNUMBER(MATCH(AU$96,$H101:$T101,0)),1,0)*IF(ISNUMBER($G101),(1-$G101),1) + IF(ISNUMBER(MATCH(AU$96,$U101:$Z101,0)),-1,0)*_xlfn.IFS(ISNUMBER($E101),$E101,ISNUMBER($F101),$F101,ISNUMBER($G101),$G101,AND($E101=0,$F101=0,$G101=0),1)","v":0},{"$f":"IF(ISNUMBER(MATCH(AV$96,$H101:$T101,0)),1,0)*IF(ISNUMBER($G101),(1-$G101),1) + IF(ISNUMBER(MATCH(AV$96,$U101:$Z101,0)),-1,0)*_xlfn.IFS(ISNUMBER($E101),$E101,ISNUMBER($F101),$F101,ISNUMBER($G101),$G101,AND($E101=0,$F101=0,$G101=0),1)","v":0},{"$f":"IF(ISNUMBER(MATCH(AW$96,$H101:$T101,0)),1,0)*IF(ISNUMBER($G101),(1-$G101),1) + IF(ISNUMBER(MATCH(AW$96,$U101:$Z101,0)),-1,0)*_xlfn.IFS(ISNUMBER($E101),$E101,ISNUMBER($F101),$F101,ISNUMBER($G101),$G101,AND($E101=0,$F101=0,$G101=0),1)","v":0},{"$f":"IF(ISNUMBER(MATCH(AX$96,$H101:$T101,0)),1,0)*IF(ISNUMBER($G101),(1-$G101),1) + IF(ISNUMBER(MATCH(AX$96,$U101:$Z101,0)),-1,0)*_xlfn.IFS(ISNUMBER($E101),$E101,ISNUMBER($F101),$F101,ISNUMBER($G101),$G101,AND($E101=0,$F101=0,$G101=0),1)","v":0},{"$f":"IF(ISNUMBER(MATCH(AY$96,$H101:$T101,0)),1,0)*IF(ISNUMBER($G101),(1-$G101),1) + IF(ISNUMBER(MATCH(AY$96,$U101:$Z101,0)),-1,0)*_xlfn.IFS(ISNUMBER($E101),$E101,ISNUMBER($F101),$F101,ISNUMBER($G101),$G101,AND($E101=0,$F101=0,$G101=0),1)","v":0},{"$f":"IF(ISNUMBER(MATCH(AZ$96,$H101:$T101,0)),1,0)*IF(ISNUMBER($G101),(1-$G101),1) + IF(ISNUMBER(MATCH(AZ$96,$U101:$Z101,0)),-1,0)*_xlfn.IFS(ISNUMBER($E101),$E101,ISNUMBER($F101),$F101,ISNUMBER($G101),$G101,AND($E101=0,$F101=0,$G101=0),1)","v":0},{"$f":"IF(ISNUMBER(MATCH(BA$96,$H101:$T101,0)),1,0)*IF(ISNUMBER($G101),(1-$G101),1) + IF(ISNUMBER(MATCH(BA$96,$U101:$Z101,0)),-1,0)*_xlfn.IFS(ISNUMBER($E101),$E101,ISNUMBER($F101),$F101,ISNUMBER($G101),$G101,AND($E101=0,$F101=0,$G101=0),1)","v":0},{"$f":"IF(ISNUMBER(MATCH(BB$96,$H101:$T101,0)),1,0)*IF(ISNUMBER($G101),(1-$G101),1) + IF(ISNUMBER(MATCH(BB$96,$U101:$Z101,0)),-1,0)*_xlfn.IFS(ISNUMBER($E101),$E101,ISNUMBER($F101),$F101,ISNUMBER($G101),$G101,AND($E101=0,$F101=0,$G101=0),1)","v":0},{"$f":"IF(ISNUMBER(MATCH(BC$96,$H101:$T101,0)),1,0)*IF(ISNUMBER($G101),(1-$G101),1) + IF(ISNUMBER(MATCH(BC$96,$U101:$Z101,0)),-1,0)*_xlfn.IFS(ISNUMBER($E101),$E101,ISNUMBER($F101),$F101,ISNUMBER($G101),$G101,AND($E101=0,$F101=0,$G101=0),1)","v":0},{"$f":"IF(ISNUMBER(MATCH(BD$96,$H101:$T101,0)),1,0)*IF(ISNUMBER($G101),(1-$G101),1) + IF(ISNUMBER(MATCH(BD$96,$U101:$Z101,0)),-1,0)*_xlfn.IFS(ISNUMBER($E101),$E101,ISNUMBER($F101),$F101,ISNUMBER($G101),$G101,AND($E101=0,$F101=0,$G101=0),1)","v":0},{"$f":"IF(ISNUMBER(MATCH(BE$96,$H101:$T101,0)),1,0)*IF(ISNUMBER($G101),(1-$G101),1) + IF(ISNUMBER(MATCH(BE$96,$U101:$Z101,0)),-1,0)*_xlfn.IFS(ISNUMBER($E101),$E101,ISNUMBER($F101),$F101,ISNUMBER($G101),$G101,AND($E101=0,$F101=0,$G101=0),1)","v":0},{"$f":"IF(ISNUMBER(MATCH(BF$96,$H101:$T101,0)),1,0)*IF(ISNUMBER($G101),(1-$G101),1) + IF(ISNUMBER(MATCH(BF$96,$U101:$Z101,0)),-1,0)*_xlfn.IFS(ISNUMBER($E101),$E101,ISNUMBER($F101),$F101,ISNUMBER($G101),$G101,AND($E101=0,$F101=0,$G101=0),1)","v":0},{"$f":"IF(ISNUMBER(MATCH(BG$96,$H101:$T101,0)),1,0)*IF(ISNUMBER($G101),(1-$G101),1) + IF(ISNUMBER(MATCH(BG$96,$U101:$Z101,0)),-1,0)*_xlfn.IFS(ISNUMBER($E101),$E101,ISNUMBER($F101),$F101,ISNUMBER($G101),$G101,AND($E101=0,$F101=0,$G101=0),1)","v":0},{"$f":"IF(ISNUMBER(MATCH(BH$96,$H101:$T101,0)),1,0)*IF(ISNUMBER($G101),(1-$G101),1) + IF(ISNUMBER(MATCH(BH$96,$U101:$Z101,0)),-1,0)*_xlfn.IFS(ISNUMBER($E101),$E101,ISNUMBER($F101),$F101,ISNUMBER($G101),$G101,AND($E101=0,$F101=0,$G101=0),1)","v":0},{"$f":"IF(ISNUMBER(MATCH(BI$96,$H101:$T101,0)),1,0)*IF(ISNUMBER($G101),(1-$G101),1) + IF(ISNUMBER(MATCH(BI$96,$U101:$Z101,0)),-1,0)*_xlfn.IFS(ISNUMBER($E101),$E101,ISNUMBER($F101),$F101,ISNUMBER($G101),$G101,AND($E101=0,$F101=0,$G101=0),1)","v":0},{"$f":"IF(ISNUMBER(MATCH(BJ$96,$H101:$T101,0)),1,0)*IF(ISNUMBER($G101),(1-$G101),1) + IF(ISNUMBER(MATCH(BJ$96,$U101:$Z101,0)),-1,0)*_xlfn.IFS(ISNUMBER($E101),$E101,ISNUMBER($F101),$F101,ISNUMBER($G101),$G101,AND($E101=0,$F101=0,$G101=0),1)","v":0},{"$f":"IF(ISNUMBER(MATCH(BK$96,$H101:$T101,0)),1,0)*IF(ISNUMBER($G101),(1-$G101),1) + IF(ISNUMBER(MATCH(BK$96,$U101:$Z101,0)),-1,0)*_xlfn.IFS(ISNUMBER($E101),$E101,ISNUMBER($F101),$F101,ISNUMBER($G101),$G101,AND($E101=0,$F101=0,$G101=0),1)","v":0},null,0]
[null,null,"ITE load (L3)",null,{"$f":"D93","v":0.98009999999999997},null,null,"w_dr1_cl1,l3","w_dr1_cl1,l3","w_dr1_cl1,l3","w_dr1_cl1,l3","w_dr1_cl1,l3",null,null,null,null,null,null,null,null,"e_dr1_cl1",null,null,null,null,null,null,"w_dr1_cl1,l2",null,null,{"$f":"IF(ISNUMBER(MATCH(AE$96,$H102:$T102,0)),1,0)*IF(ISNUMBER($G102),(1-$G102),1) + IF(ISNUMBER(MATCH(AE$96,$U102:$Z102,0)),-1,0)*_xlfn.IFS(ISNUMBER($E102),$E102,ISNUMBER($F102),$F102,ISNUMBER($G102),$G102,AND($E102=0,$F102=0,$G102=0),1)","v":0},{"$f":"IF(ISNUMBER(MATCH(AF$96,$H102:$T102,0)),1,0)*IF(ISNUMBER($G102),(1-$G102),1) + IF(ISNUMBER(MATCH(AF$96,$U102:$Z102,0)),-1,0)*_xlfn.IFS(ISNUMBER($E102),$E102,ISNUMBER($F102),$F102,ISNUMBER($G102),$G102,AND($E102=0,$F102=0,$G102=0),1)","v":0},{"$f":"IF(ISNUMBER(MATCH(AG$96,$H102:$T102,0)),1,0)*IF(ISNUMBER($G102),(1-$G102),1) + IF(ISNUMBER(MATCH(AG$96,$U102:$Z102,0)),-1,0)*_xlfn.IFS(ISNUMBER($E102),$E102,ISNUMBER($F102),$F102,ISNUMBER($G102),$G102,AND($E102=0,$F102=0,$G102=0),1)","v":-0.98009999999999997},{"$f":"IF(ISNUMBER(MATCH(AH$96,$H102:$T102,0)),1,0)*IF(ISNUMBER($G102),(1-$G102),1) + IF(ISNUMBER(MATCH(AH$96,$U102:$Z102,0)),-1,0)*_xlfn.IFS(ISNUMBER($E102),$E102,ISNUMBER($F102),$F102,ISNUMBER($G102),$G102,AND($E102=0,$F102=0,$G102=0),1)","v":0},{"$f":"IF(ISNUMBER(MATCH(AI$96,$H102:$T102,0)),1,0)*IF(ISNUMBER($G102),(1-$G102),1) + IF(ISNUMBER(MATCH(AI$96,$U102:$Z102,0)),-1,0)*_xlfn.IFS(ISNUMBER($E102),$E102,ISNUMBER($F102),$F102,ISNUMBER($G102),$G102,AND($E102=0,$F102=0,$G102=0),1)","v":0},{"$f":"IF(ISNUMBER(MATCH(AJ$96,$H102:$T102,0)),1,0)*IF(ISNUMBER($G102),(1-$G102),1) + IF(ISNUMBER(MATCH(AJ$96,$U102:$Z102,0)),-1,0)*_xlfn.IFS(ISNUMBER($E102),$E102,ISNUMBER($F102),$F102,ISNUMBER($G102),$G102,AND($E102=0,$F102=0,$G102=0),1)","v":0},{"$f":"IF(ISNUMBER(MATCH(AK$96,$H102:$T102,0)),1,0)*IF(ISNUMBER($G102),(1-$G102),1) + IF(ISNUMBER(MATCH(AK$96,$U102:$Z102,0)),-1,0)*_xlfn.IFS(ISNUMBER($E102),$E102,ISNUMBER($F102),$F102,ISNUMBER($G102),$G102,AND($E102=0,$F102=0,$G102=0),1)","v":1},{"$f":"IF(ISNUMBER(MATCH(AL$96,$H102:$T102,0)),1,0)*IF(ISNUMBER($G102),(1-$G102),1) + IF(ISNUMBER(MATCH(AL$96,$U102:$Z102,0)),-1,0)*_xlfn.IFS(ISNUMBER($E102),$E102,ISNUMBER($F102),$F102,ISNUMBER($G102),$G102,AND($E102=0,$F102=0,$G102=0),1)","v":0},{"$f":"IF(ISNUMBER(MATCH(AM$96,$H102:$T102,0)),1,0)*IF(ISNUMBER($G102),(1-$G102),1) + IF(ISNUMBER(MATCH(AM$96,$U102:$Z102,0)),-1,0)*_xlfn.IFS(ISNUMBER($E102),$E102,ISNUMBER($F102),$F102,ISNUMBER($G102),$G102,AND($E102=0,$F102=0,$G102=0),1)","v":0},{"$f":"IF(ISNUMBER(MATCH(AN$96,$H102:$T102,0)),1,0)*IF(ISNUMBER($G102),(1-$G102),1) + IF(ISNUMBER(MATCH(AN$96,$U102:$Z102,0)),-1,0)*_xlfn.IFS(ISNUMBER($E102),$E102,ISNUMBER($F102),$F102,ISNUMBER($G102),$G102,AND($E102=0,$F102=0,$G102=0),1)","v":0},{"$f":"IF(ISNUMBER(MATCH(AO$96,$H102:$T102,0)),1,0)*IF(ISNUMBER($G102),(1-$G102),1) + IF(ISNUMBER(MATCH(AO$96,$U102:$Z102,0)),-1,0)*_xlfn.IFS(ISNUMBER($E102),$E102,ISNUMBER($F102),$F102,ISNUMBER($G102),$G102,AND($E102=0,$F102=0,$G102=0),1)","v":0},{"$f":"IF(ISNUMBER(MATCH(AP$96,$H102:$T102,0)),1,0)*IF(ISNUMBER($G102),(1-$G102),1) + IF(ISNUMBER(MATCH(AP$96,$U102:$Z102,0)),-1,0)*_xlfn.IFS(ISNUMBER($E102),$E102,ISNUMBER($F102),$F102,ISNUMBER($G102),$G102,AND($E102=0,$F102=0,$G102=0),1)","v":0},{"$f":"IF(ISNUMBER(MATCH(AQ$96,$H102:$T102,0)),1,0)*IF(ISNUMBER($G102),(1-$G102),1) + IF(ISNUMBER(MATCH(AQ$96,$U102:$Z102,0)),-1,0)*_xlfn.IFS(ISNUMBER($E102),$E102,ISNUMBER($F102),$F102,ISNUMBER($G102),$G102,AND($E102=0,$F102=0,$G102=0),1)","v":0},{"$f":"IF(ISNUMBER(MATCH(AR$96,$H102:$T102,0)),1,0)*IF(ISNUMBER($G102),(1-$G102),1) + IF(ISNUMBER(MATCH(AR$96,$U102:$Z102,0)),-1,0)*_xlfn.IFS(ISNUMBER($E102),$E102,ISNUMBER($F102),$F102,ISNUMBER($G102),$G102,AND($E102=0,$F102=0,$G102=0),1)","v":0},{"$f":"IF(ISNUMBER(MATCH(AS$96,$H102:$T102,0)),1,0)*IF(ISNUMBER($G102),(1-$G102),1) + IF(ISNUMBER(MATCH(AS$96,$U102:$Z102,0)),-1,0)*_xlfn.IFS(ISNUMBER($E102),$E102,ISNUMBER($F102),$F102,ISNUMBER($G102),$G102,AND($E102=0,$F102=0,$G102=0),1)","v":0},{"$f":"IF(ISNUMBER(MATCH(AT$96,$H102:$T102,0)),1,0)*IF(ISNUMBER($G102),(1-$G102),1) + IF(ISNUMBER(MATCH(AT$96,$U102:$Z102,0)),-1,0)*_xlfn.IFS(ISNUMBER($E102),$E102,ISNUMBER($F102),$F102,ISNUMBER($G102),$G102,AND($E102=0,$F102=0,$G102=0),1)","v":0},{"$f":"IF(ISNUMBER(MATCH(AU$96,$H102:$T102,0)),1,0)*IF(ISNUMBER($G102),(1-$G102),1) + IF(ISNUMBER(MATCH(AU$96,$U102:$Z102,0)),-1,0)*_xlfn.IFS(ISNUMBER($E102),$E102,ISNUMBER($F102),$F102,ISNUMBER($G102),$G102,AND($E102=0,$F102=0,$G102=0),1)","v":0},{"$f":"IF(ISNUMBER(MATCH(AV$96,$H102:$T102,0)),1,0)*IF(ISNUMBER($G102),(1-$G102),1) + IF(ISNUMBER(MATCH(AV$96,$U102:$Z102,0)),-1,0)*_xlfn.IFS(ISNUMBER($E102),$E102,ISNUMBER($F102),$F102,ISNUMBER($G102),$G102,AND($E102=0,$F102=0,$G102=0),1)","v":0},{"$f":"IF(ISNUMBER(MATCH(AW$96,$H102:$T102,0)),1,0)*IF(ISNUMBER($G102),(1-$G102),1) + IF(ISNUMBER(MATCH(AW$96,$U102:$Z102,0)),-1,0)*_xlfn.IFS(ISNUMBER($E102),$E102,ISNUMBER($F102),$F102,ISNUMBER($G102),$G102,AND($E102=0,$F102=0,$G102=0),1)","v":0},{"$f":"IF(ISNUMBER(MATCH(AX$96,$H102:$T102,0)),1,0)*IF(ISNUMBER($G102),(1-$G102),1) + IF(ISNUMBER(MATCH(AX$96,$U102:$Z102,0)),-1,0)*_xlfn.IFS(ISNUMBER($E102),$E102,ISNUMBER($F102),$F102,ISNUMBER($G102),$G102,AND($E102=0,$F102=0,$G102=0),1)","v":0},{"$f":"IF(ISNUMBER(MATCH(AY$96,$H102:$T102,0)),1,0)*IF(ISNUMBER($G102),(1-$G102),1) + IF(ISNUMBER(MATCH(AY$96,$U102:$Z102,0)),-1,0)*_xlfn.IFS(ISNUMBER($E102),$E102,ISNUMBER($F102),$F102,ISNUMBER($G102),$G102,AND($E102=0,$F102=0,$G102=0),1)","v":0},{"$f":"IF(ISNUMBER(MATCH(AZ$96,$H102:$T102,0)),1,0)*IF(ISNUMBER($G102),(1-$G102),1) + IF(ISNUMBER(MATCH(AZ$96,$U102:$Z102,0)),-1,0)*_xlfn.IFS(ISNUMBER($E102),$E102,ISNUMBER($F102),$F102,ISNUMBER($G102),$G102,AND($E102=0,$F102=0,$G102=0),1)","v":0},{"$f":"IF(ISNUMBER(MATCH(BA$96,$H102:$T102,0)),1,0)*IF(ISNUMBER($G102),(1-$G102),1) + IF(ISNUMBER(MATCH(BA$96,$U102:$Z102,0)),-1,0)*_xlfn.IFS(ISNUMBER($E102),$E102,ISNUMBER($F102),$F102,ISNUMBER($G102),$G102,AND($E102=0,$F102=0,$G102=0),1)","v":0},{"$f":"IF(ISNUMBER(MATCH(BB$96,$H102:$T102,0)),1,0)*IF(ISNUMBER($G102),(1-$G102),1) + IF(ISNUMBER(MATCH(BB$96,$U102:$Z102,0)),-1,0)*_xlfn.IFS(ISNUMBER($E102),$E102,ISNUMBER($F102),$F102,ISNUMBER($G102),$G102,AND($E102=0,$F102=0,$G102=0),1)","v":0},{"$f":"IF(ISNUMBER(MATCH(BC$96,$H102:$T102,0)),1,0)*IF(ISNUMBER($G102),(1-$G102),1) + IF(ISNUMBER(MATCH(BC$96,$U102:$Z102,0)),-1,0)*_xlfn.IFS(ISNUMBER($E102),$E102,ISNUMBER($F102),$F102,ISNUMBER($G102),$G102,AND($E102=0,$F102=0,$G102=0),1)","v":0},{"$f":"IF(ISNUMBER(MATCH(BD$96,$H102:$T102,0)),1,0)*IF(ISNUMBER($G102),(1-$G102),1) + IF(ISNUMBER(MATCH(BD$96,$U102:$Z102,0)),-1,0)*_xlfn.IFS(ISNUMBER($E102),$E102,ISNUMBER($F102),$F102,ISNUMBER($G102),$G102,AND($E102=0,$F102=0,$G102=0),1)","v":0},{"$f":"IF(ISNUMBER(MATCH(BE$96,$H102:$T102,0)),1,0)*IF(ISNUMBER($G102),(1-$G102),1) + IF(ISNUMBER(MATCH(BE$96,$U102:$Z102,0)),-1,0)*_xlfn.IFS(ISNUMBER($E102),$E102,ISNUMBER($F102),$F102,ISNUMBER($G102),$G102,AND($E102=0,$F102=0,$G102=0),1)","v":0},{"$f":"IF(ISNUMBER(MATCH(BF$96,$H102:$T102,0)),1,0)*IF(ISNUMBER($G102),(1-$G102),1) + IF(ISNUMBER(MATCH(BF$96,$U102:$Z102,0)),-1,0)*_xlfn.IFS(ISNUMBER($E102),$E102,ISNUMBER($F102),$F102,ISNUMBER($G102),$G102,AND($E102=0,$F102=0,$G102=0),1)","v":0},{"$f":"IF(ISNUMBER(MATCH(BG$96,$H102:$T102,0)),1,0)*IF(ISNUMBER($G102),(1-$G102),1) + IF(ISNUMBER(MATCH(BG$96,$U102:$Z102,0)),-1,0)*_xlfn.IFS(ISNUMBER($E102),$E102,ISNUMBER($F102),$F102,ISNUMBER($G102),$G102,AND($E102=0,$F102=0,$G102=0),1)","v":0},{"$f":"IF(ISNUMBER(MATCH(BH$96,$H102:$T102,0)),1,0)*IF(ISNUMBER($G102),(1-$G102),1) + IF(ISNUMBER(MATCH(BH$96,$U102:$Z102,0)),-1,0)*_xlfn.IFS(ISNUMBER($E102),$E102,ISNUMBER($F102),$F102,ISNUMBER($G102),$G102,AND($E102=0,$F102=0,$G102=0),1)","v":0},{"$f":"IF(ISNUMBER(MATCH(BI$96,$H102:$T102,0)),1,0)*IF(ISNUMBER($G102),(1-$G102),1) + IF(ISNUMBER(MATCH(BI$96,$U102:$Z102,0)),-1,0)*_xlfn.IFS(ISNUMBER($E102),$E102,ISNUMBER($F102),$F102,ISNUMBER($G102),$G102,AND($E102=0,$F102=0,$G102=0),1)","v":0},{"$f":"IF(ISNUMBER(MATCH(BJ$96,$H102:$T102,0)),1,0)*IF(ISNUMBER($G102),(1-$G102),1) + IF(ISNUMBER(MATCH(BJ$96,$U102:$Z102,0)),-1,0)*_xlfn.IFS(ISNUMBER($E102),$E102,ISNUMBER($F102),$F102,ISNUMBER($G102),$G102,AND($E102=0,$F102=0,$G102=0),1)","v":0},{"$f":"IF(ISNUMBER(MATCH(BK$96,$H102:$T102,0)),1,0)*IF(ISNUMBER($G102),(1-$G102),1) + IF(ISNUMBER(MATCH(BK$96,$U102:$Z102,0)),-1,0)*_xlfn.IFS(ISNUMBER($E102),$E102,ISNUMBER($F102),$F102,ISNUMBER($G102),$G102,AND($E102=0,$F102=0,$G102=0),1)","v":0},null,0]
[null,null,"ITE load (L4)",null,{"$f":"D94","v":0.71547300000000003},null,null,"w_dr1_cl1,l4","w_dr1_cl1,l4","w_dr1_cl1,l4","w_dr1_cl1,l4","w_dr1_cl1,l4",null,null,null,null,null,null,null,null,"e_dr1_cl1",null,null,null,null,null,null,"w_dr1_cl1,l3",null,null,{"$f":"IF(ISNUMBER(MATCH(AE$96,$H103:$T103,0)),1,0)*IF(ISNUMBER($G103),(1-$G103),1) + IF(ISNUMBER(MATCH(AE$96,$U103:$Z103,0)),-1,0)*_xlfn.IFS(ISNUMBER($E103),$E103,ISNUMBER($F103),$F103,ISNUMBER($G103),$G103,AND($E103=0,$F103=0,$G103=0),1)","v":0},{"$f":"IF(ISNUMBER(MATCH(AF$96,$H103:$T103,0)),1,0)*IF(ISNUMBER($G103),(1-$G103),1) + IF(ISNUMBER(MATCH(AF$96,$U103:$Z103,0)),-1,0)*_xlfn.IFS(ISNUMBER($E103),$E103,ISNUMBER($F103),$F103,ISNUMBER($G103),$G103,AND($E103=0,$F103=0,$G103=0),1)","v":0},{"$f":"IF(ISNUMBER(MATCH(AG$96,$H103:$T103,0)),1,0)*IF(ISNUMBER($G103),(1-$G103),1) + IF(ISNUMBER(MATCH(AG$96,$U103:$Z103,0)),-1,0)*_xlfn.IFS(ISNUMBER($E103),$E103,ISNUMBER($F103),$F103,ISNUMBER($G103),$G103,AND($E103=0,$F103=0,$G103=0),1)","v":-0.71547300000000003},{"$f":"IF(ISNUMBER(MATCH(AH$96,$H103:$T103,0)),1,0)*IF(ISNUMBER($G103),(1-$G103),1) + IF(ISNUMBER(MATCH(AH$96,$U103:$Z103,0)),-1,0)*_xlfn.IFS(ISNUMBER($E103),$E103,ISNUMBER($F103),$F103,ISNUMBER($G103),$G103,AND($E103=0,$F103=0,$G103=0),1)","v":0},{"$f":"IF(ISNUMBER(MATCH(AI$96,$H103:$T103,0)),1,0)*IF(ISNUMBER($G103),(1-$G103),1) + IF(ISNUMBER(MATCH(AI$96,$U103:$Z103,0)),-1,0)*_xlfn.IFS(ISNUMBER($E103),$E103,ISNUMBER($F103),$F103,ISNUMBER($G103),$G103,AND($E103=0,$F103=0,$G103=0),1)","v":0},{"$f":"IF(ISNUMBER(MATCH(AJ$96,$H103:$T103,0)),1,0)*IF(ISNUMBER($G103),(1-$G103),1) + IF(ISNUMBER(MATCH(AJ$96,$U103:$Z103,0)),-1,0)*_xlfn.IFS(ISNUMBER($E103),$E103,ISNUMBER($F103),$F103,ISNUMBER($G103),$G103,AND($E103=0,$F103=0,$G103=0),1)","v":0},{"$f":"IF(ISNUMBER(MATCH(AK$96,$H103:$T103,0)),1,0)*IF(ISNUMBER($G103),(1-$G103),1) + IF(ISNUMBER(MATCH(AK$96,$U103:$Z103,0)),-1,0)*_xlfn.IFS(ISNUMBER($E103),$E103,ISNUMBER($F103),$F103,ISNUMBER($G103),$G103,AND($E103=0,$F103=0,$G103=0),1)","v":0},{"$f":"IF(ISNUMBER(MATCH(AL$96,$H103:$T103,0)),1,0)*IF(ISNUMBER($G103),(1-$G103),1) + IF(ISNUMBER(MATCH(AL$96,$U103:$Z103,0)),-1,0)*_xlfn.IFS(ISNUMBER($E103),$E103,ISNUMBER($F103),$F103,ISNUMBER($G103),$G103,AND($E103=0,$F103=0,$G103=0),1)","v":1},{"$f":"IF(ISNUMBER(MATCH(AM$96,$H103:$T103,0)),1,0)*IF(ISNUMBER($G103),(1-$G103),1) + IF(ISNUMBER(MATCH(AM$96,$U103:$Z103,0)),-1,0)*_xlfn.IFS(ISNUMBER($E103),$E103,ISNUMBER($F103),$F103,ISNUMBER($G103),$G103,AND($E103=0,$F103=0,$G103=0),1)","v":0},{"$f":"IF(ISNUMBER(MATCH(AN$96,$H103:$T103,0)),1,0)*IF(ISNUMBER($G103),(1-$G103),1) + IF(ISNUMBER(MATCH(AN$96,$U103:$Z103,0)),-1,0)*_xlfn.IFS(ISNUMBER($E103),$E103,ISNUMBER($F103),$F103,ISNUMBER($G103),$G103,AND($E103=0,$F103=0,$G103=0),1)","v":0},{"$f":"IF(ISNUMBER(MATCH(AO$96,$H103:$T103,0)),1,0)*IF(ISNUMBER($G103),(1-$G103),1) + IF(ISNUMBER(MATCH(AO$96,$U103:$Z103,0)),-1,0)*_xlfn.IFS(ISNUMBER($E103),$E103,ISNUMBER($F103),$F103,ISNUMBER($G103),$G103,AND($E103=0,$F103=0,$G103=0),1)","v":0},{"$f":"IF(ISNUMBER(MATCH(AP$96,$H103:$T103,0)),1,0)*IF(ISNUMBER($G103),(1-$G103),1) + IF(ISNUMBER(MATCH(AP$96,$U103:$Z103,0)),-1,0)*_xlfn.IFS(ISNUMBER($E103),$E103,ISNUMBER($F103),$F103,ISNUMBER($G103),$G103,AND($E103=0,$F103=0,$G103=0),1)","v":0},{"$f":"IF(ISNUMBER(MATCH(AQ$96,$H103:$T103,0)),1,0)*IF(ISNUMBER($G103),(1-$G103),1) + IF(ISNUMBER(MATCH(AQ$96,$U103:$Z103,0)),-1,0)*_xlfn.IFS(ISNUMBER($E103),$E103,ISNUMBER($F103),$F103,ISNUMBER($G103),$G103,AND($E103=0,$F103=0,$G103=0),1)","v":0},{"$f":"IF(ISNUMBER(MATCH(AR$96,$H103:$T103,0)),1,0)*IF(ISNUMBER($G103),(1-$G103),1) + IF(ISNUMBER(MATCH(AR$96,$U103:$Z103,0)),-1,0)*_xlfn.IFS(ISNUMBER($E103),$E103,ISNUMBER($F103),$F103,ISNUMBER($G103),$G103,AND($E103=0,$F103=0,$G103=0),1)","v":0},{"$f":"IF(ISNUMBER(MATCH(AS$96,$H103:$T103,0)),1,0)*IF(ISNUMBER($G103),(1-$G103),1) + IF(ISNUMBER(MATCH(AS$96,$U103:$Z103,0)),-1,0)*_xlfn.IFS(ISNUMBER($E103),$E103,ISNUMBER($F103),$F103,ISNUMBER($G103),$G103,AND($E103=0,$F103=0,$G103=0),1)","v":0},{"$f":"IF(ISNUMBER(MATCH(AT$96,$H103:$T103,0)),1,0)*IF(ISNUMBER($G103),(1-$G103),1) + IF(ISNUMBER(MATCH(AT$96,$U103:$Z103,0)),-1,0)*_xlfn.IFS(ISNUMBER($E103),$E103,ISNUMBER($F103),$F103,ISNUMBER($G103),$G103,AND($E103=0,$F103=0,$G103=0),1)","v":0},{"$f":"IF(ISNUMBER(MATCH(AU$96,$H103:$T103,0)),1,0)*IF(ISNUMBER($G103),(1-$G103),1) + IF(ISNUMBER(MATCH(AU$96,$U103:$Z103,0)),-1,0)*_xlfn.IFS(ISNUMBER($E103),$E103,ISNUMBER($F103),$F103,ISNUMBER($G103),$G103,AND($E103=0,$F103=0,$G103=0),1)","v":0},{"$f":"IF(ISNUMBER(MATCH(AV$96,$H103:$T103,0)),1,0)*IF(ISNUMBER($G103),(1-$G103),1) + IF(ISNUMBER(MATCH(AV$96,$U103:$Z103,0)),-1,0)*_xlfn.IFS(ISNUMBER($E103),$E103,ISNUMBER($F103),$F103,ISNUMBER($G103),$G103,AND($E103=0,$F103=0,$G103=0),1)","v":0},{"$f":"IF(ISNUMBER(MATCH(AW$96,$H103:$T103,0)),1,0)*IF(ISNUMBER($G103),(1-$G103),1) + IF(ISNUMBER(MATCH(AW$96,$U103:$Z103,0)),-1,0)*_xlfn.IFS(ISNUMBER($E103),$E103,ISNUMBER($F103),$F103,ISNUMBER($G103),$G103,AND($E103=0,$F103=0,$G103=0),1)","v":0},{"$f":"IF(ISNUMBER(MATCH(AX$96,$H103:$T103,0)),1,0)*IF(ISNUMBER($G103),(1-$G103),1) + IF(ISNUMBER(MATCH(AX$96,$U103:$Z103,0)),-1,0)*_xlfn.IFS(ISNUMBER($E103),$E103,ISNUMBER($F103),$F103,ISNUMBER($G103),$G103,AND($E103=0,$F103=0,$G103=0),1)","v":0},{"$f":"IF(ISNUMBER(MATCH(AY$96,$H103:$T103,0)),1,0)*IF(ISNUMBER($G103),(1-$G103),1) + IF(ISNUMBER(MATCH(AY$96,$U103:$Z103,0)),-1,0)*_xlfn.IFS(ISNUMBER($E103),$E103,ISNUMBER($F103),$F103,ISNUMBER($G103),$G103,AND($E103=0,$F103=0,$G103=0),1)","v":0},{"$f":"IF(ISNUMBER(MATCH(AZ$96,$H103:$T103,0)),1,0)*IF(ISNUMBER($G103),(1-$G103),1) + IF(ISNUMBER(MATCH(AZ$96,$U103:$Z103,0)),-1,0)*_xlfn.IFS(ISNUMBER($E103),$E103,ISNUMBER($F103),$F103,ISNUMBER($G103),$G103,AND($E103=0,$F103=0,$G103=0),1)","v":0},{"$f":"IF(ISNUMBER(MATCH(BA$96,$H103:$T103,0)),1,0)*IF(ISNUMBER($G103),(1-$G103),1) + IF(ISNUMBER(MATCH(BA$96,$U103:$Z103,0)),-1,0)*_xlfn.IFS(ISNUMBER($E103),$E103,ISNUMBER($F103),$F103,ISNUMBER($G103),$G103,AND($E103=0,$F103=0,$G103=0),1)","v":0},{"$f":"IF(ISNUMBER(MATCH(BB$96,$H103:$T103,0)),1,0)*IF(ISNUMBER($G103),(1-$G103),1) + IF(ISNUMBER(MATCH(BB$96,$U103:$Z103,0)),-1,0)*_xlfn.IFS(ISNUMBER($E103),$E103,ISNUMBER($F103),$F103,ISNUMBER($G103),$G103,AND($E103=0,$F103=0,$G103=0),1)","v":0},{"$f":"IF(ISNUMBER(MATCH(BC$96,$H103:$T103,0)),1,0)*IF(ISNUMBER($G103),(1-$G103),1) + IF(ISNUMBER(MATCH(BC$96,$U103:$Z103,0)),-1,0)*_xlfn.IFS(ISNUMBER($E103),$E103,ISNUMBER($F103),$F103,ISNUMBER($G103),$G103,AND($E103=0,$F103=0,$G103=0),1)","v":0},{"$f":"IF(ISNUMBER(MATCH(BD$96,$H103:$T103,0)),1,0)*IF(ISNUMBER($G103),(1-$G103),1) + IF(ISNUMBER(MATCH(BD$96,$U103:$Z103,0)),-1,0)*_xlfn.IFS(ISNUMBER($E103),$E103,ISNUMBER($F103),$F103,ISNUMBER($G103),$G103,AND($E103=0,$F103=0,$G103=0),1)","v":0},{"$f":"IF(ISNUMBER(MATCH(BE$96,$H103:$T103,0)),1,0)*IF(ISNUMBER($G103),(1-$G103),1) + IF(ISNUMBER(MATCH(BE$96,$U103:$Z103,0)),-1,0)*_xlfn.IFS(ISNUMBER($E103),$E103,ISNUMBER($F103),$F103,ISNUMBER($G103),$G103,AND($E103=0,$F103=0,$G103=0),1)","v":0},{"$f":"IF(ISNUMBER(MATCH(BF$96,$H103:$T103,0)),1,0)*IF(ISNUMBER($G103),(1-$G103),1) + IF(ISNUMBER(MATCH(BF$96,$U103:$Z103,0)),-1,0)*_xlfn.IFS(ISNUMBER($E103),$E103,ISNUMBER($F103),$F103,ISNUMBER($G103),$G103,AND($E103=0,$F103=0,$G103=0),1)","v":0},{"$f":"IF(ISNUMBER(MATCH(BG$96,$H103:$T103,0)),1,0)*IF(ISNUMBER($G103),(1-$G103),1) + IF(ISNUMBER(MATCH(BG$96,$U103:$Z103,0)),-1,0)*_xlfn.IFS(ISNUMBER($E103),$E103,ISNUMBER($F103),$F103,ISNUMBER($G103),$G103,AND($E103=0,$F103=0,$G103=0),1)","v":0},{"$f":"IF(ISNUMBER(MATCH(BH$96,$H103:$T103,0)),1,0)*IF(ISNUMBER($G103),(1-$G103),1) + IF(ISNUMBER(MATCH(BH$96,$U103:$Z103,0)),-1,0)*_xlfn.IFS(ISNUMBER($E103),$E103,ISNUMBER($F103),$F103,ISNUMBER($G103),$G103,AND($E103=0,$F103=0,$G103=0),1)","v":0},{"$f":"IF(ISNUMBER(MATCH(BI$96,$H103:$T103,0)),1,0)*IF(ISNUMBER($G103),(1-$G103),1) + IF(ISNUMBER(MATCH(BI$96,$U103:$Z103,0)),-1,0)*_xlfn.IFS(ISNUMBER($E103),$E103,ISNUMBER($F103),$F103,ISNUMBER($G103),$G103,AND($E103=0,$F103=0,$G103=0),1)","v":0},{"$f":"IF(ISNUMBER(MATCH(BJ$96,$H103:$T103,0)),1,0)*IF(ISNUMBER($G103),(1-$G103),1) + IF(ISNUMBER(MATCH(BJ$96,$U103:$Z103,0)),-1,0)*_xlfn.IFS(ISNUMBER($E103),$E103,ISNUMBER($F103),$F103,ISNUMBER($G103),$G103,AND($E103=0,$F103=0,$G103=0),1)","v":0},{"$f":"IF(ISNUMBER(MATCH(BK$96,$H103:$T103,0)),1,0)*IF(ISNUMBER($G103),(1-$G103),1) + IF(ISNUMBER(MATCH(BK$96,$U103:$Z103,0)),-1,0)*_xlfn.IFS(ISNUMBER($E103),$E103,ISNUMBER($F103),$F103,ISNUMBER($G103),$G103,AND($E103=0,$F103=0,$G103=0),1)","v":0},null,0]
[null,"cluster 2","conservation",null,null,null,null,"e_dr1_cl2","e_dr1_cl2","e_dr1_cl2","e_dr1_cl2","e_dr1_cl2",null,null,null,null,null,null,null,null,"q_dr1_cl2,l","q_dr1_cl2,a",null,null,null,null,null,"w_dr1_cl1,l4",null,null,{"$f":"IF(ISNUMBER(MATCH(AE$96,$H104:$T104,0)),1,0)*IF(ISNUMBER($G104),(1-$G104),1) + IF(ISNUMBER(MATCH(AE$96,$U104:$Z104,0)),-1,0)*_xlfn.IFS(ISNUMBER($E104),$E104,ISNUMBER($F104),$F104,ISNUMBER($G104),$G104,AND($E104=0,$F104=0,$G104=0),1)","v":0},{"$f":"IF(ISNUMBER(MATCH(AF$96,$H104:$T104,0)),1,0)*IF(ISNUMBER($G104),(1-$G104),1) + IF(ISNUMBER(MATCH(AF$96,$U104:$Z104,0)),-1,0)*_xlfn.IFS(ISNUMBER($E104),$E104,ISNUMBER($F104),$F104,ISNUMBER($G104),$G104,AND($E104=0,$F104=0,$G104=0),1)","v":0},{"$f":"IF(ISNUMBER(MATCH(AG$96,$H104:$T104,0)),1,0)*IF(ISNUMBER($G104),(1-$G104),1) + IF(ISNUMBER(MATCH(AG$96,$U104:$Z104,0)),-1,0)*_xlfn.IFS(ISNUMBER($E104),$E104,ISNUMBER($F104),$F104,ISNUMBER($G104),$G104,AND($E104=0,$F104=0,$G104=0),1)","v":0},{"$f":"IF(ISNUMBER(MATCH(AH$96,$H104:$T104,0)),1,0)*IF(ISNUMBER($G104),(1-$G104),1) + IF(ISNUMBER(MATCH(AH$96,$U104:$Z104,0)),-1,0)*_xlfn.IFS(ISNUMBER($E104),$E104,ISNUMBER($F104),$F104,ISNUMBER($G104),$G104,AND($E104=0,$F104=0,$G104=0),1)","v":0},{"$f":"IF(ISNUMBER(MATCH(AI$96,$H104:$T104,0)),1,0)*IF(ISNUMBER($G104),(1-$G104),1) + IF(ISNUMBER(MATCH(AI$96,$U104:$Z104,0)),-1,0)*_xlfn.IFS(ISNUMBER($E104),$E104,ISNUMBER($F104),$F104,ISNUMBER($G104),$G104,AND($E104=0,$F104=0,$G104=0),1)","v":0},{"$f":"IF(ISNUMBER(MATCH(AJ$96,$H104:$T104,0)),1,0)*IF(ISNUMBER($G104),(1-$G104),1) + IF(ISNUMBER(MATCH(AJ$96,$U104:$Z104,0)),-1,0)*_xlfn.IFS(ISNUMBER($E104),$E104,ISNUMBER($F104),$F104,ISNUMBER($G104),$G104,AND($E104=0,$F104=0,$G104=0),1)","v":0},{"$f":"IF(ISNUMBER(MATCH(AK$96,$H104:$T104,0)),1,0)*IF(ISNUMBER($G104),(1-$G104),1) + IF(ISNUMBER(MATCH(AK$96,$U104:$Z104,0)),-1,0)*_xlfn.IFS(ISNUMBER($E104),$E104,ISNUMBER($F104),$F104,ISNUMBER($G104),$G104,AND($E104=0,$F104=0,$G104=0),1)","v":0},{"$f":"IF(ISNUMBER(MATCH(AL$96,$H104:$T104,0)),1,0)*IF(ISNUMBER($G104),(1-$G104),1) + IF(ISNUMBER(MATCH(AL$96,$U104:$Z104,0)),-1,0)*_xlfn.IFS(ISNUMBER($E104),$E104,ISNUMBER($F104),$F104,ISNUMBER($G104),$G104,AND($E104=0,$F104=0,$G104=0),1)","v":0},{"$f":"IF(ISNUMBER(MATCH(AM$96,$H104:$T104,0)),1,0)*IF(ISNUMBER($G104),(1-$G104),1) + IF(ISNUMBER(MATCH(AM$96,$U104:$Z104,0)),-1,0)*_xlfn.IFS(ISNUMBER($E104),$E104,ISNUMBER($F104),$F104,ISNUMBER($G104),$G104,AND($E104=0,$F104=0,$G104=0),1)","v":1},{"$f":"IF(ISNUMBER(MATCH(AN$96,$H104:$T104,0)),1,0)*IF(ISNUMBER($G104),(1-$G104),1) + IF(ISNUMBER(MATCH(AN$96,$U104:$Z104,0)),-1,0)*_xlfn.IFS(ISNUMBER($E104),$E104,ISNUMBER($F104),$F104,ISNUMBER($G104),$G104,AND($E104=0,$F104=0,$G104=0),1)","v":-1},{"$f":"IF(ISNUMBER(MATCH(AO$96,$H104:$T104,0)),1,0)*IF(ISNUMBER($G104),(1-$G104),1) + IF(ISNUMBER(MATCH(AO$96,$U104:$Z104,0)),-1,0)*_xlfn.IFS(ISNUMBER($E104),$E104,ISNUMBER($F104),$F104,ISNUMBER($G104),$G104,AND($E104=0,$F104=0,$G104=0),1)","v":-1},{"$f":"IF(ISNUMBER(MATCH(AP$96,$H104:$T104,0)),1,0)*IF(ISNUMBER($G104),(1-$G104),1) + IF(ISNUMBER(MATCH(AP$96,$U104:$Z104,0)),-1,0)*_xlfn.IFS(ISNUMBER($E104),$E104,ISNUMBER($F104),$F104,ISNUMBER($G104),$G104,AND($E104=0,$F104=0,$G104=0),1)","v":0},{"$f":"IF(ISNUMBER(MATCH(AQ$96,$H104:$T104,0)),1,0)*IF(ISNUMBER($G104),(1-$G104),1) + IF(ISNUMBER(MATCH(AQ$96,$U104:$Z104,0)),-1,0)*_xlfn.IFS(ISNUMBER($E104),$E104,ISNUMBER($F104),$F104,ISNUMBER($G104),$G104,AND($E104=0,$F104=0,$G104=0),1)","v":0},{"$f":"IF(ISNUMBER(MATCH(AR$96,$H104:$T104,0)),1,0)*IF(ISNUMBER($G104),(1-$G104),1) + IF(ISNUMBER(MATCH(AR$96,$U104:$Z104,0)),-1,0)*_xlfn.IFS(ISNUMBER($E104),$E104,ISNUMBER($F104),$F104,ISNUMBER($G104),$G104,AND($E104=0,$F104=0,$G104=0),1)","v":0},{"$f":"IF(ISNUMBER(MATCH(AS$96,$H104:$T104,0)),1,0)*IF(ISNUMBER($G104),(1-$G104),1) + IF(ISNUMBER(MATCH(AS$96,$U104:$Z104,0)),-1,0)*_xlfn.IFS(ISNUMBER($E104),$E104,ISNUMBER($F104),$F104,ISNUMBER($G104),$G104,AND($E104=0,$F104=0,$G104=0),1)","v":0},{"$f":"IF(ISNUMBER(MATCH(AT$96,$H104:$T104,0)),1,0)*IF(ISNUMBER($G104),(1-$G104),1) + IF(ISNUMBER(MATCH(AT$96,$U104:$Z104,0)),-1,0)*_xlfn.IFS(ISNUMBER($E104),$E104,ISNUMBER($F104),$F104,ISNUMBER($G104),$G104,AND($E104=0,$F104=0,$G104=0),1)","v":0},{"$f":"IF(ISNUMBER(MATCH(AU$96,$H104:$T104,0)),1,0)*IF(ISNUMBER($G104),(1-$G104),1) + IF(ISNUMBER(MATCH(AU$96,$U104:$Z104,0)),-1,0)*_xlfn.IFS(ISNUMBER($E104),$E104,ISNUMBER($F104),$F104,ISNUMBER($G104),$G104,AND($E104=0,$F104=0,$G104=0),1)","v":0},{"$f":"IF(ISNUMBER(MATCH(AV$96,$H104:$T104,0)),1,0)*IF(ISNUMBER($G104),(1-$G104),1) + IF(ISNUMBER(MATCH(AV$96,$U104:$Z104,0)),-1,0)*_xlfn.IFS(ISNUMBER($E104),$E104,ISNUMBER($F104),$F104,ISNUMBER($G104),$G104,AND($E104=0,$F104=0,$G104=0),1)","v":0},{"$f":"IF(ISNUMBER(MATCH(AW$96,$H104:$T104,0)),1,0)*IF(ISNUMBER($G104),(1-$G104),1) + IF(ISNUMBER(MATCH(AW$96,$U104:$Z104,0)),-1,0)*_xlfn.IFS(ISNUMBER($E104),$E104,ISNUMBER($F104),$F104,ISNUMBER($G104),$G104,AND($E104=0,$F104=0,$G104=0),1)","v":0},{"$f":"IF(ISNUMBER(MATCH(AX$96,$H104:$T104,0)),1,0)*IF(ISNUMBER($G104),(1-$G104),1) + IF(ISNUMBER(MATCH(AX$96,$U104:$Z104,0)),-1,0)*_xlfn.IFS(ISNUMBER($E104),$E104,ISNUMBER($F104),$F104,ISNUMBER($G104),$G104,AND($E104=0,$F104=0,$G104=0),1)","v":0},{"$f":"IF(ISNUMBER(MATCH(AY$96,$H104:$T104,0)),1,0)*IF(ISNUMBER($G104),(1-$G104),1) + IF(ISNUMBER(MATCH(AY$96,$U104:$Z104,0)),-1,0)*_xlfn.IFS(ISNUMBER($E104),$E104,ISNUMBER($F104),$F104,ISNUMBER($G104),$G104,AND($E104=0,$F104=0,$G104=0),1)","v":0},{"$f":"IF(ISNUMBER(MATCH(AZ$96,$H104:$T104,0)),1,0)*IF(ISNUMBER($G104),(1-$G104),1) + IF(ISNUMBER(MATCH(AZ$96,$U104:$Z104,0)),-1,0)*_xlfn.IFS(ISNUMBER($E104),$E104,ISNUMBER($F104),$F104,ISNUMBER($G104),$G104,AND($E104=0,$F104=0,$G104=0),1)","v":0},{"$f":"IF(ISNUMBER(MATCH(BA$96,$H104:$T104,0)),1,0)*IF(ISNUMBER($G104),(1-$G104),1) + IF(ISNUMBER(MATCH(BA$96,$U104:$Z104,0)),-1,0)*_xlfn.IFS(ISNUMBER($E104),$E104,ISNUMBER($F104),$F104,ISNUMBER($G104),$G104,AND($E104=0,$F104=0,$G104=0),1)","v":0},{"$f":"IF(ISNUMBER(MATCH(BB$96,$H104:$T104,0)),1,0)*IF(ISNUMBER($G104),(1-$G104),1) + IF(ISNUMBER(MATCH(BB$96,$U104:$Z104,0)),-1,0)*_xlfn.IFS(ISNUMBER($E104),$E104,ISNUMBER($F104),$F104,ISNUMBER($G104),$G104,AND($E104=0,$F104=0,$G104=0),1)","v":0},{"$f":"IF(ISNUMBER(MATCH(BC$96,$H104:$T104,0)),1,0)*IF(ISNUMBER($G104),(1-$G104),1) + IF(ISNUMBER(MATCH(BC$96,$U104:$Z104,0)),-1,0)*_xlfn.IFS(ISNUMBER($E104),$E104,ISNUMBER($F104),$F104,ISNUMBER($G104),$G104,AND($E104=0,$F104=0,$G104=0),1)","v":0},{"$f":"IF(ISNUMBER(MATCH(BD$96,$H104:$T104,0)),1,0)*IF(ISNUMBER($G104),(1-$G104),1) + IF(ISNUMBER(MATCH(BD$96,$U104:$Z104,0)),-1,0)*_xlfn.IFS(ISNUMBER($E104),$E104,ISNUMBER($F104),$F104,ISNUMBER($G104),$G104,AND($E104=0,$F104=0,$G104=0),1)","v":0},{"$f":"IF(ISNUMBER(MATCH(BE$96,$H104:$T104,0)),1,0)*IF(ISNUMBER($G104),(1-$G104),1) + IF(ISNUMBER(MATCH(BE$96,$U104:$Z104,0)),-1,0)*_xlfn.IFS(ISNUMBER($E104),$E104,ISNUMBER($F104),$F104,ISNUMBER($G104),$G104,AND($E104=0,$F104=0,$G104=0),1)","v":0},{"$f":"IF(ISNUMBER(MATCH(BF$96,$H104:$T104,0)),1,0)*IF(ISNUMBER($G104),(1-$G104),1) + IF(ISNUMBER(MATCH(BF$96,$U104:$Z104,0)),-1,0)*_xlfn.IFS(ISNUMBER($E104),$E104,ISNUMBER($F104),$F104,ISNUMBER($G104),$G104,AND($E104=0,$F104=0,$G104=0),1)","v":0},{"$f":"IF(ISNUMBER(MATCH(BG$96,$H104:$T104,0)),1,0)*IF(ISNUMBER($G104),(1-$G104),1) + IF(ISNUMBER(MATCH(BG$96,$U104:$Z104,0)),-1,0)*_xlfn.IFS(ISNUMBER($E104),$E104,ISNUMBER($F104),$F104,ISNUMBER($G104),$G104,AND($E104=0,$F104=0,$G104=0),1)","v":0},{"$f":"IF(ISNUMBER(MATCH(BH$96,$H104:$T104,0)),1,0)*IF(ISNUMBER($G104),(1-$G104),1) + IF(ISNUMBER(MATCH(BH$96,$U104:$Z104,0)),-1,0)*_xlfn.IFS(ISNUMBER($E104),$E104,ISNUMBER($F104),$F104,ISNUMBER($G104),$G104,AND($E104=0,$F104=0,$G104=0),1)","v":0},{"$f":"IF(ISNUMBER(MATCH(BI$96,$H104:$T104,0)),1,0)*IF(ISNUMBER($G104),(1-$G104),1) + IF(ISNUMBER(MATCH(BI$96,$U104:$Z104,0)),-1,0)*_xlfn.IFS(ISNUMBER($E104),$E104,ISNUMBER($F104),$F104,ISNUMBER($G104),$G104,AND($E104=0,$F104=0,$G104=0),1)","v":0},{"$f":"IF(ISNUMBER(MATCH(BJ$96,$H104:$T104,0)),1,0)*IF(ISNUMBER($G104),(1-$G104),1) + IF(ISNUMBER(MATCH(BJ$96,$U104:$Z104,0)),-1,0)*_xlfn.IFS(ISNUMBER($E104),$E104,ISNUMBER($F104),$F104,ISNUMBER($G104),$G104,AND($E104=0,$F104=0,$G104=0),1)","v":0},{"$f":"IF(ISNUMBER(MATCH(BK$96,$H104:$T104,0)),1,0)*IF(ISNUMBER($G104),(1-$G104),1) + IF(ISNUMBER(MATCH(BK$96,$U104:$Z104,0)),-1,0)*_xlfn.IFS(ISNUMBER($E104),$E104,ISNUMBER($F104),$F104,ISNUMBER($G104),$G104,AND($E104=0,$F104=0,$G104=0),1)","v":0},null,0]
[null,null,"Split",null,null,null,{"$f":"E91","v":1},"q_dr1_cl2,a","q_dr1_cl2,a","q_dr1_cl2,a","q_dr1_cl2,a","q_dr1_cl2,a",null,null,null,null,null,null,null,null,"q_dr1_cl2,l",null,null,null,null,null,null,"e_dr1_cl2",null,null,{"$f":"IF(ISNUMBER(MATCH(AE$96,$H105:$T105,0)),1,0)*IF(ISNUMBER($G105),(1-$G105),1) + IF(ISNUMBER(MATCH(AE$96,$U105:$Z105,0)),-1,0)*_xlfn.IFS(ISNUMBER($E105),$E105,ISNUMBER($F105),$F105,ISNUMBER($G105),$G105,AND($E105=0,$F105=0,$G105=0),1)","v":0},{"$f":"IF(ISNUMBER(MATCH(AF$96,$H105:$T105,0)),1,0)*IF(ISNUMBER($G105),(1-$G105),1) + IF(ISNUMBER(MATCH(AF$96,$U105:$Z105,0)),-1,0)*_xlfn.IFS(ISNUMBER($E105),$E105,ISNUMBER($F105),$F105,ISNUMBER($G105),$G105,AND($E105=0,$F105=0,$G105=0),1)","v":0},{"$f":"IF(ISNUMBER(MATCH(AG$96,$H105:$T105,0)),1,0)*IF(ISNUMBER($G105),(1-$G105),1) + IF(ISNUMBER(MATCH(AG$96,$U105:$Z105,0)),-1,0)*_xlfn.IFS(ISNUMBER($E105),$E105,ISNUMBER($F105),$F105,ISNUMBER($G105),$G105,AND($E105=0,$F105=0,$G105=0),1)","v":0},{"$f":"IF(ISNUMBER(MATCH(AH$96,$H105:$T105,0)),1,0)*IF(ISNUMBER($G105),(1-$G105),1) + IF(ISNUMBER(MATCH(AH$96,$U105:$Z105,0)),-1,0)*_xlfn.IFS(ISNUMBER($E105),$E105,ISNUMBER($F105),$F105,ISNUMBER($G105),$G105,AND($E105=0,$F105=0,$G105=0),1)","v":0},{"$f":"IF(ISNUMBER(MATCH(AI$96,$H105:$T105,0)),1,0)*IF(ISNUMBER($G105),(1-$G105),1) + IF(ISNUMBER(MATCH(AI$96,$U105:$Z105,0)),-1,0)*_xlfn.IFS(ISNUMBER($E105),$E105,ISNUMBER($F105),$F105,ISNUMBER($G105),$G105,AND($E105=0,$F105=0,$G105=0),1)","v":0},{"$f":"IF(ISNUMBER(MATCH(AJ$96,$H105:$T105,0)),1,0)*IF(ISNUMBER($G105),(1-$G105),1) + IF(ISNUMBER(MATCH(AJ$96,$U105:$Z105,0)),-1,0)*_xlfn.IFS(ISNUMBER($E105),$E105,ISNUMBER($F105),$F105,ISNUMBER($G105),$G105,AND($E105=0,$F105=0,$G105=0),1)","v":0},{"$f":"IF(ISNUMBER(MATCH(AK$96,$H105:$T105,0)),1,0)*IF(ISNUMBER($G105),(1-$G105),1) + IF(ISNUMBER(MATCH(AK$96,$U105:$Z105,0)),-1,0)*_xlfn.IFS(ISNUMBER($E105),$E105,ISNUMBER($F105),$F105,ISNUMBER($G105),$G105,AND($E105=0,$F105=0,$G105=0),1)","v":0},{"$f":"IF(ISNUMBER(MATCH(AL$96,$H105:$T105,0)),1,0)*IF(ISNUMBER($G105),(1-$G105),1) + IF(ISNUMBER(MATCH(AL$96,$U105:$Z105,0)),-1,0)*_xlfn.IFS(ISNUMBER($E105),$E105,ISNUMBER($F105),$F105,ISNUMBER($G105),$G105,AND($E105=0,$F105=0,$G105=0),1)","v":0},{"$f":"IF(ISNUMBER(MATCH(AM$96,$H105:$T105,0)),1,0)*IF(ISNUMBER($G105),(1-$G105),1) + IF(ISNUMBER(MATCH(AM$96,$U105:$Z105,0)),-1,0)*_xlfn.IFS(ISNUMBER($E105),$E105,ISNUMBER($F105),$F105,ISNUMBER($G105),$G105,AND($E105=0,$F105=0,$G105=0),1)","v":0},{"$f":"IF(ISNUMBER(MATCH(AN$96,$H105:$T105,0)),1,0)*IF(ISNUMBER($G105),(1-$G105),1) + IF(ISNUMBER(MATCH(AN$96,$U105:$Z105,0)),-1,0)*_xlfn.IFS(ISNUMBER($E105),$E105,ISNUMBER($F105),$F105,ISNUMBER($G105),$G105,AND($E105=0,$F105=0,$G105=0),1)","v":0},{"$f":"IF(ISNUMBER(MATCH(AO$96,$H105:$T105,0)),1,0)*IF(ISNUMBER($G105),(1-$G105),1) + IF(ISNUMBER(MATCH(AO$96,$U105:$Z105,0)),-1,0)*_xlfn.IFS(ISNUMBER($E105),$E105,ISNUMBER($F105),$F105,ISNUMBER($G105),$G105,AND($E105=0,$F105=0,$G105=0),1)","v":-1},{"$f":"IF(ISNUMBER(MATCH(AP$96,$H105:$T105,0)),1,0)*IF(ISNUMBER($G105),(1-$G105),1) + IF(ISNUMBER(MATCH(AP$96,$U105:$Z105,0)),-1,0)*_xlfn.IFS(ISNUMBER($E105),$E105,ISNUMBER($F105),$F105,ISNUMBER($G105),$G105,AND($E105=0,$F105=0,$G105=0),1)","v":0},{"$f":"IF(ISNUMBER(MATCH(AQ$96,$H105:$T105,0)),1,0)*IF(ISNUMBER($G105),(1-$G105),1) + IF(ISNUMBER(MATCH(AQ$96,$U105:$Z105,0)),-1,0)*_xlfn.IFS(ISNUMBER($E105),$E105,ISNUMBER($F105),$F105,ISNUMBER($G105),$G105,AND($E105=0,$F105=0,$G105=0),1)","v":0},{"$f":"IF(ISNUMBER(MATCH(AR$96,$H105:$T105,0)),1,0)*IF(ISNUMBER($G105),(1-$G105),1) + IF(ISNUMBER(MATCH(AR$96,$U105:$Z105,0)),-1,0)*_xlfn.IFS(ISNUMBER($E105),$E105,ISNUMBER($F105),$F105,ISNUMBER($G105),$G105,AND($E105=0,$F105=0,$G105=0),1)","v":0},{"$f":"IF(ISNUMBER(MATCH(AS$96,$H105:$T105,0)),1,0)*IF(ISNUMBER($G105),(1-$G105),1) + IF(ISNUMBER(MATCH(AS$96,$U105:$Z105,0)),-1,0)*_xlfn.IFS(ISNUMBER($E105),$E105,ISNUMBER($F105),$F105,ISNUMBER($G105),$G105,AND($E105=0,$F105=0,$G105=0),1)","v":0},{"$f":"IF(ISNUMBER(MATCH(AT$96,$H105:$T105,0)),1,0)*IF(ISNUMBER($G105),(1-$G105),1) + IF(ISNUMBER(MATCH(AT$96,$U105:$Z105,0)),-1,0)*_xlfn.IFS(ISNUMBER($E105),$E105,ISNUMBER($F105),$F105,ISNUMBER($G105),$G105,AND($E105=0,$F105=0,$G105=0),1)","v":0},{"$f":"IF(ISNUMBER(MATCH(AU$96,$H105:$T105,0)),1,0)*IF(ISNUMBER($G105),(1-$G105),1) + IF(ISNUMBER(MATCH(AU$96,$U105:$Z105,0)),-1,0)*_xlfn.IFS(ISNUMBER($E105),$E105,ISNUMBER($F105),$F105,ISNUMBER($G105),$G105,AND($E105=0,$F105=0,$G105=0),1)","v":0},{"$f":"IF(ISNUMBER(MATCH(AV$96,$H105:$T105,0)),1,0)*IF(ISNUMBER($G105),(1-$G105),1) + IF(ISNUMBER(MATCH(AV$96,$U105:$Z105,0)),-1,0)*_xlfn.IFS(ISNUMBER($E105),$E105,ISNUMBER($F105),$F105,ISNUMBER($G105),$G105,AND($E105=0,$F105=0,$G105=0),1)","v":0},{"$f":"IF(ISNUMBER(MATCH(AW$96,$H105:$T105,0)),1,0)*IF(ISNUMBER($G105),(1-$G105),1) + IF(ISNUMBER(MATCH(AW$96,$U105:$Z105,0)),-1,0)*_xlfn.IFS(ISNUMBER($E105),$E105,ISNUMBER($F105),$F105,ISNUMBER($G105),$G105,AND($E105=0,$F105=0,$G105=0),1)","v":0},{"$f":"IF(ISNUMBER(MATCH(AX$96,$H105:$T105,0)),1,0)*IF(ISNUMBER($G105),(1-$G105),1) + IF(ISNUMBER(MATCH(AX$96,$U105:$Z105,0)),-1,0)*_xlfn.IFS(ISNUMBER($E105),$E105,ISNUMBER($F105),$F105,ISNUMBER($G105),$G105,AND($E105=0,$F105=0,$G105=0),1)","v":0},{"$f":"IF(ISNUMBER(MATCH(AY$96,$H105:$T105,0)),1,0)*IF(ISNUMBER($G105),(1-$G105),1) + IF(ISNUMBER(MATCH(AY$96,$U105:$Z105,0)),-1,0)*_xlfn.IFS(ISNUMBER($E105),$E105,ISNUMBER($F105),$F105,ISNUMBER($G105),$G105,AND($E105=0,$F105=0,$G105=0),1)","v":0},{"$f":"IF(ISNUMBER(MATCH(AZ$96,$H105:$T105,0)),1,0)*IF(ISNUMBER($G105),(1-$G105),1) + IF(ISNUMBER(MATCH(AZ$96,$U105:$Z105,0)),-1,0)*_xlfn.IFS(ISNUMBER($E105),$E105,ISNUMBER($F105),$F105,ISNUMBER($G105),$G105,AND($E105=0,$F105=0,$G105=0),1)","v":0},{"$f":"IF(ISNUMBER(MATCH(BA$96,$H105:$T105,0)),1,0)*IF(ISNUMBER($G105),(1-$G105),1) + IF(ISNUMBER(MATCH(BA$96,$U105:$Z105,0)),-1,0)*_xlfn.IFS(ISNUMBER($E105),$E105,ISNUMBER($F105),$F105,ISNUMBER($G105),$G105,AND($E105=0,$F105=0,$G105=0),1)","v":0},{"$f":"IF(ISNUMBER(MATCH(BB$96,$H105:$T105,0)),1,0)*IF(ISNUMBER($G105),(1-$G105),1) + IF(ISNUMBER(MATCH(BB$96,$U105:$Z105,0)),-1,0)*_xlfn.IFS(ISNUMBER($E105),$E105,ISNUMBER($F105),$F105,ISNUMBER($G105),$G105,AND($E105=0,$F105=0,$G105=0),1)","v":0},{"$f":"IF(ISNUMBER(MATCH(BC$96,$H105:$T105,0)),1,0)*IF(ISNUMBER($G105),(1-$G105),1) + IF(ISNUMBER(MATCH(BC$96,$U105:$Z105,0)),-1,0)*_xlfn.IFS(ISNUMBER($E105),$E105,ISNUMBER($F105),$F105,ISNUMBER($G105),$G105,AND($E105=0,$F105=0,$G105=0),1)","v":0},{"$f":"IF(ISNUMBER(MATCH(BD$96,$H105:$T105,0)),1,0)*IF(ISNUMBER($G105),(1-$G105),1) + IF(ISNUMBER(MATCH(BD$96,$U105:$Z105,0)),-1,0)*_xlfn.IFS(ISNUMBER($E105),$E105,ISNUMBER($F105),$F105,ISNUMBER($G105),$G105,AND($E105=0,$F105=0,$G105=0),1)","v":0},{"$f":"IF(ISNUMBER(MATCH(BE$96,$H105:$T105,0)),1,0)*IF(ISNUMBER($G105),(1-$G105),1) + IF(ISNUMBER(MATCH(BE$96,$U105:$Z105,0)),-1,0)*_xlfn.IFS(ISNUMBER($E105),$E105,ISNUMBER($F105),$F105,ISNUMBER($G105),$G105,AND($E105=0,$F105=0,$G105=0),1)","v":0},{"$f":"IF(ISNUMBER(MATCH(BF$96,$H105:$T105,0)),1,0)*IF(ISNUMBER($G105),(1-$G105),1) + IF(ISNUMBER(MATCH(BF$96,$U105:$Z105,0)),-1,0)*_xlfn.IFS(ISNUMBER($E105),$E105,ISNUMBER($F105),$F105,ISNUMBER($G105),$G105,AND($E105=0,$F105=0,$G105=0),1)","v":0},{"$f":"IF(ISNUMBER(MATCH(BG$96,$H105:$T105,0)),1,0)*IF(ISNUMBER($G105),(1-$G105),1) + IF(ISNUMBER(MATCH(BG$96,$U105:$Z105,0)),-1,0)*_xlfn.IFS(ISNUMBER($E105),$E105,ISNUMBER($F105),$F105,ISNUMBER($G105),$G105,AND($E105=0,$F105=0,$G105=0),1)","v":0},{"$f":"IF(ISNUMBER(MATCH(BH$96,$H105:$T105,0)),1,0)*IF(ISNUMBER($G105),(1-$G105),1) + IF(ISNUMBER(MATCH(BH$96,$U105:$Z105,0)),-1,0)*_xlfn.IFS(ISNUMBER($E105),$E105,ISNUMBER($F105),$F105,ISNUMBER($G105),$G105,AND($E105=0,$F105=0,$G105=0),1)","v":0},{"$f":"IF(ISNUMBER(MATCH(BI$96,$H105:$T105,0)),1,0)*IF(ISNUMBER($G105),(1-$G105),1) + IF(ISNUMBER(MATCH(BI$96,$U105:$Z105,0)),-1,0)*_xlfn.IFS(ISNUMBER($E105),$E105,ISNUMBER($F105),$F105,ISNUMBER($G105),$G105,AND($E105=0,$F105=0,$G105=0),1)","v":0},{"$f":"IF(ISNUMBER(MATCH(BJ$96,$H105:$T105,0)),1,0)*IF(ISNUMBER($G105),(1-$G105),1) + IF(ISNUMBER(MATCH(BJ$96,$U105:$Z105,0)),-1,0)*_xlfn.IFS(ISNUMBER($E105),$E105,ISNUMBER($F105),$F105,ISNUMBER($G105),$G105,AND($E105=0,$F105=0,$G105=0),1)","v":0},{"$f":"IF(ISNUMBER(MATCH(BK$96,$H105:$T105,0)),1,0)*IF(ISNUMBER($G105),(1-$G105),1) + IF(ISNUMBER(MATCH(BK$96,$U105:$Z105,0)),-1,0)*_xlfn.IFS(ISNUMBER($E105),$E105,ISNUMBER($F105),$F105,ISNUMBER($G105),$G105,AND($E105=0,$F105=0,$G105=0),1)","v":0},null,0]
[null,null,"Load",{"$f":"E82*E84","v":0},null,null,null,"e_dr1_cl2","e_dr1_cl2","e_dr1_cl2","e_dr1_cl2","e_dr1_cl2",null,null,null,null,null,null,null,null,null,null,null,null,null,null,null,"q_dr1_cl2,a",null,null,{"$f":"IF(ISNUMBER(MATCH(AE$96,$H106:$T106,0)),1,0)*IF(ISNUMBER($G106),(1-$G106),1) + IF(ISNUMBER(MATCH(AE$96,$U106:$Z106,0)),-1,0)*_xlfn.IFS(ISNUMBER($E106),$E106,ISNUMBER($F106),$F106,ISNUMBER($G106),$G106,AND($E106=0,$F106=0,$G106=0),1)","v":0},{"$f":"IF(ISNUMBER(MATCH(AF$96,$H106:$T106,0)),1,0)*IF(ISNUMBER($G106),(1-$G106),1) + IF(ISNUMBER(MATCH(AF$96,$U106:$Z106,0)),-1,0)*_xlfn.IFS(ISNUMBER($E106),$E106,ISNUMBER($F106),$F106,ISNUMBER($G106),$G106,AND($E106=0,$F106=0,$G106=0),1)","v":0},{"$f":"IF(ISNUMBER(MATCH(AG$96,$H106:$T106,0)),1,0)*IF(ISNUMBER($G106),(1-$G106),1) + IF(ISNUMBER(MATCH(AG$96,$U106:$Z106,0)),-1,0)*_xlfn.IFS(ISNUMBER($E106),$E106,ISNUMBER($F106),$F106,ISNUMBER($G106),$G106,AND($E106=0,$F106=0,$G106=0),1)","v":0},{"$f":"IF(ISNUMBER(MATCH(AH$96,$H106:$T106,0)),1,0)*IF(ISNUMBER($G106),(1-$G106),1) + IF(ISNUMBER(MATCH(AH$96,$U106:$Z106,0)),-1,0)*_xlfn.IFS(ISNUMBER($E106),$E106,ISNUMBER($F106),$F106,ISNUMBER($G106),$G106,AND($E106=0,$F106=0,$G106=0),1)","v":0},{"$f":"IF(ISNUMBER(MATCH(AI$96,$H106:$T106,0)),1,0)*IF(ISNUMBER($G106),(1-$G106),1) + IF(ISNUMBER(MATCH(AI$96,$U106:$Z106,0)),-1,0)*_xlfn.IFS(ISNUMBER($E106),$E106,ISNUMBER($F106),$F106,ISNUMBER($G106),$G106,AND($E106=0,$F106=0,$G106=0),1)","v":0},{"$f":"IF(ISNUMBER(MATCH(AJ$96,$H106:$T106,0)),1,0)*IF(ISNUMBER($G106),(1-$G106),1) + IF(ISNUMBER(MATCH(AJ$96,$U106:$Z106,0)),-1,0)*_xlfn.IFS(ISNUMBER($E106),$E106,ISNUMBER($F106),$F106,ISNUMBER($G106),$G106,AND($E106=0,$F106=0,$G106=0),1)","v":0},{"$f":"IF(ISNUMBER(MATCH(AK$96,$H106:$T106,0)),1,0)*IF(ISNUMBER($G106),(1-$G106),1) + IF(ISNUMBER(MATCH(AK$96,$U106:$Z106,0)),-1,0)*_xlfn.IFS(ISNUMBER($E106),$E106,ISNUMBER($F106),$F106,ISNUMBER($G106),$G106,AND($E106=0,$F106=0,$G106=0),1)","v":0},{"$f":"IF(ISNUMBER(MATCH(AL$96,$H106:$T106,0)),1,0)*IF(ISNUMBER($G106),(1-$G106),1) + IF(ISNUMBER(MATCH(AL$96,$U106:$Z106,0)),-1,0)*_xlfn.IFS(ISNUMBER($E106),$E106,ISNUMBER($F106),$F106,ISNUMBER($G106),$G106,AND($E106=0,$F106=0,$G106=0),1)","v":0},{"$f":"IF(ISNUMBER(MATCH(AM$96,$H106:$T106,0)),1,0)*IF(ISNUMBER($G106),(1-$G106),1) + IF(ISNUMBER(MATCH(AM$96,$U106:$Z106,0)),-1,0)*_xlfn.IFS(ISNUMBER($E106),$E106,ISNUMBER($F106),$F106,ISNUMBER($G106),$G106,AND($E106=0,$F106=0,$G106=0),1)","v":1},{"$f":"IF(ISNUMBER(MATCH(AN$96,$H106:$T106,0)),1,0)*IF(ISNUMBER($G106),(1-$G106),1) + IF(ISNUMBER(MATCH(AN$96,$U106:$Z106,0)),-1,0)*_xlfn.IFS(ISNUMBER($E106),$E106,ISNUMBER($F106),$F106,ISNUMBER($G106),$G106,AND($E106=0,$F106=0,$G106=0),1)","v":0},{"$f":"IF(ISNUMBER(MATCH(AO$96,$H106:$T106,0)),1,0)*IF(ISNUMBER($G106),(1-$G106),1) + IF(ISNUMBER(MATCH(AO$96,$U106:$Z106,0)),-1,0)*_xlfn.IFS(ISNUMBER($E106),$E106,ISNUMBER($F106),$F106,ISNUMBER($G106),$G106,AND($E106=0,$F106=0,$G106=0),1)","v":0},{"$f":"IF(ISNUMBER(MATCH(AP$96,$H106:$T106,0)),1,0)*IF(ISNUMBER($G106),(1-$G106),1) + IF(ISNUMBER(MATCH(AP$96,$U106:$Z106,0)),-1,0)*_xlfn.IFS(ISNUMBER($E106),$E106,ISNUMBER($F106),$F106,ISNUMBER($G106),$G106,AND($E106=0,$F106=0,$G106=0),1)","v":0},{"$f":"IF(ISNUMBER(MATCH(AQ$96,$H106:$T106,0)),1,0)*IF(ISNUMBER($G106),(1-$G106),1) + IF(ISNUMBER(MATCH(AQ$96,$U106:$Z106,0)),-1,0)*_xlfn.IFS(ISNUMBER($E106),$E106,ISNUMBER($F106),$F106,ISNUMBER($G106),$G106,AND($E106=0,$F106=0,$G106=0),1)","v":0},{"$f":"IF(ISNUMBER(MATCH(AR$96,$H106:$T106,0)),1,0)*IF(ISNUMBER($G106),(1-$G106),1) + IF(ISNUMBER(MATCH(AR$96,$U106:$Z106,0)),-1,0)*_xlfn.IFS(ISNUMBER($E106),$E106,ISNUMBER($F106),$F106,ISNUMBER($G106),$G106,AND($E106=0,$F106=0,$G106=0),1)","v":0},{"$f":"IF(ISNUMBER(MATCH(AS$96,$H106:$T106,0)),1,0)*IF(ISNUMBER($G106),(1-$G106),1) + IF(ISNUMBER(MATCH(AS$96,$U106:$Z106,0)),-1,0)*_xlfn.IFS(ISNUMBER($E106),$E106,ISNUMBER($F106),$F106,ISNUMBER($G106),$G106,AND($E106=0,$F106=0,$G106=0),1)","v":0},{"$f":"IF(ISNUMBER(MATCH(AT$96,$H106:$T106,0)),1,0)*IF(ISNUMBER($G106),(1-$G106),1) + IF(ISNUMBER(MATCH(AT$96,$U106:$Z106,0)),-1,0)*_xlfn.IFS(ISNUMBER($E106),$E106,ISNUMBER($F106),$F106,ISNUMBER($G106),$G106,AND($E106=0,$F106=0,$G106=0),1)","v":0},{"$f":"IF(ISNUMBER(MATCH(AU$96,$H106:$T106,0)),1,0)*IF(ISNUMBER($G106),(1-$G106),1) + IF(ISNUMBER(MATCH(AU$96,$U106:$Z106,0)),-1,0)*_xlfn.IFS(ISNUMBER($E106),$E106,ISNUMBER($F106),$F106,ISNUMBER($G106),$G106,AND($E106=0,$F106=0,$G106=0),1)","v":0},{"$f":"IF(ISNUMBER(MATCH(AV$96,$H106:$T106,0)),1,0)*IF(ISNUMBER($G106),(1-$G106),1) + IF(ISNUMBER(MATCH(AV$96,$U106:$Z106,0)),-1,0)*_xlfn.IFS(ISNUMBER($E106),$E106,ISNUMBER($F106),$F106,ISNUMBER($G106),$G106,AND($E106=0,$F106=0,$G106=0),1)","v":0},{"$f":"IF(ISNUMBER(MATCH(AW$96,$H106:$T106,0)),1,0)*IF(ISNUMBER($G106),(1-$G106),1) + IF(ISNUMBER(MATCH(AW$96,$U106:$Z106,0)),-1,0)*_xlfn.IFS(ISNUMBER($E106),$E106,ISNUMBER($F106),$F106,ISNUMBER($G106),$G106,AND($E106=0,$F106=0,$G106=0),1)","v":0},{"$f":"IF(ISNUMBER(MATCH(AX$96,$H106:$T106,0)),1,0)*IF(ISNUMBER($G106),(1-$G106),1) + IF(ISNUMBER(MATCH(AX$96,$U106:$Z106,0)),-1,0)*_xlfn.IFS(ISNUMBER($E106),$E106,ISNUMBER($F106),$F106,ISNUMBER($G106),$G106,AND($E106=0,$F106=0,$G106=0),1)","v":0},{"$f":"IF(ISNUMBER(MATCH(AY$96,$H106:$T106,0)),1,0)*IF(ISNUMBER($G106),(1-$G106),1) + IF(ISNUMBER(MATCH(AY$96,$U106:$Z106,0)),-1,0)*_xlfn.IFS(ISNUMBER($E106),$E106,ISNUMBER($F106),$F106,ISNUMBER($G106),$G106,AND($E106=0,$F106=0,$G106=0),1)","v":0},{"$f":"IF(ISNUMBER(MATCH(AZ$96,$H106:$T106,0)),1,0)*IF(ISNUMBER($G106),(1-$G106),1) + IF(ISNUMBER(MATCH(AZ$96,$U106:$Z106,0)),-1,0)*_xlfn.IFS(ISNUMBER($E106),$E106,ISNUMBER($F106),$F106,ISNUMBER($G106),$G106,AND($E106=0,$F106=0,$G106=0),1)","v":0},{"$f":"IF(ISNUMBER(MATCH(BA$96,$H106:$T106,0)),1,0)*IF(ISNUMBER($G106),(1-$G106),1) + IF(ISNUMBER(MATCH(BA$96,$U106:$Z106,0)),-1,0)*_xlfn.IFS(ISNUMBER($E106),$E106,ISNUMBER($F106),$F106,ISNUMBER($G106),$G106,AND($E106=0,$F106=0,$G106=0),1)","v":0},{"$f":"IF(ISNUMBER(MATCH(BB$96,$H106:$T106,0)),1,0)*IF(ISNUMBER($G106),(1-$G106),1) + IF(ISNUMBER(MATCH(BB$96,$U106:$Z106,0)),-1,0)*_xlfn.IFS(ISNUMBER($E106),$E106,ISNUMBER($F106),$F106,ISNUMBER($G106),$G106,AND($E106=0,$F106=0,$G106=0),1)","v":0},{"$f":"IF(ISNUMBER(MATCH(BC$96,$H106:$T106,0)),1,0)*IF(ISNUMBER($G106),(1-$G106),1) + IF(ISNUMBER(MATCH(BC$96,$U106:$Z106,0)),-1,0)*_xlfn.IFS(ISNUMBER($E106),$E106,ISNUMBER($F106),$F106,ISNUMBER($G106),$G106,AND($E106=0,$F106=0,$G106=0),1)","v":0},{"$f":"IF(ISNUMBER(MATCH(BD$96,$H106:$T106,0)),1,0)*IF(ISNUMBER($G106),(1-$G106),1) + IF(ISNUMBER(MATCH(BD$96,$U106:$Z106,0)),-1,0)*_xlfn.IFS(ISNUMBER($E106),$E106,ISNUMBER($F106),$F106,ISNUMBER($G106),$G106,AND($E106=0,$F106=0,$G106=0),1)","v":0},{"$f":"IF(ISNUMBER(MATCH(BE$96,$H106:$T106,0)),1,0)*IF(ISNUMBER($G106),(1-$G106),1) + IF(ISNUMBER(MATCH(BE$96,$U106:$Z106,0)),-1,0)*_xlfn.IFS(ISNUMBER($E106),$E106,ISNUMBER($F106),$F106,ISNUMBER($G106),$G106,AND($E106=0,$F106=0,$G106=0),1)","v":0},{"$f":"IF(ISNUMBER(MATCH(BF$96,$H106:$T106,0)),1,0)*IF(ISNUMBER($G106),(1-$G106),1) + IF(ISNUMBER(MATCH(BF$96,$U106:$Z106,0)),-1,0)*_xlfn.IFS(ISNUMBER($E106),$E106,ISNUMBER($F106),$F106,ISNUMBER($G106),$G106,AND($E106=0,$F106=0,$G106=0),1)","v":0},{"$f":"IF(ISNUMBER(MATCH(BG$96,$H106:$T106,0)),1,0)*IF(ISNUMBER($G106),(1-$G106),1) + IF(ISNUMBER(MATCH(BG$96,$U106:$Z106,0)),-1,0)*_xlfn.IFS(ISNUMBER($E106),$E106,ISNUMBER($F106),$F106,ISNUMBER($G106),$G106,AND($E106=0,$F106=0,$G106=0),1)","v":0},{"$f":"IF(ISNUMBER(MATCH(BH$96,$H106:$T106,0)),1,0)*IF(ISNUMBER($G106),(1-$G106),1) + IF(ISNUMBER(MATCH(BH$96,$U106:$Z106,0)),-1,0)*_xlfn.IFS(ISNUMBER($E106),$E106,ISNUMBER($F106),$F106,ISNUMBER($G106),$G106,AND($E106=0,$F106=0,$G106=0),1)","v":0},{"$f":"IF(ISNUMBER(MATCH(BI$96,$H106:$T106,0)),1,0)*IF(ISNUMBER($G106),(1-$G106),1) + IF(ISNUMBER(MATCH(BI$96,$U106:$Z106,0)),-1,0)*_xlfn.IFS(ISNUMBER($E106),$E106,ISNUMBER($F106),$F106,ISNUMBER($G106),$G106,AND($E106=0,$F106=0,$G106=0),1)","v":0},{"$f":"IF(ISNUMBER(MATCH(BJ$96,$H106:$T106,0)),1,0)*IF(ISNUMBER($G106),(1-$G106),1) + IF(ISNUMBER(MATCH(BJ$96,$U106:$Z106,0)),-1,0)*_xlfn.IFS(ISNUMBER($E106),$E106,ISNUMBER($F106),$F106,ISNUMBER($G106),$G106,AND($E106=0,$F106=0,$G106=0),1)","v":0},{"$f":"IF(ISNUMBER(MATCH(BK$96,$H106:$T106,0)),1,0)*IF(ISNUMBER($G106),(1-$G106),1) + IF(ISNUMBER(MATCH(BK$96,$U106:$Z106,0)),-1,0)*_xlfn.IFS(ISNUMBER($E106),$E106,ISNUMBER($F106),$F106,ISNUMBER($G106),$G106,AND($E106=0,$F106=0,$G106=0),1)","v":0},null,0]
[null,null,"ITE load (L2)",null,{"$f":"E92","v":0},null,null,"w_dr1_cl2,l2","w_dr1_cl2,l2","w_dr1_cl2,l2","w_dr1_cl2,l2","w_dr1_cl2,l2",null,null,null,null,null,null,null,null,"e_dr1_cl2",null,null,null,null,null,null,"q_dr1_cl2,l",null,null,{"$f":"IF(ISNUMBER(MATCH(AE$96,$H107:$T107,0)),1,0)*IF(ISNUMBER($G107),(1-$G107),1) + IF(ISNUMBER(MATCH(AE$96,$U107:$Z107,0)),-1,0)*_xlfn.IFS(ISNUMBER($E107),$E107,ISNUMBER($F107),$F107,ISNUMBER($G107),$G107,AND($E107=0,$F107=0,$G107=0),1)","v":0},{"$f":"IF(ISNUMBER(MATCH(AF$96,$H107:$T107,0)),1,0)*IF(ISNUMBER($G107),(1-$G107),1) + IF(ISNUMBER(MATCH(AF$96,$U107:$Z107,0)),-1,0)*_xlfn.IFS(ISNUMBER($E107),$E107,ISNUMBER($F107),$F107,ISNUMBER($G107),$G107,AND($E107=0,$F107=0,$G107=0),1)","v":0},{"$f":"IF(ISNUMBER(MATCH(AG$96,$H107:$T107,0)),1,0)*IF(ISNUMBER($G107),(1-$G107),1) + IF(ISNUMBER(MATCH(AG$96,$U107:$Z107,0)),-1,0)*_xlfn.IFS(ISNUMBER($E107),$E107,ISNUMBER($F107),$F107,ISNUMBER($G107),$G107,AND($E107=0,$F107=0,$G107=0),1)","v":0},{"$f":"IF(ISNUMBER(MATCH(AH$96,$H107:$T107,0)),1,0)*IF(ISNUMBER($G107),(1-$G107),1) + IF(ISNUMBER(MATCH(AH$96,$U107:$Z107,0)),-1,0)*_xlfn.IFS(ISNUMBER($E107),$E107,ISNUMBER($F107),$F107,ISNUMBER($G107),$G107,AND($E107=0,$F107=0,$G107=0),1)","v":0},{"$f":"IF(ISNUMBER(MATCH(AI$96,$H107:$T107,0)),1,0)*IF(ISNUMBER($G107),(1-$G107),1) + IF(ISNUMBER(MATCH(AI$96,$U107:$Z107,0)),-1,0)*_xlfn.IFS(ISNUMBER($E107),$E107,ISNUMBER($F107),$F107,ISNUMBER($G107),$G107,AND($E107=0,$F107=0,$G107=0),1)","v":0},{"$f":"IF(ISNUMBER(MATCH(AJ$96,$H107:$T107,0)),1,0)*IF(ISNUMBER($G107),(1-$G107),1) + IF(ISNUMBER(MATCH(AJ$96,$U107:$Z107,0)),-1,0)*_xlfn.IFS(ISNUMBER($E107),$E107,ISNUMBER($F107),$F107,ISNUMBER($G107),$G107,AND($E107=0,$F107=0,$G107=0),1)","v":0},{"$f":"IF(ISNUMBER(MATCH(AK$96,$H107:$T107,0)),1,0)*IF(ISNUMBER($G107),(1-$G107),1) + IF(ISNUMBER(MATCH(AK$96,$U107:$Z107,0)),-1,0)*_xlfn.IFS(ISNUMBER($E107),$E107,ISNUMBER($F107),$F107,ISNUMBER($G107),$G107,AND($E107=0,$F107=0,$G107=0),1)","v":0},{"$f":"IF(ISNUMBER(MATCH(AL$96,$H107:$T107,0)),1,0)*IF(ISNUMBER($G107),(1-$G107),1) + IF(ISNUMBER(MATCH(AL$96,$U107:$Z107,0)),-1,0)*_xlfn.IFS(ISNUMBER($E107),$E107,ISNUMBER($F107),$F107,ISNUMBER($G107),$G107,AND($E107=0,$F107=0,$G107=0),1)","v":0},{"$f":"IF(ISNUMBER(MATCH(AM$96,$H107:$T107,0)),1,0)*IF(ISNUMBER($G107),(1-$G107),1) + IF(ISNUMBER(MATCH(AM$96,$U107:$Z107,0)),-1,0)*_xlfn.IFS(ISNUMBER($E107),$E107,ISNUMBER($F107),$F107,ISNUMBER($G107),$G107,AND($E107=0,$F107=0,$G107=0),1)","v":0},{"$f":"IF(ISNUMBER(MATCH(AN$96,$H107:$T107,0)),1,0)*IF(ISNUMBER($G107),(1-$G107),1) + IF(ISNUMBER(MATCH(AN$96,$U107:$Z107,0)),-1,0)*_xlfn.IFS(ISNUMBER($E107),$E107,ISNUMBER($F107),$F107,ISNUMBER($G107),$G107,AND($E107=0,$F107=0,$G107=0),1)","v":0},{"$f":"IF(ISNUMBER(MATCH(AO$96,$H107:$T107,0)),1,0)*IF(ISNUMBER($G107),(1-$G107),1) + IF(ISNUMBER(MATCH(AO$96,$U107:$Z107,0)),-1,0)*_xlfn.IFS(ISNUMBER($E107),$E107,ISNUMBER($F107),$F107,ISNUMBER($G107),$G107,AND($E107=0,$F107=0,$G107=0),1)","v":0},{"$f":"IF(ISNUMBER(MATCH(AP$96,$H107:$T107,0)),1,0)*IF(ISNUMBER($G107),(1-$G107),1) + IF(ISNUMBER(MATCH(AP$96,$U107:$Z107,0)),-1,0)*_xlfn.IFS(ISNUMBER($E107),$E107,ISNUMBER($F107),$F107,ISNUMBER($G107),$G107,AND($E107=0,$F107=0,$G107=0),1)","v":1},{"$f":"IF(ISNUMBER(MATCH(AQ$96,$H107:$T107,0)),1,0)*IF(ISNUMBER($G107),(1-$G107),1) + IF(ISNUMBER(MATCH(AQ$96,$U107:$Z107,0)),-1,0)*_xlfn.IFS(ISNUMBER($E107),$E107,ISNUMBER($F107),$F107,ISNUMBER($G107),$G107,AND($E107=0,$F107=0,$G107=0),1)","v":0},{"$f":"IF(ISNUMBER(MATCH(AR$96,$H107:$T107,0)),1,0)*IF(ISNUMBER($G107),(1-$G107),1) + IF(ISNUMBER(MATCH(AR$96,$U107:$Z107,0)),-1,0)*_xlfn.IFS(ISNUMBER($E107),$E107,ISNUMBER($F107),$F107,ISNUMBER($G107),$G107,AND($E107=0,$F107=0,$G107=0),1)","v":0},{"$f":"IF(ISNUMBER(MATCH(AS$96,$H107:$T107,0)),1,0)*IF(ISNUMBER($G107),(1-$G107),1) + IF(ISNUMBER(MATCH(AS$96,$U107:$Z107,0)),-1,0)*_xlfn.IFS(ISNUMBER($E107),$E107,ISNUMBER($F107),$F107,ISNUMBER($G107),$G107,AND($E107=0,$F107=0,$G107=0),1)","v":0},{"$f":"IF(ISNUMBER(MATCH(AT$96,$H107:$T107,0)),1,0)*IF(ISNUMBER($G107),(1-$G107),1) + IF(ISNUMBER(MATCH(AT$96,$U107:$Z107,0)),-1,0)*_xlfn.IFS(ISNUMBER($E107),$E107,ISNUMBER($F107),$F107,ISNUMBER($G107),$G107,AND($E107=0,$F107=0,$G107=0),1)","v":0},{"$f":"IF(ISNUMBER(MATCH(AU$96,$H107:$T107,0)),1,0)*IF(ISNUMBER($G107),(1-$G107),1) + IF(ISNUMBER(MATCH(AU$96,$U107:$Z107,0)),-1,0)*_xlfn.IFS(ISNUMBER($E107),$E107,ISNUMBER($F107),$F107,ISNUMBER($G107),$G107,AND($E107=0,$F107=0,$G107=0),1)","v":0},{"$f":"IF(ISNUMBER(MATCH(AV$96,$H107:$T107,0)),1,0)*IF(ISNUMBER($G107),(1-$G107),1) + IF(ISNUMBER(MATCH(AV$96,$U107:$Z107,0)),-1,0)*_xlfn.IFS(ISNUMBER($E107),$E107,ISNUMBER($F107),$F107,ISNUMBER($G107),$G107,AND($E107=0,$F107=0,$G107=0),1)","v":0},{"$f":"IF(ISNUMBER(MATCH(AW$96,$H107:$T107,0)),1,0)*IF(ISNUMBER($G107),(1-$G107),1) + IF(ISNUMBER(MATCH(AW$96,$U107:$Z107,0)),-1,0)*_xlfn.IFS(ISNUMBER($E107),$E107,ISNUMBER($F107),$F107,ISNUMBER($G107),$G107,AND($E107=0,$F107=0,$G107=0),1)","v":0},{"$f":"IF(ISNUMBER(MATCH(AX$96,$H107:$T107,0)),1,0)*IF(ISNUMBER($G107),(1-$G107),1) + IF(ISNUMBER(MATCH(AX$96,$U107:$Z107,0)),-1,0)*_xlfn.IFS(ISNUMBER($E107),$E107,ISNUMBER($F107),$F107,ISNUMBER($G107),$G107,AND($E107=0,$F107=0,$G107=0),1)","v":0},{"$f":"IF(ISNUMBER(MATCH(AY$96,$H107:$T107,0)),1,0)*IF(ISNUMBER($G107),(1-$G107),1) + IF(ISNUMBER(MATCH(AY$96,$U107:$Z107,0)),-1,0)*_xlfn.IFS(ISNUMBER($E107),$E107,ISNUMBER($F107),$F107,ISNUMBER($G107),$G107,AND($E107=0,$F107=0,$G107=0),1)","v":0},{"$f":"IF(ISNUMBER(MATCH(AZ$96,$H107:$T107,0)),1,0)*IF(ISNUMBER($G107),(1-$G107),1) + IF(ISNUMBER(MATCH(AZ$96,$U107:$Z107,0)),-1,0)*_xlfn.IFS(ISNUMBER($E107),$E107,ISNUMBER($F107),$F107,ISNUMBER($G107),$G107,AND($E107=0,$F107=0,$G107=0),1)","v":0},{"$f":"IF(ISNUMBER(MATCH(BA$96,$H107:$T107,0)),1,0)*IF(ISNUMBER($G107),(1-$G107),1) + IF(ISNUMBER(MATCH(BA$96,$U107:$Z107,0)),-1,0)*_xlfn.IFS(ISNUMBER($E107),$E107,ISNUMBER($F107),$F107,ISNUMBER($G107),$G107,AND($E107=0,$F107=0,$G107=0),1)","v":0},{"$f":"IF(ISNUMBER(MATCH(BB$96,$H107:$T107,0)),1,0)*IF(ISNUMBER($G107),(1-$G107),1) + IF(ISNUMBER(MATCH(BB$96,$U107:$Z107,0)),-1,0)*_xlfn.IFS(ISNUMBER($E107),$E107,ISNUMBER($F107),$F107,ISNUMBER($G107),$G107,AND($E107=0,$F107=0,$G107=0),1)","v":0},{"$f":"IF(ISNUMBER(MATCH(BC$96,$H107:$T107,0)),1,0)*IF(ISNUMBER($G107),(1-$G107),1) + IF(ISNUMBER(MATCH(BC$96,$U107:$Z107,0)),-1,0)*_xlfn.IFS(ISNUMBER($E107),$E107,ISNUMBER($F107),$F107,ISNUMBER($G107),$G107,AND($E107=0,$F107=0,$G107=0),1)","v":0},{"$f":"IF(ISNUMBER(MATCH(BD$96,$H107:$T107,0)),1,0)*IF(ISNUMBER($G107),(1-$G107),1) + IF(ISNUMBER(MATCH(BD$96,$U107:$Z107,0)),-1,0)*_xlfn.IFS(ISNUMBER($E107),$E107,ISNUMBER($F107),$F107,ISNUMBER($G107),$G107,AND($E107=0,$F107=0,$G107=0),1)","v":0},{"$f":"IF(ISNUMBER(MATCH(BE$96,$H107:$T107,0)),1,0)*IF(ISNUMBER($G107),(1-$G107),1) + IF(ISNUMBER(MATCH(BE$96,$U107:$Z107,0)),-1,0)*_xlfn.IFS(ISNUMBER($E107),$E107,ISNUMBER($F107),$F107,ISNUMBER($G107),$G107,AND($E107=0,$F107=0,$G107=0),1)","v":0},{"$f":"IF(ISNUMBER(MATCH(BF$96,$H107:$T107,0)),1,0)*IF(ISNUMBER($G107),(1-$G107),1) + IF(ISNUMBER(MATCH(BF$96,$U107:$Z107,0)),-1,0)*_xlfn.IFS(ISNUMBER($E107),$E107,ISNUMBER($F107),$F107,ISNUMBER($G107),$G107,AND($E107=0,$F107=0,$G107=0),1)","v":0},{"$f":"IF(ISNUMBER(MATCH(BG$96,$H107:$T107,0)),1,0)*IF(ISNUMBER($G107),(1-$G107),1) + IF(ISNUMBER(MATCH(BG$96,$U107:$Z107,0)),-1,0)*_xlfn.IFS(ISNUMBER($E107),$E107,ISNUMBER($F107),$F107,ISNUMBER($G107),$G107,AND($E107=0,$F107=0,$G107=0),1)","v":0},{"$f":"IF(ISNUMBER(MATCH(BH$96,$H107:$T107,0)),1,0)*IF(ISNUMBER($G107),(1-$G107),1) + IF(ISNUMBER(MATCH(BH$96,$U107:$Z107,0)),-1,0)*_xlfn.IFS(ISNUMBER($E107),$E107,ISNUMBER($F107),$F107,ISNUMBER($G107),$G107,AND($E107=0,$F107=0,$G107=0),1)","v":0},{"$f":"IF(ISNUMBER(MATCH(BI$96,$H107:$T107,0)),1,0)*IF(ISNUMBER($G107),(1-$G107),1) + IF(ISNUMBER(MATCH(BI$96,$U107:$Z107,0)),-1,0)*_xlfn.IFS(ISNUMBER($E107),$E107,ISNUMBER($F107),$F107,ISNUMBER($G107),$G107,AND($E107=0,$F107=0,$G107=0),1)","v":0},{"$f":"IF(ISNUMBER(MATCH(BJ$96,$H107:$T107,0)),1,0)*IF(ISNUMBER($G107),(1-$G107),1) + IF(ISNUMBER(MATCH(BJ$96,$U107:$Z107,0)),-1,0)*_xlfn.IFS(ISNUMBER($E107),$E107,ISNUMBER($F107),$F107,ISNUMBER($G107),$G107,AND($E107=0,$F107=0,$G107=0),1)","v":0},{"$f":"IF(ISNUMBER(MATCH(BK$96,$H107:$T107,0)),1,0)*IF(ISNUMBER($G107),(1-$G107),1) + IF(ISNUMBER(MATCH(BK$96,$U107:$Z107,0)),-1,0)*_xlfn.IFS(ISNUMBER($E107),$E107,ISNUMBER($F107),$F107,ISNUMBER($G107),$G107,AND($E107=0,$F107=0,$G107=0),1)","v":0},null,0]
[null,null,"ITE load (L3)",null,{"$f":"E93","v":0},null,null,"w_dr1_cl2,l3","w_dr1_cl2,l3","w_dr1_cl2,l3","w_dr1_cl2,l3","w_dr1_cl2,l3",null,null,null,null,null,null,null,null,"e_dr1_cl2",null,null,null,null,null,null,"w_dr1_cl2,l2",null,null,{"$f":"IF(ISNUMBER(MATCH(AE$96,$H108:$T108,0)),1,0)*IF(ISNUMBER($G108),(1-$G108),1) + IF(ISNUMBER(MATCH(AE$96,$U108:$Z108,0)),-1,0)*_xlfn.IFS(ISNUMBER($E108),$E108,ISNUMBER($F108),$F108,ISNUMBER($G108),$G108,AND($E108=0,$F108=0,$G108=0),1)","v":0},{"$f":"IF(ISNUMBER(MATCH(AF$96,$H108:$T108,0)),1,0)*IF(ISNUMBER($G108),(1-$G108),1) + IF(ISNUMBER(MATCH(AF$96,$U108:$Z108,0)),-1,0)*_xlfn.IFS(ISNUMBER($E108),$E108,ISNUMBER($F108),$F108,ISNUMBER($G108),$G108,AND($E108=0,$F108=0,$G108=0),1)","v":0},{"$f":"IF(ISNUMBER(MATCH(AG$96,$H108:$T108,0)),1,0)*IF(ISNUMBER($G108),(1-$G108),1) + IF(ISNUMBER(MATCH(AG$96,$U108:$Z108,0)),-1,0)*_xlfn.IFS(ISNUMBER($E108),$E108,ISNUMBER($F108),$F108,ISNUMBER($G108),$G108,AND($E108=0,$F108=0,$G108=0),1)","v":0},{"$f":"IF(ISNUMBER(MATCH(AH$96,$H108:$T108,0)),1,0)*IF(ISNUMBER($G108),(1-$G108),1) + IF(ISNUMBER(MATCH(AH$96,$U108:$Z108,0)),-1,0)*_xlfn.IFS(ISNUMBER($E108),$E108,ISNUMBER($F108),$F108,ISNUMBER($G108),$G108,AND($E108=0,$F108=0,$G108=0),1)","v":0},{"$f":"IF(ISNUMBER(MATCH(AI$96,$H108:$T108,0)),1,0)*IF(ISNUMBER($G108),(1-$G108),1) + IF(ISNUMBER(MATCH(AI$96,$U108:$Z108,0)),-1,0)*_xlfn.IFS(ISNUMBER($E108),$E108,ISNUMBER($F108),$F108,ISNUMBER($G108),$G108,AND($E108=0,$F108=0,$G108=0),1)","v":0},{"$f":"IF(ISNUMBER(MATCH(AJ$96,$H108:$T108,0)),1,0)*IF(ISNUMBER($G108),(1-$G108),1) + IF(ISNUMBER(MATCH(AJ$96,$U108:$Z108,0)),-1,0)*_xlfn.IFS(ISNUMBER($E108),$E108,ISNUMBER($F108),$F108,ISNUMBER($G108),$G108,AND($E108=0,$F108=0,$G108=0),1)","v":0},{"$f":"IF(ISNUMBER(MATCH(AK$96,$H108:$T108,0)),1,0)*IF(ISNUMBER($G108),(1-$G108),1) + IF(ISNUMBER(MATCH(AK$96,$U108:$Z108,0)),-1,0)*_xlfn.IFS(ISNUMBER($E108),$E108,ISNUMBER($F108),$F108,ISNUMBER($G108),$G108,AND($E108=0,$F108=0,$G108=0),1)","v":0},{"$f":"IF(ISNUMBER(MATCH(AL$96,$H108:$T108,0)),1,0)*IF(ISNUMBER($G108),(1-$G108),1) + IF(ISNUMBER(MATCH(AL$96,$U108:$Z108,0)),-1,0)*_xlfn.IFS(ISNUMBER($E108),$E108,ISNUMBER($F108),$F108,ISNUMBER($G108),$G108,AND($E108=0,$F108=0,$G108=0),1)","v":0},{"$f":"IF(ISNUMBER(MATCH(AM$96,$H108:$T108,0)),1,0)*IF(ISNUMBER($G108),(1-$G108),1) + IF(ISNUMBER(MATCH(AM$96,$U108:$Z108,0)),-1,0)*_xlfn.IFS(ISNUMBER($E108),$E108,ISNUMBER($F108),$F108,ISNUMBER($G108),$G108,AND($E108=0,$F108=0,$G108=0),1)","v":0},{"$f":"IF(ISNUMBER(MATCH(AN$96,$H108:$T108,0)),1,0)*IF(ISNUMBER($G108),(1-$G108),1) + IF(ISNUMBER(MATCH(AN$96,$U108:$Z108,0)),-1,0)*_xlfn.IFS(ISNUMBER($E108),$E108,ISNUMBER($F108),$F108,ISNUMBER($G108),$G108,AND($E108=0,$F108=0,$G108=0),1)","v":0},{"$f":"IF(ISNUMBER(MATCH(AO$96,$H108:$T108,0)),1,0)*IF(ISNUMBER($G108),(1-$G108),1) + IF(ISNUMBER(MATCH(AO$96,$U108:$Z108,0)),-1,0)*_xlfn.IFS(ISNUMBER($E108),$E108,ISNUMBER($F108),$F108,ISNUMBER($G108),$G108,AND($E108=0,$F108=0,$G108=0),1)","v":0},{"$f":"IF(ISNUMBER(MATCH(AP$96,$H108:$T108,0)),1,0)*IF(ISNUMBER($G108),(1-$G108),1) + IF(ISNUMBER(MATCH(AP$96,$U108:$Z108,0)),-1,0)*_xlfn.IFS(ISNUMBER($E108),$E108,ISNUMBER($F108),$F108,ISNUMBER($G108),$G108,AND($E108=0,$F108=0,$G108=0),1)","v":0},{"$f":"IF(ISNUMBER(MATCH(AQ$96,$H108:$T108,0)),1,0)*IF(ISNUMBER($G108),(1-$G108),1) + IF(ISNUMBER(MATCH(AQ$96,$U108:$Z108,0)),-1,0)*_xlfn.IFS(ISNUMBER($E108),$E108,ISNUMBER($F108),$F108,ISNUMBER($G108),$G108,AND($E108=0,$F108=0,$G108=0),1)","v":1},{"$f":"IF(ISNUMBER(MATCH(AR$96,$H108:$T108,0)),1,0)*IF(ISNUMBER($G108),(1-$G108),1) + IF(ISNUMBER(MATCH(AR$96,$U108:$Z108,0)),-1,0)*_xlfn.IFS(ISNUMBER($E108),$E108,ISNUMBER($F108),$F108,ISNUMBER($G108),$G108,AND($E108=0,$F108=0,$G108=0),1)","v":0},{"$f":"IF(ISNUMBER(MATCH(AS$96,$H108:$T108,0)),1,0)*IF(ISNUMBER($G108),(1-$G108),1) + IF(ISNUMBER(MATCH(AS$96,$U108:$Z108,0)),-1,0)*_xlfn.IFS(ISNUMBER($E108),$E108,ISNUMBER($F108),$F108,ISNUMBER($G108),$G108,AND($E108=0,$F108=0,$G108=0),1)","v":0},{"$f":"IF(ISNUMBER(MATCH(AT$96,$H108:$T108,0)),1,0)*IF(ISNUMBER($G108),(1-$G108),1) + IF(ISNUMBER(MATCH(AT$96,$U108:$Z108,0)),-1,0)*_xlfn.IFS(ISNUMBER($E108),$E108,ISNUMBER($F108),$F108,ISNUMBER($G108),$G108,AND($E108=0,$F108=0,$G108=0),1)","v":0},{"$f":"IF(ISNUMBER(MATCH(AU$96,$H108:$T108,0)),1,0)*IF(ISNUMBER($G108),(1-$G108),1) + IF(ISNUMBER(MATCH(AU$96,$U108:$Z108,0)),-1,0)*_xlfn.IFS(ISNUMBER($E108),$E108,ISNUMBER($F108),$F108,ISNUMBER($G108),$G108,AND($E108=0,$F108=0,$G108=0),1)","v":0},{"$f":"IF(ISNUMBER(MATCH(AV$96,$H108:$T108,0)),1,0)*IF(ISNUMBER($G108),(1-$G108),1) + IF(ISNUMBER(MATCH(AV$96,$U108:$Z108,0)),-1,0)*_xlfn.IFS(ISNUMBER($E108),$E108,ISNUMBER($F108),$F108,ISNUMBER($G108),$G108,AND($E108=0,$F108=0,$G108=0),1)","v":0},{"$f":"IF(ISNUMBER(MATCH(AW$96,$H108:$T108,0)),1,0)*IF(ISNUMBER($G108),(1-$G108),1) + IF(ISNUMBER(MATCH(AW$96,$U108:$Z108,0)),-1,0)*_xlfn.IFS(ISNUMBER($E108),$E108,ISNUMBER($F108),$F108,ISNUMBER($G108),$G108,AND($E108=0,$F108=0,$G108=0),1)","v":0},{"$f":"IF(ISNUMBER(MATCH(AX$96,$H108:$T108,0)),1,0)*IF(ISNUMBER($G108),(1-$G108),1) + IF(ISNUMBER(MATCH(AX$96,$U108:$Z108,0)),-1,0)*_xlfn.IFS(ISNUMBER($E108),$E108,ISNUMBER($F108),$F108,ISNUMBER($G108),$G108,AND($E108=0,$F108=0,$G108=0),1)","v":0},{"$f":"IF(ISNUMBER(MATCH(AY$96,$H108:$T108,0)),1,0)*IF(ISNUMBER($G108),(1-$G108),1) + IF(ISNUMBER(MATCH(AY$96,$U108:$Z108,0)),-1,0)*_xlfn.IFS(ISNUMBER($E108),$E108,ISNUMBER($F108),$F108,ISNUMBER($G108),$G108,AND($E108=0,$F108=0,$G108=0),1)","v":0},{"$f":"IF(ISNUMBER(MATCH(AZ$96,$H108:$T108,0)),1,0)*IF(ISNUMBER($G108),(1-$G108),1) + IF(ISNUMBER(MATCH(AZ$96,$U108:$Z108,0)),-1,0)*_xlfn.IFS(ISNUMBER($E108),$E108,ISNUMBER($F108),$F108,ISNUMBER($G108),$G108,AND($E108=0,$F108=0,$G108=0),1)","v":0},{"$f":"IF(ISNUMBER(MATCH(BA$96,$H108:$T108,0)),1,0)*IF(ISNUMBER($G108),(1-$G108),1) + IF(ISNUMBER(MATCH(BA$96,$U108:$Z108,0)),-1,0)*_xlfn.IFS(ISNUMBER($E108),$E108,ISNUMBER($F108),$F108,ISNUMBER($G108),$G108,AND($E108=0,$F108=0,$G108=0),1)","v":0},{"$f":"IF(ISNUMBER(MATCH(BB$96,$H108:$T108,0)),1,0)*IF(ISNUMBER($G108),(1-$G108),1) + IF(ISNUMBER(MATCH(BB$96,$U108:$Z108,0)),-1,0)*_xlfn.IFS(ISNUMBER($E108),$E108,ISNUMBER($F108),$F108,ISNUMBER($G108),$G108,AND($E108=0,$F108=0,$G108=0),1)","v":0},{"$f":"IF(ISNUMBER(MATCH(BC$96,$H108:$T108,0)),1,0)*IF(ISNUMBER($G108),(1-$G108),1) + IF(ISNUMBER(MATCH(BC$96,$U108:$Z108,0)),-1,0)*_xlfn.IFS(ISNUMBER($E108),$E108,ISNUMBER($F108),$F108,ISNUMBER($G108),$G108,AND($E108=0,$F108=0,$G108=0),1)","v":0},{"$f":"IF(ISNUMBER(MATCH(BD$96,$H108:$T108,0)),1,0)*IF(ISNUMBER($G108),(1-$G108),1) + IF(ISNUMBER(MATCH(BD$96,$U108:$Z108,0)),-1,0)*_xlfn.IFS(ISNUMBER($E108),$E108,ISNUMBER($F108),$F108,ISNUMBER($G108),$G108,AND($E108=0,$F108=0,$G108=0),1)","v":0},{"$f":"IF(ISNUMBER(MATCH(BE$96,$H108:$T108,0)),1,0)*IF(ISNUMBER($G108),(1-$G108),1) + IF(ISNUMBER(MATCH(BE$96,$U108:$Z108,0)),-1,0)*_xlfn.IFS(ISNUMBER($E108),$E108,ISNUMBER($F108),$F108,ISNUMBER($G108),$G108,AND($E108=0,$F108=0,$G108=0),1)","v":0},{"$f":"IF(ISNUMBER(MATCH(BF$96,$H108:$T108,0)),1,0)*IF(ISNUMBER($G108),(1-$G108),1) + IF(ISNUMBER(MATCH(BF$96,$U108:$Z108,0)),-1,0)*_xlfn.IFS(ISNUMBER($E108),$E108,ISNUMBER($F108),$F108,ISNUMBER($G108),$G108,AND($E108=0,$F108=0,$G108=0),1)","v":0},{"$f":"IF(ISNUMBER(MATCH(BG$96,$H108:$T108,0)),1,0)*IF(ISNUMBER($G108),(1-$G108),1) + IF(ISNUMBER(MATCH(BG$96,$U108:$Z108,0)),-1,0)*_xlfn.IFS(ISNUMBER($E108),$E108,ISNUMBER($F108),$F108,ISNUMBER($G108),$G108,AND($E108=0,$F108=0,$G108=0),1)","v":0},{"$f":"IF(ISNUMBER(MATCH(BH$96,$H108:$T108,0)),1,0)*IF(ISNUMBER($G108),(1-$G108),1) + IF(ISNUMBER(MATCH(BH$96,$U108:$Z108,0)),-1,0)*_xlfn.IFS(ISNUMBER($E108),$E108,ISNUMBER($F108),$F108,ISNUMBER($G108),$G108,AND($E108=0,$F108=0,$G108=0),1)","v":0},{"$f":"IF(ISNUMBER(MATCH(BI$96,$H108:$T108,0)),1,0)*IF(ISNUMBER($G108),(1-$G108),1) + IF(ISNUMBER(MATCH(BI$96,$U108:$Z108,0)),-1,0)*_xlfn.IFS(ISNUMBER($E108),$E108,ISNUMBER($F108),$F108,ISNUMBER($G108),$G108,AND($E108=0,$F108=0,$G108=0),1)","v":0},{"$f":"IF(ISNUMBER(MATCH(BJ$96,$H108:$T108,0)),1,0)*IF(ISNUMBER($G108),(1-$G108),1) + IF(ISNUMBER(MATCH(BJ$96,$U108:$Z108,0)),-1,0)*_xlfn.IFS(ISNUMBER($E108),$E108,ISNUMBER($F108),$F108,ISNUMBER($G108),$G108,AND($E108=0,$F108=0,$G108=0),1)","v":0},{"$f":"IF(ISNUMBER(MATCH(BK$96,$H108:$T108,0)),1,0)*IF(ISNUMBER($G108),(1-$G108),1) + IF(ISNUMBER(MATCH(BK$96,$U108:$Z108,0)),-1,0)*_xlfn.IFS(ISNUMBER($E108),$E108,ISNUMBER($F108),$F108,ISNUMBER($G108),$G108,AND($E108=0,$F108=0,$G108=0),1)","v":0},null,0]
[null,null,"ITE load (L4)",null,{"$f":"E94","v":0},null,null,"w_dr1_cl2,l4","w_dr1_cl2,l4","w_dr1_cl2,l4","w_dr1_cl2,l4","w_dr1_cl2,l4",null,null,null,null,null,null,null,null,"e_dr1_cl2",null,null,null,null,null,null,"w_dr1_cl2,l3",null,null,{"$f":"IF(ISNUMBER(MATCH(AE$96,$H109:$T109,0)),1,0)*IF(ISNUMBER($G109),(1-$G109),1) + IF(ISNUMBER(MATCH(AE$96,$U109:$Z109,0)),-1,0)*_xlfn.IFS(ISNUMBER($E109),$E109,ISNUMBER($F109),$F109,ISNUMBER($G109),$G109,AND($E109=0,$F109=0,$G109=0),1)","v":0},{"$f":"IF(ISNUMBER(MATCH(AF$96,$H109:$T109,0)),1,0)*IF(ISNUMBER($G109),(1-$G109),1) + IF(ISNUMBER(MATCH(AF$96,$U109:$Z109,0)),-1,0)*_xlfn.IFS(ISNUMBER($E109),$E109,ISNUMBER($F109),$F109,ISNUMBER($G109),$G109,AND($E109=0,$F109=0,$G109=0),1)","v":0},{"$f":"IF(ISNUMBER(MATCH(AG$96,$H109:$T109,0)),1,0)*IF(ISNUMBER($G109),(1-$G109),1) + IF(ISNUMBER(MATCH(AG$96,$U109:$Z109,0)),-1,0)*_xlfn.IFS(ISNUMBER($E109),$E109,ISNUMBER($F109),$F109,ISNUMBER($G109),$G109,AND($E109=0,$F109=0,$G109=0),1)","v":0},{"$f":"IF(ISNUMBER(MATCH(AH$96,$H109:$T109,0)),1,0)*IF(ISNUMBER($G109),(1-$G109),1) + IF(ISNUMBER(MATCH(AH$96,$U109:$Z109,0)),-1,0)*_xlfn.IFS(ISNUMBER($E109),$E109,ISNUMBER($F109),$F109,ISNUMBER($G109),$G109,AND($E109=0,$F109=0,$G109=0),1)","v":0},{"$f":"IF(ISNUMBER(MATCH(AI$96,$H109:$T109,0)),1,0)*IF(ISNUMBER($G109),(1-$G109),1) + IF(ISNUMBER(MATCH(AI$96,$U109:$Z109,0)),-1,0)*_xlfn.IFS(ISNUMBER($E109),$E109,ISNUMBER($F109),$F109,ISNUMBER($G109),$G109,AND($E109=0,$F109=0,$G109=0),1)","v":0},{"$f":"IF(ISNUMBER(MATCH(AJ$96,$H109:$T109,0)),1,0)*IF(ISNUMBER($G109),(1-$G109),1) + IF(ISNUMBER(MATCH(AJ$96,$U109:$Z109,0)),-1,0)*_xlfn.IFS(ISNUMBER($E109),$E109,ISNUMBER($F109),$F109,ISNUMBER($G109),$G109,AND($E109=0,$F109=0,$G109=0),1)","v":0},{"$f":"IF(ISNUMBER(MATCH(AK$96,$H109:$T109,0)),1,0)*IF(ISNUMBER($G109),(1-$G109),1) + IF(ISNUMBER(MATCH(AK$96,$U109:$Z109,0)),-1,0)*_xlfn.IFS(ISNUMBER($E109),$E109,ISNUMBER($F109),$F109,ISNUMBER($G109),$G109,AND($E109=0,$F109=0,$G109=0),1)","v":0},{"$f":"IF(ISNUMBER(MATCH(AL$96,$H109:$T109,0)),1,0)*IF(ISNUMBER($G109),(1-$G109),1) + IF(ISNUMBER(MATCH(AL$96,$U109:$Z109,0)),-1,0)*_xlfn.IFS(ISNUMBER($E109),$E109,ISNUMBER($F109),$F109,ISNUMBER($G109),$G109,AND($E109=0,$F109=0,$G109=0),1)","v":0},{"$f":"IF(ISNUMBER(MATCH(AM$96,$H109:$T109,0)),1,0)*IF(ISNUMBER($G109),(1-$G109),1) + IF(ISNUMBER(MATCH(AM$96,$U109:$Z109,0)),-1,0)*_xlfn.IFS(ISNUMBER($E109),$E109,ISNUMBER($F109),$F109,ISNUMBER($G109),$G109,AND($E109=0,$F109=0,$G109=0),1)","v":0},{"$f":"IF(ISNUMBER(MATCH(AN$96,$H109:$T109,0)),1,0)*IF(ISNUMBER($G109),(1-$G109),1) + IF(ISNUMBER(MATCH(AN$96,$U109:$Z109,0)),-1,0)*_xlfn.IFS(ISNUMBER($E109),$E109,ISNUMBER($F109),$F109,ISNUMBER($G109),$G109,AND($E109=0,$F109=0,$G109=0),1)","v":0},{"$f":"IF(ISNUMBER(MATCH(AO$96,$H109:$T109,0)),1,0)*IF(ISNUMBER($G109),(1-$G109),1) + IF(ISNUMBER(MATCH(AO$96,$U109:$Z109,0)),-1,0)*_xlfn.IFS(ISNUMBER($E109),$E109,ISNUMBER($F109),$F109,ISNUMBER($G109),$G109,AND($E109=0,$F109=0,$G109=0),1)","v":0},{"$f":"IF(ISNUMBER(MATCH(AP$96,$H109:$T109,0)),1,0)*IF(ISNUMBER($G109),(1-$G109),1) + IF(ISNUMBER(MATCH(AP$96,$U109:$Z109,0)),-1,0)*_xlfn.IFS(ISNUMBER($E109),$E109,ISNUMBER($F109),$F109,ISNUMBER($G109),$G109,AND($E109=0,$F109=0,$G109=0),1)","v":0},{"$f":"IF(ISNUMBER(MATCH(AQ$96,$H109:$T109,0)),1,0)*IF(ISNUMBER($G109),(1-$G109),1) + IF(ISNUMBER(MATCH(AQ$96,$U109:$Z109,0)),-1,0)*_xlfn.IFS(ISNUMBER($E109),$E109,ISNUMBER($F109),$F109,ISNUMBER($G109),$G109,AND($E109=0,$F109=0,$G109=0),1)","v":0},{"$f":"IF(ISNUMBER(MATCH(AR$96,$H109:$T109,0)),1,0)*IF(ISNUMBER($G109),(1-$G109),1) + IF(ISNUMBER(MATCH(AR$96,$U109:$Z109,0)),-1,0)*_xlfn.IFS(ISNUMBER($E109),$E109,ISNUMBER($F109),$F109,ISNUMBER($G109),$G109,AND($E109=0,$F109=0,$G109=0),1)","v":1},{"$f":"IF(ISNUMBER(MATCH(AS$96,$H109:$T109,0)),1,0)*IF(ISNUMBER($G109),(1-$G109),1) + IF(ISNUMBER(MATCH(AS$96,$U109:$Z109,0)),-1,0)*_xlfn.IFS(ISNUMBER($E109),$E109,ISNUMBER($F109),$F109,ISNUMBER($G109),$G109,AND($E109=0,$F109=0,$G109=0),1)","v":0},{"$f":"IF(ISNUMBER(MATCH(AT$96,$H109:$T109,0)),1,0)*IF(ISNUMBER($G109),(1-$G109),1) + IF(ISNUMBER(MATCH(AT$96,$U109:$Z109,0)),-1,0)*_xlfn.IFS(ISNUMBER($E109),$E109,ISNUMBER($F109),$F109,ISNUMBER($G109),$G109,AND($E109=0,$F109=0,$G109=0),1)","v":0},{"$f":"IF(ISNUMBER(MATCH(AU$96,$H109:$T109,0)),1,0)*IF(ISNUMBER($G109),(1-$G109),1) + IF(ISNUMBER(MATCH(AU$96,$U109:$Z109,0)),-1,0)*_xlfn.IFS(ISNUMBER($E109),$E109,ISNUMBER($F109),$F109,ISNUMBER($G109),$G109,AND($E109=0,$F109=0,$G109=0),1)","v":0},{"$f":"IF(ISNUMBER(MATCH(AV$96,$H109:$T109,0)),1,0)*IF(ISNUMBER($G109),(1-$G109),1) + IF(ISNUMBER(MATCH(AV$96,$U109:$Z109,0)),-1,0)*_xlfn.IFS(ISNUMBER($E109),$E109,ISNUMBER($F109),$F109,ISNUMBER($G109),$G109,AND($E109=0,$F109=0,$G109=0),1)","v":0},{"$f":"IF(ISNUMBER(MATCH(AW$96,$H109:$T109,0)),1,0)*IF(ISNUMBER($G109),(1-$G109),1) + IF(ISNUMBER(MATCH(AW$96,$U109:$Z109,0)),-1,0)*_xlfn.IFS(ISNUMBER($E109),$E109,ISNUMBER($F109),$F109,ISNUMBER($G109),$G109,AND($E109=0,$F109=0,$G109=0),1)","v":0},{"$f":"IF(ISNUMBER(MATCH(AX$96,$H109:$T109,0)),1,0)*IF(ISNUMBER($G109),(1-$G109),1) + IF(ISNUMBER(MATCH(AX$96,$U109:$Z109,0)),-1,0)*_xlfn.IFS(ISNUMBER($E109),$E109,ISNUMBER($F109),$F109,ISNUMBER($G109),$G109,AND($E109=0,$F109=0,$G109=0),1)","v":0},{"$f":"IF(ISNUMBER(MATCH(AY$96,$H109:$T109,0)),1,0)*IF(ISNUMBER($G109),(1-$G109),1) + IF(ISNUMBER(MATCH(AY$96,$U109:$Z109,0)),-1,0)*_xlfn.IFS(ISNUMBER($E109),$E109,ISNUMBER($F109),$F109,ISNUMBER($G109),$G109,AND($E109=0,$F109=0,$G109=0),1)","v":0},{"$f":"IF(ISNUMBER(MATCH(AZ$96,$H109:$T109,0)),1,0)*IF(ISNUMBER($G109),(1-$G109),1) + IF(ISNUMBER(MATCH(AZ$96,$U109:$Z109,0)),-1,0)*_xlfn.IFS(ISNUMBER($E109),$E109,ISNUMBER($F109),$F109,ISNUMBER($G109),$G109,AND($E109=0,$F109=0,$G109=0),1)","v":0},{"$f":"IF(ISNUMBER(MATCH(BA$96,$H109:$T109,0)),1,0)*IF(ISNUMBER($G109),(1-$G109),1) + IF(ISNUMBER(MATCH(BA$96,$U109:$Z109,0)),-1,0)*_xlfn.IFS(ISNUMBER($E109),$E109,ISNUMBER($F109),$F109,ISNUMBER($G109),$G109,AND($E109=0,$F109=0,$G109=0),1)","v":0},{"$f":"IF(ISNUMBER(MATCH(BB$96,$H109:$T109,0)),1,0)*IF(ISNUMBER($G109),(1-$G109),1) + IF(ISNUMBER(MATCH(BB$96,$U109:$Z109,0)),-1,0)*_xlfn.IFS(ISNUMBER($E109),$E109,ISNUMBER($F109),$F109,ISNUMBER($G109),$G109,AND($E109=0,$F109=0,$G109=0),1)","v":0},{"$f":"IF(ISNUMBER(MATCH(BC$96,$H109:$T109,0)),1,0)*IF(ISNUMBER($G109),(1-$G109),1) + IF(ISNUMBER(MATCH(BC$96,$U109:$Z109,0)),-1,0)*_xlfn.IFS(ISNUMBER($E109),$E109,ISNUMBER($F109),$F109,ISNUMBER($G109),$G109,AND($E109=0,$F109=0,$G109=0),1)","v":0},{"$f":"IF(ISNUMBER(MATCH(BD$96,$H109:$T109,0)),1,0)*IF(ISNUMBER($G109),(1-$G109),1) + IF(ISNUMBER(MATCH(BD$96,$U109:$Z109,0)),-1,0)*_xlfn.IFS(ISNUMBER($E109),$E109,ISNUMBER($F109),$F109,ISNUMBER($G109),$G109,AND($E109=0,$F109=0,$G109=0),1)","v":0},{"$f":"IF(ISNUMBER(MATCH(BE$96,$H109:$T109,0)),1,0)*IF(ISNUMBER($G109),(1-$G109),1) + IF(ISNUMBER(MATCH(BE$96,$U109:$Z109,0)),-1,0)*_xlfn.IFS(ISNUMBER($E109),$E109,ISNUMBER($F109),$F109,ISNUMBER($G109),$G109,AND($E109=0,$F109=0,$G109=0),1)","v":0},{"$f":"IF(ISNUMBER(MATCH(BF$96,$H109:$T109,0)),1,0)*IF(ISNUMBER($G109),(1-$G109),1) + IF(ISNUMBER(MATCH(BF$96,$U109:$Z109,0)),-1,0)*_xlfn.IFS(ISNUMBER($E109),$E109,ISNUMBER($F109),$F109,ISNUMBER($G109),$G109,AND($E109=0,$F109=0,$G109=0),1)","v":0},{"$f":"IF(ISNUMBER(MATCH(BG$96,$H109:$T109,0)),1,0)*IF(ISNUMBER($G109),(1-$G109),1) + IF(ISNUMBER(MATCH(BG$96,$U109:$Z109,0)),-1,0)*_xlfn.IFS(ISNUMBER($E109),$E109,ISNUMBER($F109),$F109,ISNUMBER($G109),$G109,AND($E109=0,$F109=0,$G109=0),1)","v":0},{"$f":"IF(ISNUMBER(MATCH(BH$96,$H109:$T109,0)),1,0)*IF(ISNUMBER($G109),(1-$G109),1) + IF(ISNUMBER(MATCH(BH$96,$U109:$Z109,0)),-1,0)*_xlfn.IFS(ISNUMBER($E109),$E109,ISNUMBER($F109),$F109,ISNUMBER($G109),$G109,AND($E109=0,$F109=0,$G109=0),1)","v":0},{"$f":"IF(ISNUMBER(MATCH(BI$96,$H109:$T109,0)),1,0)*IF(ISNUMBER($G109),(1-$G109),1) + IF(ISNUMBER(MATCH(BI$96,$U109:$Z109,0)),-1,0)*_xlfn.IFS(ISNUMBER($E109),$E109,ISNUMBER($F109),$F109,ISNUMBER($G109),$G109,AND($E109=0,$F109=0,$G109=0),1)","v":0},{"$f":"IF(ISNUMBER(MATCH(BJ$96,$H109:$T109,0)),1,0)*IF(ISNUMBER($G109),(1-$G109),1) + IF(ISNUMBER(MATCH(BJ$96,$U109:$Z109,0)),-1,0)*_xlfn.IFS(ISNUMBER($E109),$E109,ISNUMBER($F109),$F109,ISNUMBER($G109),$G109,AND($E109=0,$F109=0,$G109=0),1)","v":0},{"$f":"IF(ISNUMBER(MATCH(BK$96,$H109:$T109,0)),1,0)*IF(ISNUMBER($G109),(1-$G109),1) + IF(ISNUMBER(MATCH(BK$96,$U109:$Z109,0)),-1,0)*_xlfn.IFS(ISNUMBER($E109),$E109,ISNUMBER($F109),$F109,ISNUMBER($G109),$G109,AND($E109=0,$F109=0,$G109=0),1)","v":0},null,0]
[null,"cluster 3","conservation",null,null,null,null,"e_dr1_cl3","e_dr1_cl3","e_dr1_cl3","e_dr1_cl3","e_dr1_cl3",null,null,null,null,null,null,null,null,"q_dr1_cl3,l","q_dr1_cl3,a",null,null,null,null,null,"w_dr1_cl2,l4",null,null,{"$f":"IF(ISNUMBER(MATCH(AE$96,$H110:$T110,0)),1,0)*IF(ISNUMBER($G110),(1-$G110),1) + IF(ISNUMBER(MATCH(AE$96,$U110:$Z110,0)),-1,0)*_xlfn.IFS(ISNUMBER($E110),$E110,ISNUMBER($F110),$F110,ISNUMBER($G110),$G110,AND($E110=0,$F110=0,$G110=0),1)","v":0},{"$f":"IF(ISNUMBER(MATCH(AF$96,$H110:$T110,0)),1,0)*IF(ISNUMBER($G110),(1-$G110),1) + IF(ISNUMBER(MATCH(AF$96,$U110:$Z110,0)),-1,0)*_xlfn.IFS(ISNUMBER($E110),$E110,ISNUMBER($F110),$F110,ISNUMBER($G110),$G110,AND($E110=0,$F110=0,$G110=0),1)","v":0},{"$f":"IF(ISNUMBER(MATCH(AG$96,$H110:$T110,0)),1,0)*IF(ISNUMBER($G110),(1-$G110),1) + IF(ISNUMBER(MATCH(AG$96,$U110:$Z110,0)),-1,0)*_xlfn.IFS(ISNUMBER($E110),$E110,ISNUMBER($F110),$F110,ISNUMBER($G110),$G110,AND($E110=0,$F110=0,$G110=0),1)","v":0},{"$f":"IF(ISNUMBER(MATCH(AH$96,$H110:$T110,0)),1,0)*IF(ISNUMBER($G110),(1-$G110),1) + IF(ISNUMBER(MATCH(AH$96,$U110:$Z110,0)),-1,0)*_xlfn.IFS(ISNUMBER($E110),$E110,ISNUMBER($F110),$F110,ISNUMBER($G110),$G110,AND($E110=0,$F110=0,$G110=0),1)","v":0},{"$f":"IF(ISNUMBER(MATCH(AI$96,$H110:$T110,0)),1,0)*IF(ISNUMBER($G110),(1-$G110),1) + IF(ISNUMBER(MATCH(AI$96,$U110:$Z110,0)),-1,0)*_xlfn.IFS(ISNUMBER($E110),$E110,ISNUMBER($F110),$F110,ISNUMBER($G110),$G110,AND($E110=0,$F110=0,$G110=0),1)","v":0},{"$f":"IF(ISNUMBER(MATCH(AJ$96,$H110:$T110,0)),1,0)*IF(ISNUMBER($G110),(1-$G110),1) + IF(ISNUMBER(MATCH(AJ$96,$U110:$Z110,0)),-1,0)*_xlfn.IFS(ISNUMBER($E110),$E110,ISNUMBER($F110),$F110,ISNUMBER($G110),$G110,AND($E110=0,$F110=0,$G110=0),1)","v":0},{"$f":"IF(ISNUMBER(MATCH(AK$96,$H110:$T110,0)),1,0)*IF(ISNUMBER($G110),(1-$G110),1) + IF(ISNUMBER(MATCH(AK$96,$U110:$Z110,0)),-1,0)*_xlfn.IFS(ISNUMBER($E110),$E110,ISNUMBER($F110),$F110,ISNUMBER($G110),$G110,AND($E110=0,$F110=0,$G110=0),1)","v":0},{"$f":"IF(ISNUMBER(MATCH(AL$96,$H110:$T110,0)),1,0)*IF(ISNUMBER($G110),(1-$G110),1) + IF(ISNUMBER(MATCH(AL$96,$U110:$Z110,0)),-1,0)*_xlfn.IFS(ISNUMBER($E110),$E110,ISNUMBER($F110),$F110,ISNUMBER($G110),$G110,AND($E110=0,$F110=0,$G110=0),1)","v":0},{"$f":"IF(ISNUMBER(MATCH(AM$96,$H110:$T110,0)),1,0)*IF(ISNUMBER($G110),(1-$G110),1) + IF(ISNUMBER(MATCH(AM$96,$U110:$Z110,0)),-1,0)*_xlfn.IFS(ISNUMBER($E110),$E110,ISNUMBER($F110),$F110,ISNUMBER($G110),$G110,AND($E110=0,$F110=0,$G110=0),1)","v":0},{"$f":"IF(ISNUMBER(MATCH(AN$96,$H110:$T110,0)),1,0)*IF(ISNUMBER($G110),(1-$G110),1) + IF(ISNUMBER(MATCH(AN$96,$U110:$Z110,0)),-1,0)*_xlfn.IFS(ISNUMBER($E110),$E110,ISNUMBER($F110),$F110,ISNUMBER($G110),$G110,AND($E110=0,$F110=0,$G110=0),1)","v":0},{"$f":"IF(ISNUMBER(MATCH(AO$96,$H110:$T110,0)),1,0)*IF(ISNUMBER($G110),(1-$G110),1) + IF(ISNUMBER(MATCH(AO$96,$U110:$Z110,0)),-1,0)*_xlfn.IFS(ISNUMBER($E110),$E110,ISNUMBER($F110),$F110,ISNUMBER($G110),$G110,AND($E110=0,$F110=0,$G110=0),1)","v":0},{"$f":"IF(ISNUMBER(MATCH(AP$96,$H110:$T110,0)),1,0)*IF(ISNUMBER($G110),(1-$G110),1) + IF(ISNUMBER(MATCH(AP$96,$U110:$Z110,0)),-1,0)*_xlfn.IFS(ISNUMBER($E110),$E110,ISNUMBER($F110),$F110,ISNUMBER($G110),$G110,AND($E110=0,$F110=0,$G110=0),1)","v":0},{"$f":"IF(ISNUMBER(MATCH(AQ$96,$H110:$T110,0)),1,0)*IF(ISNUMBER($G110),(1-$G110),1) + IF(ISNUMBER(MATCH(AQ$96,$U110:$Z110,0)),-1,0)*_xlfn.IFS(ISNUMBER($E110),$E110,ISNUMBER($F110),$F110,ISNUMBER($G110),$G110,AND($E110=0,$F110=0,$G110=0),1)","v":0},{"$f":"IF(ISNUMBER(MATCH(AR$96,$H110:$T110,0)),1,0)*IF(ISNUMBER($G110),(1-$G110),1) + IF(ISNUMBER(MATCH(AR$96,$U110:$Z110,0)),-1,0)*_xlfn.IFS(ISNUMBER($E110),$E110,ISNUMBER($F110),$F110,ISNUMBER($G110),$G110,AND($E110=0,$F110=0,$G110=0),1)","v":0},{"$f":"IF(ISNUMBER(MATCH(AS$96,$H110:$T110,0)),1,0)*IF(ISNUMBER($G110),(1-$G110),1) + IF(ISNUMBER(MATCH(AS$96,$U110:$Z110,0)),-1,0)*_xlfn.IFS(ISNUMBER($E110),$E110,ISNUMBER($F110),$F110,ISNUMBER($G110),$G110,AND($E110=0,$F110=0,$G110=0),1)","v":1},{"$f":"IF(ISNUMBER(MATCH(AT$96,$H110:$T110,0)),1,0)*IF(ISNUMBER($G110),(1-$G110),1) + IF(ISNUMBER(MATCH(AT$96,$U110:$Z110,0)),-1,0)*_xlfn.IFS(ISNUMBER($E110),$E110,ISNUMBER($F110),$F110,ISNUMBER($G110),$G110,AND($E110=0,$F110=0,$G110=0),1)","v":-1},{"$f":"IF(ISNUMBER(MATCH(AU$96,$H110:$T110,0)),1,0)*IF(ISNUMBER($G110),(1-$G110),1) + IF(ISNUMBER(MATCH(AU$96,$U110:$Z110,0)),-1,0)*_xlfn.IFS(ISNUMBER($E110),$E110,ISNUMBER($F110),$F110,ISNUMBER($G110),$G110,AND($E110=0,$F110=0,$G110=0),1)","v":-1},{"$f":"IF(ISNUMBER(MATCH(AV$96,$H110:$T110,0)),1,0)*IF(ISNUMBER($G110),(1-$G110),1) + IF(ISNUMBER(MATCH(AV$96,$U110:$Z110,0)),-1,0)*_xlfn.IFS(ISNUMBER($E110),$E110,ISNUMBER($F110),$F110,ISNUMBER($G110),$G110,AND($E110=0,$F110=0,$G110=0),1)","v":0},{"$f":"IF(ISNUMBER(MATCH(AW$96,$H110:$T110,0)),1,0)*IF(ISNUMBER($G110),(1-$G110),1) + IF(ISNUMBER(MATCH(AW$96,$U110:$Z110,0)),-1,0)*_xlfn.IFS(ISNUMBER($E110),$E110,ISNUMBER($F110),$F110,ISNUMBER($G110),$G110,AND($E110=0,$F110=0,$G110=0),1)","v":0},{"$f":"IF(ISNUMBER(MATCH(AX$96,$H110:$T110,0)),1,0)*IF(ISNUMBER($G110),(1-$G110),1) + IF(ISNUMBER(MATCH(AX$96,$U110:$Z110,0)),-1,0)*_xlfn.IFS(ISNUMBER($E110),$E110,ISNUMBER($F110),$F110,ISNUMBER($G110),$G110,AND($E110=0,$F110=0,$G110=0),1)","v":0},{"$f":"IF(ISNUMBER(MATCH(AY$96,$H110:$T110,0)),1,0)*IF(ISNUMBER($G110),(1-$G110),1) + IF(ISNUMBER(MATCH(AY$96,$U110:$Z110,0)),-1,0)*_xlfn.IFS(ISNUMBER($E110),$E110,ISNUMBER($F110),$F110,ISNUMBER($G110),$G110,AND($E110=0,$F110=0,$G110=0),1)","v":0},{"$f":"IF(ISNUMBER(MATCH(AZ$96,$H110:$T110,0)),1,0)*IF(ISNUMBER($G110),(1-$G110),1) + IF(ISNUMBER(MATCH(AZ$96,$U110:$Z110,0)),-1,0)*_xlfn.IFS(ISNUMBER($E110),$E110,ISNUMBER($F110),$F110,ISNUMBER($G110),$G110,AND($E110=0,$F110=0,$G110=0),1)","v":0},{"$f":"IF(ISNUMBER(MATCH(BA$96,$H110:$T110,0)),1,0)*IF(ISNUMBER($G110),(1-$G110),1) + IF(ISNUMBER(MATCH(BA$96,$U110:$Z110,0)),-1,0)*_xlfn.IFS(ISNUMBER($E110),$E110,ISNUMBER($F110),$F110,ISNUMBER($G110),$G110,AND($E110=0,$F110=0,$G110=0),1)","v":0},{"$f":"IF(ISNUMBER(MATCH(BB$96,$H110:$T110,0)),1,0)*IF(ISNUMBER($G110),(1-$G110),1) + IF(ISNUMBER(MATCH(BB$96,$U110:$Z110,0)),-1,0)*_xlfn.IFS(ISNUMBER($E110),$E110,ISNUMBER($F110),$F110,ISNUMBER($G110),$G110,AND($E110=0,$F110=0,$G110=0),1)","v":0},{"$f":"IF(ISNUMBER(MATCH(BC$96,$H110:$T110,0)),1,0)*IF(ISNUMBER($G110),(1-$G110),1) + IF(ISNUMBER(MATCH(BC$96,$U110:$Z110,0)),-1,0)*_xlfn.IFS(ISNUMBER($E110),$E110,ISNUMBER($F110),$F110,ISNUMBER($G110),$G110,AND($E110=0,$F110=0,$G110=0),1)","v":0},{"$f":"IF(ISNUMBER(MATCH(BD$96,$H110:$T110,0)),1,0)*IF(ISNUMBER($G110),(1-$G110),1) + IF(ISNUMBER(MATCH(BD$96,$U110:$Z110,0)),-1,0)*_xlfn.IFS(ISNUMBER($E110),$E110,ISNUMBER($F110),$F110,ISNUMBER($G110),$G110,AND($E110=0,$F110=0,$G110=0),1)","v":0},{"$f":"IF(ISNUMBER(MATCH(BE$96,$H110:$T110,0)),1,0)*IF(ISNUMBER($G110),(1-$G110),1) + IF(ISNUMBER(MATCH(BE$96,$U110:$Z110,0)),-1,0)*_xlfn.IFS(ISNUMBER($E110),$E110,ISNUMBER($F110),$F110,ISNUMBER($G110),$G110,AND($E110=0,$F110=0,$G110=0),1)","v":0},{"$f":"IF(ISNUMBER(MATCH(BF$96,$H110:$T110,0)),1,0)*IF(ISNUMBER($G110),(1-$G110),1) + IF(ISNUMBER(MATCH(BF$96,$U110:$Z110,0)),-1,0)*_xlfn.IFS(ISNUMBER($E110),$E110,ISNUMBER($F110),$F110,ISNUMBER($G110),$G110,AND($E110=0,$F110=0,$G110=0),1)","v":0},{"$f":"IF(ISNUMBER(MATCH(BG$96,$H110:$T110,0)),1,0)*IF(ISNUMBER($G110),(1-$G110),1) + IF(ISNUMBER(MATCH(BG$96,$U110:$Z110,0)),-1,0)*_xlfn.IFS(ISNUMBER($E110),$E110,ISNUMBER($F110),$F110,ISNUMBER($G110),$G110,AND($E110=0,$F110=0,$G110=0),1)","v":0},{"$f":"IF(ISNUMBER(MATCH(BH$96,$H110:$T110,0)),1,0)*IF(ISNUMBER($G110),(1-$G110),1) + IF(ISNUMBER(MATCH(BH$96,$U110:$Z110,0)),-1,0)*_xlfn.IFS(ISNUMBER($E110),$E110,ISNUMBER($F110),$F110,ISNUMBER($G110),$G110,AND($E110=0,$F110=0,$G110=0),1)","v":0},{"$f":"IF(ISNUMBER(MATCH(BI$96,$H110:$T110,0)),1,0)*IF(ISNUMBER($G110),(1-$G110),1) + IF(ISNUMBER(MATCH(BI$96,$U110:$Z110,0)),-1,0)*_xlfn.IFS(ISNUMBER($E110),$E110,ISNUMBER($F110),$F110,ISNUMBER($G110),$G110,AND($E110=0,$F110=0,$G110=0),1)","v":0},{"$f":"IF(ISNUMBER(MATCH(BJ$96,$H110:$T110,0)),1,0)*IF(ISNUMBER($G110),(1-$G110),1) + IF(ISNUMBER(MATCH(BJ$96,$U110:$Z110,0)),-1,0)*_xlfn.IFS(ISNUMBER($E110),$E110,ISNUMBER($F110),$F110,ISNUMBER($G110),$G110,AND($E110=0,$F110=0,$G110=0),1)","v":0},{"$f":"IF(ISNUMBER(MATCH(BK$96,$H110:$T110,0)),1,0)*IF(ISNUMBER($G110),(1-$G110),1) + IF(ISNUMBER(MATCH(BK$96,$U110:$Z110,0)),-1,0)*_xlfn.IFS(ISNUMBER($E110),$E110,ISNUMBER($F110),$F110,ISNUMBER($G110),$G110,AND($E110=0,$F110=0,$G110=0),1)","v":0},null,0]
[null,null,"Split",null,null,null,{"$f":"F91","v":1},"q_dr1_cl3,a","q_dr1_cl3,a","q_dr1_cl3,a","q_dr1_cl3,a","q_dr1_cl3,a",null,null,null,null,null,null,null,null,"q_dr1_cl3,l",null,null,null,null,null,null,"e_dr1_cl3",null,null,{"$f":"IF(ISNUMBER(MATCH(AE$96,$H111:$T111,0)),1,0)*IF(ISNUMBER($G111),(1-$G111),1) + IF(ISNUMBER(MATCH(AE$96,$U111:$Z111,0)),-1,0)*_xlfn.IFS(ISNUMBER($E111),$E111,ISNUMBER($F111),$F111,ISNUMBER($G111),$G111,AND($E111=0,$F111=0,$G111=0),1)","v":0},{"$f":"IF(ISNUMBER(MATCH(AF$96,$H111:$T111,0)),1,0)*IF(ISNUMBER($G111),(1-$G111),1) + IF(ISNUMBER(MATCH(AF$96,$U111:$Z111,0)),-1,0)*_xlfn.IFS(ISNUMBER($E111),$E111,ISNUMBER($F111),$F111,ISNUMBER($G111),$G111,AND($E111=0,$F111=0,$G111=0),1)","v":0},{"$f":"IF(ISNUMBER(MATCH(AG$96,$H111:$T111,0)),1,0)*IF(ISNUMBER($G111),(1-$G111),1) + IF(ISNUMBER(MATCH(AG$96,$U111:$Z111,0)),-1,0)*_xlfn.IFS(ISNUMBER($E111),$E111,ISNUMBER($F111),$F111,ISNUMBER($G111),$G111,AND($E111=0,$F111=0,$G111=0),1)","v":0},{"$f":"IF(ISNUMBER(MATCH(AH$96,$H111:$T111,0)),1,0)*IF(ISNUMBER($G111),(1-$G111),1) + IF(ISNUMBER(MATCH(AH$96,$U111:$Z111,0)),-1,0)*_xlfn.IFS(ISNUMBER($E111),$E111,ISNUMBER($F111),$F111,ISNUMBER($G111),$G111,AND($E111=0,$F111=0,$G111=0),1)","v":0},{"$f":"IF(ISNUMBER(MATCH(AI$96,$H111:$T111,0)),1,0)*IF(ISNUMBER($G111),(1-$G111),1) + IF(ISNUMBER(MATCH(AI$96,$U111:$Z111,0)),-1,0)*_xlfn.IFS(ISNUMBER($E111),$E111,ISNUMBER($F111),$F111,ISNUMBER($G111),$G111,AND($E111=0,$F111=0,$G111=0),1)","v":0},{"$f":"IF(ISNUMBER(MATCH(AJ$96,$H111:$T111,0)),1,0)*IF(ISNUMBER($G111),(1-$G111),1) + IF(ISNUMBER(MATCH(AJ$96,$U111:$Z111,0)),-1,0)*_xlfn.IFS(ISNUMBER($E111),$E111,ISNUMBER($F111),$F111,ISNUMBER($G111),$G111,AND($E111=0,$F111=0,$G111=0),1)","v":0},{"$f":"IF(ISNUMBER(MATCH(AK$96,$H111:$T111,0)),1,0)*IF(ISNUMBER($G111),(1-$G111),1) + IF(ISNUMBER(MATCH(AK$96,$U111:$Z111,0)),-1,0)*_xlfn.IFS(ISNUMBER($E111),$E111,ISNUMBER($F111),$F111,ISNUMBER($G111),$G111,AND($E111=0,$F111=0,$G111=0),1)","v":0},{"$f":"IF(ISNUMBER(MATCH(AL$96,$H111:$T111,0)),1,0)*IF(ISNUMBER($G111),(1-$G111),1) + IF(ISNUMBER(MATCH(AL$96,$U111:$Z111,0)),-1,0)*_xlfn.IFS(ISNUMBER($E111),$E111,ISNUMBER($F111),$F111,ISNUMBER($G111),$G111,AND($E111=0,$F111=0,$G111=0),1)","v":0},{"$f":"IF(ISNUMBER(MATCH(AM$96,$H111:$T111,0)),1,0)*IF(ISNUMBER($G111),(1-$G111),1) + IF(ISNUMBER(MATCH(AM$96,$U111:$Z111,0)),-1,0)*_xlfn.IFS(ISNUMBER($E111),$E111,ISNUMBER($F111),$F111,ISNUMBER($G111),$G111,AND($E111=0,$F111=0,$G111=0),1)","v":0},{"$f":"IF(ISNUMBER(MATCH(AN$96,$H111:$T111,0)),1,0)*IF(ISNUMBER($G111),(1-$G111),1) + IF(ISNUMBER(MATCH(AN$96,$U111:$Z111,0)),-1,0)*_xlfn.IFS(ISNUMBER($E111),$E111,ISNUMBER($F111),$F111,ISNUMBER($G111),$G111,AND($E111=0,$F111=0,$G111=0),1)","v":0},{"$f":"IF(ISNUMBER(MATCH(AO$96,$H111:$T111,0)),1,0)*IF(ISNUMBER($G111),(1-$G111),1) + IF(ISNUMBER(MATCH(AO$96,$U111:$Z111,0)),-1,0)*_xlfn.IFS(ISNUMBER($E111),$E111,ISNUMBER($F111),$F111,ISNUMBER($G111),$G111,AND($E111=0,$F111=0,$G111=0),1)","v":0},{"$f":"IF(ISNUMBER(MATCH(AP$96,$H111:$T111,0)),1,0)*IF(ISNUMBER($G111),(1-$G111),1) + IF(ISNUMBER(MATCH(AP$96,$U111:$Z111,0)),-1,0)*_xlfn.IFS(ISNUMBER($E111),$E111,ISNUMBER($F111),$F111,ISNUMBER($G111),$G111,AND($E111=0,$F111=0,$G111=0),1)","v":0},{"$f":"IF(ISNUMBER(MATCH(AQ$96,$H111:$T111,0)),1,0)*IF(ISNUMBER($G111),(1-$G111),1) + IF(ISNUMBER(MATCH(AQ$96,$U111:$Z111,0)),-1,0)*_xlfn.IFS(ISNUMBER($E111),$E111,ISNUMBER($F111),$F111,ISNUMBER($G111),$G111,AND($E111=0,$F111=0,$G111=0),1)","v":0},{"$f":"IF(ISNUMBER(MATCH(AR$96,$H111:$T111,0)),1,0)*IF(ISNUMBER($G111),(1-$G111),1) + IF(ISNUMBER(MATCH(AR$96,$U111:$Z111,0)),-1,0)*_xlfn.IFS(ISNUMBER($E111),$E111,ISNUMBER($F111),$F111,ISNUMBER($G111),$G111,AND($E111=0,$F111=0,$G111=0),1)","v":0},{"$f":"IF(ISNUMBER(MATCH(AS$96,$H111:$T111,0)),1,0)*IF(ISNUMBER($G111),(1-$G111),1) + IF(ISNUMBER(MATCH(AS$96,$U111:$Z111,0)),-1,0)*_xlfn.IFS(ISNUMBER($E111),$E111,ISNUMBER($F111),$F111,ISNUMBER($G111),$G111,AND($E111=0,$F111=0,$G111=0),1)","v":0},{"$f":"IF(ISNUMBER(MATCH(AT$96,$H111:$T111,0)),1,0)*IF(ISNUMBER($G111),(1-$G111),1) + IF(ISNUMBER(MATCH(AT$96,$U111:$Z111,0)),-1,0)*_xlfn.IFS(ISNUMBER($E111),$E111,ISNUMBER($F111),$F111,ISNUMBER($G111),$G111,AND($E111=0,$F111=0,$G111=0),1)","v":0},{"$f":"IF(ISNUMBER(MATCH(AU$96,$H111:$T111,0)),1,0)*IF(ISNUMBER($G111),(1-$G111),1) + IF(ISNUMBER(MATCH(AU$96,$U111:$Z111,0)),-1,0)*_xlfn.IFS(ISNUMBER($E111),$E111,ISNUMBER($F111),$F111,ISNUMBER($G111),$G111,AND($E111=0,$F111=0,$G111=0),1)","v":-1},{"$f":"IF(ISNUMBER(MATCH(AV$96,$H111:$T111,0)),1,0)*IF(ISNUMBER($G111),(1-$G111),1) + IF(ISNUMBER(MATCH(AV$96,$U111:$Z111,0)),-1,0)*_xlfn.IFS(ISNUMBER($E111),$E111,ISNUMBER($F111),$F111,ISNUMBER($G111),$G111,AND($E111=0,$F111=0,$G111=0),1)","v":0},{"$f":"IF(ISNUMBER(MATCH(AW$96,$H111:$T111,0)),1,0)*IF(ISNUMBER($G111),(1-$G111),1) + IF(ISNUMBER(MATCH(AW$96,$U111:$Z111,0)),-1,0)*_xlfn.IFS(ISNUMBER($E111),$E111,ISNUMBER($F111),$F111,ISNUMBER($G111),$G111,AND($E111=0,$F111=0,$G111=0),1)","v":0},{"$f":"IF(ISNUMBER(MATCH(AX$96,$H111:$T111,0)),1,0)*IF(ISNUMBER($G111),(1-$G111),1) + IF(ISNUMBER(MATCH(AX$96,$U111:$Z111,0)),-1,0)*_xlfn.IFS(ISNUMBER($E111),$E111,ISNUMBER($F111),$F111,ISNUMBER($G111),$G111,AND($E111=0,$F111=0,$G111=0),1)","v":0},{"$f":"IF(ISNUMBER(MATCH(AY$96,$H111:$T111,0)),1,0)*IF(ISNUMBER($G111),(1-$G111),1) + IF(ISNUMBER(MATCH(AY$96,$U111:$Z111,0)),-1,0)*_xlfn.IFS(ISNUMBER($E111),$E111,ISNUMBER($F111),$F111,ISNUMBER($G111),$G111,AND($E111=0,$F111=0,$G111=0),1)","v":0},{"$f":"IF(ISNUMBER(MATCH(AZ$96,$H111:$T111,0)),1,0)*IF(ISNUMBER($G111),(1-$G111),1) + IF(ISNUMBER(MATCH(AZ$96,$U111:$Z111,0)),-1,0)*_xlfn.IFS(ISNUMBER($E111),$E111,ISNUMBER($F111),$F111,ISNUMBER($G111),$G111,AND($E111=0,$F111=0,$G111=0),1)","v":0},{"$f":"IF(ISNUMBER(MATCH(BA$96,$H111:$T111,0)),1,0)*IF(ISNUMBER($G111),(1-$G111),1) + IF(ISNUMBER(MATCH(BA$96,$U111:$Z111,0)),-1,0)*_xlfn.IFS(ISNUMBER($E111),$E111,ISNUMBER($F111),$F111,ISNUMBER($G111),$G111,AND($E111=0,$F111=0,$G111=0),1)","v":0},{"$f":"IF(ISNUMBER(MATCH(BB$96,$H111:$T111,0)),1,0)*IF(ISNUMBER($G111),(1-$G111),1) + IF(ISNUMBER(MATCH(BB$96,$U111:$Z111,0)),-1,0)*_xlfn.IFS(ISNUMBER($E111),$E111,ISNUMBER($F111),$F111,ISNUMBER($G111),$G111,AND($E111=0,$F111=0,$G111=0),1)","v":0},{"$f":"IF(ISNUMBER(MATCH(BC$96,$H111:$T111,0)),1,0)*IF(ISNUMBER($G111),(1-$G111),1) + IF(ISNUMBER(MATCH(BC$96,$U111:$Z111,0)),-1,0)*_xlfn.IFS(ISNUMBER($E111),$E111,ISNUMBER($F111),$F111,ISNUMBER($G111),$G111,AND($E111=0,$F111=0,$G111=0),1)","v":0},{"$f":"IF(ISNUMBER(MATCH(BD$96,$H111:$T111,0)),1,0)*IF(ISNUMBER($G111),(1-$G111),1) + IF(ISNUMBER(MATCH(BD$96,$U111:$Z111,0)),-1,0)*_xlfn.IFS(ISNUMBER($E111),$E111,ISNUMBER($F111),$F111,ISNUMBER($G111),$G111,AND($E111=0,$F111=0,$G111=0),1)","v":0},{"$f":"IF(ISNUMBER(MATCH(BE$96,$H111:$T111,0)),1,0)*IF(ISNUMBER($G111),(1-$G111),1) + IF(ISNUMBER(MATCH(BE$96,$U111:$Z111,0)),-1,0)*_xlfn.IFS(ISNUMBER($E111),$E111,ISNUMBER($F111),$F111,ISNUMBER($G111),$G111,AND($E111=0,$F111=0,$G111=0),1)","v":0},{"$f":"IF(ISNUMBER(MATCH(BF$96,$H111:$T111,0)),1,0)*IF(ISNUMBER($G111),(1-$G111),1) + IF(ISNUMBER(MATCH(BF$96,$U111:$Z111,0)),-1,0)*_xlfn.IFS(ISNUMBER($E111),$E111,ISNUMBER($F111),$F111,ISNUMBER($G111),$G111,AND($E111=0,$F111=0,$G111=0),1)","v":0},{"$f":"IF(ISNUMBER(MATCH(BG$96,$H111:$T111,0)),1,0)*IF(ISNUMBER($G111),(1-$G111),1) + IF(ISNUMBER(MATCH(BG$96,$U111:$Z111,0)),-1,0)*_xlfn.IFS(ISNUMBER($E111),$E111,ISNUMBER($F111),$F111,ISNUMBER($G111),$G111,AND($E111=0,$F111=0,$G111=0),1)","v":0},{"$f":"IF(ISNUMBER(MATCH(BH$96,$H111:$T111,0)),1,0)*IF(ISNUMBER($G111),(1-$G111),1) + IF(ISNUMBER(MATCH(BH$96,$U111:$Z111,0)),-1,0)*_xlfn.IFS(ISNUMBER($E111),$E111,ISNUMBER($F111),$F111,ISNUMBER($G111),$G111,AND($E111=0,$F111=0,$G111=0),1)","v":0},{"$f":"IF(ISNUMBER(MATCH(BI$96,$H111:$T111,0)),1,0)*IF(ISNUMBER($G111),(1-$G111),1) + IF(ISNUMBER(MATCH(BI$96,$U111:$Z111,0)),-1,0)*_xlfn.IFS(ISNUMBER($E111),$E111,ISNUMBER($F111),$F111,ISNUMBER($G111),$G111,AND($E111=0,$F111=0,$G111=0),1)","v":0},{"$f":"IF(ISNUMBER(MATCH(BJ$96,$H111:$T111,0)),1,0)*IF(ISNUMBER($G111),(1-$G111),1) + IF(ISNUMBER(MATCH(BJ$96,$U111:$Z111,0)),-1,0)*_xlfn.IFS(ISNUMBER($E111),$E111,ISNUMBER($F111),$F111,ISNUMBER($G111),$G111,AND($E111=0,$F111=0,$G111=0),1)","v":0},{"$f":"IF(ISNUMBER(MATCH(BK$96,$H111:$T111,0)),1,0)*IF(ISNUMBER($G111),(1-$G111),1) + IF(ISNUMBER(MATCH(BK$96,$U111:$Z111,0)),-1,0)*_xlfn.IFS(ISNUMBER($E111),$E111,ISNUMBER($F111),$F111,ISNUMBER($G111),$G111,AND($E111=0,$F111=0,$G111=0),1)","v":0},null,0]
[null,null,"Load",{"$f":"F82*F84","v":0},null,null,null,"e_dr1_cl3","e_dr1_cl3","e_dr1_cl3","e_dr1_cl3","e_dr1_cl3",null,null,null,null,null,null,null,null,null,null,null,null,null,null,null,"q_dr1_cl3,a",null,null,{"$f":"IF(ISNUMBER(MATCH(AE$96,$H112:$T112,0)),1,0)*IF(ISNUMBER($G112),(1-$G112),1) + IF(ISNUMBER(MATCH(AE$96,$U112:$Z112,0)),-1,0)*_xlfn.IFS(ISNUMBER($E112),$E112,ISNUMBER($F112),$F112,ISNUMBER($G112),$G112,AND($E112=0,$F112=0,$G112=0),1)","v":0},{"$f":"IF(ISNUMBER(MATCH(AF$96,$H112:$T112,0)),1,0)*IF(ISNUMBER($G112),(1-$G112),1) + IF(ISNUMBER(MATCH(AF$96,$U112:$Z112,0)),-1,0)*_xlfn.IFS(ISNUMBER($E112),$E112,ISNUMBER($F112),$F112,ISNUMBER($G112),$G112,AND($E112=0,$F112=0,$G112=0),1)","v":0},{"$f":"IF(ISNUMBER(MATCH(AG$96,$H112:$T112,0)),1,0)*IF(ISNUMBER($G112),(1-$G112),1) + IF(ISNUMBER(MATCH(AG$96,$U112:$Z112,0)),-1,0)*_xlfn.IFS(ISNUMBER($E112),$E112,ISNUMBER($F112),$F112,ISNUMBER($G112),$G112,AND($E112=0,$F112=0,$G112=0),1)","v":0},{"$f":"IF(ISNUMBER(MATCH(AH$96,$H112:$T112,0)),1,0)*IF(ISNUMBER($G112),(1-$G112),1) + IF(ISNUMBER(MATCH(AH$96,$U112:$Z112,0)),-1,0)*_xlfn.IFS(ISNUMBER($E112),$E112,ISNUMBER($F112),$F112,ISNUMBER($G112),$G112,AND($E112=0,$F112=0,$G112=0),1)","v":0},{"$f":"IF(ISNUMBER(MATCH(AI$96,$H112:$T112,0)),1,0)*IF(ISNUMBER($G112),(1-$G112),1) + IF(ISNUMBER(MATCH(AI$96,$U112:$Z112,0)),-1,0)*_xlfn.IFS(ISNUMBER($E112),$E112,ISNUMBER($F112),$F112,ISNUMBER($G112),$G112,AND($E112=0,$F112=0,$G112=0),1)","v":0},{"$f":"IF(ISNUMBER(MATCH(AJ$96,$H112:$T112,0)),1,0)*IF(ISNUMBER($G112),(1-$G112),1) + IF(ISNUMBER(MATCH(AJ$96,$U112:$Z112,0)),-1,0)*_xlfn.IFS(ISNUMBER($E112),$E112,ISNUMBER($F112),$F112,ISNUMBER($G112),$G112,AND($E112=0,$F112=0,$G112=0),1)","v":0},{"$f":"IF(ISNUMBER(MATCH(AK$96,$H112:$T112,0)),1,0)*IF(ISNUMBER($G112),(1-$G112),1) + IF(ISNUMBER(MATCH(AK$96,$U112:$Z112,0)),-1,0)*_xlfn.IFS(ISNUMBER($E112),$E112,ISNUMBER($F112),$F112,ISNUMBER($G112),$G112,AND($E112=0,$F112=0,$G112=0),1)","v":0},{"$f":"IF(ISNUMBER(MATCH(AL$96,$H112:$T112,0)),1,0)*IF(ISNUMBER($G112),(1-$G112),1) + IF(ISNUMBER(MATCH(AL$96,$U112:$Z112,0)),-1,0)*_xlfn.IFS(ISNUMBER($E112),$E112,ISNUMBER($F112),$F112,ISNUMBER($G112),$G112,AND($E112=0,$F112=0,$G112=0),1)","v":0},{"$f":"IF(ISNUMBER(MATCH(AM$96,$H112:$T112,0)),1,0)*IF(ISNUMBER($G112),(1-$G112),1) + IF(ISNUMBER(MATCH(AM$96,$U112:$Z112,0)),-1,0)*_xlfn.IFS(ISNUMBER($E112),$E112,ISNUMBER($F112),$F112,ISNUMBER($G112),$G112,AND($E112=0,$F112=0,$G112=0),1)","v":0},{"$f":"IF(ISNUMBER(MATCH(AN$96,$H112:$T112,0)),1,0)*IF(ISNUMBER($G112),(1-$G112),1) + IF(ISNUMBER(MATCH(AN$96,$U112:$Z112,0)),-1,0)*_xlfn.IFS(ISNUMBER($E112),$E112,ISNUMBER($F112),$F112,ISNUMBER($G112),$G112,AND($E112=0,$F112=0,$G112=0),1)","v":0},{"$f":"IF(ISNUMBER(MATCH(AO$96,$H112:$T112,0)),1,0)*IF(ISNUMBER($G112),(1-$G112),1) + IF(ISNUMBER(MATCH(AO$96,$U112:$Z112,0)),-1,0)*_xlfn.IFS(ISNUMBER($E112),$E112,ISNUMBER($F112),$F112,ISNUMBER($G112),$G112,AND($E112=0,$F112=0,$G112=0),1)","v":0},{"$f":"IF(ISNUMBER(MATCH(AP$96,$H112:$T112,0)),1,0)*IF(ISNUMBER($G112),(1-$G112),1) + IF(ISNUMBER(MATCH(AP$96,$U112:$Z112,0)),-1,0)*_xlfn.IFS(ISNUMBER($E112),$E112,ISNUMBER($F112),$F112,ISNUMBER($G112),$G112,AND($E112=0,$F112=0,$G112=0),1)","v":0},{"$f":"IF(ISNUMBER(MATCH(AQ$96,$H112:$T112,0)),1,0)*IF(ISNUMBER($G112),(1-$G112),1) + IF(ISNUMBER(MATCH(AQ$96,$U112:$Z112,0)),-1,0)*_xlfn.IFS(ISNUMBER($E112),$E112,ISNUMBER($F112),$F112,ISNUMBER($G112),$G112,AND($E112=0,$F112=0,$G112=0),1)","v":0},{"$f":"IF(ISNUMBER(MATCH(AR$96,$H112:$T112,0)),1,0)*IF(ISNUMBER($G112),(1-$G112),1) + IF(ISNUMBER(MATCH(AR$96,$U112:$Z112,0)),-1,0)*_xlfn.IFS(ISNUMBER($E112),$E112,ISNUMBER($F112),$F112,ISNUMBER($G112),$G112,AND($E112=0,$F112=0,$G112=0),1)","v":0},{"$f":"IF(ISNUMBER(MATCH(AS$96,$H112:$T112,0)),1,0)*IF(ISNUMBER($G112),(1-$G112),1) + IF(ISNUMBER(MATCH(AS$96,$U112:$Z112,0)),-1,0)*_xlfn.IFS(ISNUMBER($E112),$E112,ISNUMBER($F112),$F112,ISNUMBER($G112),$G112,AND($E112=0,$F112=0,$G112=0),1)","v":1},{"$f":"IF(ISNUMBER(MATCH(AT$96,$H112:$T112,0)),1,0)*IF(ISNUMBER($G112),(1-$G112),1) + IF(ISNUMBER(MATCH(AT$96,$U112:$Z112,0)),-1,0)*_xlfn.IFS(ISNUMBER($E112),$E112,ISNUMBER($F112),$F112,ISNUMBER($G112),$G112,AND($E112=0,$F112=0,$G112=0),1)","v":0},{"$f":"IF(ISNUMBER(MATCH(AU$96,$H112:$T112,0)),1,0)*IF(ISNUMBER($G112),(1-$G112),1) + IF(ISNUMBER(MATCH(AU$96,$U112:$Z112,0)),-1,0)*_xlfn.IFS(ISNUMBER($E112),$E112,ISNUMBER($F112),$F112,ISNUMBER($G112),$G112,AND($E112=0,$F112=0,$G112=0),1)","v":0},{"$f":"IF(ISNUMBER(MATCH(AV$96,$H112:$T112,0)),1,0)*IF(ISNUMBER($G112),(1-$G112),1) + IF(ISNUMBER(MATCH(AV$96,$U112:$Z112,0)),-1,0)*_xlfn.IFS(ISNUMBER($E112),$E112,ISNUMBER($F112),$F112,ISNUMBER($G112),$G112,AND($E112=0,$F112=0,$G112=0),1)","v":0},{"$f":"IF(ISNUMBER(MATCH(AW$96,$H112:$T112,0)),1,0)*IF(ISNUMBER($G112),(1-$G112),1) + IF(ISNUMBER(MATCH(AW$96,$U112:$Z112,0)),-1,0)*_xlfn.IFS(ISNUMBER($E112),$E112,ISNUMBER($F112),$F112,ISNUMBER($G112),$G112,AND($E112=0,$F112=0,$G112=0),1)","v":0},{"$f":"IF(ISNUMBER(MATCH(AX$96,$H112:$T112,0)),1,0)*IF(ISNUMBER($G112),(1-$G112),1) + IF(ISNUMBER(MATCH(AX$96,$U112:$Z112,0)),-1,0)*_xlfn.IFS(ISNUMBER($E112),$E112,ISNUMBER($F112),$F112,ISNUMBER($G112),$G112,AND($E112=0,$F112=0,$G112=0),1)","v":0},{"$f":"IF(ISNUMBER(MATCH(AY$96,$H112:$T112,0)),1,0)*IF(ISNUMBER($G112),(1-$G112),1) + IF(ISNUMBER(MATCH(AY$96,$U112:$Z112,0)),-1,0)*_xlfn.IFS(ISNUMBER($E112),$E112,ISNUMBER($F112),$F112,ISNUMBER($G112),$G112,AND($E112=0,$F112=0,$G112=0),1)","v":0},{"$f":"IF(ISNUMBER(MATCH(AZ$96,$H112:$T112,0)),1,0)*IF(ISNUMBER($G112),(1-$G112),1) + IF(ISNUMBER(MATCH(AZ$96,$U112:$Z112,0)),-1,0)*_xlfn.IFS(ISNUMBER($E112),$E112,ISNUMBER($F112),$F112,ISNUMBER($G112),$G112,AND($E112=0,$F112=0,$G112=0),1)","v":0},{"$f":"IF(ISNUMBER(MATCH(BA$96,$H112:$T112,0)),1,0)*IF(ISNUMBER($G112),(1-$G112),1) + IF(ISNUMBER(MATCH(BA$96,$U112:$Z112,0)),-1,0)*_xlfn.IFS(ISNUMBER($E112),$E112,ISNUMBER($F112),$F112,ISNUMBER($G112),$G112,AND($E112=0,$F112=0,$G112=0),1)","v":0},{"$f":"IF(ISNUMBER(MATCH(BB$96,$H112:$T112,0)),1,0)*IF(ISNUMBER($G112),(1-$G112),1) + IF(ISNUMBER(MATCH(BB$96,$U112:$Z112,0)),-1,0)*_xlfn.IFS(ISNUMBER($E112),$E112,ISNUMBER($F112),$F112,ISNUMBER($G112),$G112,AND($E112=0,$F112=0,$G112=0),1)","v":0},{"$f":"IF(ISNUMBER(MATCH(BC$96,$H112:$T112,0)),1,0)*IF(ISNUMBER($G112),(1-$G112),1) + IF(ISNUMBER(MATCH(BC$96,$U112:$Z112,0)),-1,0)*_xlfn.IFS(ISNUMBER($E112),$E112,ISNUMBER($F112),$F112,ISNUMBER($G112),$G112,AND($E112=0,$F112=0,$G112=0),1)","v":0},{"$f":"IF(ISNUMBER(MATCH(BD$96,$H112:$T112,0)),1,0)*IF(ISNUMBER($G112),(1-$G112),1) + IF(ISNUMBER(MATCH(BD$96,$U112:$Z112,0)),-1,0)*_xlfn.IFS(ISNUMBER($E112),$E112,ISNUMBER($F112),$F112,ISNUMBER($G112),$G112,AND($E112=0,$F112=0,$G112=0),1)","v":0},{"$f":"IF(ISNUMBER(MATCH(BE$96,$H112:$T112,0)),1,0)*IF(ISNUMBER($G112),(1-$G112),1) + IF(ISNUMBER(MATCH(BE$96,$U112:$Z112,0)),-1,0)*_xlfn.IFS(ISNUMBER($E112),$E112,ISNUMBER($F112),$F112,ISNUMBER($G112),$G112,AND($E112=0,$F112=0,$G112=0),1)","v":0},{"$f":"IF(ISNUMBER(MATCH(BF$96,$H112:$T112,0)),1,0)*IF(ISNUMBER($G112),(1-$G112),1) + IF(ISNUMBER(MATCH(BF$96,$U112:$Z112,0)),-1,0)*_xlfn.IFS(ISNUMBER($E112),$E112,ISNUMBER($F112),$F112,ISNUMBER($G112),$G112,AND($E112=0,$F112=0,$G112=0),1)","v":0},{"$f":"IF(ISNUMBER(MATCH(BG$96,$H112:$T112,0)),1,0)*IF(ISNUMBER($G112),(1-$G112),1) + IF(ISNUMBER(MATCH(BG$96,$U112:$Z112,0)),-1,0)*_xlfn.IFS(ISNUMBER($E112),$E112,ISNUMBER($F112),$F112,ISNUMBER($G112),$G112,AND($E112=0,$F112=0,$G112=0),1)","v":0},{"$f":"IF(ISNUMBER(MATCH(BH$96,$H112:$T112,0)),1,0)*IF(ISNUMBER($G112),(1-$G112),1) + IF(ISNUMBER(MATCH(BH$96,$U112:$Z112,0)),-1,0)*_xlfn.IFS(ISNUMBER($E112),$E112,ISNUMBER($F112),$F112,ISNUMBER($G112),$G112,AND($E112=0,$F112=0,$G112=0),1)","v":0},{"$f":"IF(ISNUMBER(MATCH(BI$96,$H112:$T112,0)),1,0)*IF(ISNUMBER($G112),(1-$G112),1) + IF(ISNUMBER(MATCH(BI$96,$U112:$Z112,0)),-1,0)*_xlfn.IFS(ISNUMBER($E112),$E112,ISNUMBER($F112),$F112,ISNUMBER($G112),$G112,AND($E112=0,$F112=0,$G112=0),1)","v":0},{"$f":"IF(ISNUMBER(MATCH(BJ$96,$H112:$T112,0)),1,0)*IF(ISNUMBER($G112),(1-$G112),1) + IF(ISNUMBER(MATCH(BJ$96,$U112:$Z112,0)),-1,0)*_xlfn.IFS(ISNUMBER($E112),$E112,ISNUMBER($F112),$F112,ISNUMBER($G112),$G112,AND($E112=0,$F112=0,$G112=0),1)","v":0},{"$f":"IF(ISNUMBER(MATCH(BK$96,$H112:$T112,0)),1,0)*IF(ISNUMBER($G112),(1-$G112),1) + IF(ISNUMBER(MATCH(BK$96,$U112:$Z112,0)),-1,0)*_xlfn.IFS(ISNUMBER($E112),$E112,ISNUMBER($F112),$F112,ISNUMBER($G112),$G112,AND($E112=0,$F112=0,$G112=0),1)","v":0},null,0]
[null,null,"ITE load (L2)",null,{"$f":"F92","v":0},null,null,"w_dr1_cl3,l2","w_dr1_cl3,l2","w_dr1_cl3,l2","w_dr1_cl3,l2","w_dr1_cl3,l2",null,null,null,null,null,null,null,null,"e_dr1_cl3",null,null,null,null,null,null,"q_dr1_cl3,l",null,null,{"$f":"IF(ISNUMBER(MATCH(AE$96,$H113:$T113,0)),1,0)*IF(ISNUMBER($G113),(1-$G113),1) + IF(ISNUMBER(MATCH(AE$96,$U113:$Z113,0)),-1,0)*_xlfn.IFS(ISNUMBER($E113),$E113,ISNUMBER($F113),$F113,ISNUMBER($G113),$G113,AND($E113=0,$F113=0,$G113=0),1)","v":0},{"$f":"IF(ISNUMBER(MATCH(AF$96,$H113:$T113,0)),1,0)*IF(ISNUMBER($G113),(1-$G113),1) + IF(ISNUMBER(MATCH(AF$96,$U113:$Z113,0)),-1,0)*_xlfn.IFS(ISNUMBER($E113),$E113,ISNUMBER($F113),$F113,ISNUMBER($G113),$G113,AND($E113=0,$F113=0,$G113=0),1)","v":0},{"$f":"IF(ISNUMBER(MATCH(AG$96,$H113:$T113,0)),1,0)*IF(ISNUMBER($G113),(1-$G113),1) + IF(ISNUMBER(MATCH(AG$96,$U113:$Z113,0)),-1,0)*_xlfn.IFS(ISNUMBER($E113),$E113,ISNUMBER($F113),$F113,ISNUMBER($G113),$G113,AND($E113=0,$F113=0,$G113=0),1)","v":0},{"$f":"IF(ISNUMBER(MATCH(AH$96,$H113:$T113,0)),1,0)*IF(ISNUMBER($G113),(1-$G113),1) + IF(ISNUMBER(MATCH(AH$96,$U113:$Z113,0)),-1,0)*_xlfn.IFS(ISNUMBER($E113),$E113,ISNUMBER($F113),$F113,ISNUMBER($G113),$G113,AND($E113=0,$F113=0,$G113=0),1)","v":0},{"$f":"IF(ISNUMBER(MATCH(AI$96,$H113:$T113,0)),1,0)*IF(ISNUMBER($G113),(1-$G113),1) + IF(ISNUMBER(MATCH(AI$96,$U113:$Z113,0)),-1,0)*_xlfn.IFS(ISNUMBER($E113),$E113,ISNUMBER($F113),$F113,ISNUMBER($G113),$G113,AND($E113=0,$F113=0,$G113=0),1)","v":0},{"$f":"IF(ISNUMBER(MATCH(AJ$96,$H113:$T113,0)),1,0)*IF(ISNUMBER($G113),(1-$G113),1) + IF(ISNUMBER(MATCH(AJ$96,$U113:$Z113,0)),-1,0)*_xlfn.IFS(ISNUMBER($E113),$E113,ISNUMBER($F113),$F113,ISNUMBER($G113),$G113,AND($E113=0,$F113=0,$G113=0),1)","v":0},{"$f":"IF(ISNUMBER(MATCH(AK$96,$H113:$T113,0)),1,0)*IF(ISNUMBER($G113),(1-$G113),1) + IF(ISNUMBER(MATCH(AK$96,$U113:$Z113,0)),-1,0)*_xlfn.IFS(ISNUMBER($E113),$E113,ISNUMBER($F113),$F113,ISNUMBER($G113),$G113,AND($E113=0,$F113=0,$G113=0),1)","v":0},{"$f":"IF(ISNUMBER(MATCH(AL$96,$H113:$T113,0)),1,0)*IF(ISNUMBER($G113),(1-$G113),1) + IF(ISNUMBER(MATCH(AL$96,$U113:$Z113,0)),-1,0)*_xlfn.IFS(ISNUMBER($E113),$E113,ISNUMBER($F113),$F113,ISNUMBER($G113),$G113,AND($E113=0,$F113=0,$G113=0),1)","v":0},{"$f":"IF(ISNUMBER(MATCH(AM$96,$H113:$T113,0)),1,0)*IF(ISNUMBER($G113),(1-$G113),1) + IF(ISNUMBER(MATCH(AM$96,$U113:$Z113,0)),-1,0)*_xlfn.IFS(ISNUMBER($E113),$E113,ISNUMBER($F113),$F113,ISNUMBER($G113),$G113,AND($E113=0,$F113=0,$G113=0),1)","v":0},{"$f":"IF(ISNUMBER(MATCH(AN$96,$H113:$T113,0)),1,0)*IF(ISNUMBER($G113),(1-$G113),1) + IF(ISNUMBER(MATCH(AN$96,$U113:$Z113,0)),-1,0)*_xlfn.IFS(ISNUMBER($E113),$E113,ISNUMBER($F113),$F113,ISNUMBER($G113),$G113,AND($E113=0,$F113=0,$G113=0),1)","v":0},{"$f":"IF(ISNUMBER(MATCH(AO$96,$H113:$T113,0)),1,0)*IF(ISNUMBER($G113),(1-$G113),1) + IF(ISNUMBER(MATCH(AO$96,$U113:$Z113,0)),-1,0)*_xlfn.IFS(ISNUMBER($E113),$E113,ISNUMBER($F113),$F113,ISNUMBER($G113),$G113,AND($E113=0,$F113=0,$G113=0),1)","v":0},{"$f":"IF(ISNUMBER(MATCH(AP$96,$H113:$T113,0)),1,0)*IF(ISNUMBER($G113),(1-$G113),1) + IF(ISNUMBER(MATCH(AP$96,$U113:$Z113,0)),-1,0)*_xlfn.IFS(ISNUMBER($E113),$E113,ISNUMBER($F113),$F113,ISNUMBER($G113),$G113,AND($E113=0,$F113=0,$G113=0),1)","v":0},{"$f":"IF(ISNUMBER(MATCH(AQ$96,$H113:$T113,0)),1,0)*IF(ISNUMBER($G113),(1-$G113),1) + IF(ISNUMBER(MATCH(AQ$96,$U113:$Z113,0)),-1,0)*_xlfn.IFS(ISNUMBER($E113),$E113,ISNUMBER($F113),$F113,ISNUMBER($G113),$G113,AND($E113=0,$F113=0,$G113=0),1)","v":0},{"$f":"IF(ISNUMBER(MATCH(AR$96,$H113:$T113,0)),1,0)*IF(ISNUMBER($G113),(1-$G113),1) + IF(ISNUMBER(MATCH(AR$96,$U113:$Z113,0)),-1,0)*_xlfn.IFS(ISNUMBER($E113),$E113,ISNUMBER($F113),$F113,ISNUMBER($G113),$G113,AND($E113=0,$F113=0,$G113=0),1)","v":0},{"$f":"IF(ISNUMBER(MATCH(AS$96,$H113:$T113,0)),1,0)*IF(ISNUMBER($G113),(1-$G113),1) + IF(ISNUMBER(MATCH(AS$96,$U113:$Z113,0)),-1,0)*_xlfn.IFS(ISNUMBER($E113),$E113,ISNUMBER($F113),$F113,ISNUMBER($G113),$G113,AND($E113=0,$F113=0,$G113=0),1)","v":0},{"$f":"IF(ISNUMBER(MATCH(AT$96,$H113:$T113,0)),1,0)*IF(ISNUMBER($G113),(1-$G113),1) + IF(ISNUMBER(MATCH(AT$96,$U113:$Z113,0)),-1,0)*_xlfn.IFS(ISNUMBER($E113),$E113,ISNUMBER($F113),$F113,ISNUMBER($G113),$G113,AND($E113=0,$F113=0,$G113=0),1)","v":0},{"$f":"IF(ISNUMBER(MATCH(AU$96,$H113:$T113,0)),1,0)*IF(ISNUMBER($G113),(1-$G113),1) + IF(ISNUMBER(MATCH(AU$96,$U113:$Z113,0)),-1,0)*_xlfn.IFS(ISNUMBER($E113),$E113,ISNUMBER($F113),$F113,ISNUMBER($G113),$G113,AND($E113=0,$F113=0,$G113=0),1)","v":0},{"$f":"IF(ISNUMBER(MATCH(AV$96,$H113:$T113,0)),1,0)*IF(ISNUMBER($G113),(1-$G113),1) + IF(ISNUMBER(MATCH(AV$96,$U113:$Z113,0)),-1,0)*_xlfn.IFS(ISNUMBER($E113),$E113,ISNUMBER($F113),$F113,ISNUMBER($G113),$G113,AND($E113=0,$F113=0,$G113=0),1)","v":1},{"$f":"IF(ISNUMBER(MATCH(AW$96,$H113:$T113,0)),1,0)*IF(ISNUMBER($G113),(1-$G113),1) + IF(ISNUMBER(MATCH(AW$96,$U113:$Z113,0)),-1,0)*_xlfn.IFS(ISNUMBER($E113),$E113,ISNUMBER($F113),$F113,ISNUMBER($G113),$G113,AND($E113=0,$F113=0,$G113=0),1)","v":0},{"$f":"IF(ISNUMBER(MATCH(AX$96,$H113:$T113,0)),1,0)*IF(ISNUMBER($G113),(1-$G113),1) + IF(ISNUMBER(MATCH(AX$96,$U113:$Z113,0)),-1,0)*_xlfn.IFS(ISNUMBER($E113),$E113,ISNUMBER($F113),$F113,ISNUMBER($G113),$G113,AND($E113=0,$F113=0,$G113=0),1)","v":0},{"$f":"IF(ISNUMBER(MATCH(AY$96,$H113:$T113,0)),1,0)*IF(ISNUMBER($G113),(1-$G113),1) + IF(ISNUMBER(MATCH(AY$96,$U113:$Z113,0)),-1,0)*_xlfn.IFS(ISNUMBER($E113),$E113,ISNUMBER($F113),$F113,ISNUMBER($G113),$G113,AND($E113=0,$F113=0,$G113=0),1)","v":0},{"$f":"IF(ISNUMBER(MATCH(AZ$96,$H113:$T113,0)),1,0)*IF(ISNUMBER($G113),(1-$G113),1) + IF(ISNUMBER(MATCH(AZ$96,$U113:$Z113,0)),-1,0)*_xlfn.IFS(ISNUMBER($E113),$E113,ISNUMBER($F113),$F113,ISNUMBER($G113),$G113,AND($E113=0,$F113=0,$G113=0),1)","v":0},{"$f":"IF(ISNUMBER(MATCH(BA$96,$H113:$T113,0)),1,0)*IF(ISNUMBER($G113),(1-$G113),1) + IF(ISNUMBER(MATCH(BA$96,$U113:$Z113,0)),-1,0)*_xlfn.IFS(ISNUMBER($E113),$E113,ISNUMBER($F113),$F113,ISNUMBER($G113),$G113,AND($E113=0,$F113=0,$G113=0),1)","v":0},{"$f":"IF(ISNUMBER(MATCH(BB$96,$H113:$T113,0)),1,0)*IF(ISNUMBER($G113),(1-$G113),1) + IF(ISNUMBER(MATCH(BB$96,$U113:$Z113,0)),-1,0)*_xlfn.IFS(ISNUMBER($E113),$E113,ISNUMBER($F113),$F113,ISNUMBER($G113),$G113,AND($E113=0,$F113=0,$G113=0),1)","v":0},{"$f":"IF(ISNUMBER(MATCH(BC$96,$H113:$T113,0)),1,0)*IF(ISNUMBER($G113),(1-$G113),1) + IF(ISNUMBER(MATCH(BC$96,$U113:$Z113,0)),-1,0)*_xlfn.IFS(ISNUMBER($E113),$E113,ISNUMBER($F113),$F113,ISNUMBER($G113),$G113,AND($E113=0,$F113=0,$G113=0),1)","v":0},{"$f":"IF(ISNUMBER(MATCH(BD$96,$H113:$T113,0)),1,0)*IF(ISNUMBER($G113),(1-$G113),1) + IF(ISNUMBER(MATCH(BD$96,$U113:$Z113,0)),-1,0)*_xlfn.IFS(ISNUMBER($E113),$E113,ISNUMBER($F113),$F113,ISNUMBER($G113),$G113,AND($E113=0,$F113=0,$G113=0),1)","v":0},{"$f":"IF(ISNUMBER(MATCH(BE$96,$H113:$T113,0)),1,0)*IF(ISNUMBER($G113),(1-$G113),1) + IF(ISNUMBER(MATCH(BE$96,$U113:$Z113,0)),-1,0)*_xlfn.IFS(ISNUMBER($E113),$E113,ISNUMBER($F113),$F113,ISNUMBER($G113),$G113,AND($E113=0,$F113=0,$G113=0),1)","v":0},{"$f":"IF(ISNUMBER(MATCH(BF$96,$H113:$T113,0)),1,0)*IF(ISNUMBER($G113),(1-$G113),1) + IF(ISNUMBER(MATCH(BF$96,$U113:$Z113,0)),-1,0)*_xlfn.IFS(ISNUMBER($E113),$E113,ISNUMBER($F113),$F113,ISNUMBER($G113),$G113,AND($E113=0,$F113=0,$G113=0),1)","v":0},{"$f":"IF(ISNUMBER(MATCH(BG$96,$H113:$T113,0)),1,0)*IF(ISNUMBER($G113),(1-$G113),1) + IF(ISNUMBER(MATCH(BG$96,$U113:$Z113,0)),-1,0)*_xlfn.IFS(ISNUMBER($E113),$E113,ISNUMBER($F113),$F113,ISNUMBER($G113),$G113,AND($E113=0,$F113=0,$G113=0),1)","v":0},{"$f":"IF(ISNUMBER(MATCH(BH$96,$H113:$T113,0)),1,0)*IF(ISNUMBER($G113),(1-$G113),1) + IF(ISNUMBER(MATCH(BH$96,$U113:$Z113,0)),-1,0)*_xlfn.IFS(ISNUMBER($E113),$E113,ISNUMBER($F113),$F113,ISNUMBER($G113),$G113,AND($E113=0,$F113=0,$G113=0),1)","v":0},{"$f":"IF(ISNUMBER(MATCH(BI$96,$H113:$T113,0)),1,0)*IF(ISNUMBER($G113),(1-$G113),1) + IF(ISNUMBER(MATCH(BI$96,$U113:$Z113,0)),-1,0)*_xlfn.IFS(ISNUMBER($E113),$E113,ISNUMBER($F113),$F113,ISNUMBER($G113),$G113,AND($E113=0,$F113=0,$G113=0),1)","v":0},{"$f":"IF(ISNUMBER(MATCH(BJ$96,$H113:$T113,0)),1,0)*IF(ISNUMBER($G113),(1-$G113),1) + IF(ISNUMBER(MATCH(BJ$96,$U113:$Z113,0)),-1,0)*_xlfn.IFS(ISNUMBER($E113),$E113,ISNUMBER($F113),$F113,ISNUMBER($G113),$G113,AND($E113=0,$F113=0,$G113=0),1)","v":0},{"$f":"IF(ISNUMBER(MATCH(BK$96,$H113:$T113,0)),1,0)*IF(ISNUMBER($G113),(1-$G113),1) + IF(ISNUMBER(MATCH(BK$96,$U113:$Z113,0)),-1,0)*_xlfn.IFS(ISNUMBER($E113),$E113,ISNUMBER($F113),$F113,ISNUMBER($G113),$G113,AND($E113=0,$F113=0,$G113=0),1)","v":0},null,0]
[null,null,"ITE load (L3)",null,{"$f":"F93","v":0},null,null,"w_dr1_cl3,l3","w_dr1_cl3,l3","w_dr1_cl3,l3","w_dr1_cl3,l3","w_dr1_cl3,l3",null,null,null,null,null,null,null,null,"e_dr1_cl3",null,null,null,null,null,null,"w_dr1_cl3,l2",null,null,{"$f":"IF(ISNUMBER(MATCH(AE$96,$H114:$T114,0)),1,0)*IF(ISNUMBER($G114),(1-$G114),1) + IF(ISNUMBER(MATCH(AE$96,$U114:$Z114,0)),-1,0)*_xlfn.IFS(ISNUMBER($E114),$E114,ISNUMBER($F114),$F114,ISNUMBER($G114),$G114,AND($E114=0,$F114=0,$G114=0),1)","v":0},{"$f":"IF(ISNUMBER(MATCH(AF$96,$H114:$T114,0)),1,0)*IF(ISNUMBER($G114),(1-$G114),1) + IF(ISNUMBER(MATCH(AF$96,$U114:$Z114,0)),-1,0)*_xlfn.IFS(ISNUMBER($E114),$E114,ISNUMBER($F114),$F114,ISNUMBER($G114),$G114,AND($E114=0,$F114=0,$G114=0),1)","v":0},{"$f":"IF(ISNUMBER(MATCH(AG$96,$H114:$T114,0)),1,0)*IF(ISNUMBER($G114),(1-$G114),1) + IF(ISNUMBER(MATCH(AG$96,$U114:$Z114,0)),-1,0)*_xlfn.IFS(ISNUMBER($E114),$E114,ISNUMBER($F114),$F114,ISNUMBER($G114),$G114,AND($E114=0,$F114=0,$G114=0),1)","v":0},{"$f":"IF(ISNUMBER(MATCH(AH$96,$H114:$T114,0)),1,0)*IF(ISNUMBER($G114),(1-$G114),1) + IF(ISNUMBER(MATCH(AH$96,$U114:$Z114,0)),-1,0)*_xlfn.IFS(ISNUMBER($E114),$E114,ISNUMBER($F114),$F114,ISNUMBER($G114),$G114,AND($E114=0,$F114=0,$G114=0),1)","v":0},{"$f":"IF(ISNUMBER(MATCH(AI$96,$H114:$T114,0)),1,0)*IF(ISNUMBER($G114),(1-$G114),1) + IF(ISNUMBER(MATCH(AI$96,$U114:$Z114,0)),-1,0)*_xlfn.IFS(ISNUMBER($E114),$E114,ISNUMBER($F114),$F114,ISNUMBER($G114),$G114,AND($E114=0,$F114=0,$G114=0),1)","v":0},{"$f":"IF(ISNUMBER(MATCH(AJ$96,$H114:$T114,0)),1,0)*IF(ISNUMBER($G114),(1-$G114),1) + IF(ISNUMBER(MATCH(AJ$96,$U114:$Z114,0)),-1,0)*_xlfn.IFS(ISNUMBER($E114),$E114,ISNUMBER($F114),$F114,ISNUMBER($G114),$G114,AND($E114=0,$F114=0,$G114=0),1)","v":0},{"$f":"IF(ISNUMBER(MATCH(AK$96,$H114:$T114,0)),1,0)*IF(ISNUMBER($G114),(1-$G114),1) + IF(ISNUMBER(MATCH(AK$96,$U114:$Z114,0)),-1,0)*_xlfn.IFS(ISNUMBER($E114),$E114,ISNUMBER($F114),$F114,ISNUMBER($G114),$G114,AND($E114=0,$F114=0,$G114=0),1)","v":0},{"$f":"IF(ISNUMBER(MATCH(AL$96,$H114:$T114,0)),1,0)*IF(ISNUMBER($G114),(1-$G114),1) + IF(ISNUMBER(MATCH(AL$96,$U114:$Z114,0)),-1,0)*_xlfn.IFS(ISNUMBER($E114),$E114,ISNUMBER($F114),$F114,ISNUMBER($G114),$G114,AND($E114=0,$F114=0,$G114=0),1)","v":0},{"$f":"IF(ISNUMBER(MATCH(AM$96,$H114:$T114,0)),1,0)*IF(ISNUMBER($G114),(1-$G114),1) + IF(ISNUMBER(MATCH(AM$96,$U114:$Z114,0)),-1,0)*_xlfn.IFS(ISNUMBER($E114),$E114,ISNUMBER($F114),$F114,ISNUMBER($G114),$G114,AND($E114=0,$F114=0,$G114=0),1)","v":0},{"$f":"IF(ISNUMBER(MATCH(AN$96,$H114:$T114,0)),1,0)*IF(ISNUMBER($G114),(1-$G114),1) + IF(ISNUMBER(MATCH(AN$96,$U114:$Z114,0)),-1,0)*_xlfn.IFS(ISNUMBER($E114),$E114,ISNUMBER($F114),$F114,ISNUMBER($G114),$G114,AND($E114=0,$F114=0,$G114=0),1)","v":0},{"$f":"IF(ISNUMBER(MATCH(AO$96,$H114:$T114,0)),1,0)*IF(ISNUMBER($G114),(1-$G114),1) + IF(ISNUMBER(MATCH(AO$96,$U114:$Z114,0)),-1,0)*_xlfn.IFS(ISNUMBER($E114),$E114,ISNUMBER($F114),$F114,ISNUMBER($G114),$G114,AND($E114=0,$F114=0,$G114=0),1)","v":0},{"$f":"IF(ISNUMBER(MATCH(AP$96,$H114:$T114,0)),1,0)*IF(ISNUMBER($G114),(1-$G114),1) + IF(ISNUMBER(MATCH(AP$96,$U114:$Z114,0)),-1,0)*_xlfn.IFS(ISNUMBER($E114),$E114,ISNUMBER($F114),$F114,ISNUMBER($G114),$G114,AND($E114=0,$F114=0,$G114=0),1)","v":0},{"$f":"IF(ISNUMBER(MATCH(AQ$96,$H114:$T114,0)),1,0)*IF(ISNUMBER($G114),(1-$G114),1) + IF(ISNUMBER(MATCH(AQ$96,$U114:$Z114,0)),-1,0)*_xlfn.IFS(ISNUMBER($E114),$E114,ISNUMBER($F114),$F114,ISNUMBER($G114),$G114,AND($E114=0,$F114=0,$G114=0),1)","v":0},{"$f":"IF(ISNUMBER(MATCH(AR$96,$H114:$T114,0)),1,0)*IF(ISNUMBER($G114),(1-$G114),1) + IF(ISNUMBER(MATCH(AR$96,$U114:$Z114,0)),-1,0)*_xlfn.IFS(ISNUMBER($E114),$E114,ISNUMBER($F114),$F114,ISNUMBER($G114),$G114,AND($E114=0,$F114=0,$G114=0),1)","v":0},{"$f":"IF(ISNUMBER(MATCH(AS$96,$H114:$T114,0)),1,0)*IF(ISNUMBER($G114),(1-$G114),1) + IF(ISNUMBER(MATCH(AS$96,$U114:$Z114,0)),-1,0)*_xlfn.IFS(ISNUMBER($E114),$E114,ISNUMBER($F114),$F114,ISNUMBER($G114),$G114,AND($E114=0,$F114=0,$G114=0),1)","v":0},{"$f":"IF(ISNUMBER(MATCH(AT$96,$H114:$T114,0)),1,0)*IF(ISNUMBER($G114),(1-$G114),1) + IF(ISNUMBER(MATCH(AT$96,$U114:$Z114,0)),-1,0)*_xlfn.IFS(ISNUMBER($E114),$E114,ISNUMBER($F114),$F114,ISNUMBER($G114),$G114,AND($E114=0,$F114=0,$G114=0),1)","v":0},{"$f":"IF(ISNUMBER(MATCH(AU$96,$H114:$T114,0)),1,0)*IF(ISNUMBER($G114),(1-$G114),1) + IF(ISNUMBER(MATCH(AU$96,$U114:$Z114,0)),-1,0)*_xlfn.IFS(ISNUMBER($E114),$E114,ISNUMBER($F114),$F114,ISNUMBER($G114),$G114,AND($E114=0,$F114=0,$G114=0),1)","v":0},{"$f":"IF(ISNUMBER(MATCH(AV$96,$H114:$T114,0)),1,0)*IF(ISNUMBER($G114),(1-$G114),1) + IF(ISNUMBER(MATCH(AV$96,$U114:$Z114,0)),-1,0)*_xlfn.IFS(ISNUMBER($E114),$E114,ISNUMBER($F114),$F114,ISNUMBER($G114),$G114,AND($E114=0,$F114=0,$G114=0),1)","v":0},{"$f":"IF(ISNUMBER(MATCH(AW$96,$H114:$T114,0)),1,0)*IF(ISNUMBER($G114),(1-$G114),1) + IF(ISNUMBER(MATCH(AW$96,$U114:$Z114,0)),-1,0)*_xlfn.IFS(ISNUMBER($E114),$E114,ISNUMBER($F114),$F114,ISNUMBER($G114),$G114,AND($E114=0,$F114=0,$G114=0),1)","v":1},{"$f":"IF(ISNUMBER(MATCH(AX$96,$H114:$T114,0)),1,0)*IF(ISNUMBER($G114),(1-$G114),1) + IF(ISNUMBER(MATCH(AX$96,$U114:$Z114,0)),-1,0)*_xlfn.IFS(ISNUMBER($E114),$E114,ISNUMBER($F114),$F114,ISNUMBER($G114),$G114,AND($E114=0,$F114=0,$G114=0),1)","v":0},{"$f":"IF(ISNUMBER(MATCH(AY$96,$H114:$T114,0)),1,0)*IF(ISNUMBER($G114),(1-$G114),1) + IF(ISNUMBER(MATCH(AY$96,$U114:$Z114,0)),-1,0)*_xlfn.IFS(ISNUMBER($E114),$E114,ISNUMBER($F114),$F114,ISNUMBER($G114),$G114,AND($E114=0,$F114=0,$G114=0),1)","v":0},{"$f":"IF(ISNUMBER(MATCH(AZ$96,$H114:$T114,0)),1,0)*IF(ISNUMBER($G114),(1-$G114),1) + IF(ISNUMBER(MATCH(AZ$96,$U114:$Z114,0)),-1,0)*_xlfn.IFS(ISNUMBER($E114),$E114,ISNUMBER($F114),$F114,ISNUMBER($G114),$G114,AND($E114=0,$F114=0,$G114=0),1)","v":0},{"$f":"IF(ISNUMBER(MATCH(BA$96,$H114:$T114,0)),1,0)*IF(ISNUMBER($G114),(1-$G114),1) + IF(ISNUMBER(MATCH(BA$96,$U114:$Z114,0)),-1,0)*_xlfn.IFS(ISNUMBER($E114),$E114,ISNUMBER($F114),$F114,ISNUMBER($G114),$G114,AND($E114=0,$F114=0,$G114=0),1)","v":0},{"$f":"IF(ISNUMBER(MATCH(BB$96,$H114:$T114,0)),1,0)*IF(ISNUMBER($G114),(1-$G114),1) + IF(ISNUMBER(MATCH(BB$96,$U114:$Z114,0)),-1,0)*_xlfn.IFS(ISNUMBER($E114),$E114,ISNUMBER($F114),$F114,ISNUMBER($G114),$G114,AND($E114=0,$F114=0,$G114=0),1)","v":0},{"$f":"IF(ISNUMBER(MATCH(BC$96,$H114:$T114,0)),1,0)*IF(ISNUMBER($G114),(1-$G114),1) + IF(ISNUMBER(MATCH(BC$96,$U114:$Z114,0)),-1,0)*_xlfn.IFS(ISNUMBER($E114),$E114,ISNUMBER($F114),$F114,ISNUMBER($G114),$G114,AND($E114=0,$F114=0,$G114=0),1)","v":0},{"$f":"IF(ISNUMBER(MATCH(BD$96,$H114:$T114,0)),1,0)*IF(ISNUMBER($G114),(1-$G114),1) + IF(ISNUMBER(MATCH(BD$96,$U114:$Z114,0)),-1,0)*_xlfn.IFS(ISNUMBER($E114),$E114,ISNUMBER($F114),$F114,ISNUMBER($G114),$G114,AND($E114=0,$F114=0,$G114=0),1)","v":0},{"$f":"IF(ISNUMBER(MATCH(BE$96,$H114:$T114,0)),1,0)*IF(ISNUMBER($G114),(1-$G114),1) + IF(ISNUMBER(MATCH(BE$96,$U114:$Z114,0)),-1,0)*_xlfn.IFS(ISNUMBER($E114),$E114,ISNUMBER($F114),$F114,ISNUMBER($G114),$G114,AND($E114=0,$F114=0,$G114=0),1)","v":0},{"$f":"IF(ISNUMBER(MATCH(BF$96,$H114:$T114,0)),1,0)*IF(ISNUMBER($G114),(1-$G114),1) + IF(ISNUMBER(MATCH(BF$96,$U114:$Z114,0)),-1,0)*_xlfn.IFS(ISNUMBER($E114),$E114,ISNUMBER($F114),$F114,ISNUMBER($G114),$G114,AND($E114=0,$F114=0,$G114=0),1)","v":0},{"$f":"IF(ISNUMBER(MATCH(BG$96,$H114:$T114,0)),1,0)*IF(ISNUMBER($G114),(1-$G114),1) + IF(ISNUMBER(MATCH(BG$96,$U114:$Z114,0)),-1,0)*_xlfn.IFS(ISNUMBER($E114),$E114,ISNUMBER($F114),$F114,ISNUMBER($G114),$G114,AND($E114=0,$F114=0,$G114=0),1)","v":0},{"$f":"IF(ISNUMBER(MATCH(BH$96,$H114:$T114,0)),1,0)*IF(ISNUMBER($G114),(1-$G114),1) + IF(ISNUMBER(MATCH(BH$96,$U114:$Z114,0)),-1,0)*_xlfn.IFS(ISNUMBER($E114),$E114,ISNUMBER($F114),$F114,ISNUMBER($G114),$G114,AND($E114=0,$F114=0,$G114=0),1)","v":0},{"$f":"IF(ISNUMBER(MATCH(BI$96,$H114:$T114,0)),1,0)*IF(ISNUMBER($G114),(1-$G114),1) + IF(ISNUMBER(MATCH(BI$96,$U114:$Z114,0)),-1,0)*_xlfn.IFS(ISNUMBER($E114),$E114,ISNUMBER($F114),$F114,ISNUMBER($G114),$G114,AND($E114=0,$F114=0,$G114=0),1)","v":0},{"$f":"IF(ISNUMBER(MATCH(BJ$96,$H114:$T114,0)),1,0)*IF(ISNUMBER($G114),(1-$G114),1) + IF(ISNUMBER(MATCH(BJ$96,$U114:$Z114,0)),-1,0)*_xlfn.IFS(ISNUMBER($E114),$E114,ISNUMBER($F114),$F114,ISNUMBER($G114),$G114,AND($E114=0,$F114=0,$G114=0),1)","v":0},{"$f":"IF(ISNUMBER(MATCH(BK$96,$H114:$T114,0)),1,0)*IF(ISNUMBER($G114),(1-$G114),1) + IF(ISNUMBER(MATCH(BK$96,$U114:$Z114,0)),-1,0)*_xlfn.IFS(ISNUMBER($E114),$E114,ISNUMBER($F114),$F114,ISNUMBER($G114),$G114,AND($E114=0,$F114=0,$G114=0),1)","v":0},null,0]
[null,null,"ITE load (L4)",null,{"$f":"F94","v":0},null,null,"w_dr1_cl3,l4","w_dr1_cl3,l4","w_dr1_cl3,l4","w_dr1_cl3,l4","w_dr1_cl3,l4",null,null,null,null,null,null,null,null,"e_dr1_cl3",null,null,null,null,null,null,"w_dr1_cl3,l3",null,null,{"$f":"IF(ISNUMBER(MATCH(AE$96,$H115:$T115,0)),1,0)*IF(ISNUMBER($G115),(1-$G115),1) + IF(ISNUMBER(MATCH(AE$96,$U115:$Z115,0)),-1,0)*_xlfn.IFS(ISNUMBER($E115),$E115,ISNUMBER($F115),$F115,ISNUMBER($G115),$G115,AND($E115=0,$F115=0,$G115=0),1)","v":0},{"$f":"IF(ISNUMBER(MATCH(AF$96,$H115:$T115,0)),1,0)*IF(ISNUMBER($G115),(1-$G115),1) + IF(ISNUMBER(MATCH(AF$96,$U115:$Z115,0)),-1,0)*_xlfn.IFS(ISNUMBER($E115),$E115,ISNUMBER($F115),$F115,ISNUMBER($G115),$G115,AND($E115=0,$F115=0,$G115=0),1)","v":0},{"$f":"IF(ISNUMBER(MATCH(AG$96,$H115:$T115,0)),1,0)*IF(ISNUMBER($G115),(1-$G115),1) + IF(ISNUMBER(MATCH(AG$96,$U115:$Z115,0)),-1,0)*_xlfn.IFS(ISNUMBER($E115),$E115,ISNUMBER($F115),$F115,ISNUMBER($G115),$G115,AND($E115=0,$F115=0,$G115=0),1)","v":0},{"$f":"IF(ISNUMBER(MATCH(AH$96,$H115:$T115,0)),1,0)*IF(ISNUMBER($G115),(1-$G115),1) + IF(ISNUMBER(MATCH(AH$96,$U115:$Z115,0)),-1,0)*_xlfn.IFS(ISNUMBER($E115),$E115,ISNUMBER($F115),$F115,ISNUMBER($G115),$G115,AND($E115=0,$F115=0,$G115=0),1)","v":0},{"$f":"IF(ISNUMBER(MATCH(AI$96,$H115:$T115,0)),1,0)*IF(ISNUMBER($G115),(1-$G115),1) + IF(ISNUMBER(MATCH(AI$96,$U115:$Z115,0)),-1,0)*_xlfn.IFS(ISNUMBER($E115),$E115,ISNUMBER($F115),$F115,ISNUMBER($G115),$G115,AND($E115=0,$F115=0,$G115=0),1)","v":0},{"$f":"IF(ISNUMBER(MATCH(AJ$96,$H115:$T115,0)),1,0)*IF(ISNUMBER($G115),(1-$G115),1) + IF(ISNUMBER(MATCH(AJ$96,$U115:$Z115,0)),-1,0)*_xlfn.IFS(ISNUMBER($E115),$E115,ISNUMBER($F115),$F115,ISNUMBER($G115),$G115,AND($E115=0,$F115=0,$G115=0),1)","v":0},{"$f":"IF(ISNUMBER(MATCH(AK$96,$H115:$T115,0)),1,0)*IF(ISNUMBER($G115),(1-$G115),1) + IF(ISNUMBER(MATCH(AK$96,$U115:$Z115,0)),-1,0)*_xlfn.IFS(ISNUMBER($E115),$E115,ISNUMBER($F115),$F115,ISNUMBER($G115),$G115,AND($E115=0,$F115=0,$G115=0),1)","v":0},{"$f":"IF(ISNUMBER(MATCH(AL$96,$H115:$T115,0)),1,0)*IF(ISNUMBER($G115),(1-$G115),1) + IF(ISNUMBER(MATCH(AL$96,$U115:$Z115,0)),-1,0)*_xlfn.IFS(ISNUMBER($E115),$E115,ISNUMBER($F115),$F115,ISNUMBER($G115),$G115,AND($E115=0,$F115=0,$G115=0),1)","v":0},{"$f":"IF(ISNUMBER(MATCH(AM$96,$H115:$T115,0)),1,0)*IF(ISNUMBER($G115),(1-$G115),1) + IF(ISNUMBER(MATCH(AM$96,$U115:$Z115,0)),-1,0)*_xlfn.IFS(ISNUMBER($E115),$E115,ISNUMBER($F115),$F115,ISNUMBER($G115),$G115,AND($E115=0,$F115=0,$G115=0),1)","v":0},{"$f":"IF(ISNUMBER(MATCH(AN$96,$H115:$T115,0)),1,0)*IF(ISNUMBER($G115),(1-$G115),1) + IF(ISNUMBER(MATCH(AN$96,$U115:$Z115,0)),-1,0)*_xlfn.IFS(ISNUMBER($E115),$E115,ISNUMBER($F115),$F115,ISNUMBER($G115),$G115,AND($E115=0,$F115=0,$G115=0),1)","v":0},{"$f":"IF(ISNUMBER(MATCH(AO$96,$H115:$T115,0)),1,0)*IF(ISNUMBER($G115),(1-$G115),1) + IF(ISNUMBER(MATCH(AO$96,$U115:$Z115,0)),-1,0)*_xlfn.IFS(ISNUMBER($E115),$E115,ISNUMBER($F115),$F115,ISNUMBER($G115),$G115,AND($E115=0,$F115=0,$G115=0),1)","v":0},{"$f":"IF(ISNUMBER(MATCH(AP$96,$H115:$T115,0)),1,0)*IF(ISNUMBER($G115),(1-$G115),1) + IF(ISNUMBER(MATCH(AP$96,$U115:$Z115,0)),-1,0)*_xlfn.IFS(ISNUMBER($E115),$E115,ISNUMBER($F115),$F115,ISNUMBER($G115),$G115,AND($E115=0,$F115=0,$G115=0),1)","v":0},{"$f":"IF(ISNUMBER(MATCH(AQ$96,$H115:$T115,0)),1,0)*IF(ISNUMBER($G115),(1-$G115),1) + IF(ISNUMBER(MATCH(AQ$96,$U115:$Z115,0)),-1,0)*_xlfn.IFS(ISNUMBER($E115),$E115,ISNUMBER($F115),$F115,ISNUMBER($G115),$G115,AND($E115=0,$F115=0,$G115=0),1)","v":0},{"$f":"IF(ISNUMBER(MATCH(AR$96,$H115:$T115,0)),1,0)*IF(ISNUMBER($G115),(1-$G115),1) + IF(ISNUMBER(MATCH(AR$96,$U115:$Z115,0)),-1,0)*_xlfn.IFS(ISNUMBER($E115),$E115,ISNUMBER($F115),$F115,ISNUMBER($G115),$G115,AND($E115=0,$F115=0,$G115=0),1)","v":0},{"$f":"IF(ISNUMBER(MATCH(AS$96,$H115:$T115,0)),1,0)*IF(ISNUMBER($G115),(1-$G115),1) + IF(ISNUMBER(MATCH(AS$96,$U115:$Z115,0)),-1,0)*_xlfn.IFS(ISNUMBER($E115),$E115,ISNUMBER($F115),$F115,ISNUMBER($G115),$G115,AND($E115=0,$F115=0,$G115=0),1)","v":0},{"$f":"IF(ISNUMBER(MATCH(AT$96,$H115:$T115,0)),1,0)*IF(ISNUMBER($G115),(1-$G115),1) + IF(ISNUMBER(MATCH(AT$96,$U115:$Z115,0)),-1,0)*_xlfn.IFS(ISNUMBER($E115),$E115,ISNUMBER($F115),$F115,ISNUMBER($G115),$G115,AND($E115=0,$F115=0,$G115=0),1)","v":0},{"$f":"IF(ISNUMBER(MATCH(AU$96,$H115:$T115,0)),1,0)*IF(ISNUMBER($G115),(1-$G115),1) + IF(ISNUMBER(MATCH(AU$96,$U115:$Z115,0)),-1,0)*_xlfn.IFS(ISNUMBER($E115),$E115,ISNUMBER($F115),$F115,ISNUMBER($G115),$G115,AND($E115=0,$F115=0,$G115=0),1)","v":0},{"$f":"IF(ISNUMBER(MATCH(AV$96,$H115:$T115,0)),1,0)*IF(ISNUMBER($G115),(1-$G115),1) + IF(ISNUMBER(MATCH(AV$96,$U115:$Z115,0)),-1,0)*_xlfn.IFS(ISNUMBER($E115),$E115,ISNUMBER($F115),$F115,ISNUMBER($G115),$G115,AND($E115=0,$F115=0,$G115=0),1)","v":0},{"$f":"IF(ISNUMBER(MATCH(AW$96,$H115:$T115,0)),1,0)*IF(ISNUMBER($G115),(1-$G115),1) + IF(ISNUMBER(MATCH(AW$96,$U115:$Z115,0)),-1,0)*_xlfn.IFS(ISNUMBER($E115),$E115,ISNUMBER($F115),$F115,ISNUMBER($G115),$G115,AND($E115=0,$F115=0,$G115=0),1)","v":0},{"$f":"IF(ISNUMBER(MATCH(AX$96,$H115:$T115,0)),1,0)*IF(ISNUMBER($G115),(1-$G115),1) + IF(ISNUMBER(MATCH(AX$96,$U115:$Z115,0)),-1,0)*_xlfn.IFS(ISNUMBER($E115),$E115,ISNUMBER($F115),$F115,ISNUMBER($G115),$G115,AND($E115=0,$F115=0,$G115=0),1)","v":1},{"$f":"IF(ISNUMBER(MATCH(AY$96,$H115:$T115,0)),1,0)*IF(ISNUMBER($G115),(1-$G115),1) + IF(ISNUMBER(MATCH(AY$96,$U115:$Z115,0)),-1,0)*_xlfn.IFS(ISNUMBER($E115),$E115,ISNUMBER($F115),$F115,ISNUMBER($G115),$G115,AND($E115=0,$F115=0,$G115=0),1)","v":0},{"$f":"IF(ISNUMBER(MATCH(AZ$96,$H115:$T115,0)),1,0)*IF(ISNUMBER($G115),(1-$G115),1) + IF(ISNUMBER(MATCH(AZ$96,$U115:$Z115,0)),-1,0)*_xlfn.IFS(ISNUMBER($E115),$E115,ISNUMBER($F115),$F115,ISNUMBER($G115),$G115,AND($E115=0,$F115=0,$G115=0),1)","v":0},{"$f":"IF(ISNUMBER(MATCH(BA$96,$H115:$T115,0)),1,0)*IF(ISNUMBER($G115),(1-$G115),1) + IF(ISNUMBER(MATCH(BA$96,$U115:$Z115,0)),-1,0)*_xlfn.IFS(ISNUMBER($E115),$E115,ISNUMBER($F115),$F115,ISNUMBER($G115),$G115,AND($E115=0,$F115=0,$G115=0),1)","v":0},{"$f":"IF(ISNUMBER(MATCH(BB$96,$H115:$T115,0)),1,0)*IF(ISNUMBER($G115),(1-$G115),1) + IF(ISNUMBER(MATCH(BB$96,$U115:$Z115,0)),-1,0)*_xlfn.IFS(ISNUMBER($E115),$E115,ISNUMBER($F115),$F115,ISNUMBER($G115),$G115,AND($E115=0,$F115=0,$G115=0),1)","v":0},{"$f":"IF(ISNUMBER(MATCH(BC$96,$H115:$T115,0)),1,0)*IF(ISNUMBER($G115),(1-$G115),1) + IF(ISNUMBER(MATCH(BC$96,$U115:$Z115,0)),-1,0)*_xlfn.IFS(ISNUMBER($E115),$E115,ISNUMBER($F115),$F115,ISNUMBER($G115),$G115,AND($E115=0,$F115=0,$G115=0),1)","v":0},{"$f":"IF(ISNUMBER(MATCH(BD$96,$H115:$T115,0)),1,0)*IF(ISNUMBER($G115),(1-$G115),1) + IF(ISNUMBER(MATCH(BD$96,$U115:$Z115,0)),-1,0)*_xlfn.IFS(ISNUMBER($E115),$E115,ISNUMBER($F115),$F115,ISNUMBER($G115),$G115,AND($E115=0,$F115=0,$G115=0),1)","v":0},{"$f":"IF(ISNUMBER(MATCH(BE$96,$H115:$T115,0)),1,0)*IF(ISNUMBER($G115),(1-$G115),1) + IF(ISNUMBER(MATCH(BE$96,$U115:$Z115,0)),-1,0)*_xlfn.IFS(ISNUMBER($E115),$E115,ISNUMBER($F115),$F115,ISNUMBER($G115),$G115,AND($E115=0,$F115=0,$G115=0),1)","v":0},{"$f":"IF(ISNUMBER(MATCH(BF$96,$H115:$T115,0)),1,0)*IF(ISNUMBER($G115),(1-$G115),1) + IF(ISNUMBER(MATCH(BF$96,$U115:$Z115,0)),-1,0)*_xlfn.IFS(ISNUMBER($E115),$E115,ISNUMBER($F115),$F115,ISNUMBER($G115),$G115,AND($E115=0,$F115=0,$G115=0),1)","v":0},{"$f":"IF(ISNUMBER(MATCH(BG$96,$H115:$T115,0)),1,0)*IF(ISNUMBER($G115),(1-$G115),1) + IF(ISNUMBER(MATCH(BG$96,$U115:$Z115,0)),-1,0)*_xlfn.IFS(ISNUMBER($E115),$E115,ISNUMBER($F115),$F115,ISNUMBER($G115),$G115,AND($E115=0,$F115=0,$G115=0),1)","v":0},{"$f":"IF(ISNUMBER(MATCH(BH$96,$H115:$T115,0)),1,0)*IF(ISNUMBER($G115),(1-$G115),1) + IF(ISNUMBER(MATCH(BH$96,$U115:$Z115,0)),-1,0)*_xlfn.IFS(ISNUMBER($E115),$E115,ISNUMBER($F115),$F115,ISNUMBER($G115),$G115,AND($E115=0,$F115=0,$G115=0),1)","v":0},{"$f":"IF(ISNUMBER(MATCH(BI$96,$H115:$T115,0)),1,0)*IF(ISNUMBER($G115),(1-$G115),1) + IF(ISNUMBER(MATCH(BI$96,$U115:$Z115,0)),-1,0)*_xlfn.IFS(ISNUMBER($E115),$E115,ISNUMBER($F115),$F115,ISNUMBER($G115),$G115,AND($E115=0,$F115=0,$G115=0),1)","v":0},{"$f":"IF(ISNUMBER(MATCH(BJ$96,$H115:$T115,0)),1,0)*IF(ISNUMBER($G115),(1-$G115),1) + IF(ISNUMBER(MATCH(BJ$96,$U115:$Z115,0)),-1,0)*_xlfn.IFS(ISNUMBER($E115),$E115,ISNUMBER($F115),$F115,ISNUMBER($G115),$G115,AND($E115=0,$F115=0,$G115=0),1)","v":0},{"$f":"IF(ISNUMBER(MATCH(BK$96,$H115:$T115,0)),1,0)*IF(ISNUMBER($G115),(1-$G115),1) + IF(ISNUMBER(MATCH(BK$96,$U115:$Z115,0)),-1,0)*_xlfn.IFS(ISNUMBER($E115),$E115,ISNUMBER($F115),$F115,ISNUMBER($G115),$G115,AND($E115=0,$F115=0,$G115=0),1)","v":0},null,0]
[null,"cluster 4","conservation",null,null,null,null,"e_dr1_cl4","e_dr1_cl4","e_dr1_cl4","e_dr1_cl4","e_dr1_cl4",null,null,null,null,null,null,null,null,"q_dr1_cl4,l","q_dr1_cl4,a",null,null,null,null,null,"w_dr1_cl3,l4",null,null,{"$f":"IF(ISNUMBER(MATCH(AE$96,$H116:$T116,0)),1,0)*IF(ISNUMBER($G116),(1-$G116),1) + IF(ISNUMBER(MATCH(AE$96,$U116:$Z116,0)),-1,0)*_xlfn.IFS(ISNUMBER($E116),$E116,ISNUMBER($F116),$F116,ISNUMBER($G116),$G116,AND($E116=0,$F116=0,$G116=0),1)","v":0},{"$f":"IF(ISNUMBER(MATCH(AF$96,$H116:$T116,0)),1,0)*IF(ISNUMBER($G116),(1-$G116),1) + IF(ISNUMBER(MATCH(AF$96,$U116:$Z116,0)),-1,0)*_xlfn.IFS(ISNUMBER($E116),$E116,ISNUMBER($F116),$F116,ISNUMBER($G116),$G116,AND($E116=0,$F116=0,$G116=0),1)","v":0},{"$f":"IF(ISNUMBER(MATCH(AG$96,$H116:$T116,0)),1,0)*IF(ISNUMBER($G116),(1-$G116),1) + IF(ISNUMBER(MATCH(AG$96,$U116:$Z116,0)),-1,0)*_xlfn.IFS(ISNUMBER($E116),$E116,ISNUMBER($F116),$F116,ISNUMBER($G116),$G116,AND($E116=0,$F116=0,$G116=0),1)","v":0},{"$f":"IF(ISNUMBER(MATCH(AH$96,$H116:$T116,0)),1,0)*IF(ISNUMBER($G116),(1-$G116),1) + IF(ISNUMBER(MATCH(AH$96,$U116:$Z116,0)),-1,0)*_xlfn.IFS(ISNUMBER($E116),$E116,ISNUMBER($F116),$F116,ISNUMBER($G116),$G116,AND($E116=0,$F116=0,$G116=0),1)","v":0},{"$f":"IF(ISNUMBER(MATCH(AI$96,$H116:$T116,0)),1,0)*IF(ISNUMBER($G116),(1-$G116),1) + IF(ISNUMBER(MATCH(AI$96,$U116:$Z116,0)),-1,0)*_xlfn.IFS(ISNUMBER($E116),$E116,ISNUMBER($F116),$F116,ISNUMBER($G116),$G116,AND($E116=0,$F116=0,$G116=0),1)","v":0},{"$f":"IF(ISNUMBER(MATCH(AJ$96,$H116:$T116,0)),1,0)*IF(ISNUMBER($G116),(1-$G116),1) + IF(ISNUMBER(MATCH(AJ$96,$U116:$Z116,0)),-1,0)*_xlfn.IFS(ISNUMBER($E116),$E116,ISNUMBER($F116),$F116,ISNUMBER($G116),$G116,AND($E116=0,$F116=0,$G116=0),1)","v":0},{"$f":"IF(ISNUMBER(MATCH(AK$96,$H116:$T116,0)),1,0)*IF(ISNUMBER($G116),(1-$G116),1) + IF(ISNUMBER(MATCH(AK$96,$U116:$Z116,0)),-1,0)*_xlfn.IFS(ISNUMBER($E116),$E116,ISNUMBER($F116),$F116,ISNUMBER($G116),$G116,AND($E116=0,$F116=0,$G116=0),1)","v":0},{"$f":"IF(ISNUMBER(MATCH(AL$96,$H116:$T116,0)),1,0)*IF(ISNUMBER($G116),(1-$G116),1) + IF(ISNUMBER(MATCH(AL$96,$U116:$Z116,0)),-1,0)*_xlfn.IFS(ISNUMBER($E116),$E116,ISNUMBER($F116),$F116,ISNUMBER($G116),$G116,AND($E116=0,$F116=0,$G116=0),1)","v":0},{"$f":"IF(ISNUMBER(MATCH(AM$96,$H116:$T116,0)),1,0)*IF(ISNUMBER($G116),(1-$G116),1) + IF(ISNUMBER(MATCH(AM$96,$U116:$Z116,0)),-1,0)*_xlfn.IFS(ISNUMBER($E116),$E116,ISNUMBER($F116),$F116,ISNUMBER($G116),$G116,AND($E116=0,$F116=0,$G116=0),1)","v":0},{"$f":"IF(ISNUMBER(MATCH(AN$96,$H116:$T116,0)),1,0)*IF(ISNUMBER($G116),(1-$G116),1) + IF(ISNUMBER(MATCH(AN$96,$U116:$Z116,0)),-1,0)*_xlfn.IFS(ISNUMBER($E116),$E116,ISNUMBER($F116),$F116,ISNUMBER($G116),$G116,AND($E116=0,$F116=0,$G116=0),1)","v":0},{"$f":"IF(ISNUMBER(MATCH(AO$96,$H116:$T116,0)),1,0)*IF(ISNUMBER($G116),(1-$G116),1) + IF(ISNUMBER(MATCH(AO$96,$U116:$Z116,0)),-1,0)*_xlfn.IFS(ISNUMBER($E116),$E116,ISNUMBER($F116),$F116,ISNUMBER($G116),$G116,AND($E116=0,$F116=0,$G116=0),1)","v":0},{"$f":"IF(ISNUMBER(MATCH(AP$96,$H116:$T116,0)),1,0)*IF(ISNUMBER($G116),(1-$G116),1) + IF(ISNUMBER(MATCH(AP$96,$U116:$Z116,0)),-1,0)*_xlfn.IFS(ISNUMBER($E116),$E116,ISNUMBER($F116),$F116,ISNUMBER($G116),$G116,AND($E116=0,$F116=0,$G116=0),1)","v":0},{"$f":"IF(ISNUMBER(MATCH(AQ$96,$H116:$T116,0)),1,0)*IF(ISNUMBER($G116),(1-$G116),1) + IF(ISNUMBER(MATCH(AQ$96,$U116:$Z116,0)),-1,0)*_xlfn.IFS(ISNUMBER($E116),$E116,ISNUMBER($F116),$F116,ISNUMBER($G116),$G116,AND($E116=0,$F116=0,$G116=0),1)","v":0},{"$f":"IF(ISNUMBER(MATCH(AR$96,$H116:$T116,0)),1,0)*IF(ISNUMBER($G116),(1-$G116),1) + IF(ISNUMBER(MATCH(AR$96,$U116:$Z116,0)),-1,0)*_xlfn.IFS(ISNUMBER($E116),$E116,ISNUMBER($F116),$F116,ISNUMBER($G116),$G116,AND($E116=0,$F116=0,$G116=0),1)","v":0},{"$f":"IF(ISNUMBER(MATCH(AS$96,$H116:$T116,0)),1,0)*IF(ISNUMBER($G116),(1-$G116),1) + IF(ISNUMBER(MATCH(AS$96,$U116:$Z116,0)),-1,0)*_xlfn.IFS(ISNUMBER($E116),$E116,ISNUMBER($F116),$F116,ISNUMBER($G116),$G116,AND($E116=0,$F116=0,$G116=0),1)","v":0},{"$f":"IF(ISNUMBER(MATCH(AT$96,$H116:$T116,0)),1,0)*IF(ISNUMBER($G116),(1-$G116),1) + IF(ISNUMBER(MATCH(AT$96,$U116:$Z116,0)),-1,0)*_xlfn.IFS(ISNUMBER($E116),$E116,ISNUMBER($F116),$F116,ISNUMBER($G116),$G116,AND($E116=0,$F116=0,$G116=0),1)","v":0},{"$f":"IF(ISNUMBER(MATCH(AU$96,$H116:$T116,0)),1,0)*IF(ISNUMBER($G116),(1-$G116),1) + IF(ISNUMBER(MATCH(AU$96,$U116:$Z116,0)),-1,0)*_xlfn.IFS(ISNUMBER($E116),$E116,ISNUMBER($F116),$F116,ISNUMBER($G116),$G116,AND($E116=0,$F116=0,$G116=0),1)","v":0},{"$f":"IF(ISNUMBER(MATCH(AV$96,$H116:$T116,0)),1,0)*IF(ISNUMBER($G116),(1-$G116),1) + IF(ISNUMBER(MATCH(AV$96,$U116:$Z116,0)),-1,0)*_xlfn.IFS(ISNUMBER($E116),$E116,ISNUMBER($F116),$F116,ISNUMBER($G116),$G116,AND($E116=0,$F116=0,$G116=0),1)","v":0},{"$f":"IF(ISNUMBER(MATCH(AW$96,$H116:$T116,0)),1,0)*IF(ISNUMBER($G116),(1-$G116),1) + IF(ISNUMBER(MATCH(AW$96,$U116:$Z116,0)),-1,0)*_xlfn.IFS(ISNUMBER($E116),$E116,ISNUMBER($F116),$F116,ISNUMBER($G116),$G116,AND($E116=0,$F116=0,$G116=0),1)","v":0},{"$f":"IF(ISNUMBER(MATCH(AX$96,$H116:$T116,0)),1,0)*IF(ISNUMBER($G116),(1-$G116),1) + IF(ISNUMBER(MATCH(AX$96,$U116:$Z116,0)),-1,0)*_xlfn.IFS(ISNUMBER($E116),$E116,ISNUMBER($F116),$F116,ISNUMBER($G116),$G116,AND($E116=0,$F116=0,$G116=0),1)","v":0},{"$f":"IF(ISNUMBER(MATCH(AY$96,$H116:$T116,0)),1,0)*IF(ISNUMBER($G116),(1-$G116),1) + IF(ISNUMBER(MATCH(AY$96,$U116:$Z116,0)),-1,0)*_xlfn.IFS(ISNUMBER($E116),$E116,ISNUMBER($F116),$F116,ISNUMBER($G116),$G116,AND($E116=0,$F116=0,$G116=0),1)","v":1},{"$f":"IF(ISNUMBER(MATCH(AZ$96,$H116:$T116,0)),1,0)*IF(ISNUMBER($G116),(1-$G116),1) + IF(ISNUMBER(MATCH(AZ$96,$U116:$Z116,0)),-1,0)*_xlfn.IFS(ISNUMBER($E116),$E116,ISNUMBER($F116),$F116,ISNUMBER($G116),$G116,AND($E116=0,$F116=0,$G116=0),1)","v":-1},{"$f":"IF(ISNUMBER(MATCH(BA$96,$H116:$T116,0)),1,0)*IF(ISNUMBER($G116),(1-$G116),1) + IF(ISNUMBER(MATCH(BA$96,$U116:$Z116,0)),-1,0)*_xlfn.IFS(ISNUMBER($E116),$E116,ISNUMBER($F116),$F116,ISNUMBER($G116),$G116,AND($E116=0,$F116=0,$G116=0),1)","v":-1},{"$f":"IF(ISNUMBER(MATCH(BB$96,$H116:$T116,0)),1,0)*IF(ISNUMBER($G116),(1-$G116),1) + IF(ISNUMBER(MATCH(BB$96,$U116:$Z116,0)),-1,0)*_xlfn.IFS(ISNUMBER($E116),$E116,ISNUMBER($F116),$F116,ISNUMBER($G116),$G116,AND($E116=0,$F116=0,$G116=0),1)","v":0},{"$f":"IF(ISNUMBER(MATCH(BC$96,$H116:$T116,0)),1,0)*IF(ISNUMBER($G116),(1-$G116),1) + IF(ISNUMBER(MATCH(BC$96,$U116:$Z116,0)),-1,0)*_xlfn.IFS(ISNUMBER($E116),$E116,ISNUMBER($F116),$F116,ISNUMBER($G116),$G116,AND($E116=0,$F116=0,$G116=0),1)","v":0},{"$f":"IF(ISNUMBER(MATCH(BD$96,$H116:$T116,0)),1,0)*IF(ISNUMBER($G116),(1-$G116),1) + IF(ISNUMBER(MATCH(BD$96,$U116:$Z116,0)),-1,0)*_xlfn.IFS(ISNUMBER($E116),$E116,ISNUMBER($F116),$F116,ISNUMBER($G116),$G116,AND($E116=0,$F116=0,$G116=0),1)","v":0},{"$f":"IF(ISNUMBER(MATCH(BE$96,$H116:$T116,0)),1,0)*IF(ISNUMBER($G116),(1-$G116),1) + IF(ISNUMBER(MATCH(BE$96,$U116:$Z116,0)),-1,0)*_xlfn.IFS(ISNUMBER($E116),$E116,ISNUMBER($F116),$F116,ISNUMBER($G116),$G116,AND($E116=0,$F116=0,$G116=0),1)","v":0},{"$f":"IF(ISNUMBER(MATCH(BF$96,$H116:$T116,0)),1,0)*IF(ISNUMBER($G116),(1-$G116),1) + IF(ISNUMBER(MATCH(BF$96,$U116:$Z116,0)),-1,0)*_xlfn.IFS(ISNUMBER($E116),$E116,ISNUMBER($F116),$F116,ISNUMBER($G116),$G116,AND($E116=0,$F116=0,$G116=0),1)","v":0},{"$f":"IF(ISNUMBER(MATCH(BG$96,$H116:$T116,0)),1,0)*IF(ISNUMBER($G116),(1-$G116),1) + IF(ISNUMBER(MATCH(BG$96,$U116:$Z116,0)),-1,0)*_xlfn.IFS(ISNUMBER($E116),$E116,ISNUMBER($F116),$F116,ISNUMBER($G116),$G116,AND($E116=0,$F116=0,$G116=0),1)","v":0},{"$f":"IF(ISNUMBER(MATCH(BH$96,$H116:$T116,0)),1,0)*IF(ISNUMBER($G116),(1-$G116),1) + IF(ISNUMBER(MATCH(BH$96,$U116:$Z116,0)),-1,0)*_xlfn.IFS(ISNUMBER($E116),$E116,ISNUMBER($F116),$F116,ISNUMBER($G116),$G116,AND($E116=0,$F116=0,$G116=0),1)","v":0},{"$f":"IF(ISNUMBER(MATCH(BI$96,$H116:$T116,0)),1,0)*IF(ISNUMBER($G116),(1-$G116),1) + IF(ISNUMBER(MATCH(BI$96,$U116:$Z116,0)),-1,0)*_xlfn.IFS(ISNUMBER($E116),$E116,ISNUMBER($F116),$F116,ISNUMBER($G116),$G116,AND($E116=0,$F116=0,$G116=0),1)","v":0},{"$f":"IF(ISNUMBER(MATCH(BJ$96,$H116:$T116,0)),1,0)*IF(ISNUMBER($G116),(1-$G116),1) + IF(ISNUMBER(MATCH(BJ$96,$U116:$Z116,0)),-1,0)*_xlfn.IFS(ISNUMBER($E116),$E116,ISNUMBER($F116),$F116,ISNUMBER($G116),$G116,AND($E116=0,$F116=0,$G116=0),1)","v":0},{"$f":"IF(ISNUMBER(MATCH(BK$96,$H116:$T116,0)),1,0)*IF(ISNUMBER($G116),(1-$G116),1) + IF(ISNUMBER(MATCH(BK$96,$U116:$Z116,0)),-1,0)*_xlfn.IFS(ISNUMBER($E116),$E116,ISNUMBER($F116),$F116,ISNUMBER($G116),$G116,AND($E116=0,$F116=0,$G116=0),1)","v":0},null,0]
[null,null,"Split",null,null,null,{"$f":"G91","v":1},"q_dr1_cl4,a","q_dr1_cl4,a","q_dr1_cl4,a","q_dr1_cl4,a","q_dr1_cl4,a",null,null,null,null,null,null,null,null,"q_dr1_cl4,l",null,null,null,null,null,null,"e_dr1_cl4",null,null,{"$f":"IF(ISNUMBER(MATCH(AE$96,$H117:$T117,0)),1,0)*IF(ISNUMBER($G117),(1-$G117),1) + IF(ISNUMBER(MATCH(AE$96,$U117:$Z117,0)),-1,0)*_xlfn.IFS(ISNUMBER($E117),$E117,ISNUMBER($F117),$F117,ISNUMBER($G117),$G117,AND($E117=0,$F117=0,$G117=0),1)","v":0},{"$f":"IF(ISNUMBER(MATCH(AF$96,$H117:$T117,0)),1,0)*IF(ISNUMBER($G117),(1-$G117),1) + IF(ISNUMBER(MATCH(AF$96,$U117:$Z117,0)),-1,0)*_xlfn.IFS(ISNUMBER($E117),$E117,ISNUMBER($F117),$F117,ISNUMBER($G117),$G117,AND($E117=0,$F117=0,$G117=0),1)","v":0},{"$f":"IF(ISNUMBER(MATCH(AG$96,$H117:$T117,0)),1,0)*IF(ISNUMBER($G117),(1-$G117),1) + IF(ISNUMBER(MATCH(AG$96,$U117:$Z117,0)),-1,0)*_xlfn.IFS(ISNUMBER($E117),$E117,ISNUMBER($F117),$F117,ISNUMBER($G117),$G117,AND($E117=0,$F117=0,$G117=0),1)","v":0},{"$f":"IF(ISNUMBER(MATCH(AH$96,$H117:$T117,0)),1,0)*IF(ISNUMBER($G117),(1-$G117),1) + IF(ISNUMBER(MATCH(AH$96,$U117:$Z117,0)),-1,0)*_xlfn.IFS(ISNUMBER($E117),$E117,ISNUMBER($F117),$F117,ISNUMBER($G117),$G117,AND($E117=0,$F117=0,$G117=0),1)","v":0},{"$f":"IF(ISNUMBER(MATCH(AI$96,$H117:$T117,0)),1,0)*IF(ISNUMBER($G117),(1-$G117),1) + IF(ISNUMBER(MATCH(AI$96,$U117:$Z117,0)),-1,0)*_xlfn.IFS(ISNUMBER($E117),$E117,ISNUMBER($F117),$F117,ISNUMBER($G117),$G117,AND($E117=0,$F117=0,$G117=0),1)","v":0},{"$f":"IF(ISNUMBER(MATCH(AJ$96,$H117:$T117,0)),1,0)*IF(ISNUMBER($G117),(1-$G117),1) + IF(ISNUMBER(MATCH(AJ$96,$U117:$Z117,0)),-1,0)*_xlfn.IFS(ISNUMBER($E117),$E117,ISNUMBER($F117),$F117,ISNUMBER($G117),$G117,AND($E117=0,$F117=0,$G117=0),1)","v":0},{"$f":"IF(ISNUMBER(MATCH(AK$96,$H117:$T117,0)),1,0)*IF(ISNUMBER($G117),(1-$G117),1) + IF(ISNUMBER(MATCH(AK$96,$U117:$Z117,0)),-1,0)*_xlfn.IFS(ISNUMBER($E117),$E117,ISNUMBER($F117),$F117,ISNUMBER($G117),$G117,AND($E117=0,$F117=0,$G117=0),1)","v":0},{"$f":"IF(ISNUMBER(MATCH(AL$96,$H117:$T117,0)),1,0)*IF(ISNUMBER($G117),(1-$G117),1) + IF(ISNUMBER(MATCH(AL$96,$U117:$Z117,0)),-1,0)*_xlfn.IFS(ISNUMBER($E117),$E117,ISNUMBER($F117),$F117,ISNUMBER($G117),$G117,AND($E117=0,$F117=0,$G117=0),1)","v":0},{"$f":"IF(ISNUMBER(MATCH(AM$96,$H117:$T117,0)),1,0)*IF(ISNUMBER($G117),(1-$G117),1) + IF(ISNUMBER(MATCH(AM$96,$U117:$Z117,0)),-1,0)*_xlfn.IFS(ISNUMBER($E117),$E117,ISNUMBER($F117),$F117,ISNUMBER($G117),$G117,AND($E117=0,$F117=0,$G117=0),1)","v":0},{"$f":"IF(ISNUMBER(MATCH(AN$96,$H117:$T117,0)),1,0)*IF(ISNUMBER($G117),(1-$G117),1) + IF(ISNUMBER(MATCH(AN$96,$U117:$Z117,0)),-1,0)*_xlfn.IFS(ISNUMBER($E117),$E117,ISNUMBER($F117),$F117,ISNUMBER($G117),$G117,AND($E117=0,$F117=0,$G117=0),1)","v":0},{"$f":"IF(ISNUMBER(MATCH(AO$96,$H117:$T117,0)),1,0)*IF(ISNUMBER($G117),(1-$G117),1) + IF(ISNUMBER(MATCH(AO$96,$U117:$Z117,0)),-1,0)*_xlfn.IFS(ISNUMBER($E117),$E117,ISNUMBER($F117),$F117,ISNUMBER($G117),$G117,AND($E117=0,$F117=0,$G117=0),1)","v":0},{"$f":"IF(ISNUMBER(MATCH(AP$96,$H117:$T117,0)),1,0)*IF(ISNUMBER($G117),(1-$G117),1) + IF(ISNUMBER(MATCH(AP$96,$U117:$Z117,0)),-1,0)*_xlfn.IFS(ISNUMBER($E117),$E117,ISNUMBER($F117),$F117,ISNUMBER($G117),$G117,AND($E117=0,$F117=0,$G117=0),1)","v":0},{"$f":"IF(ISNUMBER(MATCH(AQ$96,$H117:$T117,0)),1,0)*IF(ISNUMBER($G117),(1-$G117),1) + IF(ISNUMBER(MATCH(AQ$96,$U117:$Z117,0)),-1,0)*_xlfn.IFS(ISNUMBER($E117),$E117,ISNUMBER($F117),$F117,ISNUMBER($G117),$G117,AND($E117=0,$F117=0,$G117=0),1)","v":0},{"$f":"IF(ISNUMBER(MATCH(AR$96,$H117:$T117,0)),1,0)*IF(ISNUMBER($G117),(1-$G117),1) + IF(ISNUMBER(MATCH(AR$96,$U117:$Z117,0)),-1,0)*_xlfn.IFS(ISNUMBER($E117),$E117,ISNUMBER($F117),$F117,ISNUMBER($G117),$G117,AND($E117=0,$F117=0,$G117=0),1)","v":0},{"$f":"IF(ISNUMBER(MATCH(AS$96,$H117:$T117,0)),1,0)*IF(ISNUMBER($G117),(1-$G117),1) + IF(ISNUMBER(MATCH(AS$96,$U117:$Z117,0)),-1,0)*_xlfn.IFS(ISNUMBER($E117),$E117,ISNUMBER($F117),$F117,ISNUMBER($G117),$G117,AND($E117=0,$F117=0,$G117=0),1)","v":0},{"$f":"IF(ISNUMBER(MATCH(AT$96,$H117:$T117,0)),1,0)*IF(ISNUMBER($G117),(1-$G117),1) + IF(ISNUMBER(MATCH(AT$96,$U117:$Z117,0)),-1,0)*_xlfn.IFS(ISNUMBER($E117),$E117,ISNUMBER($F117),$F117,ISNUMBER($G117),$G117,AND($E117=0,$F117=0,$G117=0),1)","v":0},{"$f":"IF(ISNUMBER(MATCH(AU$96,$H117:$T117,0)),1,0)*IF(ISNUMBER($G117),(1-$G117),1) + IF(ISNUMBER(MATCH(AU$96,$U117:$Z117,0)),-1,0)*_xlfn.IFS(ISNUMBER($E117),$E117,ISNUMBER($F117),$F117,ISNUMBER($G117),$G117,AND($E117=0,$F117=0,$G117=0),1)","v":0},{"$f":"IF(ISNUMBER(MATCH(AV$96,$H117:$T117,0)),1,0)*IF(ISNUMBER($G117),(1-$G117),1) + IF(ISNUMBER(MATCH(AV$96,$U117:$Z117,0)),-1,0)*_xlfn.IFS(ISNUMBER($E117),$E117,ISNUMBER($F117),$F117,ISNUMBER($G117),$G117,AND($E117=0,$F117=0,$G117=0),1)","v":0},{"$f":"IF(ISNUMBER(MATCH(AW$96,$H117:$T117,0)),1,0)*IF(ISNUMBER($G117),(1-$G117),1) + IF(ISNUMBER(MATCH(AW$96,$U117:$Z117,0)),-1,0)*_xlfn.IFS(ISNUMBER($E117),$E117,ISNUMBER($F117),$F117,ISNUMBER($G117),$G117,AND($E117=0,$F117=0,$G117=0),1)","v":0},{"$f":"IF(ISNUMBER(MATCH(AX$96,$H117:$T117,0)),1,0)*IF(ISNUMBER($G117),(1-$G117),1) + IF(ISNUMBER(MATCH(AX$96,$U117:$Z117,0)),-1,0)*_xlfn.IFS(ISNUMBER($E117),$E117,ISNUMBER($F117),$F117,ISNUMBER($G117),$G117,AND($E117=0,$F117=0,$G117=0),1)","v":0},{"$f":"IF(ISNUMBER(MATCH(AY$96,$H117:$T117,0)),1,0)*IF(ISNUMBER($G117),(1-$G117),1) + IF(ISNUMBER(MATCH(AY$96,$U117:$Z117,0)),-1,0)*_xlfn.IFS(ISNUMBER($E117),$E117,ISNUMBER($F117),$F117,ISNUMBER($G117),$G117,AND($E117=0,$F117=0,$G117=0),1)","v":0},{"$f":"IF(ISNUMBER(MATCH(AZ$96,$H117:$T117,0)),1,0)*IF(ISNUMBER($G117),(1-$G117),1) + IF(ISNUMBER(MATCH(AZ$96,$U117:$Z117,0)),-1,0)*_xlfn.IFS(ISNUMBER($E117),$E117,ISNUMBER($F117),$F117,ISNUMBER($G117),$G117,AND($E117=0,$F117=0,$G117=0),1)","v":0},{"$f":"IF(ISNUMBER(MATCH(BA$96,$H117:$T117,0)),1,0)*IF(ISNUMBER($G117),(1-$G117),1) + IF(ISNUMBER(MATCH(BA$96,$U117:$Z117,0)),-1,0)*_xlfn.IFS(ISNUMBER($E117),$E117,ISNUMBER($F117),$F117,ISNUMBER($G117),$G117,AND($E117=0,$F117=0,$G117=0),1)","v":-1},{"$f":"IF(ISNUMBER(MATCH(BB$96,$H117:$T117,0)),1,0)*IF(ISNUMBER($G117),(1-$G117),1) + IF(ISNUMBER(MATCH(BB$96,$U117:$Z117,0)),-1,0)*_xlfn.IFS(ISNUMBER($E117),$E117,ISNUMBER($F117),$F117,ISNUMBER($G117),$G117,AND($E117=0,$F117=0,$G117=0),1)","v":0},{"$f":"IF(ISNUMBER(MATCH(BC$96,$H117:$T117,0)),1,0)*IF(ISNUMBER($G117),(1-$G117),1) + IF(ISNUMBER(MATCH(BC$96,$U117:$Z117,0)),-1,0)*_xlfn.IFS(ISNUMBER($E117),$E117,ISNUMBER($F117),$F117,ISNUMBER($G117),$G117,AND($E117=0,$F117=0,$G117=0),1)","v":0},{"$f":"IF(ISNUMBER(MATCH(BD$96,$H117:$T117,0)),1,0)*IF(ISNUMBER($G117),(1-$G117),1) + IF(ISNUMBER(MATCH(BD$96,$U117:$Z117,0)),-1,0)*_xlfn.IFS(ISNUMBER($E117),$E117,ISNUMBER($F117),$F117,ISNUMBER($G117),$G117,AND($E117=0,$F117=0,$G117=0),1)","v":0},{"$f":"IF(ISNUMBER(MATCH(BE$96,$H117:$T117,0)),1,0)*IF(ISNUMBER($G117),(1-$G117),1) + IF(ISNUMBER(MATCH(BE$96,$U117:$Z117,0)),-1,0)*_xlfn.IFS(ISNUMBER($E117),$E117,ISNUMBER($F117),$F117,ISNUMBER($G117),$G117,AND($E117=0,$F117=0,$G117=0),1)","v":0},{"$f":"IF(ISNUMBER(MATCH(BF$96,$H117:$T117,0)),1,0)*IF(ISNUMBER($G117),(1-$G117),1) + IF(ISNUMBER(MATCH(BF$96,$U117:$Z117,0)),-1,0)*_xlfn.IFS(ISNUMBER($E117),$E117,ISNUMBER($F117),$F117,ISNUMBER($G117),$G117,AND($E117=0,$F117=0,$G117=0),1)","v":0},{"$f":"IF(ISNUMBER(MATCH(BG$96,$H117:$T117,0)),1,0)*IF(ISNUMBER($G117),(1-$G117),1) + IF(ISNUMBER(MATCH(BG$96,$U117:$Z117,0)),-1,0)*_xlfn.IFS(ISNUMBER($E117),$E117,ISNUMBER($F117),$F117,ISNUMBER($G117),$G117,AND($E117=0,$F117=0,$G117=0),1)","v":0},{"$f":"IF(ISNUMBER(MATCH(BH$96,$H117:$T117,0)),1,0)*IF(ISNUMBER($G117),(1-$G117),1) + IF(ISNUMBER(MATCH(BH$96,$U117:$Z117,0)),-1,0)*_xlfn.IFS(ISNUMBER($E117),$E117,ISNUMBER($F117),$F117,ISNUMBER($G117),$G117,AND($E117=0,$F117=0,$G117=0),1)","v":0},{"$f":"IF(ISNUMBER(MATCH(BI$96,$H117:$T117,0)),1,0)*IF(ISNUMBER($G117),(1-$G117),1) + IF(ISNUMBER(MATCH(BI$96,$U117:$Z117,0)),-1,0)*_xlfn.IFS(ISNUMBER($E117),$E117,ISNUMBER($F117),$F117,ISNUMBER($G117),$G117,AND($E117=0,$F117=0,$G117=0),1)","v":0},{"$f":"IF(ISNUMBER(MATCH(BJ$96,$H117:$T117,0)),1,0)*IF(ISNUMBER($G117),(1-$G117),1) + IF(ISNUMBER(MATCH(BJ$96,$U117:$Z117,0)),-1,0)*_xlfn.IFS(ISNUMBER($E117),$E117,ISNUMBER($F117),$F117,ISNUMBER($G117),$G117,AND($E117=0,$F117=0,$G117=0),1)","v":0},{"$f":"IF(ISNUMBER(MATCH(BK$96,$H117:$T117,0)),1,0)*IF(ISNUMBER($G117),(1-$G117),1) + IF(ISNUMBER(MATCH(BK$96,$U117:$Z117,0)),-1,0)*_xlfn.IFS(ISNUMBER($E117),$E117,ISNUMBER($F117),$F117,ISNUMBER($G117),$G117,AND($E117=0,$F117=0,$G117=0),1)","v":0},null,0]
[null,null,"Load",{"$f":"G82*G84","v":0},null,null,null,"e_dr1_cl4","e_dr1_cl4","e_dr1_cl4","e_dr1_cl4","e_dr1_cl4",null,null,null,null,null,null,null,null,null,null,null,null,null,null,null,"q_dr1_cl4,a",null,null,{"$f":"IF(ISNUMBER(MATCH(AE$96,$H118:$T118,0)),1,0)*IF(ISNUMBER($G118),(1-$G118),1) + IF(ISNUMBER(MATCH(AE$96,$U118:$Z118,0)),-1,0)*_xlfn.IFS(ISNUMBER($E118),$E118,ISNUMBER($F118),$F118,ISNUMBER($G118),$G118,AND($E118=0,$F118=0,$G118=0),1)","v":0},{"$f":"IF(ISNUMBER(MATCH(AF$96,$H118:$T118,0)),1,0)*IF(ISNUMBER($G118),(1-$G118),1) + IF(ISNUMBER(MATCH(AF$96,$U118:$Z118,0)),-1,0)*_xlfn.IFS(ISNUMBER($E118),$E118,ISNUMBER($F118),$F118,ISNUMBER($G118),$G118,AND($E118=0,$F118=0,$G118=0),1)","v":0},{"$f":"IF(ISNUMBER(MATCH(AG$96,$H118:$T118,0)),1,0)*IF(ISNUMBER($G118),(1-$G118),1) + IF(ISNUMBER(MATCH(AG$96,$U118:$Z118,0)),-1,0)*_xlfn.IFS(ISNUMBER($E118),$E118,ISNUMBER($F118),$F118,ISNUMBER($G118),$G118,AND($E118=0,$F118=0,$G118=0),1)","v":0},{"$f":"IF(ISNUMBER(MATCH(AH$96,$H118:$T118,0)),1,0)*IF(ISNUMBER($G118),(1-$G118),1) + IF(ISNUMBER(MATCH(AH$96,$U118:$Z118,0)),-1,0)*_xlfn.IFS(ISNUMBER($E118),$E118,ISNUMBER($F118),$F118,ISNUMBER($G118),$G118,AND($E118=0,$F118=0,$G118=0),1)","v":0},{"$f":"IF(ISNUMBER(MATCH(AI$96,$H118:$T118,0)),1,0)*IF(ISNUMBER($G118),(1-$G118),1) + IF(ISNUMBER(MATCH(AI$96,$U118:$Z118,0)),-1,0)*_xlfn.IFS(ISNUMBER($E118),$E118,ISNUMBER($F118),$F118,ISNUMBER($G118),$G118,AND($E118=0,$F118=0,$G118=0),1)","v":0},{"$f":"IF(ISNUMBER(MATCH(AJ$96,$H118:$T118,0)),1,0)*IF(ISNUMBER($G118),(1-$G118),1) + IF(ISNUMBER(MATCH(AJ$96,$U118:$Z118,0)),-1,0)*_xlfn.IFS(ISNUMBER($E118),$E118,ISNUMBER($F118),$F118,ISNUMBER($G118),$G118,AND($E118=0,$F118=0,$G118=0),1)","v":0},{"$f":"IF(ISNUMBER(MATCH(AK$96,$H118:$T118,0)),1,0)*IF(ISNUMBER($G118),(1-$G118),1) + IF(ISNUMBER(MATCH(AK$96,$U118:$Z118,0)),-1,0)*_xlfn.IFS(ISNUMBER($E118),$E118,ISNUMBER($F118),$F118,ISNUMBER($G118),$G118,AND($E118=0,$F118=0,$G118=0),1)","v":0},{"$f":"IF(ISNUMBER(MATCH(AL$96,$H118:$T118,0)),1,0)*IF(ISNUMBER($G118),(1-$G118),1) + IF(ISNUMBER(MATCH(AL$96,$U118:$Z118,0)),-1,0)*_xlfn.IFS(ISNUMBER($E118),$E118,ISNUMBER($F118),$F118,ISNUMBER($G118),$G118,AND($E118=0,$F118=0,$G118=0),1)","v":0},{"$f":"IF(ISNUMBER(MATCH(AM$96,$H118:$T118,0)),1,0)*IF(ISNUMBER($G118),(1-$G118),1) + IF(ISNUMBER(MATCH(AM$96,$U118:$Z118,0)),-1,0)*_xlfn.IFS(ISNUMBER($E118),$E118,ISNUMBER($F118),$F118,ISNUMBER($G118),$G118,AND($E118=0,$F118=0,$G118=0),1)","v":0},{"$f":"IF(ISNUMBER(MATCH(AN$96,$H118:$T118,0)),1,0)*IF(ISNUMBER($G118),(1-$G118),1) + IF(ISNUMBER(MATCH(AN$96,$U118:$Z118,0)),-1,0)*_xlfn.IFS(ISNUMBER($E118),$E118,ISNUMBER($F118),$F118,ISNUMBER($G118),$G118,AND($E118=0,$F118=0,$G118=0),1)","v":0},{"$f":"IF(ISNUMBER(MATCH(AO$96,$H118:$T118,0)),1,0)*IF(ISNUMBER($G118),(1-$G118),1) + IF(ISNUMBER(MATCH(AO$96,$U118:$Z118,0)),-1,0)*_xlfn.IFS(ISNUMBER($E118),$E118,ISNUMBER($F118),$F118,ISNUMBER($G118),$G118,AND($E118=0,$F118=0,$G118=0),1)","v":0},{"$f":"IF(ISNUMBER(MATCH(AP$96,$H118:$T118,0)),1,0)*IF(ISNUMBER($G118),(1-$G118),1) + IF(ISNUMBER(MATCH(AP$96,$U118:$Z118,0)),-1,0)*_xlfn.IFS(ISNUMBER($E118),$E118,ISNUMBER($F118),$F118,ISNUMBER($G118),$G118,AND($E118=0,$F118=0,$G118=0),1)","v":0},{"$f":"IF(ISNUMBER(MATCH(AQ$96,$H118:$T118,0)),1,0)*IF(ISNUMBER($G118),(1-$G118),1) + IF(ISNUMBER(MATCH(AQ$96,$U118:$Z118,0)),-1,0)*_xlfn.IFS(ISNUMBER($E118),$E118,ISNUMBER($F118),$F118,ISNUMBER($G118),$G118,AND($E118=0,$F118=0,$G118=0),1)","v":0},{"$f":"IF(ISNUMBER(MATCH(AR$96,$H118:$T118,0)),1,0)*IF(ISNUMBER($G118),(1-$G118),1) + IF(ISNUMBER(MATCH(AR$96,$U118:$Z118,0)),-1,0)*_xlfn.IFS(ISNUMBER($E118),$E118,ISNUMBER($F118),$F118,ISNUMBER($G118),$G118,AND($E118=0,$F118=0,$G118=0),1)","v":0},{"$f":"IF(ISNUMBER(MATCH(AS$96,$H118:$T118,0)),1,0)*IF(ISNUMBER($G118),(1-$G118),1) + IF(ISNUMBER(MATCH(AS$96,$U118:$Z118,0)),-1,0)*_xlfn.IFS(ISNUMBER($E118),$E118,ISNUMBER($F118),$F118,ISNUMBER($G118),$G118,AND($E118=0,$F118=0,$G118=0),1)","v":0},{"$f":"IF(ISNUMBER(MATCH(AT$96,$H118:$T118,0)),1,0)*IF(ISNUMBER($G118),(1-$G118),1) + IF(ISNUMBER(MATCH(AT$96,$U118:$Z118,0)),-1,0)*_xlfn.IFS(ISNUMBER($E118),$E118,ISNUMBER($F118),$F118,ISNUMBER($G118),$G118,AND($E118=0,$F118=0,$G118=0),1)","v":0},{"$f":"IF(ISNUMBER(MATCH(AU$96,$H118:$T118,0)),1,0)*IF(ISNUMBER($G118),(1-$G118),1) + IF(ISNUMBER(MATCH(AU$96,$U118:$Z118,0)),-1,0)*_xlfn.IFS(ISNUMBER($E118),$E118,ISNUMBER($F118),$F118,ISNUMBER($G118),$G118,AND($E118=0,$F118=0,$G118=0),1)","v":0},{"$f":"IF(ISNUMBER(MATCH(AV$96,$H118:$T118,0)),1,0)*IF(ISNUMBER($G118),(1-$G118),1) + IF(ISNUMBER(MATCH(AV$96,$U118:$Z118,0)),-1,0)*_xlfn.IFS(ISNUMBER($E118),$E118,ISNUMBER($F118),$F118,ISNUMBER($G118),$G118,AND($E118=0,$F118=0,$G118=0),1)","v":0},{"$f":"IF(ISNUMBER(MATCH(AW$96,$H118:$T118,0)),1,0)*IF(ISNUMBER($G118),(1-$G118),1) + IF(ISNUMBER(MATCH(AW$96,$U118:$Z118,0)),-1,0)*_xlfn.IFS(ISNUMBER($E118),$E118,ISNUMBER($F118),$F118,ISNUMBER($G118),$G118,AND($E118=0,$F118=0,$G118=0),1)","v":0},{"$f":"IF(ISNUMBER(MATCH(AX$96,$H118:$T118,0)),1,0)*IF(ISNUMBER($G118),(1-$G118),1) + IF(ISNUMBER(MATCH(AX$96,$U118:$Z118,0)),-1,0)*_xlfn.IFS(ISNUMBER($E118),$E118,ISNUMBER($F118),$F118,ISNUMBER($G118),$G118,AND($E118=0,$F118=0,$G118=0),1)","v":0},{"$f":"IF(ISNUMBER(MATCH(AY$96,$H118:$T118,0)),1,0)*IF(ISNUMBER($G118),(1-$G118),1) + IF(ISNUMBER(MATCH(AY$96,$U118:$Z118,0)),-1,0)*_xlfn.IFS(ISNUMBER($E118),$E118,ISNUMBER($F118),$F118,ISNUMBER($G118),$G118,AND($E118=0,$F118=0,$G118=0),1)","v":1},{"$f":"IF(ISNUMBER(MATCH(AZ$96,$H118:$T118,0)),1,0)*IF(ISNUMBER($G118),(1-$G118),1) + IF(ISNUMBER(MATCH(AZ$96,$U118:$Z118,0)),-1,0)*_xlfn.IFS(ISNUMBER($E118),$E118,ISNUMBER($F118),$F118,ISNUMBER($G118),$G118,AND($E118=0,$F118=0,$G118=0),1)","v":0},{"$f":"IF(ISNUMBER(MATCH(BA$96,$H118:$T118,0)),1,0)*IF(ISNUMBER($G118),(1-$G118),1) + IF(ISNUMBER(MATCH(BA$96,$U118:$Z118,0)),-1,0)*_xlfn.IFS(ISNUMBER($E118),$E118,ISNUMBER($F118),$F118,ISNUMBER($G118),$G118,AND($E118=0,$F118=0,$G118=0),1)","v":0},{"$f":"IF(ISNUMBER(MATCH(BB$96,$H118:$T118,0)),1,0)*IF(ISNUMBER($G118),(1-$G118),1) + IF(ISNUMBER(MATCH(BB$96,$U118:$Z118,0)),-1,0)*_xlfn.IFS(ISNUMBER($E118),$E118,ISNUMBER($F118),$F118,ISNUMBER($G118),$G118,AND($E118=0,$F118=0,$G118=0),1)","v":0},{"$f":"IF(ISNUMBER(MATCH(BC$96,$H118:$T118,0)),1,0)*IF(ISNUMBER($G118),(1-$G118),1) + IF(ISNUMBER(MATCH(BC$96,$U118:$Z118,0)),-1,0)*_xlfn.IFS(ISNUMBER($E118),$E118,ISNUMBER($F118),$F118,ISNUMBER($G118),$G118,AND($E118=0,$F118=0,$G118=0),1)","v":0},{"$f":"IF(ISNUMBER(MATCH(BD$96,$H118:$T118,0)),1,0)*IF(ISNUMBER($G118),(1-$G118),1) + IF(ISNUMBER(MATCH(BD$96,$U118:$Z118,0)),-1,0)*_xlfn.IFS(ISNUMBER($E118),$E118,ISNUMBER($F118),$F118,ISNUMBER($G118),$G118,AND($E118=0,$F118=0,$G118=0),1)","v":0},{"$f":"IF(ISNUMBER(MATCH(BE$96,$H118:$T118,0)),1,0)*IF(ISNUMBER($G118),(1-$G118),1) + IF(ISNUMBER(MATCH(BE$96,$U118:$Z118,0)),-1,0)*_xlfn.IFS(ISNUMBER($E118),$E118,ISNUMBER($F118),$F118,ISNUMBER($G118),$G118,AND($E118=0,$F118=0,$G118=0),1)","v":0},{"$f":"IF(ISNUMBER(MATCH(BF$96,$H118:$T118,0)),1,0)*IF(ISNUMBER($G118),(1-$G118),1) + IF(ISNUMBER(MATCH(BF$96,$U118:$Z118,0)),-1,0)*_xlfn.IFS(ISNUMBER($E118),$E118,ISNUMBER($F118),$F118,ISNUMBER($G118),$G118,AND($E118=0,$F118=0,$G118=0),1)","v":0},{"$f":"IF(ISNUMBER(MATCH(BG$96,$H118:$T118,0)),1,0)*IF(ISNUMBER($G118),(1-$G118),1) + IF(ISNUMBER(MATCH(BG$96,$U118:$Z118,0)),-1,0)*_xlfn.IFS(ISNUMBER($E118),$E118,ISNUMBER($F118),$F118,ISNUMBER($G118),$G118,AND($E118=0,$F118=0,$G118=0),1)","v":0},{"$f":"IF(ISNUMBER(MATCH(BH$96,$H118:$T118,0)),1,0)*IF(ISNUMBER($G118),(1-$G118),1) + IF(ISNUMBER(MATCH(BH$96,$U118:$Z118,0)),-1,0)*_xlfn.IFS(ISNUMBER($E118),$E118,ISNUMBER($F118),$F118,ISNUMBER($G118),$G118,AND($E118=0,$F118=0,$G118=0),1)","v":0},{"$f":"IF(ISNUMBER(MATCH(BI$96,$H118:$T118,0)),1,0)*IF(ISNUMBER($G118),(1-$G118),1) + IF(ISNUMBER(MATCH(BI$96,$U118:$Z118,0)),-1,0)*_xlfn.IFS(ISNUMBER($E118),$E118,ISNUMBER($F118),$F118,ISNUMBER($G118),$G118,AND($E118=0,$F118=0,$G118=0),1)","v":0},{"$f":"IF(ISNUMBER(MATCH(BJ$96,$H118:$T118,0)),1,0)*IF(ISNUMBER($G118),(1-$G118),1) + IF(ISNUMBER(MATCH(BJ$96,$U118:$Z118,0)),-1,0)*_xlfn.IFS(ISNUMBER($E118),$E118,ISNUMBER($F118),$F118,ISNUMBER($G118),$G118,AND($E118=0,$F118=0,$G118=0),1)","v":0},{"$f":"IF(ISNUMBER(MATCH(BK$96,$H118:$T118,0)),1,0)*IF(ISNUMBER($G118),(1-$G118),1) + IF(ISNUMBER(MATCH(BK$96,$U118:$Z118,0)),-1,0)*_xlfn.IFS(ISNUMBER($E118),$E118,ISNUMBER($F118),$F118,ISNUMBER($G118),$G118,AND($E118=0,$F118=0,$G118=0),1)","v":0},null,0]
[null,null,"ITE load (L2)",null,{"$f":"G92","v":0},null,null,"w_dr1_cl4,l2","w_dr1_cl4,l2","w_dr1_cl4,l2","w_dr1_cl4,l2","w_dr1_cl4,l2",null,null,null,null,null,null,null,null,"e_dr1_cl4",null,null,null,null,null,null,"q_dr1_cl4,l",null,null,{"$f":"IF(ISNUMBER(MATCH(AE$96,$H119:$T119,0)),1,0)*IF(ISNUMBER($G119),(1-$G119),1) + IF(ISNUMBER(MATCH(AE$96,$U119:$Z119,0)),-1,0)*_xlfn.IFS(ISNUMBER($E119),$E119,ISNUMBER($F119),$F119,ISNUMBER($G119),$G119,AND($E119=0,$F119=0,$G119=0),1)","v":0},{"$f":"IF(ISNUMBER(MATCH(AF$96,$H119:$T119,0)),1,0)*IF(ISNUMBER($G119),(1-$G119),1) + IF(ISNUMBER(MATCH(AF$96,$U119:$Z119,0)),-1,0)*_xlfn.IFS(ISNUMBER($E119),$E119,ISNUMBER($F119),$F119,ISNUMBER($G119),$G119,AND($E119=0,$F119=0,$G119=0),1)","v":0},{"$f":"IF(ISNUMBER(MATCH(AG$96,$H119:$T119,0)),1,0)*IF(ISNUMBER($G119),(1-$G119),1) + IF(ISNUMBER(MATCH(AG$96,$U119:$Z119,0)),-1,0)*_xlfn.IFS(ISNUMBER($E119),$E119,ISNUMBER($F119),$F119,ISNUMBER($G119),$G119,AND($E119=0,$F119=0,$G119=0),1)","v":0},{"$f":"IF(ISNUMBER(MATCH(AH$96,$H119:$T119,0)),1,0)*IF(ISNUMBER($G119),(1-$G119),1) + IF(ISNUMBER(MATCH(AH$96,$U119:$Z119,0)),-1,0)*_xlfn.IFS(ISNUMBER($E119),$E119,ISNUMBER($F119),$F119,ISNUMBER($G119),$G119,AND($E119=0,$F119=0,$G119=0),1)","v":0},{"$f":"IF(ISNUMBER(MATCH(AI$96,$H119:$T119,0)),1,0)*IF(ISNUMBER($G119),(1-$G119),1) + IF(ISNUMBER(MATCH(AI$96,$U119:$Z119,0)),-1,0)*_xlfn.IFS(ISNUMBER($E119),$E119,ISNUMBER($F119),$F119,ISNUMBER($G119),$G119,AND($E119=0,$F119=0,$G119=0),1)","v":0},{"$f":"IF(ISNUMBER(MATCH(AJ$96,$H119:$T119,0)),1,0)*IF(ISNUMBER($G119),(1-$G119),1) + IF(ISNUMBER(MATCH(AJ$96,$U119:$Z119,0)),-1,0)*_xlfn.IFS(ISNUMBER($E119),$E119,ISNUMBER($F119),$F119,ISNUMBER($G119),$G119,AND($E119=0,$F119=0,$G119=0),1)","v":0},{"$f":"IF(ISNUMBER(MATCH(AK$96,$H119:$T119,0)),1,0)*IF(ISNUMBER($G119),(1-$G119),1) + IF(ISNUMBER(MATCH(AK$96,$U119:$Z119,0)),-1,0)*_xlfn.IFS(ISNUMBER($E119),$E119,ISNUMBER($F119),$F119,ISNUMBER($G119),$G119,AND($E119=0,$F119=0,$G119=0),1)","v":0},{"$f":"IF(ISNUMBER(MATCH(AL$96,$H119:$T119,0)),1,0)*IF(ISNUMBER($G119),(1-$G119),1) + IF(ISNUMBER(MATCH(AL$96,$U119:$Z119,0)),-1,0)*_xlfn.IFS(ISNUMBER($E119),$E119,ISNUMBER($F119),$F119,ISNUMBER($G119),$G119,AND($E119=0,$F119=0,$G119=0),1)","v":0},{"$f":"IF(ISNUMBER(MATCH(AM$96,$H119:$T119,0)),1,0)*IF(ISNUMBER($G119),(1-$G119),1) + IF(ISNUMBER(MATCH(AM$96,$U119:$Z119,0)),-1,0)*_xlfn.IFS(ISNUMBER($E119),$E119,ISNUMBER($F119),$F119,ISNUMBER($G119),$G119,AND($E119=0,$F119=0,$G119=0),1)","v":0},{"$f":"IF(ISNUMBER(MATCH(AN$96,$H119:$T119,0)),1,0)*IF(ISNUMBER($G119),(1-$G119),1) + IF(ISNUMBER(MATCH(AN$96,$U119:$Z119,0)),-1,0)*_xlfn.IFS(ISNUMBER($E119),$E119,ISNUMBER($F119),$F119,ISNUMBER($G119),$G119,AND($E119=0,$F119=0,$G119=0),1)","v":0},{"$f":"IF(ISNUMBER(MATCH(AO$96,$H119:$T119,0)),1,0)*IF(ISNUMBER($G119),(1-$G119),1) + IF(ISNUMBER(MATCH(AO$96,$U119:$Z119,0)),-1,0)*_xlfn.IFS(ISNUMBER($E119),$E119,ISNUMBER($F119),$F119,ISNUMBER($G119),$G119,AND($E119=0,$F119=0,$G119=0),1)","v":0},{"$f":"IF(ISNUMBER(MATCH(AP$96,$H119:$T119,0)),1,0)*IF(ISNUMBER($G119),(1-$G119),1) + IF(ISNUMBER(MATCH(AP$96,$U119:$Z119,0)),-1,0)*_xlfn.IFS(ISNUMBER($E119),$E119,ISNUMBER($F119),$F119,ISNUMBER($G119),$G119,AND($E119=0,$F119=0,$G119=0),1)","v":0},{"$f":"IF(ISNUMBER(MATCH(AQ$96,$H119:$T119,0)),1,0)*IF(ISNUMBER($G119),(1-$G119),1) + IF(ISNUMBER(MATCH(AQ$96,$U119:$Z119,0)),-1,0)*_xlfn.IFS(ISNUMBER($E119),$E119,ISNUMBER($F119),$F119,ISNUMBER($G119),$G119,AND($E119=0,$F119=0,$G119=0),1)","v":0},{"$f":"IF(ISNUMBER(MATCH(AR$96,$H119:$T119,0)),1,0)*IF(ISNUMBER($G119),(1-$G119),1) + IF(ISNUMBER(MATCH(AR$96,$U119:$Z119,0)),-1,0)*_xlfn.IFS(ISNUMBER($E119),$E119,ISNUMBER($F119),$F119,ISNUMBER($G119),$G119,AND($E119=0,$F119=0,$G119=0),1)","v":0},{"$f":"IF(ISNUMBER(MATCH(AS$96,$H119:$T119,0)),1,0)*IF(ISNUMBER($G119),(1-$G119),1) + IF(ISNUMBER(MATCH(AS$96,$U119:$Z119,0)),-1,0)*_xlfn.IFS(ISNUMBER($E119),$E119,ISNUMBER($F119),$F119,ISNUMBER($G119),$G119,AND($E119=0,$F119=0,$G119=0),1)","v":0},{"$f":"IF(ISNUMBER(MATCH(AT$96,$H119:$T119,0)),1,0)*IF(ISNUMBER($G119),(1-$G119),1) + IF(ISNUMBER(MATCH(AT$96,$U119:$Z119,0)),-1,0)*_xlfn.IFS(ISNUMBER($E119),$E119,ISNUMBER($F119),$F119,ISNUMBER($G119),$G119,AND($E119=0,$F119=0,$G119=0),1)","v":0},{"$f":"IF(ISNUMBER(MATCH(AU$96,$H119:$T119,0)),1,0)*IF(ISNUMBER($G119),(1-$G119),1) + IF(ISNUMBER(MATCH(AU$96,$U119:$Z119,0)),-1,0)*_xlfn.IFS(ISNUMBER($E119),$E119,ISNUMBER($F119),$F119,ISNUMBER($G119),$G119,AND($E119=0,$F119=0,$G119=0),1)","v":0},{"$f":"IF(ISNUMBER(MATCH(AV$96,$H119:$T119,0)),1,0)*IF(ISNUMBER($G119),(1-$G119),1) + IF(ISNUMBER(MATCH(AV$96,$U119:$Z119,0)),-1,0)*_xlfn.IFS(ISNUMBER($E119),$E119,ISNUMBER($F119),$F119,ISNUMBER($G119),$G119,AND($E119=0,$F119=0,$G119=0),1)","v":0},{"$f":"IF(ISNUMBER(MATCH(AW$96,$H119:$T119,0)),1,0)*IF(ISNUMBER($G119),(1-$G119),1) + IF(ISNUMBER(MATCH(AW$96,$U119:$Z119,0)),-1,0)*_xlfn.IFS(ISNUMBER($E119),$E119,ISNUMBER($F119),$F119,ISNUMBER($G119),$G119,AND($E119=0,$F119=0,$G119=0),1)","v":0},{"$f":"IF(ISNUMBER(MATCH(AX$96,$H119:$T119,0)),1,0)*IF(ISNUMBER($G119),(1-$G119),1) + IF(ISNUMBER(MATCH(AX$96,$U119:$Z119,0)),-1,0)*_xlfn.IFS(ISNUMBER($E119),$E119,ISNUMBER($F119),$F119,ISNUMBER($G119),$G119,AND($E119=0,$F119=0,$G119=0),1)","v":0},{"$f":"IF(ISNUMBER(MATCH(AY$96,$H119:$T119,0)),1,0)*IF(ISNUMBER($G119),(1-$G119),1) + IF(ISNUMBER(MATCH(AY$96,$U119:$Z119,0)),-1,0)*_xlfn.IFS(ISNUMBER($E119),$E119,ISNUMBER($F119),$F119,ISNUMBER($G119),$G119,AND($E119=0,$F119=0,$G119=0),1)","v":0},{"$f":"IF(ISNUMBER(MATCH(AZ$96,$H119:$T119,0)),1,0)*IF(ISNUMBER($G119),(1-$G119),1) + IF(ISNUMBER(MATCH(AZ$96,$U119:$Z119,0)),-1,0)*_xlfn.IFS(ISNUMBER($E119),$E119,ISNUMBER($F119),$F119,ISNUMBER($G119),$G119,AND($E119=0,$F119=0,$G119=0),1)","v":0},{"$f":"IF(ISNUMBER(MATCH(BA$96,$H119:$T119,0)),1,0)*IF(ISNUMBER($G119),(1-$G119),1) + IF(ISNUMBER(MATCH(BA$96,$U119:$Z119,0)),-1,0)*_xlfn.IFS(ISNUMBER($E119),$E119,ISNUMBER($F119),$F119,ISNUMBER($G119),$G119,AND($E119=0,$F119=0,$G119=0),1)","v":0},{"$f":"IF(ISNUMBER(MATCH(BB$96,$H119:$T119,0)),1,0)*IF(ISNUMBER($G119),(1-$G119),1) + IF(ISNUMBER(MATCH(BB$96,$U119:$Z119,0)),-1,0)*_xlfn.IFS(ISNUMBER($E119),$E119,ISNUMBER($F119),$F119,ISNUMBER($G119),$G119,AND($E119=0,$F119=0,$G119=0),1)","v":1},{"$f":"IF(ISNUMBER(MATCH(BC$96,$H119:$T119,0)),1,0)*IF(ISNUMBER($G119),(1-$G119),1) + IF(ISNUMBER(MATCH(BC$96,$U119:$Z119,0)),-1,0)*_xlfn.IFS(ISNUMBER($E119),$E119,ISNUMBER($F119),$F119,ISNUMBER($G119),$G119,AND($E119=0,$F119=0,$G119=0),1)","v":0},{"$f":"IF(ISNUMBER(MATCH(BD$96,$H119:$T119,0)),1,0)*IF(ISNUMBER($G119),(1-$G119),1) + IF(ISNUMBER(MATCH(BD$96,$U119:$Z119,0)),-1,0)*_xlfn.IFS(ISNUMBER($E119),$E119,ISNUMBER($F119),$F119,ISNUMBER($G119),$G119,AND($E119=0,$F119=0,$G119=0),1)","v":0},{"$f":"IF(ISNUMBER(MATCH(BE$96,$H119:$T119,0)),1,0)*IF(ISNUMBER($G119),(1-$G119),1) + IF(ISNUMBER(MATCH(BE$96,$U119:$Z119,0)),-1,0)*_xlfn.IFS(ISNUMBER($E119),$E119,ISNUMBER($F119),$F119,ISNUMBER($G119),$G119,AND($E119=0,$F119=0,$G119=0),1)","v":0},{"$f":"IF(ISNUMBER(MATCH(BF$96,$H119:$T119,0)),1,0)*IF(ISNUMBER($G119),(1-$G119),1) + IF(ISNUMBER(MATCH(BF$96,$U119:$Z119,0)),-1,0)*_xlfn.IFS(ISNUMBER($E119),$E119,ISNUMBER($F119),$F119,ISNUMBER($G119),$G119,AND($E119=0,$F119=0,$G119=0),1)","v":0},{"$f":"IF(ISNUMBER(MATCH(BG$96,$H119:$T119,0)),1,0)*IF(ISNUMBER($G119),(1-$G119),1) + IF(ISNUMBER(MATCH(BG$96,$U119:$Z119,0)),-1,0)*_xlfn.IFS(ISNUMBER($E119),$E119,ISNUMBER($F119),$F119,ISNUMBER($G119),$G119,AND($E119=0,$F119=0,$G119=0),1)","v":0},{"$f":"IF(ISNUMBER(MATCH(BH$96,$H119:$T119,0)),1,0)*IF(ISNUMBER($G119),(1-$G119),1) + IF(ISNUMBER(MATCH(BH$96,$U119:$Z119,0)),-1,0)*_xlfn.IFS(ISNUMBER($E119),$E119,ISNUMBER($F119),$F119,ISNUMBER($G119),$G119,AND($E119=0,$F119=0,$G119=0),1)","v":0},{"$f":"IF(ISNUMBER(MATCH(BI$96,$H119:$T119,0)),1,0)*IF(ISNUMBER($G119),(1-$G119),1) + IF(ISNUMBER(MATCH(BI$96,$U119:$Z119,0)),-1,0)*_xlfn.IFS(ISNUMBER($E119),$E119,ISNUMBER($F119),$F119,ISNUMBER($G119),$G119,AND($E119=0,$F119=0,$G119=0),1)","v":0},{"$f":"IF(ISNUMBER(MATCH(BJ$96,$H119:$T119,0)),1,0)*IF(ISNUMBER($G119),(1-$G119),1) + IF(ISNUMBER(MATCH(BJ$96,$U119:$Z119,0)),-1,0)*_xlfn.IFS(ISNUMBER($E119),$E119,ISNUMBER($F119),$F119,ISNUMBER($G119),$G119,AND($E119=0,$F119=0,$G119=0),1)","v":0},{"$f":"IF(ISNUMBER(MATCH(BK$96,$H119:$T119,0)),1,0)*IF(ISNUMBER($G119),(1-$G119),1) + IF(ISNUMBER(MATCH(BK$96,$U119:$Z119,0)),-1,0)*_xlfn.IFS(ISNUMBER($E119),$E119,ISNUMBER($F119),$F119,ISNUMBER($G119),$G119,AND($E119=0,$F119=0,$G119=0),1)","v":0},null,0]
[null,null,"ITE load (L3)",null,{"$f":"G93","v":0},null,null,"w_dr1_cl4,l3","w_dr1_cl4,l3","w_dr1_cl4,l3","w_dr1_cl4,l3","w_dr1_cl4,l3",null,null,null,null,null,null,null,null,"e_dr1_cl4",null,null,null,null,null,null,"w_dr1_cl4,l2",null,null,{"$f":"IF(ISNUMBER(MATCH(AE$96,$H120:$T120,0)),1,0)*IF(ISNUMBER($G120),(1-$G120),1) + IF(ISNUMBER(MATCH(AE$96,$U120:$Z120,0)),-1,0)*_xlfn.IFS(ISNUMBER($E120),$E120,ISNUMBER($F120),$F120,ISNUMBER($G120),$G120,AND($E120=0,$F120=0,$G120=0),1)","v":0},{"$f":"IF(ISNUMBER(MATCH(AF$96,$H120:$T120,0)),1,0)*IF(ISNUMBER($G120),(1-$G120),1) + IF(ISNUMBER(MATCH(AF$96,$U120:$Z120,0)),-1,0)*_xlfn.IFS(ISNUMBER($E120),$E120,ISNUMBER($F120),$F120,ISNUMBER($G120),$G120,AND($E120=0,$F120=0,$G120=0),1)","v":0},{"$f":"IF(ISNUMBER(MATCH(AG$96,$H120:$T120,0)),1,0)*IF(ISNUMBER($G120),(1-$G120),1) + IF(ISNUMBER(MATCH(AG$96,$U120:$Z120,0)),-1,0)*_xlfn.IFS(ISNUMBER($E120),$E120,ISNUMBER($F120),$F120,ISNUMBER($G120),$G120,AND($E120=0,$F120=0,$G120=0),1)","v":0},{"$f":"IF(ISNUMBER(MATCH(AH$96,$H120:$T120,0)),1,0)*IF(ISNUMBER($G120),(1-$G120),1) + IF(ISNUMBER(MATCH(AH$96,$U120:$Z120,0)),-1,0)*_xlfn.IFS(ISNUMBER($E120),$E120,ISNUMBER($F120),$F120,ISNUMBER($G120),$G120,AND($E120=0,$F120=0,$G120=0),1)","v":0},{"$f":"IF(ISNUMBER(MATCH(AI$96,$H120:$T120,0)),1,0)*IF(ISNUMBER($G120),(1-$G120),1) + IF(ISNUMBER(MATCH(AI$96,$U120:$Z120,0)),-1,0)*_xlfn.IFS(ISNUMBER($E120),$E120,ISNUMBER($F120),$F120,ISNUMBER($G120),$G120,AND($E120=0,$F120=0,$G120=0),1)","v":0},{"$f":"IF(ISNUMBER(MATCH(AJ$96,$H120:$T120,0)),1,0)*IF(ISNUMBER($G120),(1-$G120),1) + IF(ISNUMBER(MATCH(AJ$96,$U120:$Z120,0)),-1,0)*_xlfn.IFS(ISNUMBER($E120),$E120,ISNUMBER($F120),$F120,ISNUMBER($G120),$G120,AND($E120=0,$F120=0,$G120=0),1)","v":0},{"$f":"IF(ISNUMBER(MATCH(AK$96,$H120:$T120,0)),1,0)*IF(ISNUMBER($G120),(1-$G120),1) + IF(ISNUMBER(MATCH(AK$96,$U120:$Z120,0)),-1,0)*_xlfn.IFS(ISNUMBER($E120),$E120,ISNUMBER($F120),$F120,ISNUMBER($G120),$G120,AND($E120=0,$F120=0,$G120=0),1)","v":0},{"$f":"IF(ISNUMBER(MATCH(AL$96,$H120:$T120,0)),1,0)*IF(ISNUMBER($G120),(1-$G120),1) + IF(ISNUMBER(MATCH(AL$96,$U120:$Z120,0)),-1,0)*_xlfn.IFS(ISNUMBER($E120),$E120,ISNUMBER($F120),$F120,ISNUMBER($G120),$G120,AND($E120=0,$F120=0,$G120=0),1)","v":0},{"$f":"IF(ISNUMBER(MATCH(AM$96,$H120:$T120,0)),1,0)*IF(ISNUMBER($G120),(1-$G120),1) + IF(ISNUMBER(MATCH(AM$96,$U120:$Z120,0)),-1,0)*_xlfn.IFS(ISNUMBER($E120),$E120,ISNUMBER($F120),$F120,ISNUMBER($G120),$G120,AND($E120=0,$F120=0,$G120=0),1)","v":0},{"$f":"IF(ISNUMBER(MATCH(AN$96,$H120:$T120,0)),1,0)*IF(ISNUMBER($G120),(1-$G120),1) + IF(ISNUMBER(MATCH(AN$96,$U120:$Z120,0)),-1,0)*_xlfn.IFS(ISNUMBER($E120),$E120,ISNUMBER($F120),$F120,ISNUMBER($G120),$G120,AND($E120=0,$F120=0,$G120=0),1)","v":0},{"$f":"IF(ISNUMBER(MATCH(AO$96,$H120:$T120,0)),1,0)*IF(ISNUMBER($G120),(1-$G120),1) + IF(ISNUMBER(MATCH(AO$96,$U120:$Z120,0)),-1,0)*_xlfn.IFS(ISNUMBER($E120),$E120,ISNUMBER($F120),$F120,ISNUMBER($G120),$G120,AND($E120=0,$F120=0,$G120=0),1)","v":0},{"$f":"IF(ISNUMBER(MATCH(AP$96,$H120:$T120,0)),1,0)*IF(ISNUMBER($G120),(1-$G120),1) + IF(ISNUMBER(MATCH(AP$96,$U120:$Z120,0)),-1,0)*_xlfn.IFS(ISNUMBER($E120),$E120,ISNUMBER($F120),$F120,ISNUMBER($G120),$G120,AND($E120=0,$F120=0,$G120=0),1)","v":0},{"$f":"IF(ISNUMBER(MATCH(AQ$96,$H120:$T120,0)),1,0)*IF(ISNUMBER($G120),(1-$G120),1) + IF(ISNUMBER(MATCH(AQ$96,$U120:$Z120,0)),-1,0)*_xlfn.IFS(ISNUMBER($E120),$E120,ISNUMBER($F120),$F120,ISNUMBER($G120),$G120,AND($E120=0,$F120=0,$G120=0),1)","v":0},{"$f":"IF(ISNUMBER(MATCH(AR$96,$H120:$T120,0)),1,0)*IF(ISNUMBER($G120),(1-$G120),1) + IF(ISNUMBER(MATCH(AR$96,$U120:$Z120,0)),-1,0)*_xlfn.IFS(ISNUMBER($E120),$E120,ISNUMBER($F120),$F120,ISNUMBER($G120),$G120,AND($E120=0,$F120=0,$G120=0),1)","v":0},{"$f":"IF(ISNUMBER(MATCH(AS$96,$H120:$T120,0)),1,0)*IF(ISNUMBER($G120),(1-$G120),1) + IF(ISNUMBER(MATCH(AS$96,$U120:$Z120,0)),-1,0)*_xlfn.IFS(ISNUMBER($E120),$E120,ISNUMBER($F120),$F120,ISNUMBER($G120),$G120,AND($E120=0,$F120=0,$G120=0),1)","v":0},{"$f":"IF(ISNUMBER(MATCH(AT$96,$H120:$T120,0)),1,0)*IF(ISNUMBER($G120),(1-$G120),1) + IF(ISNUMBER(MATCH(AT$96,$U120:$Z120,0)),-1,0)*_xlfn.IFS(ISNUMBER($E120),$E120,ISNUMBER($F120),$F120,ISNUMBER($G120),$G120,AND($E120=0,$F120=0,$G120=0),1)","v":0},{"$f":"IF(ISNUMBER(MATCH(AU$96,$H120:$T120,0)),1,0)*IF(ISNUMBER($G120),(1-$G120),1) + IF(ISNUMBER(MATCH(AU$96,$U120:$Z120,0)),-1,0)*_xlfn.IFS(ISNUMBER($E120),$E120,ISNUMBER($F120),$F120,ISNUMBER($G120),$G120,AND($E120=0,$F120=0,$G120=0),1)","v":0},{"$f":"IF(ISNUMBER(MATCH(AV$96,$H120:$T120,0)),1,0)*IF(ISNUMBER($G120),(1-$G120),1) + IF(ISNUMBER(MATCH(AV$96,$U120:$Z120,0)),-1,0)*_xlfn.IFS(ISNUMBER($E120),$E120,ISNUMBER($F120),$F120,ISNUMBER($G120),$G120,AND($E120=0,$F120=0,$G120=0),1)","v":0},{"$f":"IF(ISNUMBER(MATCH(AW$96,$H120:$T120,0)),1,0)*IF(ISNUMBER($G120),(1-$G120),1) + IF(ISNUMBER(MATCH(AW$96,$U120:$Z120,0)),-1,0)*_xlfn.IFS(ISNUMBER($E120),$E120,ISNUMBER($F120),$F120,ISNUMBER($G120),$G120,AND($E120=0,$F120=0,$G120=0),1)","v":0},{"$f":"IF(ISNUMBER(MATCH(AX$96,$H120:$T120,0)),1,0)*IF(ISNUMBER($G120),(1-$G120),1) + IF(ISNUMBER(MATCH(AX$96,$U120:$Z120,0)),-1,0)*_xlfn.IFS(ISNUMBER($E120),$E120,ISNUMBER($F120),$F120,ISNUMBER($G120),$G120,AND($E120=0,$F120=0,$G120=0),1)","v":0},{"$f":"IF(ISNUMBER(MATCH(AY$96,$H120:$T120,0)),1,0)*IF(ISNUMBER($G120),(1-$G120),1) + IF(ISNUMBER(MATCH(AY$96,$U120:$Z120,0)),-1,0)*_xlfn.IFS(ISNUMBER($E120),$E120,ISNUMBER($F120),$F120,ISNUMBER($G120),$G120,AND($E120=0,$F120=0,$G120=0),1)","v":0},{"$f":"IF(ISNUMBER(MATCH(AZ$96,$H120:$T120,0)),1,0)*IF(ISNUMBER($G120),(1-$G120),1) + IF(ISNUMBER(MATCH(AZ$96,$U120:$Z120,0)),-1,0)*_xlfn.IFS(ISNUMBER($E120),$E120,ISNUMBER($F120),$F120,ISNUMBER($G120),$G120,AND($E120=0,$F120=0,$G120=0),1)","v":0},{"$f":"IF(ISNUMBER(MATCH(BA$96,$H120:$T120,0)),1,0)*IF(ISNUMBER($G120),(1-$G120),1) + IF(ISNUMBER(MATCH(BA$96,$U120:$Z120,0)),-1,0)*_xlfn.IFS(ISNUMBER($E120),$E120,ISNUMBER($F120),$F120,ISNUMBER($G120),$G120,AND($E120=0,$F120=0,$G120=0),1)","v":0},{"$f":"IF(ISNUMBER(MATCH(BB$96,$H120:$T120,0)),1,0)*IF(ISNUMBER($G120),(1-$G120),1) + IF(ISNUMBER(MATCH(BB$96,$U120:$Z120,0)),-1,0)*_xlfn.IFS(ISNUMBER($E120),$E120,ISNUMBER($F120),$F120,ISNUMBER($G120),$G120,AND($E120=0,$F120=0,$G120=0),1)","v":0},{"$f":"IF(ISNUMBER(MATCH(BC$96,$H120:$T120,0)),1,0)*IF(ISNUMBER($G120),(1-$G120),1) + IF(ISNUMBER(MATCH(BC$96,$U120:$Z120,0)),-1,0)*_xlfn.IFS(ISNUMBER($E120),$E120,ISNUMBER($F120),$F120,ISNUMBER($G120),$G120,AND($E120=0,$F120=0,$G120=0),1)","v":1},{"$f":"IF(ISNUMBER(MATCH(BD$96,$H120:$T120,0)),1,0)*IF(ISNUMBER($G120),(1-$G120),1) + IF(ISNUMBER(MATCH(BD$96,$U120:$Z120,0)),-1,0)*_xlfn.IFS(ISNUMBER($E120),$E120,ISNUMBER($F120),$F120,ISNUMBER($G120),$G120,AND($E120=0,$F120=0,$G120=0),1)","v":0},{"$f":"IF(ISNUMBER(MATCH(BE$96,$H120:$T120,0)),1,0)*IF(ISNUMBER($G120),(1-$G120),1) + IF(ISNUMBER(MATCH(BE$96,$U120:$Z120,0)),-1,0)*_xlfn.IFS(ISNUMBER($E120),$E120,ISNUMBER($F120),$F120,ISNUMBER($G120),$G120,AND($E120=0,$F120=0,$G120=0),1)","v":0},{"$f":"IF(ISNUMBER(MATCH(BF$96,$H120:$T120,0)),1,0)*IF(ISNUMBER($G120),(1-$G120),1) + IF(ISNUMBER(MATCH(BF$96,$U120:$Z120,0)),-1,0)*_xlfn.IFS(ISNUMBER($E120),$E120,ISNUMBER($F120),$F120,ISNUMBER($G120),$G120,AND($E120=0,$F120=0,$G120=0),1)","v":0},{"$f":"IF(ISNUMBER(MATCH(BG$96,$H120:$T120,0)),1,0)*IF(ISNUMBER($G120),(1-$G120),1) + IF(ISNUMBER(MATCH(BG$96,$U120:$Z120,0)),-1,0)*_xlfn.IFS(ISNUMBER($E120),$E120,ISNUMBER($F120),$F120,ISNUMBER($G120),$G120,AND($E120=0,$F120=0,$G120=0),1)","v":0},{"$f":"IF(ISNUMBER(MATCH(BH$96,$H120:$T120,0)),1,0)*IF(ISNUMBER($G120),(1-$G120),1) + IF(ISNUMBER(MATCH(BH$96,$U120:$Z120,0)),-1,0)*_xlfn.IFS(ISNUMBER($E120),$E120,ISNUMBER($F120),$F120,ISNUMBER($G120),$G120,AND($E120=0,$F120=0,$G120=0),1)","v":0},{"$f":"IF(ISNUMBER(MATCH(BI$96,$H120:$T120,0)),1,0)*IF(ISNUMBER($G120),(1-$G120),1) + IF(ISNUMBER(MATCH(BI$96,$U120:$Z120,0)),-1,0)*_xlfn.IFS(ISNUMBER($E120),$E120,ISNUMBER($F120),$F120,ISNUMBER($G120),$G120,AND($E120=0,$F120=0,$G120=0),1)","v":0},{"$f":"IF(ISNUMBER(MATCH(BJ$96,$H120:$T120,0)),1,0)*IF(ISNUMBER($G120),(1-$G120),1) + IF(ISNUMBER(MATCH(BJ$96,$U120:$Z120,0)),-1,0)*_xlfn.IFS(ISNUMBER($E120),$E120,ISNUMBER($F120),$F120,ISNUMBER($G120),$G120,AND($E120=0,$F120=0,$G120=0),1)","v":0},{"$f":"IF(ISNUMBER(MATCH(BK$96,$H120:$T120,0)),1,0)*IF(ISNUMBER($G120),(1-$G120),1) + IF(ISNUMBER(MATCH(BK$96,$U120:$Z120,0)),-1,0)*_xlfn.IFS(ISNUMBER($E120),$E120,ISNUMBER($F120),$F120,ISNUMBER($G120),$G120,AND($E120=0,$F120=0,$G120=0),1)","v":0},null,0]
[null,null,"ITE load (L4)",null,{"$f":"G94","v":0},null,null,"w_dr1_cl4,l4","w_dr1_cl4,l4","w_dr1_cl4,l4","w_dr1_cl4,l4","w_dr1_cl4,l4",null,null,null,null,null,null,null,null,"e_dr1_cl4",null,null,null,null,null,null,"w_dr1_cl4,l3",null,null,{"$f":"IF(ISNUMBER(MATCH(AE$96,$H121:$T121,0)),1,0)*IF(ISNUMBER($G121),(1-$G121),1) + IF(ISNUMBER(MATCH(AE$96,$U121:$Z121,0)),-1,0)*_xlfn.IFS(ISNUMBER($E121),$E121,ISNUMBER($F121),$F121,ISNUMBER($G121),$G121,AND($E121=0,$F121=0,$G121=0),1)","v":0},{"$f":"IF(ISNUMBER(MATCH(AF$96,$H121:$T121,0)),1,0)*IF(ISNUMBER($G121),(1-$G121),1) + IF(ISNUMBER(MATCH(AF$96,$U121:$Z121,0)),-1,0)*_xlfn.IFS(ISNUMBER($E121),$E121,ISNUMBER($F121),$F121,ISNUMBER($G121),$G121,AND($E121=0,$F121=0,$G121=0),1)","v":0},{"$f":"IF(ISNUMBER(MATCH(AG$96,$H121:$T121,0)),1,0)*IF(ISNUMBER($G121),(1-$G121),1) + IF(ISNUMBER(MATCH(AG$96,$U121:$Z121,0)),-1,0)*_xlfn.IFS(ISNUMBER($E121),$E121,ISNUMBER($F121),$F121,ISNUMBER($G121),$G121,AND($E121=0,$F121=0,$G121=0),1)","v":0},{"$f":"IF(ISNUMBER(MATCH(AH$96,$H121:$T121,0)),1,0)*IF(ISNUMBER($G121),(1-$G121),1) + IF(ISNUMBER(MATCH(AH$96,$U121:$Z121,0)),-1,0)*_xlfn.IFS(ISNUMBER($E121),$E121,ISNUMBER($F121),$F121,ISNUMBER($G121),$G121,AND($E121=0,$F121=0,$G121=0),1)","v":0},{"$f":"IF(ISNUMBER(MATCH(AI$96,$H121:$T121,0)),1,0)*IF(ISNUMBER($G121),(1-$G121),1) + IF(ISNUMBER(MATCH(AI$96,$U121:$Z121,0)),-1,0)*_xlfn.IFS(ISNUMBER($E121),$E121,ISNUMBER($F121),$F121,ISNUMBER($G121),$G121,AND($E121=0,$F121=0,$G121=0),1)","v":0},{"$f":"IF(ISNUMBER(MATCH(AJ$96,$H121:$T121,0)),1,0)*IF(ISNUMBER($G121),(1-$G121),1) + IF(ISNUMBER(MATCH(AJ$96,$U121:$Z121,0)),-1,0)*_xlfn.IFS(ISNUMBER($E121),$E121,ISNUMBER($F121),$F121,ISNUMBER($G121),$G121,AND($E121=0,$F121=0,$G121=0),1)","v":0},{"$f":"IF(ISNUMBER(MATCH(AK$96,$H121:$T121,0)),1,0)*IF(ISNUMBER($G121),(1-$G121),1) + IF(ISNUMBER(MATCH(AK$96,$U121:$Z121,0)),-1,0)*_xlfn.IFS(ISNUMBER($E121),$E121,ISNUMBER($F121),$F121,ISNUMBER($G121),$G121,AND($E121=0,$F121=0,$G121=0),1)","v":0},{"$f":"IF(ISNUMBER(MATCH(AL$96,$H121:$T121,0)),1,0)*IF(ISNUMBER($G121),(1-$G121),1) + IF(ISNUMBER(MATCH(AL$96,$U121:$Z121,0)),-1,0)*_xlfn.IFS(ISNUMBER($E121),$E121,ISNUMBER($F121),$F121,ISNUMBER($G121),$G121,AND($E121=0,$F121=0,$G121=0),1)","v":0},{"$f":"IF(ISNUMBER(MATCH(AM$96,$H121:$T121,0)),1,0)*IF(ISNUMBER($G121),(1-$G121),1) + IF(ISNUMBER(MATCH(AM$96,$U121:$Z121,0)),-1,0)*_xlfn.IFS(ISNUMBER($E121),$E121,ISNUMBER($F121),$F121,ISNUMBER($G121),$G121,AND($E121=0,$F121=0,$G121=0),1)","v":0},{"$f":"IF(ISNUMBER(MATCH(AN$96,$H121:$T121,0)),1,0)*IF(ISNUMBER($G121),(1-$G121),1) + IF(ISNUMBER(MATCH(AN$96,$U121:$Z121,0)),-1,0)*_xlfn.IFS(ISNUMBER($E121),$E121,ISNUMBER($F121),$F121,ISNUMBER($G121),$G121,AND($E121=0,$F121=0,$G121=0),1)","v":0},{"$f":"IF(ISNUMBER(MATCH(AO$96,$H121:$T121,0)),1,0)*IF(ISNUMBER($G121),(1-$G121),1) + IF(ISNUMBER(MATCH(AO$96,$U121:$Z121,0)),-1,0)*_xlfn.IFS(ISNUMBER($E121),$E121,ISNUMBER($F121),$F121,ISNUMBER($G121),$G121,AND($E121=0,$F121=0,$G121=0),1)","v":0},{"$f":"IF(ISNUMBER(MATCH(AP$96,$H121:$T121,0)),1,0)*IF(ISNUMBER($G121),(1-$G121),1) + IF(ISNUMBER(MATCH(AP$96,$U121:$Z121,0)),-1,0)*_xlfn.IFS(ISNUMBER($E121),$E121,ISNUMBER($F121),$F121,ISNUMBER($G121),$G121,AND($E121=0,$F121=0,$G121=0),1)","v":0},{"$f":"IF(ISNUMBER(MATCH(AQ$96,$H121:$T121,0)),1,0)*IF(ISNUMBER($G121),(1-$G121),1) + IF(ISNUMBER(MATCH(AQ$96,$U121:$Z121,0)),-1,0)*_xlfn.IFS(ISNUMBER($E121),$E121,ISNUMBER($F121),$F121,ISNUMBER($G121),$G121,AND($E121=0,$F121=0,$G121=0),1)","v":0},{"$f":"IF(ISNUMBER(MATCH(AR$96,$H121:$T121,0)),1,0)*IF(ISNUMBER($G121),(1-$G121),1) + IF(ISNUMBER(MATCH(AR$96,$U121:$Z121,0)),-1,0)*_xlfn.IFS(ISNUMBER($E121),$E121,ISNUMBER($F121),$F121,ISNUMBER($G121),$G121,AND($E121=0,$F121=0,$G121=0),1)","v":0},{"$f":"IF(ISNUMBER(MATCH(AS$96,$H121:$T121,0)),1,0)*IF(ISNUMBER($G121),(1-$G121),1) + IF(ISNUMBER(MATCH(AS$96,$U121:$Z121,0)),-1,0)*_xlfn.IFS(ISNUMBER($E121),$E121,ISNUMBER($F121),$F121,ISNUMBER($G121),$G121,AND($E121=0,$F121=0,$G121=0),1)","v":0},{"$f":"IF(ISNUMBER(MATCH(AT$96,$H121:$T121,0)),1,0)*IF(ISNUMBER($G121),(1-$G121),1) + IF(ISNUMBER(MATCH(AT$96,$U121:$Z121,0)),-1,0)*_xlfn.IFS(ISNUMBER($E121),$E121,ISNUMBER($F121),$F121,ISNUMBER($G121),$G121,AND($E121=0,$F121=0,$G121=0),1)","v":0},{"$f":"IF(ISNUMBER(MATCH(AU$96,$H121:$T121,0)),1,0)*IF(ISNUMBER($G121),(1-$G121),1) + IF(ISNUMBER(MATCH(AU$96,$U121:$Z121,0)),-1,0)*_xlfn.IFS(ISNUMBER($E121),$E121,ISNUMBER($F121),$F121,ISNUMBER($G121),$G121,AND($E121=0,$F121=0,$G121=0),1)","v":0},{"$f":"IF(ISNUMBER(MATCH(AV$96,$H121:$T121,0)),1,0)*IF(ISNUMBER($G121),(1-$G121),1) + IF(ISNUMBER(MATCH(AV$96,$U121:$Z121,0)),-1,0)*_xlfn.IFS(ISNUMBER($E121),$E121,ISNUMBER($F121),$F121,ISNUMBER($G121),$G121,AND($E121=0,$F121=0,$G121=0),1)","v":0},{"$f":"IF(ISNUMBER(MATCH(AW$96,$H121:$T121,0)),1,0)*IF(ISNUMBER($G121),(1-$G121),1) + IF(ISNUMBER(MATCH(AW$96,$U121:$Z121,0)),-1,0)*_xlfn.IFS(ISNUMBER($E121),$E121,ISNUMBER($F121),$F121,ISNUMBER($G121),$G121,AND($E121=0,$F121=0,$G121=0),1)","v":0},{"$f":"IF(ISNUMBER(MATCH(AX$96,$H121:$T121,0)),1,0)*IF(ISNUMBER($G121),(1-$G121),1) + IF(ISNUMBER(MATCH(AX$96,$U121:$Z121,0)),-1,0)*_xlfn.IFS(ISNUMBER($E121),$E121,ISNUMBER($F121),$F121,ISNUMBER($G121),$G121,AND($E121=0,$F121=0,$G121=0),1)","v":0},{"$f":"IF(ISNUMBER(MATCH(AY$96,$H121:$T121,0)),1,0)*IF(ISNUMBER($G121),(1-$G121),1) + IF(ISNUMBER(MATCH(AY$96,$U121:$Z121,0)),-1,0)*_xlfn.IFS(ISNUMBER($E121),$E121,ISNUMBER($F121),$F121,ISNUMBER($G121),$G121,AND($E121=0,$F121=0,$G121=0),1)","v":0},{"$f":"IF(ISNUMBER(MATCH(AZ$96,$H121:$T121,0)),1,0)*IF(ISNUMBER($G121),(1-$G121),1) + IF(ISNUMBER(MATCH(AZ$96,$U121:$Z121,0)),-1,0)*_xlfn.IFS(ISNUMBER($E121),$E121,ISNUMBER($F121),$F121,ISNUMBER($G121),$G121,AND($E121=0,$F121=0,$G121=0),1)","v":0},{"$f":"IF(ISNUMBER(MATCH(BA$96,$H121:$T121,0)),1,0)*IF(ISNUMBER($G121),(1-$G121),1) + IF(ISNUMBER(MATCH(BA$96,$U121:$Z121,0)),-1,0)*_xlfn.IFS(ISNUMBER($E121),$E121,ISNUMBER($F121),$F121,ISNUMBER($G121),$G121,AND($E121=0,$F121=0,$G121=0),1)","v":0},{"$f":"IF(ISNUMBER(MATCH(BB$96,$H121:$T121,0)),1,0)*IF(ISNUMBER($G121),(1-$G121),1) + IF(ISNUMBER(MATCH(BB$96,$U121:$Z121,0)),-1,0)*_xlfn.IFS(ISNUMBER($E121),$E121,ISNUMBER($F121),$F121,ISNUMBER($G121),$G121,AND($E121=0,$F121=0,$G121=0),1)","v":0},{"$f":"IF(ISNUMBER(MATCH(BC$96,$H121:$T121,0)),1,0)*IF(ISNUMBER($G121),(1-$G121),1) + IF(ISNUMBER(MATCH(BC$96,$U121:$Z121,0)),-1,0)*_xlfn.IFS(ISNUMBER($E121),$E121,ISNUMBER($F121),$F121,ISNUMBER($G121),$G121,AND($E121=0,$F121=0,$G121=0),1)","v":0},{"$f":"IF(ISNUMBER(MATCH(BD$96,$H121:$T121,0)),1,0)*IF(ISNUMBER($G121),(1-$G121),1) + IF(ISNUMBER(MATCH(BD$96,$U121:$Z121,0)),-1,0)*_xlfn.IFS(ISNUMBER($E121),$E121,ISNUMBER($F121),$F121,ISNUMBER($G121),$G121,AND($E121=0,$F121=0,$G121=0),1)","v":1},{"$f":"IF(ISNUMBER(MATCH(BE$96,$H121:$T121,0)),1,0)*IF(ISNUMBER($G121),(1-$G121),1) + IF(ISNUMBER(MATCH(BE$96,$U121:$Z121,0)),-1,0)*_xlfn.IFS(ISNUMBER($E121),$E121,ISNUMBER($F121),$F121,ISNUMBER($G121),$G121,AND($E121=0,$F121=0,$G121=0),1)","v":0},{"$f":"IF(ISNUMBER(MATCH(BF$96,$H121:$T121,0)),1,0)*IF(ISNUMBER($G121),(1-$G121),1) + IF(ISNUMBER(MATCH(BF$96,$U121:$Z121,0)),-1,0)*_xlfn.IFS(ISNUMBER($E121),$E121,ISNUMBER($F121),$F121,ISNUMBER($G121),$G121,AND($E121=0,$F121=0,$G121=0),1)","v":0},{"$f":"IF(ISNUMBER(MATCH(BG$96,$H121:$T121,0)),1,0)*IF(ISNUMBER($G121),(1-$G121),1) + IF(ISNUMBER(MATCH(BG$96,$U121:$Z121,0)),-1,0)*_xlfn.IFS(ISNUMBER($E121),$E121,ISNUMBER($F121),$F121,ISNUMBER($G121),$G121,AND($E121=0,$F121=0,$G121=0),1)","v":0},{"$f":"IF(ISNUMBER(MATCH(BH$96,$H121:$T121,0)),1,0)*IF(ISNUMBER($G121),(1-$G121),1) + IF(ISNUMBER(MATCH(BH$96,$U121:$Z121,0)),-1,0)*_xlfn.IFS(ISNUMBER($E121),$E121,ISNUMBER($F121),$F121,ISNUMBER($G121),$G121,AND($E121=0,$F121=0,$G121=0),1)","v":0},{"$f":"IF(ISNUMBER(MATCH(BI$96,$H121:$T121,0)),1,0)*IF(ISNUMBER($G121),(1-$G121),1) + IF(ISNUMBER(MATCH(BI$96,$U121:$Z121,0)),-1,0)*_xlfn.IFS(ISNUMBER($E121),$E121,ISNUMBER($F121),$F121,ISNUMBER($G121),$G121,AND($E121=0,$F121=0,$G121=0),1)","v":0},{"$f":"IF(ISNUMBER(MATCH(BJ$96,$H121:$T121,0)),1,0)*IF(ISNUMBER($G121),(1-$G121),1) + IF(ISNUMBER(MATCH(BJ$96,$U121:$Z121,0)),-1,0)*_xlfn.IFS(ISNUMBER($E121),$E121,ISNUMBER($F121),$F121,ISNUMBER($G121),$G121,AND($E121=0,$F121=0,$G121=0),1)","v":0},{"$f":"IF(ISNUMBER(MATCH(BK$96,$H121:$T121,0)),1,0)*IF(ISNUMBER($G121),(1-$G121),1) + IF(ISNUMBER(MATCH(BK$96,$U121:$Z121,0)),-1,0)*_xlfn.IFS(ISNUMBER($E121),$E121,ISNUMBER($F121),$F121,ISNUMBER($G121),$G121,AND($E121=0,$F121=0,$G121=0),1)","v":0},null,0]
[null,"CRAH","conservation",null,null,null,null,"q_dr1_cl1,a","q_dr1_cl1,a","q_dr1_cl1,a","q_dr1_cl1,a","q_dr1_cl1,a",null,null,null,"q_dr1_cl2,a","q_dr1_cl3,a","q_dr1_cl4,a","q_dr1_cdu,a","e_drms_oh-dr1","q_dr1_crah-hru,lt",null,null,null,null,null,null,"w_dr1_cl4,l4",null,null,{"$f":"IF(ISNUMBER(MATCH(AE$96,$H122:$T122,0)),1,0)*IF(ISNUMBER($G122),(1-$G122),1) + IF(ISNUMBER(MATCH(AE$96,$U122:$Z122,0)),-1,0)*_xlfn.IFS(ISNUMBER($E122),$E122,ISNUMBER($F122),$F122,ISNUMBER($G122),$G122,AND($E122=0,$F122=0,$G122=0),1)","v":0},{"$f":"IF(ISNUMBER(MATCH(AF$96,$H122:$T122,0)),1,0)*IF(ISNUMBER($G122),(1-$G122),1) + IF(ISNUMBER(MATCH(AF$96,$U122:$Z122,0)),-1,0)*_xlfn.IFS(ISNUMBER($E122),$E122,ISNUMBER($F122),$F122,ISNUMBER($G122),$G122,AND($E122=0,$F122=0,$G122=0),1)","v":1},{"$f":"IF(ISNUMBER(MATCH(AG$96,$H122:$T122,0)),1,0)*IF(ISNUMBER($G122),(1-$G122),1) + IF(ISNUMBER(MATCH(AG$96,$U122:$Z122,0)),-1,0)*_xlfn.IFS(ISNUMBER($E122),$E122,ISNUMBER($F122),$F122,ISNUMBER($G122),$G122,AND($E122=0,$F122=0,$G122=0),1)","v":0},{"$f":"IF(ISNUMBER(MATCH(AH$96,$H122:$T122,0)),1,0)*IF(ISNUMBER($G122),(1-$G122),1) + IF(ISNUMBER(MATCH(AH$96,$U122:$Z122,0)),-1,0)*_xlfn.IFS(ISNUMBER($E122),$E122,ISNUMBER($F122),$F122,ISNUMBER($G122),$G122,AND($E122=0,$F122=0,$G122=0),1)","v":1},{"$f":"IF(ISNUMBER(MATCH(AI$96,$H122:$T122,0)),1,0)*IF(ISNUMBER($G122),(1-$G122),1) + IF(ISNUMBER(MATCH(AI$96,$U122:$Z122,0)),-1,0)*_xlfn.IFS(ISNUMBER($E122),$E122,ISNUMBER($F122),$F122,ISNUMBER($G122),$G122,AND($E122=0,$F122=0,$G122=0),1)","v":0},{"$f":"IF(ISNUMBER(MATCH(AJ$96,$H122:$T122,0)),1,0)*IF(ISNUMBER($G122),(1-$G122),1) + IF(ISNUMBER(MATCH(AJ$96,$U122:$Z122,0)),-1,0)*_xlfn.IFS(ISNUMBER($E122),$E122,ISNUMBER($F122),$F122,ISNUMBER($G122),$G122,AND($E122=0,$F122=0,$G122=0),1)","v":0},{"$f":"IF(ISNUMBER(MATCH(AK$96,$H122:$T122,0)),1,0)*IF(ISNUMBER($G122),(1-$G122),1) + IF(ISNUMBER(MATCH(AK$96,$U122:$Z122,0)),-1,0)*_xlfn.IFS(ISNUMBER($E122),$E122,ISNUMBER($F122),$F122,ISNUMBER($G122),$G122,AND($E122=0,$F122=0,$G122=0),1)","v":0},{"$f":"IF(ISNUMBER(MATCH(AL$96,$H122:$T122,0)),1,0)*IF(ISNUMBER($G122),(1-$G122),1) + IF(ISNUMBER(MATCH(AL$96,$U122:$Z122,0)),-1,0)*_xlfn.IFS(ISNUMBER($E122),$E122,ISNUMBER($F122),$F122,ISNUMBER($G122),$G122,AND($E122=0,$F122=0,$G122=0),1)","v":0},{"$f":"IF(ISNUMBER(MATCH(AM$96,$H122:$T122,0)),1,0)*IF(ISNUMBER($G122),(1-$G122),1) + IF(ISNUMBER(MATCH(AM$96,$U122:$Z122,0)),-1,0)*_xlfn.IFS(ISNUMBER($E122),$E122,ISNUMBER($F122),$F122,ISNUMBER($G122),$G122,AND($E122=0,$F122=0,$G122=0),1)","v":0},{"$f":"IF(ISNUMBER(MATCH(AN$96,$H122:$T122,0)),1,0)*IF(ISNUMBER($G122),(1-$G122),1) + IF(ISNUMBER(MATCH(AN$96,$U122:$Z122,0)),-1,0)*_xlfn.IFS(ISNUMBER($E122),$E122,ISNUMBER($F122),$F122,ISNUMBER($G122),$G122,AND($E122=0,$F122=0,$G122=0),1)","v":1},{"$f":"IF(ISNUMBER(MATCH(AO$96,$H122:$T122,0)),1,0)*IF(ISNUMBER($G122),(1-$G122),1) + IF(ISNUMBER(MATCH(AO$96,$U122:$Z122,0)),-1,0)*_xlfn.IFS(ISNUMBER($E122),$E122,ISNUMBER($F122),$F122,ISNUMBER($G122),$G122,AND($E122=0,$F122=0,$G122=0),1)","v":0},{"$f":"IF(ISNUMBER(MATCH(AP$96,$H122:$T122,0)),1,0)*IF(ISNUMBER($G122),(1-$G122),1) + IF(ISNUMBER(MATCH(AP$96,$U122:$Z122,0)),-1,0)*_xlfn.IFS(ISNUMBER($E122),$E122,ISNUMBER($F122),$F122,ISNUMBER($G122),$G122,AND($E122=0,$F122=0,$G122=0),1)","v":0},{"$f":"IF(ISNUMBER(MATCH(AQ$96,$H122:$T122,0)),1,0)*IF(ISNUMBER($G122),(1-$G122),1) + IF(ISNUMBER(MATCH(AQ$96,$U122:$Z122,0)),-1,0)*_xlfn.IFS(ISNUMBER($E122),$E122,ISNUMBER($F122),$F122,ISNUMBER($G122),$G122,AND($E122=0,$F122=0,$G122=0),1)","v":0},{"$f":"IF(ISNUMBER(MATCH(AR$96,$H122:$T122,0)),1,0)*IF(ISNUMBER($G122),(1-$G122),1) + IF(ISNUMBER(MATCH(AR$96,$U122:$Z122,0)),-1,0)*_xlfn.IFS(ISNUMBER($E122),$E122,ISNUMBER($F122),$F122,ISNUMBER($G122),$G122,AND($E122=0,$F122=0,$G122=0),1)","v":0},{"$f":"IF(ISNUMBER(MATCH(AS$96,$H122:$T122,0)),1,0)*IF(ISNUMBER($G122),(1-$G122),1) + IF(ISNUMBER(MATCH(AS$96,$U122:$Z122,0)),-1,0)*_xlfn.IFS(ISNUMBER($E122),$E122,ISNUMBER($F122),$F122,ISNUMBER($G122),$G122,AND($E122=0,$F122=0,$G122=0),1)","v":0},{"$f":"IF(ISNUMBER(MATCH(AT$96,$H122:$T122,0)),1,0)*IF(ISNUMBER($G122),(1-$G122),1) + IF(ISNUMBER(MATCH(AT$96,$U122:$Z122,0)),-1,0)*_xlfn.IFS(ISNUMBER($E122),$E122,ISNUMBER($F122),$F122,ISNUMBER($G122),$G122,AND($E122=0,$F122=0,$G122=0),1)","v":1},{"$f":"IF(ISNUMBER(MATCH(AU$96,$H122:$T122,0)),1,0)*IF(ISNUMBER($G122),(1-$G122),1) + IF(ISNUMBER(MATCH(AU$96,$U122:$Z122,0)),-1,0)*_xlfn.IFS(ISNUMBER($E122),$E122,ISNUMBER($F122),$F122,ISNUMBER($G122),$G122,AND($E122=0,$F122=0,$G122=0),1)","v":0},{"$f":"IF(ISNUMBER(MATCH(AV$96,$H122:$T122,0)),1,0)*IF(ISNUMBER($G122),(1-$G122),1) + IF(ISNUMBER(MATCH(AV$96,$U122:$Z122,0)),-1,0)*_xlfn.IFS(ISNUMBER($E122),$E122,ISNUMBER($F122),$F122,ISNUMBER($G122),$G122,AND($E122=0,$F122=0,$G122=0),1)","v":0},{"$f":"IF(ISNUMBER(MATCH(AW$96,$H122:$T122,0)),1,0)*IF(ISNUMBER($G122),(1-$G122),1) + IF(ISNUMBER(MATCH(AW$96,$U122:$Z122,0)),-1,0)*_xlfn.IFS(ISNUMBER($E122),$E122,ISNUMBER($F122),$F122,ISNUMBER($G122),$G122,AND($E122=0,$F122=0,$G122=0),1)","v":0},{"$f":"IF(ISNUMBER(MATCH(AX$96,$H122:$T122,0)),1,0)*IF(ISNUMBER($G122),(1-$G122),1) + IF(ISNUMBER(MATCH(AX$96,$U122:$Z122,0)),-1,0)*_xlfn.IFS(ISNUMBER($E122),$E122,ISNUMBER($F122),$F122,ISNUMBER($G122),$G122,AND($E122=0,$F122=0,$G122=0),1)","v":0},{"$f":"IF(ISNUMBER(MATCH(AY$96,$H122:$T122,0)),1,0)*IF(ISNUMBER($G122),(1-$G122),1) + IF(ISNUMBER(MATCH(AY$96,$U122:$Z122,0)),-1,0)*_xlfn.IFS(ISNUMBER($E122),$E122,ISNUMBER($F122),$F122,ISNUMBER($G122),$G122,AND($E122=0,$F122=0,$G122=0),1)","v":0},{"$f":"IF(ISNUMBER(MATCH(AZ$96,$H122:$T122,0)),1,0)*IF(ISNUMBER($G122),(1-$G122),1) + IF(ISNUMBER(MATCH(AZ$96,$U122:$Z122,0)),-1,0)*_xlfn.IFS(ISNUMBER($E122),$E122,ISNUMBER($F122),$F122,ISNUMBER($G122),$G122,AND($E122=0,$F122=0,$G122=0),1)","v":1},{"$f":"IF(ISNUMBER(MATCH(BA$96,$H122:$T122,0)),1,0)*IF(ISNUMBER($G122),(1-$G122),1) + IF(ISNUMBER(MATCH(BA$96,$U122:$Z122,0)),-1,0)*_xlfn.IFS(ISNUMBER($E122),$E122,ISNUMBER($F122),$F122,ISNUMBER($G122),$G122,AND($E122=0,$F122=0,$G122=0),1)","v":0},{"$f":"IF(ISNUMBER(MATCH(BB$96,$H122:$T122,0)),1,0)*IF(ISNUMBER($G122),(1-$G122),1) + IF(ISNUMBER(MATCH(BB$96,$U122:$Z122,0)),-1,0)*_xlfn.IFS(ISNUMBER($E122),$E122,ISNUMBER($F122),$F122,ISNUMBER($G122),$G122,AND($E122=0,$F122=0,$G122=0),1)","v":0},{"$f":"IF(ISNUMBER(MATCH(BC$96,$H122:$T122,0)),1,0)*IF(ISNUMBER($G122),(1-$G122),1) + IF(ISNUMBER(MATCH(BC$96,$U122:$Z122,0)),-1,0)*_xlfn.IFS(ISNUMBER($E122),$E122,ISNUMBER($F122),$F122,ISNUMBER($G122),$G122,AND($E122=0,$F122=0,$G122=0),1)","v":0},{"$f":"IF(ISNUMBER(MATCH(BD$96,$H122:$T122,0)),1,0)*IF(ISNUMBER($G122),(1-$G122),1) + IF(ISNUMBER(MATCH(BD$96,$U122:$Z122,0)),-1,0)*_xlfn.IFS(ISNUMBER($E122),$E122,ISNUMBER($F122),$F122,ISNUMBER($G122),$G122,AND($E122=0,$F122=0,$G122=0),1)","v":0},{"$f":"IF(ISNUMBER(MATCH(BE$96,$H122:$T122,0)),1,0)*IF(ISNUMBER($G122),(1-$G122),1) + IF(ISNUMBER(MATCH(BE$96,$U122:$Z122,0)),-1,0)*_xlfn.IFS(ISNUMBER($E122),$E122,ISNUMBER($F122),$F122,ISNUMBER($G122),$G122,AND($E122=0,$F122=0,$G122=0),1)","v":-1},{"$f":"IF(ISNUMBER(MATCH(BF$96,$H122:$T122,0)),1,0)*IF(ISNUMBER($G122),(1-$G122),1) + IF(ISNUMBER(MATCH(BF$96,$U122:$Z122,0)),-1,0)*_xlfn.IFS(ISNUMBER($E122),$E122,ISNUMBER($F122),$F122,ISNUMBER($G122),$G122,AND($E122=0,$F122=0,$G122=0),1)","v":0},{"$f":"IF(ISNUMBER(MATCH(BG$96,$H122:$T122,0)),1,0)*IF(ISNUMBER($G122),(1-$G122),1) + IF(ISNUMBER(MATCH(BG$96,$U122:$Z122,0)),-1,0)*_xlfn.IFS(ISNUMBER($E122),$E122,ISNUMBER($F122),$F122,ISNUMBER($G122),$G122,AND($E122=0,$F122=0,$G122=0),1)","v":1},{"$f":"IF(ISNUMBER(MATCH(BH$96,$H122:$T122,0)),1,0)*IF(ISNUMBER($G122),(1-$G122),1) + IF(ISNUMBER(MATCH(BH$96,$U122:$Z122,0)),-1,0)*_xlfn.IFS(ISNUMBER($E122),$E122,ISNUMBER($F122),$F122,ISNUMBER($G122),$G122,AND($E122=0,$F122=0,$G122=0),1)","v":0},{"$f":"IF(ISNUMBER(MATCH(BI$96,$H122:$T122,0)),1,0)*IF(ISNUMBER($G122),(1-$G122),1) + IF(ISNUMBER(MATCH(BI$96,$U122:$Z122,0)),-1,0)*_xlfn.IFS(ISNUMBER($E122),$E122,ISNUMBER($F122),$F122,ISNUMBER($G122),$G122,AND($E122=0,$F122=0,$G122=0),1)","v":0},{"$f":"IF(ISNUMBER(MATCH(BJ$96,$H122:$T122,0)),1,0)*IF(ISNUMBER($G122),(1-$G122),1) + IF(ISNUMBER(MATCH(BJ$96,$U122:$Z122,0)),-1,0)*_xlfn.IFS(ISNUMBER($E122),$E122,ISNUMBER($F122),$F122,ISNUMBER($G122),$G122,AND($E122=0,$F122=0,$G122=0),1)","v":0},{"$f":"IF(ISNUMBER(MATCH(BK$96,$H122:$T122,0)),1,0)*IF(ISNUMBER($G122),(1-$G122),1) + IF(ISNUMBER(MATCH(BK$96,$U122:$Z122,0)),-1,0)*_xlfn.IFS(ISNUMBER($E122),$E122,ISNUMBER($F122),$F122,ISNUMBER($G122),$G122,AND($E122=0,$F122=0,$G122=0),1)","v":0},null,0]
[null,null,"cop",null,null,{"$f":"H90","v":22},null,"q_dr1_cl1,a","q_dr1_cl1,a","q_dr1_cl1,a","q_dr1_cl1,a","q_dr1_cl1,a",null,null,null,"q_dr1_cl2,a","q_dr1_cl3,a","q_dr1_cl4,a","q_dr1_cdu,a",null,"e_drms_oh-dr1",null,null,null,null,null,null,"q_dr1_crah-hru,lt",null,null,{"$f":"IF(ISNUMBER(MATCH(AE$96,$H123:$T123,0)),1,0)*IF(ISNUMBER($G123),(1-$G123),1) + IF(ISNUMBER(MATCH(AE$96,$U123:$Z123,0)),-1,0)*_xlfn.IFS(ISNUMBER($E123),$E123,ISNUMBER($F123),$F123,ISNUMBER($G123),$G123,AND($E123=0,$F123=0,$G123=0),1)","v":0},{"$f":"IF(ISNUMBER(MATCH(AF$96,$H123:$T123,0)),1,0)*IF(ISNUMBER($G123),(1-$G123),1) + IF(ISNUMBER(MATCH(AF$96,$U123:$Z123,0)),-1,0)*_xlfn.IFS(ISNUMBER($E123),$E123,ISNUMBER($F123),$F123,ISNUMBER($G123),$G123,AND($E123=0,$F123=0,$G123=0),1)","v":-22},{"$f":"IF(ISNUMBER(MATCH(AG$96,$H123:$T123,0)),1,0)*IF(ISNUMBER($G123),(1-$G123),1) + IF(ISNUMBER(MATCH(AG$96,$U123:$Z123,0)),-1,0)*_xlfn.IFS(ISNUMBER($E123),$E123,ISNUMBER($F123),$F123,ISNUMBER($G123),$G123,AND($E123=0,$F123=0,$G123=0),1)","v":0},{"$f":"IF(ISNUMBER(MATCH(AH$96,$H123:$T123,0)),1,0)*IF(ISNUMBER($G123),(1-$G123),1) + IF(ISNUMBER(MATCH(AH$96,$U123:$Z123,0)),-1,0)*_xlfn.IFS(ISNUMBER($E123),$E123,ISNUMBER($F123),$F123,ISNUMBER($G123),$G123,AND($E123=0,$F123=0,$G123=0),1)","v":1},{"$f":"IF(ISNUMBER(MATCH(AI$96,$H123:$T123,0)),1,0)*IF(ISNUMBER($G123),(1-$G123),1) + IF(ISNUMBER(MATCH(AI$96,$U123:$Z123,0)),-1,0)*_xlfn.IFS(ISNUMBER($E123),$E123,ISNUMBER($F123),$F123,ISNUMBER($G123),$G123,AND($E123=0,$F123=0,$G123=0),1)","v":0},{"$f":"IF(ISNUMBER(MATCH(AJ$96,$H123:$T123,0)),1,0)*IF(ISNUMBER($G123),(1-$G123),1) + IF(ISNUMBER(MATCH(AJ$96,$U123:$Z123,0)),-1,0)*_xlfn.IFS(ISNUMBER($E123),$E123,ISNUMBER($F123),$F123,ISNUMBER($G123),$G123,AND($E123=0,$F123=0,$G123=0),1)","v":0},{"$f":"IF(ISNUMBER(MATCH(AK$96,$H123:$T123,0)),1,0)*IF(ISNUMBER($G123),(1-$G123),1) + IF(ISNUMBER(MATCH(AK$96,$U123:$Z123,0)),-1,0)*_xlfn.IFS(ISNUMBER($E123),$E123,ISNUMBER($F123),$F123,ISNUMBER($G123),$G123,AND($E123=0,$F123=0,$G123=0),1)","v":0},{"$f":"IF(ISNUMBER(MATCH(AL$96,$H123:$T123,0)),1,0)*IF(ISNUMBER($G123),(1-$G123),1) + IF(ISNUMBER(MATCH(AL$96,$U123:$Z123,0)),-1,0)*_xlfn.IFS(ISNUMBER($E123),$E123,ISNUMBER($F123),$F123,ISNUMBER($G123),$G123,AND($E123=0,$F123=0,$G123=0),1)","v":0},{"$f":"IF(ISNUMBER(MATCH(AM$96,$H123:$T123,0)),1,0)*IF(ISNUMBER($G123),(1-$G123),1) + IF(ISNUMBER(MATCH(AM$96,$U123:$Z123,0)),-1,0)*_xlfn.IFS(ISNUMBER($E123),$E123,ISNUMBER($F123),$F123,ISNUMBER($G123),$G123,AND($E123=0,$F123=0,$G123=0),1)","v":0},{"$f":"IF(ISNUMBER(MATCH(AN$96,$H123:$T123,0)),1,0)*IF(ISNUMBER($G123),(1-$G123),1) + IF(ISNUMBER(MATCH(AN$96,$U123:$Z123,0)),-1,0)*_xlfn.IFS(ISNUMBER($E123),$E123,ISNUMBER($F123),$F123,ISNUMBER($G123),$G123,AND($E123=0,$F123=0,$G123=0),1)","v":1},{"$f":"IF(ISNUMBER(MATCH(AO$96,$H123:$T123,0)),1,0)*IF(ISNUMBER($G123),(1-$G123),1) + IF(ISNUMBER(MATCH(AO$96,$U123:$Z123,0)),-1,0)*_xlfn.IFS(ISNUMBER($E123),$E123,ISNUMBER($F123),$F123,ISNUMBER($G123),$G123,AND($E123=0,$F123=0,$G123=0),1)","v":0},{"$f":"IF(ISNUMBER(MATCH(AP$96,$H123:$T123,0)),1,0)*IF(ISNUMBER($G123),(1-$G123),1) + IF(ISNUMBER(MATCH(AP$96,$U123:$Z123,0)),-1,0)*_xlfn.IFS(ISNUMBER($E123),$E123,ISNUMBER($F123),$F123,ISNUMBER($G123),$G123,AND($E123=0,$F123=0,$G123=0),1)","v":0},{"$f":"IF(ISNUMBER(MATCH(AQ$96,$H123:$T123,0)),1,0)*IF(ISNUMBER($G123),(1-$G123),1) + IF(ISNUMBER(MATCH(AQ$96,$U123:$Z123,0)),-1,0)*_xlfn.IFS(ISNUMBER($E123),$E123,ISNUMBER($F123),$F123,ISNUMBER($G123),$G123,AND($E123=0,$F123=0,$G123=0),1)","v":0},{"$f":"IF(ISNUMBER(MATCH(AR$96,$H123:$T123,0)),1,0)*IF(ISNUMBER($G123),(1-$G123),1) + IF(ISNUMBER(MATCH(AR$96,$U123:$Z123,0)),-1,0)*_xlfn.IFS(ISNUMBER($E123),$E123,ISNUMBER($F123),$F123,ISNUMBER($G123),$G123,AND($E123=0,$F123=0,$G123=0),1)","v":0},{"$f":"IF(ISNUMBER(MATCH(AS$96,$H123:$T123,0)),1,0)*IF(ISNUMBER($G123),(1-$G123),1) + IF(ISNUMBER(MATCH(AS$96,$U123:$Z123,0)),-1,0)*_xlfn.IFS(ISNUMBER($E123),$E123,ISNUMBER($F123),$F123,ISNUMBER($G123),$G123,AND($E123=0,$F123=0,$G123=0),1)","v":0},{"$f":"IF(ISNUMBER(MATCH(AT$96,$H123:$T123,0)),1,0)*IF(ISNUMBER($G123),(1-$G123),1) + IF(ISNUMBER(MATCH(AT$96,$U123:$Z123,0)),-1,0)*_xlfn.IFS(ISNUMBER($E123),$E123,ISNUMBER($F123),$F123,ISNUMBER($G123),$G123,AND($E123=0,$F123=0,$G123=0),1)","v":1},{"$f":"IF(ISNUMBER(MATCH(AU$96,$H123:$T123,0)),1,0)*IF(ISNUMBER($G123),(1-$G123),1) + IF(ISNUMBER(MATCH(AU$96,$U123:$Z123,0)),-1,0)*_xlfn.IFS(ISNUMBER($E123),$E123,ISNUMBER($F123),$F123,ISNUMBER($G123),$G123,AND($E123=0,$F123=0,$G123=0),1)","v":0},{"$f":"IF(ISNUMBER(MATCH(AV$96,$H123:$T123,0)),1,0)*IF(ISNUMBER($G123),(1-$G123),1) + IF(ISNUMBER(MATCH(AV$96,$U123:$Z123,0)),-1,0)*_xlfn.IFS(ISNUMBER($E123),$E123,ISNUMBER($F123),$F123,ISNUMBER($G123),$G123,AND($E123=0,$F123=0,$G123=0),1)","v":0},{"$f":"IF(ISNUMBER(MATCH(AW$96,$H123:$T123,0)),1,0)*IF(ISNUMBER($G123),(1-$G123),1) + IF(ISNUMBER(MATCH(AW$96,$U123:$Z123,0)),-1,0)*_xlfn.IFS(ISNUMBER($E123),$E123,ISNUMBER($F123),$F123,ISNUMBER($G123),$G123,AND($E123=0,$F123=0,$G123=0),1)","v":0},{"$f":"IF(ISNUMBER(MATCH(AX$96,$H123:$T123,0)),1,0)*IF(ISNUMBER($G123),(1-$G123),1) + IF(ISNUMBER(MATCH(AX$96,$U123:$Z123,0)),-1,0)*_xlfn.IFS(ISNUMBER($E123),$E123,ISNUMBER($F123),$F123,ISNUMBER($G123),$G123,AND($E123=0,$F123=0,$G123=0),1)","v":0},{"$f":"IF(ISNUMBER(MATCH(AY$96,$H123:$T123,0)),1,0)*IF(ISNUMBER($G123),(1-$G123),1) + IF(ISNUMBER(MATCH(AY$96,$U123:$Z123,0)),-1,0)*_xlfn.IFS(ISNUMBER($E123),$E123,ISNUMBER($F123),$F123,ISNUMBER($G123),$G123,AND($E123=0,$F123=0,$G123=0),1)","v":0},{"$f":"IF(ISNUMBER(MATCH(AZ$96,$H123:$T123,0)),1,0)*IF(ISNUMBER($G123),(1-$G123),1) + IF(ISNUMBER(MATCH(AZ$96,$U123:$Z123,0)),-1,0)*_xlfn.IFS(ISNUMBER($E123),$E123,ISNUMBER($F123),$F123,ISNUMBER($G123),$G123,AND($E123=0,$F123=0,$G123=0),1)","v":1},{"$f":"IF(ISNUMBER(MATCH(BA$96,$H123:$T123,0)),1,0)*IF(ISNUMBER($G123),(1-$G123),1) + IF(ISNUMBER(MATCH(BA$96,$U123:$Z123,0)),-1,0)*_xlfn.IFS(ISNUMBER($E123),$E123,ISNUMBER($F123),$F123,ISNUMBER($G123),$G123,AND($E123=0,$F123=0,$G123=0),1)","v":0},{"$f":"IF(ISNUMBER(MATCH(BB$96,$H123:$T123,0)),1,0)*IF(ISNUMBER($G123),(1-$G123),1) + IF(ISNUMBER(MATCH(BB$96,$U123:$Z123,0)),-1,0)*_xlfn.IFS(ISNUMBER($E123),$E123,ISNUMBER($F123),$F123,ISNUMBER($G123),$G123,AND($E123=0,$F123=0,$G123=0),1)","v":0},{"$f":"IF(ISNUMBER(MATCH(BC$96,$H123:$T123,0)),1,0)*IF(ISNUMBER($G123),(1-$G123),1) + IF(ISNUMBER(MATCH(BC$96,$U123:$Z123,0)),-1,0)*_xlfn.IFS(ISNUMBER($E123),$E123,ISNUMBER($F123),$F123,ISNUMBER($G123),$G123,AND($E123=0,$F123=0,$G123=0),1)","v":0},{"$f":"IF(ISNUMBER(MATCH(BD$96,$H123:$T123,0)),1,0)*IF(ISNUMBER($G123),(1-$G123),1) + IF(ISNUMBER(MATCH(BD$96,$U123:$Z123,0)),-1,0)*_xlfn.IFS(ISNUMBER($E123),$E123,ISNUMBER($F123),$F123,ISNUMBER($G123),$G123,AND($E123=0,$F123=0,$G123=0),1)","v":0},{"$f":"IF(ISNUMBER(MATCH(BE$96,$H123:$T123,0)),1,0)*IF(ISNUMBER($G123),(1-$G123),1) + IF(ISNUMBER(MATCH(BE$96,$U123:$Z123,0)),-1,0)*_xlfn.IFS(ISNUMBER($E123),$E123,ISNUMBER($F123),$F123,ISNUMBER($G123),$G123,AND($E123=0,$F123=0,$G123=0),1)","v":0},{"$f":"IF(ISNUMBER(MATCH(BF$96,$H123:$T123,0)),1,0)*IF(ISNUMBER($G123),(1-$G123),1) + IF(ISNUMBER(MATCH(BF$96,$U123:$Z123,0)),-1,0)*_xlfn.IFS(ISNUMBER($E123),$E123,ISNUMBER($F123),$F123,ISNUMBER($G123),$G123,AND($E123=0,$F123=0,$G123=0),1)","v":0},{"$f":"IF(ISNUMBER(MATCH(BG$96,$H123:$T123,0)),1,0)*IF(ISNUMBER($G123),(1-$G123),1) + IF(ISNUMBER(MATCH(BG$96,$U123:$Z123,0)),-1,0)*_xlfn.IFS(ISNUMBER($E123),$E123,ISNUMBER($F123),$F123,ISNUMBER($G123),$G123,AND($E123=0,$F123=0,$G123=0),1)","v":1},{"$f":"IF(ISNUMBER(MATCH(BH$96,$H123:$T123,0)),1,0)*IF(ISNUMBER($G123),(1-$G123),1) + IF(ISNUMBER(MATCH(BH$96,$U123:$Z123,0)),-1,0)*_xlfn.IFS(ISNUMBER($E123),$E123,ISNUMBER($F123),$F123,ISNUMBER($G123),$G123,AND($E123=0,$F123=0,$G123=0),1)","v":0},{"$f":"IF(ISNUMBER(MATCH(BI$96,$H123:$T123,0)),1,0)*IF(ISNUMBER($G123),(1-$G123),1) + IF(ISNUMBER(MATCH(BI$96,$U123:$Z123,0)),-1,0)*_xlfn.IFS(ISNUMBER($E123),$E123,ISNUMBER($F123),$F123,ISNUMBER($G123),$G123,AND($E123=0,$F123=0,$G123=0),1)","v":0},{"$f":"IF(ISNUMBER(MATCH(BJ$96,$H123:$T123,0)),1,0)*IF(ISNUMBER($G123),(1-$G123),1) + IF(ISNUMBER(MATCH(BJ$96,$U123:$Z123,0)),-1,0)*_xlfn.IFS(ISNUMBER($E123),$E123,ISNUMBER($F123),$F123,ISNUMBER($G123),$G123,AND($E123=0,$F123=0,$G123=0),1)","v":0},{"$f":"IF(ISNUMBER(MATCH(BK$96,$H123:$T123,0)),1,0)*IF(ISNUMBER($G123),(1-$G123),1) + IF(ISNUMBER(MATCH(BK$96,$U123:$Z123,0)),-1,0)*_xlfn.IFS(ISNUMBER($E123),$E123,ISNUMBER($F123),$F123,ISNUMBER($G123),$G123,AND($E123=0,$F123=0,$G123=0),1)","v":0},null,0]
[null,null,"conservation",null,null,null,null,"q_dr1_crah-hru,lt","q_dr1_crah-hru,lt","q_dr1_crah-hru,lt","q_dr1_crah-hru,lt","q_dr1_crah-hru,lt",null,null,null,"q_dr1_cdu-hru,lt",null,null,null,null,"q_drms_dr1-hru,lt",null,null,null,null,null,null,"e_dr1_cdu",null,null,{"$f":"IF(ISNUMBER(MATCH(AE$96,$H124:$T124,0)),1,0)*IF(ISNUMBER($G124),(1-$G124),1) + IF(ISNUMBER(MATCH(AE$96,$U124:$Z124,0)),-1,0)*_xlfn.IFS(ISNUMBER($E124),$E124,ISNUMBER($F124),$F124,ISNUMBER($G124),$G124,AND($E124=0,$F124=0,$G124=0),1)","v":0},{"$f":"IF(ISNUMBER(MATCH(AF$96,$H124:$T124,0)),1,0)*IF(ISNUMBER($G124),(1-$G124),1) + IF(ISNUMBER(MATCH(AF$96,$U124:$Z124,0)),-1,0)*_xlfn.IFS(ISNUMBER($E124),$E124,ISNUMBER($F124),$F124,ISNUMBER($G124),$G124,AND($E124=0,$F124=0,$G124=0),1)","v":0},{"$f":"IF(ISNUMBER(MATCH(AG$96,$H124:$T124,0)),1,0)*IF(ISNUMBER($G124),(1-$G124),1) + IF(ISNUMBER(MATCH(AG$96,$U124:$Z124,0)),-1,0)*_xlfn.IFS(ISNUMBER($E124),$E124,ISNUMBER($F124),$F124,ISNUMBER($G124),$G124,AND($E124=0,$F124=0,$G124=0),1)","v":0},{"$f":"IF(ISNUMBER(MATCH(AH$96,$H124:$T124,0)),1,0)*IF(ISNUMBER($G124),(1-$G124),1) + IF(ISNUMBER(MATCH(AH$96,$U124:$Z124,0)),-1,0)*_xlfn.IFS(ISNUMBER($E124),$E124,ISNUMBER($F124),$F124,ISNUMBER($G124),$G124,AND($E124=0,$F124=0,$G124=0),1)","v":0},{"$f":"IF(ISNUMBER(MATCH(AI$96,$H124:$T124,0)),1,0)*IF(ISNUMBER($G124),(1-$G124),1) + IF(ISNUMBER(MATCH(AI$96,$U124:$Z124,0)),-1,0)*_xlfn.IFS(ISNUMBER($E124),$E124,ISNUMBER($F124),$F124,ISNUMBER($G124),$G124,AND($E124=0,$F124=0,$G124=0),1)","v":0},{"$f":"IF(ISNUMBER(MATCH(AJ$96,$H124:$T124,0)),1,0)*IF(ISNUMBER($G124),(1-$G124),1) + IF(ISNUMBER(MATCH(AJ$96,$U124:$Z124,0)),-1,0)*_xlfn.IFS(ISNUMBER($E124),$E124,ISNUMBER($F124),$F124,ISNUMBER($G124),$G124,AND($E124=0,$F124=0,$G124=0),1)","v":0},{"$f":"IF(ISNUMBER(MATCH(AK$96,$H124:$T124,0)),1,0)*IF(ISNUMBER($G124),(1-$G124),1) + IF(ISNUMBER(MATCH(AK$96,$U124:$Z124,0)),-1,0)*_xlfn.IFS(ISNUMBER($E124),$E124,ISNUMBER($F124),$F124,ISNUMBER($G124),$G124,AND($E124=0,$F124=0,$G124=0),1)","v":0},{"$f":"IF(ISNUMBER(MATCH(AL$96,$H124:$T124,0)),1,0)*IF(ISNUMBER($G124),(1-$G124),1) + IF(ISNUMBER(MATCH(AL$96,$U124:$Z124,0)),-1,0)*_xlfn.IFS(ISNUMBER($E124),$E124,ISNUMBER($F124),$F124,ISNUMBER($G124),$G124,AND($E124=0,$F124=0,$G124=0),1)","v":0},{"$f":"IF(ISNUMBER(MATCH(AM$96,$H124:$T124,0)),1,0)*IF(ISNUMBER($G124),(1-$G124),1) + IF(ISNUMBER(MATCH(AM$96,$U124:$Z124,0)),-1,0)*_xlfn.IFS(ISNUMBER($E124),$E124,ISNUMBER($F124),$F124,ISNUMBER($G124),$G124,AND($E124=0,$F124=0,$G124=0),1)","v":0},{"$f":"IF(ISNUMBER(MATCH(AN$96,$H124:$T124,0)),1,0)*IF(ISNUMBER($G124),(1-$G124),1) + IF(ISNUMBER(MATCH(AN$96,$U124:$Z124,0)),-1,0)*_xlfn.IFS(ISNUMBER($E124),$E124,ISNUMBER($F124),$F124,ISNUMBER($G124),$G124,AND($E124=0,$F124=0,$G124=0),1)","v":0},{"$f":"IF(ISNUMBER(MATCH(AO$96,$H124:$T124,0)),1,0)*IF(ISNUMBER($G124),(1-$G124),1) + IF(ISNUMBER(MATCH(AO$96,$U124:$Z124,0)),-1,0)*_xlfn.IFS(ISNUMBER($E124),$E124,ISNUMBER($F124),$F124,ISNUMBER($G124),$G124,AND($E124=0,$F124=0,$G124=0),1)","v":0},{"$f":"IF(ISNUMBER(MATCH(AP$96,$H124:$T124,0)),1,0)*IF(ISNUMBER($G124),(1-$G124),1) + IF(ISNUMBER(MATCH(AP$96,$U124:$Z124,0)),-1,0)*_xlfn.IFS(ISNUMBER($E124),$E124,ISNUMBER($F124),$F124,ISNUMBER($G124),$G124,AND($E124=0,$F124=0,$G124=0),1)","v":0},{"$f":"IF(ISNUMBER(MATCH(AQ$96,$H124:$T124,0)),1,0)*IF(ISNUMBER($G124),(1-$G124),1) + IF(ISNUMBER(MATCH(AQ$96,$U124:$Z124,0)),-1,0)*_xlfn.IFS(ISNUMBER($E124),$E124,ISNUMBER($F124),$F124,ISNUMBER($G124),$G124,AND($E124=0,$F124=0,$G124=0),1)","v":0},{"$f":"IF(ISNUMBER(MATCH(AR$96,$H124:$T124,0)),1,0)*IF(ISNUMBER($G124),(1-$G124),1) + IF(ISNUMBER(MATCH(AR$96,$U124:$Z124,0)),-1,0)*_xlfn.IFS(ISNUMBER($E124),$E124,ISNUMBER($F124),$F124,ISNUMBER($G124),$G124,AND($E124=0,$F124=0,$G124=0),1)","v":0},{"$f":"IF(ISNUMBER(MATCH(AS$96,$H124:$T124,0)),1,0)*IF(ISNUMBER($G124),(1-$G124),1) + IF(ISNUMBER(MATCH(AS$96,$U124:$Z124,0)),-1,0)*_xlfn.IFS(ISNUMBER($E124),$E124,ISNUMBER($F124),$F124,ISNUMBER($G124),$G124,AND($E124=0,$F124=0,$G124=0),1)","v":0},{"$f":"IF(ISNUMBER(MATCH(AT$96,$H124:$T124,0)),1,0)*IF(ISNUMBER($G124),(1-$G124),1) + IF(ISNUMBER(MATCH(AT$96,$U124:$Z124,0)),-1,0)*_xlfn.IFS(ISNUMBER($E124),$E124,ISNUMBER($F124),$F124,ISNUMBER($G124),$G124,AND($E124=0,$F124=0,$G124=0),1)","v":0},{"$f":"IF(ISNUMBER(MATCH(AU$96,$H124:$T124,0)),1,0)*IF(ISNUMBER($G124),(1-$G124),1) + IF(ISNUMBER(MATCH(AU$96,$U124:$Z124,0)),-1,0)*_xlfn.IFS(ISNUMBER($E124),$E124,ISNUMBER($F124),$F124,ISNUMBER($G124),$G124,AND($E124=0,$F124=0,$G124=0),1)","v":0},{"$f":"IF(ISNUMBER(MATCH(AV$96,$H124:$T124,0)),1,0)*IF(ISNUMBER($G124),(1-$G124),1) + IF(ISNUMBER(MATCH(AV$96,$U124:$Z124,0)),-1,0)*_xlfn.IFS(ISNUMBER($E124),$E124,ISNUMBER($F124),$F124,ISNUMBER($G124),$G124,AND($E124=0,$F124=0,$G124=0),1)","v":0},{"$f":"IF(ISNUMBER(MATCH(AW$96,$H124:$T124,0)),1,0)*IF(ISNUMBER($G124),(1-$G124),1) + IF(ISNUMBER(MATCH(AW$96,$U124:$Z124,0)),-1,0)*_xlfn.IFS(ISNUMBER($E124),$E124,ISNUMBER($F124),$F124,ISNUMBER($G124),$G124,AND($E124=0,$F124=0,$G124=0),1)","v":0},{"$f":"IF(ISNUMBER(MATCH(AX$96,$H124:$T124,0)),1,0)*IF(ISNUMBER($G124),(1-$G124),1) + IF(ISNUMBER(MATCH(AX$96,$U124:$Z124,0)),-1,0)*_xlfn.IFS(ISNUMBER($E124),$E124,ISNUMBER($F124),$F124,ISNUMBER($G124),$G124,AND($E124=0,$F124=0,$G124=0),1)","v":0},{"$f":"IF(ISNUMBER(MATCH(AY$96,$H124:$T124,0)),1,0)*IF(ISNUMBER($G124),(1-$G124),1) + IF(ISNUMBER(MATCH(AY$96,$U124:$Z124,0)),-1,0)*_xlfn.IFS(ISNUMBER($E124),$E124,ISNUMBER($F124),$F124,ISNUMBER($G124),$G124,AND($E124=0,$F124=0,$G124=0),1)","v":0},{"$f":"IF(ISNUMBER(MATCH(AZ$96,$H124:$T124,0)),1,0)*IF(ISNUMBER($G124),(1-$G124),1) + IF(ISNUMBER(MATCH(AZ$96,$U124:$Z124,0)),-1,0)*_xlfn.IFS(ISNUMBER($E124),$E124,ISNUMBER($F124),$F124,ISNUMBER($G124),$G124,AND($E124=0,$F124=0,$G124=0),1)","v":0},{"$f":"IF(ISNUMBER(MATCH(BA$96,$H124:$T124,0)),1,0)*IF(ISNUMBER($G124),(1-$G124),1) + IF(ISNUMBER(MATCH(BA$96,$U124:$Z124,0)),-1,0)*_xlfn.IFS(ISNUMBER($E124),$E124,ISNUMBER($F124),$F124,ISNUMBER($G124),$G124,AND($E124=0,$F124=0,$G124=0),1)","v":0},{"$f":"IF(ISNUMBER(MATCH(BB$96,$H124:$T124,0)),1,0)*IF(ISNUMBER($G124),(1-$G124),1) + IF(ISNUMBER(MATCH(BB$96,$U124:$Z124,0)),-1,0)*_xlfn.IFS(ISNUMBER($E124),$E124,ISNUMBER($F124),$F124,ISNUMBER($G124),$G124,AND($E124=0,$F124=0,$G124=0),1)","v":0},{"$f":"IF(ISNUMBER(MATCH(BC$96,$H124:$T124,0)),1,0)*IF(ISNUMBER($G124),(1-$G124),1) + IF(ISNUMBER(MATCH(BC$96,$U124:$Z124,0)),-1,0)*_xlfn.IFS(ISNUMBER($E124),$E124,ISNUMBER($F124),$F124,ISNUMBER($G124),$G124,AND($E124=0,$F124=0,$G124=0),1)","v":0},{"$f":"IF(ISNUMBER(MATCH(BD$96,$H124:$T124,0)),1,0)*IF(ISNUMBER($G124),(1-$G124),1) + IF(ISNUMBER(MATCH(BD$96,$U124:$Z124,0)),-1,0)*_xlfn.IFS(ISNUMBER($E124),$E124,ISNUMBER($F124),$F124,ISNUMBER($G124),$G124,AND($E124=0,$F124=0,$G124=0),1)","v":0},{"$f":"IF(ISNUMBER(MATCH(BE$96,$H124:$T124,0)),1,0)*IF(ISNUMBER($G124),(1-$G124),1) + IF(ISNUMBER(MATCH(BE$96,$U124:$Z124,0)),-1,0)*_xlfn.IFS(ISNUMBER($E124),$E124,ISNUMBER($F124),$F124,ISNUMBER($G124),$G124,AND($E124=0,$F124=0,$G124=0),1)","v":1},{"$f":"IF(ISNUMBER(MATCH(BF$96,$H124:$T124,0)),1,0)*IF(ISNUMBER($G124),(1-$G124),1) + IF(ISNUMBER(MATCH(BF$96,$U124:$Z124,0)),-1,0)*_xlfn.IFS(ISNUMBER($E124),$E124,ISNUMBER($F124),$F124,ISNUMBER($G124),$G124,AND($E124=0,$F124=0,$G124=0),1)","v":0},{"$f":"IF(ISNUMBER(MATCH(BG$96,$H124:$T124,0)),1,0)*IF(ISNUMBER($G124),(1-$G124),1) + IF(ISNUMBER(MATCH(BG$96,$U124:$Z124,0)),-1,0)*_xlfn.IFS(ISNUMBER($E124),$E124,ISNUMBER($F124),$F124,ISNUMBER($G124),$G124,AND($E124=0,$F124=0,$G124=0),1)","v":0},{"$f":"IF(ISNUMBER(MATCH(BH$96,$H124:$T124,0)),1,0)*IF(ISNUMBER($G124),(1-$G124),1) + IF(ISNUMBER(MATCH(BH$96,$U124:$Z124,0)),-1,0)*_xlfn.IFS(ISNUMBER($E124),$E124,ISNUMBER($F124),$F124,ISNUMBER($G124),$G124,AND($E124=0,$F124=0,$G124=0),1)","v":0},{"$f":"IF(ISNUMBER(MATCH(BI$96,$H124:$T124,0)),1,0)*IF(ISNUMBER($G124),(1-$G124),1) + IF(ISNUMBER(MATCH(BI$96,$U124:$Z124,0)),-1,0)*_xlfn.IFS(ISNUMBER($E124),$E124,ISNUMBER($F124),$F124,ISNUMBER($G124),$G124,AND($E124=0,$F124=0,$G124=0),1)","v":1},{"$f":"IF(ISNUMBER(MATCH(BJ$96,$H124:$T124,0)),1,0)*IF(ISNUMBER($G124),(1-$G124),1) + IF(ISNUMBER(MATCH(BJ$96,$U124:$Z124,0)),-1,0)*_xlfn.IFS(ISNUMBER($E124),$E124,ISNUMBER($F124),$F124,ISNUMBER($G124),$G124,AND($E124=0,$F124=0,$G124=0),1)","v":-1},{"$f":"IF(ISNUMBER(MATCH(BK$96,$H124:$T124,0)),1,0)*IF(ISNUMBER($G124),(1-$G124),1) + IF(ISNUMBER(MATCH(BK$96,$U124:$Z124,0)),-1,0)*_xlfn.IFS(ISNUMBER($E124),$E124,ISNUMBER($F124),$F124,ISNUMBER($G124),$G124,AND($E124=0,$F124=0,$G124=0),1)","v":0},null,0]
[null,"CDU","conservation",null,null,null,null,"q_dr1_cl1,l","q_dr1_cl1,l","q_dr1_cl1,l","q_dr1_cl1,l","q_dr1_cl1,l",null,null,null,"q_dr1_cl2,l","q_dr1_cl3,l","q_dr1_cl4,l",null,"e_dr1_cdu","q_dr1_cdu,a","q_dr1_cdu,l",null,null,null,null,null,"q_dr1_cdu,a",null,null,{"$f":"IF(ISNUMBER(MATCH(AE$96,$H125:$T125,0)),1,0)*IF(ISNUMBER($G125),(1-$G125),1) + IF(ISNUMBER(MATCH(AE$96,$U125:$Z125,0)),-1,0)*_xlfn.IFS(ISNUMBER($E125),$E125,ISNUMBER($F125),$F125,ISNUMBER($G125),$G125,AND($E125=0,$F125=0,$G125=0),1)","v":0},{"$f":"IF(ISNUMBER(MATCH(AF$96,$H125:$T125,0)),1,0)*IF(ISNUMBER($G125),(1-$G125),1) + IF(ISNUMBER(MATCH(AF$96,$U125:$Z125,0)),-1,0)*_xlfn.IFS(ISNUMBER($E125),$E125,ISNUMBER($F125),$F125,ISNUMBER($G125),$G125,AND($E125=0,$F125=0,$G125=0),1)","v":0},{"$f":"IF(ISNUMBER(MATCH(AG$96,$H125:$T125,0)),1,0)*IF(ISNUMBER($G125),(1-$G125),1) + IF(ISNUMBER(MATCH(AG$96,$U125:$Z125,0)),-1,0)*_xlfn.IFS(ISNUMBER($E125),$E125,ISNUMBER($F125),$F125,ISNUMBER($G125),$G125,AND($E125=0,$F125=0,$G125=0),1)","v":0},{"$f":"IF(ISNUMBER(MATCH(AH$96,$H125:$T125,0)),1,0)*IF(ISNUMBER($G125),(1-$G125),1) + IF(ISNUMBER(MATCH(AH$96,$U125:$Z125,0)),-1,0)*_xlfn.IFS(ISNUMBER($E125),$E125,ISNUMBER($F125),$F125,ISNUMBER($G125),$G125,AND($E125=0,$F125=0,$G125=0),1)","v":0},{"$f":"IF(ISNUMBER(MATCH(AI$96,$H125:$T125,0)),1,0)*IF(ISNUMBER($G125),(1-$G125),1) + IF(ISNUMBER(MATCH(AI$96,$U125:$Z125,0)),-1,0)*_xlfn.IFS(ISNUMBER($E125),$E125,ISNUMBER($F125),$F125,ISNUMBER($G125),$G125,AND($E125=0,$F125=0,$G125=0),1)","v":1},{"$f":"IF(ISNUMBER(MATCH(AJ$96,$H125:$T125,0)),1,0)*IF(ISNUMBER($G125),(1-$G125),1) + IF(ISNUMBER(MATCH(AJ$96,$U125:$Z125,0)),-1,0)*_xlfn.IFS(ISNUMBER($E125),$E125,ISNUMBER($F125),$F125,ISNUMBER($G125),$G125,AND($E125=0,$F125=0,$G125=0),1)","v":0},{"$f":"IF(ISNUMBER(MATCH(AK$96,$H125:$T125,0)),1,0)*IF(ISNUMBER($G125),(1-$G125),1) + IF(ISNUMBER(MATCH(AK$96,$U125:$Z125,0)),-1,0)*_xlfn.IFS(ISNUMBER($E125),$E125,ISNUMBER($F125),$F125,ISNUMBER($G125),$G125,AND($E125=0,$F125=0,$G125=0),1)","v":0},{"$f":"IF(ISNUMBER(MATCH(AL$96,$H125:$T125,0)),1,0)*IF(ISNUMBER($G125),(1-$G125),1) + IF(ISNUMBER(MATCH(AL$96,$U125:$Z125,0)),-1,0)*_xlfn.IFS(ISNUMBER($E125),$E125,ISNUMBER($F125),$F125,ISNUMBER($G125),$G125,AND($E125=0,$F125=0,$G125=0),1)","v":0},{"$f":"IF(ISNUMBER(MATCH(AM$96,$H125:$T125,0)),1,0)*IF(ISNUMBER($G125),(1-$G125),1) + IF(ISNUMBER(MATCH(AM$96,$U125:$Z125,0)),-1,0)*_xlfn.IFS(ISNUMBER($E125),$E125,ISNUMBER($F125),$F125,ISNUMBER($G125),$G125,AND($E125=0,$F125=0,$G125=0),1)","v":0},{"$f":"IF(ISNUMBER(MATCH(AN$96,$H125:$T125,0)),1,0)*IF(ISNUMBER($G125),(1-$G125),1) + IF(ISNUMBER(MATCH(AN$96,$U125:$Z125,0)),-1,0)*_xlfn.IFS(ISNUMBER($E125),$E125,ISNUMBER($F125),$F125,ISNUMBER($G125),$G125,AND($E125=0,$F125=0,$G125=0),1)","v":0},{"$f":"IF(ISNUMBER(MATCH(AO$96,$H125:$T125,0)),1,0)*IF(ISNUMBER($G125),(1-$G125),1) + IF(ISNUMBER(MATCH(AO$96,$U125:$Z125,0)),-1,0)*_xlfn.IFS(ISNUMBER($E125),$E125,ISNUMBER($F125),$F125,ISNUMBER($G125),$G125,AND($E125=0,$F125=0,$G125=0),1)","v":1},{"$f":"IF(ISNUMBER(MATCH(AP$96,$H125:$T125,0)),1,0)*IF(ISNUMBER($G125),(1-$G125),1) + IF(ISNUMBER(MATCH(AP$96,$U125:$Z125,0)),-1,0)*_xlfn.IFS(ISNUMBER($E125),$E125,ISNUMBER($F125),$F125,ISNUMBER($G125),$G125,AND($E125=0,$F125=0,$G125=0),1)","v":0},{"$f":"IF(ISNUMBER(MATCH(AQ$96,$H125:$T125,0)),1,0)*IF(ISNUMBER($G125),(1-$G125),1) + IF(ISNUMBER(MATCH(AQ$96,$U125:$Z125,0)),-1,0)*_xlfn.IFS(ISNUMBER($E125),$E125,ISNUMBER($F125),$F125,ISNUMBER($G125),$G125,AND($E125=0,$F125=0,$G125=0),1)","v":0},{"$f":"IF(ISNUMBER(MATCH(AR$96,$H125:$T125,0)),1,0)*IF(ISNUMBER($G125),(1-$G125),1) + IF(ISNUMBER(MATCH(AR$96,$U125:$Z125,0)),-1,0)*_xlfn.IFS(ISNUMBER($E125),$E125,ISNUMBER($F125),$F125,ISNUMBER($G125),$G125,AND($E125=0,$F125=0,$G125=0),1)","v":0},{"$f":"IF(ISNUMBER(MATCH(AS$96,$H125:$T125,0)),1,0)*IF(ISNUMBER($G125),(1-$G125),1) + IF(ISNUMBER(MATCH(AS$96,$U125:$Z125,0)),-1,0)*_xlfn.IFS(ISNUMBER($E125),$E125,ISNUMBER($F125),$F125,ISNUMBER($G125),$G125,AND($E125=0,$F125=0,$G125=0),1)","v":0},{"$f":"IF(ISNUMBER(MATCH(AT$96,$H125:$T125,0)),1,0)*IF(ISNUMBER($G125),(1-$G125),1) + IF(ISNUMBER(MATCH(AT$96,$U125:$Z125,0)),-1,0)*_xlfn.IFS(ISNUMBER($E125),$E125,ISNUMBER($F125),$F125,ISNUMBER($G125),$G125,AND($E125=0,$F125=0,$G125=0),1)","v":0},{"$f":"IF(ISNUMBER(MATCH(AU$96,$H125:$T125,0)),1,0)*IF(ISNUMBER($G125),(1-$G125),1) + IF(ISNUMBER(MATCH(AU$96,$U125:$Z125,0)),-1,0)*_xlfn.IFS(ISNUMBER($E125),$E125,ISNUMBER($F125),$F125,ISNUMBER($G125),$G125,AND($E125=0,$F125=0,$G125=0),1)","v":1},{"$f":"IF(ISNUMBER(MATCH(AV$96,$H125:$T125,0)),1,0)*IF(ISNUMBER($G125),(1-$G125),1) + IF(ISNUMBER(MATCH(AV$96,$U125:$Z125,0)),-1,0)*_xlfn.IFS(ISNUMBER($E125),$E125,ISNUMBER($F125),$F125,ISNUMBER($G125),$G125,AND($E125=0,$F125=0,$G125=0),1)","v":0},{"$f":"IF(ISNUMBER(MATCH(AW$96,$H125:$T125,0)),1,0)*IF(ISNUMBER($G125),(1-$G125),1) + IF(ISNUMBER(MATCH(AW$96,$U125:$Z125,0)),-1,0)*_xlfn.IFS(ISNUMBER($E125),$E125,ISNUMBER($F125),$F125,ISNUMBER($G125),$G125,AND($E125=0,$F125=0,$G125=0),1)","v":0},{"$f":"IF(ISNUMBER(MATCH(AX$96,$H125:$T125,0)),1,0)*IF(ISNUMBER($G125),(1-$G125),1) + IF(ISNUMBER(MATCH(AX$96,$U125:$Z125,0)),-1,0)*_xlfn.IFS(ISNUMBER($E125),$E125,ISNUMBER($F125),$F125,ISNUMBER($G125),$G125,AND($E125=0,$F125=0,$G125=0),1)","v":0},{"$f":"IF(ISNUMBER(MATCH(AY$96,$H125:$T125,0)),1,0)*IF(ISNUMBER($G125),(1-$G125),1) + IF(ISNUMBER(MATCH(AY$96,$U125:$Z125,0)),-1,0)*_xlfn.IFS(ISNUMBER($E125),$E125,ISNUMBER($F125),$F125,ISNUMBER($G125),$G125,AND($E125=0,$F125=0,$G125=0),1)","v":0},{"$f":"IF(ISNUMBER(MATCH(AZ$96,$H125:$T125,0)),1,0)*IF(ISNUMBER($G125),(1-$G125),1) + IF(ISNUMBER(MATCH(AZ$96,$U125:$Z125,0)),-1,0)*_xlfn.IFS(ISNUMBER($E125),$E125,ISNUMBER($F125),$F125,ISNUMBER($G125),$G125,AND($E125=0,$F125=0,$G125=0),1)","v":0},{"$f":"IF(ISNUMBER(MATCH(BA$96,$H125:$T125,0)),1,0)*IF(ISNUMBER($G125),(1-$G125),1) + IF(ISNUMBER(MATCH(BA$96,$U125:$Z125,0)),-1,0)*_xlfn.IFS(ISNUMBER($E125),$E125,ISNUMBER($F125),$F125,ISNUMBER($G125),$G125,AND($E125=0,$F125=0,$G125=0),1)","v":1},{"$f":"IF(ISNUMBER(MATCH(BB$96,$H125:$T125,0)),1,0)*IF(ISNUMBER($G125),(1-$G125),1) + IF(ISNUMBER(MATCH(BB$96,$U125:$Z125,0)),-1,0)*_xlfn.IFS(ISNUMBER($E125),$E125,ISNUMBER($F125),$F125,ISNUMBER($G125),$G125,AND($E125=0,$F125=0,$G125=0),1)","v":0},{"$f":"IF(ISNUMBER(MATCH(BC$96,$H125:$T125,0)),1,0)*IF(ISNUMBER($G125),(1-$G125),1) + IF(ISNUMBER(MATCH(BC$96,$U125:$Z125,0)),-1,0)*_xlfn.IFS(ISNUMBER($E125),$E125,ISNUMBER($F125),$F125,ISNUMBER($G125),$G125,AND($E125=0,$F125=0,$G125=0),1)","v":0},{"$f":"IF(ISNUMBER(MATCH(BD$96,$H125:$T125,0)),1,0)*IF(ISNUMBER($G125),(1-$G125),1) + IF(ISNUMBER(MATCH(BD$96,$U125:$Z125,0)),-1,0)*_xlfn.IFS(ISNUMBER($E125),$E125,ISNUMBER($F125),$F125,ISNUMBER($G125),$G125,AND($E125=0,$F125=0,$G125=0),1)","v":0},{"$f":"IF(ISNUMBER(MATCH(BE$96,$H125:$T125,0)),1,0)*IF(ISNUMBER($G125),(1-$G125),1) + IF(ISNUMBER(MATCH(BE$96,$U125:$Z125,0)),-1,0)*_xlfn.IFS(ISNUMBER($E125),$E125,ISNUMBER($F125),$F125,ISNUMBER($G125),$G125,AND($E125=0,$F125=0,$G125=0),1)","v":0},{"$f":"IF(ISNUMBER(MATCH(BF$96,$H125:$T125,0)),1,0)*IF(ISNUMBER($G125),(1-$G125),1) + IF(ISNUMBER(MATCH(BF$96,$U125:$Z125,0)),-1,0)*_xlfn.IFS(ISNUMBER($E125),$E125,ISNUMBER($F125),$F125,ISNUMBER($G125),$G125,AND($E125=0,$F125=0,$G125=0),1)","v":1},{"$f":"IF(ISNUMBER(MATCH(BG$96,$H125:$T125,0)),1,0)*IF(ISNUMBER($G125),(1-$G125),1) + IF(ISNUMBER(MATCH(BG$96,$U125:$Z125,0)),-1,0)*_xlfn.IFS(ISNUMBER($E125),$E125,ISNUMBER($F125),$F125,ISNUMBER($G125),$G125,AND($E125=0,$F125=0,$G125=0),1)","v":-1},{"$f":"IF(ISNUMBER(MATCH(BH$96,$H125:$T125,0)),1,0)*IF(ISNUMBER($G125),(1-$G125),1) + IF(ISNUMBER(MATCH(BH$96,$U125:$Z125,0)),-1,0)*_xlfn.IFS(ISNUMBER($E125),$E125,ISNUMBER($F125),$F125,ISNUMBER($G125),$G125,AND($E125=0,$F125=0,$G125=0),1)","v":-1},{"$f":"IF(ISNUMBER(MATCH(BI$96,$H125:$T125,0)),1,0)*IF(ISNUMBER($G125),(1-$G125),1) + IF(ISNUMBER(MATCH(BI$96,$U125:$Z125,0)),-1,0)*_xlfn.IFS(ISNUMBER($E125),$E125,ISNUMBER($F125),$F125,ISNUMBER($G125),$G125,AND($E125=0,$F125=0,$G125=0),1)","v":0},{"$f":"IF(ISNUMBER(MATCH(BJ$96,$H125:$T125,0)),1,0)*IF(ISNUMBER($G125),(1-$G125),1) + IF(ISNUMBER(MATCH(BJ$96,$U125:$Z125,0)),-1,0)*_xlfn.IFS(ISNUMBER($E125),$E125,ISNUMBER($F125),$F125,ISNUMBER($G125),$G125,AND($E125=0,$F125=0,$G125=0),1)","v":0},{"$f":"IF(ISNUMBER(MATCH(BK$96,$H125:$T125,0)),1,0)*IF(ISNUMBER($G125),(1-$G125),1) + IF(ISNUMBER(MATCH(BK$96,$U125:$Z125,0)),-1,0)*_xlfn.IFS(ISNUMBER($E125),$E125,ISNUMBER($F125),$F125,ISNUMBER($G125),$G125,AND($E125=0,$F125=0,$G125=0),1)","v":0},null,0]
[null,null,"cop",null,null,{"$f":"P90","v":1000000000000},null,"q_dr1_cl1,l","q_dr1_cl1,l","q_dr1_cl1,l","q_dr1_cl1,l","q_dr1_cl1,l",null,null,null,"q_dr1_cl2,l","q_dr1_cl3,l","q_dr1_cl4,l",null,null,"e_dr1_cdu",null,null,null,null,null,null,"q_dr1_cdu,l",null,null,{"$f":"IF(ISNUMBER(MATCH(AE$96,$H126:$T126,0)),1,0)*IF(ISNUMBER($G126),(1-$G126),1) + IF(ISNUMBER(MATCH(AE$96,$U126:$Z126,0)),-1,0)*_xlfn.IFS(ISNUMBER($E126),$E126,ISNUMBER($F126),$F126,ISNUMBER($G126),$G126,AND($E126=0,$F126=0,$G126=0),1)","v":0},{"$f":"IF(ISNUMBER(MATCH(AF$96,$H126:$T126,0)),1,0)*IF(ISNUMBER($G126),(1-$G126),1) + IF(ISNUMBER(MATCH(AF$96,$U126:$Z126,0)),-1,0)*_xlfn.IFS(ISNUMBER($E126),$E126,ISNUMBER($F126),$F126,ISNUMBER($G126),$G126,AND($E126=0,$F126=0,$G126=0),1)","v":0},{"$f":"IF(ISNUMBER(MATCH(AG$96,$H126:$T126,0)),1,0)*IF(ISNUMBER($G126),(1-$G126),1) + IF(ISNUMBER(MATCH(AG$96,$U126:$Z126,0)),-1,0)*_xlfn.IFS(ISNUMBER($E126),$E126,ISNUMBER($F126),$F126,ISNUMBER($G126),$G126,AND($E126=0,$F126=0,$G126=0),1)","v":0},{"$f":"IF(ISNUMBER(MATCH(AH$96,$H126:$T126,0)),1,0)*IF(ISNUMBER($G126),(1-$G126),1) + IF(ISNUMBER(MATCH(AH$96,$U126:$Z126,0)),-1,0)*_xlfn.IFS(ISNUMBER($E126),$E126,ISNUMBER($F126),$F126,ISNUMBER($G126),$G126,AND($E126=0,$F126=0,$G126=0),1)","v":0},{"$f":"IF(ISNUMBER(MATCH(AI$96,$H126:$T126,0)),1,0)*IF(ISNUMBER($G126),(1-$G126),1) + IF(ISNUMBER(MATCH(AI$96,$U126:$Z126,0)),-1,0)*_xlfn.IFS(ISNUMBER($E126),$E126,ISNUMBER($F126),$F126,ISNUMBER($G126),$G126,AND($E126=0,$F126=0,$G126=0),1)","v":1},{"$f":"IF(ISNUMBER(MATCH(AJ$96,$H126:$T126,0)),1,0)*IF(ISNUMBER($G126),(1-$G126),1) + IF(ISNUMBER(MATCH(AJ$96,$U126:$Z126,0)),-1,0)*_xlfn.IFS(ISNUMBER($E126),$E126,ISNUMBER($F126),$F126,ISNUMBER($G126),$G126,AND($E126=0,$F126=0,$G126=0),1)","v":0},{"$f":"IF(ISNUMBER(MATCH(AK$96,$H126:$T126,0)),1,0)*IF(ISNUMBER($G126),(1-$G126),1) + IF(ISNUMBER(MATCH(AK$96,$U126:$Z126,0)),-1,0)*_xlfn.IFS(ISNUMBER($E126),$E126,ISNUMBER($F126),$F126,ISNUMBER($G126),$G126,AND($E126=0,$F126=0,$G126=0),1)","v":0},{"$f":"IF(ISNUMBER(MATCH(AL$96,$H126:$T126,0)),1,0)*IF(ISNUMBER($G126),(1-$G126),1) + IF(ISNUMBER(MATCH(AL$96,$U126:$Z126,0)),-1,0)*_xlfn.IFS(ISNUMBER($E126),$E126,ISNUMBER($F126),$F126,ISNUMBER($G126),$G126,AND($E126=0,$F126=0,$G126=0),1)","v":0},{"$f":"IF(ISNUMBER(MATCH(AM$96,$H126:$T126,0)),1,0)*IF(ISNUMBER($G126),(1-$G126),1) + IF(ISNUMBER(MATCH(AM$96,$U126:$Z126,0)),-1,0)*_xlfn.IFS(ISNUMBER($E126),$E126,ISNUMBER($F126),$F126,ISNUMBER($G126),$G126,AND($E126=0,$F126=0,$G126=0),1)","v":0},{"$f":"IF(ISNUMBER(MATCH(AN$96,$H126:$T126,0)),1,0)*IF(ISNUMBER($G126),(1-$G126),1) + IF(ISNUMBER(MATCH(AN$96,$U126:$Z126,0)),-1,0)*_xlfn.IFS(ISNUMBER($E126),$E126,ISNUMBER($F126),$F126,ISNUMBER($G126),$G126,AND($E126=0,$F126=0,$G126=0),1)","v":0},{"$f":"IF(ISNUMBER(MATCH(AO$96,$H126:$T126,0)),1,0)*IF(ISNUMBER($G126),(1-$G126),1) + IF(ISNUMBER(MATCH(AO$96,$U126:$Z126,0)),-1,0)*_xlfn.IFS(ISNUMBER($E126),$E126,ISNUMBER($F126),$F126,ISNUMBER($G126),$G126,AND($E126=0,$F126=0,$G126=0),1)","v":1},{"$f":"IF(ISNUMBER(MATCH(AP$96,$H126:$T126,0)),1,0)*IF(ISNUMBER($G126),(1-$G126),1) + IF(ISNUMBER(MATCH(AP$96,$U126:$Z126,0)),-1,0)*_xlfn.IFS(ISNUMBER($E126),$E126,ISNUMBER($F126),$F126,ISNUMBER($G126),$G126,AND($E126=0,$F126=0,$G126=0),1)","v":0},{"$f":"IF(ISNUMBER(MATCH(AQ$96,$H126:$T126,0)),1,0)*IF(ISNUMBER($G126),(1-$G126),1) + IF(ISNUMBER(MATCH(AQ$96,$U126:$Z126,0)),-1,0)*_xlfn.IFS(ISNUMBER($E126),$E126,ISNUMBER($F126),$F126,ISNUMBER($G126),$G126,AND($E126=0,$F126=0,$G126=0),1)","v":0},{"$f":"IF(ISNUMBER(MATCH(AR$96,$H126:$T126,0)),1,0)*IF(ISNUMBER($G126),(1-$G126),1) + IF(ISNUMBER(MATCH(AR$96,$U126:$Z126,0)),-1,0)*_xlfn.IFS(ISNUMBER($E126),$E126,ISNUMBER($F126),$F126,ISNUMBER($G126),$G126,AND($E126=0,$F126=0,$G126=0),1)","v":0},{"$f":"IF(ISNUMBER(MATCH(AS$96,$H126:$T126,0)),1,0)*IF(ISNUMBER($G126),(1-$G126),1) + IF(ISNUMBER(MATCH(AS$96,$U126:$Z126,0)),-1,0)*_xlfn.IFS(ISNUMBER($E126),$E126,ISNUMBER($F126),$F126,ISNUMBER($G126),$G126,AND($E126=0,$F126=0,$G126=0),1)","v":0},{"$f":"IF(ISNUMBER(MATCH(AT$96,$H126:$T126,0)),1,0)*IF(ISNUMBER($G126),(1-$G126),1) + IF(ISNUMBER(MATCH(AT$96,$U126:$Z126,0)),-1,0)*_xlfn.IFS(ISNUMBER($E126),$E126,ISNUMBER($F126),$F126,ISNUMBER($G126),$G126,AND($E126=0,$F126=0,$G126=0),1)","v":0},{"$f":"IF(ISNUMBER(MATCH(AU$96,$H126:$T126,0)),1,0)*IF(ISNUMBER($G126),(1-$G126),1) + IF(ISNUMBER(MATCH(AU$96,$U126:$Z126,0)),-1,0)*_xlfn.IFS(ISNUMBER($E126),$E126,ISNUMBER($F126),$F126,ISNUMBER($G126),$G126,AND($E126=0,$F126=0,$G126=0),1)","v":1},{"$f":"IF(ISNUMBER(MATCH(AV$96,$H126:$T126,0)),1,0)*IF(ISNUMBER($G126),(1-$G126),1) + IF(ISNUMBER(MATCH(AV$96,$U126:$Z126,0)),-1,0)*_xlfn.IFS(ISNUMBER($E126),$E126,ISNUMBER($F126),$F126,ISNUMBER($G126),$G126,AND($E126=0,$F126=0,$G126=0),1)","v":0},{"$f":"IF(ISNUMBER(MATCH(AW$96,$H126:$T126,0)),1,0)*IF(ISNUMBER($G126),(1-$G126),1) + IF(ISNUMBER(MATCH(AW$96,$U126:$Z126,0)),-1,0)*_xlfn.IFS(ISNUMBER($E126),$E126,ISNUMBER($F126),$F126,ISNUMBER($G126),$G126,AND($E126=0,$F126=0,$G126=0),1)","v":0},{"$f":"IF(ISNUMBER(MATCH(AX$96,$H126:$T126,0)),1,0)*IF(ISNUMBER($G126),(1-$G126),1) + IF(ISNUMBER(MATCH(AX$96,$U126:$Z126,0)),-1,0)*_xlfn.IFS(ISNUMBER($E126),$E126,ISNUMBER($F126),$F126,ISNUMBER($G126),$G126,AND($E126=0,$F126=0,$G126=0),1)","v":0},{"$f":"IF(ISNUMBER(MATCH(AY$96,$H126:$T126,0)),1,0)*IF(ISNUMBER($G126),(1-$G126),1) + IF(ISNUMBER(MATCH(AY$96,$U126:$Z126,0)),-1,0)*_xlfn.IFS(ISNUMBER($E126),$E126,ISNUMBER($F126),$F126,ISNUMBER($G126),$G126,AND($E126=0,$F126=0,$G126=0),1)","v":0},{"$f":"IF(ISNUMBER(MATCH(AZ$96,$H126:$T126,0)),1,0)*IF(ISNUMBER($G126),(1-$G126),1) + IF(ISNUMBER(MATCH(AZ$96,$U126:$Z126,0)),-1,0)*_xlfn.IFS(ISNUMBER($E126),$E126,ISNUMBER($F126),$F126,ISNUMBER($G126),$G126,AND($E126=0,$F126=0,$G126=0),1)","v":0},{"$f":"IF(ISNUMBER(MATCH(BA$96,$H126:$T126,0)),1,0)*IF(ISNUMBER($G126),(1-$G126),1) + IF(ISNUMBER(MATCH(BA$96,$U126:$Z126,0)),-1,0)*_xlfn.IFS(ISNUMBER($E126),$E126,ISNUMBER($F126),$F126,ISNUMBER($G126),$G126,AND($E126=0,$F126=0,$G126=0),1)","v":1},{"$f":"IF(ISNUMBER(MATCH(BB$96,$H126:$T126,0)),1,0)*IF(ISNUMBER($G126),(1-$G126),1) + IF(ISNUMBER(MATCH(BB$96,$U126:$Z126,0)),-1,0)*_xlfn.IFS(ISNUMBER($E126),$E126,ISNUMBER($F126),$F126,ISNUMBER($G126),$G126,AND($E126=0,$F126=0,$G126=0),1)","v":0},{"$f":"IF(ISNUMBER(MATCH(BC$96,$H126:$T126,0)),1,0)*IF(ISNUMBER($G126),(1-$G126),1) + IF(ISNUMBER(MATCH(BC$96,$U126:$Z126,0)),-1,0)*_xlfn.IFS(ISNUMBER($E126),$E126,ISNUMBER($F126),$F126,ISNUMBER($G126),$G126,AND($E126=0,$F126=0,$G126=0),1)","v":0},{"$f":"IF(ISNUMBER(MATCH(BD$96,$H126:$T126,0)),1,0)*IF(ISNUMBER($G126),(1-$G126),1) + IF(ISNUMBER(MATCH(BD$96,$U126:$Z126,0)),-1,0)*_xlfn.IFS(ISNUMBER($E126),$E126,ISNUMBER($F126),$F126,ISNUMBER($G126),$G126,AND($E126=0,$F126=0,$G126=0),1)","v":0},{"$f":"IF(ISNUMBER(MATCH(BE$96,$H126:$T126,0)),1,0)*IF(ISNUMBER($G126),(1-$G126),1) + IF(ISNUMBER(MATCH(BE$96,$U126:$Z126,0)),-1,0)*_xlfn.IFS(ISNUMBER($E126),$E126,ISNUMBER($F126),$F126,ISNUMBER($G126),$G126,AND($E126=0,$F126=0,$G126=0),1)","v":0},{"$f":"IF(ISNUMBER(MATCH(BF$96,$H126:$T126,0)),1,0)*IF(ISNUMBER($G126),(1-$G126),1) + IF(ISNUMBER(MATCH(BF$96,$U126:$Z126,0)),-1,0)*_xlfn.IFS(ISNUMBER($E126),$E126,ISNUMBER($F126),$F126,ISNUMBER($G126),$G126,AND($E126=0,$F126=0,$G126=0),1)","v":-1000000000000},{"$f":"IF(ISNUMBER(MATCH(BG$96,$H126:$T126,0)),1,0)*IF(ISNUMBER($G126),(1-$G126),1) + IF(ISNUMBER(MATCH(BG$96,$U126:$Z126,0)),-1,0)*_xlfn.IFS(ISNUMBER($E126),$E126,ISNUMBER($F126),$F126,ISNUMBER($G126),$G126,AND($E126=0,$F126=0,$G126=0),1)","v":0},{"$f":"IF(ISNUMBER(MATCH(BH$96,$H126:$T126,0)),1,0)*IF(ISNUMBER($G126),(1-$G126),1) + IF(ISNUMBER(MATCH(BH$96,$U126:$Z126,0)),-1,0)*_xlfn.IFS(ISNUMBER($E126),$E126,ISNUMBER($F126),$F126,ISNUMBER($G126),$G126,AND($E126=0,$F126=0,$G126=0),1)","v":0},{"$f":"IF(ISNUMBER(MATCH(BI$96,$H126:$T126,0)),1,0)*IF(ISNUMBER($G126),(1-$G126),1) + IF(ISNUMBER(MATCH(BI$96,$U126:$Z126,0)),-1,0)*_xlfn.IFS(ISNUMBER($E126),$E126,ISNUMBER($F126),$F126,ISNUMBER($G126),$G126,AND($E126=0,$F126=0,$G126=0),1)","v":0},{"$f":"IF(ISNUMBER(MATCH(BJ$96,$H126:$T126,0)),1,0)*IF(ISNUMBER($G126),(1-$G126),1) + IF(ISNUMBER(MATCH(BJ$96,$U126:$Z126,0)),-1,0)*_xlfn.IFS(ISNUMBER($E126),$E126,ISNUMBER($F126),$F126,ISNUMBER($G126),$G126,AND($E126=0,$F126=0,$G126=0),1)","v":0},{"$f":"IF(ISNUMBER(MATCH(BK$96,$H126:$T126,0)),1,0)*IF(ISNUMBER($G126),(1-$G126),1) + IF(ISNUMBER(MATCH(BK$96,$U126:$Z126,0)),-1,0)*_xlfn.IFS(ISNUMBER($E126),$E126,ISNUMBER($F126),$F126,ISNUMBER($G126),$G126,AND($E126=0,$F126=0,$G126=0),1)","v":0},null,0]
[null,null,"Losses",null,{"$f":"P89","v":0},null,null,"q_dr1_cdu,a","q_dr1_cdu,a","q_dr1_cdu,a","q_dr1_cdu,a","q_dr1_cdu,a",null,null,null,null,null,null,null,null,"e_dr1_cdu",null,null,null,null,null,null,"q_dr1_cdu-hru,lt",null,null,{"$f":"IF(ISNUMBER(MATCH(AE$96,$H127:$T127,0)),1,0)*IF(ISNUMBER($G127),(1-$G127),1) + IF(ISNUMBER(MATCH(AE$96,$U127:$Z127,0)),-1,0)*_xlfn.IFS(ISNUMBER($E127),$E127,ISNUMBER($F127),$F127,ISNUMBER($G127),$G127,AND($E127=0,$F127=0,$G127=0),1)","v":0},{"$f":"IF(ISNUMBER(MATCH(AF$96,$H127:$T127,0)),1,0)*IF(ISNUMBER($G127),(1-$G127),1) + IF(ISNUMBER(MATCH(AF$96,$U127:$Z127,0)),-1,0)*_xlfn.IFS(ISNUMBER($E127),$E127,ISNUMBER($F127),$F127,ISNUMBER($G127),$G127,AND($E127=0,$F127=0,$G127=0),1)","v":0},{"$f":"IF(ISNUMBER(MATCH(AG$96,$H127:$T127,0)),1,0)*IF(ISNUMBER($G127),(1-$G127),1) + IF(ISNUMBER(MATCH(AG$96,$U127:$Z127,0)),-1,0)*_xlfn.IFS(ISNUMBER($E127),$E127,ISNUMBER($F127),$F127,ISNUMBER($G127),$G127,AND($E127=0,$F127=0,$G127=0),1)","v":0},{"$f":"IF(ISNUMBER(MATCH(AH$96,$H127:$T127,0)),1,0)*IF(ISNUMBER($G127),(1-$G127),1) + IF(ISNUMBER(MATCH(AH$96,$U127:$Z127,0)),-1,0)*_xlfn.IFS(ISNUMBER($E127),$E127,ISNUMBER($F127),$F127,ISNUMBER($G127),$G127,AND($E127=0,$F127=0,$G127=0),1)","v":0},{"$f":"IF(ISNUMBER(MATCH(AI$96,$H127:$T127,0)),1,0)*IF(ISNUMBER($G127),(1-$G127),1) + IF(ISNUMBER(MATCH(AI$96,$U127:$Z127,0)),-1,0)*_xlfn.IFS(ISNUMBER($E127),$E127,ISNUMBER($F127),$F127,ISNUMBER($G127),$G127,AND($E127=0,$F127=0,$G127=0),1)","v":0},{"$f":"IF(ISNUMBER(MATCH(AJ$96,$H127:$T127,0)),1,0)*IF(ISNUMBER($G127),(1-$G127),1) + IF(ISNUMBER(MATCH(AJ$96,$U127:$Z127,0)),-1,0)*_xlfn.IFS(ISNUMBER($E127),$E127,ISNUMBER($F127),$F127,ISNUMBER($G127),$G127,AND($E127=0,$F127=0,$G127=0),1)","v":0},{"$f":"IF(ISNUMBER(MATCH(AK$96,$H127:$T127,0)),1,0)*IF(ISNUMBER($G127),(1-$G127),1) + IF(ISNUMBER(MATCH(AK$96,$U127:$Z127,0)),-1,0)*_xlfn.IFS(ISNUMBER($E127),$E127,ISNUMBER($F127),$F127,ISNUMBER($G127),$G127,AND($E127=0,$F127=0,$G127=0),1)","v":0},{"$f":"IF(ISNUMBER(MATCH(AL$96,$H127:$T127,0)),1,0)*IF(ISNUMBER($G127),(1-$G127),1) + IF(ISNUMBER(MATCH(AL$96,$U127:$Z127,0)),-1,0)*_xlfn.IFS(ISNUMBER($E127),$E127,ISNUMBER($F127),$F127,ISNUMBER($G127),$G127,AND($E127=0,$F127=0,$G127=0),1)","v":0},{"$f":"IF(ISNUMBER(MATCH(AM$96,$H127:$T127,0)),1,0)*IF(ISNUMBER($G127),(1-$G127),1) + IF(ISNUMBER(MATCH(AM$96,$U127:$Z127,0)),-1,0)*_xlfn.IFS(ISNUMBER($E127),$E127,ISNUMBER($F127),$F127,ISNUMBER($G127),$G127,AND($E127=0,$F127=0,$G127=0),1)","v":0},{"$f":"IF(ISNUMBER(MATCH(AN$96,$H127:$T127,0)),1,0)*IF(ISNUMBER($G127),(1-$G127),1) + IF(ISNUMBER(MATCH(AN$96,$U127:$Z127,0)),-1,0)*_xlfn.IFS(ISNUMBER($E127),$E127,ISNUMBER($F127),$F127,ISNUMBER($G127),$G127,AND($E127=0,$F127=0,$G127=0),1)","v":0},{"$f":"IF(ISNUMBER(MATCH(AO$96,$H127:$T127,0)),1,0)*IF(ISNUMBER($G127),(1-$G127),1) + IF(ISNUMBER(MATCH(AO$96,$U127:$Z127,0)),-1,0)*_xlfn.IFS(ISNUMBER($E127),$E127,ISNUMBER($F127),$F127,ISNUMBER($G127),$G127,AND($E127=0,$F127=0,$G127=0),1)","v":0},{"$f":"IF(ISNUMBER(MATCH(AP$96,$H127:$T127,0)),1,0)*IF(ISNUMBER($G127),(1-$G127),1) + IF(ISNUMBER(MATCH(AP$96,$U127:$Z127,0)),-1,0)*_xlfn.IFS(ISNUMBER($E127),$E127,ISNUMBER($F127),$F127,ISNUMBER($G127),$G127,AND($E127=0,$F127=0,$G127=0),1)","v":0},{"$f":"IF(ISNUMBER(MATCH(AQ$96,$H127:$T127,0)),1,0)*IF(ISNUMBER($G127),(1-$G127),1) + IF(ISNUMBER(MATCH(AQ$96,$U127:$Z127,0)),-1,0)*_xlfn.IFS(ISNUMBER($E127),$E127,ISNUMBER($F127),$F127,ISNUMBER($G127),$G127,AND($E127=0,$F127=0,$G127=0),1)","v":0},{"$f":"IF(ISNUMBER(MATCH(AR$96,$H127:$T127,0)),1,0)*IF(ISNUMBER($G127),(1-$G127),1) + IF(ISNUMBER(MATCH(AR$96,$U127:$Z127,0)),-1,0)*_xlfn.IFS(ISNUMBER($E127),$E127,ISNUMBER($F127),$F127,ISNUMBER($G127),$G127,AND($E127=0,$F127=0,$G127=0),1)","v":0},{"$f":"IF(ISNUMBER(MATCH(AS$96,$H127:$T127,0)),1,0)*IF(ISNUMBER($G127),(1-$G127),1) + IF(ISNUMBER(MATCH(AS$96,$U127:$Z127,0)),-1,0)*_xlfn.IFS(ISNUMBER($E127),$E127,ISNUMBER($F127),$F127,ISNUMBER($G127),$G127,AND($E127=0,$F127=0,$G127=0),1)","v":0},{"$f":"IF(ISNUMBER(MATCH(AT$96,$H127:$T127,0)),1,0)*IF(ISNUMBER($G127),(1-$G127),1) + IF(ISNUMBER(MATCH(AT$96,$U127:$Z127,0)),-1,0)*_xlfn.IFS(ISNUMBER($E127),$E127,ISNUMBER($F127),$F127,ISNUMBER($G127),$G127,AND($E127=0,$F127=0,$G127=0),1)","v":0},{"$f":"IF(ISNUMBER(MATCH(AU$96,$H127:$T127,0)),1,0)*IF(ISNUMBER($G127),(1-$G127),1) + IF(ISNUMBER(MATCH(AU$96,$U127:$Z127,0)),-1,0)*_xlfn.IFS(ISNUMBER($E127),$E127,ISNUMBER($F127),$F127,ISNUMBER($G127),$G127,AND($E127=0,$F127=0,$G127=0),1)","v":0},{"$f":"IF(ISNUMBER(MATCH(AV$96,$H127:$T127,0)),1,0)*IF(ISNUMBER($G127),(1-$G127),1) + IF(ISNUMBER(MATCH(AV$96,$U127:$Z127,0)),-1,0)*_xlfn.IFS(ISNUMBER($E127),$E127,ISNUMBER($F127),$F127,ISNUMBER($G127),$G127,AND($E127=0,$F127=0,$G127=0),1)","v":0},{"$f":"IF(ISNUMBER(MATCH(AW$96,$H127:$T127,0)),1,0)*IF(ISNUMBER($G127),(1-$G127),1) + IF(ISNUMBER(MATCH(AW$96,$U127:$Z127,0)),-1,0)*_xlfn.IFS(ISNUMBER($E127),$E127,ISNUMBER($F127),$F127,ISNUMBER($G127),$G127,AND($E127=0,$F127=0,$G127=0),1)","v":0},{"$f":"IF(ISNUMBER(MATCH(AX$96,$H127:$T127,0)),1,0)*IF(ISNUMBER($G127),(1-$G127),1) + IF(ISNUMBER(MATCH(AX$96,$U127:$Z127,0)),-1,0)*_xlfn.IFS(ISNUMBER($E127),$E127,ISNUMBER($F127),$F127,ISNUMBER($G127),$G127,AND($E127=0,$F127=0,$G127=0),1)","v":0},{"$f":"IF(ISNUMBER(MATCH(AY$96,$H127:$T127,0)),1,0)*IF(ISNUMBER($G127),(1-$G127),1) + IF(ISNUMBER(MATCH(AY$96,$U127:$Z127,0)),-1,0)*_xlfn.IFS(ISNUMBER($E127),$E127,ISNUMBER($F127),$F127,ISNUMBER($G127),$G127,AND($E127=0,$F127=0,$G127=0),1)","v":0},{"$f":"IF(ISNUMBER(MATCH(AZ$96,$H127:$T127,0)),1,0)*IF(ISNUMBER($G127),(1-$G127),1) + IF(ISNUMBER(MATCH(AZ$96,$U127:$Z127,0)),-1,0)*_xlfn.IFS(ISNUMBER($E127),$E127,ISNUMBER($F127),$F127,ISNUMBER($G127),$G127,AND($E127=0,$F127=0,$G127=0),1)","v":0},{"$f":"IF(ISNUMBER(MATCH(BA$96,$H127:$T127,0)),1,0)*IF(ISNUMBER($G127),(1-$G127),1) + IF(ISNUMBER(MATCH(BA$96,$U127:$Z127,0)),-1,0)*_xlfn.IFS(ISNUMBER($E127),$E127,ISNUMBER($F127),$F127,ISNUMBER($G127),$G127,AND($E127=0,$F127=0,$G127=0),1)","v":0},{"$f":"IF(ISNUMBER(MATCH(BB$96,$H127:$T127,0)),1,0)*IF(ISNUMBER($G127),(1-$G127),1) + IF(ISNUMBER(MATCH(BB$96,$U127:$Z127,0)),-1,0)*_xlfn.IFS(ISNUMBER($E127),$E127,ISNUMBER($F127),$F127,ISNUMBER($G127),$G127,AND($E127=0,$F127=0,$G127=0),1)","v":0},{"$f":"IF(ISNUMBER(MATCH(BC$96,$H127:$T127,0)),1,0)*IF(ISNUMBER($G127),(1-$G127),1) + IF(ISNUMBER(MATCH(BC$96,$U127:$Z127,0)),-1,0)*_xlfn.IFS(ISNUMBER($E127),$E127,ISNUMBER($F127),$F127,ISNUMBER($G127),$G127,AND($E127=0,$F127=0,$G127=0),1)","v":0},{"$f":"IF(ISNUMBER(MATCH(BD$96,$H127:$T127,0)),1,0)*IF(ISNUMBER($G127),(1-$G127),1) + IF(ISNUMBER(MATCH(BD$96,$U127:$Z127,0)),-1,0)*_xlfn.IFS(ISNUMBER($E127),$E127,ISNUMBER($F127),$F127,ISNUMBER($G127),$G127,AND($E127=0,$F127=0,$G127=0),1)","v":0},{"$f":"IF(ISNUMBER(MATCH(BE$96,$H127:$T127,0)),1,0)*IF(ISNUMBER($G127),(1-$G127),1) + IF(ISNUMBER(MATCH(BE$96,$U127:$Z127,0)),-1,0)*_xlfn.IFS(ISNUMBER($E127),$E127,ISNUMBER($F127),$F127,ISNUMBER($G127),$G127,AND($E127=0,$F127=0,$G127=0),1)","v":0},{"$f":"IF(ISNUMBER(MATCH(BF$96,$H127:$T127,0)),1,0)*IF(ISNUMBER($G127),(1-$G127),1) + IF(ISNUMBER(MATCH(BF$96,$U127:$Z127,0)),-1,0)*_xlfn.IFS(ISNUMBER($E127),$E127,ISNUMBER($F127),$F127,ISNUMBER($G127),$G127,AND($E127=0,$F127=0,$G127=0),1)","v":0},{"$f":"IF(ISNUMBER(MATCH(BG$96,$H127:$T127,0)),1,0)*IF(ISNUMBER($G127),(1-$G127),1) + IF(ISNUMBER(MATCH(BG$96,$U127:$Z127,0)),-1,0)*_xlfn.IFS(ISNUMBER($E127),$E127,ISNUMBER($F127),$F127,ISNUMBER($G127),$G127,AND($E127=0,$F127=0,$G127=0),1)","v":1},{"$f":"IF(ISNUMBER(MATCH(BH$96,$H127:$T127,0)),1,0)*IF(ISNUMBER($G127),(1-$G127),1) + IF(ISNUMBER(MATCH(BH$96,$U127:$Z127,0)),-1,0)*_xlfn.IFS(ISNUMBER($E127),$E127,ISNUMBER($F127),$F127,ISNUMBER($G127),$G127,AND($E127=0,$F127=0,$G127=0),1)","v":0},{"$f":"IF(ISNUMBER(MATCH(BI$96,$H127:$T127,0)),1,0)*IF(ISNUMBER($G127),(1-$G127),1) + IF(ISNUMBER(MATCH(BI$96,$U127:$Z127,0)),-1,0)*_xlfn.IFS(ISNUMBER($E127),$E127,ISNUMBER($F127),$F127,ISNUMBER($G127),$G127,AND($E127=0,$F127=0,$G127=0),1)","v":0},{"$f":"IF(ISNUMBER(MATCH(BJ$96,$H127:$T127,0)),1,0)*IF(ISNUMBER($G127),(1-$G127),1) + IF(ISNUMBER(MATCH(BJ$96,$U127:$Z127,0)),-1,0)*_xlfn.IFS(ISNUMBER($E127),$E127,ISNUMBER($F127),$F127,ISNUMBER($G127),$G127,AND($E127=0,$F127=0,$G127=0),1)","v":0},{"$f":"IF(ISNUMBER(MATCH(BK$96,$H127:$T127,0)),1,0)*IF(ISNUMBER($G127),(1-$G127),1) + IF(ISNUMBER(MATCH(BK$96,$U127:$Z127,0)),-1,0)*_xlfn.IFS(ISNUMBER($E127),$E127,ISNUMBER($F127),$F127,ISNUMBER($G127),$G127,AND($E127=0,$F127=0,$G127=0),1)","v":0},null,0]
[null,null,"split",null,null,null,{"$f":"P91","v":0},"q_dr1_cdu-hru,lt","q_dr1_cdu-hru,lt","q_dr1_cdu-hru,lt","q_dr1_cdu-hru,lt","q_dr1_cdu-hru,lt",null,null,null,null,null,null,null,null,"q_drms_dr1-hru,ht",null,null,null,null,null,null,"q_drms_dr1-hru,lt",null,null,{"$f":"IF(ISNUMBER(MATCH(AE$96,$H128:$T128,0)),1,0)*IF(ISNUMBER($G128),(1-$G128),1) + IF(ISNUMBER(MATCH(AE$96,$U128:$Z128,0)),-1,0)*_xlfn.IFS(ISNUMBER($E128),$E128,ISNUMBER($F128),$F128,ISNUMBER($G128),$G128,AND($E128=0,$F128=0,$G128=0),1)","v":0},{"$f":"IF(ISNUMBER(MATCH(AF$96,$H128:$T128,0)),1,0)*IF(ISNUMBER($G128),(1-$G128),1) + IF(ISNUMBER(MATCH(AF$96,$U128:$Z128,0)),-1,0)*_xlfn.IFS(ISNUMBER($E128),$E128,ISNUMBER($F128),$F128,ISNUMBER($G128),$G128,AND($E128=0,$F128=0,$G128=0),1)","v":0},{"$f":"IF(ISNUMBER(MATCH(AG$96,$H128:$T128,0)),1,0)*IF(ISNUMBER($G128),(1-$G128),1) + IF(ISNUMBER(MATCH(AG$96,$U128:$Z128,0)),-1,0)*_xlfn.IFS(ISNUMBER($E128),$E128,ISNUMBER($F128),$F128,ISNUMBER($G128),$G128,AND($E128=0,$F128=0,$G128=0),1)","v":0},{"$f":"IF(ISNUMBER(MATCH(AH$96,$H128:$T128,0)),1,0)*IF(ISNUMBER($G128),(1-$G128),1) + IF(ISNUMBER(MATCH(AH$96,$U128:$Z128,0)),-1,0)*_xlfn.IFS(ISNUMBER($E128),$E128,ISNUMBER($F128),$F128,ISNUMBER($G128),$G128,AND($E128=0,$F128=0,$G128=0),1)","v":0},{"$f":"IF(ISNUMBER(MATCH(AI$96,$H128:$T128,0)),1,0)*IF(ISNUMBER($G128),(1-$G128),1) + IF(ISNUMBER(MATCH(AI$96,$U128:$Z128,0)),-1,0)*_xlfn.IFS(ISNUMBER($E128),$E128,ISNUMBER($F128),$F128,ISNUMBER($G128),$G128,AND($E128=0,$F128=0,$G128=0),1)","v":0},{"$f":"IF(ISNUMBER(MATCH(AJ$96,$H128:$T128,0)),1,0)*IF(ISNUMBER($G128),(1-$G128),1) + IF(ISNUMBER(MATCH(AJ$96,$U128:$Z128,0)),-1,0)*_xlfn.IFS(ISNUMBER($E128),$E128,ISNUMBER($F128),$F128,ISNUMBER($G128),$G128,AND($E128=0,$F128=0,$G128=0),1)","v":0},{"$f":"IF(ISNUMBER(MATCH(AK$96,$H128:$T128,0)),1,0)*IF(ISNUMBER($G128),(1-$G128),1) + IF(ISNUMBER(MATCH(AK$96,$U128:$Z128,0)),-1,0)*_xlfn.IFS(ISNUMBER($E128),$E128,ISNUMBER($F128),$F128,ISNUMBER($G128),$G128,AND($E128=0,$F128=0,$G128=0),1)","v":0},{"$f":"IF(ISNUMBER(MATCH(AL$96,$H128:$T128,0)),1,0)*IF(ISNUMBER($G128),(1-$G128),1) + IF(ISNUMBER(MATCH(AL$96,$U128:$Z128,0)),-1,0)*_xlfn.IFS(ISNUMBER($E128),$E128,ISNUMBER($F128),$F128,ISNUMBER($G128),$G128,AND($E128=0,$F128=0,$G128=0),1)","v":0},{"$f":"IF(ISNUMBER(MATCH(AM$96,$H128:$T128,0)),1,0)*IF(ISNUMBER($G128),(1-$G128),1) + IF(ISNUMBER(MATCH(AM$96,$U128:$Z128,0)),-1,0)*_xlfn.IFS(ISNUMBER($E128),$E128,ISNUMBER($F128),$F128,ISNUMBER($G128),$G128,AND($E128=0,$F128=0,$G128=0),1)","v":0},{"$f":"IF(ISNUMBER(MATCH(AN$96,$H128:$T128,0)),1,0)*IF(ISNUMBER($G128),(1-$G128),1) + IF(ISNUMBER(MATCH(AN$96,$U128:$Z128,0)),-1,0)*_xlfn.IFS(ISNUMBER($E128),$E128,ISNUMBER($F128),$F128,ISNUMBER($G128),$G128,AND($E128=0,$F128=0,$G128=0),1)","v":0},{"$f":"IF(ISNUMBER(MATCH(AO$96,$H128:$T128,0)),1,0)*IF(ISNUMBER($G128),(1-$G128),1) + IF(ISNUMBER(MATCH(AO$96,$U128:$Z128,0)),-1,0)*_xlfn.IFS(ISNUMBER($E128),$E128,ISNUMBER($F128),$F128,ISNUMBER($G128),$G128,AND($E128=0,$F128=0,$G128=0),1)","v":0},{"$f":"IF(ISNUMBER(MATCH(AP$96,$H128:$T128,0)),1,0)*IF(ISNUMBER($G128),(1-$G128),1) + IF(ISNUMBER(MATCH(AP$96,$U128:$Z128,0)),-1,0)*_xlfn.IFS(ISNUMBER($E128),$E128,ISNUMBER($F128),$F128,ISNUMBER($G128),$G128,AND($E128=0,$F128=0,$G128=0),1)","v":0},{"$f":"IF(ISNUMBER(MATCH(AQ$96,$H128:$T128,0)),1,0)*IF(ISNUMBER($G128),(1-$G128),1) + IF(ISNUMBER(MATCH(AQ$96,$U128:$Z128,0)),-1,0)*_xlfn.IFS(ISNUMBER($E128),$E128,ISNUMBER($F128),$F128,ISNUMBER($G128),$G128,AND($E128=0,$F128=0,$G128=0),1)","v":0},{"$f":"IF(ISNUMBER(MATCH(AR$96,$H128:$T128,0)),1,0)*IF(ISNUMBER($G128),(1-$G128),1) + IF(ISNUMBER(MATCH(AR$96,$U128:$Z128,0)),-1,0)*_xlfn.IFS(ISNUMBER($E128),$E128,ISNUMBER($F128),$F128,ISNUMBER($G128),$G128,AND($E128=0,$F128=0,$G128=0),1)","v":0},{"$f":"IF(ISNUMBER(MATCH(AS$96,$H128:$T128,0)),1,0)*IF(ISNUMBER($G128),(1-$G128),1) + IF(ISNUMBER(MATCH(AS$96,$U128:$Z128,0)),-1,0)*_xlfn.IFS(ISNUMBER($E128),$E128,ISNUMBER($F128),$F128,ISNUMBER($G128),$G128,AND($E128=0,$F128=0,$G128=0),1)","v":0},{"$f":"IF(ISNUMBER(MATCH(AT$96,$H128:$T128,0)),1,0)*IF(ISNUMBER($G128),(1-$G128),1) + IF(ISNUMBER(MATCH(AT$96,$U128:$Z128,0)),-1,0)*_xlfn.IFS(ISNUMBER($E128),$E128,ISNUMBER($F128),$F128,ISNUMBER($G128),$G128,AND($E128=0,$F128=0,$G128=0),1)","v":0},{"$f":"IF(ISNUMBER(MATCH(AU$96,$H128:$T128,0)),1,0)*IF(ISNUMBER($G128),(1-$G128),1) + IF(ISNUMBER(MATCH(AU$96,$U128:$Z128,0)),-1,0)*_xlfn.IFS(ISNUMBER($E128),$E128,ISNUMBER($F128),$F128,ISNUMBER($G128),$G128,AND($E128=0,$F128=0,$G128=0),1)","v":0},{"$f":"IF(ISNUMBER(MATCH(AV$96,$H128:$T128,0)),1,0)*IF(ISNUMBER($G128),(1-$G128),1) + IF(ISNUMBER(MATCH(AV$96,$U128:$Z128,0)),-1,0)*_xlfn.IFS(ISNUMBER($E128),$E128,ISNUMBER($F128),$F128,ISNUMBER($G128),$G128,AND($E128=0,$F128=0,$G128=0),1)","v":0},{"$f":"IF(ISNUMBER(MATCH(AW$96,$H128:$T128,0)),1,0)*IF(ISNUMBER($G128),(1-$G128),1) + IF(ISNUMBER(MATCH(AW$96,$U128:$Z128,0)),-1,0)*_xlfn.IFS(ISNUMBER($E128),$E128,ISNUMBER($F128),$F128,ISNUMBER($G128),$G128,AND($E128=0,$F128=0,$G128=0),1)","v":0},{"$f":"IF(ISNUMBER(MATCH(AX$96,$H128:$T128,0)),1,0)*IF(ISNUMBER($G128),(1-$G128),1) + IF(ISNUMBER(MATCH(AX$96,$U128:$Z128,0)),-1,0)*_xlfn.IFS(ISNUMBER($E128),$E128,ISNUMBER($F128),$F128,ISNUMBER($G128),$G128,AND($E128=0,$F128=0,$G128=0),1)","v":0},{"$f":"IF(ISNUMBER(MATCH(AY$96,$H128:$T128,0)),1,0)*IF(ISNUMBER($G128),(1-$G128),1) + IF(ISNUMBER(MATCH(AY$96,$U128:$Z128,0)),-1,0)*_xlfn.IFS(ISNUMBER($E128),$E128,ISNUMBER($F128),$F128,ISNUMBER($G128),$G128,AND($E128=0,$F128=0,$G128=0),1)","v":0},{"$f":"IF(ISNUMBER(MATCH(AZ$96,$H128:$T128,0)),1,0)*IF(ISNUMBER($G128),(1-$G128),1) + IF(ISNUMBER(MATCH(AZ$96,$U128:$Z128,0)),-1,0)*_xlfn.IFS(ISNUMBER($E128),$E128,ISNUMBER($F128),$F128,ISNUMBER($G128),$G128,AND($E128=0,$F128=0,$G128=0),1)","v":0},{"$f":"IF(ISNUMBER(MATCH(BA$96,$H128:$T128,0)),1,0)*IF(ISNUMBER($G128),(1-$G128),1) + IF(ISNUMBER(MATCH(BA$96,$U128:$Z128,0)),-1,0)*_xlfn.IFS(ISNUMBER($E128),$E128,ISNUMBER($F128),$F128,ISNUMBER($G128),$G128,AND($E128=0,$F128=0,$G128=0),1)","v":0},{"$f":"IF(ISNUMBER(MATCH(BB$96,$H128:$T128,0)),1,0)*IF(ISNUMBER($G128),(1-$G128),1) + IF(ISNUMBER(MATCH(BB$96,$U128:$Z128,0)),-1,0)*_xlfn.IFS(ISNUMBER($E128),$E128,ISNUMBER($F128),$F128,ISNUMBER($G128),$G128,AND($E128=0,$F128=0,$G128=0),1)","v":0},{"$f":"IF(ISNUMBER(MATCH(BC$96,$H128:$T128,0)),1,0)*IF(ISNUMBER($G128),(1-$G128),1) + IF(ISNUMBER(MATCH(BC$96,$U128:$Z128,0)),-1,0)*_xlfn.IFS(ISNUMBER($E128),$E128,ISNUMBER($F128),$F128,ISNUMBER($G128),$G128,AND($E128=0,$F128=0,$G128=0),1)","v":0},{"$f":"IF(ISNUMBER(MATCH(BD$96,$H128:$T128,0)),1,0)*IF(ISNUMBER($G128),(1-$G128),1) + IF(ISNUMBER(MATCH(BD$96,$U128:$Z128,0)),-1,0)*_xlfn.IFS(ISNUMBER($E128),$E128,ISNUMBER($F128),$F128,ISNUMBER($G128),$G128,AND($E128=0,$F128=0,$G128=0),1)","v":0},{"$f":"IF(ISNUMBER(MATCH(BE$96,$H128:$T128,0)),1,0)*IF(ISNUMBER($G128),(1-$G128),1) + IF(ISNUMBER(MATCH(BE$96,$U128:$Z128,0)),-1,0)*_xlfn.IFS(ISNUMBER($E128),$E128,ISNUMBER($F128),$F128,ISNUMBER($G128),$G128,AND($E128=0,$F128=0,$G128=0),1)","v":0},{"$f":"IF(ISNUMBER(MATCH(BF$96,$H128:$T128,0)),1,0)*IF(ISNUMBER($G128),(1-$G128),1) + IF(ISNUMBER(MATCH(BF$96,$U128:$Z128,0)),-1,0)*_xlfn.IFS(ISNUMBER($E128),$E128,ISNUMBER($F128),$F128,ISNUMBER($G128),$G128,AND($E128=0,$F128=0,$G128=0),1)","v":0},{"$f":"IF(ISNUMBER(MATCH(BG$96,$H128:$T128,0)),1,0)*IF(ISNUMBER($G128),(1-$G128),1) + IF(ISNUMBER(MATCH(BG$96,$U128:$Z128,0)),-1,0)*_xlfn.IFS(ISNUMBER($E128),$E128,ISNUMBER($F128),$F128,ISNUMBER($G128),$G128,AND($E128=0,$F128=0,$G128=0),1)","v":0},{"$f":"IF(ISNUMBER(MATCH(BH$96,$H128:$T128,0)),1,0)*IF(ISNUMBER($G128),(1-$G128),1) + IF(ISNUMBER(MATCH(BH$96,$U128:$Z128,0)),-1,0)*_xlfn.IFS(ISNUMBER($E128),$E128,ISNUMBER($F128),$F128,ISNUMBER($G128),$G128,AND($E128=0,$F128=0,$G128=0),1)","v":0},{"$f":"IF(ISNUMBER(MATCH(BI$96,$H128:$T128,0)),1,0)*IF(ISNUMBER($G128),(1-$G128),1) + IF(ISNUMBER(MATCH(BI$96,$U128:$Z128,0)),-1,0)*_xlfn.IFS(ISNUMBER($E128),$E128,ISNUMBER($F128),$F128,ISNUMBER($G128),$G128,AND($E128=0,$F128=0,$G128=0),1)","v":1},{"$f":"IF(ISNUMBER(MATCH(BJ$96,$H128:$T128,0)),1,0)*IF(ISNUMBER($G128),(1-$G128),1) + IF(ISNUMBER(MATCH(BJ$96,$U128:$Z128,0)),-1,0)*_xlfn.IFS(ISNUMBER($E128),$E128,ISNUMBER($F128),$F128,ISNUMBER($G128),$G128,AND($E128=0,$F128=0,$G128=0),1)","v":0},{"$f":"IF(ISNUMBER(MATCH(BK$96,$H128:$T128,0)),1,0)*IF(ISNUMBER($G128),(1-$G128),1) + IF(ISNUMBER(MATCH(BK$96,$U128:$Z128,0)),-1,0)*_xlfn.IFS(ISNUMBER($E128),$E128,ISNUMBER($F128),$F128,ISNUMBER($G128),$G128,AND($E128=0,$F128=0,$G128=0),1)","v":0},null,0]
[null,null,"conservation",null,null,null,null,"q_dr1_cdu,l","q_dr1_cdu,l","q_dr1_cdu,l","q_dr1_cdu,l","q_dr1_cdu,l",null,null,null,null,null,null,null,null,"q_dr1_cdu-hru,lt","q_drms_dr1-hru,ht",null,null,null,null,null,"q_drms_dr1-hru,ht",null,null,{"$f":"IF(ISNUMBER(MATCH(AE$96,$H129:$T129,0)),1,0)*IF(ISNUMBER($G129),(1-$G129),1) + IF(ISNUMBER(MATCH(AE$96,$U129:$Z129,0)),-1,0)*_xlfn.IFS(ISNUMBER($E129),$E129,ISNUMBER($F129),$F129,ISNUMBER($G129),$G129,AND($E129=0,$F129=0,$G129=0),1)","v":0},{"$f":"IF(ISNUMBER(MATCH(AF$96,$H129:$T129,0)),1,0)*IF(ISNUMBER($G129),(1-$G129),1) + IF(ISNUMBER(MATCH(AF$96,$U129:$Z129,0)),-1,0)*_xlfn.IFS(ISNUMBER($E129),$E129,ISNUMBER($F129),$F129,ISNUMBER($G129),$G129,AND($E129=0,$F129=0,$G129=0),1)","v":0},{"$f":"IF(ISNUMBER(MATCH(AG$96,$H129:$T129,0)),1,0)*IF(ISNUMBER($G129),(1-$G129),1) + IF(ISNUMBER(MATCH(AG$96,$U129:$Z129,0)),-1,0)*_xlfn.IFS(ISNUMBER($E129),$E129,ISNUMBER($F129),$F129,ISNUMBER($G129),$G129,AND($E129=0,$F129=0,$G129=0),1)","v":0},{"$f":"IF(ISNUMBER(MATCH(AH$96,$H129:$T129,0)),1,0)*IF(ISNUMBER($G129),(1-$G129),1) + IF(ISNUMBER(MATCH(AH$96,$U129:$Z129,0)),-1,0)*_xlfn.IFS(ISNUMBER($E129),$E129,ISNUMBER($F129),$F129,ISNUMBER($G129),$G129,AND($E129=0,$F129=0,$G129=0),1)","v":0},{"$f":"IF(ISNUMBER(MATCH(AI$96,$H129:$T129,0)),1,0)*IF(ISNUMBER($G129),(1-$G129),1) + IF(ISNUMBER(MATCH(AI$96,$U129:$Z129,0)),-1,0)*_xlfn.IFS(ISNUMBER($E129),$E129,ISNUMBER($F129),$F129,ISNUMBER($G129),$G129,AND($E129=0,$F129=0,$G129=0),1)","v":0},{"$f":"IF(ISNUMBER(MATCH(AJ$96,$H129:$T129,0)),1,0)*IF(ISNUMBER($G129),(1-$G129),1) + IF(ISNUMBER(MATCH(AJ$96,$U129:$Z129,0)),-1,0)*_xlfn.IFS(ISNUMBER($E129),$E129,ISNUMBER($F129),$F129,ISNUMBER($G129),$G129,AND($E129=0,$F129=0,$G129=0),1)","v":0},{"$f":"IF(ISNUMBER(MATCH(AK$96,$H129:$T129,0)),1,0)*IF(ISNUMBER($G129),(1-$G129),1) + IF(ISNUMBER(MATCH(AK$96,$U129:$Z129,0)),-1,0)*_xlfn.IFS(ISNUMBER($E129),$E129,ISNUMBER($F129),$F129,ISNUMBER($G129),$G129,AND($E129=0,$F129=0,$G129=0),1)","v":0},{"$f":"IF(ISNUMBER(MATCH(AL$96,$H129:$T129,0)),1,0)*IF(ISNUMBER($G129),(1-$G129),1) + IF(ISNUMBER(MATCH(AL$96,$U129:$Z129,0)),-1,0)*_xlfn.IFS(ISNUMBER($E129),$E129,ISNUMBER($F129),$F129,ISNUMBER($G129),$G129,AND($E129=0,$F129=0,$G129=0),1)","v":0},{"$f":"IF(ISNUMBER(MATCH(AM$96,$H129:$T129,0)),1,0)*IF(ISNUMBER($G129),(1-$G129),1) + IF(ISNUMBER(MATCH(AM$96,$U129:$Z129,0)),-1,0)*_xlfn.IFS(ISNUMBER($E129),$E129,ISNUMBER($F129),$F129,ISNUMBER($G129),$G129,AND($E129=0,$F129=0,$G129=0),1)","v":0},{"$f":"IF(ISNUMBER(MATCH(AN$96,$H129:$T129,0)),1,0)*IF(ISNUMBER($G129),(1-$G129),1) + IF(ISNUMBER(MATCH(AN$96,$U129:$Z129,0)),-1,0)*_xlfn.IFS(ISNUMBER($E129),$E129,ISNUMBER($F129),$F129,ISNUMBER($G129),$G129,AND($E129=0,$F129=0,$G129=0),1)","v":0},{"$f":"IF(ISNUMBER(MATCH(AO$96,$H129:$T129,0)),1,0)*IF(ISNUMBER($G129),(1-$G129),1) + IF(ISNUMBER(MATCH(AO$96,$U129:$Z129,0)),-1,0)*_xlfn.IFS(ISNUMBER($E129),$E129,ISNUMBER($F129),$F129,ISNUMBER($G129),$G129,AND($E129=0,$F129=0,$G129=0),1)","v":0},{"$f":"IF(ISNUMBER(MATCH(AP$96,$H129:$T129,0)),1,0)*IF(ISNUMBER($G129),(1-$G129),1) + IF(ISNUMBER(MATCH(AP$96,$U129:$Z129,0)),-1,0)*_xlfn.IFS(ISNUMBER($E129),$E129,ISNUMBER($F129),$F129,ISNUMBER($G129),$G129,AND($E129=0,$F129=0,$G129=0),1)","v":0},{"$f":"IF(ISNUMBER(MATCH(AQ$96,$H129:$T129,0)),1,0)*IF(ISNUMBER($G129),(1-$G129),1) + IF(ISNUMBER(MATCH(AQ$96,$U129:$Z129,0)),-1,0)*_xlfn.IFS(ISNUMBER($E129),$E129,ISNUMBER($F129),$F129,ISNUMBER($G129),$G129,AND($E129=0,$F129=0,$G129=0),1)","v":0},{"$f":"IF(ISNUMBER(MATCH(AR$96,$H129:$T129,0)),1,0)*IF(ISNUMBER($G129),(1-$G129),1) + IF(ISNUMBER(MATCH(AR$96,$U129:$Z129,0)),-1,0)*_xlfn.IFS(ISNUMBER($E129),$E129,ISNUMBER($F129),$F129,ISNUMBER($G129),$G129,AND($E129=0,$F129=0,$G129=0),1)","v":0},{"$f":"IF(ISNUMBER(MATCH(AS$96,$H129:$T129,0)),1,0)*IF(ISNUMBER($G129),(1-$G129),1) + IF(ISNUMBER(MATCH(AS$96,$U129:$Z129,0)),-1,0)*_xlfn.IFS(ISNUMBER($E129),$E129,ISNUMBER($F129),$F129,ISNUMBER($G129),$G129,AND($E129=0,$F129=0,$G129=0),1)","v":0},{"$f":"IF(ISNUMBER(MATCH(AT$96,$H129:$T129,0)),1,0)*IF(ISNUMBER($G129),(1-$G129),1) + IF(ISNUMBER(MATCH(AT$96,$U129:$Z129,0)),-1,0)*_xlfn.IFS(ISNUMBER($E129),$E129,ISNUMBER($F129),$F129,ISNUMBER($G129),$G129,AND($E129=0,$F129=0,$G129=0),1)","v":0},{"$f":"IF(ISNUMBER(MATCH(AU$96,$H129:$T129,0)),1,0)*IF(ISNUMBER($G129),(1-$G129),1) + IF(ISNUMBER(MATCH(AU$96,$U129:$Z129,0)),-1,0)*_xlfn.IFS(ISNUMBER($E129),$E129,ISNUMBER($F129),$F129,ISNUMBER($G129),$G129,AND($E129=0,$F129=0,$G129=0),1)","v":0},{"$f":"IF(ISNUMBER(MATCH(AV$96,$H129:$T129,0)),1,0)*IF(ISNUMBER($G129),(1-$G129),1) + IF(ISNUMBER(MATCH(AV$96,$U129:$Z129,0)),-1,0)*_xlfn.IFS(ISNUMBER($E129),$E129,ISNUMBER($F129),$F129,ISNUMBER($G129),$G129,AND($E129=0,$F129=0,$G129=0),1)","v":0},{"$f":"IF(ISNUMBER(MATCH(AW$96,$H129:$T129,0)),1,0)*IF(ISNUMBER($G129),(1-$G129),1) + IF(ISNUMBER(MATCH(AW$96,$U129:$Z129,0)),-1,0)*_xlfn.IFS(ISNUMBER($E129),$E129,ISNUMBER($F129),$F129,ISNUMBER($G129),$G129,AND($E129=0,$F129=0,$G129=0),1)","v":0},{"$f":"IF(ISNUMBER(MATCH(AX$96,$H129:$T129,0)),1,0)*IF(ISNUMBER($G129),(1-$G129),1) + IF(ISNUMBER(MATCH(AX$96,$U129:$Z129,0)),-1,0)*_xlfn.IFS(ISNUMBER($E129),$E129,ISNUMBER($F129),$F129,ISNUMBER($G129),$G129,AND($E129=0,$F129=0,$G129=0),1)","v":0},{"$f":"IF(ISNUMBER(MATCH(AY$96,$H129:$T129,0)),1,0)*IF(ISNUMBER($G129),(1-$G129),1) + IF(ISNUMBER(MATCH(AY$96,$U129:$Z129,0)),-1,0)*_xlfn.IFS(ISNUMBER($E129),$E129,ISNUMBER($F129),$F129,ISNUMBER($G129),$G129,AND($E129=0,$F129=0,$G129=0),1)","v":0},{"$f":"IF(ISNUMBER(MATCH(AZ$96,$H129:$T129,0)),1,0)*IF(ISNUMBER($G129),(1-$G129),1) + IF(ISNUMBER(MATCH(AZ$96,$U129:$Z129,0)),-1,0)*_xlfn.IFS(ISNUMBER($E129),$E129,ISNUMBER($F129),$F129,ISNUMBER($G129),$G129,AND($E129=0,$F129=0,$G129=0),1)","v":0},{"$f":"IF(ISNUMBER(MATCH(BA$96,$H129:$T129,0)),1,0)*IF(ISNUMBER($G129),(1-$G129),1) + IF(ISNUMBER(MATCH(BA$96,$U129:$Z129,0)),-1,0)*_xlfn.IFS(ISNUMBER($E129),$E129,ISNUMBER($F129),$F129,ISNUMBER($G129),$G129,AND($E129=0,$F129=0,$G129=0),1)","v":0},{"$f":"IF(ISNUMBER(MATCH(BB$96,$H129:$T129,0)),1,0)*IF(ISNUMBER($G129),(1-$G129),1) + IF(ISNUMBER(MATCH(BB$96,$U129:$Z129,0)),-1,0)*_xlfn.IFS(ISNUMBER($E129),$E129,ISNUMBER($F129),$F129,ISNUMBER($G129),$G129,AND($E129=0,$F129=0,$G129=0),1)","v":0},{"$f":"IF(ISNUMBER(MATCH(BC$96,$H129:$T129,0)),1,0)*IF(ISNUMBER($G129),(1-$G129),1) + IF(ISNUMBER(MATCH(BC$96,$U129:$Z129,0)),-1,0)*_xlfn.IFS(ISNUMBER($E129),$E129,ISNUMBER($F129),$F129,ISNUMBER($G129),$G129,AND($E129=0,$F129=0,$G129=0),1)","v":0},{"$f":"IF(ISNUMBER(MATCH(BD$96,$H129:$T129,0)),1,0)*IF(ISNUMBER($G129),(1-$G129),1) + IF(ISNUMBER(MATCH(BD$96,$U129:$Z129,0)),-1,0)*_xlfn.IFS(ISNUMBER($E129),$E129,ISNUMBER($F129),$F129,ISNUMBER($G129),$G129,AND($E129=0,$F129=0,$G129=0),1)","v":0},{"$f":"IF(ISNUMBER(MATCH(BE$96,$H129:$T129,0)),1,0)*IF(ISNUMBER($G129),(1-$G129),1) + IF(ISNUMBER(MATCH(BE$96,$U129:$Z129,0)),-1,0)*_xlfn.IFS(ISNUMBER($E129),$E129,ISNUMBER($F129),$F129,ISNUMBER($G129),$G129,AND($E129=0,$F129=0,$G129=0),1)","v":0},{"$f":"IF(ISNUMBER(MATCH(BF$96,$H129:$T129,0)),1,0)*IF(ISNUMBER($G129),(1-$G129),1) + IF(ISNUMBER(MATCH(BF$96,$U129:$Z129,0)),-1,0)*_xlfn.IFS(ISNUMBER($E129),$E129,ISNUMBER($F129),$F129,ISNUMBER($G129),$G129,AND($E129=0,$F129=0,$G129=0),1)","v":0},{"$f":"IF(ISNUMBER(MATCH(BG$96,$H129:$T129,0)),1,0)*IF(ISNUMBER($G129),(1-$G129),1) + IF(ISNUMBER(MATCH(BG$96,$U129:$Z129,0)),-1,0)*_xlfn.IFS(ISNUMBER($E129),$E129,ISNUMBER($F129),$F129,ISNUMBER($G129),$G129,AND($E129=0,$F129=0,$G129=0),1)","v":0},{"$f":"IF(ISNUMBER(MATCH(BH$96,$H129:$T129,0)),1,0)*IF(ISNUMBER($G129),(1-$G129),1) + IF(ISNUMBER(MATCH(BH$96,$U129:$Z129,0)),-1,0)*_xlfn.IFS(ISNUMBER($E129),$E129,ISNUMBER($F129),$F129,ISNUMBER($G129),$G129,AND($E129=0,$F129=0,$G129=0),1)","v":1},{"$f":"IF(ISNUMBER(MATCH(BI$96,$H129:$T129,0)),1,0)*IF(ISNUMBER($G129),(1-$G129),1) + IF(ISNUMBER(MATCH(BI$96,$U129:$Z129,0)),-1,0)*_xlfn.IFS(ISNUMBER($E129),$E129,ISNUMBER($F129),$F129,ISNUMBER($G129),$G129,AND($E129=0,$F129=0,$G129=0),1)","v":-1},{"$f":"IF(ISNUMBER(MATCH(BJ$96,$H129:$T129,0)),1,0)*IF(ISNUMBER($G129),(1-$G129),1) + IF(ISNUMBER(MATCH(BJ$96,$U129:$Z129,0)),-1,0)*_xlfn.IFS(ISNUMBER($E129),$E129,ISNUMBER($F129),$F129,ISNUMBER($G129),$G129,AND($E129=0,$F129=0,$G129=0),1)","v":0},{"$f":"IF(ISNUMBER(MATCH(BK$96,$H129:$T129,0)),1,0)*IF(ISNUMBER($G129),(1-$G129),1) + IF(ISNUMBER(MATCH(BK$96,$U129:$Z129,0)),-1,0)*_xlfn.IFS(ISNUMBER($E129),$E129,ISNUMBER($F129),$F129,ISNUMBER($G129),$G129,AND($E129=0,$F129=0,$G129=0),1)","v":-1},null,0]
[]
[null,null,null,null,null,null,null,"e_drms_crit-dr1","e_drms_crit-dr1","e_drms_crit-dr1","e_drms_crit-dr1","e_drms_crit-dr1",null,null,null,"e_drms_oh-dr1",null,null,null,null,"q_drms_dr1-hru,lt","q_drms_dr1-hru,ht",null,null,null,null,null,"dr",{"$f":"SUMPRODUCT(TRANSPOSE(AE131:BK131),_xlfn.ANCHORARRAY(AC$97))","v":{"$error":"#VALUE!"}},null,{"$f":"IF(ISNUMBER(MATCH(AE$96,$H131:$T131,0)),1,0) + IF(ISNUMBER(MATCH(AE$96,$U131:$Z131,0)),-1,0)","v":1},1,0,0,0,0,0,0,0,0,{"$f":"IF(ISNUMBER(MATCH(AO$96,$H131:$T131,0)),1,0) + IF(ISNUMBER(MATCH(AO$96,$U131:$Z131,0)),-1,0)","v":0},0,0,0,0,0,0,0,0,0,{"$f":"IF(ISNUMBER(MATCH(AY$96,$H131:$T131,0)),1,0) + IF(ISNUMBER(MATCH(AY$96,$U131:$Z131,0)),-1,0)","v":0},0,0,0,0,0,0,0,0,0,0,-1,-1]
[null,null,null,null,null,null,null,"e_dr1_cl1","e_dr1_cl1","e_dr1_cl1","e_dr1_cl1","e_dr1_cl1",null,null,null,null,null,null,null,null,"q_dr1_cl1,a","q_dr1_cl1,l",null,null,null,null,null,"cl1",{"$f":"SUMPRODUCT(TRANSPOSE(AE132:BK132),_xlfn.ANCHORARRAY(AC$97))","v":{"$error":"#VALUE!"}},null,0,0,1,-1,-1,0,0,0,0,0,0,0,0,0,0,0,0,0,0,0,0,0,0,0,0,0,0,0,0,0,0,0,0]
[null,null,null,null,null,null,null,"q_dr1_cl1,a","q_dr1_cl1,a","q_dr1_cl1,a","q_dr1_cl1,a","q_dr1_cl1,a",null,null,null,"q_dr1_cl2,a","q_dr1_cl3,a","q_dr1_cl4,a","q_dr1_cdu,a","e_drms_oh-dr1","q_dr1_crah-hru,lt",null,null,null,null,null,null,"crah",{"$f":"SUMPRODUCT(TRANSPOSE(AE133:BK133),_xlfn.ANCHORARRAY(AC$97))","v":{"$error":"#VALUE!"}},null,0,1,0,1,0,0,0,0,0,1,0,0,0,0,0,1,0,0,0,0,0,1,0,0,0,0,-1,0,1,0,0,0,0]
[null,null,null,null,null,null,null,"q_dr1_cl1,l","q_dr1_cl1,l","q_dr1_cl1,l","q_dr1_cl1,l","q_dr1_cl1,l",null,null,null,"q_dr1_cl2,l","q_dr1_cl3,l","q_dr1_cl4,l",null,"e_dr1_cdu","q_dr1_cdu,a","q_dr1_cdu,l",null,null,null,null,null,"cdu",{"$f":"SUMPRODUCT(TRANSPOSE(AE134:BK134),_xlfn.ANCHORARRAY(AC$97))","v":{"$error":"#VALUE!"}},null,0,0,0,0,1,0,0,0,0,0,1,0,0,0,0,0,1,0,0,0,0,0,1,0,0,0,0,1,-1,-1,0,0,0]
[null,"Dataroom Calculation","Load"]
[null,"CRIT",{"$f":"SUMPRODUCT(TRANSPOSE(AE136:BK136),_xlfn.ANCHORARRAY(AC$97))","v":{"$error":"#VALUE!"}},null,null,null,null,"e_drms_crit-dr1","e_drms_crit-dr1","e_drms_crit-dr1","e_drms_crit-dr1","e_drms_crit-dr1",null,null,null,null,null,null,null,null,null,null,null,null,null,null,null,null,null,null,{"$f":"IF(ISNUMBER(MATCH(AE$96,$H136:$T136,0)),1,0) + IF(ISNUMBER(MATCH(AE$96,$U136:$Z136,0)),-1,0)","v":1},0,0,0,0,0,0,0,0,0,{"$f":"IF(ISNUMBER(MATCH(AO$96,$H136:$T136,0)),1,0) + IF(ISNUMBER(MATCH(AO$96,$U136:$Z136,0)),-1,0)","v":0},0,0,0,0,0,0,0,0,0,{"$f":"IF(ISNUMBER(MATCH(AY$96,$H136:$T136,0)),1,0) + IF(ISNUMBER(MATCH(AY$96,$U136:$Z136,0)),-1,0)","v":0},0,0,0,0,0,0,0,0,0,0,0,0]
[null,"MECH",{"$f":"SUMPRODUCT(TRANSPOSE(AE137:BK137),_xlfn.ANCHORARRAY(AC$97))","v":{"$error":"#VALUE!"}},null,null,null,null,"e_drms_oh-dr1","e_drms_oh-dr1","e_drms_oh-dr1","e_drms_oh-dr1","e_drms_oh-dr1",null,null,null,null,null,null,null,null,null,null,null,null,null,null,null,null,null,null,0,1,0,0,0,0,0,0,0,0,0,0,0,0,0,0,0,0,0,0,0,0,0,0,0,0,0,0,0,0,0,0,0]
[null,"ITE load (L2)",{"$f":"SUMPRODUCT(TRANSPOSE(AE138:BK138),_xlfn.ANCHORARRAY(AC$97))","v":{"$error":"#VALUE!"}},null,null,null,null,"w_dr1_cl1,l2","w_dr1_cl1,l2","w_dr1_cl1,l2","w_dr1_cl1,l2","w_dr1_cl1,l2",null,null,null,"w_dr1_cl2,l2","w_dr1_cl3,l2","w_dr1_cl4,l2",null,null,null,null,null,null,null,null,null,null,null,null,0,0,0,0,0,1,0,0,0,0,0,1,0,0,0,0,0,1,0,0,0,0,0,1,0,0,0,0,0,0,0,0,0]
[null,"ITE load (L3)",{"$f":"SUMPRODUCT(TRANSPOSE(AE139:BK139),_xlfn.ANCHORARRAY(AC$97))","v":{"$error":"#VALUE!"}},null,null,null,null,"w_dr1_cl1,l3","w_dr1_cl1,l3","w_dr1_cl1,l3","w_dr1_cl1,l3","w_dr1_cl1,l3",null,null,null,"w_dr1_cl2,l3","w_dr1_cl3,l3","w_dr1_cl4,l3",null,null,null,null,null,null,null,null,null,null,null,null,0,0,0,0,0,0,1,0,0,0,0,0,1,0,0,0,0,0,1,0,0,0,0,0,1,0,0,0,0,0,0,0,0]
[null,"ITE load (L4)",{"$f":"SUMPRODUCT(TRANSPOSE(AE140:BK140),_xlfn.ANCHORARRAY(AC$97))","v":{"$error":"#VALUE!"}},null,null,null,null,"w_dr1_cl1,l4","w_dr1_cl1,l4","w_dr1_cl1,l4","w_dr1_cl1,l4","w_dr1_cl1,l4",null,null,null,"w_dr1_cl2,l4","w_dr1_cl3,l4","w_dr1_cl4,l4",null,null,null,null,null,null,null,null,null,null,null,null,0,0,0,0,0,0,0,1,0,0,0,0,0,1,0,0,0,0,0,1,0,0,0,0,0,1,0,0,0,0,0,0,0]
[null,"CDU",{"$f":"SUMPRODUCT(TRANSPOSE(AE141:BK141),_xlfn.ANCHORARRAY(AC$97))","v":{"$error":"#VALUE!"}},null,null,null,null,"q_dr1_cl1,l","q_dr1_cl1,l","q_dr1_cl1,l","q_dr1_cl1,l","q_dr1_cl1,l",null,null,null,"q_dr1_cl2,l","q_dr1_cl3,l","q_dr1_cl4,l",null,null,null,null,null,null,null,null,null,null,null,null,0,0,0,0,1,0,0,0,0,0,1,0,0,0,0,0,1,0,0,0,0,0,1,0,0,0,0,0,0,0,0,0,0]
[null,"CRAH",{"$f":"SUMPRODUCT(TRANSPOSE(AE142:BK142),_xlfn.ANCHORARRAY(AC$97))","v":{"$error":"#VALUE!"}},null,null,null,null,"q_dr1_cl1,a","q_dr1_cl1,a","q_dr1_cl1,a","q_dr1_cl1,a","q_dr1_cl1,a",null,null,null,"q_dr1_cl2,a","q_dr1_cl3,a","q_dr1_cl4,a","q_dr1_cdu,a",null,null,null,null,null,null,null,null,null,null,null,0,0,0,1,0,0,0,0,0,1,0,0,0,0,0,1,0,0,0,0,0,1,0,0,0,0,0,0,1,0,0,0,0]
[null,"HRU,HT",{"$f":"SUMPRODUCT(TRANSPOSE(AE143:BK143),_xlfn.ANCHORARRAY(AC$97))","v":{"$error":"#VALUE!"}},null,null,null,null,"q_drms_dr1-hru,ht","q_drms_dr1-hru,ht","q_drms_dr1-hru,ht","q_drms_dr1-hru,ht","q_drms_dr1-hru,ht",null,null,null,null,null,null,null,null,null,null,null,null,null,null,null,null,null,null,0,0,0,0,0,0,0,0,0,0,0,0,0,0,0,0,0,0,0,0,0,0,0,0,0,0,0,0,0,0,0,0,1]
[null,"HRU,LT",{"$f":"SUMPRODUCT(TRANSPOSE(AE144:BK144),_xlfn.ANCHORARRAY(AC$97))","v":{"$error":"#VALUE!"}},null,null,null,null,"q_drms_dr1-hru,lt","q_drms_dr1-hru,lt","q_drms_dr1-hru,lt","q_drms_dr1-hru,lt","q_drms_dr1-hru,lt",null,null,null,null,null,null,null,null,null,null,null,null,null,null,null,null,null,null,0,0,0,0,0,0,0,0,0,0,0,0,0,0,0,0,0,0,0,0,0,0,0,0,0,0,0,0,0,0,0,1,0]
[null,"Show/Hide"]
[]
[]
[]
[]
[]
[]
[]
[]
[]
[]
[]
[]
[]
[]
[]
[]
[]
[]
[]
[]
[]
[]
[]
[]
[]
[]
[]
[]
[]
[]
[]
[]
[]
[]
[]
[]
[]
[]
[]
[]
[]
[]
[]
[]
[]
[]
[]
[]
[]
[]
[]
[]
[]
[]
[]
[]
[]
[]
[]
[]
[]
[]
[]
[]
[]
[]
[]
[]
[]
[]
[]
[]
[]
[]
[]
[]
[null,null,null,null,null,null,null,null,null,null,null,null,null,null,null,null,null,null,null,null,"matrix",{"$f":"_xlfn.CONCAT('Rack Configure'!X52,'Rack Configure'!Y52,\":\",'Rack Configure'!Z52,'Rack Configure'!AA52)","v":"X224:AQ243"}]
[null,"Rack",null,"fixed","prop","COP","split","inputs",null,null,null,null,null,"outputs",null,null,null,null,null,null,"vector",{"$f":"_xlfn.CONCAT('Rack Configure'!AB52,'Rack Configure'!Y52,\":\",'Rack Configure'!AB52,'Rack Configure'!AA52)","v":"AS224:AS243"},null,{"$f":"TRANSPOSE(U224:U243)","v":"e_rack_rpdu"},"q_rack_rpdu,a","q_rack_rpdu,l","e_rack_rpdu-ch1","e_rack_rpdu-ch2","e_rack_rpdu-ch3","e_rack_rpdu-rcdu","q_rack_ ch1,a","q_rack_ ch2,a","q_rack_ ch3,a","q_rack_ ch1,l","q_rack_ ch2,l","q_rack_ ch3,l","q_rack-crah","q_rack_rcdu,a","q_rack_rcdu,l2a","q_rack_rcdu,l","w_rack_ch1","w_rack_ch2","w_rack_ch3",null,"Knowns"]
[null,"rPDU","Conservation",null,null,null,null,"e_rack_rpdu",null,null,null,null,null,"q_rack_rpdu,a","q_rack_rpdu,l","e_rack_rpdu-ch1","e_rack_rpdu-ch2","e_rack_rpdu-ch3","e_rack_rpdu-rcdu",null,"e_rack_rpdu",{"$f":"MMULT(MINVERSE(_xlfn.MUNIT('Rack Configure'!V52)-_xlfn.MUNIT('Rack Configure'!V52)+INDIRECT(V222)),INDIRECT(V223))","v":12.121212121212121},null,{"$f":"IF(ISNUMBER(MATCH(X$223,$H224:$M224,0)),1,0)*IF(ISNUMBER($G224),(1-$G224),1) + IF(ISNUMBER(MATCH(X$223,$N224:$S224,0)),-1,0)*_xlfn.IFS(ISNUMBER($E224),$E224,ISNUMBER($F224),$F224,ISNUMBER($G224),$G224,AND($E224=0,$F224=0,$G224=0),1)","v":1},{"$f":"IF(ISNUMBER(MATCH(Y$223,$H224:$M224,0)),1,0)*IF(ISNUMBER($G224),(1-$G224),1) + IF(ISNUMBER(MATCH(Y$223,$N224:$S224,0)),-1,0)*_xlfn.IFS(ISNUMBER($E224),$E224,ISNUMBER($F224),$F224,ISNUMBER($G224),$G224,AND($E224=0,$F224=0,$G224=0),1)","v":-1},{"$f":"IF(ISNUMBER(MATCH(Z$223,$H224:$M224,0)),1,0)*IF(ISNUMBER($G224),(1-$G224),1) + IF(ISNUMBER(MATCH(Z$223,$N224:$S224,0)),-1,0)*_xlfn.IFS(ISNUMBER($E224),$E224,ISNUMBER($F224),$F224,ISNUMBER($G224),$G224,AND($E224=0,$F224=0,$G224=0),1)","v":-1},{"$f":"IF(ISNUMBER(MATCH(AA$223,$H224:$M224,0)),1,0)*IF(ISNUMBER($G224),(1-$G224),1) + IF(ISNUMBER(MATCH(AA$223,$N224:$S224,0)),-1,0)*_xlfn.IFS(ISNUMBER($E224),$E224,ISNUMBER($F224),$F224,ISNUMBER($G224),$G224,AND($E224=0,$F224=0,$G224=0),1)","v":-1},{"$f":"IF(ISNUMBER(MATCH(AB$223,$H224:$M224,0)),1,0)*IF(ISNUMBER($G224),(1-$G224),1) + IF(ISNUMBER(MATCH(AB$223,$N224:$S224,0)),-1,0)*_xlfn.IFS(ISNUMBER($E224),$E224,ISNUMBER($F224),$F224,ISNUMBER($G224),$G224,AND($E224=0,$F224=0,$G224=0),1)","v":-1},{"$f":"IF(ISNUMBER(MATCH(AC$223,$H224:$M224,0)),1,0)*IF(ISNUMBER($G224),(1-$G224),1) + IF(ISNUMBER(MATCH(AC$223,$N224:$S224,0)),-1,0)*_xlfn.IFS(ISNUMBER($E224),$E224,ISNUMBER($F224),$F224,ISNUMBER($G224),$G224,AND($E224=0,$F224=0,$G224=0),1)","v":-1},{"$f":"IF(ISNUMBER(MATCH(AD$223,$H224:$M224,0)),1,0)*IF(ISNUMBER($G224),(1-$G224),1) + IF(ISNUMBER(MATCH(AD$223,$N224:$S224,0)),-1,0)*_xlfn.IFS(ISNUMBER($E224),$E224,ISNUMBER($F224),$F224,ISNUMBER($G224),$G224,AND($E224=0,$F224=0,$G224=0),1)","v":-1},{"$f":"IF(ISNUMBER(MATCH(AE$223,$H224:$M224,0)),1,0)*IF(ISNUMBER($G224),(1-$G224),1) + IF(ISNUMBER(MATCH(AE$223,$N224:$S224,0)),-1,0)*_xlfn.IFS(ISNUMBER($E224),$E224,ISNUMBER($F224),$F224,ISNUMBER($G224),$G224,AND($E224=0,$F224=0,$G224=0),1)","v":0},{"$f":"IF(ISNUMBER(MATCH(AF$223,$H224:$M224,0)),1,0)*IF(ISNUMBER($G224),(1-$G224),1) + IF(ISNUMBER(MATCH(AF$223,$N224:$S224,0)),-1,0)*_xlfn.IFS(ISNUMBER($E224),$E224,ISNUMBER($F224),$F224,ISNUMBER($G224),$G224,AND($E224=0,$F224=0,$G224=0),1)","v":0},{"$f":"IF(ISNUMBER(MATCH(AG$223,$H224:$M224,0)),1,0)*IF(ISNUMBER($G224),(1-$G224),1) + IF(ISNUMBER(MATCH(AG$223,$N224:$S224,0)),-1,0)*_xlfn.IFS(ISNUMBER($E224),$E224,ISNUMBER($F224),$F224,ISNUMBER($G224),$G224,AND($E224=0,$F224=0,$G224=0),1)","v":0},{"$f":"IF(ISNUMBER(MATCH(AH$223,$H224:$M224,0)),1,0)*IF(ISNUMBER($G224),(1-$G224),1) + IF(ISNUMBER(MATCH(AH$223,$N224:$S224,0)),-1,0)*_xlfn.IFS(ISNUMBER($E224),$E224,ISNUMBER($F224),$F224,ISNUMBER($G224),$G224,AND($E224=0,$F224=0,$G224=0),1)","v":0},{"$f":"IF(ISNUMBER(MATCH(AI$223,$H224:$M224,0)),1,0)*IF(ISNUMBER($G224),(1-$G224),1) + IF(ISNUMBER(MATCH(AI$223,$N224:$S224,0)),-1,0)*_xlfn.IFS(ISNUMBER($E224),$E224,ISNUMBER($F224),$F224,ISNUMBER($G224),$G224,AND($E224=0,$F224=0,$G224=0),1)","v":0},{"$f":"IF(ISNUMBER(MATCH(AJ$223,$H224:$M224,0)),1,0)*IF(ISNUMBER($G224),(1-$G224),1) + IF(ISNUMBER(MATCH(AJ$223,$N224:$S224,0)),-1,0)*_xlfn.IFS(ISNUMBER($E224),$E224,ISNUMBER($F224),$F224,ISNUMBER($G224),$G224,AND($E224=0,$F224=0,$G224=0),1)","v":0},{"$f":"IF(ISNUMBER(MATCH(AK$223,$H224:$M224,0)),1,0)*IF(ISNUMBER($G224),(1-$G224),1) + IF(ISNUMBER(MATCH(AK$223,$N224:$S224,0)),-1,0)*_xlfn.IFS(ISNUMBER($E224),$E224,ISNUMBER($F224),$F224,ISNUMBER($G224),$G224,AND($E224=0,$F224=0,$G224=0),1)","v":0},{"$f":"IF(ISNUMBER(MATCH(AL$223,$H224:$M224,0)),1,0)*IF(ISNUMBER($G224),(1-$G224),1) + IF(ISNUMBER(MATCH(AL$223,$N224:$S224,0)),-1,0)*_xlfn.IFS(ISNUMBER($E224),$E224,ISNUMBER($F224),$F224,ISNUMBER($G224),$G224,AND($E224=0,$F224=0,$G224=0),1)","v":0},{"$f":"IF(ISNUMBER(MATCH(AM$223,$H224:$M224,0)),1,0)*IF(ISNUMBER($G224),(1-$G224),1) + IF(ISNUMBER(MATCH(AM$223,$N224:$S224,0)),-1,0)*_xlfn.IFS(ISNUMBER($E224),$E224,ISNUMBER($F224),$F224,ISNUMBER($G224),$G224,AND($E224=0,$F224=0,$G224=0),1)","v":0},{"$f":"IF(ISNUMBER(MATCH(AN$223,$H224:$M224,0)),1,0)*IF(ISNUMBER($G224),(1-$G224),1) + IF(ISNUMBER(MATCH(AN$223,$N224:$S224,0)),-1,0)*_xlfn.IFS(ISNUMBER($E224),$E224,ISNUMBER($F224),$F224,ISNUMBER($G224),$G224,AND($E224=0,$F224=0,$G224=0),1)","v":0},{"$f":"IF(ISNUMBER(MATCH(AO$223,$H224:$M224,0)),1,0)*IF(ISNUMBER($G224),(1-$G224),1) + IF(ISNUMBER(MATCH(AO$223,$N224:$S224,0)),-1,0)*_xlfn.IFS(ISNUMBER($E224),$E224,ISNUMBER($F224),$F224,ISNUMBER($G224),$G224,AND($E224=0,$F224=0,$G224=0),1)","v":0},{"$f":"IF(ISNUMBER(MATCH(AP$223,$H224:$M224,0)),1,0)*IF(ISNUMBER($G224),(1-$G224),1) + IF(ISNUMBER(MATCH(AP$223,$N224:$S224,0)),-1,0)*_xlfn.IFS(ISNUMBER($E224),$E224,ISNUMBER($F224),$F224,ISNUMBER($G224),$G224,AND($E224=0,$F224=0,$G224=0),1)","v":0},{"$f":"IF(ISNUMBER(MATCH(AQ$223,$H224:$M224,0)),1,0)*IF(ISNUMBER($G224),(1-$G224),1) + IF(ISNUMBER(MATCH(AQ$223,$N224:$S224,0)),-1,0)*_xlfn.IFS(ISNUMBER($E224),$E224,ISNUMBER($F224),$F224,ISNUMBER($G224),$G224,AND($E224=0,$F224=0,$G224=0),1)","v":0},null,{"$f":"D224+0","v":0}]
[null,null,"Losses",null,{"$f":"'Rack Configure'!D47","v":0.01},null,null,"q_rack_rpdu,a","q_rack_rpdu,l",null,null,null,null,"e_rack_rpdu",null,null,null,null,null,null,"q_rack_rpdu,a",0.12121212121212199,null,{"$f":"IF(ISNUMBER(MATCH(X$223,$H225:$M225,0)),1,0)*IF(ISNUMBER($G225),(1-$G225),1) + IF(ISNUMBER(MATCH(X$223,$N225:$S225,0)),-1,0)*_xlfn.IFS(ISNUMBER($E225),$E225,ISNUMBER($F225),$F225,ISNUMBER($G225),$G225,AND($E225=0,$F225=0,$G225=0),1)","v":-0.01},{"$f":"IF(ISNUMBER(MATCH(Y$223,$H225:$M225,0)),1,0)*IF(ISNUMBER($G225),(1-$G225),1) + IF(ISNUMBER(MATCH(Y$223,$N225:$S225,0)),-1,0)*_xlfn.IFS(ISNUMBER($E225),$E225,ISNUMBER($F225),$F225,ISNUMBER($G225),$G225,AND($E225=0,$F225=0,$G225=0),1)","v":1},{"$f":"IF(ISNUMBER(MATCH(Z$223,$H225:$M225,0)),1,0)*IF(ISNUMBER($G225),(1-$G225),1) + IF(ISNUMBER(MATCH(Z$223,$N225:$S225,0)),-1,0)*_xlfn.IFS(ISNUMBER($E225),$E225,ISNUMBER($F225),$F225,ISNUMBER($G225),$G225,AND($E225=0,$F225=0,$G225=0),1)","v":1},{"$f":"IF(ISNUMBER(MATCH(AA$223,$H225:$M225,0)),1,0)*IF(ISNUMBER($G225),(1-$G225),1) + IF(ISNUMBER(MATCH(AA$223,$N225:$S225,0)),-1,0)*_xlfn.IFS(ISNUMBER($E225),$E225,ISNUMBER($F225),$F225,ISNUMBER($G225),$G225,AND($E225=0,$F225=0,$G225=0),1)","v":0},{"$f":"IF(ISNUMBER(MATCH(AB$223,$H225:$M225,0)),1,0)*IF(ISNUMBER($G225),(1-$G225),1) + IF(ISNUMBER(MATCH(AB$223,$N225:$S225,0)),-1,0)*_xlfn.IFS(ISNUMBER($E225),$E225,ISNUMBER($F225),$F225,ISNUMBER($G225),$G225,AND($E225=0,$F225=0,$G225=0),1)","v":0},{"$f":"IF(ISNUMBER(MATCH(AC$223,$H225:$M225,0)),1,0)*IF(ISNUMBER($G225),(1-$G225),1) + IF(ISNUMBER(MATCH(AC$223,$N225:$S225,0)),-1,0)*_xlfn.IFS(ISNUMBER($E225),$E225,ISNUMBER($F225),$F225,ISNUMBER($G225),$G225,AND($E225=0,$F225=0,$G225=0),1)","v":0},{"$f":"IF(ISNUMBER(MATCH(AD$223,$H225:$M225,0)),1,0)*IF(ISNUMBER($G225),(1-$G225),1) + IF(ISNUMBER(MATCH(AD$223,$N225:$S225,0)),-1,0)*_xlfn.IFS(ISNUMBER($E225),$E225,ISNUMBER($F225),$F225,ISNUMBER($G225),$G225,AND($E225=0,$F225=0,$G225=0),1)","v":0},{"$f":"IF(ISNUMBER(MATCH(AE$223,$H225:$M225,0)),1,0)*IF(ISNUMBER($G225),(1-$G225),1) + IF(ISNUMBER(MATCH(AE$223,$N225:$S225,0)),-1,0)*_xlfn.IFS(ISNUMBER($E225),$E225,ISNUMBER($F225),$F225,ISNUMBER($G225),$G225,AND($E225=0,$F225=0,$G225=0),1)","v":0},{"$f":"IF(ISNUMBER(MATCH(AF$223,$H225:$M225,0)),1,0)*IF(ISNUMBER($G225),(1-$G225),1) + IF(ISNUMBER(MATCH(AF$223,$N225:$S225,0)),-1,0)*_xlfn.IFS(ISNUMBER($E225),$E225,ISNUMBER($F225),$F225,ISNUMBER($G225),$G225,AND($E225=0,$F225=0,$G225=0),1)","v":0},{"$f":"IF(ISNUMBER(MATCH(AG$223,$H225:$M225,0)),1,0)*IF(ISNUMBER($G225),(1-$G225),1) + IF(ISNUMBER(MATCH(AG$223,$N225:$S225,0)),-1,0)*_xlfn.IFS(ISNUMBER($E225),$E225,ISNUMBER($F225),$F225,ISNUMBER($G225),$G225,AND($E225=0,$F225=0,$G225=0),1)","v":0},{"$f":"IF(ISNUMBER(MATCH(AH$223,$H225:$M225,0)),1,0)*IF(ISNUMBER($G225),(1-$G225),1) + IF(ISNUMBER(MATCH(AH$223,$N225:$S225,0)),-1,0)*_xlfn.IFS(ISNUMBER($E225),$E225,ISNUMBER($F225),$F225,ISNUMBER($G225),$G225,AND($E225=0,$F225=0,$G225=0),1)","v":0},{"$f":"IF(ISNUMBER(MATCH(AI$223,$H225:$M225,0)),1,0)*IF(ISNUMBER($G225),(1-$G225),1) + IF(ISNUMBER(MATCH(AI$223,$N225:$S225,0)),-1,0)*_xlfn.IFS(ISNUMBER($E225),$E225,ISNUMBER($F225),$F225,ISNUMBER($G225),$G225,AND($E225=0,$F225=0,$G225=0),1)","v":0},{"$f":"IF(ISNUMBER(MATCH(AJ$223,$H225:$M225,0)),1,0)*IF(ISNUMBER($G225),(1-$G225),1) + IF(ISNUMBER(MATCH(AJ$223,$N225:$S225,0)),-1,0)*_xlfn.IFS(ISNUMBER($E225),$E225,ISNUMBER($F225),$F225,ISNUMBER($G225),$G225,AND($E225=0,$F225=0,$G225=0),1)","v":0},{"$f":"IF(ISNUMBER(MATCH(AK$223,$H225:$M225,0)),1,0)*IF(ISNUMBER($G225),(1-$G225),1) + IF(ISNUMBER(MATCH(AK$223,$N225:$S225,0)),-1,0)*_xlfn.IFS(ISNUMBER($E225),$E225,ISNUMBER($F225),$F225,ISNUMBER($G225),$G225,AND($E225=0,$F225=0,$G225=0),1)","v":0},{"$f":"IF(ISNUMBER(MATCH(AL$223,$H225:$M225,0)),1,0)*IF(ISNUMBER($G225),(1-$G225),1) + IF(ISNUMBER(MATCH(AL$223,$N225:$S225,0)),-1,0)*_xlfn.IFS(ISNUMBER($E225),$E225,ISNUMBER($F225),$F225,ISNUMBER($G225),$G225,AND($E225=0,$F225=0,$G225=0),1)","v":0},{"$f":"IF(ISNUMBER(MATCH(AM$223,$H225:$M225,0)),1,0)*IF(ISNUMBER($G225),(1-$G225),1) + IF(ISNUMBER(MATCH(AM$223,$N225:$S225,0)),-1,0)*_xlfn.IFS(ISNUMBER($E225),$E225,ISNUMBER($F225),$F225,ISNUMBER($G225),$G225,AND($E225=0,$F225=0,$G225=0),1)","v":0},{"$f":"IF(ISNUMBER(MATCH(AN$223,$H225:$M225,0)),1,0)*IF(ISNUMBER($G225),(1-$G225),1) + IF(ISNUMBER(MATCH(AN$223,$N225:$S225,0)),-1,0)*_xlfn.IFS(ISNUMBER($E225),$E225,ISNUMBER($F225),$F225,ISNUMBER($G225),$G225,AND($E225=0,$F225=0,$G225=0),1)","v":0},{"$f":"IF(ISNUMBER(MATCH(AO$223,$H225:$M225,0)),1,0)*IF(ISNUMBER($G225),(1-$G225),1) + IF(ISNUMBER(MATCH(AO$223,$N225:$S225,0)),-1,0)*_xlfn.IFS(ISNUMBER($E225),$E225,ISNUMBER($F225),$F225,ISNUMBER($G225),$G225,AND($E225=0,$F225=0,$G225=0),1)","v":0},{"$f":"IF(ISNUMBER(MATCH(AP$223,$H225:$M225,0)),1,0)*IF(ISNUMBER($G225),(1-$G225),1) + IF(ISNUMBER(MATCH(AP$223,$N225:$S225,0)),-1,0)*_xlfn.IFS(ISNUMBER($E225),$E225,ISNUMBER($F225),$F225,ISNUMBER($G225),$G225,AND($E225=0,$F225=0,$G225=0),1)","v":0},{"$f":"IF(ISNUMBER(MATCH(AQ$223,$H225:$M225,0)),1,0)*IF(ISNUMBER($G225),(1-$G225),1) + IF(ISNUMBER(MATCH(AQ$223,$N225:$S225,0)),-1,0)*_xlfn.IFS(ISNUMBER($E225),$E225,ISNUMBER($F225),$F225,ISNUMBER($G225),$G225,AND($E225=0,$F225=0,$G225=0),1)","v":0},null,{"$f":"D225+0","v":0}]
[null,null,"Split",null,null,null,{"$f":"'Rack Configure'!D49","v":1},"q_rack_rpdu,a",null,null,null,null,null,"q_rack_rpdu,l",null,null,null,null,null,null,"q_rack_rpdu,l",0,null,{"$f":"IF(ISNUMBER(MATCH(X$223,$H226:$M226,0)),1,0)*IF(ISNUMBER($G226),(1-$G226),1) + IF(ISNUMBER(MATCH(X$223,$N226:$S226,0)),-1,0)*_xlfn.IFS(ISNUMBER($E226),$E226,ISNUMBER($F226),$F226,ISNUMBER($G226),$G226,AND($E226=0,$F226=0,$G226=0),1)","v":0},{"$f":"IF(ISNUMBER(MATCH(Y$223,$H226:$M226,0)),1,0)*IF(ISNUMBER($G226),(1-$G226),1) + IF(ISNUMBER(MATCH(Y$223,$N226:$S226,0)),-1,0)*_xlfn.IFS(ISNUMBER($E226),$E226,ISNUMBER($F226),$F226,ISNUMBER($G226),$G226,AND($E226=0,$F226=0,$G226=0),1)","v":0},{"$f":"IF(ISNUMBER(MATCH(Z$223,$H226:$M226,0)),1,0)*IF(ISNUMBER($G226),(1-$G226),1) + IF(ISNUMBER(MATCH(Z$223,$N226:$S226,0)),-1,0)*_xlfn.IFS(ISNUMBER($E226),$E226,ISNUMBER($F226),$F226,ISNUMBER($G226),$G226,AND($E226=0,$F226=0,$G226=0),1)","v":-1},{"$f":"IF(ISNUMBER(MATCH(AA$223,$H226:$M226,0)),1,0)*IF(ISNUMBER($G226),(1-$G226),1) + IF(ISNUMBER(MATCH(AA$223,$N226:$S226,0)),-1,0)*_xlfn.IFS(ISNUMBER($E226),$E226,ISNUMBER($F226),$F226,ISNUMBER($G226),$G226,AND($E226=0,$F226=0,$G226=0),1)","v":0},{"$f":"IF(ISNUMBER(MATCH(AB$223,$H226:$M226,0)),1,0)*IF(ISNUMBER($G226),(1-$G226),1) + IF(ISNUMBER(MATCH(AB$223,$N226:$S226,0)),-1,0)*_xlfn.IFS(ISNUMBER($E226),$E226,ISNUMBER($F226),$F226,ISNUMBER($G226),$G226,AND($E226=0,$F226=0,$G226=0),1)","v":0},{"$f":"IF(ISNUMBER(MATCH(AC$223,$H226:$M226,0)),1,0)*IF(ISNUMBER($G226),(1-$G226),1) + IF(ISNUMBER(MATCH(AC$223,$N226:$S226,0)),-1,0)*_xlfn.IFS(ISNUMBER($E226),$E226,ISNUMBER($F226),$F226,ISNUMBER($G226),$G226,AND($E226=0,$F226=0,$G226=0),1)","v":0},{"$f":"IF(ISNUMBER(MATCH(AD$223,$H226:$M226,0)),1,0)*IF(ISNUMBER($G226),(1-$G226),1) + IF(ISNUMBER(MATCH(AD$223,$N226:$S226,0)),-1,0)*_xlfn.IFS(ISNUMBER($E226),$E226,ISNUMBER($F226),$F226,ISNUMBER($G226),$G226,AND($E226=0,$F226=0,$G226=0),1)","v":0},{"$f":"IF(ISNUMBER(MATCH(AE$223,$H226:$M226,0)),1,0)*IF(ISNUMBER($G226),(1-$G226),1) + IF(ISNUMBER(MATCH(AE$223,$N226:$S226,0)),-1,0)*_xlfn.IFS(ISNUMBER($E226),$E226,ISNUMBER($F226),$F226,ISNUMBER($G226),$G226,AND($E226=0,$F226=0,$G226=0),1)","v":0},{"$f":"IF(ISNUMBER(MATCH(AF$223,$H226:$M226,0)),1,0)*IF(ISNUMBER($G226),(1-$G226),1) + IF(ISNUMBER(MATCH(AF$223,$N226:$S226,0)),-1,0)*_xlfn.IFS(ISNUMBER($E226),$E226,ISNUMBER($F226),$F226,ISNUMBER($G226),$G226,AND($E226=0,$F226=0,$G226=0),1)","v":0},{"$f":"IF(ISNUMBER(MATCH(AG$223,$H226:$M226,0)),1,0)*IF(ISNUMBER($G226),(1-$G226),1) + IF(ISNUMBER(MATCH(AG$223,$N226:$S226,0)),-1,0)*_xlfn.IFS(ISNUMBER($E226),$E226,ISNUMBER($F226),$F226,ISNUMBER($G226),$G226,AND($E226=0,$F226=0,$G226=0),1)","v":0},{"$f":"IF(ISNUMBER(MATCH(AH$223,$H226:$M226,0)),1,0)*IF(ISNUMBER($G226),(1-$G226),1) + IF(ISNUMBER(MATCH(AH$223,$N226:$S226,0)),-1,0)*_xlfn.IFS(ISNUMBER($E226),$E226,ISNUMBER($F226),$F226,ISNUMBER($G226),$G226,AND($E226=0,$F226=0,$G226=0),1)","v":0},{"$f":"IF(ISNUMBER(MATCH(AI$223,$H226:$M226,0)),1,0)*IF(ISNUMBER($G226),(1-$G226),1) + IF(ISNUMBER(MATCH(AI$223,$N226:$S226,0)),-1,0)*_xlfn.IFS(ISNUMBER($E226),$E226,ISNUMBER($F226),$F226,ISNUMBER($G226),$G226,AND($E226=0,$F226=0,$G226=0),1)","v":0},{"$f":"IF(ISNUMBER(MATCH(AJ$223,$H226:$M226,0)),1,0)*IF(ISNUMBER($G226),(1-$G226),1) + IF(ISNUMBER(MATCH(AJ$223,$N226:$S226,0)),-1,0)*_xlfn.IFS(ISNUMBER($E226),$E226,ISNUMBER($F226),$F226,ISNUMBER($G226),$G226,AND($E226=0,$F226=0,$G226=0),1)","v":0},{"$f":"IF(ISNUMBER(MATCH(AK$223,$H226:$M226,0)),1,0)*IF(ISNUMBER($G226),(1-$G226),1) + IF(ISNUMBER(MATCH(AK$223,$N226:$S226,0)),-1,0)*_xlfn.IFS(ISNUMBER($E226),$E226,ISNUMBER($F226),$F226,ISNUMBER($G226),$G226,AND($E226=0,$F226=0,$G226=0),1)","v":0},{"$f":"IF(ISNUMBER(MATCH(AL$223,$H226:$M226,0)),1,0)*IF(ISNUMBER($G226),(1-$G226),1) + IF(ISNUMBER(MATCH(AL$223,$N226:$S226,0)),-1,0)*_xlfn.IFS(ISNUMBER($E226),$E226,ISNUMBER($F226),$F226,ISNUMBER($G226),$G226,AND($E226=0,$F226=0,$G226=0),1)","v":0},{"$f":"IF(ISNUMBER(MATCH(AM$223,$H226:$M226,0)),1,0)*IF(ISNUMBER($G226),(1-$G226),1) + IF(ISNUMBER(MATCH(AM$223,$N226:$S226,0)),-1,0)*_xlfn.IFS(ISNUMBER($E226),$E226,ISNUMBER($F226),$F226,ISNUMBER($G226),$G226,AND($E226=0,$F226=0,$G226=0),1)","v":0},{"$f":"IF(ISNUMBER(MATCH(AN$223,$H226:$M226,0)),1,0)*IF(ISNUMBER($G226),(1-$G226),1) + IF(ISNUMBER(MATCH(AN$223,$N226:$S226,0)),-1,0)*_xlfn.IFS(ISNUMBER($E226),$E226,ISNUMBER($F226),$F226,ISNUMBER($G226),$G226,AND($E226=0,$F226=0,$G226=0),1)","v":0},{"$f":"IF(ISNUMBER(MATCH(AO$223,$H226:$M226,0)),1,0)*IF(ISNUMBER($G226),(1-$G226),1) + IF(ISNUMBER(MATCH(AO$223,$N226:$S226,0)),-1,0)*_xlfn.IFS(ISNUMBER($E226),$E226,ISNUMBER($F226),$F226,ISNUMBER($G226),$G226,AND($E226=0,$F226=0,$G226=0),1)","v":0},{"$f":"IF(ISNUMBER(MATCH(AP$223,$H226:$M226,0)),1,0)*IF(ISNUMBER($G226),(1-$G226),1) + IF(ISNUMBER(MATCH(AP$223,$N226:$S226,0)),-1,0)*_xlfn.IFS(ISNUMBER($E226),$E226,ISNUMBER($F226),$F226,ISNUMBER($G226),$G226,AND($E226=0,$F226=0,$G226=0),1)","v":0},{"$f":"IF(ISNUMBER(MATCH(AQ$223,$H226:$M226,0)),1,0)*IF(ISNUMBER($G226),(1-$G226),1) + IF(ISNUMBER(MATCH(AQ$223,$N226:$S226,0)),-1,0)*_xlfn.IFS(ISNUMBER($E226),$E226,ISNUMBER($F226),$F226,ISNUMBER($G226),$G226,AND($E226=0,$F226=0,$G226=0),1)","v":0},null,{"$f":"D226+0","v":0}]
[null,"Chassis","Conservation",null,null,null,null,"e_rack_rpdu-ch1",null,null,null,null,null,"q_rack_ ch1,a","q_rack_ ch1,l",null,null,null,null,null,"e_rack_rpdu-ch1",12,null,{"$f":"IF(ISNUMBER(MATCH(X$223,$H227:$M227,0)),1,0)*IF(ISNUMBER($G227),(1-$G227),1) + IF(ISNUMBER(MATCH(X$223,$N227:$S227,0)),-1,0)*_xlfn.IFS(ISNUMBER($E227),$E227,ISNUMBER($F227),$F227,ISNUMBER($G227),$G227,AND($E227=0,$F227=0,$G227=0),1)","v":0},{"$f":"IF(ISNUMBER(MATCH(Y$223,$H227:$M227,0)),1,0)*IF(ISNUMBER($G227),(1-$G227),1) + IF(ISNUMBER(MATCH(Y$223,$N227:$S227,0)),-1,0)*_xlfn.IFS(ISNUMBER($E227),$E227,ISNUMBER($F227),$F227,ISNUMBER($G227),$G227,AND($E227=0,$F227=0,$G227=0),1)","v":0},{"$f":"IF(ISNUMBER(MATCH(Z$223,$H227:$M227,0)),1,0)*IF(ISNUMBER($G227),(1-$G227),1) + IF(ISNUMBER(MATCH(Z$223,$N227:$S227,0)),-1,0)*_xlfn.IFS(ISNUMBER($E227),$E227,ISNUMBER($F227),$F227,ISNUMBER($G227),$G227,AND($E227=0,$F227=0,$G227=0),1)","v":0},{"$f":"IF(ISNUMBER(MATCH(AA$223,$H227:$M227,0)),1,0)*IF(ISNUMBER($G227),(1-$G227),1) + IF(ISNUMBER(MATCH(AA$223,$N227:$S227,0)),-1,0)*_xlfn.IFS(ISNUMBER($E227),$E227,ISNUMBER($F227),$F227,ISNUMBER($G227),$G227,AND($E227=0,$F227=0,$G227=0),1)","v":1},{"$f":"IF(ISNUMBER(MATCH(AB$223,$H227:$M227,0)),1,0)*IF(ISNUMBER($G227),(1-$G227),1) + IF(ISNUMBER(MATCH(AB$223,$N227:$S227,0)),-1,0)*_xlfn.IFS(ISNUMBER($E227),$E227,ISNUMBER($F227),$F227,ISNUMBER($G227),$G227,AND($E227=0,$F227=0,$G227=0),1)","v":0},{"$f":"IF(ISNUMBER(MATCH(AC$223,$H227:$M227,0)),1,0)*IF(ISNUMBER($G227),(1-$G227),1) + IF(ISNUMBER(MATCH(AC$223,$N227:$S227,0)),-1,0)*_xlfn.IFS(ISNUMBER($E227),$E227,ISNUMBER($F227),$F227,ISNUMBER($G227),$G227,AND($E227=0,$F227=0,$G227=0),1)","v":0},{"$f":"IF(ISNUMBER(MATCH(AD$223,$H227:$M227,0)),1,0)*IF(ISNUMBER($G227),(1-$G227),1) + IF(ISNUMBER(MATCH(AD$223,$N227:$S227,0)),-1,0)*_xlfn.IFS(ISNUMBER($E227),$E227,ISNUMBER($F227),$F227,ISNUMBER($G227),$G227,AND($E227=0,$F227=0,$G227=0),1)","v":0},{"$f":"IF(ISNUMBER(MATCH(AE$223,$H227:$M227,0)),1,0)*IF(ISNUMBER($G227),(1-$G227),1) + IF(ISNUMBER(MATCH(AE$223,$N227:$S227,0)),-1,0)*_xlfn.IFS(ISNUMBER($E227),$E227,ISNUMBER($F227),$F227,ISNUMBER($G227),$G227,AND($E227=0,$F227=0,$G227=0),1)","v":-1},{"$f":"IF(ISNUMBER(MATCH(AF$223,$H227:$M227,0)),1,0)*IF(ISNUMBER($G227),(1-$G227),1) + IF(ISNUMBER(MATCH(AF$223,$N227:$S227,0)),-1,0)*_xlfn.IFS(ISNUMBER($E227),$E227,ISNUMBER($F227),$F227,ISNUMBER($G227),$G227,AND($E227=0,$F227=0,$G227=0),1)","v":0},{"$f":"IF(ISNUMBER(MATCH(AG$223,$H227:$M227,0)),1,0)*IF(ISNUMBER($G227),(1-$G227),1) + IF(ISNUMBER(MATCH(AG$223,$N227:$S227,0)),-1,0)*_xlfn.IFS(ISNUMBER($E227),$E227,ISNUMBER($F227),$F227,ISNUMBER($G227),$G227,AND($E227=0,$F227=0,$G227=0),1)","v":0},{"$f":"IF(ISNUMBER(MATCH(AH$223,$H227:$M227,0)),1,0)*IF(ISNUMBER($G227),(1-$G227),1) + IF(ISNUMBER(MATCH(AH$223,$N227:$S227,0)),-1,0)*_xlfn.IFS(ISNUMBER($E227),$E227,ISNUMBER($F227),$F227,ISNUMBER($G227),$G227,AND($E227=0,$F227=0,$G227=0),1)","v":-1},{"$f":"IF(ISNUMBER(MATCH(AI$223,$H227:$M227,0)),1,0)*IF(ISNUMBER($G227),(1-$G227),1) + IF(ISNUMBER(MATCH(AI$223,$N227:$S227,0)),-1,0)*_xlfn.IFS(ISNUMBER($E227),$E227,ISNUMBER($F227),$F227,ISNUMBER($G227),$G227,AND($E227=0,$F227=0,$G227=0),1)","v":0},{"$f":"IF(ISNUMBER(MATCH(AJ$223,$H227:$M227,0)),1,0)*IF(ISNUMBER($G227),(1-$G227),1) + IF(ISNUMBER(MATCH(AJ$223,$N227:$S227,0)),-1,0)*_xlfn.IFS(ISNUMBER($E227),$E227,ISNUMBER($F227),$F227,ISNUMBER($G227),$G227,AND($E227=0,$F227=0,$G227=0),1)","v":0},{"$f":"IF(ISNUMBER(MATCH(AK$223,$H227:$M227,0)),1,0)*IF(ISNUMBER($G227),(1-$G227),1) + IF(ISNUMBER(MATCH(AK$223,$N227:$S227,0)),-1,0)*_xlfn.IFS(ISNUMBER($E227),$E227,ISNUMBER($F227),$F227,ISNUMBER($G227),$G227,AND($E227=0,$F227=0,$G227=0),1)","v":0},{"$f":"IF(ISNUMBER(MATCH(AL$223,$H227:$M227,0)),1,0)*IF(ISNUMBER($G227),(1-$G227),1) + IF(ISNUMBER(MATCH(AL$223,$N227:$S227,0)),-1,0)*_xlfn.IFS(ISNUMBER($E227),$E227,ISNUMBER($F227),$F227,ISNUMBER($G227),$G227,AND($E227=0,$F227=0,$G227=0),1)","v":0},{"$f":"IF(ISNUMBER(MATCH(AM$223,$H227:$M227,0)),1,0)*IF(ISNUMBER($G227),(1-$G227),1) + IF(ISNUMBER(MATCH(AM$223,$N227:$S227,0)),-1,0)*_xlfn.IFS(ISNUMBER($E227),$E227,ISNUMBER($F227),$F227,ISNUMBER($G227),$G227,AND($E227=0,$F227=0,$G227=0),1)","v":0},{"$f":"IF(ISNUMBER(MATCH(AN$223,$H227:$M227,0)),1,0)*IF(ISNUMBER($G227),(1-$G227),1) + IF(ISNUMBER(MATCH(AN$223,$N227:$S227,0)),-1,0)*_xlfn.IFS(ISNUMBER($E227),$E227,ISNUMBER($F227),$F227,ISNUMBER($G227),$G227,AND($E227=0,$F227=0,$G227=0),1)","v":0},{"$f":"IF(ISNUMBER(MATCH(AO$223,$H227:$M227,0)),1,0)*IF(ISNUMBER($G227),(1-$G227),1) + IF(ISNUMBER(MATCH(AO$223,$N227:$S227,0)),-1,0)*_xlfn.IFS(ISNUMBER($E227),$E227,ISNUMBER($F227),$F227,ISNUMBER($G227),$G227,AND($E227=0,$F227=0,$G227=0),1)","v":0},{"$f":"IF(ISNUMBER(MATCH(AP$223,$H227:$M227,0)),1,0)*IF(ISNUMBER($G227),(1-$G227),1) + IF(ISNUMBER(MATCH(AP$223,$N227:$S227,0)),-1,0)*_xlfn.IFS(ISNUMBER($E227),$E227,ISNUMBER($F227),$F227,ISNUMBER($G227),$G227,AND($E227=0,$F227=0,$G227=0),1)","v":0},{"$f":"IF(ISNUMBER(MATCH(AQ$223,$H227:$M227,0)),1,0)*IF(ISNUMBER($G227),(1-$G227),1) + IF(ISNUMBER(MATCH(AQ$223,$N227:$S227,0)),-1,0)*_xlfn.IFS(ISNUMBER($E227),$E227,ISNUMBER($F227),$F227,ISNUMBER($G227),$G227,AND($E227=0,$F227=0,$G227=0),1)","v":0},null,{"$f":"D227+0","v":0}]
[null,null,"ITE load (L4)",null,{"$f":"'Rack Configure'!E52","v":0.73},null,null,"w_rack_ch1",null,null,null,null,null,"e_rack_rpdu-ch1",null,null,null,null,null,null,"e_rack_rpdu-ch2",0,null,{"$f":"IF(ISNUMBER(MATCH(X$223,$H228:$M228,0)),1,0)*IF(ISNUMBER($G228),(1-$G228),1) + IF(ISNUMBER(MATCH(X$223,$N228:$S228,0)),-1,0)*_xlfn.IFS(ISNUMBER($E228),$E228,ISNUMBER($F228),$F228,ISNUMBER($G228),$G228,AND($E228=0,$F228=0,$G228=0),1)","v":0},{"$f":"IF(ISNUMBER(MATCH(Y$223,$H228:$M228,0)),1,0)*IF(ISNUMBER($G228),(1-$G228),1) + IF(ISNUMBER(MATCH(Y$223,$N228:$S228,0)),-1,0)*_xlfn.IFS(ISNUMBER($E228),$E228,ISNUMBER($F228),$F228,ISNUMBER($G228),$G228,AND($E228=0,$F228=0,$G228=0),1)","v":0},{"$f":"IF(ISNUMBER(MATCH(Z$223,$H228:$M228,0)),1,0)*IF(ISNUMBER($G228),(1-$G228),1) + IF(ISNUMBER(MATCH(Z$223,$N228:$S228,0)),-1,0)*_xlfn.IFS(ISNUMBER($E228),$E228,ISNUMBER($F228),$F228,ISNUMBER($G228),$G228,AND($E228=0,$F228=0,$G228=0),1)","v":0},{"$f":"IF(ISNUMBER(MATCH(AA$223,$H228:$M228,0)),1,0)*IF(ISNUMBER($G228),(1-$G228),1) + IF(ISNUMBER(MATCH(AA$223,$N228:$S228,0)),-1,0)*_xlfn.IFS(ISNUMBER($E228),$E228,ISNUMBER($F228),$F228,ISNUMBER($G228),$G228,AND($E228=0,$F228=0,$G228=0),1)","v":-0.73},{"$f":"IF(ISNUMBER(MATCH(AB$223,$H228:$M228,0)),1,0)*IF(ISNUMBER($G228),(1-$G228),1) + IF(ISNUMBER(MATCH(AB$223,$N228:$S228,0)),-1,0)*_xlfn.IFS(ISNUMBER($E228),$E228,ISNUMBER($F228),$F228,ISNUMBER($G228),$G228,AND($E228=0,$F228=0,$G228=0),1)","v":0},{"$f":"IF(ISNUMBER(MATCH(AC$223,$H228:$M228,0)),1,0)*IF(ISNUMBER($G228),(1-$G228),1) + IF(ISNUMBER(MATCH(AC$223,$N228:$S228,0)),-1,0)*_xlfn.IFS(ISNUMBER($E228),$E228,ISNUMBER($F228),$F228,ISNUMBER($G228),$G228,AND($E228=0,$F228=0,$G228=0),1)","v":0},{"$f":"IF(ISNUMBER(MATCH(AD$223,$H228:$M228,0)),1,0)*IF(ISNUMBER($G228),(1-$G228),1) + IF(ISNUMBER(MATCH(AD$223,$N228:$S228,0)),-1,0)*_xlfn.IFS(ISNUMBER($E228),$E228,ISNUMBER($F228),$F228,ISNUMBER($G228),$G228,AND($E228=0,$F228=0,$G228=0),1)","v":0},{"$f":"IF(ISNUMBER(MATCH(AE$223,$H228:$M228,0)),1,0)*IF(ISNUMBER($G228),(1-$G228),1) + IF(ISNUMBER(MATCH(AE$223,$N228:$S228,0)),-1,0)*_xlfn.IFS(ISNUMBER($E228),$E228,ISNUMBER($F228),$F228,ISNUMBER($G228),$G228,AND($E228=0,$F228=0,$G228=0),1)","v":0},{"$f":"IF(ISNUMBER(MATCH(AF$223,$H228:$M228,0)),1,0)*IF(ISNUMBER($G228),(1-$G228),1) + IF(ISNUMBER(MATCH(AF$223,$N228:$S228,0)),-1,0)*_xlfn.IFS(ISNUMBER($E228),$E228,ISNUMBER($F228),$F228,ISNUMBER($G228),$G228,AND($E228=0,$F228=0,$G228=0),1)","v":0},{"$f":"IF(ISNUMBER(MATCH(AG$223,$H228:$M228,0)),1,0)*IF(ISNUMBER($G228),(1-$G228),1) + IF(ISNUMBER(MATCH(AG$223,$N228:$S228,0)),-1,0)*_xlfn.IFS(ISNUMBER($E228),$E228,ISNUMBER($F228),$F228,ISNUMBER($G228),$G228,AND($E228=0,$F228=0,$G228=0),1)","v":0},{"$f":"IF(ISNUMBER(MATCH(AH$223,$H228:$M228,0)),1,0)*IF(ISNUMBER($G228),(1-$G228),1) + IF(ISNUMBER(MATCH(AH$223,$N228:$S228,0)),-1,0)*_xlfn.IFS(ISNUMBER($E228),$E228,ISNUMBER($F228),$F228,ISNUMBER($G228),$G228,AND($E228=0,$F228=0,$G228=0),1)","v":0},{"$f":"IF(ISNUMBER(MATCH(AI$223,$H228:$M228,0)),1,0)*IF(ISNUMBER($G228),(1-$G228),1) + IF(ISNUMBER(MATCH(AI$223,$N228:$S228,0)),-1,0)*_xlfn.IFS(ISNUMBER($E228),$E228,ISNUMBER($F228),$F228,ISNUMBER($G228),$G228,AND($E228=0,$F228=0,$G228=0),1)","v":0},{"$f":"IF(ISNUMBER(MATCH(AJ$223,$H228:$M228,0)),1,0)*IF(ISNUMBER($G228),(1-$G228),1) + IF(ISNUMBER(MATCH(AJ$223,$N228:$S228,0)),-1,0)*_xlfn.IFS(ISNUMBER($E228),$E228,ISNUMBER($F228),$F228,ISNUMBER($G228),$G228,AND($E228=0,$F228=0,$G228=0),1)","v":0},{"$f":"IF(ISNUMBER(MATCH(AK$223,$H228:$M228,0)),1,0)*IF(ISNUMBER($G228),(1-$G228),1) + IF(ISNUMBER(MATCH(AK$223,$N228:$S228,0)),-1,0)*_xlfn.IFS(ISNUMBER($E228),$E228,ISNUMBER($F228),$F228,ISNUMBER($G228),$G228,AND($E228=0,$F228=0,$G228=0),1)","v":0},{"$f":"IF(ISNUMBER(MATCH(AL$223,$H228:$M228,0)),1,0)*IF(ISNUMBER($G228),(1-$G228),1) + IF(ISNUMBER(MATCH(AL$223,$N228:$S228,0)),-1,0)*_xlfn.IFS(ISNUMBER($E228),$E228,ISNUMBER($F228),$F228,ISNUMBER($G228),$G228,AND($E228=0,$F228=0,$G228=0),1)","v":0},{"$f":"IF(ISNUMBER(MATCH(AM$223,$H228:$M228,0)),1,0)*IF(ISNUMBER($G228),(1-$G228),1) + IF(ISNUMBER(MATCH(AM$223,$N228:$S228,0)),-1,0)*_xlfn.IFS(ISNUMBER($E228),$E228,ISNUMBER($F228),$F228,ISNUMBER($G228),$G228,AND($E228=0,$F228=0,$G228=0),1)","v":0},{"$f":"IF(ISNUMBER(MATCH(AN$223,$H228:$M228,0)),1,0)*IF(ISNUMBER($G228),(1-$G228),1) + IF(ISNUMBER(MATCH(AN$223,$N228:$S228,0)),-1,0)*_xlfn.IFS(ISNUMBER($E228),$E228,ISNUMBER($F228),$F228,ISNUMBER($G228),$G228,AND($E228=0,$F228=0,$G228=0),1)","v":0},{"$f":"IF(ISNUMBER(MATCH(AO$223,$H228:$M228,0)),1,0)*IF(ISNUMBER($G228),(1-$G228),1) + IF(ISNUMBER(MATCH(AO$223,$N228:$S228,0)),-1,0)*_xlfn.IFS(ISNUMBER($E228),$E228,ISNUMBER($F228),$F228,ISNUMBER($G228),$G228,AND($E228=0,$F228=0,$G228=0),1)","v":1},{"$f":"IF(ISNUMBER(MATCH(AP$223,$H228:$M228,0)),1,0)*IF(ISNUMBER($G228),(1-$G228),1) + IF(ISNUMBER(MATCH(AP$223,$N228:$S228,0)),-1,0)*_xlfn.IFS(ISNUMBER($E228),$E228,ISNUMBER($F228),$F228,ISNUMBER($G228),$G228,AND($E228=0,$F228=0,$G228=0),1)","v":0},{"$f":"IF(ISNUMBER(MATCH(AQ$223,$H228:$M228,0)),1,0)*IF(ISNUMBER($G228),(1-$G228),1) + IF(ISNUMBER(MATCH(AQ$223,$N228:$S228,0)),-1,0)*_xlfn.IFS(ISNUMBER($E228),$E228,ISNUMBER($F228),$F228,ISNUMBER($G228),$G228,AND($E228=0,$F228=0,$G228=0),1)","v":0},null,{"$f":"D228+0","v":0}]
[null,null,"Split",null,null,null,{"$f":"'Rack Configure'!E49","v":1},"q_rack_ ch1,a",null,null,null,null,null,"q_rack_ ch1,l",null,null,null,null,null,null,"e_rack_rpdu-ch3",0,null,{"$f":"IF(ISNUMBER(MATCH(X$223,$H229:$M229,0)),1,0)*IF(ISNUMBER($G229),(1-$G229),1) + IF(ISNUMBER(MATCH(X$223,$N229:$S229,0)),-1,0)*_xlfn.IFS(ISNUMBER($E229),$E229,ISNUMBER($F229),$F229,ISNUMBER($G229),$G229,AND($E229=0,$F229=0,$G229=0),1)","v":0},{"$f":"IF(ISNUMBER(MATCH(Y$223,$H229:$M229,0)),1,0)*IF(ISNUMBER($G229),(1-$G229),1) + IF(ISNUMBER(MATCH(Y$223,$N229:$S229,0)),-1,0)*_xlfn.IFS(ISNUMBER($E229),$E229,ISNUMBER($F229),$F229,ISNUMBER($G229),$G229,AND($E229=0,$F229=0,$G229=0),1)","v":0},{"$f":"IF(ISNUMBER(MATCH(Z$223,$H229:$M229,0)),1,0)*IF(ISNUMBER($G229),(1-$G229),1) + IF(ISNUMBER(MATCH(Z$223,$N229:$S229,0)),-1,0)*_xlfn.IFS(ISNUMBER($E229),$E229,ISNUMBER($F229),$F229,ISNUMBER($G229),$G229,AND($E229=0,$F229=0,$G229=0),1)","v":0},{"$f":"IF(ISNUMBER(MATCH(AA$223,$H229:$M229,0)),1,0)*IF(ISNUMBER($G229),(1-$G229),1) + IF(ISNUMBER(MATCH(AA$223,$N229:$S229,0)),-1,0)*_xlfn.IFS(ISNUMBER($E229),$E229,ISNUMBER($F229),$F229,ISNUMBER($G229),$G229,AND($E229=0,$F229=0,$G229=0),1)","v":0},{"$f":"IF(ISNUMBER(MATCH(AB$223,$H229:$M229,0)),1,0)*IF(ISNUMBER($G229),(1-$G229),1) + IF(ISNUMBER(MATCH(AB$223,$N229:$S229,0)),-1,0)*_xlfn.IFS(ISNUMBER($E229),$E229,ISNUMBER($F229),$F229,ISNUMBER($G229),$G229,AND($E229=0,$F229=0,$G229=0),1)","v":0},{"$f":"IF(ISNUMBER(MATCH(AC$223,$H229:$M229,0)),1,0)*IF(ISNUMBER($G229),(1-$G229),1) + IF(ISNUMBER(MATCH(AC$223,$N229:$S229,0)),-1,0)*_xlfn.IFS(ISNUMBER($E229),$E229,ISNUMBER($F229),$F229,ISNUMBER($G229),$G229,AND($E229=0,$F229=0,$G229=0),1)","v":0},{"$f":"IF(ISNUMBER(MATCH(AD$223,$H229:$M229,0)),1,0)*IF(ISNUMBER($G229),(1-$G229),1) + IF(ISNUMBER(MATCH(AD$223,$N229:$S229,0)),-1,0)*_xlfn.IFS(ISNUMBER($E229),$E229,ISNUMBER($F229),$F229,ISNUMBER($G229),$G229,AND($E229=0,$F229=0,$G229=0),1)","v":0},{"$f":"IF(ISNUMBER(MATCH(AE$223,$H229:$M229,0)),1,0)*IF(ISNUMBER($G229),(1-$G229),1) + IF(ISNUMBER(MATCH(AE$223,$N229:$S229,0)),-1,0)*_xlfn.IFS(ISNUMBER($E229),$E229,ISNUMBER($F229),$F229,ISNUMBER($G229),$G229,AND($E229=0,$F229=0,$G229=0),1)","v":0},{"$f":"IF(ISNUMBER(MATCH(AF$223,$H229:$M229,0)),1,0)*IF(ISNUMBER($G229),(1-$G229),1) + IF(ISNUMBER(MATCH(AF$223,$N229:$S229,0)),-1,0)*_xlfn.IFS(ISNUMBER($E229),$E229,ISNUMBER($F229),$F229,ISNUMBER($G229),$G229,AND($E229=0,$F229=0,$G229=0),1)","v":0},{"$f":"IF(ISNUMBER(MATCH(AG$223,$H229:$M229,0)),1,0)*IF(ISNUMBER($G229),(1-$G229),1) + IF(ISNUMBER(MATCH(AG$223,$N229:$S229,0)),-1,0)*_xlfn.IFS(ISNUMBER($E229),$E229,ISNUMBER($F229),$F229,ISNUMBER($G229),$G229,AND($E229=0,$F229=0,$G229=0),1)","v":0},{"$f":"IF(ISNUMBER(MATCH(AH$223,$H229:$M229,0)),1,0)*IF(ISNUMBER($G229),(1-$G229),1) + IF(ISNUMBER(MATCH(AH$223,$N229:$S229,0)),-1,0)*_xlfn.IFS(ISNUMBER($E229),$E229,ISNUMBER($F229),$F229,ISNUMBER($G229),$G229,AND($E229=0,$F229=0,$G229=0),1)","v":-1},{"$f":"IF(ISNUMBER(MATCH(AI$223,$H229:$M229,0)),1,0)*IF(ISNUMBER($G229),(1-$G229),1) + IF(ISNUMBER(MATCH(AI$223,$N229:$S229,0)),-1,0)*_xlfn.IFS(ISNUMBER($E229),$E229,ISNUMBER($F229),$F229,ISNUMBER($G229),$G229,AND($E229=0,$F229=0,$G229=0),1)","v":0},{"$f":"IF(ISNUMBER(MATCH(AJ$223,$H229:$M229,0)),1,0)*IF(ISNUMBER($G229),(1-$G229),1) + IF(ISNUMBER(MATCH(AJ$223,$N229:$S229,0)),-1,0)*_xlfn.IFS(ISNUMBER($E229),$E229,ISNUMBER($F229),$F229,ISNUMBER($G229),$G229,AND($E229=0,$F229=0,$G229=0),1)","v":0},{"$f":"IF(ISNUMBER(MATCH(AK$223,$H229:$M229,0)),1,0)*IF(ISNUMBER($G229),(1-$G229),1) + IF(ISNUMBER(MATCH(AK$223,$N229:$S229,0)),-1,0)*_xlfn.IFS(ISNUMBER($E229),$E229,ISNUMBER($F229),$F229,ISNUMBER($G229),$G229,AND($E229=0,$F229=0,$G229=0),1)","v":0},{"$f":"IF(ISNUMBER(MATCH(AL$223,$H229:$M229,0)),1,0)*IF(ISNUMBER($G229),(1-$G229),1) + IF(ISNUMBER(MATCH(AL$223,$N229:$S229,0)),-1,0)*_xlfn.IFS(ISNUMBER($E229),$E229,ISNUMBER($F229),$F229,ISNUMBER($G229),$G229,AND($E229=0,$F229=0,$G229=0),1)","v":0},{"$f":"IF(ISNUMBER(MATCH(AM$223,$H229:$M229,0)),1,0)*IF(ISNUMBER($G229),(1-$G229),1) + IF(ISNUMBER(MATCH(AM$223,$N229:$S229,0)),-1,0)*_xlfn.IFS(ISNUMBER($E229),$E229,ISNUMBER($F229),$F229,ISNUMBER($G229),$G229,AND($E229=0,$F229=0,$G229=0),1)","v":0},{"$f":"IF(ISNUMBER(MATCH(AN$223,$H229:$M229,0)),1,0)*IF(ISNUMBER($G229),(1-$G229),1) + IF(ISNUMBER(MATCH(AN$223,$N229:$S229,0)),-1,0)*_xlfn.IFS(ISNUMBER($E229),$E229,ISNUMBER($F229),$F229,ISNUMBER($G229),$G229,AND($E229=0,$F229=0,$G229=0),1)","v":0},{"$f":"IF(ISNUMBER(MATCH(AO$223,$H229:$M229,0)),1,0)*IF(ISNUMBER($G229),(1-$G229),1) + IF(ISNUMBER(MATCH(AO$223,$N229:$S229,0)),-1,0)*_xlfn.IFS(ISNUMBER($E229),$E229,ISNUMBER($F229),$F229,ISNUMBER($G229),$G229,AND($E229=0,$F229=0,$G229=0),1)","v":0},{"$f":"IF(ISNUMBER(MATCH(AP$223,$H229:$M229,0)),1,0)*IF(ISNUMBER($G229),(1-$G229),1) + IF(ISNUMBER(MATCH(AP$223,$N229:$S229,0)),-1,0)*_xlfn.IFS(ISNUMBER($E229),$E229,ISNUMBER($F229),$F229,ISNUMBER($G229),$G229,AND($E229=0,$F229=0,$G229=0),1)","v":0},{"$f":"IF(ISNUMBER(MATCH(AQ$223,$H229:$M229,0)),1,0)*IF(ISNUMBER($G229),(1-$G229),1) + IF(ISNUMBER(MATCH(AQ$223,$N229:$S229,0)),-1,0)*_xlfn.IFS(ISNUMBER($E229),$E229,ISNUMBER($F229),$F229,ISNUMBER($G229),$G229,AND($E229=0,$F229=0,$G229=0),1)","v":0},null,{"$f":"D229+0","v":0}]
[null,null,"Load",{"$f":"'Rack Configure'!E40*'Rack Configure'!E42","v":12},null,null,null,"e_rack_rpdu-ch1",null,null,null,null,null,null,null,null,null,null,null,null,"e_rack_rpdu-rcdu",0,null,{"$f":"IF(ISNUMBER(MATCH(X$223,$H230:$M230,0)),1,0)*IF(ISNUMBER($G230),(1-$G230),1) + IF(ISNUMBER(MATCH(X$223,$N230:$S230,0)),-1,0)*_xlfn.IFS(ISNUMBER($E230),$E230,ISNUMBER($F230),$F230,ISNUMBER($G230),$G230,AND($E230=0,$F230=0,$G230=0),1)","v":0},{"$f":"IF(ISNUMBER(MATCH(Y$223,$H230:$M230,0)),1,0)*IF(ISNUMBER($G230),(1-$G230),1) + IF(ISNUMBER(MATCH(Y$223,$N230:$S230,0)),-1,0)*_xlfn.IFS(ISNUMBER($E230),$E230,ISNUMBER($F230),$F230,ISNUMBER($G230),$G230,AND($E230=0,$F230=0,$G230=0),1)","v":0},{"$f":"IF(ISNUMBER(MATCH(Z$223,$H230:$M230,0)),1,0)*IF(ISNUMBER($G230),(1-$G230),1) + IF(ISNUMBER(MATCH(Z$223,$N230:$S230,0)),-1,0)*_xlfn.IFS(ISNUMBER($E230),$E230,ISNUMBER($F230),$F230,ISNUMBER($G230),$G230,AND($E230=0,$F230=0,$G230=0),1)","v":0},{"$f":"IF(ISNUMBER(MATCH(AA$223,$H230:$M230,0)),1,0)*IF(ISNUMBER($G230),(1-$G230),1) + IF(ISNUMBER(MATCH(AA$223,$N230:$S230,0)),-1,0)*_xlfn.IFS(ISNUMBER($E230),$E230,ISNUMBER($F230),$F230,ISNUMBER($G230),$G230,AND($E230=0,$F230=0,$G230=0),1)","v":1},{"$f":"IF(ISNUMBER(MATCH(AB$223,$H230:$M230,0)),1,0)*IF(ISNUMBER($G230),(1-$G230),1) + IF(ISNUMBER(MATCH(AB$223,$N230:$S230,0)),-1,0)*_xlfn.IFS(ISNUMBER($E230),$E230,ISNUMBER($F230),$F230,ISNUMBER($G230),$G230,AND($E230=0,$F230=0,$G230=0),1)","v":0},{"$f":"IF(ISNUMBER(MATCH(AC$223,$H230:$M230,0)),1,0)*IF(ISNUMBER($G230),(1-$G230),1) + IF(ISNUMBER(MATCH(AC$223,$N230:$S230,0)),-1,0)*_xlfn.IFS(ISNUMBER($E230),$E230,ISNUMBER($F230),$F230,ISNUMBER($G230),$G230,AND($E230=0,$F230=0,$G230=0),1)","v":0},{"$f":"IF(ISNUMBER(MATCH(AD$223,$H230:$M230,0)),1,0)*IF(ISNUMBER($G230),(1-$G230),1) + IF(ISNUMBER(MATCH(AD$223,$N230:$S230,0)),-1,0)*_xlfn.IFS(ISNUMBER($E230),$E230,ISNUMBER($F230),$F230,ISNUMBER($G230),$G230,AND($E230=0,$F230=0,$G230=0),1)","v":0},{"$f":"IF(ISNUMBER(MATCH(AE$223,$H230:$M230,0)),1,0)*IF(ISNUMBER($G230),(1-$G230),1) + IF(ISNUMBER(MATCH(AE$223,$N230:$S230,0)),-1,0)*_xlfn.IFS(ISNUMBER($E230),$E230,ISNUMBER($F230),$F230,ISNUMBER($G230),$G230,AND($E230=0,$F230=0,$G230=0),1)","v":0},{"$f":"IF(ISNUMBER(MATCH(AF$223,$H230:$M230,0)),1,0)*IF(ISNUMBER($G230),(1-$G230),1) + IF(ISNUMBER(MATCH(AF$223,$N230:$S230,0)),-1,0)*_xlfn.IFS(ISNUMBER($E230),$E230,ISNUMBER($F230),$F230,ISNUMBER($G230),$G230,AND($E230=0,$F230=0,$G230=0),1)","v":0},{"$f":"IF(ISNUMBER(MATCH(AG$223,$H230:$M230,0)),1,0)*IF(ISNUMBER($G230),(1-$G230),1) + IF(ISNUMBER(MATCH(AG$223,$N230:$S230,0)),-1,0)*_xlfn.IFS(ISNUMBER($E230),$E230,ISNUMBER($F230),$F230,ISNUMBER($G230),$G230,AND($E230=0,$F230=0,$G230=0),1)","v":0},{"$f":"IF(ISNUMBER(MATCH(AH$223,$H230:$M230,0)),1,0)*IF(ISNUMBER($G230),(1-$G230),1) + IF(ISNUMBER(MATCH(AH$223,$N230:$S230,0)),-1,0)*_xlfn.IFS(ISNUMBER($E230),$E230,ISNUMBER($F230),$F230,ISNUMBER($G230),$G230,AND($E230=0,$F230=0,$G230=0),1)","v":0},{"$f":"IF(ISNUMBER(MATCH(AI$223,$H230:$M230,0)),1,0)*IF(ISNUMBER($G230),(1-$G230),1) + IF(ISNUMBER(MATCH(AI$223,$N230:$S230,0)),-1,0)*_xlfn.IFS(ISNUMBER($E230),$E230,ISNUMBER($F230),$F230,ISNUMBER($G230),$G230,AND($E230=0,$F230=0,$G230=0),1)","v":0},{"$f":"IF(ISNUMBER(MATCH(AJ$223,$H230:$M230,0)),1,0)*IF(ISNUMBER($G230),(1-$G230),1) + IF(ISNUMBER(MATCH(AJ$223,$N230:$S230,0)),-1,0)*_xlfn.IFS(ISNUMBER($E230),$E230,ISNUMBER($F230),$F230,ISNUMBER($G230),$G230,AND($E230=0,$F230=0,$G230=0),1)","v":0},{"$f":"IF(ISNUMBER(MATCH(AK$223,$H230:$M230,0)),1,0)*IF(ISNUMBER($G230),(1-$G230),1) + IF(ISNUMBER(MATCH(AK$223,$N230:$S230,0)),-1,0)*_xlfn.IFS(ISNUMBER($E230),$E230,ISNUMBER($F230),$F230,ISNUMBER($G230),$G230,AND($E230=0,$F230=0,$G230=0),1)","v":0},{"$f":"IF(ISNUMBER(MATCH(AL$223,$H230:$M230,0)),1,0)*IF(ISNUMBER($G230),(1-$G230),1) + IF(ISNUMBER(MATCH(AL$223,$N230:$S230,0)),-1,0)*_xlfn.IFS(ISNUMBER($E230),$E230,ISNUMBER($F230),$F230,ISNUMBER($G230),$G230,AND($E230=0,$F230=0,$G230=0),1)","v":0},{"$f":"IF(ISNUMBER(MATCH(AM$223,$H230:$M230,0)),1,0)*IF(ISNUMBER($G230),(1-$G230),1) + IF(ISNUMBER(MATCH(AM$223,$N230:$S230,0)),-1,0)*_xlfn.IFS(ISNUMBER($E230),$E230,ISNUMBER($F230),$F230,ISNUMBER($G230),$G230,AND($E230=0,$F230=0,$G230=0),1)","v":0},{"$f":"IF(ISNUMBER(MATCH(AN$223,$H230:$M230,0)),1,0)*IF(ISNUMBER($G230),(1-$G230),1) + IF(ISNUMBER(MATCH(AN$223,$N230:$S230,0)),-1,0)*_xlfn.IFS(ISNUMBER($E230),$E230,ISNUMBER($F230),$F230,ISNUMBER($G230),$G230,AND($E230=0,$F230=0,$G230=0),1)","v":0},{"$f":"IF(ISNUMBER(MATCH(AO$223,$H230:$M230,0)),1,0)*IF(ISNUMBER($G230),(1-$G230),1) + IF(ISNUMBER(MATCH(AO$223,$N230:$S230,0)),-1,0)*_xlfn.IFS(ISNUMBER($E230),$E230,ISNUMBER($F230),$F230,ISNUMBER($G230),$G230,AND($E230=0,$F230=0,$G230=0),1)","v":0},{"$f":"IF(ISNUMBER(MATCH(AP$223,$H230:$M230,0)),1,0)*IF(ISNUMBER($G230),(1-$G230),1) + IF(ISNUMBER(MATCH(AP$223,$N230:$S230,0)),-1,0)*_xlfn.IFS(ISNUMBER($E230),$E230,ISNUMBER($F230),$F230,ISNUMBER($G230),$G230,AND($E230=0,$F230=0,$G230=0),1)","v":0},{"$f":"IF(ISNUMBER(MATCH(AQ$223,$H230:$M230,0)),1,0)*IF(ISNUMBER($G230),(1-$G230),1) + IF(ISNUMBER(MATCH(AQ$223,$N230:$S230,0)),-1,0)*_xlfn.IFS(ISNUMBER($E230),$E230,ISNUMBER($F230),$F230,ISNUMBER($G230),$G230,AND($E230=0,$F230=0,$G230=0),1)","v":0},null,{"$f":"D230+0","v":12}]
[null,"Chassis","Conservation",null,null,null,null,"e_rack_rpdu-ch2",null,null,null,null,null,"q_rack_ ch2,a","q_rack_ ch2,l",null,null,null,null,null,"q_rack_ ch1,a",12,null,{"$f":"IF(ISNUMBER(MATCH(X$223,$H231:$M231,0)),1,0)*IF(ISNUMBER($G231),(1-$G231),1) + IF(ISNUMBER(MATCH(X$223,$N231:$S231,0)),-1,0)*_xlfn.IFS(ISNUMBER($E231),$E231,ISNUMBER($F231),$F231,ISNUMBER($G231),$G231,AND($E231=0,$F231=0,$G231=0),1)","v":0},{"$f":"IF(ISNUMBER(MATCH(Y$223,$H231:$M231,0)),1,0)*IF(ISNUMBER($G231),(1-$G231),1) + IF(ISNUMBER(MATCH(Y$223,$N231:$S231,0)),-1,0)*_xlfn.IFS(ISNUMBER($E231),$E231,ISNUMBER($F231),$F231,ISNUMBER($G231),$G231,AND($E231=0,$F231=0,$G231=0),1)","v":0},{"$f":"IF(ISNUMBER(MATCH(Z$223,$H231:$M231,0)),1,0)*IF(ISNUMBER($G231),(1-$G231),1) + IF(ISNUMBER(MATCH(Z$223,$N231:$S231,0)),-1,0)*_xlfn.IFS(ISNUMBER($E231),$E231,ISNUMBER($F231),$F231,ISNUMBER($G231),$G231,AND($E231=0,$F231=0,$G231=0),1)","v":0},{"$f":"IF(ISNUMBER(MATCH(AA$223,$H231:$M231,0)),1,0)*IF(ISNUMBER($G231),(1-$G231),1) + IF(ISNUMBER(MATCH(AA$223,$N231:$S231,0)),-1,0)*_xlfn.IFS(ISNUMBER($E231),$E231,ISNUMBER($F231),$F231,ISNUMBER($G231),$G231,AND($E231=0,$F231=0,$G231=0),1)","v":0},{"$f":"IF(ISNUMBER(MATCH(AB$223,$H231:$M231,0)),1,0)*IF(ISNUMBER($G231),(1-$G231),1) + IF(ISNUMBER(MATCH(AB$223,$N231:$S231,0)),-1,0)*_xlfn.IFS(ISNUMBER($E231),$E231,ISNUMBER($F231),$F231,ISNUMBER($G231),$G231,AND($E231=0,$F231=0,$G231=0),1)","v":1},{"$f":"IF(ISNUMBER(MATCH(AC$223,$H231:$M231,0)),1,0)*IF(ISNUMBER($G231),(1-$G231),1) + IF(ISNUMBER(MATCH(AC$223,$N231:$S231,0)),-1,0)*_xlfn.IFS(ISNUMBER($E231),$E231,ISNUMBER($F231),$F231,ISNUMBER($G231),$G231,AND($E231=0,$F231=0,$G231=0),1)","v":0},{"$f":"IF(ISNUMBER(MATCH(AD$223,$H231:$M231,0)),1,0)*IF(ISNUMBER($G231),(1-$G231),1) + IF(ISNUMBER(MATCH(AD$223,$N231:$S231,0)),-1,0)*_xlfn.IFS(ISNUMBER($E231),$E231,ISNUMBER($F231),$F231,ISNUMBER($G231),$G231,AND($E231=0,$F231=0,$G231=0),1)","v":0},{"$f":"IF(ISNUMBER(MATCH(AE$223,$H231:$M231,0)),1,0)*IF(ISNUMBER($G231),(1-$G231),1) + IF(ISNUMBER(MATCH(AE$223,$N231:$S231,0)),-1,0)*_xlfn.IFS(ISNUMBER($E231),$E231,ISNUMBER($F231),$F231,ISNUMBER($G231),$G231,AND($E231=0,$F231=0,$G231=0),1)","v":0},{"$f":"IF(ISNUMBER(MATCH(AF$223,$H231:$M231,0)),1,0)*IF(ISNUMBER($G231),(1-$G231),1) + IF(ISNUMBER(MATCH(AF$223,$N231:$S231,0)),-1,0)*_xlfn.IFS(ISNUMBER($E231),$E231,ISNUMBER($F231),$F231,ISNUMBER($G231),$G231,AND($E231=0,$F231=0,$G231=0),1)","v":-1},{"$f":"IF(ISNUMBER(MATCH(AG$223,$H231:$M231,0)),1,0)*IF(ISNUMBER($G231),(1-$G231),1) + IF(ISNUMBER(MATCH(AG$223,$N231:$S231,0)),-1,0)*_xlfn.IFS(ISNUMBER($E231),$E231,ISNUMBER($F231),$F231,ISNUMBER($G231),$G231,AND($E231=0,$F231=0,$G231=0),1)","v":0},{"$f":"IF(ISNUMBER(MATCH(AH$223,$H231:$M231,0)),1,0)*IF(ISNUMBER($G231),(1-$G231),1) + IF(ISNUMBER(MATCH(AH$223,$N231:$S231,0)),-1,0)*_xlfn.IFS(ISNUMBER($E231),$E231,ISNUMBER($F231),$F231,ISNUMBER($G231),$G231,AND($E231=0,$F231=0,$G231=0),1)","v":0},{"$f":"IF(ISNUMBER(MATCH(AI$223,$H231:$M231,0)),1,0)*IF(ISNUMBER($G231),(1-$G231),1) + IF(ISNUMBER(MATCH(AI$223,$N231:$S231,0)),-1,0)*_xlfn.IFS(ISNUMBER($E231),$E231,ISNUMBER($F231),$F231,ISNUMBER($G231),$G231,AND($E231=0,$F231=0,$G231=0),1)","v":-1},{"$f":"IF(ISNUMBER(MATCH(AJ$223,$H231:$M231,0)),1,0)*IF(ISNUMBER($G231),(1-$G231),1) + IF(ISNUMBER(MATCH(AJ$223,$N231:$S231,0)),-1,0)*_xlfn.IFS(ISNUMBER($E231),$E231,ISNUMBER($F231),$F231,ISNUMBER($G231),$G231,AND($E231=0,$F231=0,$G231=0),1)","v":0},{"$f":"IF(ISNUMBER(MATCH(AK$223,$H231:$M231,0)),1,0)*IF(ISNUMBER($G231),(1-$G231),1) + IF(ISNUMBER(MATCH(AK$223,$N231:$S231,0)),-1,0)*_xlfn.IFS(ISNUMBER($E231),$E231,ISNUMBER($F231),$F231,ISNUMBER($G231),$G231,AND($E231=0,$F231=0,$G231=0),1)","v":0},{"$f":"IF(ISNUMBER(MATCH(AL$223,$H231:$M231,0)),1,0)*IF(ISNUMBER($G231),(1-$G231),1) + IF(ISNUMBER(MATCH(AL$223,$N231:$S231,0)),-1,0)*_xlfn.IFS(ISNUMBER($E231),$E231,ISNUMBER($F231),$F231,ISNUMBER($G231),$G231,AND($E231=0,$F231=0,$G231=0),1)","v":0},{"$f":"IF(ISNUMBER(MATCH(AM$223,$H231:$M231,0)),1,0)*IF(ISNUMBER($G231),(1-$G231),1) + IF(ISNUMBER(MATCH(AM$223,$N231:$S231,0)),-1,0)*_xlfn.IFS(ISNUMBER($E231),$E231,ISNUMBER($F231),$F231,ISNUMBER($G231),$G231,AND($E231=0,$F231=0,$G231=0),1)","v":0},{"$f":"IF(ISNUMBER(MATCH(AN$223,$H231:$M231,0)),1,0)*IF(ISNUMBER($G231),(1-$G231),1) + IF(ISNUMBER(MATCH(AN$223,$N231:$S231,0)),-1,0)*_xlfn.IFS(ISNUMBER($E231),$E231,ISNUMBER($F231),$F231,ISNUMBER($G231),$G231,AND($E231=0,$F231=0,$G231=0),1)","v":0},{"$f":"IF(ISNUMBER(MATCH(AO$223,$H231:$M231,0)),1,0)*IF(ISNUMBER($G231),(1-$G231),1) + IF(ISNUMBER(MATCH(AO$223,$N231:$S231,0)),-1,0)*_xlfn.IFS(ISNUMBER($E231),$E231,ISNUMBER($F231),$F231,ISNUMBER($G231),$G231,AND($E231=0,$F231=0,$G231=0),1)","v":0},{"$f":"IF(ISNUMBER(MATCH(AP$223,$H231:$M231,0)),1,0)*IF(ISNUMBER($G231),(1-$G231),1) + IF(ISNUMBER(MATCH(AP$223,$N231:$S231,0)),-1,0)*_xlfn.IFS(ISNUMBER($E231),$E231,ISNUMBER($F231),$F231,ISNUMBER($G231),$G231,AND($E231=0,$F231=0,$G231=0),1)","v":0},{"$f":"IF(ISNUMBER(MATCH(AQ$223,$H231:$M231,0)),1,0)*IF(ISNUMBER($G231),(1-$G231),1) + IF(ISNUMBER(MATCH(AQ$223,$N231:$S231,0)),-1,0)*_xlfn.IFS(ISNUMBER($E231),$E231,ISNUMBER($F231),$F231,ISNUMBER($G231),$G231,AND($E231=0,$F231=0,$G231=0),1)","v":0},null,{"$f":"D231+0","v":0}]
[null,null,"ITE load (L4)",null,{"$f":"'Rack Configure'!F52","v":0},null,null,"w_rack_ch2",null,null,null,null,null,"e_rack_rpdu-ch2",null,null,null,null,null,null,"q_rack_ ch2,a",0,null,{"$f":"IF(ISNUMBER(MATCH(X$223,$H232:$M232,0)),1,0)*IF(ISNUMBER($G232),(1-$G232),1) + IF(ISNUMBER(MATCH(X$223,$N232:$S232,0)),-1,0)*_xlfn.IFS(ISNUMBER($E232),$E232,ISNUMBER($F232),$F232,ISNUMBER($G232),$G232,AND($E232=0,$F232=0,$G232=0),1)","v":0},{"$f":"IF(ISNUMBER(MATCH(Y$223,$H232:$M232,0)),1,0)*IF(ISNUMBER($G232),(1-$G232),1) + IF(ISNUMBER(MATCH(Y$223,$N232:$S232,0)),-1,0)*_xlfn.IFS(ISNUMBER($E232),$E232,ISNUMBER($F232),$F232,ISNUMBER($G232),$G232,AND($E232=0,$F232=0,$G232=0),1)","v":0},{"$f":"IF(ISNUMBER(MATCH(Z$223,$H232:$M232,0)),1,0)*IF(ISNUMBER($G232),(1-$G232),1) + IF(ISNUMBER(MATCH(Z$223,$N232:$S232,0)),-1,0)*_xlfn.IFS(ISNUMBER($E232),$E232,ISNUMBER($F232),$F232,ISNUMBER($G232),$G232,AND($E232=0,$F232=0,$G232=0),1)","v":0},{"$f":"IF(ISNUMBER(MATCH(AA$223,$H232:$M232,0)),1,0)*IF(ISNUMBER($G232),(1-$G232),1) + IF(ISNUMBER(MATCH(AA$223,$N232:$S232,0)),-1,0)*_xlfn.IFS(ISNUMBER($E232),$E232,ISNUMBER($F232),$F232,ISNUMBER($G232),$G232,AND($E232=0,$F232=0,$G232=0),1)","v":0},{"$f":"IF(ISNUMBER(MATCH(AB$223,$H232:$M232,0)),1,0)*IF(ISNUMBER($G232),(1-$G232),1) + IF(ISNUMBER(MATCH(AB$223,$N232:$S232,0)),-1,0)*_xlfn.IFS(ISNUMBER($E232),$E232,ISNUMBER($F232),$F232,ISNUMBER($G232),$G232,AND($E232=0,$F232=0,$G232=0),1)","v":0},{"$f":"IF(ISNUMBER(MATCH(AC$223,$H232:$M232,0)),1,0)*IF(ISNUMBER($G232),(1-$G232),1) + IF(ISNUMBER(MATCH(AC$223,$N232:$S232,0)),-1,0)*_xlfn.IFS(ISNUMBER($E232),$E232,ISNUMBER($F232),$F232,ISNUMBER($G232),$G232,AND($E232=0,$F232=0,$G232=0),1)","v":0},{"$f":"IF(ISNUMBER(MATCH(AD$223,$H232:$M232,0)),1,0)*IF(ISNUMBER($G232),(1-$G232),1) + IF(ISNUMBER(MATCH(AD$223,$N232:$S232,0)),-1,0)*_xlfn.IFS(ISNUMBER($E232),$E232,ISNUMBER($F232),$F232,ISNUMBER($G232),$G232,AND($E232=0,$F232=0,$G232=0),1)","v":0},{"$f":"IF(ISNUMBER(MATCH(AE$223,$H232:$M232,0)),1,0)*IF(ISNUMBER($G232),(1-$G232),1) + IF(ISNUMBER(MATCH(AE$223,$N232:$S232,0)),-1,0)*_xlfn.IFS(ISNUMBER($E232),$E232,ISNUMBER($F232),$F232,ISNUMBER($G232),$G232,AND($E232=0,$F232=0,$G232=0),1)","v":0},{"$f":"IF(ISNUMBER(MATCH(AF$223,$H232:$M232,0)),1,0)*IF(ISNUMBER($G232),(1-$G232),1) + IF(ISNUMBER(MATCH(AF$223,$N232:$S232,0)),-1,0)*_xlfn.IFS(ISNUMBER($E232),$E232,ISNUMBER($F232),$F232,ISNUMBER($G232),$G232,AND($E232=0,$F232=0,$G232=0),1)","v":0},{"$f":"IF(ISNUMBER(MATCH(AG$223,$H232:$M232,0)),1,0)*IF(ISNUMBER($G232),(1-$G232),1) + IF(ISNUMBER(MATCH(AG$223,$N232:$S232,0)),-1,0)*_xlfn.IFS(ISNUMBER($E232),$E232,ISNUMBER($F232),$F232,ISNUMBER($G232),$G232,AND($E232=0,$F232=0,$G232=0),1)","v":0},{"$f":"IF(ISNUMBER(MATCH(AH$223,$H232:$M232,0)),1,0)*IF(ISNUMBER($G232),(1-$G232),1) + IF(ISNUMBER(MATCH(AH$223,$N232:$S232,0)),-1,0)*_xlfn.IFS(ISNUMBER($E232),$E232,ISNUMBER($F232),$F232,ISNUMBER($G232),$G232,AND($E232=0,$F232=0,$G232=0),1)","v":0},{"$f":"IF(ISNUMBER(MATCH(AI$223,$H232:$M232,0)),1,0)*IF(ISNUMBER($G232),(1-$G232),1) + IF(ISNUMBER(MATCH(AI$223,$N232:$S232,0)),-1,0)*_xlfn.IFS(ISNUMBER($E232),$E232,ISNUMBER($F232),$F232,ISNUMBER($G232),$G232,AND($E232=0,$F232=0,$G232=0),1)","v":0},{"$f":"IF(ISNUMBER(MATCH(AJ$223,$H232:$M232,0)),1,0)*IF(ISNUMBER($G232),(1-$G232),1) + IF(ISNUMBER(MATCH(AJ$223,$N232:$S232,0)),-1,0)*_xlfn.IFS(ISNUMBER($E232),$E232,ISNUMBER($F232),$F232,ISNUMBER($G232),$G232,AND($E232=0,$F232=0,$G232=0),1)","v":0},{"$f":"IF(ISNUMBER(MATCH(AK$223,$H232:$M232,0)),1,0)*IF(ISNUMBER($G232),(1-$G232),1) + IF(ISNUMBER(MATCH(AK$223,$N232:$S232,0)),-1,0)*_xlfn.IFS(ISNUMBER($E232),$E232,ISNUMBER($F232),$F232,ISNUMBER($G232),$G232,AND($E232=0,$F232=0,$G232=0),1)","v":0},{"$f":"IF(ISNUMBER(MATCH(AL$223,$H232:$M232,0)),1,0)*IF(ISNUMBER($G232),(1-$G232),1) + IF(ISNUMBER(MATCH(AL$223,$N232:$S232,0)),-1,0)*_xlfn.IFS(ISNUMBER($E232),$E232,ISNUMBER($F232),$F232,ISNUMBER($G232),$G232,AND($E232=0,$F232=0,$G232=0),1)","v":0},{"$f":"IF(ISNUMBER(MATCH(AM$223,$H232:$M232,0)),1,0)*IF(ISNUMBER($G232),(1-$G232),1) + IF(ISNUMBER(MATCH(AM$223,$N232:$S232,0)),-1,0)*_xlfn.IFS(ISNUMBER($E232),$E232,ISNUMBER($F232),$F232,ISNUMBER($G232),$G232,AND($E232=0,$F232=0,$G232=0),1)","v":0},{"$f":"IF(ISNUMBER(MATCH(AN$223,$H232:$M232,0)),1,0)*IF(ISNUMBER($G232),(1-$G232),1) + IF(ISNUMBER(MATCH(AN$223,$N232:$S232,0)),-1,0)*_xlfn.IFS(ISNUMBER($E232),$E232,ISNUMBER($F232),$F232,ISNUMBER($G232),$G232,AND($E232=0,$F232=0,$G232=0),1)","v":0},{"$f":"IF(ISNUMBER(MATCH(AO$223,$H232:$M232,0)),1,0)*IF(ISNUMBER($G232),(1-$G232),1) + IF(ISNUMBER(MATCH(AO$223,$N232:$S232,0)),-1,0)*_xlfn.IFS(ISNUMBER($E232),$E232,ISNUMBER($F232),$F232,ISNUMBER($G232),$G232,AND($E232=0,$F232=0,$G232=0),1)","v":0},{"$f":"IF(ISNUMBER(MATCH(AP$223,$H232:$M232,0)),1,0)*IF(ISNUMBER($G232),(1-$G232),1) + IF(ISNUMBER(MATCH(AP$223,$N232:$S232,0)),-1,0)*_xlfn.IFS(ISNUMBER($E232),$E232,ISNUMBER($F232),$F232,ISNUMBER($G232),$G232,AND($E232=0,$F232=0,$G232=0),1)","v":1},{"$f":"IF(ISNUMBER(MATCH(AQ$223,$H232:$M232,0)),1,0)*IF(ISNUMBER($G232),(1-$G232),1) + IF(ISNUMBER(MATCH(AQ$223,$N232:$S232,0)),-1,0)*_xlfn.IFS(ISNUMBER($E232),$E232,ISNUMBER($F232),$F232,ISNUMBER($G232),$G232,AND($E232=0,$F232=0,$G232=0),1)","v":0},null,{"$f":"D232+0","v":0}]
[null,null,"Split",null,null,null,{"$f":"'Rack Configure'!F49","v":1},"q_rack_ ch2,a",null,null,null,null,null,"q_rack_ ch2,l",null,null,null,null,null,null,"q_rack_ ch3,a",0,null,{"$f":"IF(ISNUMBER(MATCH(X$223,$H233:$M233,0)),1,0)*IF(ISNUMBER($G233),(1-$G233),1) + IF(ISNUMBER(MATCH(X$223,$N233:$S233,0)),-1,0)*_xlfn.IFS(ISNUMBER($E233),$E233,ISNUMBER($F233),$F233,ISNUMBER($G233),$G233,AND($E233=0,$F233=0,$G233=0),1)","v":0},{"$f":"IF(ISNUMBER(MATCH(Y$223,$H233:$M233,0)),1,0)*IF(ISNUMBER($G233),(1-$G233),1) + IF(ISNUMBER(MATCH(Y$223,$N233:$S233,0)),-1,0)*_xlfn.IFS(ISNUMBER($E233),$E233,ISNUMBER($F233),$F233,ISNUMBER($G233),$G233,AND($E233=0,$F233=0,$G233=0),1)","v":0},{"$f":"IF(ISNUMBER(MATCH(Z$223,$H233:$M233,0)),1,0)*IF(ISNUMBER($G233),(1-$G233),1) + IF(ISNUMBER(MATCH(Z$223,$N233:$S233,0)),-1,0)*_xlfn.IFS(ISNUMBER($E233),$E233,ISNUMBER($F233),$F233,ISNUMBER($G233),$G233,AND($E233=0,$F233=0,$G233=0),1)","v":0},{"$f":"IF(ISNUMBER(MATCH(AA$223,$H233:$M233,0)),1,0)*IF(ISNUMBER($G233),(1-$G233),1) + IF(ISNUMBER(MATCH(AA$223,$N233:$S233,0)),-1,0)*_xlfn.IFS(ISNUMBER($E233),$E233,ISNUMBER($F233),$F233,ISNUMBER($G233),$G233,AND($E233=0,$F233=0,$G233=0),1)","v":0},{"$f":"IF(ISNUMBER(MATCH(AB$223,$H233:$M233,0)),1,0)*IF(ISNUMBER($G233),(1-$G233),1) + IF(ISNUMBER(MATCH(AB$223,$N233:$S233,0)),-1,0)*_xlfn.IFS(ISNUMBER($E233),$E233,ISNUMBER($F233),$F233,ISNUMBER($G233),$G233,AND($E233=0,$F233=0,$G233=0),1)","v":0},{"$f":"IF(ISNUMBER(MATCH(AC$223,$H233:$M233,0)),1,0)*IF(ISNUMBER($G233),(1-$G233),1) + IF(ISNUMBER(MATCH(AC$223,$N233:$S233,0)),-1,0)*_xlfn.IFS(ISNUMBER($E233),$E233,ISNUMBER($F233),$F233,ISNUMBER($G233),$G233,AND($E233=0,$F233=0,$G233=0),1)","v":0},{"$f":"IF(ISNUMBER(MATCH(AD$223,$H233:$M233,0)),1,0)*IF(ISNUMBER($G233),(1-$G233),1) + IF(ISNUMBER(MATCH(AD$223,$N233:$S233,0)),-1,0)*_xlfn.IFS(ISNUMBER($E233),$E233,ISNUMBER($F233),$F233,ISNUMBER($G233),$G233,AND($E233=0,$F233=0,$G233=0),1)","v":0},{"$f":"IF(ISNUMBER(MATCH(AE$223,$H233:$M233,0)),1,0)*IF(ISNUMBER($G233),(1-$G233),1) + IF(ISNUMBER(MATCH(AE$223,$N233:$S233,0)),-1,0)*_xlfn.IFS(ISNUMBER($E233),$E233,ISNUMBER($F233),$F233,ISNUMBER($G233),$G233,AND($E233=0,$F233=0,$G233=0),1)","v":0},{"$f":"IF(ISNUMBER(MATCH(AF$223,$H233:$M233,0)),1,0)*IF(ISNUMBER($G233),(1-$G233),1) + IF(ISNUMBER(MATCH(AF$223,$N233:$S233,0)),-1,0)*_xlfn.IFS(ISNUMBER($E233),$E233,ISNUMBER($F233),$F233,ISNUMBER($G233),$G233,AND($E233=0,$F233=0,$G233=0),1)","v":0},{"$f":"IF(ISNUMBER(MATCH(AG$223,$H233:$M233,0)),1,0)*IF(ISNUMBER($G233),(1-$G233),1) + IF(ISNUMBER(MATCH(AG$223,$N233:$S233,0)),-1,0)*_xlfn.IFS(ISNUMBER($E233),$E233,ISNUMBER($F233),$F233,ISNUMBER($G233),$G233,AND($E233=0,$F233=0,$G233=0),1)","v":0},{"$f":"IF(ISNUMBER(MATCH(AH$223,$H233:$M233,0)),1,0)*IF(ISNUMBER($G233),(1-$G233),1) + IF(ISNUMBER(MATCH(AH$223,$N233:$S233,0)),-1,0)*_xlfn.IFS(ISNUMBER($E233),$E233,ISNUMBER($F233),$F233,ISNUMBER($G233),$G233,AND($E233=0,$F233=0,$G233=0),1)","v":0},{"$f":"IF(ISNUMBER(MATCH(AI$223,$H233:$M233,0)),1,0)*IF(ISNUMBER($G233),(1-$G233),1) + IF(ISNUMBER(MATCH(AI$223,$N233:$S233,0)),-1,0)*_xlfn.IFS(ISNUMBER($E233),$E233,ISNUMBER($F233),$F233,ISNUMBER($G233),$G233,AND($E233=0,$F233=0,$G233=0),1)","v":-1},{"$f":"IF(ISNUMBER(MATCH(AJ$223,$H233:$M233,0)),1,0)*IF(ISNUMBER($G233),(1-$G233),1) + IF(ISNUMBER(MATCH(AJ$223,$N233:$S233,0)),-1,0)*_xlfn.IFS(ISNUMBER($E233),$E233,ISNUMBER($F233),$F233,ISNUMBER($G233),$G233,AND($E233=0,$F233=0,$G233=0),1)","v":0},{"$f":"IF(ISNUMBER(MATCH(AK$223,$H233:$M233,0)),1,0)*IF(ISNUMBER($G233),(1-$G233),1) + IF(ISNUMBER(MATCH(AK$223,$N233:$S233,0)),-1,0)*_xlfn.IFS(ISNUMBER($E233),$E233,ISNUMBER($F233),$F233,ISNUMBER($G233),$G233,AND($E233=0,$F233=0,$G233=0),1)","v":0},{"$f":"IF(ISNUMBER(MATCH(AL$223,$H233:$M233,0)),1,0)*IF(ISNUMBER($G233),(1-$G233),1) + IF(ISNUMBER(MATCH(AL$223,$N233:$S233,0)),-1,0)*_xlfn.IFS(ISNUMBER($E233),$E233,ISNUMBER($F233),$F233,ISNUMBER($G233),$G233,AND($E233=0,$F233=0,$G233=0),1)","v":0},{"$f":"IF(ISNUMBER(MATCH(AM$223,$H233:$M233,0)),1,0)*IF(ISNUMBER($G233),(1-$G233),1) + IF(ISNUMBER(MATCH(AM$223,$N233:$S233,0)),-1,0)*_xlfn.IFS(ISNUMBER($E233),$E233,ISNUMBER($F233),$F233,ISNUMBER($G233),$G233,AND($E233=0,$F233=0,$G233=0),1)","v":0},{"$f":"IF(ISNUMBER(MATCH(AN$223,$H233:$M233,0)),1,0)*IF(ISNUMBER($G233),(1-$G233),1) + IF(ISNUMBER(MATCH(AN$223,$N233:$S233,0)),-1,0)*_xlfn.IFS(ISNUMBER($E233),$E233,ISNUMBER($F233),$F233,ISNUMBER($G233),$G233,AND($E233=0,$F233=0,$G233=0),1)","v":0},{"$f":"IF(ISNUMBER(MATCH(AO$223,$H233:$M233,0)),1,0)*IF(ISNUMBER($G233),(1-$G233),1) + IF(ISNUMBER(MATCH(AO$223,$N233:$S233,0)),-1,0)*_xlfn.IFS(ISNUMBER($E233),$E233,ISNUMBER($F233),$F233,ISNUMBER($G233),$G233,AND($E233=0,$F233=0,$G233=0),1)","v":0},{"$f":"IF(ISNUMBER(MATCH(AP$223,$H233:$M233,0)),1,0)*IF(ISNUMBER($G233),(1-$G233),1) + IF(ISNUMBER(MATCH(AP$223,$N233:$S233,0)),-1,0)*_xlfn.IFS(ISNUMBER($E233),$E233,ISNUMBER($F233),$F233,ISNUMBER($G233),$G233,AND($E233=0,$F233=0,$G233=0),1)","v":0},{"$f":"IF(ISNUMBER(MATCH(AQ$223,$H233:$M233,0)),1,0)*IF(ISNUMBER($G233),(1-$G233),1) + IF(ISNUMBER(MATCH(AQ$223,$N233:$S233,0)),-1,0)*_xlfn.IFS(ISNUMBER($E233),$E233,ISNUMBER($F233),$F233,ISNUMBER($G233),$G233,AND($E233=0,$F233=0,$G233=0),1)","v":0},null,{"$f":"D233+0","v":0}]
[null,null,"Load",{"$f":"'Rack Configure'!F40*'Rack Configure'!F42","v":0},null,null,null,"e_rack_rpdu-ch2",null,null,null,null,null,null,null,null,null,null,null,null,"q_rack_ ch1,l",0,null,{"$f":"IF(ISNUMBER(MATCH(X$223,$H234:$M234,0)),1,0)*IF(ISNUMBER($G234),(1-$G234),1) + IF(ISNUMBER(MATCH(X$223,$N234:$S234,0)),-1,0)*_xlfn.IFS(ISNUMBER($E234),$E234,ISNUMBER($F234),$F234,ISNUMBER($G234),$G234,AND($E234=0,$F234=0,$G234=0),1)","v":0},{"$f":"IF(ISNUMBER(MATCH(Y$223,$H234:$M234,0)),1,0)*IF(ISNUMBER($G234),(1-$G234),1) + IF(ISNUMBER(MATCH(Y$223,$N234:$S234,0)),-1,0)*_xlfn.IFS(ISNUMBER($E234),$E234,ISNUMBER($F234),$F234,ISNUMBER($G234),$G234,AND($E234=0,$F234=0,$G234=0),1)","v":0},{"$f":"IF(ISNUMBER(MATCH(Z$223,$H234:$M234,0)),1,0)*IF(ISNUMBER($G234),(1-$G234),1) + IF(ISNUMBER(MATCH(Z$223,$N234:$S234,0)),-1,0)*_xlfn.IFS(ISNUMBER($E234),$E234,ISNUMBER($F234),$F234,ISNUMBER($G234),$G234,AND($E234=0,$F234=0,$G234=0),1)","v":0},{"$f":"IF(ISNUMBER(MATCH(AA$223,$H234:$M234,0)),1,0)*IF(ISNUMBER($G234),(1-$G234),1) + IF(ISNUMBER(MATCH(AA$223,$N234:$S234,0)),-1,0)*_xlfn.IFS(ISNUMBER($E234),$E234,ISNUMBER($F234),$F234,ISNUMBER($G234),$G234,AND($E234=0,$F234=0,$G234=0),1)","v":0},{"$f":"IF(ISNUMBER(MATCH(AB$223,$H234:$M234,0)),1,0)*IF(ISNUMBER($G234),(1-$G234),1) + IF(ISNUMBER(MATCH(AB$223,$N234:$S234,0)),-1,0)*_xlfn.IFS(ISNUMBER($E234),$E234,ISNUMBER($F234),$F234,ISNUMBER($G234),$G234,AND($E234=0,$F234=0,$G234=0),1)","v":1},{"$f":"IF(ISNUMBER(MATCH(AC$223,$H234:$M234,0)),1,0)*IF(ISNUMBER($G234),(1-$G234),1) + IF(ISNUMBER(MATCH(AC$223,$N234:$S234,0)),-1,0)*_xlfn.IFS(ISNUMBER($E234),$E234,ISNUMBER($F234),$F234,ISNUMBER($G234),$G234,AND($E234=0,$F234=0,$G234=0),1)","v":0},{"$f":"IF(ISNUMBER(MATCH(AD$223,$H234:$M234,0)),1,0)*IF(ISNUMBER($G234),(1-$G234),1) + IF(ISNUMBER(MATCH(AD$223,$N234:$S234,0)),-1,0)*_xlfn.IFS(ISNUMBER($E234),$E234,ISNUMBER($F234),$F234,ISNUMBER($G234),$G234,AND($E234=0,$F234=0,$G234=0),1)","v":0},{"$f":"IF(ISNUMBER(MATCH(AE$223,$H234:$M234,0)),1,0)*IF(ISNUMBER($G234),(1-$G234),1) + IF(ISNUMBER(MATCH(AE$223,$N234:$S234,0)),-1,0)*_xlfn.IFS(ISNUMBER($E234),$E234,ISNUMBER($F234),$F234,ISNUMBER($G234),$G234,AND($E234=0,$F234=0,$G234=0),1)","v":0},{"$f":"IF(ISNUMBER(MATCH(AF$223,$H234:$M234,0)),1,0)*IF(ISNUMBER($G234),(1-$G234),1) + IF(ISNUMBER(MATCH(AF$223,$N234:$S234,0)),-1,0)*_xlfn.IFS(ISNUMBER($E234),$E234,ISNUMBER($F234),$F234,ISNUMBER($G234),$G234,AND($E234=0,$F234=0,$G234=0),1)","v":0},{"$f":"IF(ISNUMBER(MATCH(AG$223,$H234:$M234,0)),1,0)*IF(ISNUMBER($G234),(1-$G234),1) + IF(ISNUMBER(MATCH(AG$223,$N234:$S234,0)),-1,0)*_xlfn.IFS(ISNUMBER($E234),$E234,ISNUMBER($F234),$F234,ISNUMBER($G234),$G234,AND($E234=0,$F234=0,$G234=0),1)","v":0},{"$f":"IF(ISNUMBER(MATCH(AH$223,$H234:$M234,0)),1,0)*IF(ISNUMBER($G234),(1-$G234),1) + IF(ISNUMBER(MATCH(AH$223,$N234:$S234,0)),-1,0)*_xlfn.IFS(ISNUMBER($E234),$E234,ISNUMBER($F234),$F234,ISNUMBER($G234),$G234,AND($E234=0,$F234=0,$G234=0),1)","v":0},{"$f":"IF(ISNUMBER(MATCH(AI$223,$H234:$M234,0)),1,0)*IF(ISNUMBER($G234),(1-$G234),1) + IF(ISNUMBER(MATCH(AI$223,$N234:$S234,0)),-1,0)*_xlfn.IFS(ISNUMBER($E234),$E234,ISNUMBER($F234),$F234,ISNUMBER($G234),$G234,AND($E234=0,$F234=0,$G234=0),1)","v":0},{"$f":"IF(ISNUMBER(MATCH(AJ$223,$H234:$M234,0)),1,0)*IF(ISNUMBER($G234),(1-$G234),1) + IF(ISNUMBER(MATCH(AJ$223,$N234:$S234,0)),-1,0)*_xlfn.IFS(ISNUMBER($E234),$E234,ISNUMBER($F234),$F234,ISNUMBER($G234),$G234,AND($E234=0,$F234=0,$G234=0),1)","v":0},{"$f":"IF(ISNUMBER(MATCH(AK$223,$H234:$M234,0)),1,0)*IF(ISNUMBER($G234),(1-$G234),1) + IF(ISNUMBER(MATCH(AK$223,$N234:$S234,0)),-1,0)*_xlfn.IFS(ISNUMBER($E234),$E234,ISNUMBER($F234),$F234,ISNUMBER($G234),$G234,AND($E234=0,$F234=0,$G234=0),1)","v":0},{"$f":"IF(ISNUMBER(MATCH(AL$223,$H234:$M234,0)),1,0)*IF(ISNUMBER($G234),(1-$G234),1) + IF(ISNUMBER(MATCH(AL$223,$N234:$S234,0)),-1,0)*_xlfn.IFS(ISNUMBER($E234),$E234,ISNUMBER($F234),$F234,ISNUMBER($G234),$G234,AND($E234=0,$F234=0,$G234=0),1)","v":0},{"$f":"IF(ISNUMBER(MATCH(AM$223,$H234:$M234,0)),1,0)*IF(ISNUMBER($G234),(1-$G234),1) + IF(ISNUMBER(MATCH(AM$223,$N234:$S234,0)),-1,0)*_xlfn.IFS(ISNUMBER($E234),$E234,ISNUMBER($F234),$F234,ISNUMBER($G234),$G234,AND($E234=0,$F234=0,$G234=0),1)","v":0},{"$f":"IF(ISNUMBER(MATCH(AN$223,$H234:$M234,0)),1,0)*IF(ISNUMBER($G234),(1-$G234),1) + IF(ISNUMBER(MATCH(AN$223,$N234:$S234,0)),-1,0)*_xlfn.IFS(ISNUMBER($E234),$E234,ISNUMBER($F234),$F234,ISNUMBER($G234),$G234,AND($E234=0,$F234=0,$G234=0),1)","v":0},{"$f":"IF(ISNUMBER(MATCH(AO$223,$H234:$M234,0)),1,0)*IF(ISNUMBER($G234),(1-$G234),1) + IF(ISNUMBER(MATCH(AO$223,$N234:$S234,0)),-1,0)*_xlfn.IFS(ISNUMBER($E234),$E234,ISNUMBER($F234),$F234,ISNUMBER($G234),$G234,AND($E234=0,$F234=0,$G234=0),1)","v":0},{"$f":"IF(ISNUMBER(MATCH(AP$223,$H234:$M234,0)),1,0)*IF(ISNUMBER($G234),(1-$G234),1) + IF(ISNUMBER(MATCH(AP$223,$N234:$S234,0)),-1,0)*_xlfn.IFS(ISNUMBER($E234),$E234,ISNUMBER($F234),$F234,ISNUMBER($G234),$G234,AND($E234=0,$F234=0,$G234=0),1)","v":0},{"$f":"IF(ISNUMBER(MATCH(AQ$223,$H234:$M234,0)),1,0)*IF(ISNUMBER($G234),(1-$G234),1) + IF(ISNUMBER(MATCH(AQ$223,$N234:$S234,0)),-1,0)*_xlfn.IFS(ISNUMBER($E234),$E234,ISNUMBER($F234),$F234,ISNUMBER($G234),$G234,AND($E234=0,$F234=0,$G234=0),1)","v":0},null,{"$f":"D234+0","v":0}]
[null,"Chassis","Conservation",null,null,null,null,"e_rack_rpdu-ch3",null,null,null,null,null,"q_rack_ ch3,a","q_rack_ ch3,l",null,null,null,null,null,"q_rack_ ch2,l",0,null,{"$f":"IF(ISNUMBER(MATCH(X$223,$H235:$M235,0)),1,0)*IF(ISNUMBER($G235),(1-$G235),1) + IF(ISNUMBER(MATCH(X$223,$N235:$S235,0)),-1,0)*_xlfn.IFS(ISNUMBER($E235),$E235,ISNUMBER($F235),$F235,ISNUMBER($G235),$G235,AND($E235=0,$F235=0,$G235=0),1)","v":0},{"$f":"IF(ISNUMBER(MATCH(Y$223,$H235:$M235,0)),1,0)*IF(ISNUMBER($G235),(1-$G235),1) + IF(ISNUMBER(MATCH(Y$223,$N235:$S235,0)),-1,0)*_xlfn.IFS(ISNUMBER($E235),$E235,ISNUMBER($F235),$F235,ISNUMBER($G235),$G235,AND($E235=0,$F235=0,$G235=0),1)","v":0},{"$f":"IF(ISNUMBER(MATCH(Z$223,$H235:$M235,0)),1,0)*IF(ISNUMBER($G235),(1-$G235),1) + IF(ISNUMBER(MATCH(Z$223,$N235:$S235,0)),-1,0)*_xlfn.IFS(ISNUMBER($E235),$E235,ISNUMBER($F235),$F235,ISNUMBER($G235),$G235,AND($E235=0,$F235=0,$G235=0),1)","v":0},{"$f":"IF(ISNUMBER(MATCH(AA$223,$H235:$M235,0)),1,0)*IF(ISNUMBER($G235),(1-$G235),1) + IF(ISNUMBER(MATCH(AA$223,$N235:$S235,0)),-1,0)*_xlfn.IFS(ISNUMBER($E235),$E235,ISNUMBER($F235),$F235,ISNUMBER($G235),$G235,AND($E235=0,$F235=0,$G235=0),1)","v":0},{"$f":"IF(ISNUMBER(MATCH(AB$223,$H235:$M235,0)),1,0)*IF(ISNUMBER($G235),(1-$G235),1) + IF(ISNUMBER(MATCH(AB$223,$N235:$S235,0)),-1,0)*_xlfn.IFS(ISNUMBER($E235),$E235,ISNUMBER($F235),$F235,ISNUMBER($G235),$G235,AND($E235=0,$F235=0,$G235=0),1)","v":0},{"$f":"IF(ISNUMBER(MATCH(AC$223,$H235:$M235,0)),1,0)*IF(ISNUMBER($G235),(1-$G235),1) + IF(ISNUMBER(MATCH(AC$223,$N235:$S235,0)),-1,0)*_xlfn.IFS(ISNUMBER($E235),$E235,ISNUMBER($F235),$F235,ISNUMBER($G235),$G235,AND($E235=0,$F235=0,$G235=0),1)","v":1},{"$f":"IF(ISNUMBER(MATCH(AD$223,$H235:$M235,0)),1,0)*IF(ISNUMBER($G235),(1-$G235),1) + IF(ISNUMBER(MATCH(AD$223,$N235:$S235,0)),-1,0)*_xlfn.IFS(ISNUMBER($E235),$E235,ISNUMBER($F235),$F235,ISNUMBER($G235),$G235,AND($E235=0,$F235=0,$G235=0),1)","v":0},{"$f":"IF(ISNUMBER(MATCH(AE$223,$H235:$M235,0)),1,0)*IF(ISNUMBER($G235),(1-$G235),1) + IF(ISNUMBER(MATCH(AE$223,$N235:$S235,0)),-1,0)*_xlfn.IFS(ISNUMBER($E235),$E235,ISNUMBER($F235),$F235,ISNUMBER($G235),$G235,AND($E235=0,$F235=0,$G235=0),1)","v":0},{"$f":"IF(ISNUMBER(MATCH(AF$223,$H235:$M235,0)),1,0)*IF(ISNUMBER($G235),(1-$G235),1) + IF(ISNUMBER(MATCH(AF$223,$N235:$S235,0)),-1,0)*_xlfn.IFS(ISNUMBER($E235),$E235,ISNUMBER($F235),$F235,ISNUMBER($G235),$G235,AND($E235=0,$F235=0,$G235=0),1)","v":0},{"$f":"IF(ISNUMBER(MATCH(AG$223,$H235:$M235,0)),1,0)*IF(ISNUMBER($G235),(1-$G235),1) + IF(ISNUMBER(MATCH(AG$223,$N235:$S235,0)),-1,0)*_xlfn.IFS(ISNUMBER($E235),$E235,ISNUMBER($F235),$F235,ISNUMBER($G235),$G235,AND($E235=0,$F235=0,$G235=0),1)","v":-1},{"$f":"IF(ISNUMBER(MATCH(AH$223,$H235:$M235,0)),1,0)*IF(ISNUMBER($G235),(1-$G235),1) + IF(ISNUMBER(MATCH(AH$223,$N235:$S235,0)),-1,0)*_xlfn.IFS(ISNUMBER($E235),$E235,ISNUMBER($F235),$F235,ISNUMBER($G235),$G235,AND($E235=0,$F235=0,$G235=0),1)","v":0},{"$f":"IF(ISNUMBER(MATCH(AI$223,$H235:$M235,0)),1,0)*IF(ISNUMBER($G235),(1-$G235),1) + IF(ISNUMBER(MATCH(AI$223,$N235:$S235,0)),-1,0)*_xlfn.IFS(ISNUMBER($E235),$E235,ISNUMBER($F235),$F235,ISNUMBER($G235),$G235,AND($E235=0,$F235=0,$G235=0),1)","v":0},{"$f":"IF(ISNUMBER(MATCH(AJ$223,$H235:$M235,0)),1,0)*IF(ISNUMBER($G235),(1-$G235),1) + IF(ISNUMBER(MATCH(AJ$223,$N235:$S235,0)),-1,0)*_xlfn.IFS(ISNUMBER($E235),$E235,ISNUMBER($F235),$F235,ISNUMBER($G235),$G235,AND($E235=0,$F235=0,$G235=0),1)","v":-1},{"$f":"IF(ISNUMBER(MATCH(AK$223,$H235:$M235,0)),1,0)*IF(ISNUMBER($G235),(1-$G235),1) + IF(ISNUMBER(MATCH(AK$223,$N235:$S235,0)),-1,0)*_xlfn.IFS(ISNUMBER($E235),$E235,ISNUMBER($F235),$F235,ISNUMBER($G235),$G235,AND($E235=0,$F235=0,$G235=0),1)","v":0},{"$f":"IF(ISNUMBER(MATCH(AL$223,$H235:$M235,0)),1,0)*IF(ISNUMBER($G235),(1-$G235),1) + IF(ISNUMBER(MATCH(AL$223,$N235:$S235,0)),-1,0)*_xlfn.IFS(ISNUMBER($E235),$E235,ISNUMBER($F235),$F235,ISNUMBER($G235),$G235,AND($E235=0,$F235=0,$G235=0),1)","v":0},{"$f":"IF(ISNUMBER(MATCH(AM$223,$H235:$M235,0)),1,0)*IF(ISNUMBER($G235),(1-$G235),1) + IF(ISNUMBER(MATCH(AM$223,$N235:$S235,0)),-1,0)*_xlfn.IFS(ISNUMBER($E235),$E235,ISNUMBER($F235),$F235,ISNUMBER($G235),$G235,AND($E235=0,$F235=0,$G235=0),1)","v":0},{"$f":"IF(ISNUMBER(MATCH(AN$223,$H235:$M235,0)),1,0)*IF(ISNUMBER($G235),(1-$G235),1) + IF(ISNUMBER(MATCH(AN$223,$N235:$S235,0)),-1,0)*_xlfn.IFS(ISNUMBER($E235),$E235,ISNUMBER($F235),$F235,ISNUMBER($G235),$G235,AND($E235=0,$F235=0,$G235=0),1)","v":0},{"$f":"IF(ISNUMBER(MATCH(AO$223,$H235:$M235,0)),1,0)*IF(ISNUMBER($G235),(1-$G235),1) + IF(ISNUMBER(MATCH(AO$223,$N235:$S235,0)),-1,0)*_xlfn.IFS(ISNUMBER($E235),$E235,ISNUMBER($F235),$F235,ISNUMBER($G235),$G235,AND($E235=0,$F235=0,$G235=0),1)","v":0},{"$f":"IF(ISNUMBER(MATCH(AP$223,$H235:$M235,0)),1,0)*IF(ISNUMBER($G235),(1-$G235),1) + IF(ISNUMBER(MATCH(AP$223,$N235:$S235,0)),-1,0)*_xlfn.IFS(ISNUMBER($E235),$E235,ISNUMBER($F235),$F235,ISNUMBER($G235),$G235,AND($E235=0,$F235=0,$G235=0),1)","v":0},{"$f":"IF(ISNUMBER(MATCH(AQ$223,$H235:$M235,0)),1,0)*IF(ISNUMBER($G235),(1-$G235),1) + IF(ISNUMBER(MATCH(AQ$223,$N235:$S235,0)),-1,0)*_xlfn.IFS(ISNUMBER($E235),$E235,ISNUMBER($F235),$F235,ISNUMBER($G235),$G235,AND($E235=0,$F235=0,$G235=0),1)","v":0},null,{"$f":"D235+0","v":0}]
[null,null,"ITE load (L4)",null,{"$f":"'Rack Configure'!G52","v":0},null,null,"w_rack_ch3",null,null,null,null,null,"e_rack_rpdu-ch3",null,null,null,null,null,null,"q_rack_ ch3,l",0,null,{"$f":"IF(ISNUMBER(MATCH(X$223,$H236:$M236,0)),1,0)*IF(ISNUMBER($G236),(1-$G236),1) + IF(ISNUMBER(MATCH(X$223,$N236:$S236,0)),-1,0)*_xlfn.IFS(ISNUMBER($E236),$E236,ISNUMBER($F236),$F236,ISNUMBER($G236),$G236,AND($E236=0,$F236=0,$G236=0),1)","v":0},{"$f":"IF(ISNUMBER(MATCH(Y$223,$H236:$M236,0)),1,0)*IF(ISNUMBER($G236),(1-$G236),1) + IF(ISNUMBER(MATCH(Y$223,$N236:$S236,0)),-1,0)*_xlfn.IFS(ISNUMBER($E236),$E236,ISNUMBER($F236),$F236,ISNUMBER($G236),$G236,AND($E236=0,$F236=0,$G236=0),1)","v":0},{"$f":"IF(ISNUMBER(MATCH(Z$223,$H236:$M236,0)),1,0)*IF(ISNUMBER($G236),(1-$G236),1) + IF(ISNUMBER(MATCH(Z$223,$N236:$S236,0)),-1,0)*_xlfn.IFS(ISNUMBER($E236),$E236,ISNUMBER($F236),$F236,ISNUMBER($G236),$G236,AND($E236=0,$F236=0,$G236=0),1)","v":0},{"$f":"IF(ISNUMBER(MATCH(AA$223,$H236:$M236,0)),1,0)*IF(ISNUMBER($G236),(1-$G236),1) + IF(ISNUMBER(MATCH(AA$223,$N236:$S236,0)),-1,0)*_xlfn.IFS(ISNUMBER($E236),$E236,ISNUMBER($F236),$F236,ISNUMBER($G236),$G236,AND($E236=0,$F236=0,$G236=0),1)","v":0},{"$f":"IF(ISNUMBER(MATCH(AB$223,$H236:$M236,0)),1,0)*IF(ISNUMBER($G236),(1-$G236),1) + IF(ISNUMBER(MATCH(AB$223,$N236:$S236,0)),-1,0)*_xlfn.IFS(ISNUMBER($E236),$E236,ISNUMBER($F236),$F236,ISNUMBER($G236),$G236,AND($E236=0,$F236=0,$G236=0),1)","v":0},{"$f":"IF(ISNUMBER(MATCH(AC$223,$H236:$M236,0)),1,0)*IF(ISNUMBER($G236),(1-$G236),1) + IF(ISNUMBER(MATCH(AC$223,$N236:$S236,0)),-1,0)*_xlfn.IFS(ISNUMBER($E236),$E236,ISNUMBER($F236),$F236,ISNUMBER($G236),$G236,AND($E236=0,$F236=0,$G236=0),1)","v":0},{"$f":"IF(ISNUMBER(MATCH(AD$223,$H236:$M236,0)),1,0)*IF(ISNUMBER($G236),(1-$G236),1) + IF(ISNUMBER(MATCH(AD$223,$N236:$S236,0)),-1,0)*_xlfn.IFS(ISNUMBER($E236),$E236,ISNUMBER($F236),$F236,ISNUMBER($G236),$G236,AND($E236=0,$F236=0,$G236=0),1)","v":0},{"$f":"IF(ISNUMBER(MATCH(AE$223,$H236:$M236,0)),1,0)*IF(ISNUMBER($G236),(1-$G236),1) + IF(ISNUMBER(MATCH(AE$223,$N236:$S236,0)),-1,0)*_xlfn.IFS(ISNUMBER($E236),$E236,ISNUMBER($F236),$F236,ISNUMBER($G236),$G236,AND($E236=0,$F236=0,$G236=0),1)","v":0},{"$f":"IF(ISNUMBER(MATCH(AF$223,$H236:$M236,0)),1,0)*IF(ISNUMBER($G236),(1-$G236),1) + IF(ISNUMBER(MATCH(AF$223,$N236:$S236,0)),-1,0)*_xlfn.IFS(ISNUMBER($E236),$E236,ISNUMBER($F236),$F236,ISNUMBER($G236),$G236,AND($E236=0,$F236=0,$G236=0),1)","v":0},{"$f":"IF(ISNUMBER(MATCH(AG$223,$H236:$M236,0)),1,0)*IF(ISNUMBER($G236),(1-$G236),1) + IF(ISNUMBER(MATCH(AG$223,$N236:$S236,0)),-1,0)*_xlfn.IFS(ISNUMBER($E236),$E236,ISNUMBER($F236),$F236,ISNUMBER($G236),$G236,AND($E236=0,$F236=0,$G236=0),1)","v":0},{"$f":"IF(ISNUMBER(MATCH(AH$223,$H236:$M236,0)),1,0)*IF(ISNUMBER($G236),(1-$G236),1) + IF(ISNUMBER(MATCH(AH$223,$N236:$S236,0)),-1,0)*_xlfn.IFS(ISNUMBER($E236),$E236,ISNUMBER($F236),$F236,ISNUMBER($G236),$G236,AND($E236=0,$F236=0,$G236=0),1)","v":0},{"$f":"IF(ISNUMBER(MATCH(AI$223,$H236:$M236,0)),1,0)*IF(ISNUMBER($G236),(1-$G236),1) + IF(ISNUMBER(MATCH(AI$223,$N236:$S236,0)),-1,0)*_xlfn.IFS(ISNUMBER($E236),$E236,ISNUMBER($F236),$F236,ISNUMBER($G236),$G236,AND($E236=0,$F236=0,$G236=0),1)","v":0},{"$f":"IF(ISNUMBER(MATCH(AJ$223,$H236:$M236,0)),1,0)*IF(ISNUMBER($G236),(1-$G236),1) + IF(ISNUMBER(MATCH(AJ$223,$N236:$S236,0)),-1,0)*_xlfn.IFS(ISNUMBER($E236),$E236,ISNUMBER($F236),$F236,ISNUMBER($G236),$G236,AND($E236=0,$F236=0,$G236=0),1)","v":0},{"$f":"IF(ISNUMBER(MATCH(AK$223,$H236:$M236,0)),1,0)*IF(ISNUMBER($G236),(1-$G236),1) + IF(ISNUMBER(MATCH(AK$223,$N236:$S236,0)),-1,0)*_xlfn.IFS(ISNUMBER($E236),$E236,ISNUMBER($F236),$F236,ISNUMBER($G236),$G236,AND($E236=0,$F236=0,$G236=0),1)","v":0},{"$f":"IF(ISNUMBER(MATCH(AL$223,$H236:$M236,0)),1,0)*IF(ISNUMBER($G236),(1-$G236),1) + IF(ISNUMBER(MATCH(AL$223,$N236:$S236,0)),-1,0)*_xlfn.IFS(ISNUMBER($E236),$E236,ISNUMBER($F236),$F236,ISNUMBER($G236),$G236,AND($E236=0,$F236=0,$G236=0),1)","v":0},{"$f":"IF(ISNUMBER(MATCH(AM$223,$H236:$M236,0)),1,0)*IF(ISNUMBER($G236),(1-$G236),1) + IF(ISNUMBER(MATCH(AM$223,$N236:$S236,0)),-1,0)*_xlfn.IFS(ISNUMBER($E236),$E236,ISNUMBER($F236),$F236,ISNUMBER($G236),$G236,AND($E236=0,$F236=0,$G236=0),1)","v":0},{"$f":"IF(ISNUMBER(MATCH(AN$223,$H236:$M236,0)),1,0)*IF(ISNUMBER($G236),(1-$G236),1) + IF(ISNUMBER(MATCH(AN$223,$N236:$S236,0)),-1,0)*_xlfn.IFS(ISNUMBER($E236),$E236,ISNUMBER($F236),$F236,ISNUMBER($G236),$G236,AND($E236=0,$F236=0,$G236=0),1)","v":0},{"$f":"IF(ISNUMBER(MATCH(AO$223,$H236:$M236,0)),1,0)*IF(ISNUMBER($G236),(1-$G236),1) + IF(ISNUMBER(MATCH(AO$223,$N236:$S236,0)),-1,0)*_xlfn.IFS(ISNUMBER($E236),$E236,ISNUMBER($F236),$F236,ISNUMBER($G236),$G236,AND($E236=0,$F236=0,$G236=0),1)","v":0},{"$f":"IF(ISNUMBER(MATCH(AP$223,$H236:$M236,0)),1,0)*IF(ISNUMBER($G236),(1-$G236),1) + IF(ISNUMBER(MATCH(AP$223,$N236:$S236,0)),-1,0)*_xlfn.IFS(ISNUMBER($E236),$E236,ISNUMBER($F236),$F236,ISNUMBER($G236),$G236,AND($E236=0,$F236=0,$G236=0),1)","v":0},{"$f":"IF(ISNUMBER(MATCH(AQ$223,$H236:$M236,0)),1,0)*IF(ISNUMBER($G236),(1-$G236),1) + IF(ISNUMBER(MATCH(AQ$223,$N236:$S236,0)),-1,0)*_xlfn.IFS(ISNUMBER($E236),$E236,ISNUMBER($F236),$F236,ISNUMBER($G236),$G236,AND($E236=0,$F236=0,$G236=0),1)","v":1},null,{"$f":"D236+0","v":0}]
[null,null,"Split",null,null,null,{"$f":"'Rack Configure'!G49","v":1},"q_rack_ ch3,a",null,null,null,null,null,"q_rack_ ch3,l",null,null,null,null,null,null,"q_rack-crah",12.121212121212121,null,{"$f":"IF(ISNUMBER(MATCH(X$223,$H237:$M237,0)),1,0)*IF(ISNUMBER($G237),(1-$G237),1) + IF(ISNUMBER(MATCH(X$223,$N237:$S237,0)),-1,0)*_xlfn.IFS(ISNUMBER($E237),$E237,ISNUMBER($F237),$F237,ISNUMBER($G237),$G237,AND($E237=0,$F237=0,$G237=0),1)","v":0},{"$f":"IF(ISNUMBER(MATCH(Y$223,$H237:$M237,0)),1,0)*IF(ISNUMBER($G237),(1-$G237),1) + IF(ISNUMBER(MATCH(Y$223,$N237:$S237,0)),-1,0)*_xlfn.IFS(ISNUMBER($E237),$E237,ISNUMBER($F237),$F237,ISNUMBER($G237),$G237,AND($E237=0,$F237=0,$G237=0),1)","v":0},{"$f":"IF(ISNUMBER(MATCH(Z$223,$H237:$M237,0)),1,0)*IF(ISNUMBER($G237),(1-$G237),1) + IF(ISNUMBER(MATCH(Z$223,$N237:$S237,0)),-1,0)*_xlfn.IFS(ISNUMBER($E237),$E237,ISNUMBER($F237),$F237,ISNUMBER($G237),$G237,AND($E237=0,$F237=0,$G237=0),1)","v":0},{"$f":"IF(ISNUMBER(MATCH(AA$223,$H237:$M237,0)),1,0)*IF(ISNUMBER($G237),(1-$G237),1) + IF(ISNUMBER(MATCH(AA$223,$N237:$S237,0)),-1,0)*_xlfn.IFS(ISNUMBER($E237),$E237,ISNUMBER($F237),$F237,ISNUMBER($G237),$G237,AND($E237=0,$F237=0,$G237=0),1)","v":0},{"$f":"IF(ISNUMBER(MATCH(AB$223,$H237:$M237,0)),1,0)*IF(ISNUMBER($G237),(1-$G237),1) + IF(ISNUMBER(MATCH(AB$223,$N237:$S237,0)),-1,0)*_xlfn.IFS(ISNUMBER($E237),$E237,ISNUMBER($F237),$F237,ISNUMBER($G237),$G237,AND($E237=0,$F237=0,$G237=0),1)","v":0},{"$f":"IF(ISNUMBER(MATCH(AC$223,$H237:$M237,0)),1,0)*IF(ISNUMBER($G237),(1-$G237),1) + IF(ISNUMBER(MATCH(AC$223,$N237:$S237,0)),-1,0)*_xlfn.IFS(ISNUMBER($E237),$E237,ISNUMBER($F237),$F237,ISNUMBER($G237),$G237,AND($E237=0,$F237=0,$G237=0),1)","v":0},{"$f":"IF(ISNUMBER(MATCH(AD$223,$H237:$M237,0)),1,0)*IF(ISNUMBER($G237),(1-$G237),1) + IF(ISNUMBER(MATCH(AD$223,$N237:$S237,0)),-1,0)*_xlfn.IFS(ISNUMBER($E237),$E237,ISNUMBER($F237),$F237,ISNUMBER($G237),$G237,AND($E237=0,$F237=0,$G237=0),1)","v":0},{"$f":"IF(ISNUMBER(MATCH(AE$223,$H237:$M237,0)),1,0)*IF(ISNUMBER($G237),(1-$G237),1) + IF(ISNUMBER(MATCH(AE$223,$N237:$S237,0)),-1,0)*_xlfn.IFS(ISNUMBER($E237),$E237,ISNUMBER($F237),$F237,ISNUMBER($G237),$G237,AND($E237=0,$F237=0,$G237=0),1)","v":0},{"$f":"IF(ISNUMBER(MATCH(AF$223,$H237:$M237,0)),1,0)*IF(ISNUMBER($G237),(1-$G237),1) + IF(ISNUMBER(MATCH(AF$223,$N237:$S237,0)),-1,0)*_xlfn.IFS(ISNUMBER($E237),$E237,ISNUMBER($F237),$F237,ISNUMBER($G237),$G237,AND($E237=0,$F237=0,$G237=0),1)","v":0},{"$f":"IF(ISNUMBER(MATCH(AG$223,$H237:$M237,0)),1,0)*IF(ISNUMBER($G237),(1-$G237),1) + IF(ISNUMBER(MATCH(AG$223,$N237:$S237,0)),-1,0)*_xlfn.IFS(ISNUMBER($E237),$E237,ISNUMBER($F237),$F237,ISNUMBER($G237),$G237,AND($E237=0,$F237=0,$G237=0),1)","v":0},{"$f":"IF(ISNUMBER(MATCH(AH$223,$H237:$M237,0)),1,0)*IF(ISNUMBER($G237),(1-$G237),1) + IF(ISNUMBER(MATCH(AH$223,$N237:$S237,0)),-1,0)*_xlfn.IFS(ISNUMBER($E237),$E237,ISNUMBER($F237),$F237,ISNUMBER($G237),$G237,AND($E237=0,$F237=0,$G237=0),1)","v":0},{"$f":"IF(ISNUMBER(MATCH(AI$223,$H237:$M237,0)),1,0)*IF(ISNUMBER($G237),(1-$G237),1) + IF(ISNUMBER(MATCH(AI$223,$N237:$S237,0)),-1,0)*_xlfn.IFS(ISNUMBER($E237),$E237,ISNUMBER($F237),$F237,ISNUMBER($G237),$G237,AND($E237=0,$F237=0,$G237=0),1)","v":0},{"$f":"IF(ISNUMBER(MATCH(AJ$223,$H237:$M237,0)),1,0)*IF(ISNUMBER($G237),(1-$G237),1) + IF(ISNUMBER(MATCH(AJ$223,$N237:$S237,0)),-1,0)*_xlfn.IFS(ISNUMBER($E237),$E237,ISNUMBER($F237),$F237,ISNUMBER($G237),$G237,AND($E237=0,$F237=0,$G237=0),1)","v":-1},{"$f":"IF(ISNUMBER(MATCH(AK$223,$H237:$M237,0)),1,0)*IF(ISNUMBER($G237),(1-$G237),1) + IF(ISNUMBER(MATCH(AK$223,$N237:$S237,0)),-1,0)*_xlfn.IFS(ISNUMBER($E237),$E237,ISNUMBER($F237),$F237,ISNUMBER($G237),$G237,AND($E237=0,$F237=0,$G237=0),1)","v":0},{"$f":"IF(ISNUMBER(MATCH(AL$223,$H237:$M237,0)),1,0)*IF(ISNUMBER($G237),(1-$G237),1) + IF(ISNUMBER(MATCH(AL$223,$N237:$S237,0)),-1,0)*_xlfn.IFS(ISNUMBER($E237),$E237,ISNUMBER($F237),$F237,ISNUMBER($G237),$G237,AND($E237=0,$F237=0,$G237=0),1)","v":0},{"$f":"IF(ISNUMBER(MATCH(AM$223,$H237:$M237,0)),1,0)*IF(ISNUMBER($G237),(1-$G237),1) + IF(ISNUMBER(MATCH(AM$223,$N237:$S237,0)),-1,0)*_xlfn.IFS(ISNUMBER($E237),$E237,ISNUMBER($F237),$F237,ISNUMBER($G237),$G237,AND($E237=0,$F237=0,$G237=0),1)","v":0},{"$f":"IF(ISNUMBER(MATCH(AN$223,$H237:$M237,0)),1,0)*IF(ISNUMBER($G237),(1-$G237),1) + IF(ISNUMBER(MATCH(AN$223,$N237:$S237,0)),-1,0)*_xlfn.IFS(ISNUMBER($E237),$E237,ISNUMBER($F237),$F237,ISNUMBER($G237),$G237,AND($E237=0,$F237=0,$G237=0),1)","v":0},{"$f":"IF(ISNUMBER(MATCH(AO$223,$H237:$M237,0)),1,0)*IF(ISNUMBER($G237),(1-$G237),1) + IF(ISNUMBER(MATCH(AO$223,$N237:$S237,0)),-1,0)*_xlfn.IFS(ISNUMBER($E237),$E237,ISNUMBER($F237),$F237,ISNUMBER($G237),$G237,AND($E237=0,$F237=0,$G237=0),1)","v":0},{"$f":"IF(ISNUMBER(MATCH(AP$223,$H237:$M237,0)),1,0)*IF(ISNUMBER($G237),(1-$G237),1) + IF(ISNUMBER(MATCH(AP$223,$N237:$S237,0)),-1,0)*_xlfn.IFS(ISNUMBER($E237),$E237,ISNUMBER($F237),$F237,ISNUMBER($G237),$G237,AND($E237=0,$F237=0,$G237=0),1)","v":0},{"$f":"IF(ISNUMBER(MATCH(AQ$223,$H237:$M237,0)),1,0)*IF(ISNUMBER($G237),(1-$G237),1) + IF(ISNUMBER(MATCH(AQ$223,$N237:$S237,0)),-1,0)*_xlfn.IFS(ISNUMBER($E237),$E237,ISNUMBER($F237),$F237,ISNUMBER($G237),$G237,AND($E237=0,$F237=0,$G237=0),1)","v":0},null,{"$f":"D237+0","v":0}]
[null,null,"Load",{"$f":"'Rack Configure'!G40*'Rack Configure'!G42","v":0},null,null,null,"e_rack_rpdu-ch3",null,null,null,null,null,null,null,null,null,null,null,null,"q_rack_rcdu,a",0,null,{"$f":"IF(ISNUMBER(MATCH(X$223,$H238:$M238,0)),1,0)*IF(ISNUMBER($G238),(1-$G238),1) + IF(ISNUMBER(MATCH(X$223,$N238:$S238,0)),-1,0)*_xlfn.IFS(ISNUMBER($E238),$E238,ISNUMBER($F238),$F238,ISNUMBER($G238),$G238,AND($E238=0,$F238=0,$G238=0),1)","v":0},{"$f":"IF(ISNUMBER(MATCH(Y$223,$H238:$M238,0)),1,0)*IF(ISNUMBER($G238),(1-$G238),1) + IF(ISNUMBER(MATCH(Y$223,$N238:$S238,0)),-1,0)*_xlfn.IFS(ISNUMBER($E238),$E238,ISNUMBER($F238),$F238,ISNUMBER($G238),$G238,AND($E238=0,$F238=0,$G238=0),1)","v":0},{"$f":"IF(ISNUMBER(MATCH(Z$223,$H238:$M238,0)),1,0)*IF(ISNUMBER($G238),(1-$G238),1) + IF(ISNUMBER(MATCH(Z$223,$N238:$S238,0)),-1,0)*_xlfn.IFS(ISNUMBER($E238),$E238,ISNUMBER($F238),$F238,ISNUMBER($G238),$G238,AND($E238=0,$F238=0,$G238=0),1)","v":0},{"$f":"IF(ISNUMBER(MATCH(AA$223,$H238:$M238,0)),1,0)*IF(ISNUMBER($G238),(1-$G238),1) + IF(ISNUMBER(MATCH(AA$223,$N238:$S238,0)),-1,0)*_xlfn.IFS(ISNUMBER($E238),$E238,ISNUMBER($F238),$F238,ISNUMBER($G238),$G238,AND($E238=0,$F238=0,$G238=0),1)","v":0},{"$f":"IF(ISNUMBER(MATCH(AB$223,$H238:$M238,0)),1,0)*IF(ISNUMBER($G238),(1-$G238),1) + IF(ISNUMBER(MATCH(AB$223,$N238:$S238,0)),-1,0)*_xlfn.IFS(ISNUMBER($E238),$E238,ISNUMBER($F238),$F238,ISNUMBER($G238),$G238,AND($E238=0,$F238=0,$G238=0),1)","v":0},{"$f":"IF(ISNUMBER(MATCH(AC$223,$H238:$M238,0)),1,0)*IF(ISNUMBER($G238),(1-$G238),1) + IF(ISNUMBER(MATCH(AC$223,$N238:$S238,0)),-1,0)*_xlfn.IFS(ISNUMBER($E238),$E238,ISNUMBER($F238),$F238,ISNUMBER($G238),$G238,AND($E238=0,$F238=0,$G238=0),1)","v":1},{"$f":"IF(ISNUMBER(MATCH(AD$223,$H238:$M238,0)),1,0)*IF(ISNUMBER($G238),(1-$G238),1) + IF(ISNUMBER(MATCH(AD$223,$N238:$S238,0)),-1,0)*_xlfn.IFS(ISNUMBER($E238),$E238,ISNUMBER($F238),$F238,ISNUMBER($G238),$G238,AND($E238=0,$F238=0,$G238=0),1)","v":0},{"$f":"IF(ISNUMBER(MATCH(AE$223,$H238:$M238,0)),1,0)*IF(ISNUMBER($G238),(1-$G238),1) + IF(ISNUMBER(MATCH(AE$223,$N238:$S238,0)),-1,0)*_xlfn.IFS(ISNUMBER($E238),$E238,ISNUMBER($F238),$F238,ISNUMBER($G238),$G238,AND($E238=0,$F238=0,$G238=0),1)","v":0},{"$f":"IF(ISNUMBER(MATCH(AF$223,$H238:$M238,0)),1,0)*IF(ISNUMBER($G238),(1-$G238),1) + IF(ISNUMBER(MATCH(AF$223,$N238:$S238,0)),-1,0)*_xlfn.IFS(ISNUMBER($E238),$E238,ISNUMBER($F238),$F238,ISNUMBER($G238),$G238,AND($E238=0,$F238=0,$G238=0),1)","v":0},{"$f":"IF(ISNUMBER(MATCH(AG$223,$H238:$M238,0)),1,0)*IF(ISNUMBER($G238),(1-$G238),1) + IF(ISNUMBER(MATCH(AG$223,$N238:$S238,0)),-1,0)*_xlfn.IFS(ISNUMBER($E238),$E238,ISNUMBER($F238),$F238,ISNUMBER($G238),$G238,AND($E238=0,$F238=0,$G238=0),1)","v":0},{"$f":"IF(ISNUMBER(MATCH(AH$223,$H238:$M238,0)),1,0)*IF(ISNUMBER($G238),(1-$G238),1) + IF(ISNUMBER(MATCH(AH$223,$N238:$S238,0)),-1,0)*_xlfn.IFS(ISNUMBER($E238),$E238,ISNUMBER($F238),$F238,ISNUMBER($G238),$G238,AND($E238=0,$F238=0,$G238=0),1)","v":0},{"$f":"IF(ISNUMBER(MATCH(AI$223,$H238:$M238,0)),1,0)*IF(ISNUMBER($G238),(1-$G238),1) + IF(ISNUMBER(MATCH(AI$223,$N238:$S238,0)),-1,0)*_xlfn.IFS(ISNUMBER($E238),$E238,ISNUMBER($F238),$F238,ISNUMBER($G238),$G238,AND($E238=0,$F238=0,$G238=0),1)","v":0},{"$f":"IF(ISNUMBER(MATCH(AJ$223,$H238:$M238,0)),1,0)*IF(ISNUMBER($G238),(1-$G238),1) + IF(ISNUMBER(MATCH(AJ$223,$N238:$S238,0)),-1,0)*_xlfn.IFS(ISNUMBER($E238),$E238,ISNUMBER($F238),$F238,ISNUMBER($G238),$G238,AND($E238=0,$F238=0,$G238=0),1)","v":0},{"$f":"IF(ISNUMBER(MATCH(AK$223,$H238:$M238,0)),1,0)*IF(ISNUMBER($G238),(1-$G238),1) + IF(ISNUMBER(MATCH(AK$223,$N238:$S238,0)),-1,0)*_xlfn.IFS(ISNUMBER($E238),$E238,ISNUMBER($F238),$F238,ISNUMBER($G238),$G238,AND($E238=0,$F238=0,$G238=0),1)","v":0},{"$f":"IF(ISNUMBER(MATCH(AL$223,$H238:$M238,0)),1,0)*IF(ISNUMBER($G238),(1-$G238),1) + IF(ISNUMBER(MATCH(AL$223,$N238:$S238,0)),-1,0)*_xlfn.IFS(ISNUMBER($E238),$E238,ISNUMBER($F238),$F238,ISNUMBER($G238),$G238,AND($E238=0,$F238=0,$G238=0),1)","v":0},{"$f":"IF(ISNUMBER(MATCH(AM$223,$H238:$M238,0)),1,0)*IF(ISNUMBER($G238),(1-$G238),1) + IF(ISNUMBER(MATCH(AM$223,$N238:$S238,0)),-1,0)*_xlfn.IFS(ISNUMBER($E238),$E238,ISNUMBER($F238),$F238,ISNUMBER($G238),$G238,AND($E238=0,$F238=0,$G238=0),1)","v":0},{"$f":"IF(ISNUMBER(MATCH(AN$223,$H238:$M238,0)),1,0)*IF(ISNUMBER($G238),(1-$G238),1) + IF(ISNUMBER(MATCH(AN$223,$N238:$S238,0)),-1,0)*_xlfn.IFS(ISNUMBER($E238),$E238,ISNUMBER($F238),$F238,ISNUMBER($G238),$G238,AND($E238=0,$F238=0,$G238=0),1)","v":0},{"$f":"IF(ISNUMBER(MATCH(AO$223,$H238:$M238,0)),1,0)*IF(ISNUMBER($G238),(1-$G238),1) + IF(ISNUMBER(MATCH(AO$223,$N238:$S238,0)),-1,0)*_xlfn.IFS(ISNUMBER($E238),$E238,ISNUMBER($F238),$F238,ISNUMBER($G238),$G238,AND($E238=0,$F238=0,$G238=0),1)","v":0},{"$f":"IF(ISNUMBER(MATCH(AP$223,$H238:$M238,0)),1,0)*IF(ISNUMBER($G238),(1-$G238),1) + IF(ISNUMBER(MATCH(AP$223,$N238:$S238,0)),-1,0)*_xlfn.IFS(ISNUMBER($E238),$E238,ISNUMBER($F238),$F238,ISNUMBER($G238),$G238,AND($E238=0,$F238=0,$G238=0),1)","v":0},{"$f":"IF(ISNUMBER(MATCH(AQ$223,$H238:$M238,0)),1,0)*IF(ISNUMBER($G238),(1-$G238),1) + IF(ISNUMBER(MATCH(AQ$223,$N238:$S238,0)),-1,0)*_xlfn.IFS(ISNUMBER($E238),$E238,ISNUMBER($F238),$F238,ISNUMBER($G238),$G238,AND($E238=0,$F238=0,$G238=0),1)","v":0},null,{"$f":"D238+0","v":0}]
[null,"rCDU","Conservation",null,null,null,null,"e_rack_rpdu-rcdu","q_rack_ ch1,l","q_rack_ ch2,l","q_rack_ ch3,l","q_rack_rpdu,l",null,"q_rack_rcdu,a","q_rack_rcdu,l","q_rack_rcdu,l2a",null,null,null,null,"q_rack_rcdu,l2a",0,null,{"$f":"IF(ISNUMBER(MATCH(X$223,$H239:$M239,0)),1,0)*IF(ISNUMBER($G239),(1-$G239),1) + IF(ISNUMBER(MATCH(X$223,$N239:$S239,0)),-1,0)*_xlfn.IFS(ISNUMBER($E239),$E239,ISNUMBER($F239),$F239,ISNUMBER($G239),$G239,AND($E239=0,$F239=0,$G239=0),1)","v":0},{"$f":"IF(ISNUMBER(MATCH(Y$223,$H239:$M239,0)),1,0)*IF(ISNUMBER($G239),(1-$G239),1) + IF(ISNUMBER(MATCH(Y$223,$N239:$S239,0)),-1,0)*_xlfn.IFS(ISNUMBER($E239),$E239,ISNUMBER($F239),$F239,ISNUMBER($G239),$G239,AND($E239=0,$F239=0,$G239=0),1)","v":0},{"$f":"IF(ISNUMBER(MATCH(Z$223,$H239:$M239,0)),1,0)*IF(ISNUMBER($G239),(1-$G239),1) + IF(ISNUMBER(MATCH(Z$223,$N239:$S239,0)),-1,0)*_xlfn.IFS(ISNUMBER($E239),$E239,ISNUMBER($F239),$F239,ISNUMBER($G239),$G239,AND($E239=0,$F239=0,$G239=0),1)","v":1},{"$f":"IF(ISNUMBER(MATCH(AA$223,$H239:$M239,0)),1,0)*IF(ISNUMBER($G239),(1-$G239),1) + IF(ISNUMBER(MATCH(AA$223,$N239:$S239,0)),-1,0)*_xlfn.IFS(ISNUMBER($E239),$E239,ISNUMBER($F239),$F239,ISNUMBER($G239),$G239,AND($E239=0,$F239=0,$G239=0),1)","v":0},{"$f":"IF(ISNUMBER(MATCH(AB$223,$H239:$M239,0)),1,0)*IF(ISNUMBER($G239),(1-$G239),1) + IF(ISNUMBER(MATCH(AB$223,$N239:$S239,0)),-1,0)*_xlfn.IFS(ISNUMBER($E239),$E239,ISNUMBER($F239),$F239,ISNUMBER($G239),$G239,AND($E239=0,$F239=0,$G239=0),1)","v":0},{"$f":"IF(ISNUMBER(MATCH(AC$223,$H239:$M239,0)),1,0)*IF(ISNUMBER($G239),(1-$G239),1) + IF(ISNUMBER(MATCH(AC$223,$N239:$S239,0)),-1,0)*_xlfn.IFS(ISNUMBER($E239),$E239,ISNUMBER($F239),$F239,ISNUMBER($G239),$G239,AND($E239=0,$F239=0,$G239=0),1)","v":0},{"$f":"IF(ISNUMBER(MATCH(AD$223,$H239:$M239,0)),1,0)*IF(ISNUMBER($G239),(1-$G239),1) + IF(ISNUMBER(MATCH(AD$223,$N239:$S239,0)),-1,0)*_xlfn.IFS(ISNUMBER($E239),$E239,ISNUMBER($F239),$F239,ISNUMBER($G239),$G239,AND($E239=0,$F239=0,$G239=0),1)","v":1},{"$f":"IF(ISNUMBER(MATCH(AE$223,$H239:$M239,0)),1,0)*IF(ISNUMBER($G239),(1-$G239),1) + IF(ISNUMBER(MATCH(AE$223,$N239:$S239,0)),-1,0)*_xlfn.IFS(ISNUMBER($E239),$E239,ISNUMBER($F239),$F239,ISNUMBER($G239),$G239,AND($E239=0,$F239=0,$G239=0),1)","v":0},{"$f":"IF(ISNUMBER(MATCH(AF$223,$H239:$M239,0)),1,0)*IF(ISNUMBER($G239),(1-$G239),1) + IF(ISNUMBER(MATCH(AF$223,$N239:$S239,0)),-1,0)*_xlfn.IFS(ISNUMBER($E239),$E239,ISNUMBER($F239),$F239,ISNUMBER($G239),$G239,AND($E239=0,$F239=0,$G239=0),1)","v":0},{"$f":"IF(ISNUMBER(MATCH(AG$223,$H239:$M239,0)),1,0)*IF(ISNUMBER($G239),(1-$G239),1) + IF(ISNUMBER(MATCH(AG$223,$N239:$S239,0)),-1,0)*_xlfn.IFS(ISNUMBER($E239),$E239,ISNUMBER($F239),$F239,ISNUMBER($G239),$G239,AND($E239=0,$F239=0,$G239=0),1)","v":0},{"$f":"IF(ISNUMBER(MATCH(AH$223,$H239:$M239,0)),1,0)*IF(ISNUMBER($G239),(1-$G239),1) + IF(ISNUMBER(MATCH(AH$223,$N239:$S239,0)),-1,0)*_xlfn.IFS(ISNUMBER($E239),$E239,ISNUMBER($F239),$F239,ISNUMBER($G239),$G239,AND($E239=0,$F239=0,$G239=0),1)","v":1},{"$f":"IF(ISNUMBER(MATCH(AI$223,$H239:$M239,0)),1,0)*IF(ISNUMBER($G239),(1-$G239),1) + IF(ISNUMBER(MATCH(AI$223,$N239:$S239,0)),-1,0)*_xlfn.IFS(ISNUMBER($E239),$E239,ISNUMBER($F239),$F239,ISNUMBER($G239),$G239,AND($E239=0,$F239=0,$G239=0),1)","v":1},{"$f":"IF(ISNUMBER(MATCH(AJ$223,$H239:$M239,0)),1,0)*IF(ISNUMBER($G239),(1-$G239),1) + IF(ISNUMBER(MATCH(AJ$223,$N239:$S239,0)),-1,0)*_xlfn.IFS(ISNUMBER($E239),$E239,ISNUMBER($F239),$F239,ISNUMBER($G239),$G239,AND($E239=0,$F239=0,$G239=0),1)","v":1},{"$f":"IF(ISNUMBER(MATCH(AK$223,$H239:$M239,0)),1,0)*IF(ISNUMBER($G239),(1-$G239),1) + IF(ISNUMBER(MATCH(AK$223,$N239:$S239,0)),-1,0)*_xlfn.IFS(ISNUMBER($E239),$E239,ISNUMBER($F239),$F239,ISNUMBER($G239),$G239,AND($E239=0,$F239=0,$G239=0),1)","v":0},{"$f":"IF(ISNUMBER(MATCH(AL$223,$H239:$M239,0)),1,0)*IF(ISNUMBER($G239),(1-$G239),1) + IF(ISNUMBER(MATCH(AL$223,$N239:$S239,0)),-1,0)*_xlfn.IFS(ISNUMBER($E239),$E239,ISNUMBER($F239),$F239,ISNUMBER($G239),$G239,AND($E239=0,$F239=0,$G239=0),1)","v":-1},{"$f":"IF(ISNUMBER(MATCH(AM$223,$H239:$M239,0)),1,0)*IF(ISNUMBER($G239),(1-$G239),1) + IF(ISNUMBER(MATCH(AM$223,$N239:$S239,0)),-1,0)*_xlfn.IFS(ISNUMBER($E239),$E239,ISNUMBER($F239),$F239,ISNUMBER($G239),$G239,AND($E239=0,$F239=0,$G239=0),1)","v":-1},{"$f":"IF(ISNUMBER(MATCH(AN$223,$H239:$M239,0)),1,0)*IF(ISNUMBER($G239),(1-$G239),1) + IF(ISNUMBER(MATCH(AN$223,$N239:$S239,0)),-1,0)*_xlfn.IFS(ISNUMBER($E239),$E239,ISNUMBER($F239),$F239,ISNUMBER($G239),$G239,AND($E239=0,$F239=0,$G239=0),1)","v":-1},{"$f":"IF(ISNUMBER(MATCH(AO$223,$H239:$M239,0)),1,0)*IF(ISNUMBER($G239),(1-$G239),1) + IF(ISNUMBER(MATCH(AO$223,$N239:$S239,0)),-1,0)*_xlfn.IFS(ISNUMBER($E239),$E239,ISNUMBER($F239),$F239,ISNUMBER($G239),$G239,AND($E239=0,$F239=0,$G239=0),1)","v":0},{"$f":"IF(ISNUMBER(MATCH(AP$223,$H239:$M239,0)),1,0)*IF(ISNUMBER($G239),(1-$G239),1) + IF(ISNUMBER(MATCH(AP$223,$N239:$S239,0)),-1,0)*_xlfn.IFS(ISNUMBER($E239),$E239,ISNUMBER($F239),$F239,ISNUMBER($G239),$G239,AND($E239=0,$F239=0,$G239=0),1)","v":0},{"$f":"IF(ISNUMBER(MATCH(AQ$223,$H239:$M239,0)),1,0)*IF(ISNUMBER($G239),(1-$G239),1) + IF(ISNUMBER(MATCH(AQ$223,$N239:$S239,0)),-1,0)*_xlfn.IFS(ISNUMBER($E239),$E239,ISNUMBER($F239),$F239,ISNUMBER($G239),$G239,AND($E239=0,$F239=0,$G239=0),1)","v":0},null,{"$f":"D239+0","v":0}]
[null,null,"Losses",null,{"$f":"'Rack Configure'!H47","v":0.02},null,null,"q_rack_rcdu,a",null,null,null,null,null,"e_rack_rpdu-rcdu",null,null,null,null,null,null,"q_rack_rcdu,l",0,null,{"$f":"IF(ISNUMBER(MATCH(X$223,$H240:$M240,0)),1,0)*IF(ISNUMBER($G240),(1-$G240),1) + IF(ISNUMBER(MATCH(X$223,$N240:$S240,0)),-1,0)*_xlfn.IFS(ISNUMBER($E240),$E240,ISNUMBER($F240),$F240,ISNUMBER($G240),$G240,AND($E240=0,$F240=0,$G240=0),1)","v":0},{"$f":"IF(ISNUMBER(MATCH(Y$223,$H240:$M240,0)),1,0)*IF(ISNUMBER($G240),(1-$G240),1) + IF(ISNUMBER(MATCH(Y$223,$N240:$S240,0)),-1,0)*_xlfn.IFS(ISNUMBER($E240),$E240,ISNUMBER($F240),$F240,ISNUMBER($G240),$G240,AND($E240=0,$F240=0,$G240=0),1)","v":0},{"$f":"IF(ISNUMBER(MATCH(Z$223,$H240:$M240,0)),1,0)*IF(ISNUMBER($G240),(1-$G240),1) + IF(ISNUMBER(MATCH(Z$223,$N240:$S240,0)),-1,0)*_xlfn.IFS(ISNUMBER($E240),$E240,ISNUMBER($F240),$F240,ISNUMBER($G240),$G240,AND($E240=0,$F240=0,$G240=0),1)","v":0},{"$f":"IF(ISNUMBER(MATCH(AA$223,$H240:$M240,0)),1,0)*IF(ISNUMBER($G240),(1-$G240),1) + IF(ISNUMBER(MATCH(AA$223,$N240:$S240,0)),-1,0)*_xlfn.IFS(ISNUMBER($E240),$E240,ISNUMBER($F240),$F240,ISNUMBER($G240),$G240,AND($E240=0,$F240=0,$G240=0),1)","v":0},{"$f":"IF(ISNUMBER(MATCH(AB$223,$H240:$M240,0)),1,0)*IF(ISNUMBER($G240),(1-$G240),1) + IF(ISNUMBER(MATCH(AB$223,$N240:$S240,0)),-1,0)*_xlfn.IFS(ISNUMBER($E240),$E240,ISNUMBER($F240),$F240,ISNUMBER($G240),$G240,AND($E240=0,$F240=0,$G240=0),1)","v":0},{"$f":"IF(ISNUMBER(MATCH(AC$223,$H240:$M240,0)),1,0)*IF(ISNUMBER($G240),(1-$G240),1) + IF(ISNUMBER(MATCH(AC$223,$N240:$S240,0)),-1,0)*_xlfn.IFS(ISNUMBER($E240),$E240,ISNUMBER($F240),$F240,ISNUMBER($G240),$G240,AND($E240=0,$F240=0,$G240=0),1)","v":0},{"$f":"IF(ISNUMBER(MATCH(AD$223,$H240:$M240,0)),1,0)*IF(ISNUMBER($G240),(1-$G240),1) + IF(ISNUMBER(MATCH(AD$223,$N240:$S240,0)),-1,0)*_xlfn.IFS(ISNUMBER($E240),$E240,ISNUMBER($F240),$F240,ISNUMBER($G240),$G240,AND($E240=0,$F240=0,$G240=0),1)","v":-0.02},{"$f":"IF(ISNUMBER(MATCH(AE$223,$H240:$M240,0)),1,0)*IF(ISNUMBER($G240),(1-$G240),1) + IF(ISNUMBER(MATCH(AE$223,$N240:$S240,0)),-1,0)*_xlfn.IFS(ISNUMBER($E240),$E240,ISNUMBER($F240),$F240,ISNUMBER($G240),$G240,AND($E240=0,$F240=0,$G240=0),1)","v":0},{"$f":"IF(ISNUMBER(MATCH(AF$223,$H240:$M240,0)),1,0)*IF(ISNUMBER($G240),(1-$G240),1) + IF(ISNUMBER(MATCH(AF$223,$N240:$S240,0)),-1,0)*_xlfn.IFS(ISNUMBER($E240),$E240,ISNUMBER($F240),$F240,ISNUMBER($G240),$G240,AND($E240=0,$F240=0,$G240=0),1)","v":0},{"$f":"IF(ISNUMBER(MATCH(AG$223,$H240:$M240,0)),1,0)*IF(ISNUMBER($G240),(1-$G240),1) + IF(ISNUMBER(MATCH(AG$223,$N240:$S240,0)),-1,0)*_xlfn.IFS(ISNUMBER($E240),$E240,ISNUMBER($F240),$F240,ISNUMBER($G240),$G240,AND($E240=0,$F240=0,$G240=0),1)","v":0},{"$f":"IF(ISNUMBER(MATCH(AH$223,$H240:$M240,0)),1,0)*IF(ISNUMBER($G240),(1-$G240),1) + IF(ISNUMBER(MATCH(AH$223,$N240:$S240,0)),-1,0)*_xlfn.IFS(ISNUMBER($E240),$E240,ISNUMBER($F240),$F240,ISNUMBER($G240),$G240,AND($E240=0,$F240=0,$G240=0),1)","v":0},{"$f":"IF(ISNUMBER(MATCH(AI$223,$H240:$M240,0)),1,0)*IF(ISNUMBER($G240),(1-$G240),1) + IF(ISNUMBER(MATCH(AI$223,$N240:$S240,0)),-1,0)*_xlfn.IFS(ISNUMBER($E240),$E240,ISNUMBER($F240),$F240,ISNUMBER($G240),$G240,AND($E240=0,$F240=0,$G240=0),1)","v":0},{"$f":"IF(ISNUMBER(MATCH(AJ$223,$H240:$M240,0)),1,0)*IF(ISNUMBER($G240),(1-$G240),1) + IF(ISNUMBER(MATCH(AJ$223,$N240:$S240,0)),-1,0)*_xlfn.IFS(ISNUMBER($E240),$E240,ISNUMBER($F240),$F240,ISNUMBER($G240),$G240,AND($E240=0,$F240=0,$G240=0),1)","v":0},{"$f":"IF(ISNUMBER(MATCH(AK$223,$H240:$M240,0)),1,0)*IF(ISNUMBER($G240),(1-$G240),1) + IF(ISNUMBER(MATCH(AK$223,$N240:$S240,0)),-1,0)*_xlfn.IFS(ISNUMBER($E240),$E240,ISNUMBER($F240),$F240,ISNUMBER($G240),$G240,AND($E240=0,$F240=0,$G240=0),1)","v":0},{"$f":"IF(ISNUMBER(MATCH(AL$223,$H240:$M240,0)),1,0)*IF(ISNUMBER($G240),(1-$G240),1) + IF(ISNUMBER(MATCH(AL$223,$N240:$S240,0)),-1,0)*_xlfn.IFS(ISNUMBER($E240),$E240,ISNUMBER($F240),$F240,ISNUMBER($G240),$G240,AND($E240=0,$F240=0,$G240=0),1)","v":1},{"$f":"IF(ISNUMBER(MATCH(AM$223,$H240:$M240,0)),1,0)*IF(ISNUMBER($G240),(1-$G240),1) + IF(ISNUMBER(MATCH(AM$223,$N240:$S240,0)),-1,0)*_xlfn.IFS(ISNUMBER($E240),$E240,ISNUMBER($F240),$F240,ISNUMBER($G240),$G240,AND($E240=0,$F240=0,$G240=0),1)","v":0},{"$f":"IF(ISNUMBER(MATCH(AN$223,$H240:$M240,0)),1,0)*IF(ISNUMBER($G240),(1-$G240),1) + IF(ISNUMBER(MATCH(AN$223,$N240:$S240,0)),-1,0)*_xlfn.IFS(ISNUMBER($E240),$E240,ISNUMBER($F240),$F240,ISNUMBER($G240),$G240,AND($E240=0,$F240=0,$G240=0),1)","v":0},{"$f":"IF(ISNUMBER(MATCH(AO$223,$H240:$M240,0)),1,0)*IF(ISNUMBER($G240),(1-$G240),1) + IF(ISNUMBER(MATCH(AO$223,$N240:$S240,0)),-1,0)*_xlfn.IFS(ISNUMBER($E240),$E240,ISNUMBER($F240),$F240,ISNUMBER($G240),$G240,AND($E240=0,$F240=0,$G240=0),1)","v":0},{"$f":"IF(ISNUMBER(MATCH(AP$223,$H240:$M240,0)),1,0)*IF(ISNUMBER($G240),(1-$G240),1) + IF(ISNUMBER(MATCH(AP$223,$N240:$S240,0)),-1,0)*_xlfn.IFS(ISNUMBER($E240),$E240,ISNUMBER($F240),$F240,ISNUMBER($G240),$G240,AND($E240=0,$F240=0,$G240=0),1)","v":0},{"$f":"IF(ISNUMBER(MATCH(AQ$223,$H240:$M240,0)),1,0)*IF(ISNUMBER($G240),(1-$G240),1) + IF(ISNUMBER(MATCH(AQ$223,$N240:$S240,0)),-1,0)*_xlfn.IFS(ISNUMBER($E240),$E240,ISNUMBER($F240),$F240,ISNUMBER($G240),$G240,AND($E240=0,$F240=0,$G240=0),1)","v":0},null,{"$f":"D240+0","v":0}]
[null,null,"COP",null,null,{"$f":"'Rack Configure'!H48","v":50},null,"q_rack_rpdu,l","q_rack_ ch1,l","q_rack_ ch2,l","q_rack_ ch3,l",null,null,"e_rack_rpdu-rcdu",null,null,null,null,null,null,"w_rack_ch1",8.76,null,{"$f":"IF(ISNUMBER(MATCH(X$223,$H241:$M241,0)),1,0)*IF(ISNUMBER($G241),(1-$G241),1) + IF(ISNUMBER(MATCH(X$223,$N241:$S241,0)),-1,0)*_xlfn.IFS(ISNUMBER($E241),$E241,ISNUMBER($F241),$F241,ISNUMBER($G241),$G241,AND($E241=0,$F241=0,$G241=0),1)","v":0},{"$f":"IF(ISNUMBER(MATCH(Y$223,$H241:$M241,0)),1,0)*IF(ISNUMBER($G241),(1-$G241),1) + IF(ISNUMBER(MATCH(Y$223,$N241:$S241,0)),-1,0)*_xlfn.IFS(ISNUMBER($E241),$E241,ISNUMBER($F241),$F241,ISNUMBER($G241),$G241,AND($E241=0,$F241=0,$G241=0),1)","v":0},{"$f":"IF(ISNUMBER(MATCH(Z$223,$H241:$M241,0)),1,0)*IF(ISNUMBER($G241),(1-$G241),1) + IF(ISNUMBER(MATCH(Z$223,$N241:$S241,0)),-1,0)*_xlfn.IFS(ISNUMBER($E241),$E241,ISNUMBER($F241),$F241,ISNUMBER($G241),$G241,AND($E241=0,$F241=0,$G241=0),1)","v":1},{"$f":"IF(ISNUMBER(MATCH(AA$223,$H241:$M241,0)),1,0)*IF(ISNUMBER($G241),(1-$G241),1) + IF(ISNUMBER(MATCH(AA$223,$N241:$S241,0)),-1,0)*_xlfn.IFS(ISNUMBER($E241),$E241,ISNUMBER($F241),$F241,ISNUMBER($G241),$G241,AND($E241=0,$F241=0,$G241=0),1)","v":0},{"$f":"IF(ISNUMBER(MATCH(AB$223,$H241:$M241,0)),1,0)*IF(ISNUMBER($G241),(1-$G241),1) + IF(ISNUMBER(MATCH(AB$223,$N241:$S241,0)),-1,0)*_xlfn.IFS(ISNUMBER($E241),$E241,ISNUMBER($F241),$F241,ISNUMBER($G241),$G241,AND($E241=0,$F241=0,$G241=0),1)","v":0},{"$f":"IF(ISNUMBER(MATCH(AC$223,$H241:$M241,0)),1,0)*IF(ISNUMBER($G241),(1-$G241),1) + IF(ISNUMBER(MATCH(AC$223,$N241:$S241,0)),-1,0)*_xlfn.IFS(ISNUMBER($E241),$E241,ISNUMBER($F241),$F241,ISNUMBER($G241),$G241,AND($E241=0,$F241=0,$G241=0),1)","v":0},{"$f":"IF(ISNUMBER(MATCH(AD$223,$H241:$M241,0)),1,0)*IF(ISNUMBER($G241),(1-$G241),1) + IF(ISNUMBER(MATCH(AD$223,$N241:$S241,0)),-1,0)*_xlfn.IFS(ISNUMBER($E241),$E241,ISNUMBER($F241),$F241,ISNUMBER($G241),$G241,AND($E241=0,$F241=0,$G241=0),1)","v":-50},{"$f":"IF(ISNUMBER(MATCH(AE$223,$H241:$M241,0)),1,0)*IF(ISNUMBER($G241),(1-$G241),1) + IF(ISNUMBER(MATCH(AE$223,$N241:$S241,0)),-1,0)*_xlfn.IFS(ISNUMBER($E241),$E241,ISNUMBER($F241),$F241,ISNUMBER($G241),$G241,AND($E241=0,$F241=0,$G241=0),1)","v":0},{"$f":"IF(ISNUMBER(MATCH(AF$223,$H241:$M241,0)),1,0)*IF(ISNUMBER($G241),(1-$G241),1) + IF(ISNUMBER(MATCH(AF$223,$N241:$S241,0)),-1,0)*_xlfn.IFS(ISNUMBER($E241),$E241,ISNUMBER($F241),$F241,ISNUMBER($G241),$G241,AND($E241=0,$F241=0,$G241=0),1)","v":0},{"$f":"IF(ISNUMBER(MATCH(AG$223,$H241:$M241,0)),1,0)*IF(ISNUMBER($G241),(1-$G241),1) + IF(ISNUMBER(MATCH(AG$223,$N241:$S241,0)),-1,0)*_xlfn.IFS(ISNUMBER($E241),$E241,ISNUMBER($F241),$F241,ISNUMBER($G241),$G241,AND($E241=0,$F241=0,$G241=0),1)","v":0},{"$f":"IF(ISNUMBER(MATCH(AH$223,$H241:$M241,0)),1,0)*IF(ISNUMBER($G241),(1-$G241),1) + IF(ISNUMBER(MATCH(AH$223,$N241:$S241,0)),-1,0)*_xlfn.IFS(ISNUMBER($E241),$E241,ISNUMBER($F241),$F241,ISNUMBER($G241),$G241,AND($E241=0,$F241=0,$G241=0),1)","v":1},{"$f":"IF(ISNUMBER(MATCH(AI$223,$H241:$M241,0)),1,0)*IF(ISNUMBER($G241),(1-$G241),1) + IF(ISNUMBER(MATCH(AI$223,$N241:$S241,0)),-1,0)*_xlfn.IFS(ISNUMBER($E241),$E241,ISNUMBER($F241),$F241,ISNUMBER($G241),$G241,AND($E241=0,$F241=0,$G241=0),1)","v":1},{"$f":"IF(ISNUMBER(MATCH(AJ$223,$H241:$M241,0)),1,0)*IF(ISNUMBER($G241),(1-$G241),1) + IF(ISNUMBER(MATCH(AJ$223,$N241:$S241,0)),-1,0)*_xlfn.IFS(ISNUMBER($E241),$E241,ISNUMBER($F241),$F241,ISNUMBER($G241),$G241,AND($E241=0,$F241=0,$G241=0),1)","v":1},{"$f":"IF(ISNUMBER(MATCH(AK$223,$H241:$M241,0)),1,0)*IF(ISNUMBER($G241),(1-$G241),1) + IF(ISNUMBER(MATCH(AK$223,$N241:$S241,0)),-1,0)*_xlfn.IFS(ISNUMBER($E241),$E241,ISNUMBER($F241),$F241,ISNUMBER($G241),$G241,AND($E241=0,$F241=0,$G241=0),1)","v":0},{"$f":"IF(ISNUMBER(MATCH(AL$223,$H241:$M241,0)),1,0)*IF(ISNUMBER($G241),(1-$G241),1) + IF(ISNUMBER(MATCH(AL$223,$N241:$S241,0)),-1,0)*_xlfn.IFS(ISNUMBER($E241),$E241,ISNUMBER($F241),$F241,ISNUMBER($G241),$G241,AND($E241=0,$F241=0,$G241=0),1)","v":0},{"$f":"IF(ISNUMBER(MATCH(AM$223,$H241:$M241,0)),1,0)*IF(ISNUMBER($G241),(1-$G241),1) + IF(ISNUMBER(MATCH(AM$223,$N241:$S241,0)),-1,0)*_xlfn.IFS(ISNUMBER($E241),$E241,ISNUMBER($F241),$F241,ISNUMBER($G241),$G241,AND($E241=0,$F241=0,$G241=0),1)","v":0},{"$f":"IF(ISNUMBER(MATCH(AN$223,$H241:$M241,0)),1,0)*IF(ISNUMBER($G241),(1-$G241),1) + IF(ISNUMBER(MATCH(AN$223,$N241:$S241,0)),-1,0)*_xlfn.IFS(ISNUMBER($E241),$E241,ISNUMBER($F241),$F241,ISNUMBER($G241),$G241,AND($E241=0,$F241=0,$G241=0),1)","v":0},{"$f":"IF(ISNUMBER(MATCH(AO$223,$H241:$M241,0)),1,0)*IF(ISNUMBER($G241),(1-$G241),1) + IF(ISNUMBER(MATCH(AO$223,$N241:$S241,0)),-1,0)*_xlfn.IFS(ISNUMBER($E241),$E241,ISNUMBER($F241),$F241,ISNUMBER($G241),$G241,AND($E241=0,$F241=0,$G241=0),1)","v":0},{"$f":"IF(ISNUMBER(MATCH(AP$223,$H241:$M241,0)),1,0)*IF(ISNUMBER($G241),(1-$G241),1) + IF(ISNUMBER(MATCH(AP$223,$N241:$S241,0)),-1,0)*_xlfn.IFS(ISNUMBER($E241),$E241,ISNUMBER($F241),$F241,ISNUMBER($G241),$G241,AND($E241=0,$F241=0,$G241=0),1)","v":0},{"$f":"IF(ISNUMBER(MATCH(AQ$223,$H241:$M241,0)),1,0)*IF(ISNUMBER($G241),(1-$G241),1) + IF(ISNUMBER(MATCH(AQ$223,$N241:$S241,0)),-1,0)*_xlfn.IFS(ISNUMBER($E241),$E241,ISNUMBER($F241),$F241,ISNUMBER($G241),$G241,AND($E241=0,$F241=0,$G241=0),1)","v":0},null,{"$f":"D241+0","v":0}]
[null,null,"Split",null,null,null,{"$f":"'Rack Configure'!H49","v":0.05},"q_rack_rcdu,l2a",null,null,null,null,null,"q_rack_rcdu,l",null,null,null,null,null,null,"w_rack_ch2",0,null,{"$f":"IF(ISNUMBER(MATCH(X$223,$H242:$M242,0)),1,0)*IF(ISNUMBER($G242),(1-$G242),1) + IF(ISNUMBER(MATCH(X$223,$N242:$S242,0)),-1,0)*_xlfn.IFS(ISNUMBER($E242),$E242,ISNUMBER($F242),$F242,ISNUMBER($G242),$G242,AND($E242=0,$F242=0,$G242=0),1)","v":0},{"$f":"IF(ISNUMBER(MATCH(Y$223,$H242:$M242,0)),1,0)*IF(ISNUMBER($G242),(1-$G242),1) + IF(ISNUMBER(MATCH(Y$223,$N242:$S242,0)),-1,0)*_xlfn.IFS(ISNUMBER($E242),$E242,ISNUMBER($F242),$F242,ISNUMBER($G242),$G242,AND($E242=0,$F242=0,$G242=0),1)","v":0},{"$f":"IF(ISNUMBER(MATCH(Z$223,$H242:$M242,0)),1,0)*IF(ISNUMBER($G242),(1-$G242),1) + IF(ISNUMBER(MATCH(Z$223,$N242:$S242,0)),-1,0)*_xlfn.IFS(ISNUMBER($E242),$E242,ISNUMBER($F242),$F242,ISNUMBER($G242),$G242,AND($E242=0,$F242=0,$G242=0),1)","v":0},{"$f":"IF(ISNUMBER(MATCH(AA$223,$H242:$M242,0)),1,0)*IF(ISNUMBER($G242),(1-$G242),1) + IF(ISNUMBER(MATCH(AA$223,$N242:$S242,0)),-1,0)*_xlfn.IFS(ISNUMBER($E242),$E242,ISNUMBER($F242),$F242,ISNUMBER($G242),$G242,AND($E242=0,$F242=0,$G242=0),1)","v":0},{"$f":"IF(ISNUMBER(MATCH(AB$223,$H242:$M242,0)),1,0)*IF(ISNUMBER($G242),(1-$G242),1) + IF(ISNUMBER(MATCH(AB$223,$N242:$S242,0)),-1,0)*_xlfn.IFS(ISNUMBER($E242),$E242,ISNUMBER($F242),$F242,ISNUMBER($G242),$G242,AND($E242=0,$F242=0,$G242=0),1)","v":0},{"$f":"IF(ISNUMBER(MATCH(AC$223,$H242:$M242,0)),1,0)*IF(ISNUMBER($G242),(1-$G242),1) + IF(ISNUMBER(MATCH(AC$223,$N242:$S242,0)),-1,0)*_xlfn.IFS(ISNUMBER($E242),$E242,ISNUMBER($F242),$F242,ISNUMBER($G242),$G242,AND($E242=0,$F242=0,$G242=0),1)","v":0},{"$f":"IF(ISNUMBER(MATCH(AD$223,$H242:$M242,0)),1,0)*IF(ISNUMBER($G242),(1-$G242),1) + IF(ISNUMBER(MATCH(AD$223,$N242:$S242,0)),-1,0)*_xlfn.IFS(ISNUMBER($E242),$E242,ISNUMBER($F242),$F242,ISNUMBER($G242),$G242,AND($E242=0,$F242=0,$G242=0),1)","v":0},{"$f":"IF(ISNUMBER(MATCH(AE$223,$H242:$M242,0)),1,0)*IF(ISNUMBER($G242),(1-$G242),1) + IF(ISNUMBER(MATCH(AE$223,$N242:$S242,0)),-1,0)*_xlfn.IFS(ISNUMBER($E242),$E242,ISNUMBER($F242),$F242,ISNUMBER($G242),$G242,AND($E242=0,$F242=0,$G242=0),1)","v":0},{"$f":"IF(ISNUMBER(MATCH(AF$223,$H242:$M242,0)),1,0)*IF(ISNUMBER($G242),(1-$G242),1) + IF(ISNUMBER(MATCH(AF$223,$N242:$S242,0)),-1,0)*_xlfn.IFS(ISNUMBER($E242),$E242,ISNUMBER($F242),$F242,ISNUMBER($G242),$G242,AND($E242=0,$F242=0,$G242=0),1)","v":0},{"$f":"IF(ISNUMBER(MATCH(AG$223,$H242:$M242,0)),1,0)*IF(ISNUMBER($G242),(1-$G242),1) + IF(ISNUMBER(MATCH(AG$223,$N242:$S242,0)),-1,0)*_xlfn.IFS(ISNUMBER($E242),$E242,ISNUMBER($F242),$F242,ISNUMBER($G242),$G242,AND($E242=0,$F242=0,$G242=0),1)","v":0},{"$f":"IF(ISNUMBER(MATCH(AH$223,$H242:$M242,0)),1,0)*IF(ISNUMBER($G242),(1-$G242),1) + IF(ISNUMBER(MATCH(AH$223,$N242:$S242,0)),-1,0)*_xlfn.IFS(ISNUMBER($E242),$E242,ISNUMBER($F242),$F242,ISNUMBER($G242),$G242,AND($E242=0,$F242=0,$G242=0),1)","v":0},{"$f":"IF(ISNUMBER(MATCH(AI$223,$H242:$M242,0)),1,0)*IF(ISNUMBER($G242),(1-$G242),1) + IF(ISNUMBER(MATCH(AI$223,$N242:$S242,0)),-1,0)*_xlfn.IFS(ISNUMBER($E242),$E242,ISNUMBER($F242),$F242,ISNUMBER($G242),$G242,AND($E242=0,$F242=0,$G242=0),1)","v":0},{"$f":"IF(ISNUMBER(MATCH(AJ$223,$H242:$M242,0)),1,0)*IF(ISNUMBER($G242),(1-$G242),1) + IF(ISNUMBER(MATCH(AJ$223,$N242:$S242,0)),-1,0)*_xlfn.IFS(ISNUMBER($E242),$E242,ISNUMBER($F242),$F242,ISNUMBER($G242),$G242,AND($E242=0,$F242=0,$G242=0),1)","v":0},{"$f":"IF(ISNUMBER(MATCH(AK$223,$H242:$M242,0)),1,0)*IF(ISNUMBER($G242),(1-$G242),1) + IF(ISNUMBER(MATCH(AK$223,$N242:$S242,0)),-1,0)*_xlfn.IFS(ISNUMBER($E242),$E242,ISNUMBER($F242),$F242,ISNUMBER($G242),$G242,AND($E242=0,$F242=0,$G242=0),1)","v":0},{"$f":"IF(ISNUMBER(MATCH(AL$223,$H242:$M242,0)),1,0)*IF(ISNUMBER($G242),(1-$G242),1) + IF(ISNUMBER(MATCH(AL$223,$N242:$S242,0)),-1,0)*_xlfn.IFS(ISNUMBER($E242),$E242,ISNUMBER($F242),$F242,ISNUMBER($G242),$G242,AND($E242=0,$F242=0,$G242=0),1)","v":0},{"$f":"IF(ISNUMBER(MATCH(AM$223,$H242:$M242,0)),1,0)*IF(ISNUMBER($G242),(1-$G242),1) + IF(ISNUMBER(MATCH(AM$223,$N242:$S242,0)),-1,0)*_xlfn.IFS(ISNUMBER($E242),$E242,ISNUMBER($F242),$F242,ISNUMBER($G242),$G242,AND($E242=0,$F242=0,$G242=0),1)","v":0.95},{"$f":"IF(ISNUMBER(MATCH(AN$223,$H242:$M242,0)),1,0)*IF(ISNUMBER($G242),(1-$G242),1) + IF(ISNUMBER(MATCH(AN$223,$N242:$S242,0)),-1,0)*_xlfn.IFS(ISNUMBER($E242),$E242,ISNUMBER($F242),$F242,ISNUMBER($G242),$G242,AND($E242=0,$F242=0,$G242=0),1)","v":-0.05},{"$f":"IF(ISNUMBER(MATCH(AO$223,$H242:$M242,0)),1,0)*IF(ISNUMBER($G242),(1-$G242),1) + IF(ISNUMBER(MATCH(AO$223,$N242:$S242,0)),-1,0)*_xlfn.IFS(ISNUMBER($E242),$E242,ISNUMBER($F242),$F242,ISNUMBER($G242),$G242,AND($E242=0,$F242=0,$G242=0),1)","v":0},{"$f":"IF(ISNUMBER(MATCH(AP$223,$H242:$M242,0)),1,0)*IF(ISNUMBER($G242),(1-$G242),1) + IF(ISNUMBER(MATCH(AP$223,$N242:$S242,0)),-1,0)*_xlfn.IFS(ISNUMBER($E242),$E242,ISNUMBER($F242),$F242,ISNUMBER($G242),$G242,AND($E242=0,$F242=0,$G242=0),1)","v":0},{"$f":"IF(ISNUMBER(MATCH(AQ$223,$H242:$M242,0)),1,0)*IF(ISNUMBER($G242),(1-$G242),1) + IF(ISNUMBER(MATCH(AQ$223,$N242:$S242,0)),-1,0)*_xlfn.IFS(ISNUMBER($E242),$E242,ISNUMBER($F242),$F242,ISNUMBER($G242),$G242,AND($E242=0,$F242=0,$G242=0),1)","v":0},null,{"$f":"D242+0","v":0}]
[null,"Air","Conservation",null,null,null,null,"q_rack_rpdu,a","q_rack_ ch1,a","q_rack_ ch2,a","q_rack_ ch3,a","q_rack_rcdu,a","q_rack_rcdu,l2a","q_rack-crah",null,null,null,null,null,null,"w_rack_ch3",0,null,{"$f":"IF(ISNUMBER(MATCH(X$223,$H243:$M243,0)),1,0)*IF(ISNUMBER($G243),(1-$G243),1) + IF(ISNUMBER(MATCH(X$223,$N243:$S243,0)),-1,0)*_xlfn.IFS(ISNUMBER($E243),$E243,ISNUMBER($F243),$F243,ISNUMBER($G243),$G243,AND($E243=0,$F243=0,$G243=0),1)","v":0},{"$f":"IF(ISNUMBER(MATCH(Y$223,$H243:$M243,0)),1,0)*IF(ISNUMBER($G243),(1-$G243),1) + IF(ISNUMBER(MATCH(Y$223,$N243:$S243,0)),-1,0)*_xlfn.IFS(ISNUMBER($E243),$E243,ISNUMBER($F243),$F243,ISNUMBER($G243),$G243,AND($E243=0,$F243=0,$G243=0),1)","v":1},{"$f":"IF(ISNUMBER(MATCH(Z$223,$H243:$M243,0)),1,0)*IF(ISNUMBER($G243),(1-$G243),1) + IF(ISNUMBER(MATCH(Z$223,$N243:$S243,0)),-1,0)*_xlfn.IFS(ISNUMBER($E243),$E243,ISNUMBER($F243),$F243,ISNUMBER($G243),$G243,AND($E243=0,$F243=0,$G243=0),1)","v":0},{"$f":"IF(ISNUMBER(MATCH(AA$223,$H243:$M243,0)),1,0)*IF(ISNUMBER($G243),(1-$G243),1) + IF(ISNUMBER(MATCH(AA$223,$N243:$S243,0)),-1,0)*_xlfn.IFS(ISNUMBER($E243),$E243,ISNUMBER($F243),$F243,ISNUMBER($G243),$G243,AND($E243=0,$F243=0,$G243=0),1)","v":0},{"$f":"IF(ISNUMBER(MATCH(AB$223,$H243:$M243,0)),1,0)*IF(ISNUMBER($G243),(1-$G243),1) + IF(ISNUMBER(MATCH(AB$223,$N243:$S243,0)),-1,0)*_xlfn.IFS(ISNUMBER($E243),$E243,ISNUMBER($F243),$F243,ISNUMBER($G243),$G243,AND($E243=0,$F243=0,$G243=0),1)","v":0},{"$f":"IF(ISNUMBER(MATCH(AC$223,$H243:$M243,0)),1,0)*IF(ISNUMBER($G243),(1-$G243),1) + IF(ISNUMBER(MATCH(AC$223,$N243:$S243,0)),-1,0)*_xlfn.IFS(ISNUMBER($E243),$E243,ISNUMBER($F243),$F243,ISNUMBER($G243),$G243,AND($E243=0,$F243=0,$G243=0),1)","v":0},{"$f":"IF(ISNUMBER(MATCH(AD$223,$H243:$M243,0)),1,0)*IF(ISNUMBER($G243),(1-$G243),1) + IF(ISNUMBER(MATCH(AD$223,$N243:$S243,0)),-1,0)*_xlfn.IFS(ISNUMBER($E243),$E243,ISNUMBER($F243),$F243,ISNUMBER($G243),$G243,AND($E243=0,$F243=0,$G243=0),1)","v":0},{"$f":"IF(ISNUMBER(MATCH(AE$223,$H243:$M243,0)),1,0)*IF(ISNUMBER($G243),(1-$G243),1) + IF(ISNUMBER(MATCH(AE$223,$N243:$S243,0)),-1,0)*_xlfn.IFS(ISNUMBER($E243),$E243,ISNUMBER($F243),$F243,ISNUMBER($G243),$G243,AND($E243=0,$F243=0,$G243=0),1)","v":1},{"$f":"IF(ISNUMBER(MATCH(AF$223,$H243:$M243,0)),1,0)*IF(ISNUMBER($G243),(1-$G243),1) + IF(ISNUMBER(MATCH(AF$223,$N243:$S243,0)),-1,0)*_xlfn.IFS(ISNUMBER($E243),$E243,ISNUMBER($F243),$F243,ISNUMBER($G243),$G243,AND($E243=0,$F243=0,$G243=0),1)","v":1},{"$f":"IF(ISNUMBER(MATCH(AG$223,$H243:$M243,0)),1,0)*IF(ISNUMBER($G243),(1-$G243),1) + IF(ISNUMBER(MATCH(AG$223,$N243:$S243,0)),-1,0)*_xlfn.IFS(ISNUMBER($E243),$E243,ISNUMBER($F243),$F243,ISNUMBER($G243),$G243,AND($E243=0,$F243=0,$G243=0),1)","v":1},{"$f":"IF(ISNUMBER(MATCH(AH$223,$H243:$M243,0)),1,0)*IF(ISNUMBER($G243),(1-$G243),1) + IF(ISNUMBER(MATCH(AH$223,$N243:$S243,0)),-1,0)*_xlfn.IFS(ISNUMBER($E243),$E243,ISNUMBER($F243),$F243,ISNUMBER($G243),$G243,AND($E243=0,$F243=0,$G243=0),1)","v":0},{"$f":"IF(ISNUMBER(MATCH(AI$223,$H243:$M243,0)),1,0)*IF(ISNUMBER($G243),(1-$G243),1) + IF(ISNUMBER(MATCH(AI$223,$N243:$S243,0)),-1,0)*_xlfn.IFS(ISNUMBER($E243),$E243,ISNUMBER($F243),$F243,ISNUMBER($G243),$G243,AND($E243=0,$F243=0,$G243=0),1)","v":0},{"$f":"IF(ISNUMBER(MATCH(AJ$223,$H243:$M243,0)),1,0)*IF(ISNUMBER($G243),(1-$G243),1) + IF(ISNUMBER(MATCH(AJ$223,$N243:$S243,0)),-1,0)*_xlfn.IFS(ISNUMBER($E243),$E243,ISNUMBER($F243),$F243,ISNUMBER($G243),$G243,AND($E243=0,$F243=0,$G243=0),1)","v":0},{"$f":"IF(ISNUMBER(MATCH(AK$223,$H243:$M243,0)),1,0)*IF(ISNUMBER($G243),(1-$G243),1) + IF(ISNUMBER(MATCH(AK$223,$N243:$S243,0)),-1,0)*_xlfn.IFS(ISNUMBER($E243),$E243,ISNUMBER($F243),$F243,ISNUMBER($G243),$G243,AND($E243=0,$F243=0,$G243=0),1)","v":-1},{"$f":"IF(ISNUMBER(MATCH(AL$223,$H243:$M243,0)),1,0)*IF(ISNUMBER($G243),(1-$G243),1) + IF(ISNUMBER(MATCH(AL$223,$N243:$S243,0)),-1,0)*_xlfn.IFS(ISNUMBER($E243),$E243,ISNUMBER($F243),$F243,ISNUMBER($G243),$G243,AND($E243=0,$F243=0,$G243=0),1)","v":1},{"$f":"IF(ISNUMBER(MATCH(AM$223,$H243:$M243,0)),1,0)*IF(ISNUMBER($G243),(1-$G243),1) + IF(ISNUMBER(MATCH(AM$223,$N243:$S243,0)),-1,0)*_xlfn.IFS(ISNUMBER($E243),$E243,ISNUMBER($F243),$F243,ISNUMBER($G243),$G243,AND($E243=0,$F243=0,$G243=0),1)","v":1},{"$f":"IF(ISNUMBER(MATCH(AN$223,$H243:$M243,0)),1,0)*IF(ISNUMBER($G243),(1-$G243),1) + IF(ISNUMBER(MATCH(AN$223,$N243:$S243,0)),-1,0)*_xlfn.IFS(ISNUMBER($E243),$E243,ISNUMBER($F243),$F243,ISNUMBER($G243),$G243,AND($E243=0,$F243=0,$G243=0),1)","v":0},{"$f":"IF(ISNUMBER(MATCH(AO$223,$H243:$M243,0)),1,0)*IF(ISNUMBER($G243),(1-$G243),1) + IF(ISNUMBER(MATCH(AO$223,$N243:$S243,0)),-1,0)*_xlfn.IFS(ISNUMBER($E243),$E243,ISNUMBER($F243),$F243,ISNUMBER($G243),$G243,AND($E243=0,$F243=0,$G243=0),1)","v":0},{"$f":"IF(ISNUMBER(MATCH(AP$223,$H243:$M243,0)),1,0)*IF(ISNUMBER($G243),(1-$G243),1) + IF(ISNUMBER(MATCH(AP$223,$N243:$S243,0)),-1,0)*_xlfn.IFS(ISNUMBER($E243),$E243,ISNUMBER($F243),$F243,ISNUMBER($G243),$G243,AND($E243=0,$F243=0,$G243=0),1)","v":0},{"$f":"IF(ISNUMBER(MATCH(AQ$223,$H243:$M243,0)),1,0)*IF(ISNUMBER($G243),(1-$G243),1) + IF(ISNUMBER(MATCH(AQ$223,$N243:$S243,0)),-1,0)*_xlfn.IFS(ISNUMBER($E243),$E243,ISNUMBER($F243),$F243,ISNUMBER($G243),$G243,AND($E243=0,$F243=0,$G243=0),1)","v":0},null,{"$f":"D243+0","v":0}]
[]
[null,null,null,null,null,null,null,"e_rack_rpdu",null,null,null,null,null,"q_rack-crah","q_rack_rcdu,l",null,null,null,null,null,"rack",{"$f":"SUMPRODUCT(TRANSPOSE(X245:AQ245),_xlfn.ANCHORARRAY(V$224))","v":0},null,{"$f":"IF(ISNUMBER(MATCH(X$223,$H245:$M245,0)),1,0) + IF(ISNUMBER(MATCH(X$223,$N245:$S245,0)),-1,0)","v":1},{"$f":"IF(ISNUMBER(MATCH(Y$223,$H245:$M245,0)),1,0) + IF(ISNUMBER(MATCH(Y$223,$N245:$S245,0)),-1,0)","v":0},{"$f":"IF(ISNUMBER(MATCH(Z$223,$H245:$M245,0)),1,0) + IF(ISNUMBER(MATCH(Z$223,$N245:$S245,0)),-1,0)","v":0},{"$f":"IF(ISNUMBER(MATCH(AA$223,$H245:$M245,0)),1,0) + IF(ISNUMBER(MATCH(AA$223,$N245:$S245,0)),-1,0)","v":0},{"$f":"IF(ISNUMBER(MATCH(AB$223,$H245:$M245,0)),1,0) + IF(ISNUMBER(MATCH(AB$223,$N245:$S245,0)),-1,0)","v":0},{"$f":"IF(ISNUMBER(MATCH(AC$223,$H245:$M245,0)),1,0) + IF(ISNUMBER(MATCH(AC$223,$N245:$S245,0)),-1,0)","v":0},{"$f":"IF(ISNUMBER(MATCH(AD$223,$H245:$M245,0)),1,0) + IF(ISNUMBER(MATCH(AD$223,$N245:$S245,0)),-1,0)","v":0},{"$f":"IF(ISNUMBER(MATCH(AE$223,$H245:$M245,0)),1,0) + IF(ISNUMBER(MATCH(AE$223,$N245:$S245,0)),-1,0)","v":0},{"$f":"IF(ISNUMBER(MATCH(AF$223,$H245:$M245,0)),1,0) + IF(ISNUMBER(MATCH(AF$223,$N245:$S245,0)),-1,0)","v":0},{"$f":"IF(ISNUMBER(MATCH(AG$223,$H245:$M245,0)),1,0) + IF(ISNUMBER(MATCH(AG$223,$N245:$S245,0)),-1,0)","v":0},{"$f":"IF(ISNUMBER(MATCH(AH$223,$H245:$M245,0)),1,0) + IF(ISNUMBER(MATCH(AH$223,$N245:$S245,0)),-1,0)","v":0},{"$f":"IF(ISNUMBER(MATCH(AI$223,$H245:$M245,0)),1,0) + IF(ISNUMBER(MATCH(AI$223,$N245:$S245,0)),-1,0)","v":0},{"$f":"IF(ISNUMBER(MATCH(AJ$223,$H245:$M245,0)),1,0) + IF(ISNUMBER(MATCH(AJ$223,$N245:$S245,0)),-1,0)","v":0},{"$f":"IF(ISNUMBER(MATCH(AK$223,$H245:$M245,0)),1,0) + IF(ISNUMBER(MATCH(AK$223,$N245:$S245,0)),-1,0)","v":-1},{"$f":"IF(ISNUMBER(MATCH(AL$223,$H245:$M245,0)),1,0) + IF(ISNUMBER(MATCH(AL$223,$N245:$S245,0)),-1,0)","v":0},{"$f":"IF(ISNUMBER(MATCH(AM$223,$H245:$M245,0)),1,0) + IF(ISNUMBER(MATCH(AM$223,$N245:$S245,0)),-1,0)","v":0},{"$f":"IF(ISNUMBER(MATCH(AN$223,$H245:$M245,0)),1,0) + IF(ISNUMBER(MATCH(AN$223,$N245:$S245,0)),-1,0)","v":-1},{"$f":"IF(ISNUMBER(MATCH(AO$223,$H245:$M245,0)),1,0) + IF(ISNUMBER(MATCH(AO$223,$N245:$S245,0)),-1,0)","v":0},{"$f":"IF(ISNUMBER(MATCH(AP$223,$H245:$M245,0)),1,0) + IF(ISNUMBER(MATCH(AP$223,$N245:$S245,0)),-1,0)","v":0},{"$f":"IF(ISNUMBER(MATCH(AQ$223,$H245:$M245,0)),1,0) + IF(ISNUMBER(MATCH(AQ$223,$N245:$S245,0)),-1,0)","v":0}]
[null,null,null,null,null,null,null,"e_rack_rpdu-rcdu","q_rack_ ch1,l","q_rack_ ch2,l","q_rack_ ch3,l","q_rack_rpdu,l",null,"q_rack_rcdu,a","q_rack_rcdu,l","q_rack_rcdu,l2a",null,null,null,null,"rcdu",{"$f":"SUMPRODUCT(TRANSPOSE(X246:AQ246),_xlfn.ANCHORARRAY(V$224))","v":0},null,{"$f":"IF(ISNUMBER(MATCH(X$223,$H246:$M246,0)),1,0) + IF(ISNUMBER(MATCH(X$223,$N246:$S246,0)),-1,0)","v":0},{"$f":"IF(ISNUMBER(MATCH(Y$223,$H246:$M246,0)),1,0) + IF(ISNUMBER(MATCH(Y$223,$N246:$S246,0)),-1,0)","v":0},{"$f":"IF(ISNUMBER(MATCH(Z$223,$H246:$M246,0)),1,0) + IF(ISNUMBER(MATCH(Z$223,$N246:$S246,0)),-1,0)","v":1},{"$f":"IF(ISNUMBER(MATCH(AA$223,$H246:$M246,0)),1,0) + IF(ISNUMBER(MATCH(AA$223,$N246:$S246,0)),-1,0)","v":0},{"$f":"IF(ISNUMBER(MATCH(AB$223,$H246:$M246,0)),1,0) + IF(ISNUMBER(MATCH(AB$223,$N246:$S246,0)),-1,0)","v":0},{"$f":"IF(ISNUMBER(MATCH(AC$223,$H246:$M246,0)),1,0) + IF(ISNUMBER(MATCH(AC$223,$N246:$S246,0)),-1,0)","v":0},{"$f":"IF(ISNUMBER(MATCH(AD$223,$H246:$M246,0)),1,0) + IF(ISNUMBER(MATCH(AD$223,$N246:$S246,0)),-1,0)","v":1},{"$f":"IF(ISNUMBER(MATCH(AE$223,$H246:$M246,0)),1,0) + IF(ISNUMBER(MATCH(AE$223,$N246:$S246,0)),-1,0)","v":0},{"$f":"IF(ISNUMBER(MATCH(AF$223,$H246:$M246,0)),1,0) + IF(ISNUMBER(MATCH(AF$223,$N246:$S246,0)),-1,0)","v":0},{"$f":"IF(ISNUMBER(MATCH(AG$223,$H246:$M246,0)),1,0) + IF(ISNUMBER(MATCH(AG$223,$N246:$S246,0)),-1,0)","v":0},{"$f":"IF(ISNUMBER(MATCH(AH$223,$H246:$M246,0)),1,0) + IF(ISNUMBER(MATCH(AH$223,$N246:$S246,0)),-1,0)","v":1},{"$f":"IF(ISNUMBER(MATCH(AI$223,$H246:$M246,0)),1,0) + IF(ISNUMBER(MATCH(AI$223,$N246:$S246,0)),-1,0)","v":1},{"$f":"IF(ISNUMBER(MATCH(AJ$223,$H246:$M246,0)),1,0) + IF(ISNUMBER(MATCH(AJ$223,$N246:$S246,0)),-1,0)","v":1},{"$f":"IF(ISNUMBER(MATCH(AK$223,$H246:$M246,0)),1,0) + IF(ISNUMBER(MATCH(AK$223,$N246:$S246,0)),-1,0)","v":0},{"$f":"IF(ISNUMBER(MATCH(AL$223,$H246:$M246,0)),1,0) + IF(ISNUMBER(MATCH(AL$223,$N246:$S246,0)),-1,0)","v":-1},{"$f":"IF(ISNUMBER(MATCH(AM$223,$H246:$M246,0)),1,0) + IF(ISNUMBER(MATCH(AM$223,$N246:$S246,0)),-1,0)","v":-1},{"$f":"IF(ISNUMBER(MATCH(AN$223,$H246:$M246,0)),1,0) + IF(ISNUMBER(MATCH(AN$223,$N246:$S246,0)),-1,0)","v":-1},{"$f":"IF(ISNUMBER(MATCH(AO$223,$H246:$M246,0)),1,0) + IF(ISNUMBER(MATCH(AO$223,$N246:$S246,0)),-1,0)","v":0},{"$f":"IF(ISNUMBER(MATCH(AP$223,$H246:$M246,0)),1,0) + IF(ISNUMBER(MATCH(AP$223,$N246:$S246,0)),-1,0)","v":0},{"$f":"IF(ISNUMBER(MATCH(AQ$223,$H246:$M246,0)),1,0) + IF(ISNUMBER(MATCH(AQ$223,$N246:$S246,0)),-1,0)","v":0}]
[null,"Rack capacity","load"]
[null,"rPDU",{"$f":"SUMPRODUCT(TRANSPOSE(X248:AQ248),_xlfn.ANCHORARRAY(V$224))","v":12.121212121212121},null,null,null,null,"e_rack_rpdu",null,null,null,null,null,null,null,null,null,null,null,null,null,null,null,{"$f":"IF(ISNUMBER(MATCH(X$223,$H248:$M248,0)),1,0) + IF(ISNUMBER(MATCH(X$223,$N248:$S248,0)),-1,0)","v":1},{"$f":"IF(ISNUMBER(MATCH(Y$223,$H248:$M248,0)),1,0) + IF(ISNUMBER(MATCH(Y$223,$N248:$S248,0)),-1,0)","v":0},{"$f":"IF(ISNUMBER(MATCH(Z$223,$H248:$M248,0)),1,0) + IF(ISNUMBER(MATCH(Z$223,$N248:$S248,0)),-1,0)","v":0},{"$f":"IF(ISNUMBER(MATCH(AA$223,$H248:$M248,0)),1,0) + IF(ISNUMBER(MATCH(AA$223,$N248:$S248,0)),-1,0)","v":0},{"$f":"IF(ISNUMBER(MATCH(AB$223,$H248:$M248,0)),1,0) + IF(ISNUMBER(MATCH(AB$223,$N248:$S248,0)),-1,0)","v":0},{"$f":"IF(ISNUMBER(MATCH(AC$223,$H248:$M248,0)),1,0) + IF(ISNUMBER(MATCH(AC$223,$N248:$S248,0)),-1,0)","v":0},{"$f":"IF(ISNUMBER(MATCH(AD$223,$H248:$M248,0)),1,0) + IF(ISNUMBER(MATCH(AD$223,$N248:$S248,0)),-1,0)","v":0},{"$f":"IF(ISNUMBER(MATCH(AE$223,$H248:$M248,0)),1,0) + IF(ISNUMBER(MATCH(AE$223,$N248:$S248,0)),-1,0)","v":0},{"$f":"IF(ISNUMBER(MATCH(AF$223,$H248:$M248,0)),1,0) + IF(ISNUMBER(MATCH(AF$223,$N248:$S248,0)),-1,0)","v":0},{"$f":"IF(ISNUMBER(MATCH(AG$223,$H248:$M248,0)),1,0) + IF(ISNUMBER(MATCH(AG$223,$N248:$S248,0)),-1,0)","v":0},{"$f":"IF(ISNUMBER(MATCH(AH$223,$H248:$M248,0)),1,0) + IF(ISNUMBER(MATCH(AH$223,$N248:$S248,0)),-1,0)","v":0},{"$f":"IF(ISNUMBER(MATCH(AI$223,$H248:$M248,0)),1,0) + IF(ISNUMBER(MATCH(AI$223,$N248:$S248,0)),-1,0)","v":0},{"$f":"IF(ISNUMBER(MATCH(AJ$223,$H248:$M248,0)),1,0) + IF(ISNUMBER(MATCH(AJ$223,$N248:$S248,0)),-1,0)","v":0},{"$f":"IF(ISNUMBER(MATCH(AK$223,$H248:$M248,0)),1,0) + IF(ISNUMBER(MATCH(AK$223,$N248:$S248,0)),-1,0)","v":0},{"$f":"IF(ISNUMBER(MATCH(AL$223,$H248:$M248,0)),1,0) + IF(ISNUMBER(MATCH(AL$223,$N248:$S248,0)),-1,0)","v":0},{"$f":"IF(ISNUMBER(MATCH(AM$223,$H248:$M248,0)),1,0) + IF(ISNUMBER(MATCH(AM$223,$N248:$S248,0)),-1,0)","v":0},{"$f":"IF(ISNUMBER(MATCH(AN$223,$H248:$M248,0)),1,0) + IF(ISNUMBER(MATCH(AN$223,$N248:$S248,0)),-1,0)","v":0},{"$f":"IF(ISNUMBER(MATCH(AO$223,$H248:$M248,0)),1,0) + IF(ISNUMBER(MATCH(AO$223,$N248:$S248,0)),-1,0)","v":0},{"$f":"IF(ISNUMBER(MATCH(AP$223,$H248:$M248,0)),1,0) + IF(ISNUMBER(MATCH(AP$223,$N248:$S248,0)),-1,0)","v":0},{"$f":"IF(ISNUMBER(MATCH(AQ$223,$H248:$M248,0)),1,0) + IF(ISNUMBER(MATCH(AQ$223,$N248:$S248,0)),-1,0)","v":0}]
[null,"ITE load (L3)",{"$f":"SUMPRODUCT(TRANSPOSE(X249:AQ249),_xlfn.ANCHORARRAY(V$224))","v":12},null,null,null,null,"e_rack_rpdu-ch1","e_rack_rpdu-ch2","e_rack_rpdu-ch3",null,null,null,null,null,null,null,null,null,null,null,null,null,{"$f":"IF(ISNUMBER(MATCH(X$223,$H249:$M249,0)),1,0) + IF(ISNUMBER(MATCH(X$223,$N249:$S249,0)),-1,0)","v":0},{"$f":"IF(ISNUMBER(MATCH(Y$223,$H249:$M249,0)),1,0) + IF(ISNUMBER(MATCH(Y$223,$N249:$S249,0)),-1,0)","v":0},{"$f":"IF(ISNUMBER(MATCH(Z$223,$H249:$M249,0)),1,0) + IF(ISNUMBER(MATCH(Z$223,$N249:$S249,0)),-1,0)","v":0},{"$f":"IF(ISNUMBER(MATCH(AA$223,$H249:$M249,0)),1,0) + IF(ISNUMBER(MATCH(AA$223,$N249:$S249,0)),-1,0)","v":1},{"$f":"IF(ISNUMBER(MATCH(AB$223,$H249:$M249,0)),1,0) + IF(ISNUMBER(MATCH(AB$223,$N249:$S249,0)),-1,0)","v":1},{"$f":"IF(ISNUMBER(MATCH(AC$223,$H249:$M249,0)),1,0) + IF(ISNUMBER(MATCH(AC$223,$N249:$S249,0)),-1,0)","v":1},{"$f":"IF(ISNUMBER(MATCH(AD$223,$H249:$M249,0)),1,0) + IF(ISNUMBER(MATCH(AD$223,$N249:$S249,0)),-1,0)","v":0},{"$f":"IF(ISNUMBER(MATCH(AE$223,$H249:$M249,0)),1,0) + IF(ISNUMBER(MATCH(AE$223,$N249:$S249,0)),-1,0)","v":0},{"$f":"IF(ISNUMBER(MATCH(AF$223,$H249:$M249,0)),1,0) + IF(ISNUMBER(MATCH(AF$223,$N249:$S249,0)),-1,0)","v":0},{"$f":"IF(ISNUMBER(MATCH(AG$223,$H249:$M249,0)),1,0) + IF(ISNUMBER(MATCH(AG$223,$N249:$S249,0)),-1,0)","v":0},{"$f":"IF(ISNUMBER(MATCH(AH$223,$H249:$M249,0)),1,0) + IF(ISNUMBER(MATCH(AH$223,$N249:$S249,0)),-1,0)","v":0},{"$f":"IF(ISNUMBER(MATCH(AI$223,$H249:$M249,0)),1,0) + IF(ISNUMBER(MATCH(AI$223,$N249:$S249,0)),-1,0)","v":0},{"$f":"IF(ISNUMBER(MATCH(AJ$223,$H249:$M249,0)),1,0) + IF(ISNUMBER(MATCH(AJ$223,$N249:$S249,0)),-1,0)","v":0},{"$f":"IF(ISNUMBER(MATCH(AK$223,$H249:$M249,0)),1,0) + IF(ISNUMBER(MATCH(AK$223,$N249:$S249,0)),-1,0)","v":0},{"$f":"IF(ISNUMBER(MATCH(AL$223,$H249:$M249,0)),1,0) + IF(ISNUMBER(MATCH(AL$223,$N249:$S249,0)),-1,0)","v":0},{"$f":"IF(ISNUMBER(MATCH(AM$223,$H249:$M249,0)),1,0) + IF(ISNUMBER(MATCH(AM$223,$N249:$S249,0)),-1,0)","v":0},{"$f":"IF(ISNUMBER(MATCH(AN$223,$H249:$M249,0)),1,0) + IF(ISNUMBER(MATCH(AN$223,$N249:$S249,0)),-1,0)","v":0},{"$f":"IF(ISNUMBER(MATCH(AO$223,$H249:$M249,0)),1,0) + IF(ISNUMBER(MATCH(AO$223,$N249:$S249,0)),-1,0)","v":0},{"$f":"IF(ISNUMBER(MATCH(AP$223,$H249:$M249,0)),1,0) + IF(ISNUMBER(MATCH(AP$223,$N249:$S249,0)),-1,0)","v":0},{"$f":"IF(ISNUMBER(MATCH(AQ$223,$H249:$M249,0)),1,0) + IF(ISNUMBER(MATCH(AQ$223,$N249:$S249,0)),-1,0)","v":0}]
[null,"ITE load (L4)",{"$f":"SUMPRODUCT(TRANSPOSE(X250:AQ250),_xlfn.ANCHORARRAY(V$224))","v":8.76},null,null,null,null,"w_rack_ch1","w_rack_ch2","w_rack_ch3",null,null,null,null,null,null,null,null,null,null,null,null,null,{"$f":"IF(ISNUMBER(MATCH(X$223,$H250:$M250,0)),1,0) + IF(ISNUMBER(MATCH(X$223,$N250:$S250,0)),-1,0)","v":0},{"$f":"IF(ISNUMBER(MATCH(Y$223,$H250:$M250,0)),1,0) + IF(ISNUMBER(MATCH(Y$223,$N250:$S250,0)),-1,0)","v":0},{"$f":"IF(ISNUMBER(MATCH(Z$223,$H250:$M250,0)),1,0) + IF(ISNUMBER(MATCH(Z$223,$N250:$S250,0)),-1,0)","v":0},{"$f":"IF(ISNUMBER(MATCH(AA$223,$H250:$M250,0)),1,0) + IF(ISNUMBER(MATCH(AA$223,$N250:$S250,0)),-1,0)","v":0},{"$f":"IF(ISNUMBER(MATCH(AB$223,$H250:$M250,0)),1,0) + IF(ISNUMBER(MATCH(AB$223,$N250:$S250,0)),-1,0)","v":0},{"$f":"IF(ISNUMBER(MATCH(AC$223,$H250:$M250,0)),1,0) + IF(ISNUMBER(MATCH(AC$223,$N250:$S250,0)),-1,0)","v":0},{"$f":"IF(ISNUMBER(MATCH(AD$223,$H250:$M250,0)),1,0) + IF(ISNUMBER(MATCH(AD$223,$N250:$S250,0)),-1,0)","v":0},{"$f":"IF(ISNUMBER(MATCH(AE$223,$H250:$M250,0)),1,0) + IF(ISNUMBER(MATCH(AE$223,$N250:$S250,0)),-1,0)","v":0},{"$f":"IF(ISNUMBER(MATCH(AF$223,$H250:$M250,0)),1,0) + IF(ISNUMBER(MATCH(AF$223,$N250:$S250,0)),-1,0)","v":0},{"$f":"IF(ISNUMBER(MATCH(AG$223,$H250:$M250,0)),1,0) + IF(ISNUMBER(MATCH(AG$223,$N250:$S250,0)),-1,0)","v":0},{"$f":"IF(ISNUMBER(MATCH(AH$223,$H250:$M250,0)),1,0) + IF(ISNUMBER(MATCH(AH$223,$N250:$S250,0)),-1,0)","v":0},{"$f":"IF(ISNUMBER(MATCH(AI$223,$H250:$M250,0)),1,0) + IF(ISNUMBER(MATCH(AI$223,$N250:$S250,0)),-1,0)","v":0},{"$f":"IF(ISNUMBER(MATCH(AJ$223,$H250:$M250,0)),1,0) + IF(ISNUMBER(MATCH(AJ$223,$N250:$S250,0)),-1,0)","v":0},{"$f":"IF(ISNUMBER(MATCH(AK$223,$H250:$M250,0)),1,0) + IF(ISNUMBER(MATCH(AK$223,$N250:$S250,0)),-1,0)","v":0},{"$f":"IF(ISNUMBER(MATCH(AL$223,$H250:$M250,0)),1,0) + IF(ISNUMBER(MATCH(AL$223,$N250:$S250,0)),-1,0)","v":0},{"$f":"IF(ISNUMBER(MATCH(AM$223,$H250:$M250,0)),1,0) + IF(ISNUMBER(MATCH(AM$223,$N250:$S250,0)),-1,0)","v":0},{"$f":"IF(ISNUMBER(MATCH(AN$223,$H250:$M250,0)),1,0) + IF(ISNUMBER(MATCH(AN$223,$N250:$S250,0)),-1,0)","v":0},{"$f":"IF(ISNUMBER(MATCH(AO$223,$H250:$M250,0)),1,0) + IF(ISNUMBER(MATCH(AO$223,$N250:$S250,0)),-1,0)","v":1},{"$f":"IF(ISNUMBER(MATCH(AP$223,$H250:$M250,0)),1,0) + IF(ISNUMBER(MATCH(AP$223,$N250:$S250,0)),-1,0)","v":1},{"$f":"IF(ISNUMBER(MATCH(AQ$223,$H250:$M250,0)),1,0) + IF(ISNUMBER(MATCH(AQ$223,$N250:$S250,0)),-1,0)","v":1}]
[null,"rCDU",{"$f":"SUMPRODUCT(TRANSPOSE(X251:AQ251),_xlfn.ANCHORARRAY(V$224))","v":0},null,null,null,null,"q_rack_ ch1,l","q_rack_ ch2,l","q_rack_ ch3,l","q_rack_rpdu,l",null,null,null,null,null,null,null,null,null,null,null,null,{"$f":"IF(ISNUMBER(MATCH(X$223,$H251:$M251,0)),1,0) + IF(ISNUMBER(MATCH(X$223,$N251:$S251,0)),-1,0)","v":0},{"$f":"IF(ISNUMBER(MATCH(Y$223,$H251:$M251,0)),1,0) + IF(ISNUMBER(MATCH(Y$223,$N251:$S251,0)),-1,0)","v":0},{"$f":"IF(ISNUMBER(MATCH(Z$223,$H251:$M251,0)),1,0) + IF(ISNUMBER(MATCH(Z$223,$N251:$S251,0)),-1,0)","v":1},{"$f":"IF(ISNUMBER(MATCH(AA$223,$H251:$M251,0)),1,0) + IF(ISNUMBER(MATCH(AA$223,$N251:$S251,0)),-1,0)","v":0},{"$f":"IF(ISNUMBER(MATCH(AB$223,$H251:$M251,0)),1,0) + IF(ISNUMBER(MATCH(AB$223,$N251:$S251,0)),-1,0)","v":0},{"$f":"IF(ISNUMBER(MATCH(AC$223,$H251:$M251,0)),1,0) + IF(ISNUMBER(MATCH(AC$223,$N251:$S251,0)),-1,0)","v":0},{"$f":"IF(ISNUMBER(MATCH(AD$223,$H251:$M251,0)),1,0) + IF(ISNUMBER(MATCH(AD$223,$N251:$S251,0)),-1,0)","v":0},{"$f":"IF(ISNUMBER(MATCH(AE$223,$H251:$M251,0)),1,0) + IF(ISNUMBER(MATCH(AE$223,$N251:$S251,0)),-1,0)","v":0},{"$f":"IF(ISNUMBER(MATCH(AF$223,$H251:$M251,0)),1,0) + IF(ISNUMBER(MATCH(AF$223,$N251:$S251,0)),-1,0)","v":0},{"$f":"IF(ISNUMBER(MATCH(AG$223,$H251:$M251,0)),1,0) + IF(ISNUMBER(MATCH(AG$223,$N251:$S251,0)),-1,0)","v":0},{"$f":"IF(ISNUMBER(MATCH(AH$223,$H251:$M251,0)),1,0) + IF(ISNUMBER(MATCH(AH$223,$N251:$S251,0)),-1,0)","v":1},{"$f":"IF(ISNUMBER(MATCH(AI$223,$H251:$M251,0)),1,0) + IF(ISNUMBER(MATCH(AI$223,$N251:$S251,0)),-1,0)","v":1},{"$f":"IF(ISNUMBER(MATCH(AJ$223,$H251:$M251,0)),1,0) + IF(ISNUMBER(MATCH(AJ$223,$N251:$S251,0)),-1,0)","v":1},{"$f":"IF(ISNUMBER(MATCH(AK$223,$H251:$M251,0)),1,0) + IF(ISNUMBER(MATCH(AK$223,$N251:$S251,0)),-1,0)","v":0},{"$f":"IF(ISNUMBER(MATCH(AL$223,$H251:$M251,0)),1,0) + IF(ISNUMBER(MATCH(AL$223,$N251:$S251,0)),-1,0)","v":0},{"$f":"IF(ISNUMBER(MATCH(AM$223,$H251:$M251,0)),1,0) + IF(ISNUMBER(MATCH(AM$223,$N251:$S251,0)),-1,0)","v":0},{"$f":"IF(ISNUMBER(MATCH(AN$223,$H251:$M251,0)),1,0) + IF(ISNUMBER(MATCH(AN$223,$N251:$S251,0)),-1,0)","v":0},{"$f":"IF(ISNUMBER(MATCH(AO$223,$H251:$M251,0)),1,0) + IF(ISNUMBER(MATCH(AO$223,$N251:$S251,0)),-1,0)","v":0},{"$f":"IF(ISNUMBER(MATCH(AP$223,$H251:$M251,0)),1,0) + IF(ISNUMBER(MATCH(AP$223,$N251:$S251,0)),-1,0)","v":0},{"$f":"IF(ISNUMBER(MATCH(AQ$223,$H251:$M251,0)),1,0) + IF(ISNUMBER(MATCH(AQ$223,$N251:$S251,0)),-1,0)","v":0}]
[null,"CDU",{"$f":"SUMPRODUCT(TRANSPOSE(X252:AQ252),_xlfn.ANCHORARRAY(V$224))","v":0},null,null,null,null,"q_rack_rcdu,l",null,null,null,null,null,null,null,null,null,null,null,null,null,null,null,{"$f":"IF(ISNUMBER(MATCH(X$223,$H252:$M252,0)),1,0) + IF(ISNUMBER(MATCH(X$223,$N252:$S252,0)),-1,0)","v":0},{"$f":"IF(ISNUMBER(MATCH(Y$223,$H252:$M252,0)),1,0) + IF(ISNUMBER(MATCH(Y$223,$N252:$S252,0)),-1,0)","v":0},{"$f":"IF(ISNUMBER(MATCH(Z$223,$H252:$M252,0)),1,0) + IF(ISNUMBER(MATCH(Z$223,$N252:$S252,0)),-1,0)","v":0},{"$f":"IF(ISNUMBER(MATCH(AA$223,$H252:$M252,0)),1,0) + IF(ISNUMBER(MATCH(AA$223,$N252:$S252,0)),-1,0)","v":0},{"$f":"IF(ISNUMBER(MATCH(AB$223,$H252:$M252,0)),1,0) + IF(ISNUMBER(MATCH(AB$223,$N252:$S252,0)),-1,0)","v":0},{"$f":"IF(ISNUMBER(MATCH(AC$223,$H252:$M252,0)),1,0) + IF(ISNUMBER(MATCH(AC$223,$N252:$S252,0)),-1,0)","v":0},{"$f":"IF(ISNUMBER(MATCH(AD$223,$H252:$M252,0)),1,0) + IF(ISNUMBER(MATCH(AD$223,$N252:$S252,0)),-1,0)","v":0},{"$f":"IF(ISNUMBER(MATCH(AE$223,$H252:$M252,0)),1,0) + IF(ISNUMBER(MATCH(AE$223,$N252:$S252,0)),-1,0)","v":0},{"$f":"IF(ISNUMBER(MATCH(AF$223,$H252:$M252,0)),1,0) + IF(ISNUMBER(MATCH(AF$223,$N252:$S252,0)),-1,0)","v":0},{"$f":"IF(ISNUMBER(MATCH(AG$223,$H252:$M252,0)),1,0) + IF(ISNUMBER(MATCH(AG$223,$N252:$S252,0)),-1,0)","v":0},{"$f":"IF(ISNUMBER(MATCH(AH$223,$H252:$M252,0)),1,0) + IF(ISNUMBER(MATCH(AH$223,$N252:$S252,0)),-1,0)","v":0},{"$f":"IF(ISNUMBER(MATCH(AI$223,$H252:$M252,0)),1,0) + IF(ISNUMBER(MATCH(AI$223,$N252:$S252,0)),-1,0)","v":0},{"$f":"IF(ISNUMBER(MATCH(AJ$223,$H252:$M252,0)),1,0) + IF(ISNUMBER(MATCH(AJ$223,$N252:$S252,0)),-1,0)","v":0},{"$f":"IF(ISNUMBER(MATCH(AK$223,$H252:$M252,0)),1,0) + IF(ISNUMBER(MATCH(AK$223,$N252:$S252,0)),-1,0)","v":0},{"$f":"IF(ISNUMBER(MATCH(AL$223,$H252:$M252,0)),1,0) + IF(ISNUMBER(MATCH(AL$223,$N252:$S252,0)),-1,0)","v":0},{"$f":"IF(ISNUMBER(MATCH(AM$223,$H252:$M252,0)),1,0) + IF(ISNUMBER(MATCH(AM$223,$N252:$S252,0)),-1,0)","v":0},{"$f":"IF(ISNUMBER(MATCH(AN$223,$H252:$M252,0)),1,0) + IF(ISNUMBER(MATCH(AN$223,$N252:$S252,0)),-1,0)","v":1},{"$f":"IF(ISNUMBER(MATCH(AO$223,$H252:$M252,0)),1,0) + IF(ISNUMBER(MATCH(AO$223,$N252:$S252,0)),-1,0)","v":0},{"$f":"IF(ISNUMBER(MATCH(AP$223,$H252:$M252,0)),1,0) + IF(ISNUMBER(MATCH(AP$223,$N252:$S252,0)),-1,0)","v":0},{"$f":"IF(ISNUMBER(MATCH(AQ$223,$H252:$M252,0)),1,0) + IF(ISNUMBER(MATCH(AQ$223,$N252:$S252,0)),-1,0)","v":0}]
[null,"CRAH",{"$f":"SUMPRODUCT(TRANSPOSE(X253:AQ253),_xlfn.ANCHORARRAY(V$224))","v":12.121212121212121},null,null,null,null,"q_rack-crah",null,null,null,null,null,null,null,null,null,null,null,null,null,null,null,{"$f":"IF(ISNUMBER(MATCH(X$223,$H253:$M253,0)),1,0) + IF(ISNUMBER(MATCH(X$223,$N253:$S253,0)),-1,0)","v":0},{"$f":"IF(ISNUMBER(MATCH(Y$223,$H253:$M253,0)),1,0) + IF(ISNUMBER(MATCH(Y$223,$N253:$S253,0)),-1,0)","v":0},{"$f":"IF(ISNUMBER(MATCH(Z$223,$H253:$M253,0)),1,0) + IF(ISNUMBER(MATCH(Z$223,$N253:$S253,0)),-1,0)","v":0},{"$f":"IF(ISNUMBER(MATCH(AA$223,$H253:$M253,0)),1,0) + IF(ISNUMBER(MATCH(AA$223,$N253:$S253,0)),-1,0)","v":0},{"$f":"IF(ISNUMBER(MATCH(AB$223,$H253:$M253,0)),1,0) + IF(ISNUMBER(MATCH(AB$223,$N253:$S253,0)),-1,0)","v":0},{"$f":"IF(ISNUMBER(MATCH(AC$223,$H253:$M253,0)),1,0) + IF(ISNUMBER(MATCH(AC$223,$N253:$S253,0)),-1,0)","v":0},{"$f":"IF(ISNUMBER(MATCH(AD$223,$H253:$M253,0)),1,0) + IF(ISNUMBER(MATCH(AD$223,$N253:$S253,0)),-1,0)","v":0},{"$f":"IF(ISNUMBER(MATCH(AE$223,$H253:$M253,0)),1,0) + IF(ISNUMBER(MATCH(AE$223,$N253:$S253,0)),-1,0)","v":0},{"$f":"IF(ISNUMBER(MATCH(AF$223,$H253:$M253,0)),1,0) + IF(ISNUMBER(MATCH(AF$223,$N253:$S253,0)),-1,0)","v":0},{"$f":"IF(ISNUMBER(MATCH(AG$223,$H253:$M253,0)),1,0) + IF(ISNUMBER(MATCH(AG$223,$N253:$S253,0)),-1,0)","v":0},{"$f":"IF(ISNUMBER(MATCH(AH$223,$H253:$M253,0)),1,0) + IF(ISNUMBER(MATCH(AH$223,$N253:$S253,0)),-1,0)","v":0},{"$f":"IF(ISNUMBER(MATCH(AI$223,$H253:$M253,0)),1,0) + IF(ISNUMBER(MATCH(AI$223,$N253:$S253,0)),-1,0)","v":0},{"$f":"IF(ISNUMBER(MATCH(AJ$223,$H253:$M253,0)),1,0) + IF(ISNUMBER(MATCH(AJ$223,$N253:$S253,0)),-1,0)","v":0},{"$f":"IF(ISNUMBER(MATCH(AK$223,$H253:$M253,0)),1,0) + IF(ISNUMBER(MATCH(AK$223,$N253:$S253,0)),-1,0)","v":1},{"$f":"IF(ISNUMBER(MATCH(AL$223,$H253:$M253,0)),1,0) + IF(ISNUMBER(MATCH(AL$223,$N253:$S253,0)),-1,0)","v":0},{"$f":"IF(ISNUMBER(MATCH(AM$223,$H253:$M253,0)),1,0) + IF(ISNUMBER(MATCH(AM$223,$N253:$S253,0)),-1,0)","v":0},{"$f":"IF(ISNUMBER(MATCH(AN$223,$H253:$M253,0)),1,0) + IF(ISNUMBER(MATCH(AN$223,$N253:$S253,0)),-1,0)","v":0},{"$f":"IF(ISNUMBER(MATCH(AO$223,$H253:$M253,0)),1,0) + IF(ISNUMBER(MATCH(AO$223,$N253:$S253,0)),-1,0)","v":0},{"$f":"IF(ISNUMBER(MATCH(AP$223,$H253:$M253,0)),1,0) + IF(ISNUMBER(MATCH(AP$223,$N253:$S253,0)),-1,0)","v":0},{"$f":"IF(ISNUMBER(MATCH(AQ$223,$H253:$M253,0)),1,0) + IF(ISNUMBER(MATCH(AQ$223,$N253:$S253,0)),-1,0)","v":0}]
[null,"Show/Hide"]
[]
[null,"Cluster calculator"]
[null,null,"Cluster enclosure","PDU","Rack","Rack","Rack",null,"Cluster Margins"]
[null,{"$f":"Data!L32","v":"Default"},{"$f":"HLOOKUP($B$258,cluster_configs[#All],2,FALSE)","v":"Default"},{"$f":"HLOOKUP($B$258,cluster_configs[#All],3,FALSE)","v":"Default"},{"$f":"HLOOKUP($B$258,cluster_configs[#All],5,FALSE)","v":"Default"},{"$f":"HLOOKUP($B$258,cluster_configs[#All],7,FALSE)","v":"None"},{"$f":"HLOOKUP($B$258,cluster_configs[#All],9,FALSE)","v":"None"},null,"PDU (%kWe)",{"$f":"IF(AND(D259>0,ISNUMBER(D260)),D259*D260/D261-1,\"NA\")","v":"NA"}]
[null,"Number off units",null,{"$f":"IF(D258=\"None\",0,HLOOKUP($B$258,cluster_configs[#All],4,FALSE))","v":2},{"$f":"IF(E258=\"None\",0,HLOOKUP($B$258,cluster_configs[#All],6,FALSE))","v":20},{"$f":"IF(F258=\"None\",0,HLOOKUP($B$258,cluster_configs[#All],8,FALSE))","v":0},{"$f":"IF(G258=\"None\",0,HLOOKUP($B$258,cluster_configs[#All],10,FALSE))","v":0}]
[null,"Capacity (unit)",null,{"$f":"HLOOKUP(D$258,INDIRECT(D$257&\"[#All]\"),$A261,FALSE)","v":"NA"}]
[2,"Load",{"$f":"C296","v":244.87297214569944},{"$f":"C296","v":244.87297214569944},{"$f":"HLOOKUP(E$258,INDIRECT(E$257&\"[#All]\"),$A261,FALSE)","v":12.121212121212121},{"$f":"HLOOKUP(F$258,INDIRECT(F$257&\"[#All]\"),$A261,FALSE)","v":0},{"$f":"HLOOKUP(G$258,INDIRECT(G$257&\"[#All]\"),$A261,FALSE)","v":0}]
[{"$f":"A261+1","v":3},"Fixed area",{"$f":"(SUMPRODUCT(E262:G262,E259:G259)+D259*IF(ISNUMBER(D260),(D260*D263+D262),D261*D263+D262))/HLOOKUP(C258,cluster_solutions[#All],2,FALSE)","v":60.655426997245129},{"$f":"HLOOKUP(D$258,INDIRECT(D$257&\"[#All]\"),$A262,FALSE)","v":0},{"$f":"HLOOKUP(E$258,INDIRECT(E$257&\"[#All]\"),$A262,FALSE)","v":1.44},{"$f":"HLOOKUP(F$258,INDIRECT(F$257&\"[#All]\"),$A262,FALSE)","v":0},{"$f":"HLOOKUP(G$258,INDIRECT(G$257&\"[#All]\"),$A262,FALSE)","v":0}]
[{"$f":"A262+1","v":4},"Proportional area",null,{"$f":"HLOOKUP(D$258,INDIRECT(D$257&\"[#All]\"),$A263,FALSE)","v":0.01}]
[{"$f":"A263+1","v":5},"Unit cost (if known)",{"$f":"SUMPRODUCT(E264:G264,E259:G259)+D259*IF(ISNUMBER(D260),(D260*D265+D264),D261*D265+D264)","v":125717.01867156412},{"$f":"HLOOKUP(D$258,INDIRECT(D$257&\"[#All]\"),$A264,FALSE)","v":0},{"$f":"HLOOKUP(E$258,INDIRECT(E$257&\"[#All]\"),$A264,FALSE)","v":3837.121212121212},{"$f":"HLOOKUP(F$258,INDIRECT(F$257&\"[#All]\"),$A264,FALSE)","v":0},{"$f":"HLOOKUP(G$258,INDIRECT(G$257&\"[#All]\"),$A264,FALSE)","v":0}]
[{"$f":"A264+1","v":6},"Power-based cost estimate",null,{"$f":"HLOOKUP(D$258,INDIRECT(D$257&\"[#All]\"),$A265,FALSE)","v":100}]
[{"$f":"A265+1","v":7},"Losses (eg. fans, PSUs)",null,{"$f":"HLOOKUP(D$258,INDIRECT(D$257&\"[#All]\"),$A266,FALSE)","v":0.01}]
[{"$f":"A266+1","v":8},"COP"]
[{"$f":"A267+1","v":9},"Heat rejection to air-side",{"$f":"IF($C$296>0,C301/$C$296,1)","v":1},null,{"$f":"HLOOKUP(E$258,INDIRECT(E$257&\"[#All]\"),$A268,FALSE)","v":1},{"$f":"HLOOKUP(F$258,INDIRECT(F$257&\"[#All]\"),$A268,FALSE)","v":0},{"$f":"HLOOKUP(G$258,INDIRECT(G$257&\"[#All]\"),$A268,FALSE)","v":0}]
[{"$f":"A268+1","v":10},"ITE load efficiency (L2)",{"$f":"IF($C$296>0,C297/$C$296,0)","v":0.99}]
[{"$f":"A269+1","v":11},"ITE load efficiency (L3)",{"$f":"IF($C$296>0,C298/$C$296,)","v":0.98009999999999997},null,{"$f":"HLOOKUP(E$258,INDIRECT(E$257&\"[#All]\"),$A270,FALSE)","v":0.99},{"$f":"HLOOKUP(F$258,INDIRECT(F$257&\"[#All]\"),$A270,FALSE)","v":0},{"$f":"HLOOKUP(G$258,INDIRECT(G$257&\"[#All]\"),$A270,FALSE)","v":0}]
[{"$f":"A270+1","v":12},"ITE load efficiency (L4)",{"$f":"IF($C$296>0,C299/$C$296,)","v":0.71547300000000003},null,{"$f":"HLOOKUP(E$258,INDIRECT(E$257&\"[#All]\"),$A271,FALSE)","v":0.72270000000000001},{"$f":"HLOOKUP(F$258,INDIRECT(F$257&\"[#All]\"),$A271,FALSE)","v":0},{"$f":"HLOOKUP(G$258,INDIRECT(G$257&\"[#All]\"),$A271,FALSE)","v":0},null,null,null,null,null,null,null,null,null,null,null,null,null,"n",{"$f":"AA271-Y271+1","v":19},null,"X",{"$f":"ROW(X274)","v":274},"AP",{"$f":"ROW(X292)","v":292},"AR"]
[null,null,null,null,null,null,null,null,null,null,null,null,null,null,null,null,null,null,null,null,"matrix",{"$f":"_xlfn.CONCAT(X271,Y271,\":\",Z271,AA271)","v":"X274:AP292"}]
[null,"Cluster",null,"fixed","prop","COP","split","inputs",null,null,null,null,null,"outputs",null,null,null,null,null,null,"vector",{"$f":"_xlfn.CONCAT(AB271,Y271,\":\",AB271,AA271)","v":"AR274:AR292"},null,{"$f":"TRANSPOSE(U274:U292)","v":"e_cl_pdu"},"q_cl_pdu","e_cl_r1","e_cl_r2","e_cl_r3","q_cl_r1,a","q_cl_r2,a","q_cl_r3,a","q_cl_r1,l","q_cl_r2,l","q_cl_r3,l","q_cl,a","q_cl,l","w_cl_r1,l3","w_cl_r2,l3","w_cl_r3,l3","w_cl_r1,l4","w_cl_r2,l4","w_cl_r3,l4",null,"Knowns"]
[null,"PDU","Conservation",null,null,null,null,"e_cl_pdu",null,null,null,null,null,"q_cl_pdu","e_cl_r1","e_cl_r2","e_cl_r3",null,null,null,"e_cl_pdu",{"$f":"MMULT(MINVERSE(_xlfn.MUNIT(V271)-_xlfn.MUNIT(V271)+INDIRECT(V272)),INDIRECT(V273))","v":244.87297214569944},null,{"$f":"IF(ISNUMBER(MATCH(X$273,$H274:$M274,0)),1,0)*IF(ISNUMBER($G274),(1-$G274),1) + IF(ISNUMBER(MATCH(X$273,$N274:$S274,0)),-1,0)*_xlfn.IFS(ISNUMBER($E274),$E274,ISNUMBER($F274),$F274,ISNUMBER($G274),$G274,AND($E274=0,$F274=0,$G274=0),1)","v":1},{"$f":"IF(ISNUMBER(MATCH(Y$273,$H274:$M274,0)),1,0)*IF(ISNUMBER($G274),(1-$G274),1) + IF(ISNUMBER(MATCH(Y$273,$N274:$S274,0)),-1,0)*_xlfn.IFS(ISNUMBER($E274),$E274,ISNUMBER($F274),$F274,ISNUMBER($G274),$G274,AND($E274=0,$F274=0,$G274=0),1)","v":-1},{"$f":"IF(ISNUMBER(MATCH(Z$273,$H274:$M274,0)),1,0)*IF(ISNUMBER($G274),(1-$G274),1) + IF(ISNUMBER(MATCH(Z$273,$N274:$S274,0)),-1,0)*_xlfn.IFS(ISNUMBER($E274),$E274,ISNUMBER($F274),$F274,ISNUMBER($G274),$G274,AND($E274=0,$F274=0,$G274=0),1)","v":-1},{"$f":"IF(ISNUMBER(MATCH(AA$273,$H274:$M274,0)),1,0)*IF(ISNUMBER($G274),(1-$G274),1) + IF(ISNUMBER(MATCH(AA$273,$N274:$S274,0)),-1,0)*_xlfn.IFS(ISNUMBER($E274),$E274,ISNUMBER($F274),$F274,ISNUMBER($G274),$G274,AND($E274=0,$F274=0,$G274=0),1)","v":-1},{"$f":"IF(ISNUMBER(MATCH(AB$273,$H274:$M274,0)),1,0)*IF(ISNUMBER($G274),(1-$G274),1) + IF(ISNUMBER(MATCH(AB$273,$N274:$S274,0)),-1,0)*_xlfn.IFS(ISNUMBER($E274),$E274,ISNUMBER($F274),$F274,ISNUMBER($G274),$G274,AND($E274=0,$F274=0,$G274=0),1)","v":-1},{"$f":"IF(ISNUMBER(MATCH(AC$273,$H274:$M274,0)),1,0)*IF(ISNUMBER($G274),(1-$G274),1) + IF(ISNUMBER(MATCH(AC$273,$N274:$S274,0)),-1,0)*_xlfn.IFS(ISNUMBER($E274),$E274,ISNUMBER($F274),$F274,ISNUMBER($G274),$G274,AND($E274=0,$F274=0,$G274=0),1)","v":0},{"$f":"IF(ISNUMBER(MATCH(AD$273,$H274:$M274,0)),1,0)*IF(ISNUMBER($G274),(1-$G274),1) + IF(ISNUMBER(MATCH(AD$273,$N274:$S274,0)),-1,0)*_xlfn.IFS(ISNUMBER($E274),$E274,ISNUMBER($F274),$F274,ISNUMBER($G274),$G274,AND($E274=0,$F274=0,$G274=0),1)","v":0},{"$f":"IF(ISNUMBER(MATCH(AE$273,$H274:$M274,0)),1,0)*IF(ISNUMBER($G274),(1-$G274),1) + IF(ISNUMBER(MATCH(AE$273,$N274:$S274,0)),-1,0)*_xlfn.IFS(ISNUMBER($E274),$E274,ISNUMBER($F274),$F274,ISNUMBER($G274),$G274,AND($E274=0,$F274=0,$G274=0),1)","v":0},{"$f":"IF(ISNUMBER(MATCH(AF$273,$H274:$M274,0)),1,0)*IF(ISNUMBER($G274),(1-$G274),1) + IF(ISNUMBER(MATCH(AF$273,$N274:$S274,0)),-1,0)*_xlfn.IFS(ISNUMBER($E274),$E274,ISNUMBER($F274),$F274,ISNUMBER($G274),$G274,AND($E274=0,$F274=0,$G274=0),1)","v":0},{"$f":"IF(ISNUMBER(MATCH(AG$273,$H274:$M274,0)),1,0)*IF(ISNUMBER($G274),(1-$G274),1) + IF(ISNUMBER(MATCH(AG$273,$N274:$S274,0)),-1,0)*_xlfn.IFS(ISNUMBER($E274),$E274,ISNUMBER($F274),$F274,ISNUMBER($G274),$G274,AND($E274=0,$F274=0,$G274=0),1)","v":0},{"$f":"IF(ISNUMBER(MATCH(AH$273,$H274:$M274,0)),1,0)*IF(ISNUMBER($G274),(1-$G274),1) + IF(ISNUMBER(MATCH(AH$273,$N274:$S274,0)),-1,0)*_xlfn.IFS(ISNUMBER($E274),$E274,ISNUMBER($F274),$F274,ISNUMBER($G274),$G274,AND($E274=0,$F274=0,$G274=0),1)","v":0},{"$f":"IF(ISNUMBER(MATCH(AI$273,$H274:$M274,0)),1,0)*IF(ISNUMBER($G274),(1-$G274),1) + IF(ISNUMBER(MATCH(AI$273,$N274:$S274,0)),-1,0)*_xlfn.IFS(ISNUMBER($E274),$E274,ISNUMBER($F274),$F274,ISNUMBER($G274),$G274,AND($E274=0,$F274=0,$G274=0),1)","v":0},{"$f":"IF(ISNUMBER(MATCH(AJ$273,$H274:$M274,0)),1,0)*IF(ISNUMBER($G274),(1-$G274),1) + IF(ISNUMBER(MATCH(AJ$273,$N274:$S274,0)),-1,0)*_xlfn.IFS(ISNUMBER($E274),$E274,ISNUMBER($F274),$F274,ISNUMBER($G274),$G274,AND($E274=0,$F274=0,$G274=0),1)","v":0},{"$f":"IF(ISNUMBER(MATCH(AK$273,$H274:$M274,0)),1,0)*IF(ISNUMBER($G274),(1-$G274),1) + IF(ISNUMBER(MATCH(AK$273,$N274:$S274,0)),-1,0)*_xlfn.IFS(ISNUMBER($E274),$E274,ISNUMBER($F274),$F274,ISNUMBER($G274),$G274,AND($E274=0,$F274=0,$G274=0),1)","v":0},{"$f":"IF(ISNUMBER(MATCH(AL$273,$H274:$M274,0)),1,0)*IF(ISNUMBER($G274),(1-$G274),1) + IF(ISNUMBER(MATCH(AL$273,$N274:$S274,0)),-1,0)*_xlfn.IFS(ISNUMBER($E274),$E274,ISNUMBER($F274),$F274,ISNUMBER($G274),$G274,AND($E274=0,$F274=0,$G274=0),1)","v":0},{"$f":"IF(ISNUMBER(MATCH(AM$273,$H274:$M274,0)),1,0)*IF(ISNUMBER($G274),(1-$G274),1) + IF(ISNUMBER(MATCH(AM$273,$N274:$S274,0)),-1,0)*_xlfn.IFS(ISNUMBER($E274),$E274,ISNUMBER($F274),$F274,ISNUMBER($G274),$G274,AND($E274=0,$F274=0,$G274=0),1)","v":0},{"$f":"IF(ISNUMBER(MATCH(AN$273,$H274:$M274,0)),1,0)*IF(ISNUMBER($G274),(1-$G274),1) + IF(ISNUMBER(MATCH(AN$273,$N274:$S274,0)),-1,0)*_xlfn.IFS(ISNUMBER($E274),$E274,ISNUMBER($F274),$F274,ISNUMBER($G274),$G274,AND($E274=0,$F274=0,$G274=0),1)","v":0},{"$f":"IF(ISNUMBER(MATCH(AO$273,$H274:$M274,0)),1,0)*IF(ISNUMBER($G274),(1-$G274),1) + IF(ISNUMBER(MATCH(AO$273,$N274:$S274,0)),-1,0)*_xlfn.IFS(ISNUMBER($E274),$E274,ISNUMBER($F274),$F274,ISNUMBER($G274),$G274,AND($E274=0,$F274=0,$G274=0),1)","v":0},{"$f":"IF(ISNUMBER(MATCH(AP$273,$H274:$M274,0)),1,0)*IF(ISNUMBER($G274),(1-$G274),1) + IF(ISNUMBER(MATCH(AP$273,$N274:$S274,0)),-1,0)*_xlfn.IFS(ISNUMBER($E274),$E274,ISNUMBER($F274),$F274,ISNUMBER($G274),$G274,AND($E274=0,$F274=0,$G274=0),1)","v":0},null,{"$f":"D274+0","v":0}]
[null,null,"Losses",null,{"$f":"D266","v":0.01},null,null,"q_cl_pdu",null,null,null,null,null,"e_cl_pdu",null,null,null,null,null,null,"q_cl_pdu",2.4487297214570103,null,{"$f":"IF(ISNUMBER(MATCH(X$273,$H275:$M275,0)),1,0)*IF(ISNUMBER($G275),(1-$G275),1) + IF(ISNUMBER(MATCH(X$273,$N275:$S275,0)),-1,0)*_xlfn.IFS(ISNUMBER($E275),$E275,ISNUMBER($F275),$F275,ISNUMBER($G275),$G275,AND($E275=0,$F275=0,$G275=0),1)","v":-0.01},{"$f":"IF(ISNUMBER(MATCH(Y$273,$H275:$M275,0)),1,0)*IF(ISNUMBER($G275),(1-$G275),1) + IF(ISNUMBER(MATCH(Y$273,$N275:$S275,0)),-1,0)*_xlfn.IFS(ISNUMBER($E275),$E275,ISNUMBER($F275),$F275,ISNUMBER($G275),$G275,AND($E275=0,$F275=0,$G275=0),1)","v":1},{"$f":"IF(ISNUMBER(MATCH(Z$273,$H275:$M275,0)),1,0)*IF(ISNUMBER($G275),(1-$G275),1) + IF(ISNUMBER(MATCH(Z$273,$N275:$S275,0)),-1,0)*_xlfn.IFS(ISNUMBER($E275),$E275,ISNUMBER($F275),$F275,ISNUMBER($G275),$G275,AND($E275=0,$F275=0,$G275=0),1)","v":0},{"$f":"IF(ISNUMBER(MATCH(AA$273,$H275:$M275,0)),1,0)*IF(ISNUMBER($G275),(1-$G275),1) + IF(ISNUMBER(MATCH(AA$273,$N275:$S275,0)),-1,0)*_xlfn.IFS(ISNUMBER($E275),$E275,ISNUMBER($F275),$F275,ISNUMBER($G275),$G275,AND($E275=0,$F275=0,$G275=0),1)","v":0},{"$f":"IF(ISNUMBER(MATCH(AB$273,$H275:$M275,0)),1,0)*IF(ISNUMBER($G275),(1-$G275),1) + IF(ISNUMBER(MATCH(AB$273,$N275:$S275,0)),-1,0)*_xlfn.IFS(ISNUMBER($E275),$E275,ISNUMBER($F275),$F275,ISNUMBER($G275),$G275,AND($E275=0,$F275=0,$G275=0),1)","v":0},{"$f":"IF(ISNUMBER(MATCH(AC$273,$H275:$M275,0)),1,0)*IF(ISNUMBER($G275),(1-$G275),1) + IF(ISNUMBER(MATCH(AC$273,$N275:$S275,0)),-1,0)*_xlfn.IFS(ISNUMBER($E275),$E275,ISNUMBER($F275),$F275,ISNUMBER($G275),$G275,AND($E275=0,$F275=0,$G275=0),1)","v":0},{"$f":"IF(ISNUMBER(MATCH(AD$273,$H275:$M275,0)),1,0)*IF(ISNUMBER($G275),(1-$G275),1) + IF(ISNUMBER(MATCH(AD$273,$N275:$S275,0)),-1,0)*_xlfn.IFS(ISNUMBER($E275),$E275,ISNUMBER($F275),$F275,ISNUMBER($G275),$G275,AND($E275=0,$F275=0,$G275=0),1)","v":0},{"$f":"IF(ISNUMBER(MATCH(AE$273,$H275:$M275,0)),1,0)*IF(ISNUMBER($G275),(1-$G275),1) + IF(ISNUMBER(MATCH(AE$273,$N275:$S275,0)),-1,0)*_xlfn.IFS(ISNUMBER($E275),$E275,ISNUMBER($F275),$F275,ISNUMBER($G275),$G275,AND($E275=0,$F275=0,$G275=0),1)","v":0},{"$f":"IF(ISNUMBER(MATCH(AF$273,$H275:$M275,0)),1,0)*IF(ISNUMBER($G275),(1-$G275),1) + IF(ISNUMBER(MATCH(AF$273,$N275:$S275,0)),-1,0)*_xlfn.IFS(ISNUMBER($E275),$E275,ISNUMBER($F275),$F275,ISNUMBER($G275),$G275,AND($E275=0,$F275=0,$G275=0),1)","v":0},{"$f":"IF(ISNUMBER(MATCH(AG$273,$H275:$M275,0)),1,0)*IF(ISNUMBER($G275),(1-$G275),1) + IF(ISNUMBER(MATCH(AG$273,$N275:$S275,0)),-1,0)*_xlfn.IFS(ISNUMBER($E275),$E275,ISNUMBER($F275),$F275,ISNUMBER($G275),$G275,AND($E275=0,$F275=0,$G275=0),1)","v":0},{"$f":"IF(ISNUMBER(MATCH(AH$273,$H275:$M275,0)),1,0)*IF(ISNUMBER($G275),(1-$G275),1) + IF(ISNUMBER(MATCH(AH$273,$N275:$S275,0)),-1,0)*_xlfn.IFS(ISNUMBER($E275),$E275,ISNUMBER($F275),$F275,ISNUMBER($G275),$G275,AND($E275=0,$F275=0,$G275=0),1)","v":0},{"$f":"IF(ISNUMBER(MATCH(AI$273,$H275:$M275,0)),1,0)*IF(ISNUMBER($G275),(1-$G275),1) + IF(ISNUMBER(MATCH(AI$273,$N275:$S275,0)),-1,0)*_xlfn.IFS(ISNUMBER($E275),$E275,ISNUMBER($F275),$F275,ISNUMBER($G275),$G275,AND($E275=0,$F275=0,$G275=0),1)","v":0},{"$f":"IF(ISNUMBER(MATCH(AJ$273,$H275:$M275,0)),1,0)*IF(ISNUMBER($G275),(1-$G275),1) + IF(ISNUMBER(MATCH(AJ$273,$N275:$S275,0)),-1,0)*_xlfn.IFS(ISNUMBER($E275),$E275,ISNUMBER($F275),$F275,ISNUMBER($G275),$G275,AND($E275=0,$F275=0,$G275=0),1)","v":0},{"$f":"IF(ISNUMBER(MATCH(AK$273,$H275:$M275,0)),1,0)*IF(ISNUMBER($G275),(1-$G275),1) + IF(ISNUMBER(MATCH(AK$273,$N275:$S275,0)),-1,0)*_xlfn.IFS(ISNUMBER($E275),$E275,ISNUMBER($F275),$F275,ISNUMBER($G275),$G275,AND($E275=0,$F275=0,$G275=0),1)","v":0},{"$f":"IF(ISNUMBER(MATCH(AL$273,$H275:$M275,0)),1,0)*IF(ISNUMBER($G275),(1-$G275),1) + IF(ISNUMBER(MATCH(AL$273,$N275:$S275,0)),-1,0)*_xlfn.IFS(ISNUMBER($E275),$E275,ISNUMBER($F275),$F275,ISNUMBER($G275),$G275,AND($E275=0,$F275=0,$G275=0),1)","v":0},{"$f":"IF(ISNUMBER(MATCH(AM$273,$H275:$M275,0)),1,0)*IF(ISNUMBER($G275),(1-$G275),1) + IF(ISNUMBER(MATCH(AM$273,$N275:$S275,0)),-1,0)*_xlfn.IFS(ISNUMBER($E275),$E275,ISNUMBER($F275),$F275,ISNUMBER($G275),$G275,AND($E275=0,$F275=0,$G275=0),1)","v":0},{"$f":"IF(ISNUMBER(MATCH(AN$273,$H275:$M275,0)),1,0)*IF(ISNUMBER($G275),(1-$G275),1) + IF(ISNUMBER(MATCH(AN$273,$N275:$S275,0)),-1,0)*_xlfn.IFS(ISNUMBER($E275),$E275,ISNUMBER($F275),$F275,ISNUMBER($G275),$G275,AND($E275=0,$F275=0,$G275=0),1)","v":0},{"$f":"IF(ISNUMBER(MATCH(AO$273,$H275:$M275,0)),1,0)*IF(ISNUMBER($G275),(1-$G275),1) + IF(ISNUMBER(MATCH(AO$273,$N275:$S275,0)),-1,0)*_xlfn.IFS(ISNUMBER($E275),$E275,ISNUMBER($F275),$F275,ISNUMBER($G275),$G275,AND($E275=0,$F275=0,$G275=0),1)","v":0},{"$f":"IF(ISNUMBER(MATCH(AP$273,$H275:$M275,0)),1,0)*IF(ISNUMBER($G275),(1-$G275),1) + IF(ISNUMBER(MATCH(AP$273,$N275:$S275,0)),-1,0)*_xlfn.IFS(ISNUMBER($E275),$E275,ISNUMBER($F275),$F275,ISNUMBER($G275),$G275,AND($E275=0,$F275=0,$G275=0),1)","v":0},null,{"$f":"D275+0","v":0}]
[null,"Rack1","Conservation",null,null,null,null,"e_cl_r1",null,null,null,null,null,"q_cl_r1,a","q_cl_r1,l",null,null,null,null,null,"e_cl_r1",242.42424242424244,null,{"$f":"IF(ISNUMBER(MATCH(X$273,$H276:$M276,0)),1,0)*IF(ISNUMBER($G276),(1-$G276),1) + IF(ISNUMBER(MATCH(X$273,$N276:$S276,0)),-1,0)*_xlfn.IFS(ISNUMBER($E276),$E276,ISNUMBER($F276),$F276,ISNUMBER($G276),$G276,AND($E276=0,$F276=0,$G276=0),1)","v":0},{"$f":"IF(ISNUMBER(MATCH(Y$273,$H276:$M276,0)),1,0)*IF(ISNUMBER($G276),(1-$G276),1) + IF(ISNUMBER(MATCH(Y$273,$N276:$S276,0)),-1,0)*_xlfn.IFS(ISNUMBER($E276),$E276,ISNUMBER($F276),$F276,ISNUMBER($G276),$G276,AND($E276=0,$F276=0,$G276=0),1)","v":0},{"$f":"IF(ISNUMBER(MATCH(Z$273,$H276:$M276,0)),1,0)*IF(ISNUMBER($G276),(1-$G276),1) + IF(ISNUMBER(MATCH(Z$273,$N276:$S276,0)),-1,0)*_xlfn.IFS(ISNUMBER($E276),$E276,ISNUMBER($F276),$F276,ISNUMBER($G276),$G276,AND($E276=0,$F276=0,$G276=0),1)","v":1},{"$f":"IF(ISNUMBER(MATCH(AA$273,$H276:$M276,0)),1,0)*IF(ISNUMBER($G276),(1-$G276),1) + IF(ISNUMBER(MATCH(AA$273,$N276:$S276,0)),-1,0)*_xlfn.IFS(ISNUMBER($E276),$E276,ISNUMBER($F276),$F276,ISNUMBER($G276),$G276,AND($E276=0,$F276=0,$G276=0),1)","v":0},{"$f":"IF(ISNUMBER(MATCH(AB$273,$H276:$M276,0)),1,0)*IF(ISNUMBER($G276),(1-$G276),1) + IF(ISNUMBER(MATCH(AB$273,$N276:$S276,0)),-1,0)*_xlfn.IFS(ISNUMBER($E276),$E276,ISNUMBER($F276),$F276,ISNUMBER($G276),$G276,AND($E276=0,$F276=0,$G276=0),1)","v":0},{"$f":"IF(ISNUMBER(MATCH(AC$273,$H276:$M276,0)),1,0)*IF(ISNUMBER($G276),(1-$G276),1) + IF(ISNUMBER(MATCH(AC$273,$N276:$S276,0)),-1,0)*_xlfn.IFS(ISNUMBER($E276),$E276,ISNUMBER($F276),$F276,ISNUMBER($G276),$G276,AND($E276=0,$F276=0,$G276=0),1)","v":-1},{"$f":"IF(ISNUMBER(MATCH(AD$273,$H276:$M276,0)),1,0)*IF(ISNUMBER($G276),(1-$G276),1) + IF(ISNUMBER(MATCH(AD$273,$N276:$S276,0)),-1,0)*_xlfn.IFS(ISNUMBER($E276),$E276,ISNUMBER($F276),$F276,ISNUMBER($G276),$G276,AND($E276=0,$F276=0,$G276=0),1)","v":0},{"$f":"IF(ISNUMBER(MATCH(AE$273,$H276:$M276,0)),1,0)*IF(ISNUMBER($G276),(1-$G276),1) + IF(ISNUMBER(MATCH(AE$273,$N276:$S276,0)),-1,0)*_xlfn.IFS(ISNUMBER($E276),$E276,ISNUMBER($F276),$F276,ISNUMBER($G276),$G276,AND($E276=0,$F276=0,$G276=0),1)","v":0},{"$f":"IF(ISNUMBER(MATCH(AF$273,$H276:$M276,0)),1,0)*IF(ISNUMBER($G276),(1-$G276),1) + IF(ISNUMBER(MATCH(AF$273,$N276:$S276,0)),-1,0)*_xlfn.IFS(ISNUMBER($E276),$E276,ISNUMBER($F276),$F276,ISNUMBER($G276),$G276,AND($E276=0,$F276=0,$G276=0),1)","v":-1},{"$f":"IF(ISNUMBER(MATCH(AG$273,$H276:$M276,0)),1,0)*IF(ISNUMBER($G276),(1-$G276),1) + IF(ISNUMBER(MATCH(AG$273,$N276:$S276,0)),-1,0)*_xlfn.IFS(ISNUMBER($E276),$E276,ISNUMBER($F276),$F276,ISNUMBER($G276),$G276,AND($E276=0,$F276=0,$G276=0),1)","v":0},{"$f":"IF(ISNUMBER(MATCH(AH$273,$H276:$M276,0)),1,0)*IF(ISNUMBER($G276),(1-$G276),1) + IF(ISNUMBER(MATCH(AH$273,$N276:$S276,0)),-1,0)*_xlfn.IFS(ISNUMBER($E276),$E276,ISNUMBER($F276),$F276,ISNUMBER($G276),$G276,AND($E276=0,$F276=0,$G276=0),1)","v":0},{"$f":"IF(ISNUMBER(MATCH(AI$273,$H276:$M276,0)),1,0)*IF(ISNUMBER($G276),(1-$G276),1) + IF(ISNUMBER(MATCH(AI$273,$N276:$S276,0)),-1,0)*_xlfn.IFS(ISNUMBER($E276),$E276,ISNUMBER($F276),$F276,ISNUMBER($G276),$G276,AND($E276=0,$F276=0,$G276=0),1)","v":0},{"$f":"IF(ISNUMBER(MATCH(AJ$273,$H276:$M276,0)),1,0)*IF(ISNUMBER($G276),(1-$G276),1) + IF(ISNUMBER(MATCH(AJ$273,$N276:$S276,0)),-1,0)*_xlfn.IFS(ISNUMBER($E276),$E276,ISNUMBER($F276),$F276,ISNUMBER($G276),$G276,AND($E276=0,$F276=0,$G276=0),1)","v":0},{"$f":"IF(ISNUMBER(MATCH(AK$273,$H276:$M276,0)),1,0)*IF(ISNUMBER($G276),(1-$G276),1) + IF(ISNUMBER(MATCH(AK$273,$N276:$S276,0)),-1,0)*_xlfn.IFS(ISNUMBER($E276),$E276,ISNUMBER($F276),$F276,ISNUMBER($G276),$G276,AND($E276=0,$F276=0,$G276=0),1)","v":0},{"$f":"IF(ISNUMBER(MATCH(AL$273,$H276:$M276,0)),1,0)*IF(ISNUMBER($G276),(1-$G276),1) + IF(ISNUMBER(MATCH(AL$273,$N276:$S276,0)),-1,0)*_xlfn.IFS(ISNUMBER($E276),$E276,ISNUMBER($F276),$F276,ISNUMBER($G276),$G276,AND($E276=0,$F276=0,$G276=0),1)","v":0},{"$f":"IF(ISNUMBER(MATCH(AM$273,$H276:$M276,0)),1,0)*IF(ISNUMBER($G276),(1-$G276),1) + IF(ISNUMBER(MATCH(AM$273,$N276:$S276,0)),-1,0)*_xlfn.IFS(ISNUMBER($E276),$E276,ISNUMBER($F276),$F276,ISNUMBER($G276),$G276,AND($E276=0,$F276=0,$G276=0),1)","v":0},{"$f":"IF(ISNUMBER(MATCH(AN$273,$H276:$M276,0)),1,0)*IF(ISNUMBER($G276),(1-$G276),1) + IF(ISNUMBER(MATCH(AN$273,$N276:$S276,0)),-1,0)*_xlfn.IFS(ISNUMBER($E276),$E276,ISNUMBER($F276),$F276,ISNUMBER($G276),$G276,AND($E276=0,$F276=0,$G276=0),1)","v":0},{"$f":"IF(ISNUMBER(MATCH(AO$273,$H276:$M276,0)),1,0)*IF(ISNUMBER($G276),(1-$G276),1) + IF(ISNUMBER(MATCH(AO$273,$N276:$S276,0)),-1,0)*_xlfn.IFS(ISNUMBER($E276),$E276,ISNUMBER($F276),$F276,ISNUMBER($G276),$G276,AND($E276=0,$F276=0,$G276=0),1)","v":0},{"$f":"IF(ISNUMBER(MATCH(AP$273,$H276:$M276,0)),1,0)*IF(ISNUMBER($G276),(1-$G276),1) + IF(ISNUMBER(MATCH(AP$273,$N276:$S276,0)),-1,0)*_xlfn.IFS(ISNUMBER($E276),$E276,ISNUMBER($F276),$F276,ISNUMBER($G276),$G276,AND($E276=0,$F276=0,$G276=0),1)","v":0},null,{"$f":"D276+0","v":0}]
[null,null,"ITE load (L3)",null,{"$f":"E270","v":0.99},null,null,"w_cl_r1,l3",null,null,null,null,null,"e_cl_r1",null,null,null,null,null,null,"e_cl_r2",0,null,{"$f":"IF(ISNUMBER(MATCH(X$273,$H277:$M277,0)),1,0)*IF(ISNUMBER($G277),(1-$G277),1) + IF(ISNUMBER(MATCH(X$273,$N277:$S277,0)),-1,0)*_xlfn.IFS(ISNUMBER($E277),$E277,ISNUMBER($F277),$F277,ISNUMBER($G277),$G277,AND($E277=0,$F277=0,$G277=0),1)","v":0},{"$f":"IF(ISNUMBER(MATCH(Y$273,$H277:$M277,0)),1,0)*IF(ISNUMBER($G277),(1-$G277),1) + IF(ISNUMBER(MATCH(Y$273,$N277:$S277,0)),-1,0)*_xlfn.IFS(ISNUMBER($E277),$E277,ISNUMBER($F277),$F277,ISNUMBER($G277),$G277,AND($E277=0,$F277=0,$G277=0),1)","v":0},{"$f":"IF(ISNUMBER(MATCH(Z$273,$H277:$M277,0)),1,0)*IF(ISNUMBER($G277),(1-$G277),1) + IF(ISNUMBER(MATCH(Z$273,$N277:$S277,0)),-1,0)*_xlfn.IFS(ISNUMBER($E277),$E277,ISNUMBER($F277),$F277,ISNUMBER($G277),$G277,AND($E277=0,$F277=0,$G277=0),1)","v":-0.99},{"$f":"IF(ISNUMBER(MATCH(AA$273,$H277:$M277,0)),1,0)*IF(ISNUMBER($G277),(1-$G277),1) + IF(ISNUMBER(MATCH(AA$273,$N277:$S277,0)),-1,0)*_xlfn.IFS(ISNUMBER($E277),$E277,ISNUMBER($F277),$F277,ISNUMBER($G277),$G277,AND($E277=0,$F277=0,$G277=0),1)","v":0},{"$f":"IF(ISNUMBER(MATCH(AB$273,$H277:$M277,0)),1,0)*IF(ISNUMBER($G277),(1-$G277),1) + IF(ISNUMBER(MATCH(AB$273,$N277:$S277,0)),-1,0)*_xlfn.IFS(ISNUMBER($E277),$E277,ISNUMBER($F277),$F277,ISNUMBER($G277),$G277,AND($E277=0,$F277=0,$G277=0),1)","v":0},{"$f":"IF(ISNUMBER(MATCH(AC$273,$H277:$M277,0)),1,0)*IF(ISNUMBER($G277),(1-$G277),1) + IF(ISNUMBER(MATCH(AC$273,$N277:$S277,0)),-1,0)*_xlfn.IFS(ISNUMBER($E277),$E277,ISNUMBER($F277),$F277,ISNUMBER($G277),$G277,AND($E277=0,$F277=0,$G277=0),1)","v":0},{"$f":"IF(ISNUMBER(MATCH(AD$273,$H277:$M277,0)),1,0)*IF(ISNUMBER($G277),(1-$G277),1) + IF(ISNUMBER(MATCH(AD$273,$N277:$S277,0)),-1,0)*_xlfn.IFS(ISNUMBER($E277),$E277,ISNUMBER($F277),$F277,ISNUMBER($G277),$G277,AND($E277=0,$F277=0,$G277=0),1)","v":0},{"$f":"IF(ISNUMBER(MATCH(AE$273,$H277:$M277,0)),1,0)*IF(ISNUMBER($G277),(1-$G277),1) + IF(ISNUMBER(MATCH(AE$273,$N277:$S277,0)),-1,0)*_xlfn.IFS(ISNUMBER($E277),$E277,ISNUMBER($F277),$F277,ISNUMBER($G277),$G277,AND($E277=0,$F277=0,$G277=0),1)","v":0},{"$f":"IF(ISNUMBER(MATCH(AF$273,$H277:$M277,0)),1,0)*IF(ISNUMBER($G277),(1-$G277),1) + IF(ISNUMBER(MATCH(AF$273,$N277:$S277,0)),-1,0)*_xlfn.IFS(ISNUMBER($E277),$E277,ISNUMBER($F277),$F277,ISNUMBER($G277),$G277,AND($E277=0,$F277=0,$G277=0),1)","v":0},{"$f":"IF(ISNUMBER(MATCH(AG$273,$H277:$M277,0)),1,0)*IF(ISNUMBER($G277),(1-$G277),1) + IF(ISNUMBER(MATCH(AG$273,$N277:$S277,0)),-1,0)*_xlfn.IFS(ISNUMBER($E277),$E277,ISNUMBER($F277),$F277,ISNUMBER($G277),$G277,AND($E277=0,$F277=0,$G277=0),1)","v":0},{"$f":"IF(ISNUMBER(MATCH(AH$273,$H277:$M277,0)),1,0)*IF(ISNUMBER($G277),(1-$G277),1) + IF(ISNUMBER(MATCH(AH$273,$N277:$S277,0)),-1,0)*_xlfn.IFS(ISNUMBER($E277),$E277,ISNUMBER($F277),$F277,ISNUMBER($G277),$G277,AND($E277=0,$F277=0,$G277=0),1)","v":0},{"$f":"IF(ISNUMBER(MATCH(AI$273,$H277:$M277,0)),1,0)*IF(ISNUMBER($G277),(1-$G277),1) + IF(ISNUMBER(MATCH(AI$273,$N277:$S277,0)),-1,0)*_xlfn.IFS(ISNUMBER($E277),$E277,ISNUMBER($F277),$F277,ISNUMBER($G277),$G277,AND($E277=0,$F277=0,$G277=0),1)","v":0},{"$f":"IF(ISNUMBER(MATCH(AJ$273,$H277:$M277,0)),1,0)*IF(ISNUMBER($G277),(1-$G277),1) + IF(ISNUMBER(MATCH(AJ$273,$N277:$S277,0)),-1,0)*_xlfn.IFS(ISNUMBER($E277),$E277,ISNUMBER($F277),$F277,ISNUMBER($G277),$G277,AND($E277=0,$F277=0,$G277=0),1)","v":0},{"$f":"IF(ISNUMBER(MATCH(AK$273,$H277:$M277,0)),1,0)*IF(ISNUMBER($G277),(1-$G277),1) + IF(ISNUMBER(MATCH(AK$273,$N277:$S277,0)),-1,0)*_xlfn.IFS(ISNUMBER($E277),$E277,ISNUMBER($F277),$F277,ISNUMBER($G277),$G277,AND($E277=0,$F277=0,$G277=0),1)","v":1},{"$f":"IF(ISNUMBER(MATCH(AL$273,$H277:$M277,0)),1,0)*IF(ISNUMBER($G277),(1-$G277),1) + IF(ISNUMBER(MATCH(AL$273,$N277:$S277,0)),-1,0)*_xlfn.IFS(ISNUMBER($E277),$E277,ISNUMBER($F277),$F277,ISNUMBER($G277),$G277,AND($E277=0,$F277=0,$G277=0),1)","v":0},{"$f":"IF(ISNUMBER(MATCH(AM$273,$H277:$M277,0)),1,0)*IF(ISNUMBER($G277),(1-$G277),1) + IF(ISNUMBER(MATCH(AM$273,$N277:$S277,0)),-1,0)*_xlfn.IFS(ISNUMBER($E277),$E277,ISNUMBER($F277),$F277,ISNUMBER($G277),$G277,AND($E277=0,$F277=0,$G277=0),1)","v":0},{"$f":"IF(ISNUMBER(MATCH(AN$273,$H277:$M277,0)),1,0)*IF(ISNUMBER($G277),(1-$G277),1) + IF(ISNUMBER(MATCH(AN$273,$N277:$S277,0)),-1,0)*_xlfn.IFS(ISNUMBER($E277),$E277,ISNUMBER($F277),$F277,ISNUMBER($G277),$G277,AND($E277=0,$F277=0,$G277=0),1)","v":0},{"$f":"IF(ISNUMBER(MATCH(AO$273,$H277:$M277,0)),1,0)*IF(ISNUMBER($G277),(1-$G277),1) + IF(ISNUMBER(MATCH(AO$273,$N277:$S277,0)),-1,0)*_xlfn.IFS(ISNUMBER($E277),$E277,ISNUMBER($F277),$F277,ISNUMBER($G277),$G277,AND($E277=0,$F277=0,$G277=0),1)","v":0},{"$f":"IF(ISNUMBER(MATCH(AP$273,$H277:$M277,0)),1,0)*IF(ISNUMBER($G277),(1-$G277),1) + IF(ISNUMBER(MATCH(AP$273,$N277:$S277,0)),-1,0)*_xlfn.IFS(ISNUMBER($E277),$E277,ISNUMBER($F277),$F277,ISNUMBER($G277),$G277,AND($E277=0,$F277=0,$G277=0),1)","v":0},null,{"$f":"D277+0","v":0}]
[null,null,"ITE load (L4)",null,{"$f":"E271","v":0.72270000000000001},null,null,"w_cl_r1,l4",null,null,null,null,null,"e_cl_r1",null,null,null,null,null,null,"e_cl_r3",0,null,{"$f":"IF(ISNUMBER(MATCH(X$273,$H278:$M278,0)),1,0)*IF(ISNUMBER($G278),(1-$G278),1) + IF(ISNUMBER(MATCH(X$273,$N278:$S278,0)),-1,0)*_xlfn.IFS(ISNUMBER($E278),$E278,ISNUMBER($F278),$F278,ISNUMBER($G278),$G278,AND($E278=0,$F278=0,$G278=0),1)","v":0},{"$f":"IF(ISNUMBER(MATCH(Y$273,$H278:$M278,0)),1,0)*IF(ISNUMBER($G278),(1-$G278),1) + IF(ISNUMBER(MATCH(Y$273,$N278:$S278,0)),-1,0)*_xlfn.IFS(ISNUMBER($E278),$E278,ISNUMBER($F278),$F278,ISNUMBER($G278),$G278,AND($E278=0,$F278=0,$G278=0),1)","v":0},{"$f":"IF(ISNUMBER(MATCH(Z$273,$H278:$M278,0)),1,0)*IF(ISNUMBER($G278),(1-$G278),1) + IF(ISNUMBER(MATCH(Z$273,$N278:$S278,0)),-1,0)*_xlfn.IFS(ISNUMBER($E278),$E278,ISNUMBER($F278),$F278,ISNUMBER($G278),$G278,AND($E278=0,$F278=0,$G278=0),1)","v":-0.72270000000000001},{"$f":"IF(ISNUMBER(MATCH(AA$273,$H278:$M278,0)),1,0)*IF(ISNUMBER($G278),(1-$G278),1) + IF(ISNUMBER(MATCH(AA$273,$N278:$S278,0)),-1,0)*_xlfn.IFS(ISNUMBER($E278),$E278,ISNUMBER($F278),$F278,ISNUMBER($G278),$G278,AND($E278=0,$F278=0,$G278=0),1)","v":0},{"$f":"IF(ISNUMBER(MATCH(AB$273,$H278:$M278,0)),1,0)*IF(ISNUMBER($G278),(1-$G278),1) + IF(ISNUMBER(MATCH(AB$273,$N278:$S278,0)),-1,0)*_xlfn.IFS(ISNUMBER($E278),$E278,ISNUMBER($F278),$F278,ISNUMBER($G278),$G278,AND($E278=0,$F278=0,$G278=0),1)","v":0},{"$f":"IF(ISNUMBER(MATCH(AC$273,$H278:$M278,0)),1,0)*IF(ISNUMBER($G278),(1-$G278),1) + IF(ISNUMBER(MATCH(AC$273,$N278:$S278,0)),-1,0)*_xlfn.IFS(ISNUMBER($E278),$E278,ISNUMBER($F278),$F278,ISNUMBER($G278),$G278,AND($E278=0,$F278=0,$G278=0),1)","v":0},{"$f":"IF(ISNUMBER(MATCH(AD$273,$H278:$M278,0)),1,0)*IF(ISNUMBER($G278),(1-$G278),1) + IF(ISNUMBER(MATCH(AD$273,$N278:$S278,0)),-1,0)*_xlfn.IFS(ISNUMBER($E278),$E278,ISNUMBER($F278),$F278,ISNUMBER($G278),$G278,AND($E278=0,$F278=0,$G278=0),1)","v":0},{"$f":"IF(ISNUMBER(MATCH(AE$273,$H278:$M278,0)),1,0)*IF(ISNUMBER($G278),(1-$G278),1) + IF(ISNUMBER(MATCH(AE$273,$N278:$S278,0)),-1,0)*_xlfn.IFS(ISNUMBER($E278),$E278,ISNUMBER($F278),$F278,ISNUMBER($G278),$G278,AND($E278=0,$F278=0,$G278=0),1)","v":0},{"$f":"IF(ISNUMBER(MATCH(AF$273,$H278:$M278,0)),1,0)*IF(ISNUMBER($G278),(1-$G278),1) + IF(ISNUMBER(MATCH(AF$273,$N278:$S278,0)),-1,0)*_xlfn.IFS(ISNUMBER($E278),$E278,ISNUMBER($F278),$F278,ISNUMBER($G278),$G278,AND($E278=0,$F278=0,$G278=0),1)","v":0},{"$f":"IF(ISNUMBER(MATCH(AG$273,$H278:$M278,0)),1,0)*IF(ISNUMBER($G278),(1-$G278),1) + IF(ISNUMBER(MATCH(AG$273,$N278:$S278,0)),-1,0)*_xlfn.IFS(ISNUMBER($E278),$E278,ISNUMBER($F278),$F278,ISNUMBER($G278),$G278,AND($E278=0,$F278=0,$G278=0),1)","v":0},{"$f":"IF(ISNUMBER(MATCH(AH$273,$H278:$M278,0)),1,0)*IF(ISNUMBER($G278),(1-$G278),1) + IF(ISNUMBER(MATCH(AH$273,$N278:$S278,0)),-1,0)*_xlfn.IFS(ISNUMBER($E278),$E278,ISNUMBER($F278),$F278,ISNUMBER($G278),$G278,AND($E278=0,$F278=0,$G278=0),1)","v":0},{"$f":"IF(ISNUMBER(MATCH(AI$273,$H278:$M278,0)),1,0)*IF(ISNUMBER($G278),(1-$G278),1) + IF(ISNUMBER(MATCH(AI$273,$N278:$S278,0)),-1,0)*_xlfn.IFS(ISNUMBER($E278),$E278,ISNUMBER($F278),$F278,ISNUMBER($G278),$G278,AND($E278=0,$F278=0,$G278=0),1)","v":0},{"$f":"IF(ISNUMBER(MATCH(AJ$273,$H278:$M278,0)),1,0)*IF(ISNUMBER($G278),(1-$G278),1) + IF(ISNUMBER(MATCH(AJ$273,$N278:$S278,0)),-1,0)*_xlfn.IFS(ISNUMBER($E278),$E278,ISNUMBER($F278),$F278,ISNUMBER($G278),$G278,AND($E278=0,$F278=0,$G278=0),1)","v":0},{"$f":"IF(ISNUMBER(MATCH(AK$273,$H278:$M278,0)),1,0)*IF(ISNUMBER($G278),(1-$G278),1) + IF(ISNUMBER(MATCH(AK$273,$N278:$S278,0)),-1,0)*_xlfn.IFS(ISNUMBER($E278),$E278,ISNUMBER($F278),$F278,ISNUMBER($G278),$G278,AND($E278=0,$F278=0,$G278=0),1)","v":0},{"$f":"IF(ISNUMBER(MATCH(AL$273,$H278:$M278,0)),1,0)*IF(ISNUMBER($G278),(1-$G278),1) + IF(ISNUMBER(MATCH(AL$273,$N278:$S278,0)),-1,0)*_xlfn.IFS(ISNUMBER($E278),$E278,ISNUMBER($F278),$F278,ISNUMBER($G278),$G278,AND($E278=0,$F278=0,$G278=0),1)","v":0},{"$f":"IF(ISNUMBER(MATCH(AM$273,$H278:$M278,0)),1,0)*IF(ISNUMBER($G278),(1-$G278),1) + IF(ISNUMBER(MATCH(AM$273,$N278:$S278,0)),-1,0)*_xlfn.IFS(ISNUMBER($E278),$E278,ISNUMBER($F278),$F278,ISNUMBER($G278),$G278,AND($E278=0,$F278=0,$G278=0),1)","v":0},{"$f":"IF(ISNUMBER(MATCH(AN$273,$H278:$M278,0)),1,0)*IF(ISNUMBER($G278),(1-$G278),1) + IF(ISNUMBER(MATCH(AN$273,$N278:$S278,0)),-1,0)*_xlfn.IFS(ISNUMBER($E278),$E278,ISNUMBER($F278),$F278,ISNUMBER($G278),$G278,AND($E278=0,$F278=0,$G278=0),1)","v":1},{"$f":"IF(ISNUMBER(MATCH(AO$273,$H278:$M278,0)),1,0)*IF(ISNUMBER($G278),(1-$G278),1) + IF(ISNUMBER(MATCH(AO$273,$N278:$S278,0)),-1,0)*_xlfn.IFS(ISNUMBER($E278),$E278,ISNUMBER($F278),$F278,ISNUMBER($G278),$G278,AND($E278=0,$F278=0,$G278=0),1)","v":0},{"$f":"IF(ISNUMBER(MATCH(AP$273,$H278:$M278,0)),1,0)*IF(ISNUMBER($G278),(1-$G278),1) + IF(ISNUMBER(MATCH(AP$273,$N278:$S278,0)),-1,0)*_xlfn.IFS(ISNUMBER($E278),$E278,ISNUMBER($F278),$F278,ISNUMBER($G278),$G278,AND($E278=0,$F278=0,$G278=0),1)","v":0},null,{"$f":"D278+0","v":0}]
[null,null,"Split",null,null,null,{"$f":"E268","v":1},"q_cl_r1,a",null,null,null,null,null,"q_cl_r1,l",null,null,null,null,null,null,"q_cl_r1,a",242.42424242424244,null,{"$f":"IF(ISNUMBER(MATCH(X$273,$H279:$M279,0)),1,0)*IF(ISNUMBER($G279),(1-$G279),1) + IF(ISNUMBER(MATCH(X$273,$N279:$S279,0)),-1,0)*_xlfn.IFS(ISNUMBER($E279),$E279,ISNUMBER($F279),$F279,ISNUMBER($G279),$G279,AND($E279=0,$F279=0,$G279=0),1)","v":0},{"$f":"IF(ISNUMBER(MATCH(Y$273,$H279:$M279,0)),1,0)*IF(ISNUMBER($G279),(1-$G279),1) + IF(ISNUMBER(MATCH(Y$273,$N279:$S279,0)),-1,0)*_xlfn.IFS(ISNUMBER($E279),$E279,ISNUMBER($F279),$F279,ISNUMBER($G279),$G279,AND($E279=0,$F279=0,$G279=0),1)","v":0},{"$f":"IF(ISNUMBER(MATCH(Z$273,$H279:$M279,0)),1,0)*IF(ISNUMBER($G279),(1-$G279),1) + IF(ISNUMBER(MATCH(Z$273,$N279:$S279,0)),-1,0)*_xlfn.IFS(ISNUMBER($E279),$E279,ISNUMBER($F279),$F279,ISNUMBER($G279),$G279,AND($E279=0,$F279=0,$G279=0),1)","v":0},{"$f":"IF(ISNUMBER(MATCH(AA$273,$H279:$M279,0)),1,0)*IF(ISNUMBER($G279),(1-$G279),1) + IF(ISNUMBER(MATCH(AA$273,$N279:$S279,0)),-1,0)*_xlfn.IFS(ISNUMBER($E279),$E279,ISNUMBER($F279),$F279,ISNUMBER($G279),$G279,AND($E279=0,$F279=0,$G279=0),1)","v":0},{"$f":"IF(ISNUMBER(MATCH(AB$273,$H279:$M279,0)),1,0)*IF(ISNUMBER($G279),(1-$G279),1) + IF(ISNUMBER(MATCH(AB$273,$N279:$S279,0)),-1,0)*_xlfn.IFS(ISNUMBER($E279),$E279,ISNUMBER($F279),$F279,ISNUMBER($G279),$G279,AND($E279=0,$F279=0,$G279=0),1)","v":0},{"$f":"IF(ISNUMBER(MATCH(AC$273,$H279:$M279,0)),1,0)*IF(ISNUMBER($G279),(1-$G279),1) + IF(ISNUMBER(MATCH(AC$273,$N279:$S279,0)),-1,0)*_xlfn.IFS(ISNUMBER($E279),$E279,ISNUMBER($F279),$F279,ISNUMBER($G279),$G279,AND($E279=0,$F279=0,$G279=0),1)","v":0},{"$f":"IF(ISNUMBER(MATCH(AD$273,$H279:$M279,0)),1,0)*IF(ISNUMBER($G279),(1-$G279),1) + IF(ISNUMBER(MATCH(AD$273,$N279:$S279,0)),-1,0)*_xlfn.IFS(ISNUMBER($E279),$E279,ISNUMBER($F279),$F279,ISNUMBER($G279),$G279,AND($E279=0,$F279=0,$G279=0),1)","v":0},{"$f":"IF(ISNUMBER(MATCH(AE$273,$H279:$M279,0)),1,0)*IF(ISNUMBER($G279),(1-$G279),1) + IF(ISNUMBER(MATCH(AE$273,$N279:$S279,0)),-1,0)*_xlfn.IFS(ISNUMBER($E279),$E279,ISNUMBER($F279),$F279,ISNUMBER($G279),$G279,AND($E279=0,$F279=0,$G279=0),1)","v":0},{"$f":"IF(ISNUMBER(MATCH(AF$273,$H279:$M279,0)),1,0)*IF(ISNUMBER($G279),(1-$G279),1) + IF(ISNUMBER(MATCH(AF$273,$N279:$S279,0)),-1,0)*_xlfn.IFS(ISNUMBER($E279),$E279,ISNUMBER($F279),$F279,ISNUMBER($G279),$G279,AND($E279=0,$F279=0,$G279=0),1)","v":-1},{"$f":"IF(ISNUMBER(MATCH(AG$273,$H279:$M279,0)),1,0)*IF(ISNUMBER($G279),(1-$G279),1) + IF(ISNUMBER(MATCH(AG$273,$N279:$S279,0)),-1,0)*_xlfn.IFS(ISNUMBER($E279),$E279,ISNUMBER($F279),$F279,ISNUMBER($G279),$G279,AND($E279=0,$F279=0,$G279=0),1)","v":0},{"$f":"IF(ISNUMBER(MATCH(AH$273,$H279:$M279,0)),1,0)*IF(ISNUMBER($G279),(1-$G279),1) + IF(ISNUMBER(MATCH(AH$273,$N279:$S279,0)),-1,0)*_xlfn.IFS(ISNUMBER($E279),$E279,ISNUMBER($F279),$F279,ISNUMBER($G279),$G279,AND($E279=0,$F279=0,$G279=0),1)","v":0},{"$f":"IF(ISNUMBER(MATCH(AI$273,$H279:$M279,0)),1,0)*IF(ISNUMBER($G279),(1-$G279),1) + IF(ISNUMBER(MATCH(AI$273,$N279:$S279,0)),-1,0)*_xlfn.IFS(ISNUMBER($E279),$E279,ISNUMBER($F279),$F279,ISNUMBER($G279),$G279,AND($E279=0,$F279=0,$G279=0),1)","v":0},{"$f":"IF(ISNUMBER(MATCH(AJ$273,$H279:$M279,0)),1,0)*IF(ISNUMBER($G279),(1-$G279),1) + IF(ISNUMBER(MATCH(AJ$273,$N279:$S279,0)),-1,0)*_xlfn.IFS(ISNUMBER($E279),$E279,ISNUMBER($F279),$F279,ISNUMBER($G279),$G279,AND($E279=0,$F279=0,$G279=0),1)","v":0},{"$f":"IF(ISNUMBER(MATCH(AK$273,$H279:$M279,0)),1,0)*IF(ISNUMBER($G279),(1-$G279),1) + IF(ISNUMBER(MATCH(AK$273,$N279:$S279,0)),-1,0)*_xlfn.IFS(ISNUMBER($E279),$E279,ISNUMBER($F279),$F279,ISNUMBER($G279),$G279,AND($E279=0,$F279=0,$G279=0),1)","v":0},{"$f":"IF(ISNUMBER(MATCH(AL$273,$H279:$M279,0)),1,0)*IF(ISNUMBER($G279),(1-$G279),1) + IF(ISNUMBER(MATCH(AL$273,$N279:$S279,0)),-1,0)*_xlfn.IFS(ISNUMBER($E279),$E279,ISNUMBER($F279),$F279,ISNUMBER($G279),$G279,AND($E279=0,$F279=0,$G279=0),1)","v":0},{"$f":"IF(ISNUMBER(MATCH(AM$273,$H279:$M279,0)),1,0)*IF(ISNUMBER($G279),(1-$G279),1) + IF(ISNUMBER(MATCH(AM$273,$N279:$S279,0)),-1,0)*_xlfn.IFS(ISNUMBER($E279),$E279,ISNUMBER($F279),$F279,ISNUMBER($G279),$G279,AND($E279=0,$F279=0,$G279=0),1)","v":0},{"$f":"IF(ISNUMBER(MATCH(AN$273,$H279:$M279,0)),1,0)*IF(ISNUMBER($G279),(1-$G279),1) + IF(ISNUMBER(MATCH(AN$273,$N279:$S279,0)),-1,0)*_xlfn.IFS(ISNUMBER($E279),$E279,ISNUMBER($F279),$F279,ISNUMBER($G279),$G279,AND($E279=0,$F279=0,$G279=0),1)","v":0},{"$f":"IF(ISNUMBER(MATCH(AO$273,$H279:$M279,0)),1,0)*IF(ISNUMBER($G279),(1-$G279),1) + IF(ISNUMBER(MATCH(AO$273,$N279:$S279,0)),-1,0)*_xlfn.IFS(ISNUMBER($E279),$E279,ISNUMBER($F279),$F279,ISNUMBER($G279),$G279,AND($E279=0,$F279=0,$G279=0),1)","v":0},{"$f":"IF(ISNUMBER(MATCH(AP$273,$H279:$M279,0)),1,0)*IF(ISNUMBER($G279),(1-$G279),1) + IF(ISNUMBER(MATCH(AP$273,$N279:$S279,0)),-1,0)*_xlfn.IFS(ISNUMBER($E279),$E279,ISNUMBER($F279),$F279,ISNUMBER($G279),$G279,AND($E279=0,$F279=0,$G279=0),1)","v":0},null,{"$f":"D279+0","v":0}]
[null,null,"Fix",{"$f":"E261*E259","v":242.42424242424244},null,null,null,"e_cl_r1",null,null,null,null,null,null,null,null,null,null,null,null,"q_cl_r2,a",0,null,{"$f":"IF(ISNUMBER(MATCH(X$273,$H280:$M280,0)),1,0)*IF(ISNUMBER($G280),(1-$G280),1) + IF(ISNUMBER(MATCH(X$273,$N280:$S280,0)),-1,0)*_xlfn.IFS(ISNUMBER($E280),$E280,ISNUMBER($F280),$F280,ISNUMBER($G280),$G280,AND($E280=0,$F280=0,$G280=0),1)","v":0},{"$f":"IF(ISNUMBER(MATCH(Y$273,$H280:$M280,0)),1,0)*IF(ISNUMBER($G280),(1-$G280),1) + IF(ISNUMBER(MATCH(Y$273,$N280:$S280,0)),-1,0)*_xlfn.IFS(ISNUMBER($E280),$E280,ISNUMBER($F280),$F280,ISNUMBER($G280),$G280,AND($E280=0,$F280=0,$G280=0),1)","v":0},{"$f":"IF(ISNUMBER(MATCH(Z$273,$H280:$M280,0)),1,0)*IF(ISNUMBER($G280),(1-$G280),1) + IF(ISNUMBER(MATCH(Z$273,$N280:$S280,0)),-1,0)*_xlfn.IFS(ISNUMBER($E280),$E280,ISNUMBER($F280),$F280,ISNUMBER($G280),$G280,AND($E280=0,$F280=0,$G280=0),1)","v":1},{"$f":"IF(ISNUMBER(MATCH(AA$273,$H280:$M280,0)),1,0)*IF(ISNUMBER($G280),(1-$G280),1) + IF(ISNUMBER(MATCH(AA$273,$N280:$S280,0)),-1,0)*_xlfn.IFS(ISNUMBER($E280),$E280,ISNUMBER($F280),$F280,ISNUMBER($G280),$G280,AND($E280=0,$F280=0,$G280=0),1)","v":0},{"$f":"IF(ISNUMBER(MATCH(AB$273,$H280:$M280,0)),1,0)*IF(ISNUMBER($G280),(1-$G280),1) + IF(ISNUMBER(MATCH(AB$273,$N280:$S280,0)),-1,0)*_xlfn.IFS(ISNUMBER($E280),$E280,ISNUMBER($F280),$F280,ISNUMBER($G280),$G280,AND($E280=0,$F280=0,$G280=0),1)","v":0},{"$f":"IF(ISNUMBER(MATCH(AC$273,$H280:$M280,0)),1,0)*IF(ISNUMBER($G280),(1-$G280),1) + IF(ISNUMBER(MATCH(AC$273,$N280:$S280,0)),-1,0)*_xlfn.IFS(ISNUMBER($E280),$E280,ISNUMBER($F280),$F280,ISNUMBER($G280),$G280,AND($E280=0,$F280=0,$G280=0),1)","v":0},{"$f":"IF(ISNUMBER(MATCH(AD$273,$H280:$M280,0)),1,0)*IF(ISNUMBER($G280),(1-$G280),1) + IF(ISNUMBER(MATCH(AD$273,$N280:$S280,0)),-1,0)*_xlfn.IFS(ISNUMBER($E280),$E280,ISNUMBER($F280),$F280,ISNUMBER($G280),$G280,AND($E280=0,$F280=0,$G280=0),1)","v":0},{"$f":"IF(ISNUMBER(MATCH(AE$273,$H280:$M280,0)),1,0)*IF(ISNUMBER($G280),(1-$G280),1) + IF(ISNUMBER(MATCH(AE$273,$N280:$S280,0)),-1,0)*_xlfn.IFS(ISNUMBER($E280),$E280,ISNUMBER($F280),$F280,ISNUMBER($G280),$G280,AND($E280=0,$F280=0,$G280=0),1)","v":0},{"$f":"IF(ISNUMBER(MATCH(AF$273,$H280:$M280,0)),1,0)*IF(ISNUMBER($G280),(1-$G280),1) + IF(ISNUMBER(MATCH(AF$273,$N280:$S280,0)),-1,0)*_xlfn.IFS(ISNUMBER($E280),$E280,ISNUMBER($F280),$F280,ISNUMBER($G280),$G280,AND($E280=0,$F280=0,$G280=0),1)","v":0},{"$f":"IF(ISNUMBER(MATCH(AG$273,$H280:$M280,0)),1,0)*IF(ISNUMBER($G280),(1-$G280),1) + IF(ISNUMBER(MATCH(AG$273,$N280:$S280,0)),-1,0)*_xlfn.IFS(ISNUMBER($E280),$E280,ISNUMBER($F280),$F280,ISNUMBER($G280),$G280,AND($E280=0,$F280=0,$G280=0),1)","v":0},{"$f":"IF(ISNUMBER(MATCH(AH$273,$H280:$M280,0)),1,0)*IF(ISNUMBER($G280),(1-$G280),1) + IF(ISNUMBER(MATCH(AH$273,$N280:$S280,0)),-1,0)*_xlfn.IFS(ISNUMBER($E280),$E280,ISNUMBER($F280),$F280,ISNUMBER($G280),$G280,AND($E280=0,$F280=0,$G280=0),1)","v":0},{"$f":"IF(ISNUMBER(MATCH(AI$273,$H280:$M280,0)),1,0)*IF(ISNUMBER($G280),(1-$G280),1) + IF(ISNUMBER(MATCH(AI$273,$N280:$S280,0)),-1,0)*_xlfn.IFS(ISNUMBER($E280),$E280,ISNUMBER($F280),$F280,ISNUMBER($G280),$G280,AND($E280=0,$F280=0,$G280=0),1)","v":0},{"$f":"IF(ISNUMBER(MATCH(AJ$273,$H280:$M280,0)),1,0)*IF(ISNUMBER($G280),(1-$G280),1) + IF(ISNUMBER(MATCH(AJ$273,$N280:$S280,0)),-1,0)*_xlfn.IFS(ISNUMBER($E280),$E280,ISNUMBER($F280),$F280,ISNUMBER($G280),$G280,AND($E280=0,$F280=0,$G280=0),1)","v":0},{"$f":"IF(ISNUMBER(MATCH(AK$273,$H280:$M280,0)),1,0)*IF(ISNUMBER($G280),(1-$G280),1) + IF(ISNUMBER(MATCH(AK$273,$N280:$S280,0)),-1,0)*_xlfn.IFS(ISNUMBER($E280),$E280,ISNUMBER($F280),$F280,ISNUMBER($G280),$G280,AND($E280=0,$F280=0,$G280=0),1)","v":0},{"$f":"IF(ISNUMBER(MATCH(AL$273,$H280:$M280,0)),1,0)*IF(ISNUMBER($G280),(1-$G280),1) + IF(ISNUMBER(MATCH(AL$273,$N280:$S280,0)),-1,0)*_xlfn.IFS(ISNUMBER($E280),$E280,ISNUMBER($F280),$F280,ISNUMBER($G280),$G280,AND($E280=0,$F280=0,$G280=0),1)","v":0},{"$f":"IF(ISNUMBER(MATCH(AM$273,$H280:$M280,0)),1,0)*IF(ISNUMBER($G280),(1-$G280),1) + IF(ISNUMBER(MATCH(AM$273,$N280:$S280,0)),-1,0)*_xlfn.IFS(ISNUMBER($E280),$E280,ISNUMBER($F280),$F280,ISNUMBER($G280),$G280,AND($E280=0,$F280=0,$G280=0),1)","v":0},{"$f":"IF(ISNUMBER(MATCH(AN$273,$H280:$M280,0)),1,0)*IF(ISNUMBER($G280),(1-$G280),1) + IF(ISNUMBER(MATCH(AN$273,$N280:$S280,0)),-1,0)*_xlfn.IFS(ISNUMBER($E280),$E280,ISNUMBER($F280),$F280,ISNUMBER($G280),$G280,AND($E280=0,$F280=0,$G280=0),1)","v":0},{"$f":"IF(ISNUMBER(MATCH(AO$273,$H280:$M280,0)),1,0)*IF(ISNUMBER($G280),(1-$G280),1) + IF(ISNUMBER(MATCH(AO$273,$N280:$S280,0)),-1,0)*_xlfn.IFS(ISNUMBER($E280),$E280,ISNUMBER($F280),$F280,ISNUMBER($G280),$G280,AND($E280=0,$F280=0,$G280=0),1)","v":0},{"$f":"IF(ISNUMBER(MATCH(AP$273,$H280:$M280,0)),1,0)*IF(ISNUMBER($G280),(1-$G280),1) + IF(ISNUMBER(MATCH(AP$273,$N280:$S280,0)),-1,0)*_xlfn.IFS(ISNUMBER($E280),$E280,ISNUMBER($F280),$F280,ISNUMBER($G280),$G280,AND($E280=0,$F280=0,$G280=0),1)","v":0},null,{"$f":"D280+0","v":242.42424242424244}]
[null,"Rack2","Conservation",null,null,null,null,"e_cl_r2",null,null,null,null,null,"q_cl_r2,a","q_cl_r2,l",null,null,null,null,null,"q_cl_r3,a",0,null,{"$f":"IF(ISNUMBER(MATCH(X$273,$H281:$M281,0)),1,0)*IF(ISNUMBER($G281),(1-$G281),1) + IF(ISNUMBER(MATCH(X$273,$N281:$S281,0)),-1,0)*_xlfn.IFS(ISNUMBER($E281),$E281,ISNUMBER($F281),$F281,ISNUMBER($G281),$G281,AND($E281=0,$F281=0,$G281=0),1)","v":0},{"$f":"IF(ISNUMBER(MATCH(Y$273,$H281:$M281,0)),1,0)*IF(ISNUMBER($G281),(1-$G281),1) + IF(ISNUMBER(MATCH(Y$273,$N281:$S281,0)),-1,0)*_xlfn.IFS(ISNUMBER($E281),$E281,ISNUMBER($F281),$F281,ISNUMBER($G281),$G281,AND($E281=0,$F281=0,$G281=0),1)","v":0},{"$f":"IF(ISNUMBER(MATCH(Z$273,$H281:$M281,0)),1,0)*IF(ISNUMBER($G281),(1-$G281),1) + IF(ISNUMBER(MATCH(Z$273,$N281:$S281,0)),-1,0)*_xlfn.IFS(ISNUMBER($E281),$E281,ISNUMBER($F281),$F281,ISNUMBER($G281),$G281,AND($E281=0,$F281=0,$G281=0),1)","v":0},{"$f":"IF(ISNUMBER(MATCH(AA$273,$H281:$M281,0)),1,0)*IF(ISNUMBER($G281),(1-$G281),1) + IF(ISNUMBER(MATCH(AA$273,$N281:$S281,0)),-1,0)*_xlfn.IFS(ISNUMBER($E281),$E281,ISNUMBER($F281),$F281,ISNUMBER($G281),$G281,AND($E281=0,$F281=0,$G281=0),1)","v":1},{"$f":"IF(ISNUMBER(MATCH(AB$273,$H281:$M281,0)),1,0)*IF(ISNUMBER($G281),(1-$G281),1) + IF(ISNUMBER(MATCH(AB$273,$N281:$S281,0)),-1,0)*_xlfn.IFS(ISNUMBER($E281),$E281,ISNUMBER($F281),$F281,ISNUMBER($G281),$G281,AND($E281=0,$F281=0,$G281=0),1)","v":0},{"$f":"IF(ISNUMBER(MATCH(AC$273,$H281:$M281,0)),1,0)*IF(ISNUMBER($G281),(1-$G281),1) + IF(ISNUMBER(MATCH(AC$273,$N281:$S281,0)),-1,0)*_xlfn.IFS(ISNUMBER($E281),$E281,ISNUMBER($F281),$F281,ISNUMBER($G281),$G281,AND($E281=0,$F281=0,$G281=0),1)","v":0},{"$f":"IF(ISNUMBER(MATCH(AD$273,$H281:$M281,0)),1,0)*IF(ISNUMBER($G281),(1-$G281),1) + IF(ISNUMBER(MATCH(AD$273,$N281:$S281,0)),-1,0)*_xlfn.IFS(ISNUMBER($E281),$E281,ISNUMBER($F281),$F281,ISNUMBER($G281),$G281,AND($E281=0,$F281=0,$G281=0),1)","v":-1},{"$f":"IF(ISNUMBER(MATCH(AE$273,$H281:$M281,0)),1,0)*IF(ISNUMBER($G281),(1-$G281),1) + IF(ISNUMBER(MATCH(AE$273,$N281:$S281,0)),-1,0)*_xlfn.IFS(ISNUMBER($E281),$E281,ISNUMBER($F281),$F281,ISNUMBER($G281),$G281,AND($E281=0,$F281=0,$G281=0),1)","v":0},{"$f":"IF(ISNUMBER(MATCH(AF$273,$H281:$M281,0)),1,0)*IF(ISNUMBER($G281),(1-$G281),1) + IF(ISNUMBER(MATCH(AF$273,$N281:$S281,0)),-1,0)*_xlfn.IFS(ISNUMBER($E281),$E281,ISNUMBER($F281),$F281,ISNUMBER($G281),$G281,AND($E281=0,$F281=0,$G281=0),1)","v":0},{"$f":"IF(ISNUMBER(MATCH(AG$273,$H281:$M281,0)),1,0)*IF(ISNUMBER($G281),(1-$G281),1) + IF(ISNUMBER(MATCH(AG$273,$N281:$S281,0)),-1,0)*_xlfn.IFS(ISNUMBER($E281),$E281,ISNUMBER($F281),$F281,ISNUMBER($G281),$G281,AND($E281=0,$F281=0,$G281=0),1)","v":-1},{"$f":"IF(ISNUMBER(MATCH(AH$273,$H281:$M281,0)),1,0)*IF(ISNUMBER($G281),(1-$G281),1) + IF(ISNUMBER(MATCH(AH$273,$N281:$S281,0)),-1,0)*_xlfn.IFS(ISNUMBER($E281),$E281,ISNUMBER($F281),$F281,ISNUMBER($G281),$G281,AND($E281=0,$F281=0,$G281=0),1)","v":0},{"$f":"IF(ISNUMBER(MATCH(AI$273,$H281:$M281,0)),1,0)*IF(ISNUMBER($G281),(1-$G281),1) + IF(ISNUMBER(MATCH(AI$273,$N281:$S281,0)),-1,0)*_xlfn.IFS(ISNUMBER($E281),$E281,ISNUMBER($F281),$F281,ISNUMBER($G281),$G281,AND($E281=0,$F281=0,$G281=0),1)","v":0},{"$f":"IF(ISNUMBER(MATCH(AJ$273,$H281:$M281,0)),1,0)*IF(ISNUMBER($G281),(1-$G281),1) + IF(ISNUMBER(MATCH(AJ$273,$N281:$S281,0)),-1,0)*_xlfn.IFS(ISNUMBER($E281),$E281,ISNUMBER($F281),$F281,ISNUMBER($G281),$G281,AND($E281=0,$F281=0,$G281=0),1)","v":0},{"$f":"IF(ISNUMBER(MATCH(AK$273,$H281:$M281,0)),1,0)*IF(ISNUMBER($G281),(1-$G281),1) + IF(ISNUMBER(MATCH(AK$273,$N281:$S281,0)),-1,0)*_xlfn.IFS(ISNUMBER($E281),$E281,ISNUMBER($F281),$F281,ISNUMBER($G281),$G281,AND($E281=0,$F281=0,$G281=0),1)","v":0},{"$f":"IF(ISNUMBER(MATCH(AL$273,$H281:$M281,0)),1,0)*IF(ISNUMBER($G281),(1-$G281),1) + IF(ISNUMBER(MATCH(AL$273,$N281:$S281,0)),-1,0)*_xlfn.IFS(ISNUMBER($E281),$E281,ISNUMBER($F281),$F281,ISNUMBER($G281),$G281,AND($E281=0,$F281=0,$G281=0),1)","v":0},{"$f":"IF(ISNUMBER(MATCH(AM$273,$H281:$M281,0)),1,0)*IF(ISNUMBER($G281),(1-$G281),1) + IF(ISNUMBER(MATCH(AM$273,$N281:$S281,0)),-1,0)*_xlfn.IFS(ISNUMBER($E281),$E281,ISNUMBER($F281),$F281,ISNUMBER($G281),$G281,AND($E281=0,$F281=0,$G281=0),1)","v":0},{"$f":"IF(ISNUMBER(MATCH(AN$273,$H281:$M281,0)),1,0)*IF(ISNUMBER($G281),(1-$G281),1) + IF(ISNUMBER(MATCH(AN$273,$N281:$S281,0)),-1,0)*_xlfn.IFS(ISNUMBER($E281),$E281,ISNUMBER($F281),$F281,ISNUMBER($G281),$G281,AND($E281=0,$F281=0,$G281=0),1)","v":0},{"$f":"IF(ISNUMBER(MATCH(AO$273,$H281:$M281,0)),1,0)*IF(ISNUMBER($G281),(1-$G281),1) + IF(ISNUMBER(MATCH(AO$273,$N281:$S281,0)),-1,0)*_xlfn.IFS(ISNUMBER($E281),$E281,ISNUMBER($F281),$F281,ISNUMBER($G281),$G281,AND($E281=0,$F281=0,$G281=0),1)","v":0},{"$f":"IF(ISNUMBER(MATCH(AP$273,$H281:$M281,0)),1,0)*IF(ISNUMBER($G281),(1-$G281),1) + IF(ISNUMBER(MATCH(AP$273,$N281:$S281,0)),-1,0)*_xlfn.IFS(ISNUMBER($E281),$E281,ISNUMBER($F281),$F281,ISNUMBER($G281),$G281,AND($E281=0,$F281=0,$G281=0),1)","v":0},null,{"$f":"D281+0","v":0}]
[null,null,"ITE load (L3)",null,{"$f":"F270","v":0},null,null,"w_cl_r2,l3",null,null,null,null,null,"e_cl_r2",null,null,null,null,null,null,"q_cl_r1,l",0,null,{"$f":"IF(ISNUMBER(MATCH(X$273,$H282:$M282,0)),1,0)*IF(ISNUMBER($G282),(1-$G282),1) + IF(ISNUMBER(MATCH(X$273,$N282:$S282,0)),-1,0)*_xlfn.IFS(ISNUMBER($E282),$E282,ISNUMBER($F282),$F282,ISNUMBER($G282),$G282,AND($E282=0,$F282=0,$G282=0),1)","v":0},{"$f":"IF(ISNUMBER(MATCH(Y$273,$H282:$M282,0)),1,0)*IF(ISNUMBER($G282),(1-$G282),1) + IF(ISNUMBER(MATCH(Y$273,$N282:$S282,0)),-1,0)*_xlfn.IFS(ISNUMBER($E282),$E282,ISNUMBER($F282),$F282,ISNUMBER($G282),$G282,AND($E282=0,$F282=0,$G282=0),1)","v":0},{"$f":"IF(ISNUMBER(MATCH(Z$273,$H282:$M282,0)),1,0)*IF(ISNUMBER($G282),(1-$G282),1) + IF(ISNUMBER(MATCH(Z$273,$N282:$S282,0)),-1,0)*_xlfn.IFS(ISNUMBER($E282),$E282,ISNUMBER($F282),$F282,ISNUMBER($G282),$G282,AND($E282=0,$F282=0,$G282=0),1)","v":0},{"$f":"IF(ISNUMBER(MATCH(AA$273,$H282:$M282,0)),1,0)*IF(ISNUMBER($G282),(1-$G282),1) + IF(ISNUMBER(MATCH(AA$273,$N282:$S282,0)),-1,0)*_xlfn.IFS(ISNUMBER($E282),$E282,ISNUMBER($F282),$F282,ISNUMBER($G282),$G282,AND($E282=0,$F282=0,$G282=0),1)","v":0},{"$f":"IF(ISNUMBER(MATCH(AB$273,$H282:$M282,0)),1,0)*IF(ISNUMBER($G282),(1-$G282),1) + IF(ISNUMBER(MATCH(AB$273,$N282:$S282,0)),-1,0)*_xlfn.IFS(ISNUMBER($E282),$E282,ISNUMBER($F282),$F282,ISNUMBER($G282),$G282,AND($E282=0,$F282=0,$G282=0),1)","v":0},{"$f":"IF(ISNUMBER(MATCH(AC$273,$H282:$M282,0)),1,0)*IF(ISNUMBER($G282),(1-$G282),1) + IF(ISNUMBER(MATCH(AC$273,$N282:$S282,0)),-1,0)*_xlfn.IFS(ISNUMBER($E282),$E282,ISNUMBER($F282),$F282,ISNUMBER($G282),$G282,AND($E282=0,$F282=0,$G282=0),1)","v":0},{"$f":"IF(ISNUMBER(MATCH(AD$273,$H282:$M282,0)),1,0)*IF(ISNUMBER($G282),(1-$G282),1) + IF(ISNUMBER(MATCH(AD$273,$N282:$S282,0)),-1,0)*_xlfn.IFS(ISNUMBER($E282),$E282,ISNUMBER($F282),$F282,ISNUMBER($G282),$G282,AND($E282=0,$F282=0,$G282=0),1)","v":0},{"$f":"IF(ISNUMBER(MATCH(AE$273,$H282:$M282,0)),1,0)*IF(ISNUMBER($G282),(1-$G282),1) + IF(ISNUMBER(MATCH(AE$273,$N282:$S282,0)),-1,0)*_xlfn.IFS(ISNUMBER($E282),$E282,ISNUMBER($F282),$F282,ISNUMBER($G282),$G282,AND($E282=0,$F282=0,$G282=0),1)","v":0},{"$f":"IF(ISNUMBER(MATCH(AF$273,$H282:$M282,0)),1,0)*IF(ISNUMBER($G282),(1-$G282),1) + IF(ISNUMBER(MATCH(AF$273,$N282:$S282,0)),-1,0)*_xlfn.IFS(ISNUMBER($E282),$E282,ISNUMBER($F282),$F282,ISNUMBER($G282),$G282,AND($E282=0,$F282=0,$G282=0),1)","v":0},{"$f":"IF(ISNUMBER(MATCH(AG$273,$H282:$M282,0)),1,0)*IF(ISNUMBER($G282),(1-$G282),1) + IF(ISNUMBER(MATCH(AG$273,$N282:$S282,0)),-1,0)*_xlfn.IFS(ISNUMBER($E282),$E282,ISNUMBER($F282),$F282,ISNUMBER($G282),$G282,AND($E282=0,$F282=0,$G282=0),1)","v":0},{"$f":"IF(ISNUMBER(MATCH(AH$273,$H282:$M282,0)),1,0)*IF(ISNUMBER($G282),(1-$G282),1) + IF(ISNUMBER(MATCH(AH$273,$N282:$S282,0)),-1,0)*_xlfn.IFS(ISNUMBER($E282),$E282,ISNUMBER($F282),$F282,ISNUMBER($G282),$G282,AND($E282=0,$F282=0,$G282=0),1)","v":0},{"$f":"IF(ISNUMBER(MATCH(AI$273,$H282:$M282,0)),1,0)*IF(ISNUMBER($G282),(1-$G282),1) + IF(ISNUMBER(MATCH(AI$273,$N282:$S282,0)),-1,0)*_xlfn.IFS(ISNUMBER($E282),$E282,ISNUMBER($F282),$F282,ISNUMBER($G282),$G282,AND($E282=0,$F282=0,$G282=0),1)","v":0},{"$f":"IF(ISNUMBER(MATCH(AJ$273,$H282:$M282,0)),1,0)*IF(ISNUMBER($G282),(1-$G282),1) + IF(ISNUMBER(MATCH(AJ$273,$N282:$S282,0)),-1,0)*_xlfn.IFS(ISNUMBER($E282),$E282,ISNUMBER($F282),$F282,ISNUMBER($G282),$G282,AND($E282=0,$F282=0,$G282=0),1)","v":0},{"$f":"IF(ISNUMBER(MATCH(AK$273,$H282:$M282,0)),1,0)*IF(ISNUMBER($G282),(1-$G282),1) + IF(ISNUMBER(MATCH(AK$273,$N282:$S282,0)),-1,0)*_xlfn.IFS(ISNUMBER($E282),$E282,ISNUMBER($F282),$F282,ISNUMBER($G282),$G282,AND($E282=0,$F282=0,$G282=0),1)","v":0},{"$f":"IF(ISNUMBER(MATCH(AL$273,$H282:$M282,0)),1,0)*IF(ISNUMBER($G282),(1-$G282),1) + IF(ISNUMBER(MATCH(AL$273,$N282:$S282,0)),-1,0)*_xlfn.IFS(ISNUMBER($E282),$E282,ISNUMBER($F282),$F282,ISNUMBER($G282),$G282,AND($E282=0,$F282=0,$G282=0),1)","v":1},{"$f":"IF(ISNUMBER(MATCH(AM$273,$H282:$M282,0)),1,0)*IF(ISNUMBER($G282),(1-$G282),1) + IF(ISNUMBER(MATCH(AM$273,$N282:$S282,0)),-1,0)*_xlfn.IFS(ISNUMBER($E282),$E282,ISNUMBER($F282),$F282,ISNUMBER($G282),$G282,AND($E282=0,$F282=0,$G282=0),1)","v":0},{"$f":"IF(ISNUMBER(MATCH(AN$273,$H282:$M282,0)),1,0)*IF(ISNUMBER($G282),(1-$G282),1) + IF(ISNUMBER(MATCH(AN$273,$N282:$S282,0)),-1,0)*_xlfn.IFS(ISNUMBER($E282),$E282,ISNUMBER($F282),$F282,ISNUMBER($G282),$G282,AND($E282=0,$F282=0,$G282=0),1)","v":0},{"$f":"IF(ISNUMBER(MATCH(AO$273,$H282:$M282,0)),1,0)*IF(ISNUMBER($G282),(1-$G282),1) + IF(ISNUMBER(MATCH(AO$273,$N282:$S282,0)),-1,0)*_xlfn.IFS(ISNUMBER($E282),$E282,ISNUMBER($F282),$F282,ISNUMBER($G282),$G282,AND($E282=0,$F282=0,$G282=0),1)","v":0},{"$f":"IF(ISNUMBER(MATCH(AP$273,$H282:$M282,0)),1,0)*IF(ISNUMBER($G282),(1-$G282),1) + IF(ISNUMBER(MATCH(AP$273,$N282:$S282,0)),-1,0)*_xlfn.IFS(ISNUMBER($E282),$E282,ISNUMBER($F282),$F282,ISNUMBER($G282),$G282,AND($E282=0,$F282=0,$G282=0),1)","v":0},null,{"$f":"D282+0","v":0}]
[null,null,"ITE load (L4)",null,{"$f":"F271","v":0},null,null,"w_cl_r2,l4",null,null,null,null,null,"e_cl_r2",null,null,null,null,null,null,"q_cl_r2,l",0,null,{"$f":"IF(ISNUMBER(MATCH(X$273,$H283:$M283,0)),1,0)*IF(ISNUMBER($G283),(1-$G283),1) + IF(ISNUMBER(MATCH(X$273,$N283:$S283,0)),-1,0)*_xlfn.IFS(ISNUMBER($E283),$E283,ISNUMBER($F283),$F283,ISNUMBER($G283),$G283,AND($E283=0,$F283=0,$G283=0),1)","v":0},{"$f":"IF(ISNUMBER(MATCH(Y$273,$H283:$M283,0)),1,0)*IF(ISNUMBER($G283),(1-$G283),1) + IF(ISNUMBER(MATCH(Y$273,$N283:$S283,0)),-1,0)*_xlfn.IFS(ISNUMBER($E283),$E283,ISNUMBER($F283),$F283,ISNUMBER($G283),$G283,AND($E283=0,$F283=0,$G283=0),1)","v":0},{"$f":"IF(ISNUMBER(MATCH(Z$273,$H283:$M283,0)),1,0)*IF(ISNUMBER($G283),(1-$G283),1) + IF(ISNUMBER(MATCH(Z$273,$N283:$S283,0)),-1,0)*_xlfn.IFS(ISNUMBER($E283),$E283,ISNUMBER($F283),$F283,ISNUMBER($G283),$G283,AND($E283=0,$F283=0,$G283=0),1)","v":0},{"$f":"IF(ISNUMBER(MATCH(AA$273,$H283:$M283,0)),1,0)*IF(ISNUMBER($G283),(1-$G283),1) + IF(ISNUMBER(MATCH(AA$273,$N283:$S283,0)),-1,0)*_xlfn.IFS(ISNUMBER($E283),$E283,ISNUMBER($F283),$F283,ISNUMBER($G283),$G283,AND($E283=0,$F283=0,$G283=0),1)","v":0},{"$f":"IF(ISNUMBER(MATCH(AB$273,$H283:$M283,0)),1,0)*IF(ISNUMBER($G283),(1-$G283),1) + IF(ISNUMBER(MATCH(AB$273,$N283:$S283,0)),-1,0)*_xlfn.IFS(ISNUMBER($E283),$E283,ISNUMBER($F283),$F283,ISNUMBER($G283),$G283,AND($E283=0,$F283=0,$G283=0),1)","v":0},{"$f":"IF(ISNUMBER(MATCH(AC$273,$H283:$M283,0)),1,0)*IF(ISNUMBER($G283),(1-$G283),1) + IF(ISNUMBER(MATCH(AC$273,$N283:$S283,0)),-1,0)*_xlfn.IFS(ISNUMBER($E283),$E283,ISNUMBER($F283),$F283,ISNUMBER($G283),$G283,AND($E283=0,$F283=0,$G283=0),1)","v":0},{"$f":"IF(ISNUMBER(MATCH(AD$273,$H283:$M283,0)),1,0)*IF(ISNUMBER($G283),(1-$G283),1) + IF(ISNUMBER(MATCH(AD$273,$N283:$S283,0)),-1,0)*_xlfn.IFS(ISNUMBER($E283),$E283,ISNUMBER($F283),$F283,ISNUMBER($G283),$G283,AND($E283=0,$F283=0,$G283=0),1)","v":0},{"$f":"IF(ISNUMBER(MATCH(AE$273,$H283:$M283,0)),1,0)*IF(ISNUMBER($G283),(1-$G283),1) + IF(ISNUMBER(MATCH(AE$273,$N283:$S283,0)),-1,0)*_xlfn.IFS(ISNUMBER($E283),$E283,ISNUMBER($F283),$F283,ISNUMBER($G283),$G283,AND($E283=0,$F283=0,$G283=0),1)","v":0},{"$f":"IF(ISNUMBER(MATCH(AF$273,$H283:$M283,0)),1,0)*IF(ISNUMBER($G283),(1-$G283),1) + IF(ISNUMBER(MATCH(AF$273,$N283:$S283,0)),-1,0)*_xlfn.IFS(ISNUMBER($E283),$E283,ISNUMBER($F283),$F283,ISNUMBER($G283),$G283,AND($E283=0,$F283=0,$G283=0),1)","v":0},{"$f":"IF(ISNUMBER(MATCH(AG$273,$H283:$M283,0)),1,0)*IF(ISNUMBER($G283),(1-$G283),1) + IF(ISNUMBER(MATCH(AG$273,$N283:$S283,0)),-1,0)*_xlfn.IFS(ISNUMBER($E283),$E283,ISNUMBER($F283),$F283,ISNUMBER($G283),$G283,AND($E283=0,$F283=0,$G283=0),1)","v":0},{"$f":"IF(ISNUMBER(MATCH(AH$273,$H283:$M283,0)),1,0)*IF(ISNUMBER($G283),(1-$G283),1) + IF(ISNUMBER(MATCH(AH$273,$N283:$S283,0)),-1,0)*_xlfn.IFS(ISNUMBER($E283),$E283,ISNUMBER($F283),$F283,ISNUMBER($G283),$G283,AND($E283=0,$F283=0,$G283=0),1)","v":0},{"$f":"IF(ISNUMBER(MATCH(AI$273,$H283:$M283,0)),1,0)*IF(ISNUMBER($G283),(1-$G283),1) + IF(ISNUMBER(MATCH(AI$273,$N283:$S283,0)),-1,0)*_xlfn.IFS(ISNUMBER($E283),$E283,ISNUMBER($F283),$F283,ISNUMBER($G283),$G283,AND($E283=0,$F283=0,$G283=0),1)","v":0},{"$f":"IF(ISNUMBER(MATCH(AJ$273,$H283:$M283,0)),1,0)*IF(ISNUMBER($G283),(1-$G283),1) + IF(ISNUMBER(MATCH(AJ$273,$N283:$S283,0)),-1,0)*_xlfn.IFS(ISNUMBER($E283),$E283,ISNUMBER($F283),$F283,ISNUMBER($G283),$G283,AND($E283=0,$F283=0,$G283=0),1)","v":0},{"$f":"IF(ISNUMBER(MATCH(AK$273,$H283:$M283,0)),1,0)*IF(ISNUMBER($G283),(1-$G283),1) + IF(ISNUMBER(MATCH(AK$273,$N283:$S283,0)),-1,0)*_xlfn.IFS(ISNUMBER($E283),$E283,ISNUMBER($F283),$F283,ISNUMBER($G283),$G283,AND($E283=0,$F283=0,$G283=0),1)","v":0},{"$f":"IF(ISNUMBER(MATCH(AL$273,$H283:$M283,0)),1,0)*IF(ISNUMBER($G283),(1-$G283),1) + IF(ISNUMBER(MATCH(AL$273,$N283:$S283,0)),-1,0)*_xlfn.IFS(ISNUMBER($E283),$E283,ISNUMBER($F283),$F283,ISNUMBER($G283),$G283,AND($E283=0,$F283=0,$G283=0),1)","v":0},{"$f":"IF(ISNUMBER(MATCH(AM$273,$H283:$M283,0)),1,0)*IF(ISNUMBER($G283),(1-$G283),1) + IF(ISNUMBER(MATCH(AM$273,$N283:$S283,0)),-1,0)*_xlfn.IFS(ISNUMBER($E283),$E283,ISNUMBER($F283),$F283,ISNUMBER($G283),$G283,AND($E283=0,$F283=0,$G283=0),1)","v":0},{"$f":"IF(ISNUMBER(MATCH(AN$273,$H283:$M283,0)),1,0)*IF(ISNUMBER($G283),(1-$G283),1) + IF(ISNUMBER(MATCH(AN$273,$N283:$S283,0)),-1,0)*_xlfn.IFS(ISNUMBER($E283),$E283,ISNUMBER($F283),$F283,ISNUMBER($G283),$G283,AND($E283=0,$F283=0,$G283=0),1)","v":0},{"$f":"IF(ISNUMBER(MATCH(AO$273,$H283:$M283,0)),1,0)*IF(ISNUMBER($G283),(1-$G283),1) + IF(ISNUMBER(MATCH(AO$273,$N283:$S283,0)),-1,0)*_xlfn.IFS(ISNUMBER($E283),$E283,ISNUMBER($F283),$F283,ISNUMBER($G283),$G283,AND($E283=0,$F283=0,$G283=0),1)","v":1},{"$f":"IF(ISNUMBER(MATCH(AP$273,$H283:$M283,0)),1,0)*IF(ISNUMBER($G283),(1-$G283),1) + IF(ISNUMBER(MATCH(AP$273,$N283:$S283,0)),-1,0)*_xlfn.IFS(ISNUMBER($E283),$E283,ISNUMBER($F283),$F283,ISNUMBER($G283),$G283,AND($E283=0,$F283=0,$G283=0),1)","v":0},null,{"$f":"D283+0","v":0}]
[null,null,"Split",null,null,null,{"$f":"F268","v":0},"q_cl_r2,a",null,null,null,null,null,"q_cl_r2,l",null,null,null,null,null,null,"q_cl_r3,l",0,null,{"$f":"IF(ISNUMBER(MATCH(X$273,$H284:$M284,0)),1,0)*IF(ISNUMBER($G284),(1-$G284),1) + IF(ISNUMBER(MATCH(X$273,$N284:$S284,0)),-1,0)*_xlfn.IFS(ISNUMBER($E284),$E284,ISNUMBER($F284),$F284,ISNUMBER($G284),$G284,AND($E284=0,$F284=0,$G284=0),1)","v":0},{"$f":"IF(ISNUMBER(MATCH(Y$273,$H284:$M284,0)),1,0)*IF(ISNUMBER($G284),(1-$G284),1) + IF(ISNUMBER(MATCH(Y$273,$N284:$S284,0)),-1,0)*_xlfn.IFS(ISNUMBER($E284),$E284,ISNUMBER($F284),$F284,ISNUMBER($G284),$G284,AND($E284=0,$F284=0,$G284=0),1)","v":0},{"$f":"IF(ISNUMBER(MATCH(Z$273,$H284:$M284,0)),1,0)*IF(ISNUMBER($G284),(1-$G284),1) + IF(ISNUMBER(MATCH(Z$273,$N284:$S284,0)),-1,0)*_xlfn.IFS(ISNUMBER($E284),$E284,ISNUMBER($F284),$F284,ISNUMBER($G284),$G284,AND($E284=0,$F284=0,$G284=0),1)","v":0},{"$f":"IF(ISNUMBER(MATCH(AA$273,$H284:$M284,0)),1,0)*IF(ISNUMBER($G284),(1-$G284),1) + IF(ISNUMBER(MATCH(AA$273,$N284:$S284,0)),-1,0)*_xlfn.IFS(ISNUMBER($E284),$E284,ISNUMBER($F284),$F284,ISNUMBER($G284),$G284,AND($E284=0,$F284=0,$G284=0),1)","v":0},{"$f":"IF(ISNUMBER(MATCH(AB$273,$H284:$M284,0)),1,0)*IF(ISNUMBER($G284),(1-$G284),1) + IF(ISNUMBER(MATCH(AB$273,$N284:$S284,0)),-1,0)*_xlfn.IFS(ISNUMBER($E284),$E284,ISNUMBER($F284),$F284,ISNUMBER($G284),$G284,AND($E284=0,$F284=0,$G284=0),1)","v":0},{"$f":"IF(ISNUMBER(MATCH(AC$273,$H284:$M284,0)),1,0)*IF(ISNUMBER($G284),(1-$G284),1) + IF(ISNUMBER(MATCH(AC$273,$N284:$S284,0)),-1,0)*_xlfn.IFS(ISNUMBER($E284),$E284,ISNUMBER($F284),$F284,ISNUMBER($G284),$G284,AND($E284=0,$F284=0,$G284=0),1)","v":0},{"$f":"IF(ISNUMBER(MATCH(AD$273,$H284:$M284,0)),1,0)*IF(ISNUMBER($G284),(1-$G284),1) + IF(ISNUMBER(MATCH(AD$273,$N284:$S284,0)),-1,0)*_xlfn.IFS(ISNUMBER($E284),$E284,ISNUMBER($F284),$F284,ISNUMBER($G284),$G284,AND($E284=0,$F284=0,$G284=0),1)","v":1},{"$f":"IF(ISNUMBER(MATCH(AE$273,$H284:$M284,0)),1,0)*IF(ISNUMBER($G284),(1-$G284),1) + IF(ISNUMBER(MATCH(AE$273,$N284:$S284,0)),-1,0)*_xlfn.IFS(ISNUMBER($E284),$E284,ISNUMBER($F284),$F284,ISNUMBER($G284),$G284,AND($E284=0,$F284=0,$G284=0),1)","v":0},{"$f":"IF(ISNUMBER(MATCH(AF$273,$H284:$M284,0)),1,0)*IF(ISNUMBER($G284),(1-$G284),1) + IF(ISNUMBER(MATCH(AF$273,$N284:$S284,0)),-1,0)*_xlfn.IFS(ISNUMBER($E284),$E284,ISNUMBER($F284),$F284,ISNUMBER($G284),$G284,AND($E284=0,$F284=0,$G284=0),1)","v":0},{"$f":"IF(ISNUMBER(MATCH(AG$273,$H284:$M284,0)),1,0)*IF(ISNUMBER($G284),(1-$G284),1) + IF(ISNUMBER(MATCH(AG$273,$N284:$S284,0)),-1,0)*_xlfn.IFS(ISNUMBER($E284),$E284,ISNUMBER($F284),$F284,ISNUMBER($G284),$G284,AND($E284=0,$F284=0,$G284=0),1)","v":0},{"$f":"IF(ISNUMBER(MATCH(AH$273,$H284:$M284,0)),1,0)*IF(ISNUMBER($G284),(1-$G284),1) + IF(ISNUMBER(MATCH(AH$273,$N284:$S284,0)),-1,0)*_xlfn.IFS(ISNUMBER($E284),$E284,ISNUMBER($F284),$F284,ISNUMBER($G284),$G284,AND($E284=0,$F284=0,$G284=0),1)","v":0},{"$f":"IF(ISNUMBER(MATCH(AI$273,$H284:$M284,0)),1,0)*IF(ISNUMBER($G284),(1-$G284),1) + IF(ISNUMBER(MATCH(AI$273,$N284:$S284,0)),-1,0)*_xlfn.IFS(ISNUMBER($E284),$E284,ISNUMBER($F284),$F284,ISNUMBER($G284),$G284,AND($E284=0,$F284=0,$G284=0),1)","v":0},{"$f":"IF(ISNUMBER(MATCH(AJ$273,$H284:$M284,0)),1,0)*IF(ISNUMBER($G284),(1-$G284),1) + IF(ISNUMBER(MATCH(AJ$273,$N284:$S284,0)),-1,0)*_xlfn.IFS(ISNUMBER($E284),$E284,ISNUMBER($F284),$F284,ISNUMBER($G284),$G284,AND($E284=0,$F284=0,$G284=0),1)","v":0},{"$f":"IF(ISNUMBER(MATCH(AK$273,$H284:$M284,0)),1,0)*IF(ISNUMBER($G284),(1-$G284),1) + IF(ISNUMBER(MATCH(AK$273,$N284:$S284,0)),-1,0)*_xlfn.IFS(ISNUMBER($E284),$E284,ISNUMBER($F284),$F284,ISNUMBER($G284),$G284,AND($E284=0,$F284=0,$G284=0),1)","v":0},{"$f":"IF(ISNUMBER(MATCH(AL$273,$H284:$M284,0)),1,0)*IF(ISNUMBER($G284),(1-$G284),1) + IF(ISNUMBER(MATCH(AL$273,$N284:$S284,0)),-1,0)*_xlfn.IFS(ISNUMBER($E284),$E284,ISNUMBER($F284),$F284,ISNUMBER($G284),$G284,AND($E284=0,$F284=0,$G284=0),1)","v":0},{"$f":"IF(ISNUMBER(MATCH(AM$273,$H284:$M284,0)),1,0)*IF(ISNUMBER($G284),(1-$G284),1) + IF(ISNUMBER(MATCH(AM$273,$N284:$S284,0)),-1,0)*_xlfn.IFS(ISNUMBER($E284),$E284,ISNUMBER($F284),$F284,ISNUMBER($G284),$G284,AND($E284=0,$F284=0,$G284=0),1)","v":0},{"$f":"IF(ISNUMBER(MATCH(AN$273,$H284:$M284,0)),1,0)*IF(ISNUMBER($G284),(1-$G284),1) + IF(ISNUMBER(MATCH(AN$273,$N284:$S284,0)),-1,0)*_xlfn.IFS(ISNUMBER($E284),$E284,ISNUMBER($F284),$F284,ISNUMBER($G284),$G284,AND($E284=0,$F284=0,$G284=0),1)","v":0},{"$f":"IF(ISNUMBER(MATCH(AO$273,$H284:$M284,0)),1,0)*IF(ISNUMBER($G284),(1-$G284),1) + IF(ISNUMBER(MATCH(AO$273,$N284:$S284,0)),-1,0)*_xlfn.IFS(ISNUMBER($E284),$E284,ISNUMBER($F284),$F284,ISNUMBER($G284),$G284,AND($E284=0,$F284=0,$G284=0),1)","v":0},{"$f":"IF(ISNUMBER(MATCH(AP$273,$H284:$M284,0)),1,0)*IF(ISNUMBER($G284),(1-$G284),1) + IF(ISNUMBER(MATCH(AP$273,$N284:$S284,0)),-1,0)*_xlfn.IFS(ISNUMBER($E284),$E284,ISNUMBER($F284),$F284,ISNUMBER($G284),$G284,AND($E284=0,$F284=0,$G284=0),1)","v":0},null,{"$f":"D284+0","v":0}]
[null,null,"Fix",{"$f":"F261*F259","v":0},null,null,null,"e_cl_r2",null,null,null,null,null,null,null,null,null,null,null,null,"q_cl,a",244.87297214569944,null,{"$f":"IF(ISNUMBER(MATCH(X$273,$H285:$M285,0)),1,0)*IF(ISNUMBER($G285),(1-$G285),1) + IF(ISNUMBER(MATCH(X$273,$N285:$S285,0)),-1,0)*_xlfn.IFS(ISNUMBER($E285),$E285,ISNUMBER($F285),$F285,ISNUMBER($G285),$G285,AND($E285=0,$F285=0,$G285=0),1)","v":0},{"$f":"IF(ISNUMBER(MATCH(Y$273,$H285:$M285,0)),1,0)*IF(ISNUMBER($G285),(1-$G285),1) + IF(ISNUMBER(MATCH(Y$273,$N285:$S285,0)),-1,0)*_xlfn.IFS(ISNUMBER($E285),$E285,ISNUMBER($F285),$F285,ISNUMBER($G285),$G285,AND($E285=0,$F285=0,$G285=0),1)","v":0},{"$f":"IF(ISNUMBER(MATCH(Z$273,$H285:$M285,0)),1,0)*IF(ISNUMBER($G285),(1-$G285),1) + IF(ISNUMBER(MATCH(Z$273,$N285:$S285,0)),-1,0)*_xlfn.IFS(ISNUMBER($E285),$E285,ISNUMBER($F285),$F285,ISNUMBER($G285),$G285,AND($E285=0,$F285=0,$G285=0),1)","v":0},{"$f":"IF(ISNUMBER(MATCH(AA$273,$H285:$M285,0)),1,0)*IF(ISNUMBER($G285),(1-$G285),1) + IF(ISNUMBER(MATCH(AA$273,$N285:$S285,0)),-1,0)*_xlfn.IFS(ISNUMBER($E285),$E285,ISNUMBER($F285),$F285,ISNUMBER($G285),$G285,AND($E285=0,$F285=0,$G285=0),1)","v":1},{"$f":"IF(ISNUMBER(MATCH(AB$273,$H285:$M285,0)),1,0)*IF(ISNUMBER($G285),(1-$G285),1) + IF(ISNUMBER(MATCH(AB$273,$N285:$S285,0)),-1,0)*_xlfn.IFS(ISNUMBER($E285),$E285,ISNUMBER($F285),$F285,ISNUMBER($G285),$G285,AND($E285=0,$F285=0,$G285=0),1)","v":0},{"$f":"IF(ISNUMBER(MATCH(AC$273,$H285:$M285,0)),1,0)*IF(ISNUMBER($G285),(1-$G285),1) + IF(ISNUMBER(MATCH(AC$273,$N285:$S285,0)),-1,0)*_xlfn.IFS(ISNUMBER($E285),$E285,ISNUMBER($F285),$F285,ISNUMBER($G285),$G285,AND($E285=0,$F285=0,$G285=0),1)","v":0},{"$f":"IF(ISNUMBER(MATCH(AD$273,$H285:$M285,0)),1,0)*IF(ISNUMBER($G285),(1-$G285),1) + IF(ISNUMBER(MATCH(AD$273,$N285:$S285,0)),-1,0)*_xlfn.IFS(ISNUMBER($E285),$E285,ISNUMBER($F285),$F285,ISNUMBER($G285),$G285,AND($E285=0,$F285=0,$G285=0),1)","v":0},{"$f":"IF(ISNUMBER(MATCH(AE$273,$H285:$M285,0)),1,0)*IF(ISNUMBER($G285),(1-$G285),1) + IF(ISNUMBER(MATCH(AE$273,$N285:$S285,0)),-1,0)*_xlfn.IFS(ISNUMBER($E285),$E285,ISNUMBER($F285),$F285,ISNUMBER($G285),$G285,AND($E285=0,$F285=0,$G285=0),1)","v":0},{"$f":"IF(ISNUMBER(MATCH(AF$273,$H285:$M285,0)),1,0)*IF(ISNUMBER($G285),(1-$G285),1) + IF(ISNUMBER(MATCH(AF$273,$N285:$S285,0)),-1,0)*_xlfn.IFS(ISNUMBER($E285),$E285,ISNUMBER($F285),$F285,ISNUMBER($G285),$G285,AND($E285=0,$F285=0,$G285=0),1)","v":0},{"$f":"IF(ISNUMBER(MATCH(AG$273,$H285:$M285,0)),1,0)*IF(ISNUMBER($G285),(1-$G285),1) + IF(ISNUMBER(MATCH(AG$273,$N285:$S285,0)),-1,0)*_xlfn.IFS(ISNUMBER($E285),$E285,ISNUMBER($F285),$F285,ISNUMBER($G285),$G285,AND($E285=0,$F285=0,$G285=0),1)","v":0},{"$f":"IF(ISNUMBER(MATCH(AH$273,$H285:$M285,0)),1,0)*IF(ISNUMBER($G285),(1-$G285),1) + IF(ISNUMBER(MATCH(AH$273,$N285:$S285,0)),-1,0)*_xlfn.IFS(ISNUMBER($E285),$E285,ISNUMBER($F285),$F285,ISNUMBER($G285),$G285,AND($E285=0,$F285=0,$G285=0),1)","v":0},{"$f":"IF(ISNUMBER(MATCH(AI$273,$H285:$M285,0)),1,0)*IF(ISNUMBER($G285),(1-$G285),1) + IF(ISNUMBER(MATCH(AI$273,$N285:$S285,0)),-1,0)*_xlfn.IFS(ISNUMBER($E285),$E285,ISNUMBER($F285),$F285,ISNUMBER($G285),$G285,AND($E285=0,$F285=0,$G285=0),1)","v":0},{"$f":"IF(ISNUMBER(MATCH(AJ$273,$H285:$M285,0)),1,0)*IF(ISNUMBER($G285),(1-$G285),1) + IF(ISNUMBER(MATCH(AJ$273,$N285:$S285,0)),-1,0)*_xlfn.IFS(ISNUMBER($E285),$E285,ISNUMBER($F285),$F285,ISNUMBER($G285),$G285,AND($E285=0,$F285=0,$G285=0),1)","v":0},{"$f":"IF(ISNUMBER(MATCH(AK$273,$H285:$M285,0)),1,0)*IF(ISNUMBER($G285),(1-$G285),1) + IF(ISNUMBER(MATCH(AK$273,$N285:$S285,0)),-1,0)*_xlfn.IFS(ISNUMBER($E285),$E285,ISNUMBER($F285),$F285,ISNUMBER($G285),$G285,AND($E285=0,$F285=0,$G285=0),1)","v":0},{"$f":"IF(ISNUMBER(MATCH(AL$273,$H285:$M285,0)),1,0)*IF(ISNUMBER($G285),(1-$G285),1) + IF(ISNUMBER(MATCH(AL$273,$N285:$S285,0)),-1,0)*_xlfn.IFS(ISNUMBER($E285),$E285,ISNUMBER($F285),$F285,ISNUMBER($G285),$G285,AND($E285=0,$F285=0,$G285=0),1)","v":0},{"$f":"IF(ISNUMBER(MATCH(AM$273,$H285:$M285,0)),1,0)*IF(ISNUMBER($G285),(1-$G285),1) + IF(ISNUMBER(MATCH(AM$273,$N285:$S285,0)),-1,0)*_xlfn.IFS(ISNUMBER($E285),$E285,ISNUMBER($F285),$F285,ISNUMBER($G285),$G285,AND($E285=0,$F285=0,$G285=0),1)","v":0},{"$f":"IF(ISNUMBER(MATCH(AN$273,$H285:$M285,0)),1,0)*IF(ISNUMBER($G285),(1-$G285),1) + IF(ISNUMBER(MATCH(AN$273,$N285:$S285,0)),-1,0)*_xlfn.IFS(ISNUMBER($E285),$E285,ISNUMBER($F285),$F285,ISNUMBER($G285),$G285,AND($E285=0,$F285=0,$G285=0),1)","v":0},{"$f":"IF(ISNUMBER(MATCH(AO$273,$H285:$M285,0)),1,0)*IF(ISNUMBER($G285),(1-$G285),1) + IF(ISNUMBER(MATCH(AO$273,$N285:$S285,0)),-1,0)*_xlfn.IFS(ISNUMBER($E285),$E285,ISNUMBER($F285),$F285,ISNUMBER($G285),$G285,AND($E285=0,$F285=0,$G285=0),1)","v":0},{"$f":"IF(ISNUMBER(MATCH(AP$273,$H285:$M285,0)),1,0)*IF(ISNUMBER($G285),(1-$G285),1) + IF(ISNUMBER(MATCH(AP$273,$N285:$S285,0)),-1,0)*_xlfn.IFS(ISNUMBER($E285),$E285,ISNUMBER($F285),$F285,ISNUMBER($G285),$G285,AND($E285=0,$F285=0,$G285=0),1)","v":0},null,{"$f":"D285+0","v":0}]
[null,"Rack3","Conservation",null,null,null,null,"e_cl_r3",null,null,null,null,null,"q_cl_r3,a","q_cl_r3,l",null,null,null,null,null,"q_cl,l",0,null,{"$f":"IF(ISNUMBER(MATCH(X$273,$H286:$M286,0)),1,0)*IF(ISNUMBER($G286),(1-$G286),1) + IF(ISNUMBER(MATCH(X$273,$N286:$S286,0)),-1,0)*_xlfn.IFS(ISNUMBER($E286),$E286,ISNUMBER($F286),$F286,ISNUMBER($G286),$G286,AND($E286=0,$F286=0,$G286=0),1)","v":0},{"$f":"IF(ISNUMBER(MATCH(Y$273,$H286:$M286,0)),1,0)*IF(ISNUMBER($G286),(1-$G286),1) + IF(ISNUMBER(MATCH(Y$273,$N286:$S286,0)),-1,0)*_xlfn.IFS(ISNUMBER($E286),$E286,ISNUMBER($F286),$F286,ISNUMBER($G286),$G286,AND($E286=0,$F286=0,$G286=0),1)","v":0},{"$f":"IF(ISNUMBER(MATCH(Z$273,$H286:$M286,0)),1,0)*IF(ISNUMBER($G286),(1-$G286),1) + IF(ISNUMBER(MATCH(Z$273,$N286:$S286,0)),-1,0)*_xlfn.IFS(ISNUMBER($E286),$E286,ISNUMBER($F286),$F286,ISNUMBER($G286),$G286,AND($E286=0,$F286=0,$G286=0),1)","v":0},{"$f":"IF(ISNUMBER(MATCH(AA$273,$H286:$M286,0)),1,0)*IF(ISNUMBER($G286),(1-$G286),1) + IF(ISNUMBER(MATCH(AA$273,$N286:$S286,0)),-1,0)*_xlfn.IFS(ISNUMBER($E286),$E286,ISNUMBER($F286),$F286,ISNUMBER($G286),$G286,AND($E286=0,$F286=0,$G286=0),1)","v":0},{"$f":"IF(ISNUMBER(MATCH(AB$273,$H286:$M286,0)),1,0)*IF(ISNUMBER($G286),(1-$G286),1) + IF(ISNUMBER(MATCH(AB$273,$N286:$S286,0)),-1,0)*_xlfn.IFS(ISNUMBER($E286),$E286,ISNUMBER($F286),$F286,ISNUMBER($G286),$G286,AND($E286=0,$F286=0,$G286=0),1)","v":1},{"$f":"IF(ISNUMBER(MATCH(AC$273,$H286:$M286,0)),1,0)*IF(ISNUMBER($G286),(1-$G286),1) + IF(ISNUMBER(MATCH(AC$273,$N286:$S286,0)),-1,0)*_xlfn.IFS(ISNUMBER($E286),$E286,ISNUMBER($F286),$F286,ISNUMBER($G286),$G286,AND($E286=0,$F286=0,$G286=0),1)","v":0},{"$f":"IF(ISNUMBER(MATCH(AD$273,$H286:$M286,0)),1,0)*IF(ISNUMBER($G286),(1-$G286),1) + IF(ISNUMBER(MATCH(AD$273,$N286:$S286,0)),-1,0)*_xlfn.IFS(ISNUMBER($E286),$E286,ISNUMBER($F286),$F286,ISNUMBER($G286),$G286,AND($E286=0,$F286=0,$G286=0),1)","v":0},{"$f":"IF(ISNUMBER(MATCH(AE$273,$H286:$M286,0)),1,0)*IF(ISNUMBER($G286),(1-$G286),1) + IF(ISNUMBER(MATCH(AE$273,$N286:$S286,0)),-1,0)*_xlfn.IFS(ISNUMBER($E286),$E286,ISNUMBER($F286),$F286,ISNUMBER($G286),$G286,AND($E286=0,$F286=0,$G286=0),1)","v":-1},{"$f":"IF(ISNUMBER(MATCH(AF$273,$H286:$M286,0)),1,0)*IF(ISNUMBER($G286),(1-$G286),1) + IF(ISNUMBER(MATCH(AF$273,$N286:$S286,0)),-1,0)*_xlfn.IFS(ISNUMBER($E286),$E286,ISNUMBER($F286),$F286,ISNUMBER($G286),$G286,AND($E286=0,$F286=0,$G286=0),1)","v":0},{"$f":"IF(ISNUMBER(MATCH(AG$273,$H286:$M286,0)),1,0)*IF(ISNUMBER($G286),(1-$G286),1) + IF(ISNUMBER(MATCH(AG$273,$N286:$S286,0)),-1,0)*_xlfn.IFS(ISNUMBER($E286),$E286,ISNUMBER($F286),$F286,ISNUMBER($G286),$G286,AND($E286=0,$F286=0,$G286=0),1)","v":0},{"$f":"IF(ISNUMBER(MATCH(AH$273,$H286:$M286,0)),1,0)*IF(ISNUMBER($G286),(1-$G286),1) + IF(ISNUMBER(MATCH(AH$273,$N286:$S286,0)),-1,0)*_xlfn.IFS(ISNUMBER($E286),$E286,ISNUMBER($F286),$F286,ISNUMBER($G286),$G286,AND($E286=0,$F286=0,$G286=0),1)","v":-1},{"$f":"IF(ISNUMBER(MATCH(AI$273,$H286:$M286,0)),1,0)*IF(ISNUMBER($G286),(1-$G286),1) + IF(ISNUMBER(MATCH(AI$273,$N286:$S286,0)),-1,0)*_xlfn.IFS(ISNUMBER($E286),$E286,ISNUMBER($F286),$F286,ISNUMBER($G286),$G286,AND($E286=0,$F286=0,$G286=0),1)","v":0},{"$f":"IF(ISNUMBER(MATCH(AJ$273,$H286:$M286,0)),1,0)*IF(ISNUMBER($G286),(1-$G286),1) + IF(ISNUMBER(MATCH(AJ$273,$N286:$S286,0)),-1,0)*_xlfn.IFS(ISNUMBER($E286),$E286,ISNUMBER($F286),$F286,ISNUMBER($G286),$G286,AND($E286=0,$F286=0,$G286=0),1)","v":0},{"$f":"IF(ISNUMBER(MATCH(AK$273,$H286:$M286,0)),1,0)*IF(ISNUMBER($G286),(1-$G286),1) + IF(ISNUMBER(MATCH(AK$273,$N286:$S286,0)),-1,0)*_xlfn.IFS(ISNUMBER($E286),$E286,ISNUMBER($F286),$F286,ISNUMBER($G286),$G286,AND($E286=0,$F286=0,$G286=0),1)","v":0},{"$f":"IF(ISNUMBER(MATCH(AL$273,$H286:$M286,0)),1,0)*IF(ISNUMBER($G286),(1-$G286),1) + IF(ISNUMBER(MATCH(AL$273,$N286:$S286,0)),-1,0)*_xlfn.IFS(ISNUMBER($E286),$E286,ISNUMBER($F286),$F286,ISNUMBER($G286),$G286,AND($E286=0,$F286=0,$G286=0),1)","v":0},{"$f":"IF(ISNUMBER(MATCH(AM$273,$H286:$M286,0)),1,0)*IF(ISNUMBER($G286),(1-$G286),1) + IF(ISNUMBER(MATCH(AM$273,$N286:$S286,0)),-1,0)*_xlfn.IFS(ISNUMBER($E286),$E286,ISNUMBER($F286),$F286,ISNUMBER($G286),$G286,AND($E286=0,$F286=0,$G286=0),1)","v":0},{"$f":"IF(ISNUMBER(MATCH(AN$273,$H286:$M286,0)),1,0)*IF(ISNUMBER($G286),(1-$G286),1) + IF(ISNUMBER(MATCH(AN$273,$N286:$S286,0)),-1,0)*_xlfn.IFS(ISNUMBER($E286),$E286,ISNUMBER($F286),$F286,ISNUMBER($G286),$G286,AND($E286=0,$F286=0,$G286=0),1)","v":0},{"$f":"IF(ISNUMBER(MATCH(AO$273,$H286:$M286,0)),1,0)*IF(ISNUMBER($G286),(1-$G286),1) + IF(ISNUMBER(MATCH(AO$273,$N286:$S286,0)),-1,0)*_xlfn.IFS(ISNUMBER($E286),$E286,ISNUMBER($F286),$F286,ISNUMBER($G286),$G286,AND($E286=0,$F286=0,$G286=0),1)","v":0},{"$f":"IF(ISNUMBER(MATCH(AP$273,$H286:$M286,0)),1,0)*IF(ISNUMBER($G286),(1-$G286),1) + IF(ISNUMBER(MATCH(AP$273,$N286:$S286,0)),-1,0)*_xlfn.IFS(ISNUMBER($E286),$E286,ISNUMBER($F286),$F286,ISNUMBER($G286),$G286,AND($E286=0,$F286=0,$G286=0),1)","v":0},null,{"$f":"D286+0","v":0}]
[null,null,"ITE load (L3)",null,{"$f":"G270","v":0},null,null,"w_cl_r3,l3",null,null,null,null,null,"e_cl_r3",null,null,null,null,null,null,"w_cl_r1,l3",240,null,{"$f":"IF(ISNUMBER(MATCH(X$273,$H287:$M287,0)),1,0)*IF(ISNUMBER($G287),(1-$G287),1) + IF(ISNUMBER(MATCH(X$273,$N287:$S287,0)),-1,0)*_xlfn.IFS(ISNUMBER($E287),$E287,ISNUMBER($F287),$F287,ISNUMBER($G287),$G287,AND($E287=0,$F287=0,$G287=0),1)","v":0},{"$f":"IF(ISNUMBER(MATCH(Y$273,$H287:$M287,0)),1,0)*IF(ISNUMBER($G287),(1-$G287),1) + IF(ISNUMBER(MATCH(Y$273,$N287:$S287,0)),-1,0)*_xlfn.IFS(ISNUMBER($E287),$E287,ISNUMBER($F287),$F287,ISNUMBER($G287),$G287,AND($E287=0,$F287=0,$G287=0),1)","v":0},{"$f":"IF(ISNUMBER(MATCH(Z$273,$H287:$M287,0)),1,0)*IF(ISNUMBER($G287),(1-$G287),1) + IF(ISNUMBER(MATCH(Z$273,$N287:$S287,0)),-1,0)*_xlfn.IFS(ISNUMBER($E287),$E287,ISNUMBER($F287),$F287,ISNUMBER($G287),$G287,AND($E287=0,$F287=0,$G287=0),1)","v":0},{"$f":"IF(ISNUMBER(MATCH(AA$273,$H287:$M287,0)),1,0)*IF(ISNUMBER($G287),(1-$G287),1) + IF(ISNUMBER(MATCH(AA$273,$N287:$S287,0)),-1,0)*_xlfn.IFS(ISNUMBER($E287),$E287,ISNUMBER($F287),$F287,ISNUMBER($G287),$G287,AND($E287=0,$F287=0,$G287=0),1)","v":0},{"$f":"IF(ISNUMBER(MATCH(AB$273,$H287:$M287,0)),1,0)*IF(ISNUMBER($G287),(1-$G287),1) + IF(ISNUMBER(MATCH(AB$273,$N287:$S287,0)),-1,0)*_xlfn.IFS(ISNUMBER($E287),$E287,ISNUMBER($F287),$F287,ISNUMBER($G287),$G287,AND($E287=0,$F287=0,$G287=0),1)","v":0},{"$f":"IF(ISNUMBER(MATCH(AC$273,$H287:$M287,0)),1,0)*IF(ISNUMBER($G287),(1-$G287),1) + IF(ISNUMBER(MATCH(AC$273,$N287:$S287,0)),-1,0)*_xlfn.IFS(ISNUMBER($E287),$E287,ISNUMBER($F287),$F287,ISNUMBER($G287),$G287,AND($E287=0,$F287=0,$G287=0),1)","v":0},{"$f":"IF(ISNUMBER(MATCH(AD$273,$H287:$M287,0)),1,0)*IF(ISNUMBER($G287),(1-$G287),1) + IF(ISNUMBER(MATCH(AD$273,$N287:$S287,0)),-1,0)*_xlfn.IFS(ISNUMBER($E287),$E287,ISNUMBER($F287),$F287,ISNUMBER($G287),$G287,AND($E287=0,$F287=0,$G287=0),1)","v":0},{"$f":"IF(ISNUMBER(MATCH(AE$273,$H287:$M287,0)),1,0)*IF(ISNUMBER($G287),(1-$G287),1) + IF(ISNUMBER(MATCH(AE$273,$N287:$S287,0)),-1,0)*_xlfn.IFS(ISNUMBER($E287),$E287,ISNUMBER($F287),$F287,ISNUMBER($G287),$G287,AND($E287=0,$F287=0,$G287=0),1)","v":0},{"$f":"IF(ISNUMBER(MATCH(AF$273,$H287:$M287,0)),1,0)*IF(ISNUMBER($G287),(1-$G287),1) + IF(ISNUMBER(MATCH(AF$273,$N287:$S287,0)),-1,0)*_xlfn.IFS(ISNUMBER($E287),$E287,ISNUMBER($F287),$F287,ISNUMBER($G287),$G287,AND($E287=0,$F287=0,$G287=0),1)","v":0},{"$f":"IF(ISNUMBER(MATCH(AG$273,$H287:$M287,0)),1,0)*IF(ISNUMBER($G287),(1-$G287),1) + IF(ISNUMBER(MATCH(AG$273,$N287:$S287,0)),-1,0)*_xlfn.IFS(ISNUMBER($E287),$E287,ISNUMBER($F287),$F287,ISNUMBER($G287),$G287,AND($E287=0,$F287=0,$G287=0),1)","v":0},{"$f":"IF(ISNUMBER(MATCH(AH$273,$H287:$M287,0)),1,0)*IF(ISNUMBER($G287),(1-$G287),1) + IF(ISNUMBER(MATCH(AH$273,$N287:$S287,0)),-1,0)*_xlfn.IFS(ISNUMBER($E287),$E287,ISNUMBER($F287),$F287,ISNUMBER($G287),$G287,AND($E287=0,$F287=0,$G287=0),1)","v":0},{"$f":"IF(ISNUMBER(MATCH(AI$273,$H287:$M287,0)),1,0)*IF(ISNUMBER($G287),(1-$G287),1) + IF(ISNUMBER(MATCH(AI$273,$N287:$S287,0)),-1,0)*_xlfn.IFS(ISNUMBER($E287),$E287,ISNUMBER($F287),$F287,ISNUMBER($G287),$G287,AND($E287=0,$F287=0,$G287=0),1)","v":0},{"$f":"IF(ISNUMBER(MATCH(AJ$273,$H287:$M287,0)),1,0)*IF(ISNUMBER($G287),(1-$G287),1) + IF(ISNUMBER(MATCH(AJ$273,$N287:$S287,0)),-1,0)*_xlfn.IFS(ISNUMBER($E287),$E287,ISNUMBER($F287),$F287,ISNUMBER($G287),$G287,AND($E287=0,$F287=0,$G287=0),1)","v":0},{"$f":"IF(ISNUMBER(MATCH(AK$273,$H287:$M287,0)),1,0)*IF(ISNUMBER($G287),(1-$G287),1) + IF(ISNUMBER(MATCH(AK$273,$N287:$S287,0)),-1,0)*_xlfn.IFS(ISNUMBER($E287),$E287,ISNUMBER($F287),$F287,ISNUMBER($G287),$G287,AND($E287=0,$F287=0,$G287=0),1)","v":0},{"$f":"IF(ISNUMBER(MATCH(AL$273,$H287:$M287,0)),1,0)*IF(ISNUMBER($G287),(1-$G287),1) + IF(ISNUMBER(MATCH(AL$273,$N287:$S287,0)),-1,0)*_xlfn.IFS(ISNUMBER($E287),$E287,ISNUMBER($F287),$F287,ISNUMBER($G287),$G287,AND($E287=0,$F287=0,$G287=0),1)","v":0},{"$f":"IF(ISNUMBER(MATCH(AM$273,$H287:$M287,0)),1,0)*IF(ISNUMBER($G287),(1-$G287),1) + IF(ISNUMBER(MATCH(AM$273,$N287:$S287,0)),-1,0)*_xlfn.IFS(ISNUMBER($E287),$E287,ISNUMBER($F287),$F287,ISNUMBER($G287),$G287,AND($E287=0,$F287=0,$G287=0),1)","v":1},{"$f":"IF(ISNUMBER(MATCH(AN$273,$H287:$M287,0)),1,0)*IF(ISNUMBER($G287),(1-$G287),1) + IF(ISNUMBER(MATCH(AN$273,$N287:$S287,0)),-1,0)*_xlfn.IFS(ISNUMBER($E287),$E287,ISNUMBER($F287),$F287,ISNUMBER($G287),$G287,AND($E287=0,$F287=0,$G287=0),1)","v":0},{"$f":"IF(ISNUMBER(MATCH(AO$273,$H287:$M287,0)),1,0)*IF(ISNUMBER($G287),(1-$G287),1) + IF(ISNUMBER(MATCH(AO$273,$N287:$S287,0)),-1,0)*_xlfn.IFS(ISNUMBER($E287),$E287,ISNUMBER($F287),$F287,ISNUMBER($G287),$G287,AND($E287=0,$F287=0,$G287=0),1)","v":0},{"$f":"IF(ISNUMBER(MATCH(AP$273,$H287:$M287,0)),1,0)*IF(ISNUMBER($G287),(1-$G287),1) + IF(ISNUMBER(MATCH(AP$273,$N287:$S287,0)),-1,0)*_xlfn.IFS(ISNUMBER($E287),$E287,ISNUMBER($F287),$F287,ISNUMBER($G287),$G287,AND($E287=0,$F287=0,$G287=0),1)","v":0},null,{"$f":"D287+0","v":0}]
[null,null,"ITE load (L4)",null,{"$f":"G271","v":0},null,null,"w_cl_r3,l4",null,null,null,null,null,"e_cl_r3",null,null,null,null,null,null,"w_cl_r2,l3",0,null,{"$f":"IF(ISNUMBER(MATCH(X$273,$H288:$M288,0)),1,0)*IF(ISNUMBER($G288),(1-$G288),1) + IF(ISNUMBER(MATCH(X$273,$N288:$S288,0)),-1,0)*_xlfn.IFS(ISNUMBER($E288),$E288,ISNUMBER($F288),$F288,ISNUMBER($G288),$G288,AND($E288=0,$F288=0,$G288=0),1)","v":0},{"$f":"IF(ISNUMBER(MATCH(Y$273,$H288:$M288,0)),1,0)*IF(ISNUMBER($G288),(1-$G288),1) + IF(ISNUMBER(MATCH(Y$273,$N288:$S288,0)),-1,0)*_xlfn.IFS(ISNUMBER($E288),$E288,ISNUMBER($F288),$F288,ISNUMBER($G288),$G288,AND($E288=0,$F288=0,$G288=0),1)","v":0},{"$f":"IF(ISNUMBER(MATCH(Z$273,$H288:$M288,0)),1,0)*IF(ISNUMBER($G288),(1-$G288),1) + IF(ISNUMBER(MATCH(Z$273,$N288:$S288,0)),-1,0)*_xlfn.IFS(ISNUMBER($E288),$E288,ISNUMBER($F288),$F288,ISNUMBER($G288),$G288,AND($E288=0,$F288=0,$G288=0),1)","v":0},{"$f":"IF(ISNUMBER(MATCH(AA$273,$H288:$M288,0)),1,0)*IF(ISNUMBER($G288),(1-$G288),1) + IF(ISNUMBER(MATCH(AA$273,$N288:$S288,0)),-1,0)*_xlfn.IFS(ISNUMBER($E288),$E288,ISNUMBER($F288),$F288,ISNUMBER($G288),$G288,AND($E288=0,$F288=0,$G288=0),1)","v":0},{"$f":"IF(ISNUMBER(MATCH(AB$273,$H288:$M288,0)),1,0)*IF(ISNUMBER($G288),(1-$G288),1) + IF(ISNUMBER(MATCH(AB$273,$N288:$S288,0)),-1,0)*_xlfn.IFS(ISNUMBER($E288),$E288,ISNUMBER($F288),$F288,ISNUMBER($G288),$G288,AND($E288=0,$F288=0,$G288=0),1)","v":0},{"$f":"IF(ISNUMBER(MATCH(AC$273,$H288:$M288,0)),1,0)*IF(ISNUMBER($G288),(1-$G288),1) + IF(ISNUMBER(MATCH(AC$273,$N288:$S288,0)),-1,0)*_xlfn.IFS(ISNUMBER($E288),$E288,ISNUMBER($F288),$F288,ISNUMBER($G288),$G288,AND($E288=0,$F288=0,$G288=0),1)","v":0},{"$f":"IF(ISNUMBER(MATCH(AD$273,$H288:$M288,0)),1,0)*IF(ISNUMBER($G288),(1-$G288),1) + IF(ISNUMBER(MATCH(AD$273,$N288:$S288,0)),-1,0)*_xlfn.IFS(ISNUMBER($E288),$E288,ISNUMBER($F288),$F288,ISNUMBER($G288),$G288,AND($E288=0,$F288=0,$G288=0),1)","v":0},{"$f":"IF(ISNUMBER(MATCH(AE$273,$H288:$M288,0)),1,0)*IF(ISNUMBER($G288),(1-$G288),1) + IF(ISNUMBER(MATCH(AE$273,$N288:$S288,0)),-1,0)*_xlfn.IFS(ISNUMBER($E288),$E288,ISNUMBER($F288),$F288,ISNUMBER($G288),$G288,AND($E288=0,$F288=0,$G288=0),1)","v":0},{"$f":"IF(ISNUMBER(MATCH(AF$273,$H288:$M288,0)),1,0)*IF(ISNUMBER($G288),(1-$G288),1) + IF(ISNUMBER(MATCH(AF$273,$N288:$S288,0)),-1,0)*_xlfn.IFS(ISNUMBER($E288),$E288,ISNUMBER($F288),$F288,ISNUMBER($G288),$G288,AND($E288=0,$F288=0,$G288=0),1)","v":0},{"$f":"IF(ISNUMBER(MATCH(AG$273,$H288:$M288,0)),1,0)*IF(ISNUMBER($G288),(1-$G288),1) + IF(ISNUMBER(MATCH(AG$273,$N288:$S288,0)),-1,0)*_xlfn.IFS(ISNUMBER($E288),$E288,ISNUMBER($F288),$F288,ISNUMBER($G288),$G288,AND($E288=0,$F288=0,$G288=0),1)","v":0},{"$f":"IF(ISNUMBER(MATCH(AH$273,$H288:$M288,0)),1,0)*IF(ISNUMBER($G288),(1-$G288),1) + IF(ISNUMBER(MATCH(AH$273,$N288:$S288,0)),-1,0)*_xlfn.IFS(ISNUMBER($E288),$E288,ISNUMBER($F288),$F288,ISNUMBER($G288),$G288,AND($E288=0,$F288=0,$G288=0),1)","v":0},{"$f":"IF(ISNUMBER(MATCH(AI$273,$H288:$M288,0)),1,0)*IF(ISNUMBER($G288),(1-$G288),1) + IF(ISNUMBER(MATCH(AI$273,$N288:$S288,0)),-1,0)*_xlfn.IFS(ISNUMBER($E288),$E288,ISNUMBER($F288),$F288,ISNUMBER($G288),$G288,AND($E288=0,$F288=0,$G288=0),1)","v":0},{"$f":"IF(ISNUMBER(MATCH(AJ$273,$H288:$M288,0)),1,0)*IF(ISNUMBER($G288),(1-$G288),1) + IF(ISNUMBER(MATCH(AJ$273,$N288:$S288,0)),-1,0)*_xlfn.IFS(ISNUMBER($E288),$E288,ISNUMBER($F288),$F288,ISNUMBER($G288),$G288,AND($E288=0,$F288=0,$G288=0),1)","v":0},{"$f":"IF(ISNUMBER(MATCH(AK$273,$H288:$M288,0)),1,0)*IF(ISNUMBER($G288),(1-$G288),1) + IF(ISNUMBER(MATCH(AK$273,$N288:$S288,0)),-1,0)*_xlfn.IFS(ISNUMBER($E288),$E288,ISNUMBER($F288),$F288,ISNUMBER($G288),$G288,AND($E288=0,$F288=0,$G288=0),1)","v":0},{"$f":"IF(ISNUMBER(MATCH(AL$273,$H288:$M288,0)),1,0)*IF(ISNUMBER($G288),(1-$G288),1) + IF(ISNUMBER(MATCH(AL$273,$N288:$S288,0)),-1,0)*_xlfn.IFS(ISNUMBER($E288),$E288,ISNUMBER($F288),$F288,ISNUMBER($G288),$G288,AND($E288=0,$F288=0,$G288=0),1)","v":0},{"$f":"IF(ISNUMBER(MATCH(AM$273,$H288:$M288,0)),1,0)*IF(ISNUMBER($G288),(1-$G288),1) + IF(ISNUMBER(MATCH(AM$273,$N288:$S288,0)),-1,0)*_xlfn.IFS(ISNUMBER($E288),$E288,ISNUMBER($F288),$F288,ISNUMBER($G288),$G288,AND($E288=0,$F288=0,$G288=0),1)","v":0},{"$f":"IF(ISNUMBER(MATCH(AN$273,$H288:$M288,0)),1,0)*IF(ISNUMBER($G288),(1-$G288),1) + IF(ISNUMBER(MATCH(AN$273,$N288:$S288,0)),-1,0)*_xlfn.IFS(ISNUMBER($E288),$E288,ISNUMBER($F288),$F288,ISNUMBER($G288),$G288,AND($E288=0,$F288=0,$G288=0),1)","v":0},{"$f":"IF(ISNUMBER(MATCH(AO$273,$H288:$M288,0)),1,0)*IF(ISNUMBER($G288),(1-$G288),1) + IF(ISNUMBER(MATCH(AO$273,$N288:$S288,0)),-1,0)*_xlfn.IFS(ISNUMBER($E288),$E288,ISNUMBER($F288),$F288,ISNUMBER($G288),$G288,AND($E288=0,$F288=0,$G288=0),1)","v":0},{"$f":"IF(ISNUMBER(MATCH(AP$273,$H288:$M288,0)),1,0)*IF(ISNUMBER($G288),(1-$G288),1) + IF(ISNUMBER(MATCH(AP$273,$N288:$S288,0)),-1,0)*_xlfn.IFS(ISNUMBER($E288),$E288,ISNUMBER($F288),$F288,ISNUMBER($G288),$G288,AND($E288=0,$F288=0,$G288=0),1)","v":1},null,{"$f":"D288+0","v":0}]
[null,null,"Split",null,null,null,{"$f":"G268","v":0},"q_cl_r3,a",null,null,null,null,null,"q_cl_r3,l",null,null,null,null,null,null,"w_cl_r3,l3",0,null,{"$f":"IF(ISNUMBER(MATCH(X$273,$H289:$M289,0)),1,0)*IF(ISNUMBER($G289),(1-$G289),1) + IF(ISNUMBER(MATCH(X$273,$N289:$S289,0)),-1,0)*_xlfn.IFS(ISNUMBER($E289),$E289,ISNUMBER($F289),$F289,ISNUMBER($G289),$G289,AND($E289=0,$F289=0,$G289=0),1)","v":0},{"$f":"IF(ISNUMBER(MATCH(Y$273,$H289:$M289,0)),1,0)*IF(ISNUMBER($G289),(1-$G289),1) + IF(ISNUMBER(MATCH(Y$273,$N289:$S289,0)),-1,0)*_xlfn.IFS(ISNUMBER($E289),$E289,ISNUMBER($F289),$F289,ISNUMBER($G289),$G289,AND($E289=0,$F289=0,$G289=0),1)","v":0},{"$f":"IF(ISNUMBER(MATCH(Z$273,$H289:$M289,0)),1,0)*IF(ISNUMBER($G289),(1-$G289),1) + IF(ISNUMBER(MATCH(Z$273,$N289:$S289,0)),-1,0)*_xlfn.IFS(ISNUMBER($E289),$E289,ISNUMBER($F289),$F289,ISNUMBER($G289),$G289,AND($E289=0,$F289=0,$G289=0),1)","v":0},{"$f":"IF(ISNUMBER(MATCH(AA$273,$H289:$M289,0)),1,0)*IF(ISNUMBER($G289),(1-$G289),1) + IF(ISNUMBER(MATCH(AA$273,$N289:$S289,0)),-1,0)*_xlfn.IFS(ISNUMBER($E289),$E289,ISNUMBER($F289),$F289,ISNUMBER($G289),$G289,AND($E289=0,$F289=0,$G289=0),1)","v":0},{"$f":"IF(ISNUMBER(MATCH(AB$273,$H289:$M289,0)),1,0)*IF(ISNUMBER($G289),(1-$G289),1) + IF(ISNUMBER(MATCH(AB$273,$N289:$S289,0)),-1,0)*_xlfn.IFS(ISNUMBER($E289),$E289,ISNUMBER($F289),$F289,ISNUMBER($G289),$G289,AND($E289=0,$F289=0,$G289=0),1)","v":0},{"$f":"IF(ISNUMBER(MATCH(AC$273,$H289:$M289,0)),1,0)*IF(ISNUMBER($G289),(1-$G289),1) + IF(ISNUMBER(MATCH(AC$273,$N289:$S289,0)),-1,0)*_xlfn.IFS(ISNUMBER($E289),$E289,ISNUMBER($F289),$F289,ISNUMBER($G289),$G289,AND($E289=0,$F289=0,$G289=0),1)","v":0},{"$f":"IF(ISNUMBER(MATCH(AD$273,$H289:$M289,0)),1,0)*IF(ISNUMBER($G289),(1-$G289),1) + IF(ISNUMBER(MATCH(AD$273,$N289:$S289,0)),-1,0)*_xlfn.IFS(ISNUMBER($E289),$E289,ISNUMBER($F289),$F289,ISNUMBER($G289),$G289,AND($E289=0,$F289=0,$G289=0),1)","v":0},{"$f":"IF(ISNUMBER(MATCH(AE$273,$H289:$M289,0)),1,0)*IF(ISNUMBER($G289),(1-$G289),1) + IF(ISNUMBER(MATCH(AE$273,$N289:$S289,0)),-1,0)*_xlfn.IFS(ISNUMBER($E289),$E289,ISNUMBER($F289),$F289,ISNUMBER($G289),$G289,AND($E289=0,$F289=0,$G289=0),1)","v":1},{"$f":"IF(ISNUMBER(MATCH(AF$273,$H289:$M289,0)),1,0)*IF(ISNUMBER($G289),(1-$G289),1) + IF(ISNUMBER(MATCH(AF$273,$N289:$S289,0)),-1,0)*_xlfn.IFS(ISNUMBER($E289),$E289,ISNUMBER($F289),$F289,ISNUMBER($G289),$G289,AND($E289=0,$F289=0,$G289=0),1)","v":0},{"$f":"IF(ISNUMBER(MATCH(AG$273,$H289:$M289,0)),1,0)*IF(ISNUMBER($G289),(1-$G289),1) + IF(ISNUMBER(MATCH(AG$273,$N289:$S289,0)),-1,0)*_xlfn.IFS(ISNUMBER($E289),$E289,ISNUMBER($F289),$F289,ISNUMBER($G289),$G289,AND($E289=0,$F289=0,$G289=0),1)","v":0},{"$f":"IF(ISNUMBER(MATCH(AH$273,$H289:$M289,0)),1,0)*IF(ISNUMBER($G289),(1-$G289),1) + IF(ISNUMBER(MATCH(AH$273,$N289:$S289,0)),-1,0)*_xlfn.IFS(ISNUMBER($E289),$E289,ISNUMBER($F289),$F289,ISNUMBER($G289),$G289,AND($E289=0,$F289=0,$G289=0),1)","v":0},{"$f":"IF(ISNUMBER(MATCH(AI$273,$H289:$M289,0)),1,0)*IF(ISNUMBER($G289),(1-$G289),1) + IF(ISNUMBER(MATCH(AI$273,$N289:$S289,0)),-1,0)*_xlfn.IFS(ISNUMBER($E289),$E289,ISNUMBER($F289),$F289,ISNUMBER($G289),$G289,AND($E289=0,$F289=0,$G289=0),1)","v":0},{"$f":"IF(ISNUMBER(MATCH(AJ$273,$H289:$M289,0)),1,0)*IF(ISNUMBER($G289),(1-$G289),1) + IF(ISNUMBER(MATCH(AJ$273,$N289:$S289,0)),-1,0)*_xlfn.IFS(ISNUMBER($E289),$E289,ISNUMBER($F289),$F289,ISNUMBER($G289),$G289,AND($E289=0,$F289=0,$G289=0),1)","v":0},{"$f":"IF(ISNUMBER(MATCH(AK$273,$H289:$M289,0)),1,0)*IF(ISNUMBER($G289),(1-$G289),1) + IF(ISNUMBER(MATCH(AK$273,$N289:$S289,0)),-1,0)*_xlfn.IFS(ISNUMBER($E289),$E289,ISNUMBER($F289),$F289,ISNUMBER($G289),$G289,AND($E289=0,$F289=0,$G289=0),1)","v":0},{"$f":"IF(ISNUMBER(MATCH(AL$273,$H289:$M289,0)),1,0)*IF(ISNUMBER($G289),(1-$G289),1) + IF(ISNUMBER(MATCH(AL$273,$N289:$S289,0)),-1,0)*_xlfn.IFS(ISNUMBER($E289),$E289,ISNUMBER($F289),$F289,ISNUMBER($G289),$G289,AND($E289=0,$F289=0,$G289=0),1)","v":0},{"$f":"IF(ISNUMBER(MATCH(AM$273,$H289:$M289,0)),1,0)*IF(ISNUMBER($G289),(1-$G289),1) + IF(ISNUMBER(MATCH(AM$273,$N289:$S289,0)),-1,0)*_xlfn.IFS(ISNUMBER($E289),$E289,ISNUMBER($F289),$F289,ISNUMBER($G289),$G289,AND($E289=0,$F289=0,$G289=0),1)","v":0},{"$f":"IF(ISNUMBER(MATCH(AN$273,$H289:$M289,0)),1,0)*IF(ISNUMBER($G289),(1-$G289),1) + IF(ISNUMBER(MATCH(AN$273,$N289:$S289,0)),-1,0)*_xlfn.IFS(ISNUMBER($E289),$E289,ISNUMBER($F289),$F289,ISNUMBER($G289),$G289,AND($E289=0,$F289=0,$G289=0),1)","v":0},{"$f":"IF(ISNUMBER(MATCH(AO$273,$H289:$M289,0)),1,0)*IF(ISNUMBER($G289),(1-$G289),1) + IF(ISNUMBER(MATCH(AO$273,$N289:$S289,0)),-1,0)*_xlfn.IFS(ISNUMBER($E289),$E289,ISNUMBER($F289),$F289,ISNUMBER($G289),$G289,AND($E289=0,$F289=0,$G289=0),1)","v":0},{"$f":"IF(ISNUMBER(MATCH(AP$273,$H289:$M289,0)),1,0)*IF(ISNUMBER($G289),(1-$G289),1) + IF(ISNUMBER(MATCH(AP$273,$N289:$S289,0)),-1,0)*_xlfn.IFS(ISNUMBER($E289),$E289,ISNUMBER($F289),$F289,ISNUMBER($G289),$G289,AND($E289=0,$F289=0,$G289=0),1)","v":0},null,{"$f":"D289+0","v":0}]
[null,null,"Fix",{"$f":"G261*G259","v":0},null,null,null,"e_cl_r3",null,null,null,null,null,null,null,null,null,null,null,null,"w_cl_r1,l4",175.20000000000002,null,{"$f":"IF(ISNUMBER(MATCH(X$273,$H290:$M290,0)),1,0)*IF(ISNUMBER($G290),(1-$G290),1) + IF(ISNUMBER(MATCH(X$273,$N290:$S290,0)),-1,0)*_xlfn.IFS(ISNUMBER($E290),$E290,ISNUMBER($F290),$F290,ISNUMBER($G290),$G290,AND($E290=0,$F290=0,$G290=0),1)","v":0},{"$f":"IF(ISNUMBER(MATCH(Y$273,$H290:$M290,0)),1,0)*IF(ISNUMBER($G290),(1-$G290),1) + IF(ISNUMBER(MATCH(Y$273,$N290:$S290,0)),-1,0)*_xlfn.IFS(ISNUMBER($E290),$E290,ISNUMBER($F290),$F290,ISNUMBER($G290),$G290,AND($E290=0,$F290=0,$G290=0),1)","v":0},{"$f":"IF(ISNUMBER(MATCH(Z$273,$H290:$M290,0)),1,0)*IF(ISNUMBER($G290),(1-$G290),1) + IF(ISNUMBER(MATCH(Z$273,$N290:$S290,0)),-1,0)*_xlfn.IFS(ISNUMBER($E290),$E290,ISNUMBER($F290),$F290,ISNUMBER($G290),$G290,AND($E290=0,$F290=0,$G290=0),1)","v":0},{"$f":"IF(ISNUMBER(MATCH(AA$273,$H290:$M290,0)),1,0)*IF(ISNUMBER($G290),(1-$G290),1) + IF(ISNUMBER(MATCH(AA$273,$N290:$S290,0)),-1,0)*_xlfn.IFS(ISNUMBER($E290),$E290,ISNUMBER($F290),$F290,ISNUMBER($G290),$G290,AND($E290=0,$F290=0,$G290=0),1)","v":0},{"$f":"IF(ISNUMBER(MATCH(AB$273,$H290:$M290,0)),1,0)*IF(ISNUMBER($G290),(1-$G290),1) + IF(ISNUMBER(MATCH(AB$273,$N290:$S290,0)),-1,0)*_xlfn.IFS(ISNUMBER($E290),$E290,ISNUMBER($F290),$F290,ISNUMBER($G290),$G290,AND($E290=0,$F290=0,$G290=0),1)","v":1},{"$f":"IF(ISNUMBER(MATCH(AC$273,$H290:$M290,0)),1,0)*IF(ISNUMBER($G290),(1-$G290),1) + IF(ISNUMBER(MATCH(AC$273,$N290:$S290,0)),-1,0)*_xlfn.IFS(ISNUMBER($E290),$E290,ISNUMBER($F290),$F290,ISNUMBER($G290),$G290,AND($E290=0,$F290=0,$G290=0),1)","v":0},{"$f":"IF(ISNUMBER(MATCH(AD$273,$H290:$M290,0)),1,0)*IF(ISNUMBER($G290),(1-$G290),1) + IF(ISNUMBER(MATCH(AD$273,$N290:$S290,0)),-1,0)*_xlfn.IFS(ISNUMBER($E290),$E290,ISNUMBER($F290),$F290,ISNUMBER($G290),$G290,AND($E290=0,$F290=0,$G290=0),1)","v":0},{"$f":"IF(ISNUMBER(MATCH(AE$273,$H290:$M290,0)),1,0)*IF(ISNUMBER($G290),(1-$G290),1) + IF(ISNUMBER(MATCH(AE$273,$N290:$S290,0)),-1,0)*_xlfn.IFS(ISNUMBER($E290),$E290,ISNUMBER($F290),$F290,ISNUMBER($G290),$G290,AND($E290=0,$F290=0,$G290=0),1)","v":0},{"$f":"IF(ISNUMBER(MATCH(AF$273,$H290:$M290,0)),1,0)*IF(ISNUMBER($G290),(1-$G290),1) + IF(ISNUMBER(MATCH(AF$273,$N290:$S290,0)),-1,0)*_xlfn.IFS(ISNUMBER($E290),$E290,ISNUMBER($F290),$F290,ISNUMBER($G290),$G290,AND($E290=0,$F290=0,$G290=0),1)","v":0},{"$f":"IF(ISNUMBER(MATCH(AG$273,$H290:$M290,0)),1,0)*IF(ISNUMBER($G290),(1-$G290),1) + IF(ISNUMBER(MATCH(AG$273,$N290:$S290,0)),-1,0)*_xlfn.IFS(ISNUMBER($E290),$E290,ISNUMBER($F290),$F290,ISNUMBER($G290),$G290,AND($E290=0,$F290=0,$G290=0),1)","v":0},{"$f":"IF(ISNUMBER(MATCH(AH$273,$H290:$M290,0)),1,0)*IF(ISNUMBER($G290),(1-$G290),1) + IF(ISNUMBER(MATCH(AH$273,$N290:$S290,0)),-1,0)*_xlfn.IFS(ISNUMBER($E290),$E290,ISNUMBER($F290),$F290,ISNUMBER($G290),$G290,AND($E290=0,$F290=0,$G290=0),1)","v":0},{"$f":"IF(ISNUMBER(MATCH(AI$273,$H290:$M290,0)),1,0)*IF(ISNUMBER($G290),(1-$G290),1) + IF(ISNUMBER(MATCH(AI$273,$N290:$S290,0)),-1,0)*_xlfn.IFS(ISNUMBER($E290),$E290,ISNUMBER($F290),$F290,ISNUMBER($G290),$G290,AND($E290=0,$F290=0,$G290=0),1)","v":0},{"$f":"IF(ISNUMBER(MATCH(AJ$273,$H290:$M290,0)),1,0)*IF(ISNUMBER($G290),(1-$G290),1) + IF(ISNUMBER(MATCH(AJ$273,$N290:$S290,0)),-1,0)*_xlfn.IFS(ISNUMBER($E290),$E290,ISNUMBER($F290),$F290,ISNUMBER($G290),$G290,AND($E290=0,$F290=0,$G290=0),1)","v":0},{"$f":"IF(ISNUMBER(MATCH(AK$273,$H290:$M290,0)),1,0)*IF(ISNUMBER($G290),(1-$G290),1) + IF(ISNUMBER(MATCH(AK$273,$N290:$S290,0)),-1,0)*_xlfn.IFS(ISNUMBER($E290),$E290,ISNUMBER($F290),$F290,ISNUMBER($G290),$G290,AND($E290=0,$F290=0,$G290=0),1)","v":0},{"$f":"IF(ISNUMBER(MATCH(AL$273,$H290:$M290,0)),1,0)*IF(ISNUMBER($G290),(1-$G290),1) + IF(ISNUMBER(MATCH(AL$273,$N290:$S290,0)),-1,0)*_xlfn.IFS(ISNUMBER($E290),$E290,ISNUMBER($F290),$F290,ISNUMBER($G290),$G290,AND($E290=0,$F290=0,$G290=0),1)","v":0},{"$f":"IF(ISNUMBER(MATCH(AM$273,$H290:$M290,0)),1,0)*IF(ISNUMBER($G290),(1-$G290),1) + IF(ISNUMBER(MATCH(AM$273,$N290:$S290,0)),-1,0)*_xlfn.IFS(ISNUMBER($E290),$E290,ISNUMBER($F290),$F290,ISNUMBER($G290),$G290,AND($E290=0,$F290=0,$G290=0),1)","v":0},{"$f":"IF(ISNUMBER(MATCH(AN$273,$H290:$M290,0)),1,0)*IF(ISNUMBER($G290),(1-$G290),1) + IF(ISNUMBER(MATCH(AN$273,$N290:$S290,0)),-1,0)*_xlfn.IFS(ISNUMBER($E290),$E290,ISNUMBER($F290),$F290,ISNUMBER($G290),$G290,AND($E290=0,$F290=0,$G290=0),1)","v":0},{"$f":"IF(ISNUMBER(MATCH(AO$273,$H290:$M290,0)),1,0)*IF(ISNUMBER($G290),(1-$G290),1) + IF(ISNUMBER(MATCH(AO$273,$N290:$S290,0)),-1,0)*_xlfn.IFS(ISNUMBER($E290),$E290,ISNUMBER($F290),$F290,ISNUMBER($G290),$G290,AND($E290=0,$F290=0,$G290=0),1)","v":0},{"$f":"IF(ISNUMBER(MATCH(AP$273,$H290:$M290,0)),1,0)*IF(ISNUMBER($G290),(1-$G290),1) + IF(ISNUMBER(MATCH(AP$273,$N290:$S290,0)),-1,0)*_xlfn.IFS(ISNUMBER($E290),$E290,ISNUMBER($F290),$F290,ISNUMBER($G290),$G290,AND($E290=0,$F290=0,$G290=0),1)","v":0},null,{"$f":"D290+0","v":0}]
[null,"CDU","Conservation",null,null,null,null,"q_cl_r1,l","q_cl_r2,l","q_cl_r3,l",null,null,null,"q_cl,l",null,null,null,null,null,null,"w_cl_r2,l4",0,null,{"$f":"IF(ISNUMBER(MATCH(X$273,$H291:$M291,0)),1,0)*IF(ISNUMBER($G291),(1-$G291),1) + IF(ISNUMBER(MATCH(X$273,$N291:$S291,0)),-1,0)*_xlfn.IFS(ISNUMBER($E291),$E291,ISNUMBER($F291),$F291,ISNUMBER($G291),$G291,AND($E291=0,$F291=0,$G291=0),1)","v":0},{"$f":"IF(ISNUMBER(MATCH(Y$273,$H291:$M291,0)),1,0)*IF(ISNUMBER($G291),(1-$G291),1) + IF(ISNUMBER(MATCH(Y$273,$N291:$S291,0)),-1,0)*_xlfn.IFS(ISNUMBER($E291),$E291,ISNUMBER($F291),$F291,ISNUMBER($G291),$G291,AND($E291=0,$F291=0,$G291=0),1)","v":0},{"$f":"IF(ISNUMBER(MATCH(Z$273,$H291:$M291,0)),1,0)*IF(ISNUMBER($G291),(1-$G291),1) + IF(ISNUMBER(MATCH(Z$273,$N291:$S291,0)),-1,0)*_xlfn.IFS(ISNUMBER($E291),$E291,ISNUMBER($F291),$F291,ISNUMBER($G291),$G291,AND($E291=0,$F291=0,$G291=0),1)","v":0},{"$f":"IF(ISNUMBER(MATCH(AA$273,$H291:$M291,0)),1,0)*IF(ISNUMBER($G291),(1-$G291),1) + IF(ISNUMBER(MATCH(AA$273,$N291:$S291,0)),-1,0)*_xlfn.IFS(ISNUMBER($E291),$E291,ISNUMBER($F291),$F291,ISNUMBER($G291),$G291,AND($E291=0,$F291=0,$G291=0),1)","v":0},{"$f":"IF(ISNUMBER(MATCH(AB$273,$H291:$M291,0)),1,0)*IF(ISNUMBER($G291),(1-$G291),1) + IF(ISNUMBER(MATCH(AB$273,$N291:$S291,0)),-1,0)*_xlfn.IFS(ISNUMBER($E291),$E291,ISNUMBER($F291),$F291,ISNUMBER($G291),$G291,AND($E291=0,$F291=0,$G291=0),1)","v":0},{"$f":"IF(ISNUMBER(MATCH(AC$273,$H291:$M291,0)),1,0)*IF(ISNUMBER($G291),(1-$G291),1) + IF(ISNUMBER(MATCH(AC$273,$N291:$S291,0)),-1,0)*_xlfn.IFS(ISNUMBER($E291),$E291,ISNUMBER($F291),$F291,ISNUMBER($G291),$G291,AND($E291=0,$F291=0,$G291=0),1)","v":0},{"$f":"IF(ISNUMBER(MATCH(AD$273,$H291:$M291,0)),1,0)*IF(ISNUMBER($G291),(1-$G291),1) + IF(ISNUMBER(MATCH(AD$273,$N291:$S291,0)),-1,0)*_xlfn.IFS(ISNUMBER($E291),$E291,ISNUMBER($F291),$F291,ISNUMBER($G291),$G291,AND($E291=0,$F291=0,$G291=0),1)","v":0},{"$f":"IF(ISNUMBER(MATCH(AE$273,$H291:$M291,0)),1,0)*IF(ISNUMBER($G291),(1-$G291),1) + IF(ISNUMBER(MATCH(AE$273,$N291:$S291,0)),-1,0)*_xlfn.IFS(ISNUMBER($E291),$E291,ISNUMBER($F291),$F291,ISNUMBER($G291),$G291,AND($E291=0,$F291=0,$G291=0),1)","v":0},{"$f":"IF(ISNUMBER(MATCH(AF$273,$H291:$M291,0)),1,0)*IF(ISNUMBER($G291),(1-$G291),1) + IF(ISNUMBER(MATCH(AF$273,$N291:$S291,0)),-1,0)*_xlfn.IFS(ISNUMBER($E291),$E291,ISNUMBER($F291),$F291,ISNUMBER($G291),$G291,AND($E291=0,$F291=0,$G291=0),1)","v":1},{"$f":"IF(ISNUMBER(MATCH(AG$273,$H291:$M291,0)),1,0)*IF(ISNUMBER($G291),(1-$G291),1) + IF(ISNUMBER(MATCH(AG$273,$N291:$S291,0)),-1,0)*_xlfn.IFS(ISNUMBER($E291),$E291,ISNUMBER($F291),$F291,ISNUMBER($G291),$G291,AND($E291=0,$F291=0,$G291=0),1)","v":1},{"$f":"IF(ISNUMBER(MATCH(AH$273,$H291:$M291,0)),1,0)*IF(ISNUMBER($G291),(1-$G291),1) + IF(ISNUMBER(MATCH(AH$273,$N291:$S291,0)),-1,0)*_xlfn.IFS(ISNUMBER($E291),$E291,ISNUMBER($F291),$F291,ISNUMBER($G291),$G291,AND($E291=0,$F291=0,$G291=0),1)","v":1},{"$f":"IF(ISNUMBER(MATCH(AI$273,$H291:$M291,0)),1,0)*IF(ISNUMBER($G291),(1-$G291),1) + IF(ISNUMBER(MATCH(AI$273,$N291:$S291,0)),-1,0)*_xlfn.IFS(ISNUMBER($E291),$E291,ISNUMBER($F291),$F291,ISNUMBER($G291),$G291,AND($E291=0,$F291=0,$G291=0),1)","v":0},{"$f":"IF(ISNUMBER(MATCH(AJ$273,$H291:$M291,0)),1,0)*IF(ISNUMBER($G291),(1-$G291),1) + IF(ISNUMBER(MATCH(AJ$273,$N291:$S291,0)),-1,0)*_xlfn.IFS(ISNUMBER($E291),$E291,ISNUMBER($F291),$F291,ISNUMBER($G291),$G291,AND($E291=0,$F291=0,$G291=0),1)","v":-1},{"$f":"IF(ISNUMBER(MATCH(AK$273,$H291:$M291,0)),1,0)*IF(ISNUMBER($G291),(1-$G291),1) + IF(ISNUMBER(MATCH(AK$273,$N291:$S291,0)),-1,0)*_xlfn.IFS(ISNUMBER($E291),$E291,ISNUMBER($F291),$F291,ISNUMBER($G291),$G291,AND($E291=0,$F291=0,$G291=0),1)","v":0},{"$f":"IF(ISNUMBER(MATCH(AL$273,$H291:$M291,0)),1,0)*IF(ISNUMBER($G291),(1-$G291),1) + IF(ISNUMBER(MATCH(AL$273,$N291:$S291,0)),-1,0)*_xlfn.IFS(ISNUMBER($E291),$E291,ISNUMBER($F291),$F291,ISNUMBER($G291),$G291,AND($E291=0,$F291=0,$G291=0),1)","v":0},{"$f":"IF(ISNUMBER(MATCH(AM$273,$H291:$M291,0)),1,0)*IF(ISNUMBER($G291),(1-$G291),1) + IF(ISNUMBER(MATCH(AM$273,$N291:$S291,0)),-1,0)*_xlfn.IFS(ISNUMBER($E291),$E291,ISNUMBER($F291),$F291,ISNUMBER($G291),$G291,AND($E291=0,$F291=0,$G291=0),1)","v":0},{"$f":"IF(ISNUMBER(MATCH(AN$273,$H291:$M291,0)),1,0)*IF(ISNUMBER($G291),(1-$G291),1) + IF(ISNUMBER(MATCH(AN$273,$N291:$S291,0)),-1,0)*_xlfn.IFS(ISNUMBER($E291),$E291,ISNUMBER($F291),$F291,ISNUMBER($G291),$G291,AND($E291=0,$F291=0,$G291=0),1)","v":0},{"$f":"IF(ISNUMBER(MATCH(AO$273,$H291:$M291,0)),1,0)*IF(ISNUMBER($G291),(1-$G291),1) + IF(ISNUMBER(MATCH(AO$273,$N291:$S291,0)),-1,0)*_xlfn.IFS(ISNUMBER($E291),$E291,ISNUMBER($F291),$F291,ISNUMBER($G291),$G291,AND($E291=0,$F291=0,$G291=0),1)","v":0},{"$f":"IF(ISNUMBER(MATCH(AP$273,$H291:$M291,0)),1,0)*IF(ISNUMBER($G291),(1-$G291),1) + IF(ISNUMBER(MATCH(AP$273,$N291:$S291,0)),-1,0)*_xlfn.IFS(ISNUMBER($E291),$E291,ISNUMBER($F291),$F291,ISNUMBER($G291),$G291,AND($E291=0,$F291=0,$G291=0),1)","v":0},null,{"$f":"D291+0","v":0}]
[null,"CRAH","Conservation",null,null,null,null,"q_cl_r1,a","q_cl_r2,a","q_cl_r3,a","q_cl_pdu",null,null,"q_cl,a",null,null,null,null,null,null,"w_cl_r3,l4",0,null,{"$f":"IF(ISNUMBER(MATCH(X$273,$H292:$M292,0)),1,0)*IF(ISNUMBER($G292),(1-$G292),1) + IF(ISNUMBER(MATCH(X$273,$N292:$S292,0)),-1,0)*_xlfn.IFS(ISNUMBER($E292),$E292,ISNUMBER($F292),$F292,ISNUMBER($G292),$G292,AND($E292=0,$F292=0,$G292=0),1)","v":0},{"$f":"IF(ISNUMBER(MATCH(Y$273,$H292:$M292,0)),1,0)*IF(ISNUMBER($G292),(1-$G292),1) + IF(ISNUMBER(MATCH(Y$273,$N292:$S292,0)),-1,0)*_xlfn.IFS(ISNUMBER($E292),$E292,ISNUMBER($F292),$F292,ISNUMBER($G292),$G292,AND($E292=0,$F292=0,$G292=0),1)","v":1},{"$f":"IF(ISNUMBER(MATCH(Z$273,$H292:$M292,0)),1,0)*IF(ISNUMBER($G292),(1-$G292),1) + IF(ISNUMBER(MATCH(Z$273,$N292:$S292,0)),-1,0)*_xlfn.IFS(ISNUMBER($E292),$E292,ISNUMBER($F292),$F292,ISNUMBER($G292),$G292,AND($E292=0,$F292=0,$G292=0),1)","v":0},{"$f":"IF(ISNUMBER(MATCH(AA$273,$H292:$M292,0)),1,0)*IF(ISNUMBER($G292),(1-$G292),1) + IF(ISNUMBER(MATCH(AA$273,$N292:$S292,0)),-1,0)*_xlfn.IFS(ISNUMBER($E292),$E292,ISNUMBER($F292),$F292,ISNUMBER($G292),$G292,AND($E292=0,$F292=0,$G292=0),1)","v":0},{"$f":"IF(ISNUMBER(MATCH(AB$273,$H292:$M292,0)),1,0)*IF(ISNUMBER($G292),(1-$G292),1) + IF(ISNUMBER(MATCH(AB$273,$N292:$S292,0)),-1,0)*_xlfn.IFS(ISNUMBER($E292),$E292,ISNUMBER($F292),$F292,ISNUMBER($G292),$G292,AND($E292=0,$F292=0,$G292=0),1)","v":0},{"$f":"IF(ISNUMBER(MATCH(AC$273,$H292:$M292,0)),1,0)*IF(ISNUMBER($G292),(1-$G292),1) + IF(ISNUMBER(MATCH(AC$273,$N292:$S292,0)),-1,0)*_xlfn.IFS(ISNUMBER($E292),$E292,ISNUMBER($F292),$F292,ISNUMBER($G292),$G292,AND($E292=0,$F292=0,$G292=0),1)","v":1},{"$f":"IF(ISNUMBER(MATCH(AD$273,$H292:$M292,0)),1,0)*IF(ISNUMBER($G292),(1-$G292),1) + IF(ISNUMBER(MATCH(AD$273,$N292:$S292,0)),-1,0)*_xlfn.IFS(ISNUMBER($E292),$E292,ISNUMBER($F292),$F292,ISNUMBER($G292),$G292,AND($E292=0,$F292=0,$G292=0),1)","v":1},{"$f":"IF(ISNUMBER(MATCH(AE$273,$H292:$M292,0)),1,0)*IF(ISNUMBER($G292),(1-$G292),1) + IF(ISNUMBER(MATCH(AE$273,$N292:$S292,0)),-1,0)*_xlfn.IFS(ISNUMBER($E292),$E292,ISNUMBER($F292),$F292,ISNUMBER($G292),$G292,AND($E292=0,$F292=0,$G292=0),1)","v":1},{"$f":"IF(ISNUMBER(MATCH(AF$273,$H292:$M292,0)),1,0)*IF(ISNUMBER($G292),(1-$G292),1) + IF(ISNUMBER(MATCH(AF$273,$N292:$S292,0)),-1,0)*_xlfn.IFS(ISNUMBER($E292),$E292,ISNUMBER($F292),$F292,ISNUMBER($G292),$G292,AND($E292=0,$F292=0,$G292=0),1)","v":0},{"$f":"IF(ISNUMBER(MATCH(AG$273,$H292:$M292,0)),1,0)*IF(ISNUMBER($G292),(1-$G292),1) + IF(ISNUMBER(MATCH(AG$273,$N292:$S292,0)),-1,0)*_xlfn.IFS(ISNUMBER($E292),$E292,ISNUMBER($F292),$F292,ISNUMBER($G292),$G292,AND($E292=0,$F292=0,$G292=0),1)","v":0},{"$f":"IF(ISNUMBER(MATCH(AH$273,$H292:$M292,0)),1,0)*IF(ISNUMBER($G292),(1-$G292),1) + IF(ISNUMBER(MATCH(AH$273,$N292:$S292,0)),-1,0)*_xlfn.IFS(ISNUMBER($E292),$E292,ISNUMBER($F292),$F292,ISNUMBER($G292),$G292,AND($E292=0,$F292=0,$G292=0),1)","v":0},{"$f":"IF(ISNUMBER(MATCH(AI$273,$H292:$M292,0)),1,0)*IF(ISNUMBER($G292),(1-$G292),1) + IF(ISNUMBER(MATCH(AI$273,$N292:$S292,0)),-1,0)*_xlfn.IFS(ISNUMBER($E292),$E292,ISNUMBER($F292),$F292,ISNUMBER($G292),$G292,AND($E292=0,$F292=0,$G292=0),1)","v":-1},{"$f":"IF(ISNUMBER(MATCH(AJ$273,$H292:$M292,0)),1,0)*IF(ISNUMBER($G292),(1-$G292),1) + IF(ISNUMBER(MATCH(AJ$273,$N292:$S292,0)),-1,0)*_xlfn.IFS(ISNUMBER($E292),$E292,ISNUMBER($F292),$F292,ISNUMBER($G292),$G292,AND($E292=0,$F292=0,$G292=0),1)","v":0},{"$f":"IF(ISNUMBER(MATCH(AK$273,$H292:$M292,0)),1,0)*IF(ISNUMBER($G292),(1-$G292),1) + IF(ISNUMBER(MATCH(AK$273,$N292:$S292,0)),-1,0)*_xlfn.IFS(ISNUMBER($E292),$E292,ISNUMBER($F292),$F292,ISNUMBER($G292),$G292,AND($E292=0,$F292=0,$G292=0),1)","v":0},{"$f":"IF(ISNUMBER(MATCH(AL$273,$H292:$M292,0)),1,0)*IF(ISNUMBER($G292),(1-$G292),1) + IF(ISNUMBER(MATCH(AL$273,$N292:$S292,0)),-1,0)*_xlfn.IFS(ISNUMBER($E292),$E292,ISNUMBER($F292),$F292,ISNUMBER($G292),$G292,AND($E292=0,$F292=0,$G292=0),1)","v":0},{"$f":"IF(ISNUMBER(MATCH(AM$273,$H292:$M292,0)),1,0)*IF(ISNUMBER($G292),(1-$G292),1) + IF(ISNUMBER(MATCH(AM$273,$N292:$S292,0)),-1,0)*_xlfn.IFS(ISNUMBER($E292),$E292,ISNUMBER($F292),$F292,ISNUMBER($G292),$G292,AND($E292=0,$F292=0,$G292=0),1)","v":0},{"$f":"IF(ISNUMBER(MATCH(AN$273,$H292:$M292,0)),1,0)*IF(ISNUMBER($G292),(1-$G292),1) + IF(ISNUMBER(MATCH(AN$273,$N292:$S292,0)),-1,0)*_xlfn.IFS(ISNUMBER($E292),$E292,ISNUMBER($F292),$F292,ISNUMBER($G292),$G292,AND($E292=0,$F292=0,$G292=0),1)","v":0},{"$f":"IF(ISNUMBER(MATCH(AO$273,$H292:$M292,0)),1,0)*IF(ISNUMBER($G292),(1-$G292),1) + IF(ISNUMBER(MATCH(AO$273,$N292:$S292,0)),-1,0)*_xlfn.IFS(ISNUMBER($E292),$E292,ISNUMBER($F292),$F292,ISNUMBER($G292),$G292,AND($E292=0,$F292=0,$G292=0),1)","v":0},{"$f":"IF(ISNUMBER(MATCH(AP$273,$H292:$M292,0)),1,0)*IF(ISNUMBER($G292),(1-$G292),1) + IF(ISNUMBER(MATCH(AP$273,$N292:$S292,0)),-1,0)*_xlfn.IFS(ISNUMBER($E292),$E292,ISNUMBER($F292),$F292,ISNUMBER($G292),$G292,AND($E292=0,$F292=0,$G292=0),1)","v":0},null,{"$f":"D292+0","v":0}]
[]
[null,null,null,null,null,null,null,"e_cl_pdu",null,null,null,null,null,"q_cl,a","q_cl,l",null,null,null,null,null,"cluster",{"$f":"SUMPRODUCT(TRANSPOSE(X294:AP294),_xlfn.ANCHORARRAY(V$274))","v":0},null,{"$f":"IF(ISNUMBER(MATCH(X$273,$H294:$M294,0)),1,0) + IF(ISNUMBER(MATCH(X$273,$N294:$S294,0)),-1,0)","v":1},{"$f":"IF(ISNUMBER(MATCH(Y$273,$H294:$M294,0)),1,0) + IF(ISNUMBER(MATCH(Y$273,$N294:$S294,0)),-1,0)","v":0},{"$f":"IF(ISNUMBER(MATCH(Z$273,$H294:$M294,0)),1,0) + IF(ISNUMBER(MATCH(Z$273,$N294:$S294,0)),-1,0)","v":0},{"$f":"IF(ISNUMBER(MATCH(AA$273,$H294:$M294,0)),1,0) + IF(ISNUMBER(MATCH(AA$273,$N294:$S294,0)),-1,0)","v":0},{"$f":"IF(ISNUMBER(MATCH(AB$273,$H294:$M294,0)),1,0) + IF(ISNUMBER(MATCH(AB$273,$N294:$S294,0)),-1,0)","v":0},{"$f":"IF(ISNUMBER(MATCH(AC$273,$H294:$M294,0)),1,0) + IF(ISNUMBER(MATCH(AC$273,$N294:$S294,0)),-1,0)","v":0},{"$f":"IF(ISNUMBER(MATCH(AD$273,$H294:$M294,0)),1,0) + IF(ISNUMBER(MATCH(AD$273,$N294:$S294,0)),-1,0)","v":0},{"$f":"IF(ISNUMBER(MATCH(AE$273,$H294:$M294,0)),1,0) + IF(ISNUMBER(MATCH(AE$273,$N294:$S294,0)),-1,0)","v":0},{"$f":"IF(ISNUMBER(MATCH(AF$273,$H294:$M294,0)),1,0) + IF(ISNUMBER(MATCH(AF$273,$N294:$S294,0)),-1,0)","v":0},{"$f":"IF(ISNUMBER(MATCH(AG$273,$H294:$M294,0)),1,0) + IF(ISNUMBER(MATCH(AG$273,$N294:$S294,0)),-1,0)","v":0},{"$f":"IF(ISNUMBER(MATCH(AH$273,$H294:$M294,0)),1,0) + IF(ISNUMBER(MATCH(AH$273,$N294:$S294,0)),-1,0)","v":0},{"$f":"IF(ISNUMBER(MATCH(AI$273,$H294:$M294,0)),1,0) + IF(ISNUMBER(MATCH(AI$273,$N294:$S294,0)),-1,0)","v":-1},{"$f":"IF(ISNUMBER(MATCH(AJ$273,$H294:$M294,0)),1,0) + IF(ISNUMBER(MATCH(AJ$273,$N294:$S294,0)),-1,0)","v":-1},{"$f":"IF(ISNUMBER(MATCH(AK$273,$H294:$M294,0)),1,0) + IF(ISNUMBER(MATCH(AK$273,$N294:$S294,0)),-1,0)","v":0},{"$f":"IF(ISNUMBER(MATCH(AL$273,$H294:$M294,0)),1,0) + IF(ISNUMBER(MATCH(AL$273,$N294:$S294,0)),-1,0)","v":0},{"$f":"IF(ISNUMBER(MATCH(AM$273,$H294:$M294,0)),1,0) + IF(ISNUMBER(MATCH(AM$273,$N294:$S294,0)),-1,0)","v":0},{"$f":"IF(ISNUMBER(MATCH(AN$273,$H294:$M294,0)),1,0) + IF(ISNUMBER(MATCH(AN$273,$N294:$S294,0)),-1,0)","v":0},{"$f":"IF(ISNUMBER(MATCH(AO$273,$H294:$M294,0)),1,0) + IF(ISNUMBER(MATCH(AO$273,$N294:$S294,0)),-1,0)","v":0},{"$f":"IF(ISNUMBER(MATCH(AP$273,$H294:$M294,0)),1,0) + IF(ISNUMBER(MATCH(AP$273,$N294:$S294,0)),-1,0)","v":0}]
[null,"Cluster capacity","Load"]
[null,"PDU",{"$f":"SUMPRODUCT(TRANSPOSE(X296:AP296),_xlfn.ANCHORARRAY(V$274))","v":244.87297214569944},null,null,null,null,"e_cl_pdu",null,null,null,null,null,null,null,null,null,null,null,null,null,null,null,{"$f":"IF(ISNUMBER(MATCH(X$273,$H296:$M296,0)),1,0) + IF(ISNUMBER(MATCH(X$273,$N296:$S296,0)),-1,0)","v":1},{"$f":"IF(ISNUMBER(MATCH(Y$273,$H296:$M296,0)),1,0) + IF(ISNUMBER(MATCH(Y$273,$N296:$S296,0)),-1,0)","v":0},{"$f":"IF(ISNUMBER(MATCH(Z$273,$H296:$M296,0)),1,0) + IF(ISNUMBER(MATCH(Z$273,$N296:$S296,0)),-1,0)","v":0},{"$f":"IF(ISNUMBER(MATCH(AA$273,$H296:$M296,0)),1,0) + IF(ISNUMBER(MATCH(AA$273,$N296:$S296,0)),-1,0)","v":0},{"$f":"IF(ISNUMBER(MATCH(AB$273,$H296:$M296,0)),1,0) + IF(ISNUMBER(MATCH(AB$273,$N296:$S296,0)),-1,0)","v":0},{"$f":"IF(ISNUMBER(MATCH(AC$273,$H296:$M296,0)),1,0) + IF(ISNUMBER(MATCH(AC$273,$N296:$S296,0)),-1,0)","v":0},{"$f":"IF(ISNUMBER(MATCH(AD$273,$H296:$M296,0)),1,0) + IF(ISNUMBER(MATCH(AD$273,$N296:$S296,0)),-1,0)","v":0},{"$f":"IF(ISNUMBER(MATCH(AE$273,$H296:$M296,0)),1,0) + IF(ISNUMBER(MATCH(AE$273,$N296:$S296,0)),-1,0)","v":0},{"$f":"IF(ISNUMBER(MATCH(AF$273,$H296:$M296,0)),1,0) + IF(ISNUMBER(MATCH(AF$273,$N296:$S296,0)),-1,0)","v":0},{"$f":"IF(ISNUMBER(MATCH(AG$273,$H296:$M296,0)),1,0) + IF(ISNUMBER(MATCH(AG$273,$N296:$S296,0)),-1,0)","v":0},{"$f":"IF(ISNUMBER(MATCH(AH$273,$H296:$M296,0)),1,0) + IF(ISNUMBER(MATCH(AH$273,$N296:$S296,0)),-1,0)","v":0},{"$f":"IF(ISNUMBER(MATCH(AI$273,$H296:$M296,0)),1,0) + IF(ISNUMBER(MATCH(AI$273,$N296:$S296,0)),-1,0)","v":0},{"$f":"IF(ISNUMBER(MATCH(AJ$273,$H296:$M296,0)),1,0) + IF(ISNUMBER(MATCH(AJ$273,$N296:$S296,0)),-1,0)","v":0},{"$f":"IF(ISNUMBER(MATCH(AK$273,$H296:$M296,0)),1,0) + IF(ISNUMBER(MATCH(AK$273,$N296:$S296,0)),-1,0)","v":0},{"$f":"IF(ISNUMBER(MATCH(AL$273,$H296:$M296,0)),1,0) + IF(ISNUMBER(MATCH(AL$273,$N296:$S296,0)),-1,0)","v":0},{"$f":"IF(ISNUMBER(MATCH(AM$273,$H296:$M296,0)),1,0) + IF(ISNUMBER(MATCH(AM$273,$N296:$S296,0)),-1,0)","v":0},{"$f":"IF(ISNUMBER(MATCH(AN$273,$H296:$M296,0)),1,0) + IF(ISNUMBER(MATCH(AN$273,$N296:$S296,0)),-1,0)","v":0},{"$f":"IF(ISNUMBER(MATCH(AO$273,$H296:$M296,0)),1,0) + IF(ISNUMBER(MATCH(AO$273,$N296:$S296,0)),-1,0)","v":0},{"$f":"IF(ISNUMBER(MATCH(AP$273,$H296:$M296,0)),1,0) + IF(ISNUMBER(MATCH(AP$273,$N296:$S296,0)),-1,0)","v":0}]
[null,"ITE load (L2)",{"$f":"SUMPRODUCT(TRANSPOSE(X297:AP297),_xlfn.ANCHORARRAY(V$274))","v":242.42424242424244},null,null,null,null,"e_cl_pdu",null,null,null,null,null,"q_cl_pdu",null,null,null,null,null,null,null,null,null,{"$f":"IF(ISNUMBER(MATCH(X$273,$H297:$M297,0)),1,0) + IF(ISNUMBER(MATCH(X$273,$N297:$S297,0)),-1,0)","v":1},{"$f":"IF(ISNUMBER(MATCH(Y$273,$H297:$M297,0)),1,0) + IF(ISNUMBER(MATCH(Y$273,$N297:$S297,0)),-1,0)","v":-1},{"$f":"IF(ISNUMBER(MATCH(Z$273,$H297:$M297,0)),1,0) + IF(ISNUMBER(MATCH(Z$273,$N297:$S297,0)),-1,0)","v":0},{"$f":"IF(ISNUMBER(MATCH(AA$273,$H297:$M297,0)),1,0) + IF(ISNUMBER(MATCH(AA$273,$N297:$S297,0)),-1,0)","v":0},{"$f":"IF(ISNUMBER(MATCH(AB$273,$H297:$M297,0)),1,0) + IF(ISNUMBER(MATCH(AB$273,$N297:$S297,0)),-1,0)","v":0},{"$f":"IF(ISNUMBER(MATCH(AC$273,$H297:$M297,0)),1,0) + IF(ISNUMBER(MATCH(AC$273,$N297:$S297,0)),-1,0)","v":0},{"$f":"IF(ISNUMBER(MATCH(AD$273,$H297:$M297,0)),1,0) + IF(ISNUMBER(MATCH(AD$273,$N297:$S297,0)),-1,0)","v":0},{"$f":"IF(ISNUMBER(MATCH(AE$273,$H297:$M297,0)),1,0) + IF(ISNUMBER(MATCH(AE$273,$N297:$S297,0)),-1,0)","v":0},{"$f":"IF(ISNUMBER(MATCH(AF$273,$H297:$M297,0)),1,0) + IF(ISNUMBER(MATCH(AF$273,$N297:$S297,0)),-1,0)","v":0},{"$f":"IF(ISNUMBER(MATCH(AG$273,$H297:$M297,0)),1,0) + IF(ISNUMBER(MATCH(AG$273,$N297:$S297,0)),-1,0)","v":0},{"$f":"IF(ISNUMBER(MATCH(AH$273,$H297:$M297,0)),1,0) + IF(ISNUMBER(MATCH(AH$273,$N297:$S297,0)),-1,0)","v":0},{"$f":"IF(ISNUMBER(MATCH(AI$273,$H297:$M297,0)),1,0) + IF(ISNUMBER(MATCH(AI$273,$N297:$S297,0)),-1,0)","v":0},{"$f":"IF(ISNUMBER(MATCH(AJ$273,$H297:$M297,0)),1,0) + IF(ISNUMBER(MATCH(AJ$273,$N297:$S297,0)),-1,0)","v":0},{"$f":"IF(ISNUMBER(MATCH(AK$273,$H297:$M297,0)),1,0) + IF(ISNUMBER(MATCH(AK$273,$N297:$S297,0)),-1,0)","v":0},{"$f":"IF(ISNUMBER(MATCH(AL$273,$H297:$M297,0)),1,0) + IF(ISNUMBER(MATCH(AL$273,$N297:$S297,0)),-1,0)","v":0},{"$f":"IF(ISNUMBER(MATCH(AM$273,$H297:$M297,0)),1,0) + IF(ISNUMBER(MATCH(AM$273,$N297:$S297,0)),-1,0)","v":0},{"$f":"IF(ISNUMBER(MATCH(AN$273,$H297:$M297,0)),1,0) + IF(ISNUMBER(MATCH(AN$273,$N297:$S297,0)),-1,0)","v":0},{"$f":"IF(ISNUMBER(MATCH(AO$273,$H297:$M297,0)),1,0) + IF(ISNUMBER(MATCH(AO$273,$N297:$S297,0)),-1,0)","v":0},{"$f":"IF(ISNUMBER(MATCH(AP$273,$H297:$M297,0)),1,0) + IF(ISNUMBER(MATCH(AP$273,$N297:$S297,0)),-1,0)","v":0}]
[null,"ITE load (L3)",{"$f":"SUMPRODUCT(TRANSPOSE(X298:AP298),_xlfn.ANCHORARRAY(V$274))","v":240},null,null,null,null,"w_cl_r1,l3","w_cl_r2,l3","w_cl_r3,l3",null,null,null,null,null,null,null,null,null,null,null,null,null,{"$f":"IF(ISNUMBER(MATCH(X$273,$H298:$M298,0)),1,0) + IF(ISNUMBER(MATCH(X$273,$N298:$S298,0)),-1,0)","v":0},{"$f":"IF(ISNUMBER(MATCH(Y$273,$H298:$M298,0)),1,0) + IF(ISNUMBER(MATCH(Y$273,$N298:$S298,0)),-1,0)","v":0},{"$f":"IF(ISNUMBER(MATCH(Z$273,$H298:$M298,0)),1,0) + IF(ISNUMBER(MATCH(Z$273,$N298:$S298,0)),-1,0)","v":0},{"$f":"IF(ISNUMBER(MATCH(AA$273,$H298:$M298,0)),1,0) + IF(ISNUMBER(MATCH(AA$273,$N298:$S298,0)),-1,0)","v":0},{"$f":"IF(ISNUMBER(MATCH(AB$273,$H298:$M298,0)),1,0) + IF(ISNUMBER(MATCH(AB$273,$N298:$S298,0)),-1,0)","v":0},{"$f":"IF(ISNUMBER(MATCH(AC$273,$H298:$M298,0)),1,0) + IF(ISNUMBER(MATCH(AC$273,$N298:$S298,0)),-1,0)","v":0},{"$f":"IF(ISNUMBER(MATCH(AD$273,$H298:$M298,0)),1,0) + IF(ISNUMBER(MATCH(AD$273,$N298:$S298,0)),-1,0)","v":0},{"$f":"IF(ISNUMBER(MATCH(AE$273,$H298:$M298,0)),1,0) + IF(ISNUMBER(MATCH(AE$273,$N298:$S298,0)),-1,0)","v":0},{"$f":"IF(ISNUMBER(MATCH(AF$273,$H298:$M298,0)),1,0) + IF(ISNUMBER(MATCH(AF$273,$N298:$S298,0)),-1,0)","v":0},{"$f":"IF(ISNUMBER(MATCH(AG$273,$H298:$M298,0)),1,0) + IF(ISNUMBER(MATCH(AG$273,$N298:$S298,0)),-1,0)","v":0},{"$f":"IF(ISNUMBER(MATCH(AH$273,$H298:$M298,0)),1,0) + IF(ISNUMBER(MATCH(AH$273,$N298:$S298,0)),-1,0)","v":0},{"$f":"IF(ISNUMBER(MATCH(AI$273,$H298:$M298,0)),1,0) + IF(ISNUMBER(MATCH(AI$273,$N298:$S298,0)),-1,0)","v":0},{"$f":"IF(ISNUMBER(MATCH(AJ$273,$H298:$M298,0)),1,0) + IF(ISNUMBER(MATCH(AJ$273,$N298:$S298,0)),-1,0)","v":0},{"$f":"IF(ISNUMBER(MATCH(AK$273,$H298:$M298,0)),1,0) + IF(ISNUMBER(MATCH(AK$273,$N298:$S298,0)),-1,0)","v":1},{"$f":"IF(ISNUMBER(MATCH(AL$273,$H298:$M298,0)),1,0) + IF(ISNUMBER(MATCH(AL$273,$N298:$S298,0)),-1,0)","v":1},{"$f":"IF(ISNUMBER(MATCH(AM$273,$H298:$M298,0)),1,0) + IF(ISNUMBER(MATCH(AM$273,$N298:$S298,0)),-1,0)","v":1},{"$f":"IF(ISNUMBER(MATCH(AN$273,$H298:$M298,0)),1,0) + IF(ISNUMBER(MATCH(AN$273,$N298:$S298,0)),-1,0)","v":0},{"$f":"IF(ISNUMBER(MATCH(AO$273,$H298:$M298,0)),1,0) + IF(ISNUMBER(MATCH(AO$273,$N298:$S298,0)),-1,0)","v":0},{"$f":"IF(ISNUMBER(MATCH(AP$273,$H298:$M298,0)),1,0) + IF(ISNUMBER(MATCH(AP$273,$N298:$S298,0)),-1,0)","v":0}]
[null,"ITE load (L4)",{"$f":"SUMPRODUCT(TRANSPOSE(X299:AP299),_xlfn.ANCHORARRAY(V$274))","v":175.20000000000002},null,null,null,null,"w_cl_r1,l4","w_cl_r2,l4","w_cl_r3,l4",null,null,null,null,null,null,null,null,null,null,null,null,null,{"$f":"IF(ISNUMBER(MATCH(X$273,$H299:$M299,0)),1,0) + IF(ISNUMBER(MATCH(X$273,$N299:$S299,0)),-1,0)","v":0},{"$f":"IF(ISNUMBER(MATCH(Y$273,$H299:$M299,0)),1,0) + IF(ISNUMBER(MATCH(Y$273,$N299:$S299,0)),-1,0)","v":0},{"$f":"IF(ISNUMBER(MATCH(Z$273,$H299:$M299,0)),1,0) + IF(ISNUMBER(MATCH(Z$273,$N299:$S299,0)),-1,0)","v":0},{"$f":"IF(ISNUMBER(MATCH(AA$273,$H299:$M299,0)),1,0) + IF(ISNUMBER(MATCH(AA$273,$N299:$S299,0)),-1,0)","v":0},{"$f":"IF(ISNUMBER(MATCH(AB$273,$H299:$M299,0)),1,0) + IF(ISNUMBER(MATCH(AB$273,$N299:$S299,0)),-1,0)","v":0},{"$f":"IF(ISNUMBER(MATCH(AC$273,$H299:$M299,0)),1,0) + IF(ISNUMBER(MATCH(AC$273,$N299:$S299,0)),-1,0)","v":0},{"$f":"IF(ISNUMBER(MATCH(AD$273,$H299:$M299,0)),1,0) + IF(ISNUMBER(MATCH(AD$273,$N299:$S299,0)),-1,0)","v":0},{"$f":"IF(ISNUMBER(MATCH(AE$273,$H299:$M299,0)),1,0) + IF(ISNUMBER(MATCH(AE$273,$N299:$S299,0)),-1,0)","v":0},{"$f":"IF(ISNUMBER(MATCH(AF$273,$H299:$M299,0)),1,0) + IF(ISNUMBER(MATCH(AF$273,$N299:$S299,0)),-1,0)","v":0},{"$f":"IF(ISNUMBER(MATCH(AG$273,$H299:$M299,0)),1,0) + IF(ISNUMBER(MATCH(AG$273,$N299:$S299,0)),-1,0)","v":0},{"$f":"IF(ISNUMBER(MATCH(AH$273,$H299:$M299,0)),1,0) + IF(ISNUMBER(MATCH(AH$273,$N299:$S299,0)),-1,0)","v":0},{"$f":"IF(ISNUMBER(MATCH(AI$273,$H299:$M299,0)),1,0) + IF(ISNUMBER(MATCH(AI$273,$N299:$S299,0)),-1,0)","v":0},{"$f":"IF(ISNUMBER(MATCH(AJ$273,$H299:$M299,0)),1,0) + IF(ISNUMBER(MATCH(AJ$273,$N299:$S299,0)),-1,0)","v":0},{"$f":"IF(ISNUMBER(MATCH(AK$273,$H299:$M299,0)),1,0) + IF(ISNUMBER(MATCH(AK$273,$N299:$S299,0)),-1,0)","v":0},{"$f":"IF(ISNUMBER(MATCH(AL$273,$H299:$M299,0)),1,0) + IF(ISNUMBER(MATCH(AL$273,$N299:$S299,0)),-1,0)","v":0},{"$f":"IF(ISNUMBER(MATCH(AM$273,$H299:$M299,0)),1,0) + IF(ISNUMBER(MATCH(AM$273,$N299:$S299,0)),-1,0)","v":0},{"$f":"IF(ISNUMBER(MATCH(AN$273,$H299:$M299,0)),1,0) + IF(ISNUMBER(MATCH(AN$273,$N299:$S299,0)),-1,0)","v":1},{"$f":"IF(ISNUMBER(MATCH(AO$273,$H299:$M299,0)),1,0) + IF(ISNUMBER(MATCH(AO$273,$N299:$S299,0)),-1,0)","v":1},{"$f":"IF(ISNUMBER(MATCH(AP$273,$H299:$M299,0)),1,0) + IF(ISNUMBER(MATCH(AP$273,$N299:$S299,0)),-1,0)","v":1}]
[null,"CDU",{"$f":"SUMPRODUCT(TRANSPOSE(X300:AP300),_xlfn.ANCHORARRAY(V$274))","v":0},null,null,null,null,"q_cl,l",null,null,null,null,null,null,null,null,null,null,null,null,null,null,null,{"$f":"IF(ISNUMBER(MATCH(X$273,$H300:$M300,0)),1,0) + IF(ISNUMBER(MATCH(X$273,$N300:$S300,0)),-1,0)","v":0},{"$f":"IF(ISNUMBER(MATCH(Y$273,$H300:$M300,0)),1,0) + IF(ISNUMBER(MATCH(Y$273,$N300:$S300,0)),-1,0)","v":0},{"$f":"IF(ISNUMBER(MATCH(Z$273,$H300:$M300,0)),1,0) + IF(ISNUMBER(MATCH(Z$273,$N300:$S300,0)),-1,0)","v":0},{"$f":"IF(ISNUMBER(MATCH(AA$273,$H300:$M300,0)),1,0) + IF(ISNUMBER(MATCH(AA$273,$N300:$S300,0)),-1,0)","v":0},{"$f":"IF(ISNUMBER(MATCH(AB$273,$H300:$M300,0)),1,0) + IF(ISNUMBER(MATCH(AB$273,$N300:$S300,0)),-1,0)","v":0},{"$f":"IF(ISNUMBER(MATCH(AC$273,$H300:$M300,0)),1,0) + IF(ISNUMBER(MATCH(AC$273,$N300:$S300,0)),-1,0)","v":0},{"$f":"IF(ISNUMBER(MATCH(AD$273,$H300:$M300,0)),1,0) + IF(ISNUMBER(MATCH(AD$273,$N300:$S300,0)),-1,0)","v":0},{"$f":"IF(ISNUMBER(MATCH(AE$273,$H300:$M300,0)),1,0) + IF(ISNUMBER(MATCH(AE$273,$N300:$S300,0)),-1,0)","v":0},{"$f":"IF(ISNUMBER(MATCH(AF$273,$H300:$M300,0)),1,0) + IF(ISNUMBER(MATCH(AF$273,$N300:$S300,0)),-1,0)","v":0},{"$f":"IF(ISNUMBER(MATCH(AG$273,$H300:$M300,0)),1,0) + IF(ISNUMBER(MATCH(AG$273,$N300:$S300,0)),-1,0)","v":0},{"$f":"IF(ISNUMBER(MATCH(AH$273,$H300:$M300,0)),1,0) + IF(ISNUMBER(MATCH(AH$273,$N300:$S300,0)),-1,0)","v":0},{"$f":"IF(ISNUMBER(MATCH(AI$273,$H300:$M300,0)),1,0) + IF(ISNUMBER(MATCH(AI$273,$N300:$S300,0)),-1,0)","v":0},{"$f":"IF(ISNUMBER(MATCH(AJ$273,$H300:$M300,0)),1,0) + IF(ISNUMBER(MATCH(AJ$273,$N300:$S300,0)),-1,0)","v":1},{"$f":"IF(ISNUMBER(MATCH(AK$273,$H300:$M300,0)),1,0) + IF(ISNUMBER(MATCH(AK$273,$N300:$S300,0)),-1,0)","v":0},{"$f":"IF(ISNUMBER(MATCH(AL$273,$H300:$M300,0)),1,0) + IF(ISNUMBER(MATCH(AL$273,$N300:$S300,0)),-1,0)","v":0},{"$f":"IF(ISNUMBER(MATCH(AM$273,$H300:$M300,0)),1,0) + IF(ISNUMBER(MATCH(AM$273,$N300:$S300,0)),-1,0)","v":0},{"$f":"IF(ISNUMBER(MATCH(AN$273,$H300:$M300,0)),1,0) + IF(ISNUMBER(MATCH(AN$273,$N300:$S300,0)),-1,0)","v":0},{"$f":"IF(ISNUMBER(MATCH(AO$273,$H300:$M300,0)),1,0) + IF(ISNUMBER(MATCH(AO$273,$N300:$S300,0)),-1,0)","v":0},{"$f":"IF(ISNUMBER(MATCH(AP$273,$H300:$M300,0)),1,0) + IF(ISNUMBER(MATCH(AP$273,$N300:$S300,0)),-1,0)","v":0}]
[null,"CRAH",{"$f":"SUMPRODUCT(TRANSPOSE(X301:AP301),_xlfn.ANCHORARRAY(V$274))","v":244.87297214569944},null,null,null,null,"q_cl,a",null,null,null,null,null,null,null,null,null,null,null,null,null,null,null,{"$f":"IF(ISNUMBER(MATCH(X$273,$H301:$M301,0)),1,0) + IF(ISNUMBER(MATCH(X$273,$N301:$S301,0)),-1,0)","v":0},{"$f":"IF(ISNUMBER(MATCH(Y$273,$H301:$M301,0)),1,0) + IF(ISNUMBER(MATCH(Y$273,$N301:$S301,0)),-1,0)","v":0},{"$f":"IF(ISNUMBER(MATCH(Z$273,$H301:$M301,0)),1,0) + IF(ISNUMBER(MATCH(Z$273,$N301:$S301,0)),-1,0)","v":0},{"$f":"IF(ISNUMBER(MATCH(AA$273,$H301:$M301,0)),1,0) + IF(ISNUMBER(MATCH(AA$273,$N301:$S301,0)),-1,0)","v":0},{"$f":"IF(ISNUMBER(MATCH(AB$273,$H301:$M301,0)),1,0) + IF(ISNUMBER(MATCH(AB$273,$N301:$S301,0)),-1,0)","v":0},{"$f":"IF(ISNUMBER(MATCH(AC$273,$H301:$M301,0)),1,0) + IF(ISNUMBER(MATCH(AC$273,$N301:$S301,0)),-1,0)","v":0},{"$f":"IF(ISNUMBER(MATCH(AD$273,$H301:$M301,0)),1,0) + IF(ISNUMBER(MATCH(AD$273,$N301:$S301,0)),-1,0)","v":0},{"$f":"IF(ISNUMBER(MATCH(AE$273,$H301:$M301,0)),1,0) + IF(ISNUMBER(MATCH(AE$273,$N301:$S301,0)),-1,0)","v":0},{"$f":"IF(ISNUMBER(MATCH(AF$273,$H301:$M301,0)),1,0) + IF(ISNUMBER(MATCH(AF$273,$N301:$S301,0)),-1,0)","v":0},{"$f":"IF(ISNUMBER(MATCH(AG$273,$H301:$M301,0)),1,0) + IF(ISNUMBER(MATCH(AG$273,$N301:$S301,0)),-1,0)","v":0},{"$f":"IF(ISNUMBER(MATCH(AH$273,$H301:$M301,0)),1,0) + IF(ISNUMBER(MATCH(AH$273,$N301:$S301,0)),-1,0)","v":0},{"$f":"IF(ISNUMBER(MATCH(AI$273,$H301:$M301,0)),1,0) + IF(ISNUMBER(MATCH(AI$273,$N301:$S301,0)),-1,0)","v":1},{"$f":"IF(ISNUMBER(MATCH(AJ$273,$H301:$M301,0)),1,0) + IF(ISNUMBER(MATCH(AJ$273,$N301:$S301,0)),-1,0)","v":0},{"$f":"IF(ISNUMBER(MATCH(AK$273,$H301:$M301,0)),1,0) + IF(ISNUMBER(MATCH(AK$273,$N301:$S301,0)),-1,0)","v":0},{"$f":"IF(ISNUMBER(MATCH(AL$273,$H301:$M301,0)),1,0) + IF(ISNUMBER(MATCH(AL$273,$N301:$S301,0)),-1,0)","v":0},{"$f":"IF(ISNUMBER(MATCH(AM$273,$H301:$M301,0)),1,0) + IF(ISNUMBER(MATCH(AM$273,$N301:$S301,0)),-1,0)","v":0},{"$f":"IF(ISNUMBER(MATCH(AN$273,$H301:$M301,0)),1,0) + IF(ISNUMBER(MATCH(AN$273,$N301:$S301,0)),-1,0)","v":0},{"$f":"IF(ISNUMBER(MATCH(AO$273,$H301:$M301,0)),1,0) + IF(ISNUMBER(MATCH(AO$273,$N301:$S301,0)),-1,0)","v":0},{"$f":"IF(ISNUMBER(MATCH(AP$273,$H301:$M301,0)),1,0) + IF(ISNUMBER(MATCH(AP$273,$N301:$S301,0)),-1,0)","v":0}]
[null,"Show/Hide"]

{"sheet":"Cooling Configure","index":11,"n_rows":66,"n_cols":14,"rows_kept":66,"cut":false,"hidden":false,"merged":[]}
[]
[null,"Cooling Configurator"]
[null,"Cooling","Default Air","Default Liquid","SE RD Air","SE RD Liquid"]
[null,"Pump","Default","Default","SE RD65","SE RD65"]
[null,"Compressor","Default","Default","SE RD65","SE RD65"]
[null,"FreeCooler","Default","Default","SE RD65","SE RD65"]
[null,"Fans","Default","Default","SE RD65","SE RD65"]
[null,"Tcws",20,30,27,40]
[null,"Tapp",5,5,5,5]
[null,"<<Show/Hide"]
[]
[null,"Cooling Library"]
[null,"Fans","Default","None","SE RD65","SE RD Liquid"]
[null,"Capacity"]
[null,"Fixed area"]
[null,"Proportional area",0.04,0,3.5000000000000003E-2]
[null,"Fixed cost"]
[null,"Proportional cost",500,0,500]
[null,"Proportional losses"]
[null,"COP",50,1000000000000,50]
[null,"Heat rejection to air-side"]
[null,"Heat rejection to liquid-side"]
[null,"Fixed water usage",0,0,0]
[null,"Proportional water usage",1.4,0,1.4]
[]
[null,"Compressor","Default","None","SE RD65","SE RD Liquid",null,null,null,null,null,null,null,"`"]
[null,"Capacity"]
[null,"Fixed area"]
[null,"Proportional area"]
[null,"Fixed cost"]
[null,"Proportional cost"]
[null,"Proportional losses"]
[null,"COP",3,1000000000000,4]
[null,"Heat rejection to air-side"]
[null,"Heat rejection to liquid-side"]
[null,"Fixed water usage"]
[null,"Proportional water usage"]
[]
[null,"FreeCooler","Default","None","SE RD65","SE RD Liquid"]
[null,"Capacity"]
[null,"Fixed area"]
[null,"Proportional area"]
[null,"Fixed cost"]
[null,"Proportional cost"]
[null,"Proportional losses"]
[null,"COP",400,1000000000000,500]
[null,"Heat rejection to air-side"]
[null,"Heat rejection to liquid-side"]
[null,"Fixed water usage"]
[null,"Proportional water usage"]
[]
[null,"Pump","Default","None","SE RD65","SE RD Liquid"]
[null,"Capacity"]
[null,"Fixed area"]
[null,"Proportional area"]
[null,"Fixed cost"]
[null,"Proportional cost"]
[null,"Proportional losses"]
[null,"COP",400,1000000000000,405]
[null,"Heat rejection to air-side"]
[null,"Heat rejection to liquid-side"]
[null,"Fixed water usage"]
[null,"Proportional water usage"]
[]
[null,"Cooling Redundancy","N","N+1","2N","2N"]
[null,"<<Show/Hide"]

{"sheet":"Power Configure","index":12,"n_rows":84,"n_cols":5,"rows_kept":84,"cut":false,"hidden":false,"merged":[]}
[]
[null,1,2,3,4]
[]
[null,"Power Configurator"]
[null,"Power","Default","SE RD Crit","SE RD Mech"]
[null,"TX","Default","SE RD65","SE RD65"]
[null,"Genset","Default","SE RD65","SE RD65"]
[null,"SWB","Default","SE RD65","SE RD65"]
[null,"UPS","Default","SE RD65","None"]
[null,"Chiller","Default","SE RD65","None"]
[null,"<<Show/Hide"]
[]
[]
[]
[null,"Genset","Default","None","SE RD65"]
[null,"Capacity"]
[null,"Fixed area"]
[null,"Proportional area",0.02,0,2.5999999999999999E-2]
[null,"Fixed cost"]
[null,"Proportional cost",500,0,500]
[null,"Proportional losses"]
[null,"COP"]
[null,"Heat rejection to air-side"]
[null,"Heat rejection to liquid-side"]
[null,"Fixed water usage"]
[null,"Proportional water usage"]
[]
[]
[null,"Power Library"]
[null,"TX","Default","None","SE RD65"]
[null,"Capacity"]
[null,"Fixed area"]
[null,"Proportional area",0.04,0,0.04]
[null,"Fixed cost"]
[null,"Proportional cost",500,0,500]
[null,"Proportional losses",0.04,0,0.01]
[null,"COP"]
[null,"Heat rejection to air-side"]
[null,"Heat rejection to liquid-side"]
[null,"Fixed water usage"]
[null,"Proportional water usage"]
[]
[]
[null,"SWB","Default","None","SE RD65"]
[null,"Capacity"]
[null,"Fixed area"]
[null,"Proportional area",0.03,0,0.04]
[null,"Fixed cost"]
[null,"Proportional cost",500,0,500]
[null,"Proportional losses",0.01,0,0.01]
[null,"COP"]
[null,"Heat rejection to air-side"]
[null,"Heat rejection to liquid-side"]
[null,"Fixed water usage"]
[null,"Proportional water usage"]
[]
[null,"UPS","Default","None","SE RD65"]
[null,"Capacity"]
[null,"Fixed area"]
[null,"Proportional area",0.03,0,3.1E-2]
[null,"Fixed cost"]
[null,"Proportional cost",500,0,434]
[null,"Proportional losses",0.02,0,0.01]
[null,"COP"]
[null,"Heat rejection to air-side"]
[null,"Heat rejection to liquid-side"]
[null,"Fixed water usage"]
[null,"Proportional water usage"]
[]
[null,"Chiller","Default","None","SE RD65"]
[null,"Capacity"]
[null,"Fixed area"]
[null,"Proportional area",0.03,0,0.02]
[null,"Fixed cost"]
[null,"Proportional cost",500,0,324]
[null,"Proportional losses"]
[null,"COP",20,1000000000000,22]
[null,"Heat rejection to air-side"]
[null,"Heat rejection to liquid-side"]
[null,"Fixed water usage"]
[null,"Proportional water usage"]
[]
[null,"Power Redundancy","N","N+1","2N"]
[null,"<<Show/Hide"]

{"sheet":"Rack Configure","index":13,"n_rows":52,"n_cols":28,"rows_kept":52,"cut":false,"hidden":false,"merged":[[36,1,37,1]]}
[]
[]
[null,"Rack margins","Default",null,"Rack Margins"]
[null,"Rack (U)",{"$f":"'Rack Configure'!F4","v":30},null,"Rack (U)",{"$f":"C50-SUMPRODUCT(D40:H40,D50:H50)","v":30}]
[null,"rPDU (%kWe)",{"$f":"'Rack Configure'!F5","v":"NA"},null,"rPDU (%kWe)",{"$f":"IF(AND(D40>0,ISNUMBER(D41)),D40*D41/D42-1,\"NA\")","v":"NA"}]
[null,"rCDU (%kWt)",{"$f":"'Rack Configure'!F6","v":"NA"},null,"rCDU (%kWt)",{"$f":"IF(AND(H40>0,ISNUMBER(H41)),H40*H41/H42-1,\"NA\")","v":"NA"}]
[]
[]
[null,"Rack Configurator"]
[null,null,"Default","None","IT-12air","IT-40air","IT-73dtc-l2a","IT-73dtc-l2l","NET-15a","NET-40a"]
[null,"Rack enclosure","air-rack","None","air-rack","air-rack","dtc-l2a-rack","dtc-l2l-rack","air-rack","air-rack"]
[null,"rPDU","Default","None","Vertical_rPDU","Powershelf","Powershelf","Powershelf","Vertical_rPDU","Powershelf"]
[null,null,2,0,2,2,3,3,2,2]
[null,"Chassis","Default","None","Compute-air","Compute-air","AI-dtc","AI-dtc","NET-air","NET-air"]
[null,null,12,0,6,20,9,9,15,40]
[null,"Chassis","None","None","None","None","None","None","None","None"]
[null,null,0,0,0,0,0,0,0,0]
[null,"Chassis","None","None","None","None","None","None","None","None"]
[null,null,0,0,0,0,0,0,0,0]
[null,"rCDU","Default","None","None","None","IT73-dtc-l2a","None","None","None"]
[null,null,0,0,0,0,1,0,0,0]
[]
[null,"Rack Library","Default","None","IT-12air","IT-40air","IT-73dtc-l2a","IT-73dtc-l2l","NET-15a","NET-40a",null,null,{"$f":"'Rack Configure'!C3","v":"Default"}]
[null,"Load",12.121212121212121,0,12.121212121212121,40.404040404040408,74.62222222222222,73.737373737417983,15.151515151515152,40.404040404040408,null,null,{"$f":"'Rack Configure'!C42","v":12.121212121212121}]
[null,"Fixed area",1.44,0,1.44,1.44,2.88,2.1599999999999997,1.44,1.44,null,null,{"$f":"'Rack Configure'!C43","v":1.44}]
[null,"Proportional area"]
[null,"Unit cost",3837.121212121212,0,4625,6625,70825,40825,4625,6625,null,null,{"$f":"'Rack Configure'!C45","v":3837.121212121212}]
[null,"Proportional cost"]
[null,"Losses (eg. fans, PSUs)"]
[null,"COP"]
[null,"Heat rejection to air-side",1,0,1,1,1,0.40599999999976238,1,1,null,null,{"$f":"'Rack Configure'!C49","v":1}]
[null,"ITE load efficiency (L2)"]
[null,"ITE load efficiency (L3)",0.99,0,0.99,0.98999999999999988,0.97826086956521741,0.98999999999940591,0.99,0.98999999999999988,null,null,{"$f":"'Rack Configure'!C51","v":0.99}]
[null,"ITE load efficiency (L4)",0.72270000000000001,0,0.72270000000000001,0.7226999999999999,0.78260869565217406,0.79199999999952486,0.7226999999999999,0.7226999999999999,null,null,{"$f":"'Rack Configure'!C52","v":0.72270000000000001}]
[null,"<<Show/Hide"]
[]
[null,"Rack calculator"]
[null,null,"Rack enclosure","rPDU","Chassis","Chassis","Chassis","rCDU"]
[null,{"$f":"'Rack Configure'!C3","v":"Default"},{"$f":"HLOOKUP($B$39,rack_configs[#All],2,FALSE)","v":"air-rack"},{"$f":"HLOOKUP($B$39,rack_configs[#All],3,FALSE)","v":"Default"},{"$f":"HLOOKUP($B$39,rack_configs[#All],5,FALSE)","v":"Default"},{"$f":"HLOOKUP($B$39,rack_configs[#All],7,FALSE)","v":"None"},{"$f":"HLOOKUP($B$39,rack_configs[#All],9,FALSE)","v":"None"},{"$f":"HLOOKUP($B$39,rack_configs[#All],11,FALSE)","v":"Default"}]
[null,"Number off units",null,{"$f":"IF(D39=\"None\",0,HLOOKUP($B$39,rack_configs[#All],4,FALSE))","v":2},{"$f":"IF(E39=\"None\",0,HLOOKUP($B$39,rack_configs[#All],6,FALSE))","v":12},{"$f":"IF(F39=\"None\",0,HLOOKUP($B$39,rack_configs[#All],8,FALSE))","v":0},{"$f":"IF(G39=\"None\",0,HLOOKUP($B$39,'Rack Configure'!$C$10:$J$21,10,FALSE))","v":0},{"$f":"IF(H39=\"None\",0,HLOOKUP($B$39,rack_configs[#All],12,FALSE))","v":0}]
[2,"Capacity (unit)",null,{"$f":"HLOOKUP(D$39,INDIRECT(D$38&\"[#All]\"),$A41,FALSE)","v":"NA"},null,null,null,{"$f":"HLOOKUP(H$39,INDIRECT(H$38&\"[#All]\"),$A41,FALSE)","v":"NA"}]
[null,"Load",{"$f":"'Data Room Configure'!C248","v":12.121212121212121},{"$f":"'Data Room Configure'!C248","v":12.121212121212121},{"$f":"HLOOKUP(E$39,INDIRECT(E$38&\"[#All]\"),$A41,FALSE)","v":1},{"$f":"HLOOKUP(F$39,INDIRECT(F$38&\"[#All]\"),$A41,FALSE)","v":0},{"$f":"HLOOKUP(G$39,INDIRECT(G$38&\"[#All]\"),$A41,FALSE)","v":0},{"$f":"'Data Room Configure'!C251","v":0}]
[{"$f":"A41+1","v":3},"Fixed area",{"$f":"HLOOKUP(C39,rack_solutions[#All],9,FALSE)","v":1.44}]
[{"$f":"A43+1","v":4},"Proportional area"]
[5,"Unit cost (if known)",{"$f":"HLOOKUP(C39,rack_solutions[#All],10,FALSE)+D40*IF(ISNUMBER(D41),D45+D46*D41,D45+D46*D42)+H40*IF(ISNUMBER(H41),(H45+H46*H41),H45+H46*H42)","v":3837.121212121212},{"$f":"HLOOKUP(D$39,INDIRECT(D$38&\"[#All]\"),$A45,FALSE)","v":0},null,null,null,{"$f":"HLOOKUP(H$39,INDIRECT(H$38&\"[#All]\"),$A45,FALSE)","v":0}]
[6,"Power-based cost estimate",null,{"$f":"HLOOKUP(D$39,INDIRECT(D$38&\"[#All]\"),$A46,FALSE)","v":50},null,null,null,0]
[7,"Losses (eg. fans and PSUs)",null,{"$f":"HLOOKUP(D$39,INDIRECT(D$38&\"[#All]\"),$A47,FALSE)","v":0.01},{"$f":"HLOOKUP(E$39,INDIRECT(E$38&\"[#All]\"),$A47,FALSE)","v":0.27},{"$f":"HLOOKUP(F$39,INDIRECT(F$38&\"[#All]\"),$A47,FALSE)","v":0},{"$f":"HLOOKUP(G$39,INDIRECT(G$38&\"[#All]\"),$A47,FALSE)","v":0},0.02]
[8,"COP",null,null,null,null,null,50]
[9,"Heat rejection to air-side",{"$f":"IF('Data Room Configure'!$C$248>0,'Data Room Configure'!C253/'Data Room Configure'!$C$248,)","v":1},{"$f":"HLOOKUP(D$39,INDIRECT(D$38&\"[#All]\"),$A49,FALSE)","v":1},1,1,1,0.05]
[10,"Height",{"$f":"HLOOKUP(C39,rack_solutions[#All],2,FALSE)","v":42},0,1,0,0,4]
[11,"ITE load efficiency (L3)",{"$f":"IF('Data Room Configure'!$C$248>0,'Data Room Configure'!C249/'Data Room Configure'!$C$248,)","v":0.99}]
[12,"ITE load efficiency (L4)",{"$f":"IF('Data Room Configure'!$C$248>0,'Data Room Configure'!C250/'Data Room Configure'!$C$248,)","v":0.72270000000000001},null,{"$f":"HLOOKUP(E$39,INDIRECT(E$38&\"[#All]\"),$A52,FALSE)","v":0.73},{"$f":"HLOOKUP(F$39,INDIRECT(F$38&\"[#All]\"),$A52,FALSE)","v":0},{"$f":"HLOOKUP(G$39,INDIRECT(G$38&\"[#All]\"),$A52,FALSE)","v":0},null,null,null,null,null,null,null,null,null,null,null,null,null,"n",{"$f":"AA52-Y52+1","v":20},null,"X",{"$f":"ROW('Data Room Configure'!X224)","v":224},"AQ",{"$f":"ROW('Data Room Configure'!X243)","v":243},"AS"]

{"sheet":"Cluster Configure","index":14,"n_rows":0,"n_cols":0,"rows_kept":0,"cut":false,"hidden":false,"merged":[]}

{"sheet":"Data Room Equipment","index":15,"n_rows":25,"n_cols":6,"rows_kept":25,"cut":false,"hidden":false,"merged":[]}
[]
[null,"Rack Equipment Library"]
[null,"Rack enclosure","None","air-rack","dtc-l2a-rack","dtc-l2l-rack"]
[null,"capacity: height",0,42,42,42]
[null,"area: width",0,0.6,0.6,0.6]
[null,"area: depth",0,1.2,2.4,1.2]
[null,"area: aisle",0,1.2,2.4,2.4]
[null,"cost: basic structure",0,1625,{"$f":"1625","v":1625},{"$f":"1625","v":1625}]
[null,"cost: cooling manifolds",0,0,{"$f":"32200+10000","v":42200},32200]
[null,"cost: aisle containment",0,1000,1000,1000]
[null,"solution: area",{"$f":"C5*(C6+C7)","v":0},{"$f":"D5*(D6+D7)","v":1.44},{"$f":"E5*(E6+E7)","v":2.88},{"$f":"F5*(F6+F7)","v":2.1599999999999997}]
[null,"solution: cost",{"$f":"SUM(C8:C10)","v":0},{"$f":"SUM(D8:D10)","v":2625},{"$f":"SUM(E8:E10)","v":44825},{"$f":"SUM(F8:F10)","v":34825}]
[]
[null,"rPDU","Default","None","Vertical_rPDU","Powershelf"]
[null,"Capacity","NA",0,15,50]
[null,"Fixed area"]
[null,"Proportional area"]
[null,"Unit cost (if known)",null,0,1000,2000]
[null,"Power-based cost estimate",50]
[null,"Losses (eg. fans, PSUs)",0.01,0,0.01,0.01]
[null,"COP"]
[null,"Heat rejection to air-side",1,1,1,1]
[null,"Height",0,0,0,1]
[null,"ITE load efficiency (L3)"]
[null,"ITE load efficiency (L4)"]

{"sheet":"Data","index":16,"n_rows":73,"n_cols":12,"rows_kept":73,"cut":false,"hidden":false,"merged":[[33,1,34,1],[37,1,38,1],[39,1,40,1],[35,1,36,1]]}
[]
[]
[]
[null,"rCDU","Default","None","IT73-dtc-l2a"]
[null,"Capacity","NA",0,100]
[null,"Fixed area"]
[null,"Proportional area"]
[null,"Unit cost (if known)",null,0,20000]
[null,"Power-based cost estimate",0,0,0]
[null,"Losses (eg. fans, PSUs)",0.02,0,0.02]
[null,"COP",50,1000000000000,50]
[null,"Heat rejection to air-side",0.05,0,1]
[null,"Height",4,0,0]
[null,"ITE load efficiency (L3)"]
[null,"ITE load efficiency (L4)"]
[]
[null,"Chassis","Default","None","NET-air","Compute-air","AI-dtc"]
[null,"Load",1,0,1,2,{"$f":"73/9","v":8.1111111111111107}]
[null,"Fixed area"]
[null,"Proportional area"]
[null,"Unit cost (if known)"]
[null,"Power-based cost estimate"]
[null,"Losses (eg. fans, PSUs)",0.27,0,0.27,0.27,0.2]
[null,"COP"]
[null,"Heat rejection to air-side",1,1,1,1,0.4]
[null,"Height",1,0,1,1,4]
[null,"ITE load efficiency (L3)"]
[null,"ITE load efficiency (L4)",{"$f":"1-C23","v":0.73},0,{"$f":"1-E23","v":0.73},{"$f":"1-F23","v":0.73},{"$f":"1-G23","v":0.8}]
[null,"Show/Hide"]
[]
[null,"Cluster Configurator"]
[null,null,"Default","None","IT-12air","IT-40air","IT-73dtc-l2a_1","IT-73-dtc-l2l_1","IT-73dtc-l2l_2",null,"Cluster margins","Default"]
[null,"Cluster enclosure","Default","None","12air","40air","dtc1","dtc1","dtc2",null,"PDU (%kWe)",{"$f":"'Data Room Configure'!J258","v":"NA"}]
[null,"PDU","Default","None","SE RD99","SE RD99","SE RD99","SE RD99","SE RD99"]
[null,null,2,0,1,2,2,2,2]
[null,"Rack","Default","None","Default","IT-40air","IT-73dtc-l2a","IT-73dtc-l2l","IT-73dtc-l2l"]
[null,null,20,0,20,8,4,4,4]
[null,"Rack","None","None","None","NET-15a","NET-40a","NET-40a","NET-40a"]
[null,null,0,0,0,2,4,4,4]
[null,"Rack","None","None","None","None","None","None","None"]
[null,null,0,0,0,0,0,0,0]
[]
[null,"Cluster Library","Default","None","IT-12air","IT-40air","IT-73dtc-l2a_1","IT-73-dtc-l2l_1","IT-73dtc-l2l_2",null,null,{"$f":"L32","v":"Default"}]
[null,"Load",244.87297214569944,0,244.87297214569944,357.10641771247839,464.75257626772782,461.17743087457939,461.17743087457939,null,null,{"$f":"'Data Room Configure'!C261","v":244.87297214569944}]
[null,"Fixed area",60.655426997245129,0,60.84,117.12,163.68000000000004,146.40000000000003,56.170833333333327,null,null,{"$f":"'Data Room Configure'!C262","v":60.655426997245129}]
[null,"Proportional area"]
[null,"Unit cost (if known)",125717.01867156412,0,126742.42424242424,162250,409800,289800,289800,null,null,{"$f":"'Data Room Configure'!C264","v":125717.01867156412}]
[null,"Power-based cost estimate"]
[null,"Losses (eg. fans, PSUs)"]
[null,"COP"]
[null,"Heat rejection to air-side",1,1,1,1,1,0.62010283185817439,0.62010283185817439,null,null,{"$f":"'Data Room Configure'!C268","v":1}]
[null,"ITE load efficiency (L2)",0.99,0,0.99,0.98999999999999988,0.98999999999999988,0.99,0.99,null,null,{"$f":"'Data Room Configure'!C269","v":0.99}]
[null,"ITE load efficiency (L3)",0.98009999999999997,0,0.98009999999999997,0.98009999999999986,0.97256050440830366,0.98009999999961994,0.98009999999961994,null,null,{"$f":"'Data Room Configure'!C270","v":0.98009999999999997}]
[null,"ITE load efficiency (L4)",0.71547300000000003,0,0.71547300000000003,0.7154729999999998,0.75394955916962314,0.75979433628289128,0.75979433628289128,null,null,{"$f":"'Data Room Configure'!C271","v":0.71547300000000003}]
[null,"Show/Hide"]
[]
[null,"Cluster Equipment Library"]
[null,"Cluster Solutions","Default","None","12air","40air","dtc1","dtc2"]
[null,"solution: density",0.55555555555555602,1,0.55555555555555547,0.20833333333333331,0.16666666666666663,0.43438914027149322]
[]
[null,"PDU","Default","None","SE RD99"]
[null,"Capacity","NA",0,500]
[null,"Fixed area",null,0,5]
[null,"Proportional area",{"$f":"E63/E62","v":0.01}]
[null,"Unit cost (if known)",null,0,50000]
[null,"Power-based cost estimate",{"$f":"E65/E62","v":100}]
[null,"Losses (eg. fans, PSUs)",0.01,0,0.01]
[null,"COP"]
[null,"Heat rejection to air-side"]
[null,"ITE load efficiency (L2)"]
[null,"ITE load efficiency (L3)"]
[null,"ITE load efficiency (L4)"]
[null,"Show/Hide"]

{"sheet":"Output","index":17,"n_rows":57,"n_cols":7,"rows_kept":57,"cut":false,"hidden":false,"merged":[]}
[]
[null,"OCP CE TCO tool v1.11",null," Library"]
[null,null,null,"Power ","edit.."]
[{"$f":"IF(C3,\"=1\",\"\")","v":""},null,null,"Cooling","edit.."]
[{"$f":"IF(C4,\"=2\",\"\")","v":""},null,null,"Data","edit.."]
[{"$f":"IF(C5,\"=3\",\"\")","v":""}]
[null,"Level filter"]
[0,"Resource metrics",null,{"$f":"Input!E9","v":"Benchmark  Case"}]
[1,"PUE (Power Use Effectiveness)","L3",{"$f":"'IT Load Datarooms Calculate'!E78","v":1.1229106953682839},null,null,{"$f":"Input!V5","v":0}]
[3,null,"L4",{"$f":"'IT Load Datarooms Calculate'!E79","v":1.4943961221778757}]
[2,"Energy Reuse Factor (ERF)",null,{"$f":"Summary!E131","v":0.16075567274410787}]
[2,"Water Use Effectiveness (WUE)",null,{"$f":"Summary!E132","v":1.4801077488649084}]
[3,"Carbon Use Effectiveness (CUE)",null,{"$f":"Summary!E133","v":0.41435404659089681}]
[2,"Environment zone: reference city",null,{"$f":"Summary!E134","v":"RD99 Paris"}]
[0]
[0,"Resource breakdown",null,{"$f":"D8","v":"Benchmark  Case"}]
[1,"Total facility power",null,{"$f":"'IT Load Datarooms Calculate'!E52","v":4287.2730349161084}]
[3,"ITE power L1 (UPS outputs)",null,{"$f":"Summary!E24","v":3910.1815308324744}]
[3,"ITE power L2 (PDU outputs)",null,{"$f":"Summary!E25","v":3856.5656565663649}]
[1,"ITE power L3 (rPDU outputs)",null,{"$f":"'IT Load Datarooms Calculate'!E72","v":3818}]
[3,"ITE power L4 (node inputs)",null,{"$f":"Summary!E27","v":2868.9000000000005}]
[3,"Workload density",null,{"$f":"Summary!E28","v":2.7869542550538995}]
[1,"Losses","critical",{"$f":"Summary!E31","v":126.39151292096378}]
[1,null,"datarooms",{"$f":"Summary!E32","v":145.21670841899311}]
[1,null,"mechanical",{"$f":"Summary!E33","v":116.9079172954915}]
[2,"Water usage","utility",{"$f":"Summary!E35","v":67601.721214557198}]
[2,null,"equipment",{"$f":"Summary!E36","v":50003.242559661798}]
[2,"Floor area","facilities",{"$f":"Summary!E39","v":1505.5897102763211}]
[2,null,"datarooms",{"$f":"Summary!E40","v":1029.4033333333332}]
[3,null,"overall",{"$f":"Summary!E41","v":3517.4018320245714}]
[3,"Heat recovery rate potential",null,{"$f":"Summary!E43","v":689.20346096561207}]
[3,"CO2e: utility",null,{"$f":"Summary!E44","v":13858.352848984227}]
[0]
[0,"Financial metrics",null,{"$f":"D8","v":"Benchmark  Case"}]
[1,"CAPEX","total",{"$f":"Summary!F86","v":33979975.28147576}]
[2,null,"total per workload",{"$f":"Summary!F88","v":11.844252250505683}]
[2,null,"initial investment",{"$f":"Summary!F61","v":-10193992.584442729}]
[2,null,"annual loan payments",{"$f":"Summary!F62","v":-2449070.5218797638}]
[1,"OPEX","annual payments",{"$f":"Summary!F87","v":44429332.267158791}]
[0]
[0,"Financial breakdown",null,{"$f":"D8","v":"Benchmark  Case"}]
[1,"CAPEX","power equip.",{"$f":"Summary!F73","v":18855747.375843149}]
[1,null,"cooling equip.",{"$f":"Summary!F74","v":2449333.2516681594}]
[1,null,"data equip.",{"$f":"Summary!F75","v":3548919.6969696973}]
[1,null,"core and shell",{"$f":"Summary!F76","v":4562987.4784973776}]
[1,null,"fit-out",{"$f":"Summary!F77","v":4562987.4784973776}]
[2,null,"annual depreciation on 18 year schedule",{"$f":"Summary!F63","v":-1690614.1991392258}]
[2,null,"annual depreciation on 6 year schedule",{"$f":"Summary!F64","v":-591486.61616161617}]
[1,"OPEX","electrical",{"$f":"Summary!F79","v":43496819.390509777}]
[1,null,"maintenance",{"$f":"Summary!F80","v":882509.63408935152}]
[1,null,"water",{"$f":"Summary!F81","v":50003.242559661798}]
[1,null,"heat recovery",{"$f":"Summary!F82","v":0}]
[2,null,"Annual revenue to break even",{"$f":"Summary!F68","v":45528655.7107068}]
[2,null,"Monthly revenue per critical power",{"$f":"Summary!F69","v":1322.4771314994944}]
[2,"NPV","net present value",{"$f":"'Financial Model'!M349","v":-577739833.20186126}]
[2,null,"if red cross then re-run goalseek in tab",{"$f":"ABS(INDIRECT(\"'\"&Input!E$9&\"'!e106\"))","v":{"$error":"#REF!"}}]
[null,null,null,{"$f":"'Financial Model'!N349","v":0}]

{"sheet":"Weather for Site","index":18,"n_rows":111,"n_cols":27,"rows_kept":111,"cut":false,"hidden":false,"merged":[]}
[]
[null,null,null,null,"Result",{"$f":"Output!$D$55","v":-577739833.20186126}]
[null,null,null,null,"Fixed",-577739833.20186126]
[]
[]
[null,null,null,"scenario","eco LT","eco HT",{"$f":"G13","v":"0A"},"0B","1A","1B","2A","2B","3A","3B","3C","4A","4B","4C","5A","5B","5C","6A","6B",7,8,"RD99 Paris","Singapore"]
[null,null,null,1,{"$f":"TRANSPOSE('Regional Weather'!J6:L7)","v":1},1,{"$f":"SUMIFS(_xlfn.ANCHORARRAY(G$14),$E$14:$E$109,\"=\"&$E7,$F$14:$F$109,\"=\"&$F7)/G$110","v":0.56084474885844748},0.48515981735159819,0.76689497716894972,0.49143835616438358,0.77785388127853883,0.58904109589041098,0.82043378995433791,0.80228310502283107,0.99942922374429222,0.85605022831050226,{"$f":"SUMIFS(_xlfn.ANCHORARRAY(Q$14),$E$14:$E$109,\"=\"&$E7,$F$14:$F$109,\"=\"&$F7)/Q$110","v":0.8823059360730594},0.97283105022831051,0.94623287671232881,0.97945205479452058,0.98732876712328765,0.98778538812785388,0.96678082191780823,0.97910958904109591,0.99942922374429222,0.98356164383561639,0.44121004566210048]
[null,null,null,2,0,1,0.43915525114155252,0.42831050228310502,0.23310502283105022,0.38207762557077624,0.22203196347031964,0.37397260273972605,0.17956621004566209,0.19771689497716896,5.7077625570776253E-4,0.14360730593607307,0.11769406392694064,2.7168949771689498E-2,5.3767123287671234E-2,2.0547945205479451E-2,1.2671232876712329E-2,1.2214611872146119E-2,3.3219178082191783E-2,2.0890410958904111E-2,5.7077625570776253E-4,1.643835616438356E-2,0.55878995433789957]
[null,null,null,3,0,0,0,8.6529680365296804E-2,0,0.12648401826484018,1.1415525114155251E-4,3.6986301369863014E-2,0,0,0,3.4246575342465754E-4,0,0,0,0,0,0,0,0,0,0,0]
[]
[]
[null,null,null,"TMY 1C temperature bins"]
[null,null,null,"t_db bin","LT ","HT",{"$f":"weather!C6","v":"0A"},{"$f":"weather!D6","v":"0B"},{"$f":"weather!E6","v":"1A"},{"$f":"weather!F6","v":"1B"},{"$f":"weather!G6","v":"2A"},{"$f":"weather!H6","v":"2B"},{"$f":"weather!I6","v":"3A"},{"$f":"weather!J6","v":"3B"},{"$f":"weather!K6","v":"3C"},{"$f":"weather!L6","v":"4A"},{"$f":"weather!M6","v":"4B"},{"$f":"weather!N6","v":"4C"},{"$f":"weather!O6","v":"5A"},{"$f":"weather!P6","v":"5B"},{"$f":"weather!Q6","v":"5C"},{"$f":"weather!R6","v":"6A"},{"$f":"weather!S6","v":"6B"},{"$f":"weather!T6","v":7},{"$f":"weather!U6","v":8},{"$f":"weather!V6","v":"RD99 Paris"},{"$f":"weather!W6","v":"RD99 Singapore"}]
[null,null,null,-45,{"$f":"IF(D14<='Regional Weather'!$G$6,1,0)","v":1},{"$f":"IF(D14<='Regional Weather'!$G$7,1,0)","v":1},{"$f":"FREQUENCY(weather!C7:C8766,$D$14:$D$108)","v":0},{"$f":"FREQUENCY(weather!D7:D8766,$D$14:$D$108)","v":0},{"$f":"FREQUENCY(weather!E7:E8766,$D$14:$D$108)","v":0},{"$f":"FREQUENCY(weather!F7:F8766,$D$14:$D$108)","v":0},{"$f":"FREQUENCY(weather!G7:G8766,$D$14:$D$108)","v":0},{"$f":"FREQUENCY(weather!H7:H8766,$D$14:$D$108)","v":0},{"$f":"FREQUENCY(weather!I7:I8766,$D$14:$D$108)","v":0},{"$f":"FREQUENCY(weather!J7:J8766,$D$14:$D$108)","v":0},{"$f":"FREQUENCY(weather!K7:K8766,$D$14:$D$108)","v":0},{"$f":"FREQUENCY(weather!L7:L8766,$D$14:$D$108)","v":0},{"$f":"FREQUENCY(weather!M7:M8766,$D$14:$D$108)","v":0},{"$f":"FREQUENCY(weather!N7:N8766,$D$14:$D$108)","v":0},{"$f":"FREQUENCY(weather!O7:O8766,$D$14:$D$108)","v":0},{"$f":"FREQUENCY(weather!P7:P8766,$D$14:$D$108)","v":0},{"$f":"FREQUENCY(weather!Q7:Q8766,$D$14:$D$108)","v":0},{"$f":"FREQUENCY(weather!R7:R8766,$D$14:$D$108)","v":0},{"$f":"FREQUENCY(weather!S7:S8766,$D$14:$D$108)","v":0},{"$f":"FREQUENCY(weather!T7:T8766,$D$14:$D$108)","v":0},{"$f":"FREQUENCY(weather!U7:U8766,$D$14:$D$108)","v":0},{"$f":"FREQUENCY(weather!V7:V8766,$D$14:$D$108)","v":0},{"$f":"FREQUENCY(weather!W7:W8766,$D$14:$D$108)","v":0}]
[null,null,null,{"$f":"D14+1","v":-44},{"$f":"IF(D15<='Regional Weather'!$G$6,1,0)","v":1},{"$f":"IF(D15<='Regional Weather'!$G$7,1,0)","v":1},0,0,0,0,0,0,0,0,0,0,0,0,0,0,0,0,0,0,0,0,0]
[null,null,null,-43,{"$f":"IF(D16<='Regional Weather'!$G$6,1,0)","v":1},{"$f":"IF(D16<='Regional Weather'!$G$7,1,0)","v":1},0,0,0,0,0,0,0,0,0,0,0,0,0,0,0,0,0,0,0,0,0]
[null,null,null,-42,{"$f":"IF(D17<='Regional Weather'!$G$6,1,0)","v":1},{"$f":"IF(D17<='Regional Weather'!$G$7,1,0)","v":1},0,0,0,0,0,0,0,0,0,0,0,0,0,0,0,0,0,0,0,0,0]
[null,null,null,-41,{"$f":"IF(D18<='Regional Weather'!$G$6,1,0)","v":1},{"$f":"IF(D18<='Regional Weather'!$G$7,1,0)","v":1},0,0,0,0,0,0,0,0,0,0,0,0,0,0,0,0,0,0,0,0,0]
[null,null,null,-40,{"$f":"IF(D19<='Regional Weather'!$G$6,1,0)","v":1},{"$f":"IF(D19<='Regional Weather'!$G$7,1,0)","v":1},0,0,0,0,0,0,0,0,0,0,0,0,0,0,0,0,0,0,3,0,0]
[null,null,null,-39,{"$f":"IF(D20<='Regional Weather'!$G$6,1,0)","v":1},{"$f":"IF(D20<='Regional Weather'!$G$7,1,0)","v":1},0,0,0,0,0,0,0,0,0,0,0,0,0,0,0,0,0,0,9,0,0]
[null,null,null,-38,{"$f":"IF(D21<='Regional Weather'!$G$6,1,0)","v":1},{"$f":"IF(D21<='Regional Weather'!$G$7,1,0)","v":1},0,0,0,0,0,0,0,0,0,0,0,0,0,0,0,0,0,0,25,0,0]
[null,null,null,-37,{"$f":"IF(D22<='Regional Weather'!$G$6,1,0)","v":1},{"$f":"IF(D22<='Regional Weather'!$G$7,1,0)","v":1},0,0,0,0,0,0,0,0,0,0,0,0,0,0,0,0,0,0,19,0,0]
[null,null,null,-36,{"$f":"IF(D23<='Regional Weather'!$G$6,1,0)","v":1},{"$f":"IF(D23<='Regional Weather'!$G$7,1,0)","v":1},0,0,0,0,0,0,0,0,0,0,0,0,0,0,0,0,0,0,21,0,0]
[null,null,null,-35,{"$f":"IF(D24<='Regional Weather'!$G$6,1,0)","v":1},{"$f":"IF(D24<='Regional Weather'!$G$7,1,0)","v":1},0,0,0,0,0,0,0,0,0,0,0,0,0,0,0,0,0,0,35,0,0]
[null,null,null,-34,{"$f":"IF(D25<='Regional Weather'!$G$6,1,0)","v":1},{"$f":"IF(D25<='Regional Weather'!$G$7,1,0)","v":1},0,0,0,0,0,0,0,0,0,0,0,0,0,0,0,0,0,0,37,0,0]
[null,null,null,-33,{"$f":"IF(D26<='Regional Weather'!$G$6,1,0)","v":1},{"$f":"IF(D26<='Regional Weather'!$G$7,1,0)","v":1},0,0,0,0,0,0,0,0,0,0,0,0,0,0,0,0,0,0,27,0,0]
[null,null,null,-32,{"$f":"IF(D27<='Regional Weather'!$G$6,1,0)","v":1},{"$f":"IF(D27<='Regional Weather'!$G$7,1,0)","v":1},0,0,0,0,0,0,0,0,0,0,0,0,0,0,0,0,0,0,38,0,0]
[null,null,null,-31,{"$f":"IF(D28<='Regional Weather'!$G$6,1,0)","v":1},{"$f":"IF(D28<='Regional Weather'!$G$7,1,0)","v":1},0,0,0,0,0,0,0,0,0,0,0,0,0,0,0,0,0,0,30,0,0]
[null,null,null,-30,{"$f":"IF(D29<='Regional Weather'!$G$6,1,0)","v":1},{"$f":"IF(D29<='Regional Weather'!$G$7,1,0)","v":1},0,0,0,0,0,0,0,0,0,0,0,0,0,0,0,0,0,0,39,0,0]
[null,null,null,-29,{"$f":"IF(D30<='Regional Weather'!$G$6,1,0)","v":1},{"$f":"IF(D30<='Regional Weather'!$G$7,1,0)","v":1},0,0,0,0,0,0,0,0,0,0,0,0,0,0,0,0,0,1,46,0,0]
[null,null,null,-28,{"$f":"IF(D31<='Regional Weather'!$G$6,1,0)","v":1},{"$f":"IF(D31<='Regional Weather'!$G$7,1,0)","v":1},0,0,0,0,0,0,0,0,0,0,0,0,0,0,0,0,0,8,53,0,0]
[null,null,null,-27,{"$f":"IF(D32<='Regional Weather'!$G$6,1,0)","v":1},{"$f":"IF(D32<='Regional Weather'!$G$7,1,0)","v":1},0,0,0,0,0,0,0,0,0,0,0,0,0,0,0,0,2,7,50,0,0]
[null,null,null,-26,{"$f":"IF(D33<='Regional Weather'!$G$6,1,0)","v":1},{"$f":"IF(D33<='Regional Weather'!$G$7,1,0)","v":1},0,0,0,0,0,0,0,0,0,0,0,0,0,0,0,0,3,12,50,0,0]
[null,null,null,-25,{"$f":"IF(D34<='Regional Weather'!$G$6,1,0)","v":1},{"$f":"IF(D34<='Regional Weather'!$G$7,1,0)","v":1},0,0,0,0,0,0,0,0,0,0,0,0,0,0,0,0,7,11,70,0,0]
[null,null,null,-24,{"$f":"IF(D35<='Regional Weather'!$G$6,1,0)","v":1},{"$f":"IF(D35<='Regional Weather'!$G$7,1,0)","v":1},0,0,0,0,0,0,0,0,0,0,0,0,0,2,0,3,9,26,92,0,0]
[null,null,null,-23,{"$f":"IF(D36<='Regional Weather'!$G$6,1,0)","v":1},{"$f":"IF(D36<='Regional Weather'!$G$7,1,0)","v":1},0,0,0,0,0,0,0,0,0,0,0,0,0,9,0,8,15,38,73,0,0]
[null,null,null,-22,{"$f":"IF(D37<='Regional Weather'!$G$6,1,0)","v":1},{"$f":"IF(D37<='Regional Weather'!$G$7,1,0)","v":1},0,0,0,0,0,0,0,0,0,0,0,0,0,14,0,14,15,35,107,0,0]
[null,null,null,-21,{"$f":"IF(D38<='Regional Weather'!$G$6,1,0)","v":1},{"$f":"IF(D38<='Regional Weather'!$G$7,1,0)","v":1},0,0,0,0,0,0,0,0,0,0,0,0,0,17,0,28,24,27,127,0,0]
[null,null,null,-20,{"$f":"IF(D39<='Regional Weather'!$G$6,1,0)","v":1},{"$f":"IF(D39<='Regional Weather'!$G$7,1,0)","v":1},0,0,0,0,0,0,0,0,0,0,0,0,0,20,0,34,13,41,184,0,0]
[null,null,null,-19,{"$f":"IF(D40<='Regional Weather'!$G$6,1,0)","v":1},{"$f":"IF(D40<='Regional Weather'!$G$7,1,0)","v":1},0,0,0,0,0,0,0,0,0,0,0,0,0,33,0,42,13,70,245,0,0]
[null,null,null,-18,{"$f":"IF(D41<='Regional Weather'!$G$6,1,0)","v":1},{"$f":"IF(D41<='Regional Weather'!$G$7,1,0)","v":1},0,0,0,0,0,0,0,0,0,8,0,0,0,39,0,48,19,58,190,0,0]
[null,null,null,-17,{"$f":"IF(D42<='Regional Weather'!$G$6,1,0)","v":1},{"$f":"IF(D42<='Regional Weather'!$G$7,1,0)","v":1},0,0,0,0,0,0,0,0,0,16,0,0,0,37,0,74,40,82,184,0,0]
[null,null,null,-16,{"$f":"IF(D43<='Regional Weather'!$G$6,1,0)","v":1},{"$f":"IF(D43<='Regional Weather'!$G$7,1,0)","v":1},0,0,0,0,0,0,0,0,0,18,0,0,0,37,0,83,44,84,194,0,0]
[null,null,null,-15,{"$f":"IF(D44<='Regional Weather'!$G$6,1,0)","v":1},{"$f":"IF(D44<='Regional Weather'!$G$7,1,0)","v":1},0,0,0,0,0,0,0,0,0,25,0,0,17,41,0,65,49,117,168,0,0]
[null,null,null,-14,{"$f":"IF(D45<='Regional Weather'!$G$6,1,0)","v":1},{"$f":"IF(D45<='Regional Weather'!$G$7,1,0)","v":1},0,0,0,0,0,0,0,0,0,33,0,0,14,42,0,71,69,163,215,0,0]
[null,null,null,-13,{"$f":"IF(D46<='Regional Weather'!$G$6,1,0)","v":1},{"$f":"IF(D46<='Regional Weather'!$G$7,1,0)","v":1},0,0,0,0,0,0,0,0,0,32,0,0,20,59,0,67,83,178,168,0,0]
[null,null,null,{"$f":"D46+1","v":-12},{"$f":"IF(D47<='Regional Weather'!$G$6,1,0)","v":1},{"$f":"IF(D47<='Regional Weather'!$G$7,1,0)","v":1},0,0,0,0,0,0,0,0,0,27,2,0,33,92,0,82,83,172,156,0,0]
[null,null,null,-11,{"$f":"IF(D48<='Regional Weather'!$G$6,1,0)","v":1},{"$f":"IF(D48<='Regional Weather'!$G$7,1,0)","v":1},0,0,0,0,0,0,0,0,0,27,6,0,39,77,0,84,81,172,139,0,0]
[null,null,null,-10,{"$f":"IF(D49<='Regional Weather'!$G$6,1,0)","v":1},{"$f":"IF(D49<='Regional Weather'!$G$7,1,0)","v":1},0,0,0,0,0,0,0,0,0,22,7,0,42,88,0,82,108,185,151,0,0]
[null,null,null,-9,{"$f":"IF(D50<='Regional Weather'!$G$6,1,0)","v":1},{"$f":"IF(D50<='Regional Weather'!$G$7,1,0)","v":1},0,0,0,0,0,0,0,0,0,39,9,0,66,133,0,111,130,201,96,0,0]
[null,null,null,-8,{"$f":"IF(D51<='Regional Weather'!$G$6,1,0)","v":1},{"$f":"IF(D51<='Regional Weather'!$G$7,1,0)","v":1},0,0,0,0,0,0,0,0,0,72,10,0,68,150,0,113,150,194,114,0,0]
[null,null,null,-7,{"$f":"IF(D52<='Regional Weather'!$G$6,1,0)","v":1},{"$f":"IF(D52<='Regional Weather'!$G$7,1,0)","v":1},0,0,0,0,0,0,8,0,0,89,13,0,95,168,0,92,177,205,80,0,0]
[null,null,null,-6,{"$f":"IF(D53<='Regional Weather'!$G$6,1,0)","v":1},{"$f":"IF(D53<='Regional Weather'!$G$7,1,0)","v":1},0,0,0,0,0,0,4,0,0,131,31,9,120,218,1,104,190,223,106,0,0]
[null,null,null,-5,{"$f":"IF(D54<='Regional Weather'!$G$6,1,0)","v":1},{"$f":"IF(D54<='Regional Weather'!$G$7,1,0)","v":1},0,0,0,0,0,0,18,0,0,100,43,31,150,274,2,114,213,214,89,4,0]
[null,null,null,-4,{"$f":"IF(D55<='Regional Weather'!$G$6,1,0)","v":1},{"$f":"IF(D55<='Regional Weather'!$G$7,1,0)","v":1},0,0,0,0,1,0,20,0,0,123,90,35,188,279,2,136,181,176,104,4,0]
[null,null,null,-3,{"$f":"IF(D56<='Regional Weather'!$G$6,1,0)","v":1},{"$f":"IF(D56<='Regional Weather'!$G$7,1,0)","v":1},0,0,0,0,5,0,24,20,0,106,118,41,284,390,15,153,202,161,153,23,0]
[null,null,null,-2,{"$f":"IF(D57<='Regional Weather'!$G$6,1,0)","v":1},{"$f":"IF(D57<='Regional Weather'!$G$7,1,0)","v":1},0,0,0,0,8,7,23,32,0,122,155,95,275,392,21,209,242,122,172,46,0]
[null,null,null,-1,{"$f":"IF(D58<='Regional Weather'!$G$6,1,0)","v":1},{"$f":"IF(D58<='Regional Weather'!$G$7,1,0)","v":1},0,0,0,0,16,6,44,62,0,110,184,111,320,424,48,236,261,163,148,66,0]
[null,null,null,0,{"$f":"IF(D59<='Regional Weather'!$G$6,1,0)","v":1},{"$f":"IF(D59<='Regional Weather'!$G$7,1,0)","v":1},0,0,0,0,23,11,72,78,0,167,213,131,332,416,78,272,280,189,158,122,0]
[null,null,null,1,{"$f":"IF(D60<='Regional Weather'!$G$6,1,0)","v":1},{"$f":"IF(D60<='Regional Weather'!$G$7,1,0)","v":1},0,0,0,2,25,17,78,97,0,206,219,172,283,399,222,273,296,214,220,160,0]
[null,null,null,2,{"$f":"IF(D61<='Regional Weather'!$G$6,1,0)","v":1},{"$f":"IF(D61<='Regional Weather'!$G$7,1,0)","v":1},0,0,0,4,31,22,156,144,4,183,218,210,294,316,269,272,283,224,190,158,0]
[null,null,null,3,{"$f":"IF(D62<='Regional Weather'!$G$6,1,0)","v":1},{"$f":"IF(D62<='Regional Weather'!$G$7,1,0)","v":1},0,8,0,6,45,32,152,124,17,198,221,232,188,266,314,270,305,194,165,203,0]
[null,null,null,4,{"$f":"IF(D63<='Regional Weather'!$G$6,1,0)","v":1},{"$f":"IF(D63<='Regional Weather'!$G$7,1,0)","v":1},0,7,0,9,44,43,153,151,40,192,176,284,160,222,434,238,261,201,154,282,0]
[null,null,null,5,{"$f":"IF(D64<='Regional Weather'!$G$6,1,0)","v":1},{"$f":"IF(D64<='Regional Weather'!$G$7,1,0)","v":1},0,12,5,32,82,71,173,155,45,230,247,362,188,214,504,261,235,197,177,341,0]
[null,null,null,6,{"$f":"IF(D65<='Regional Weather'!$G$6,1,0)","v":1},{"$f":"IF(D65<='Regional Weather'!$G$7,1,0)","v":1},0,17,6,61,121,95,249,194,109,266,224,337,230,219,548,246,234,218,162,379,0]
[null,null,null,7,{"$f":"IF(D66<='Regional Weather'!$G$6,1,0)","v":1},{"$f":"IF(D66<='Regional Weather'!$G$7,1,0)","v":1},0,43,5,73,136,131,293,209,177,216,236,404,223,218,611,229,299,177,187,353,0]
[null,null,null,8,{"$f":"IF(D67<='Regional Weather'!$G$6,1,0)","v":1},{"$f":"IF(D67<='Regional Weather'!$G$7,1,0)","v":1},0,54,5,83,174,127,286,234,275,211,255,499,254,223,541,195,285,155,181,410,0]
[null,null,null,9,{"$f":"IF(D68<='Regional Weather'!$G$6,1,0)","v":1},{"$f":"IF(D68<='Regional Weather'!$G$7,1,0)","v":1},0,78,22,90,156,151,303,241,422,236,263,538,233,201,497,216,262,207,187,504,0]
[null,null,null,10,{"$f":"IF(D69<='Regional Weather'!$G$6,1,0)","v":1},{"$f":"IF(D69<='Regional Weather'!$G$7,1,0)","v":1},0,93,22,112,162,188,298,271,620,183,265,553,197,245,430,206,254,170,206,467,0]
[null,null,null,11,{"$f":"IF(D70<='Regional Weather'!$G$6,1,0)","v":1},{"$f":"IF(D70<='Regional Weather'!$G$7,1,0)","v":1},0,111,21,149,160,178,312,265,844,219,273,534,249,212,391,175,267,220,250,465,0]
[null,null,null,12,{"$f":"IF(D71<='Regional Weather'!$G$6,1,0)","v":1},{"$f":"IF(D71<='Regional Weather'!$G$7,1,0)","v":1},0,138,40,157,194,235,283,271,1063,197,247,503,238,199,436,187,305,179,280,478,0]
[null,null,null,13,{"$f":"IF(D72<='Regional Weather'!$G$6,1,0)","v":1},{"$f":"IF(D72<='Regional Weather'!$G$7,1,0)","v":1},0,173,70,226,194,226,299,275,1225,185,242,528,203,207,435,199,268,214,302,425,0]
[null,null,null,14,{"$f":"IF(D73<='Regional Weather'!$G$6,1,0)","v":1},{"$f":"IF(D73<='Regional Weather'!$G$7,1,0)","v":1},0,182,79,244,259,247,266,292,1046,200,232,421,183,209,438,192,232,190,308,411,0]
[null,null,null,15,{"$f":"IF(D74<='Regional Weather'!$G$6,1,0)","v":1},{"$f":"IF(D74<='Regional Weather'!$G$7,1,0)","v":1},0,213,96,227,257,211,268,306,855,202,231,381,186,189,420,246,254,234,262,467,0]
[null,null,null,16,{"$f":"IF(D75<='Regional Weather'!$G$6,1,0)","v":1},{"$f":"IF(D75<='Regional Weather'!$G$7,1,0)","v":1},0,217,121,252,263,251,290,314,608,237,205,338,205,170,322,279,226,234,243,500,0]
[null,null,null,17,{"$f":"IF(D76<='Regional Weather'!$G$6,1,0)","v":1},{"$f":"IF(D76<='Regional Weather'!$G$7,1,0)","v":1},0,225,162,268,239,226,242,304,436,221,251,311,195,146,311,272,213,220,230,441,0]
[null,null,null,18,{"$f":"IF(D77<='Regional Weather'!$G$6,1,0)","v":1},{"$f":"IF(D77<='Regional Weather'!$G$7,1,0)","v":1},0,243,179,252,283,241,230,289,311,220,297,269,240,136,260,298,200,233,224,367,0]
[null,null,null,19,{"$f":"IF(D78<='Regional Weather'!$G$6,1,0)","v":1},{"$f":"IF(D78<='Regional Weather'!$G$7,1,0)","v":1},0,238,264,237,275,240,242,318,219,265,323,214,251,152,214,321,166,246,185,322,0]
[null,null,null,{"$f":"D78+1","v":20},{"$f":"IF(D79<='Regional Weather'!$G$6,1,0)","v":1},{"$f":"IF(D79<='Regional Weather'!$G$7,1,0)","v":1},0,253,352,206,290,255,255,322,159,293,307,192,255,134,190,318,173,247,148,250,0]
[null,null,null,21,{"$f":"IF(D80<='Regional Weather'!$G$6,1,0)","v":1},{"$f":"IF(D80<='Regional Weather'!$G$7,1,0)","v":1},0,259,495,234,332,245,283,294,91,244,312,174,245,144,152,335,125,252,100,248,0]
[null,null,null,22,{"$f":"IF(D81<='Regional Weather'!$G$6,1,0)","v":1},{"$f":"IF(D81<='Regional Weather'!$G$7,1,0)","v":1},0,281,497,202,425,256,359,343,75,255,324,152,300,131,117,281,124,203,98,205,0]
[null,null,null,23,{"$f":"IF(D82<='Regional Weather'!$G$6,1,0)","v":1},{"$f":"IF(D82<='Regional Weather'!$G$7,1,0)","v":1},1,268,594,218,436,297,343,328,51,276,313,141,310,121,112,278,108,178,62,138,0]
[null,null,null,24,{"$f":"IF(D83<='Regional Weather'!$G$6,1,0)","v":1},{"$f":"IF(D83<='Regional Weather'!$G$7,1,0)","v":1},221,254,742,244,442,283,282,293,36,302,280,118,282,110,104,198,88,164,44,118,0]
[null,null,null,25,{"$f":"IF(D84<='Regional Weather'!$G$6,1,0)","v":1},{"$f":"IF(D84<='Regional Weather'!$G$7,1,0)","v":1},1321,274,916,254,548,314,292,274,18,263,237,83,229,121,92,141,92,119,18,106,80]
[null,null,null,26,{"$f":"IF(D85<='Regional Weather'!$G$6,1,0)","v":1},{"$f":"IF(D85<='Regional Weather'!$G$7,1,0)","v":1},1835,305,992,248,617,270,285,276,4,276,226,63,191,122,75,111,95,94,6,89,1352]
[null,null,null,27,{"$f":"IF(D86<='Regional Weather'!$G$6,1,0)","v":1},{"$f":"IF(D86<='Regional Weather'!$G$7,1,0)","v":1},1535,304,1033,215,571,284,302,252,5,256,224,56,214,103,43,91,116,58,1,64,2433]
[null,null,null,28,{"$f":"IF(D87<='Regional Weather'!$G$6,1,0)","v":0},{"$f":"IF(D87<='Regional Weather'!$G$7,1,0)","v":1},1144,313,635,243,396,304,289,257,4,219,218,68,160,85,35,41,86,76,3,49,2706]
[null,null,null,29,{"$f":"IF(D88<='Regional Weather'!$G$6,1,0)","v":0},{"$f":"IF(D88<='Regional Weather'!$G$7,1,0)","v":1},1023,357,529,263,345,297,245,238,1,198,188,44,89,43,28,23,73,52,2,39,1786]
[null,null,null,30,{"$f":"IF(D89<='Regional Weather'!$G$6,1,0)","v":0},{"$f":"IF(D89<='Regional Weather'!$G$7,1,0)","v":1},810,361,466,302,223,305,213,233,0,164,189,32,90,28,18,21,50,22,0,21,401]
[null,null,null,31,{"$f":"IF(D90<='Regional Weather'!$G$6,1,0)","v":0},{"$f":"IF(D90<='Regional Weather'!$G$7,1,0)","v":1},602,331,284,263,191,307,187,197,0,151,182,18,54,14,9,14,32,21,0,12,2]
[null,null,null,32,{"$f":"IF(D91<='Regional Weather'!$G$6,1,0)","v":0},{"$f":"IF(D91<='Regional Weather'!$G$7,1,0)","v":1},224,314,116,295,190,283,169,182,0,127,116,29,27,10,10,4,28,11,0,7,0]
[null,null,null,33,{"$f":"IF(D92<='Regional Weather'!$G$6,1,0)","v":0},{"$f":"IF(D92<='Regional Weather'!$G$7,1,0)","v":1},41,319,9,294,181,273,116,179,0,115,62,16,27,0,11,4,19,1,0,1,0]
[null,null,null,34,{"$f":"IF(D93<='Regional Weather'!$G$6,1,0)","v":0},{"$f":"IF(D93<='Regional Weather'!$G$7,1,0)","v":1},2,271,3,265,162,254,122,179,0,73,45,14,11,0,0,0,3,0,0,3,0]
[null,null,null,35,{"$f":"IF(D94<='Regional Weather'!$G$6,1,0)","v":0},{"$f":"IF(D94<='Regional Weather'!$G$7,1,0)","v":1},1,233,0,279,136,242,103,117,0,56,24,8,12,0,0,0,0,0,0,1,0]
[null,null,null,36,{"$f":"IF(D95<='Regional Weather'!$G$6,1,0)","v":0},{"$f":"IF(D95<='Regional Weather'!$G$7,1,0)","v":1},0,256,0,252,58,221,66,74,0,37,7,5,1,0,0,0,0,0,0,4,0]
[null,null,null,37,{"$f":"IF(D96<='Regional Weather'!$G$6,1,0)","v":0},{"$f":"IF(D96<='Regional Weather'!$G$7,1,0)","v":1},0,228,0,248,38,224,40,48,0,38,0,4,0,0,0,0,0,0,0,7,0]
[null,null,null,38,{"$f":"IF(D97<='Regional Weather'!$G$6,1,0)","v":0},{"$f":"IF(D97<='Regional Weather'!$G$7,1,0)","v":1},0,250,0,233,17,221,13,18,0,26,0,0,0,0,0,0,0,0,0,0,0]
[null,null,null,39,{"$f":"IF(D98<='Regional Weather'!$G$6,1,0)","v":0},{"$f":"IF(D98<='Regional Weather'!$G$7,1,0)","v":1},0,269,0,220,7,177,10,5,0,27,0,0,0,0,0,0,0,0,0,0,0]
[null,null,null,40,{"$f":"IF(D99<='Regional Weather'!$G$6,1,0)","v":0},{"$f":"IF(D99<='Regional Weather'!$G$7,1,0)","v":1},0,250,0,190,1,168,0,5,0,27,0,0,0,0,0,0,0,0,0,0,0]
[null,null,null,41,{"$f":"IF(D100<='Regional Weather'!$G$6,1,0)","v":0},{"$f":"IF(D100<='Regional Weather'!$G$7,1,0)","v":0},0,263,0,203,1,123,0,0,0,3,0,0,0,0,0,0,0,0,0,0,0]
[null,null,null,42,{"$f":"IF(D101<='Regional Weather'!$G$6,1,0)","v":0},{"$f":"IF(D101<='Regional Weather'!$G$7,1,0)","v":0},0,271,0,189,0,79,0,0,0,0,0,0,0,0,0,0,0,0,0,0,0]
[null,null,null,43,{"$f":"IF(D102<='Regional Weather'!$G$6,1,0)","v":0},{"$f":"IF(D102<='Regional Weather'!$G$7,1,0)","v":0},0,179,0,194,0,70,0,0,0,0,0,0,0,0,0,0,0,0,0,0,0]
[null,null,null,44,{"$f":"IF(D103<='Regional Weather'!$G$6,1,0)","v":0},{"$f":"IF(D103<='Regional Weather'!$G$7,1,0)","v":0},0,43,0,167,0,40,0,0,0,0,0,0,0,0,0,0,0,0,0,0,0]
[null,null,null,45,{"$f":"IF(D104<='Regional Weather'!$G$6,1,0)","v":0},{"$f":"IF(D104<='Regional Weather'!$G$7,1,0)","v":0},0,2,0,122,0,10,0,0,0,0,0,0,0,0,0,0,0,0,0,0,0]
[null,null,null,46,{"$f":"IF(D105<='Regional Weather'!$G$6,1,0)","v":0},{"$f":"IF(D105<='Regional Weather'!$G$7,1,0)","v":0},0,0,0,103,0,2,0,0,0,0,0,0,0,0,0,0,0,0,0,0,0]
[null,null,null,47,{"$f":"IF(D106<='Regional Weather'!$G$6,1,0)","v":0},{"$f":"IF(D106<='Regional Weather'!$G$7,1,0)","v":0},0,0,0,66,0,0,0,0,0,0,0,0,0,0,0,0,0,0,0,0,0]
[null,null,null,48,{"$f":"IF(D107<='Regional Weather'!$G$6,1,0)","v":0},{"$f":"IF(D107<='Regional Weather'!$G$7,1,0)","v":0},0,0,0,46,0,0,0,0,0,0,0,0,0,0,0,0,0,0,0,0,0]
[null,null,null,49,{"$f":"IF(D108<='Regional Weather'!$G$6,1,0)","v":0},{"$f":"IF(D108<='Regional Weather'!$G$7,1,0)","v":0},0,0,0,18,0,0,0,0,0,0,0,0,0,0,0,0,0,0,0,0,0]
[null,null,null,50,{"$f":"IF(D109<='Regional Weather'!$G$6,1,0)","v":0},{"$f":"IF(D109<='Regional Weather'!$G$7,1,0)","v":0},0,0,0,0,0,0,0,0,0,0,0,0,0,0,0,0,0,0,0,0,0]
[null,null,null,null,null,null,{"$f":"SUM(G14:G109)","v":8760},8760,8760,8760,8760,8760,8760,8760,8760,8760,8760,8760,8760,8760,8760,8760,8760,8760,8760,8760,8760]
[null,null,null,null,null,null,{"$f":"COUNTIF(_xlfn.ANCHORARRAY(G14),\">0\")","v":13},43,30,49,46,49,47,44,28,60,49,44,52,57,40,58,62,63,70,43,7]

{"sheet":"Regional Weather","index":19,"n_rows":30,"n_cols":12,"rows_kept":30,"cut":false,"hidden":false,"merged":[]}
[]
[]
[]
[null,null,null,null,null,null,null,null,null,"Economisation modes"]
[null,null,null,null,null,"Chiller","Tcws","Tapp","Tcrit",1,2,3]
[null,null,null,null,null,{"$f":"Summary!E105","v":"SE RD Air"},{"$f":"INDEX(c_configs[],MATCH($G$5,c_configs[Cooling],0),MATCH(F6,c_configs[#Headers],0))","v":27},{"$f":"INDEX(c_configs[],MATCH($H$5,c_configs[Cooling],0),MATCH(F6,c_configs[#Headers],0))","v":5},{"$f":"G6-H6","v":22},1,0,0]
[null,null,null,null,null,{"$f":"Summary!E106","v":"SE RD Liquid"},{"$f":"INDEX(c_configs[],MATCH($G$5,c_configs[Cooling],0),MATCH(F7,c_configs[#Headers],0))","v":40},{"$f":"INDEX(c_configs[],MATCH($H$5,c_configs[Cooling],0),MATCH(F7,c_configs[#Headers],0))","v":5},{"$f":"G7-H7","v":35},1,1,0]
[null,null,null,"Climate zones (ASHRAE 169)"]
[null,null,null,"Zone ID","City","Lat.","Long.","Temperature","Humidity","Air and Liq","Liq only","None"]
[null,null,null,{"$f":"TRANSPOSE('Weather for Site'!G6:AA6)","v":"0A"},"Singapore",1.357,103.82,"Extremely hot","Humid",{"$f":"TRANSPOSE('Weather for Site'!G7:AA9)","v":0.56084474885844748},0.43915525114155252,0]
[null,null,null,"0B","Riyadh",23.332999999999998,45.332999999999998,"Extremely hot","Dry",0.48515981735159819,0.42831050228310502,8.6529680365296804E-2]
[null,null,null,"1A","Miami",38.561999999999998,-94.855999999999995,"Very hot","Humid",0.76689497716894972,0.23310502283105022,0]
[null,null,null,"1B","Kuwait",29.273,47.497999999999998,"Very hot","Dry",0.49143835616438358,0.38207762557077624,0.12648401826484018]
[null,null,null,"2A","Houston",29.756,-95.367999999999995,"Hot","Humid",0.77785388127853883,0.22203196347031964,1.1415525114155251E-4]
[null,null,null,"2B","Phoenix",33.448,-112.074,"Hot","Dry",0.58904109589041098,0.37397260273972605,3.6986301369863014E-2]
[null,null,null,"3A","Memphis",35.149000000000001,-90.052000000000007,"Warm","Humid",0.82043378995433791,0.17956621004566209,0]
[null,null,null,"3B","EI Paso",31.890999999999998,-106.41,"Warm","Dry",0.80228310502283107,0.19771689497716896,0]
[null,null,null,"3C","San Francisco",37.779000000000003,-122.42,"Warm","Marine",0.99942922374429222,5.7077625570776253E-4,0]
[null,null,null,"4A","St Louis",38.627222000000003,-90.197778,"Mixed","Humid",0.85605022831050226,0.14360730593607307,3.4246575342465754E-4]
[null,null,null,"4B","Albuquerque",35.084000000000003,-106.651,"Mixed","Dry",0.8823059360730594,0.11769406392694064,0]
[null,null,null,"4C","Salem-McNary",44.912999999999997,-122.999,"Mixed","Marine",0.97283105022831051,2.7168949771689498E-2,0]
[null,null,null,"5A","Chicago",41.875999999999998,-87.623999999999995,"Cool","Humid",0.94623287671232881,5.3767123287671234E-2,0]
[null,null,null,"5B","Boise",43.987000000000002,-115.739,"Cool","Dry",0.97945205479452058,2.0547945205479451E-2,0]
[null,null,null,"5C","Bremerton",47.564999999999998,-122.625,"Cool","Marine",0.98732876712328765,1.2671232876712329E-2,0]
[null,null,null,"6A","Montreal","Canada",45.508889000000003,"Cold","Humid",0.98778538812785388,1.2214611872146119E-2,0]
[null,null,null,"6B","Helena",46.606000000000002,-111.964,"Cold","Dry",0.96678082191780823,3.3219178082191783E-2,0]
[null,null,null,7,"Duluth",46.773000000000003,-92.125,"Very cold","Dry",0.97910958904109591,2.0890410958904111E-2,0]
[null,null,null,8,"Fairbanks",64.837999999999994,-147.71700000000001,"Subartic/artic","Dry",0.99942922374429222,5.7077625570776253E-4,0]
[null,null,null,"RD99 Paris","Paris",48.817999999999998,2.3159999999999998,"RD99 Paris","RD99 Paris",0.98356164383561639,1.643835616438356E-2,0]
[null,null,null,"Singapore","Singapore",1.2833330000000001,103.833333,"RD99 Singapore","RD99 Singapore",0.44121004566210048,0.55878995433789957,0]

{"sheet":"weather","index":20,"n_rows":8766,"n_cols":31,"rows_kept":2250,"cut":true,"hidden":false,"merged":[],"bounds":{"rows_first":1000,"rows_last":250,"rows_between":1000,"halvings":1}}
[]
[null,"Environment"]
[null,"Temperature",{"$f":"TRANSPOSE(_xlfn.UNIQUE(weather!$AD$7:$AD$27))","v":"Extremely hot"},"Very hot","Hot","Warm","Mixed","Cool","Cold","Very cold","Subartic/artic","RD99 Paris","RD99 Singapore"]
[]
[null,"TMY Tdb data","TMY dry bulb temperature data (retrieved from https://re.jrc.ec.europa.eu/pvg_tools/en/tools.html#TMY)",null,null,null,null,null,null,null,null,null,null,null,null,null,null,null,null,null,null,null,null,null,"Climate zones (ASHRAE 169)"]
[null,"time(UTC)","0A","0B","1A","1B","2A","2B","3A","3B","3C","4A","4B","4C","5A","5B","5C","6A","6B",7,8,"RD99 Paris","RD99 Singapore",null,"Zone ID","City","State","Lat.","Long.","Temperature","Humidity"]
[null,"20060101:0000",25.79,10.02,23.72,10.72,14.1,7.49,9.8800000000000008,7.62,8.42,2.0299999999999998,1.1100000000000001,3.24,0.96,0.5,4.83,-7.21,-12.05,-15.61,-5.62,1,26.03,null,"0A","Singapore",null,1.357,103.82,"Extremely hot","Humid"]
[null,"20060101:0100",26.05,9.11,23.39,11.36,12.91,7.11,9.51,8.81,8.49,0.73,1.5,2.67,1.01,0.36,4.3499999999999996,-5.8,-11.27,-16,-6.71,0.28999999999999998,26.02,null,"0B","Riyadh",null,23.332999999999998,45.332999999999998,"Extremely hot","Dry"]
[null,"20060101:0200",26.3,8.1999999999999993,23.05,12.01,11.72,6.74,9.1300000000000008,9.99,8.57,-0.56999999999999995,1.89,2.11,1.05,0.22,3.87,-4.4000000000000004,-10.49,-16.38,-7.8,-0.42,26.01,null,"1A","Miami","FL",25.610579999999999,-80.497099000000006,"Very hot","Humid"]
[null,"20060101:0300",26.56,7.29,22.71,12.66,10.53,6.36,8.76,11.17,8.64,-1.86,2.27,1.54,1.1000000000000001,0.08,3.38,-2.99,-9.7200000000000006,-16.760000000000002,-8.89,-1.1299999999999999,26,null,"1B","Kuwait",null,29.273,47.497999999999998,"Very hot","Dry"]
[null,"20060101:0400",26.81,6.37,22.37,13.3,9.34,5.99,8.3800000000000008,12.35,8.7200000000000006,-3.16,2.66,0.98,1.1399999999999999,-0.06,2.9,-1.59,-8.94,-17.149999999999999,-9.98,-1.84,25.99,null,"2A","Houston",null,29.756,-95.367999999999995,"Hot","Humid"]
[null,"20060101:0500",27.07,5.46,22.03,13.95,8.15,5.61,8.01,13.54,8.7899999999999991,-4.46,3.05,0.42,1.19,-0.2,2.42,-0.18,-8.16,-17.53,-11.07,-2.5499999999999998,25.98,null,"2B","Phoenix",null,33.448,-112.074,"Hot","Dry"]
[null,"20060101:0600",27.33,4.55,21.69,14.59,6.96,5.24,7.63,14.72,8.8699999999999992,-5.76,3.43,-0.15,1.23,-0.34,1.93,1.22,-7.38,-17.920000000000002,-12.16,-3.26,25.97,null,"3A","Memphis",null,35.149000000000001,-90.052000000000007,"Warm","Humid"]
[null,"20060101:0700",27.58,3.64,21.35,15.24,5.77,4.87,7.26,15.9,8.94,-7.06,3.82,-0.71,1.28,-0.48,1.45,2.63,-6.61,-18.3,-13.25,-3.97,25.96,null,"3B","EI Paso",null,31.890999999999998,-106.41,"Warm","Dry"]
[null,"20060101:0800",28.25,14.73,20.89,21.78,7.71,1.32,7.98,10.31,7.11,-4.38,0.8,-1.1100000000000001,-1.2,-1.37,2.16,-0.17,-8.65,-15.3,-13.92,-2.61,26.21,null,"3C","San Francisco",null,37.779000000000003,-122.42,"Warm","Marine"]
[null,"20060101:0900",28.37,16.3,21.81,23.74,7.95,0.82,8.36,10.24,6.58,-4.3499999999999996,0.2,0.6,-1.37,-1.75,2.33,-0.51,-9.43,-14.64,-14.14,-1.9,26.04,null,"4A","St Louis","MO",38.627222000000003,-90.197778,"Mixed","Humid"]
[null,"20060101:1000",25.65,17.64,21.74,25.17,8.23,0.51,8.9499999999999993,10.199999999999999,6.79,-4.32,-0.24,-0.9,-1.49,-2.2599999999999998,2.34,-0.56999999999999995,-10.99,-13.9,-14.01,-1.03,25.65,null,"4B","Albuquerque",null,35.084000000000003,-106.651,"Mixed","Dry"]
[null,"20060101:1100",25.43,18.600000000000001,21.16,25.97,8.5399999999999991,-0.22,9.83,10.18,7.25,-4.34,-0.68,-0.35,-1.55,-2.4900000000000002,2.2400000000000002,-0.56999999999999995,-12.73,-13.19,-13.86,-0.28999999999999998,25.6,null,"4C","Salem-McNary",null,44.912999999999997,-122.999,"Mixed","Marine"]
[null,"20060101:1200",24.84,19.059999999999999,19.8,26.15,8.7899999999999991,-0.63,10.92,9.7200000000000006,6.34,-4.34,-1.1599999999999999,-1.44,-1.52,-3.24,2.4300000000000002,-0.77,-14.15,-12.57,-13.65,0.27,25.82,null,"5A","Chicago",null,41.875999999999998,-87.623999999999995,"Cool","Humid"]
[null,"20060101:1300",24.8,18.989999999999998,20.48,25.56,9.09,-0.46,11.85,9.16,5.94,-4.3099999999999996,-2.38,-1.0900000000000001,-1.42,-3.5,2.73,-1.35,-15.01,-11.91,-13.31,0.87,25.83,null,"5B","Boise",null,43.987000000000002,-115.739,"Cool","Dry"]
[null,"20060101:1400",24.48,17.920000000000002,22.9,23.5,9.5299999999999994,0.16,12.72,8.6999999999999993,6.01,-3.98,-3.06,-0.32,-1,-3.77,2.85,-2.0499999999999998,-15.71,-11.44,-12.76,1.22,25.65,null,"5C","Bremerton",null,47.564999999999998,-122.625,"Cool","Marine"]
[null,"20060101:1500",24.25,15.84,24.74,21.48,10.79,0.02,13.6,9.1300000000000008,6.14,-2.64,-2.48,1.22,-0.04,-4.37,2.76,-2.6,-15.9,-10.69,-12.34,0.93,25.47,null,"6A","Montreal","Canada",45.508889000000003,-73.554167000000007,"Cold","Humid"]
[null,"20060101:1600",24.15,13.82,25.93,20.04,12.44,0.72,14.39,11.18,5.8,-0.98,1.41,2.42,0.72,-4.9800000000000004,2.48,-3,-15.44,-9.64,-11.71,-0.09,25.4,null,"6B","Helena",null,46.606000000000002,-111.964,"Cold","Dry"]
[null,"20060101:1700",23.96,12.04,26.87,18.77,14.23,2.86,15.25,13.17,6.1,0.82,5,3.2,0.99,-3.83,2.2799999999999998,-3.03,-12.37,-8.42,-10.86,-0.57999999999999996,25.27,null,7,"Duluth",null,46.773000000000003,-92.125,"Very cold","Dry"]
[null,"20060101:1800",23.87,12.27,27.51,17.440000000000001,15.67,4.25,15.99,14.83,6.92,2.6,7.22,4.16,1.0900000000000001,-2.23,3.39,-2.82,-11.05,-7.22,-9.98,-0.83,25.1,null,8,"Fairbanks",null,64.837999999999994,-147.71700000000001,"Subartic/artic","Dry"]
[null,"20060101:1900",23.68,12.06,27.83,16.59,17.34,5.67,17.190000000000001,16.52,7.74,3.67,9.3699999999999992,5.12,0.94,-0.49,4.8,-2.57,-9.85,-6.12,-9.34,0.18,25.01,null,"RD99 Paris","RD99 Paris",null,48.817999999999998,2.3159999999999998,"RD99 Paris","RD99 Paris"]
[null,"20060101:2000",23.69,10.79,27.64,15.02,17.84,6.2,17.61,17.600000000000001,8.7100000000000009,4.63,10.65,5.87,0.75,0.61,5.27,-2.79,-7.28,-5.27,-8.0299999999999994,0.03,24.89,null,"RD99 Singapore","RD99 Singapore",null,1.2833330000000001,103.833333,"RD99 Singapore","RD99 Singapore"]
[null,"20060101:2100",23.64,9.41,26.33,14.23,17.84,6.76,17.649999999999999,18.309999999999999,9.44,4.79,11.01,7.1,0.75,1.1299999999999999,5.6,-3.58,-6.12,-4.57,-6.89,-0.04,24.84]
[null,"20060101:2200",24.06,8.39,24.67,14.29,17.28,6.97,17.47,18.440000000000001,9.93,3.61,10.69,8.16,0.89,1.17,5.67,-4.83,-6.01,-4.5,-6.68,-0.01,25.14]
[null,"20060101:2300",24.04,7.59,23.76,14.12,16.63,7.06,17.13,17.89,10.15,1.57,9.7100000000000009,8.14,1.05,0.87,5.52,-6.26,-7.65,-4.79,-5.87,0.23,25.13]
[null,"20060102:0000",23.9,7.06,23.41,14.07,15.76,6.9,17.07,16.61,9.85,0.59,7.55,7.77,1.23,0.16,4.95,-8.01,-10.130000000000001,-5.27,-5.27,0.62,25.16]
[null,"20060102:0100",24.53,6.57,22.92,13.83,15.24,6.13,17.440000000000001,15.13,8.81,0.17,5.34,7.63,1.34,-1.1299999999999999,4.37,-8.5299999999999994,-11.47,-6.14,-4.92,0.99,25.37]
[null,"20060102:0200",25.85,5.86,22.35,13.47,14.8,4.9000000000000004,17.84,13.86,7.89,-0.02,3.66,7.66,1.69,-1.38,3.81,-9.1999999999999993,-12.56,-7.37,-4.1399999999999997,1.57,25.76]
[null,"20060102:0300",26.36,4.8899999999999997,21.75,13.05,14.68,3.97,18.13,12.74,6.98,0.05,1.99,7.68,2.17,-1.58,3.91,-9.65,-13.39,-8.6,-3.33,2.04,25.5]
[null,"20060102:0400",26.73,4.09,20.91,13,14.58,2.65,18.399999999999999,11.69,6.12,-0.17,0.41,7.64,2.96,-1.59,4.01,-9.8000000000000007,-14.27,-9.6300000000000008,-2.2400000000000002,2.87,25.31]
[null,"20060102:0500",27.46,4.8,19.97,13.32,14.46,1.79,18.670000000000002,10.64,5.32,-0.36,-0.84,7.36,4.16,-1.72,3.34,-9.92,-15.03,-10.76,-1.78,3.72,25.06]
[null,"20060102:0600",28.16,8.4499999999999993,18.72,15.16,14.5,1.1299999999999999,18.8,9.3000000000000007,4.59,-0.8,-1.93,7.32,6,-2.09,2.59,-10.16,-15.59,-11.83,-1.28,4.54,25.58]
[null,"20060102:0700",28.1,13.84,18.05,16.87,13.97,0.71,18.739999999999998,8,4.49,-0.94,-2.23,6.73,8.32,-1.94,2.84,-9.92,-16.440000000000001,-12.33,-0.44,5.38,25.86]
[null,"20060102:0800",27.35,16.53,16.72,18.09,13.86,0.24,18.73,6.81,3.84,-1.1599999999999999,-3.1,7.45,9.8800000000000008,-1.87,3.13,-9.67,-17.02,-13.12,0.17,5.91,25.36]
[null,"20060102:0900",27.25,18.739999999999998,15.62,18.760000000000002,13.48,-0.62,18.670000000000002,6,3.56,-1.39,-3.85,8.1300000000000008,10.52,-1.76,2.85,-9.8800000000000008,-17.46,-13.77,0.88,6.49,25.2]
[null,"20060102:1000",26.1,20.57,14.7,19.11,11.39,-1.28,18.350000000000001,5.37,3.36,-1.63,-4.18,8.3699999999999992,10.56,-1.66,2.46,-9.6,-17.850000000000001,-14.38,1.37,7.17,25.33]
[null,"20060102:1100",25.44,22,13.44,19.170000000000002,8.76,-1.64,18.010000000000002,4.9800000000000004,3.31,-2.0099999999999998,-4.42,8.57,10.44,-1.57,1.77,-7.86,-18.079999999999998,-14.94,1.63,7.95,25.14]
[null,"20060102:1200",25.17,22.77,12.21,18.97,6.64,-2.02,17.440000000000001,4.5999999999999996,3.27,-2.39,-4.75,8.57,10.27,-1.57,1.67,-7.22,-17.34,-15.47,1.81,8.69,25.18]
[null,"20060102:1300",25.07,22.65,11.36,18.399999999999999,5.19,-2.2999999999999998,16.88,4.24,3.48,-2.54,-4.8899999999999997,8.64,10.11,-1.63,1.65,-8.18,-16.91,-15.93,1.83,9.33,25.36]
[null,"20060102:1400",24.62,21.11,11.42,17.27,4.3499999999999996,-2.57,16.38,3.97,3.65,-2.19,-4.92,8.5299999999999994,10.02,-1.75,1.97,-8.39,-16.5,-16.350000000000001,1.94,9.7899999999999991,25.35]
[null,"20060102:1500",24.44,18.48,12.24,15.88,4.59,-2.67,16.649999999999999,4.46,3.52,7.0000000000000007E-2,-4.22,8.35,9.99,-1.7,2.5099999999999998,-6.12,-16.260000000000002,-16.34,2.0099999999999998,9.2899999999999991,25.31]
[null,"20060102:1600",24.39,16.489999999999998,13.27,14.73,5.87,-0.1,16.940000000000001,8.11,3.48,2.33,-0.24,8.61,9.7799999999999994,-1.8,3.05,-4.3099999999999996,-16.149999999999999,-15.95,2.16,7.93,25.21]
[null,"20060102:1700",24.17,14.88,14.17,13.68,7.58,2.54,16.73,13.02,5.15,4.1500000000000004,2.58,9.3000000000000007,9.36,-1.46,3.51,-4.1900000000000004,-14.68,-15.32,2.31,6.73,25.11]
[null,"20060102:1800",23.96,13.5,14.85,12.7,9.15,4.75,16.59,15.84,7.38,5.56,4.49,10.119999999999999,8.44,-0.05,4.3899999999999997,-2.84,-13.36,-14.53,2.04,5.52,24.97]
[null,"20060102:1900",23.88,12.7,14.09,11.8,9.74,6.9,17.13,17.45,7.86,6.36,6.12,11.79,5.38,1.83,4.84,-1.6,-11.25,-14,1.25,3.89,24.89]
[null,"20060102:2000",23.75,11.74,14.36,11.07,10.55,8.19,17,18.64,9.07,6.83,7.02,12.13,4.6100000000000003,2.4900000000000002,5.45,-1.78,-9.43,-13.51,0.27,2.8,24.85]
[null,"20060102:2100",23.64,10.78,14.16,10.53,10.94,9.18,16.38,19.420000000000002,10.029999999999999,6.89,7.77,12.11,4.12,2.64,5.74,-2.69,-8.0500000000000007,-13.29,-0.4,1.74,24.8]
[null,"20060102:2200",23.8,9.86,13.31,10.039999999999999,10.78,9.6999999999999993,15.58,19.73,10.78,5.97,7.97,12.16,3.52,2.64,5.84,-3.72,-7.82,-13.6,-0.57999999999999996,0.57999999999999996,25]
[null,"20060102:2300",23.69,8.92,12.05,9.5500000000000007,9.85,9.82,14.31,19.59,11.13,3.85,7.47,11.53,2.56,1.73,5.48,-4.41,-9.0399999999999991,-14.29,-0.69,-0.33,25.01]
[null,"20060103:0000",23.69,7.93,10.95,9.01,8.4700000000000006,9.27,13.25,18.45,10.81,2.56,5.73,10.57,2.1,1.26,5.33,-4.95,-10.99,-14.61,-0.82,-1.04,25.02]
[null,"20060103:0100",24.51,7.01,10.06,8.5500000000000007,7.52,7.99,12.53,17.07,9.57,1.81,3.68,10.23,1.63,0.53,4.7,-5.36,-13.16,-14.78,-1.1200000000000001,-1.24,25.17]
[null,"20060103:0200",26.49,6.45,9.26,8.27,6.64,6.57,12.25,15.07,8.2799999999999994,1.41,1.79,9.9600000000000009,1.1100000000000001,0.05,4.1100000000000003,-5.97,-14.46,-14.53,-1.55,-0.99,25.59]
[null,"20060103:0300",28.22,6.14,8.4700000000000006,8.2200000000000006,5.88,4.9000000000000004,11.94,13.23,6.94,1.1599999999999999,1.65,9.56,0.8,-1.1499999999999999,3.82,-6.61,-15.33,-14.13,-2.0099999999999998,-0.2,26.22]
[null,"20060103:0400",28.87,6.02,7.64,8.07,5.29,4.9400000000000004,11.53,11.62,5.77,1,2.0099999999999998,9.1999999999999993,0.36,-1.57,3.58,-6.88,-16.010000000000002,-13.68,-2.4700000000000002,0.74,26.73]
[null,"20060103:0500",29.74,8.0399999999999991,6.89,9.44,4.55,4.46,10.92,10.23,4.79,1.03,1.52,9.06,0.34,-1.62,3.39,-7.25,-16.28,-13.11,-2.83,1.64,27.13]
[null,"20060103:0600",29.98,12.89,6.2,12.69,3.88,2.5,10.199999999999999,9.0299999999999994,4.3600000000000003,1.47,1.1200000000000001,9.02,0.53,-1.57,3.21,-7.21,-16.46,-12.61,-2.99,2.44,27.52]
[null,"20060103:0700",30.46,17.88,5.25,16.14,3.12,2.3199999999999998,9.4600000000000009,8.23,4.32,2.15,-0.28000000000000003,9.73,0.95,-1.65,3.7,-6.12,-16.940000000000001,-11.85,-3.23,2.81,27.3]
[null,"20060103:0800",29.98,21.05,4.74,18.440000000000001,2.4500000000000002,1.54,8.9600000000000009,8.27,3.62,2.89,-0.92,9.81,1.2,-1.97,3.55,-5.44,-16.920000000000002,-11.31,-2.95,3.42,26.46]
[null,"20060103:0900",28.84,23.33,4.45,19.77,1.96,0.54,8.4499999999999993,8.7899999999999991,3.47,3.23,-1.57,9.84,1.3,-1.48,3.26,-5.0599999999999996,-16.78,-10.83,-3.48,4.34,26.51]
[null,"20060103:1000",28.48,24.88,4.3,20.55,1.5,-0.85,7.9,9.51,3.21,3.44,-1.96,9.86,1.36,-1.64,3.74,-4.32,-17.149999999999999,-10.48,-3.96,6.56,26.22]
[null,"20060103:1100",27.84,25.88,4.33,20.93,1.1100000000000001,-1.48,7.36,9.2200000000000006,2.91,3.7,-2.16,9.9,1.41,-2.2799999999999998,3.55,-3.67,-17.21,-10.17,-4.51,9.3699999999999992,26.54]
[null,"20060103:1200",27.08,26.33,4.72,20.96,0.74,-1.88,6.82,8.65,2.46,3.87,-2.46,9.9,1.56,-3.07,3.53,-3.1,-17.37,-9.9700000000000006,-5.21,10.95,26.69]
[null,"20060103:1300",26.87,26.03,5.48,20.57,0.37,-2.1800000000000002,6.52,8.11,1.78,3.94,-2.62,9.69,1.61,-3.4,3.9,-2.5499999999999998,-17.420000000000002,-9.85,-5.76,11.46,26.72]
[null,"20060103:1400",26.16,25.06,7.15,19.309999999999999,0.54,-2.42,6.82,7.51,1.92,4.1500000000000004,-2.96,9.32,1.63,-3.73,3.92,-1.8,-17.28,-9.7799999999999994,-6.24,11.75,26.63]
[null,"20060103:1500",25.75,22.81,9.6300000000000008,17.809999999999999,3.37,-2.52,8.52,7.29,2.02,4.7300000000000004,-2.61,8.8000000000000007,1.62,-4.21,3.76,-1.04,-16.829999999999998,-9.61,-6.57,11.87,26.42]
[null,"20060103:1600",25.63,20.27,11.7,16.440000000000001,5.4,0.35,9.7799999999999994,9.36,2.2799999999999998,5.45,1.52,8.42,1.63,-4.42,3.7,-0.41,-15.94,-9.2799999999999994,-6.21,11.81,26.13]
[null,"20060103:1700",24.95,18.39,13.58,15.08,7.32,3.76,11.01,13.84,3.87,6.35,4.6900000000000004,8.4,1.74,-2.85,3.66,0,-13.9,-8.82,-5.86,11.91,25.91]
[null,"20060103:1800",24.82,16.899999999999999,15.05,13.94,9.0399999999999991,6.2,12.19,17.149999999999999,6.14,7.16,6.25,8.7799999999999994,1.73,-1.95,4.4400000000000004,0.28999999999999998,-11.03,-8.17,-5.68,11.92,25.72]
[null,"20060103:1900",24.75,15.64,16.45,12.97,10.130000000000001,7.92,12.33,19.55,7.43,10.66,7.24,8.6,1.86,-0.45,5.69,0.71,-8.84,-7.12,-5.79,11.23,25.52]
[null,"20060103:2000",24.39,14.39,16.41,12.1,11,9.07,13.07,20.67,8.64,11.95,8.27,8.26,1.66,-0.17,5.33,0.72,-5.82,-6.63,-5.73,11.08,25.39]
[null,"20060103:2100",24.44,13.65,16.05,11.34,11.34,9.84,13.48,21.21,9.89,12.6,9.0500000000000007,8.34,1.49,0.21,5.6,0.7,-4.3499999999999996,-6.28,-5.89,10.96,25.31]
[null,"20060103:2200",24.37,12.78,15.54,10.63,11.11,10.24,13.33,21.2,10.61,13.08,9.23,8.92,1.33,-0.13,5.5,0.72,-4.07,-5.94,-5.78,10.72,25.39]
[null,"20060103:2300",24.14,12.17,15.15,9.99,10.050000000000001,10.24,12.34,20.75,10.94,13.39,8.6300000000000008,8.65,1.2,-0.63,5.63,0.76,-5.33,-5.75,-5.86,10.039999999999999,25.27]
[null,"20060104:0000",24.17,11.57,14.91,9.41,7.85,9.86,10.84,19.37,10.72,13.62,6.62,8.0500000000000007,1.17,-1.4,5.61,0.8,-7.66,-5.64,-5.94,8.7799999999999994,24.85]
[null,"20060104:0100",24.16,10.74,14.74,8.83,6.44,8.8699999999999992,9.7899999999999991,17.420000000000002,9.7899999999999991,14.08,4.68,6.79,1.1200000000000001,-1.85,5.56,0.77,-8.8000000000000007,-5.57,-6.11,6.69,24.78]
[null,"20060104:0200",25.33,9.86,14.7,8.23,5.51,6.95,9.1199999999999992,15.89,8.7100000000000009,14.62,2.85,6,1.07,-1.99,5.09,0.69,-9.56,-5.54,-6.3,4.92,24.93]
[null,"20060104:0300",26.57,9.19,14.83,7.62,4.8600000000000003,5.66,8.73,14.54,7.8,15,1.65,5.98,1.03,-2.11,4.78,0.54,-10,-5.54,-6.32,3.83,25.32]
[null,"20060104:0400",27.4,8.69,14.94,7.07,4.4400000000000004,4.51,8.5299999999999994,13.21,6.88,15.18,0.87,5.6,1.07,-2.1,4.49,0.33,-10.32,-5.53,-6.19,3.29,25.63]
[null,"20060104:0500",29.47,10.14,15.06,7.72,4.21,3.67,8.4600000000000009,11.4,6.05,15.22,0.4,5.45,1.1299999999999999,-2.08,4.2300000000000004,0.11,-10.62,-5.49,-5.61,2.85,26.06]
[null,"20060104:0600",29.06,13.82,15.22,11.68,4.21,2.75,8.48,10.28,5.38,15.61,0.04,5.13,1.1499999999999999,-2.13,4.08,-0.1,-11.02,-5.49,-4.59,2.48,26.29]
[null,"20060104:0700",26.96,15.73,15.61,15.72,4.25,2.5499999999999998,9.14,9.52,5.2,15.26,-0.17,4.5199999999999996,1.2,-2.04,4.7,0.12,-11.57,-5.44,-5.44,2.4500000000000002,25.97]
[null,"20060104:0800",26.38,17.53,15.72,17.54,4.8600000000000003,1.96,9.3699999999999992,8.52,4.7699999999999996,15.13,-0.47,4.18,1.22,-1.91,4.4400000000000004,0.01,-11.96,-5.43,-5.44,2.42,26.13]
[null,"20060104:0900",26.72,19.170000000000002,15.85,18.71,5.72,1.59,9.59,7.71,4.42,13.67,-0.6,4.24,1.25,-2.15,4.3600000000000003,-0.14000000000000001,-12.35,-5.49,-5.38,2.66,26.43]
[null,"20060104:1000",27.13,20.440000000000001,16.02,19.5,6.4,0.92,9.83,6.89,4.17,9.74,-0.68,4.01,1.26,-2.16,3.33,-0.3,-12.7,-5.59,-5.13,3.07,26.54]
[null,"20060104:1100",26.26,21.28,16.27,19.93,7.66,0.11,9.9700000000000006,6.94,4.01,6.06,-0.75,3.91,1.2,-2.98,2.98,-0.42,-13.35,-6.31,-4.74,3.57,26.07]
[null,"20060104:1200",25.44,21.74,16.440000000000001,20.13,8.27,-0.43,10.01,8.4499999999999993,3.66,3.83,-0.87,4.1399999999999997,1.19,-3.7,3.09,-0.49,-13.96,-7.95,-4.09,3.96,25.55]
[null,"20060104:1300",25.63,21.65,16.75,20.05,8.9,-0.92,9.91,7.7,3.39,2.52,-0.93,4.17,1.17,-3.69,3.28,-0.51,-14.47,-10.07,-3.24,4.37,25.81]
[null,"20060104:1400",25.47,20.65,17.89,19.5,9.84,-1.19,10.24,6.76,3.12,1.52,-1.19,4.18,1.22,-2.68,3.58,-0.39,-14.22,-12.13,-3.02,4.58,25.93]
[null,"20060104:1500",25.04,18.73,18.690000000000001,18.43,12.58,-1.21,12.34,5.99,2.89,0.92,-0.46,4.08,1.4,-2.7,3.7,-0.21,-14.03,-13.62,-3.88,4.57,25.97]
[null,"20060104:1600",25.11,17.170000000000002,19.23,16.93,15.9,1.32,14.56,7.37,2.86,0.67,3.75,3.95,1.62,-2.72,3.58,0.28000000000000003,-13.36,-14.37,-4.67,4.3499999999999996,26]
[null,"20060104:1700",24.82,15.85,19.45,15.21,17.79,5.38,16.21,11.23,4.88,0.74,7.22,3.96,1.86,-2.13,5.08,0.61,-11.12,-14.64,-5.19,4.07,25.99]
[null,"20060104:1800",24.59,14.7,19.850000000000001,14.1,19.21,8.4,17.350000000000001,13.89,7.3,1.04,8.92,4.1100000000000003,1.58,-1.21,4.6100000000000003,1.29,-8.59,-14.55,-5.67,3.85,25.93]
[null,"20060104:1900",24.7,13.89,20.09,13.45,20.05,10.71,18.73,15.2,8.64,1.34,10.71,4.2,2,-1.9,5.54,2.16,-5.92,-14.83,-6.38,3.12,25.82]
[null,"20060104:2000",24.47,12.96,20.27,12.87,19.73,12.69,18.97,16.579999999999998,10.09,1.51,12.46,4.07,1.79,-1.57,6.67,2.2400000000000002,-2.99,-14.89,-6.73,2.52,25.91]
[null,"20060104:2100",24.3,12.06,20.05,12.65,19.38,14.28,18.510000000000002,17.48,11.08,1,14.07,4.99,1.63,0.22,7.57,1.7,-0.99,-15.22,-6.76,2.08,25.88]
[null,"20060104:2200",24,11.17,19.579999999999998,12.71,18.8,15.32,17.260000000000002,18,11.69,0.2,14.11,4.68,1.39,0.4,8.06,0.8,-0.5,-15.84,-6.6,1.47,25.74]
[null,"20060104:2300",24.01,10.24,18.86,12.74,17.690000000000001,15.69,15.43,17.940000000000001,11.87,-0.92,13.13,4.51,1.18,-0.01,8.06,0.19,-0.83,-16.79,-6.37,0.98,25.66]
[null,"20060105:0000",24.64,9.36,17.75,12.56,15.8,15.12,14.03,16.899999999999999,11.53,-1.79,10.07,3.54,1.06,-0.67,7.54,-0.77,-1.97,-17.64,-6.44,0.37,25.66]
[null,"20060105:0100",25.69,8.7200000000000006,16.95,12.23,14.98,13.08,13.06,15.67,10.45,-2.34,4.8600000000000003,3.08,0.8,-2.08,7.22,-1.71,-2.4700000000000002,-18.45,-6.47,-0.17,25.93]
[null,"20060105:0200",26.91,8.2100000000000009,16.91,12.11,14.8,11.44,12.14,13.92,8.93,-2.79,2.5299999999999998,2.0499999999999998,0.43,-4.58,7.02,-2.73,-2.86,-19.22,-6.28,-0.92,26.08]
[null,"20060105:0300",28.37,7.7,16.64,12.1,14.91,9.84,11.27,13.39,7.41,-3.1,1.48,1.69,0.21,-5.99,6.87,-3.78,-3.85,-19.91,-6.32,-1.41,26.36]
[null,"20060105:0400",28.52,7.29,16.71,11.98,15.01,7.84,10.46,12.26,6.49,-3.31,0.57999999999999996,1.59,0.09,-7.02,6.65,-4.7300000000000004,-4.49,-20.53,-6.1,-1.87,26.47]
[null,"20060105:0500",29.36,8.8800000000000008,16.670000000000002,12.94,15.24,6.71,9.52,11.18,6.13,-3.53,-0.4,1.47,-0.04,-7.1,6.48,-5.63,-4.71,-21.09,-6.14,-2.42,26.36]
[null,"20060105:0600",28.82,12.82,16.7,14.69,15.45,5.92,8.59,10.11,5.83,-3.71,-1.4,0.76,-0.16,-6.78,6.05,-6.25,-4.8099999999999996,-21.6,-5.81,-2.76,25.72]
[null,"20060105:0700",28.02,15.89,16.21,16.93,16.059999999999999,5.39,7.59,9.4499999999999993,5.7,-4.03,-2.0299999999999998,0.47,-0.24,-7.19,5.5,-6.82,-5.1100000000000003,-22.15,-4.8899999999999997,-2.41,25.88]
[null,"20060105:0800",28.91,18.190000000000001,16.420000000000002,18.8,16.32,4.55,6.8,6,5.67,-4.1399999999999997,-2.77,0.13,-0.42,-7.46,5.23,-7.07,-4.68,-22.54,-4.6500000000000004,-2.2400000000000002,26.01]
[null,"20060105:0900",28.02,20.18,16.47,20.260000000000002,16.579999999999998,3.92,6.04,3.95,5.82,-4.17,-3.43,-0.5,-0.61,-7.45,4.82,-7.09,-5.21,-22.88,-4.99,-1.01,25.81]
[null,"20060105:1000",26.51,21.74,16.27,21.31,17.04,3.28,5.31,3.31,5.34,-4.24,-4.5599999999999996,-0.8,-0.76,-7.46,4.33,-6.95,-5.75,-23.19,-5.74,0.88,26.52]
[null,"20060105:1100",26.09,22.89,16.399999999999999,22.05,17.07,2.61,4.6500000000000004,3.41,4.95,-4.34,-4.5199999999999996,-0.4,-0.98,-7.75,4.2,-7.27,-6.47,-23.49,-6.29,2.21,26.09]
[null,"20060105:1200",25.94,23.61,16.59,22.43,17.27,2.13,4.33,3.69,4.67,-4.45,-4.45,-0.15,-1.18,-7.86,4.05,-8,-7.54,-23.7,-6.49,3.25,26.01]
[null,"20060105:1300",25.61,23.8,17.100000000000001,22.27,16.97,1.7,4.1100000000000003,3.44,5.37,-4.5,-5.34,0.01,-1.28,-7.96,3.84,-8.91,-8.4700000000000006,-23.93,-7.05,3.97,25.93]
[null,"20060105:1400",25.33,22.98,19.04,21.02,16.920000000000002,1.28,4.5999999999999996,2.63,5.9,-4.34,-5.49,-7.0000000000000007E-2,-1.36,-8.01,3.68,-9.39,-9.4600000000000009,-24.15,-7.36,4.26,25.89]
[null,"20060105:1500",24.98,20.98,20.6,19.239999999999998,16.760000000000002,1.03,6.68,2.9,6.45,-3.61,-5.25,0.34,-1.54,-8.07,3.38,-9.43,-10.54,-23.86,-8.49,3.99,25.83]
[null,"20060105:1600",24.66,19.399999999999999,21.65,17.7,12.66,3.31,8.15,6.81,7.19,-2.52,-2.1800000000000002,0.92,-1.79,-7.59,3.01,-9.08,-10.49,-22.56,-9.49,3.03,25.76]
[null,"20060105:1700",24.54,18.100000000000001,21.89,16.170000000000002,8.32,7.76,8.93,9.7100000000000009,8.59,-1.29,-0.74,1.7,-1.92,-5.85,2.83,-8.41,-8.23,-21.55,-10.54,1.57,25.68]
[null,"20060105:1800",24.62,16.96,22.12,15.11,8.9,11.26,9.8699999999999992,11.51,10,-0.18,0.68,2.84,-2.19,-1.74,3.01,-7.67,-6.51,-20.16,-11.49,0.41,25.53]
[null,"20060105:1900",24.59,16.440000000000001,22.04,14.02,8.9600000000000009,14.89,10.77,12.2,10.48,-7.0000000000000007E-2,1.63,3.04,-2.16,2.94,3.23,-6.51,-5.26,-19.05,-12.71,0.22,25.42]
[null,"20060105:2000",24.31,15.63,22.58,13.17,9.8800000000000008,17.260000000000002,11.23,13.17,10.89,0.34,2.4900000000000002,3.21,-2.42,3.96,3.93,-6.17,-3.61,-17.77,-13.27,-0.26,25.4]
[null,"20060105:2100",24.04,14.92,22.53,12.27,9.9,18.989999999999998,11.4,13.77,11.36,0.27,2.97,3.67,-2.57,4.72,4.0999999999999996,-6.48,-1.93,-14.7,-13.68,-1,25.16]
[null,"20060105:2200",24.08,14.32,22.04,11.23,9.0500000000000007,20,11.03,13.96,11.41,-0.28999999999999998,2.94,3.85,-2.63,4.84,3.92,-7.25,-1.94,-14.69,-13.88,-2.1,25.15]
[null,"20060105:2300",24.05,13.7,20.74,10.53,7.89,20.239999999999998,9.86,13.61,11.05,-1.46,2.4,3.69,-2.65,4.07,3.44,-7.89,-3.54,-16.04,-14.18,-2.77,25.01]
[null,"20060106:0000",24.29,13.08,19.829999999999998,9.8000000000000007,6.62,19.41,8.61,12.51,10.8,-2.21,0.99,3.44,-2.71,2.1,2.98,-8.1999999999999993,-6.2,-17.350000000000001,-14.88,-3.13,24.95]
[null,"20060106:0100",25.01,12.53,19.579999999999998,9.18,5.63,16.66,7.77,10.96,10.38,-2.5099999999999998,-0.71,3.62,-2.8,-0.44,2.64,-8.6300000000000008,-8.1300000000000008,-17.670000000000002,-15.51,-3.29,25.32]
[null,"20060106:0200",26.06,12.1,19.23,9.23,4.78,14.19,6.76,9.59,9.83,-2.79,-1.66,3.84,-2.95,-2.76,2.39,-8.94,-9.02,-18.03,-15.96,-3.39,25.64]
[null,"20060106:0300",26.79,11.77,18.97,9.5299999999999994,4.04,12.5,6.06,8,9.7200000000000006,-2.88,-2.46,4.09,-3,-4.0199999999999996,2.4,-9.15,-9.56,-18.010000000000002,-15.93,-3.3,25.5]
[null,"20060106:0400",27.12,11.47,19.190000000000001,8.75,3.34,10.89,5.55,6.32,9.58,-2.8,-3.24,4.4400000000000004,-3.16,-4.9400000000000004,2.09,-9.44,-9.7899999999999991,-17.82,-14.81,-3.47,25.39]
[null,"20060106:0500",28.17,12.82,19.18,9.01,2.71,9.69,5.34,5.08,9.4600000000000009,-2.74,-3.81,4.91,-3.28,-5.94,1.86,-10.15,-9.9,-17.510000000000002,-14.48,-3.59,25.24]
[null,"20060106:0600",25.87,14.8,18.760000000000002,12.76,2.0299999999999998,8.4700000000000006,4.8099999999999996,4.2699999999999996,9.33,-2.5299999999999998,-4.16,5.34,-3.39,-6.71,1.58,-11.32,-9.84,-17.190000000000001,-14.49,-3.66,24.96]
[null,"20060106:0700",25.98,17.03,18.440000000000001,16.93,1.34,7.36,3.53,4.04,8.92,-2.48,-4.53,5.92,-3.49,-6.61,1.65,-11.16,-9.8699999999999992,-16.88,-14.77,-3.55,25.32]
[null,"20060106:0800",26.61,18.59,18.55,18.87,0.56999999999999995,6.46,3.21,3.87,8.4,-2.34,-5.01,6.27,-3.49,-7.23,1.54,-11.75,-10.11,-16.829999999999998,-14.92,-3.1,25.37]
[null,"20060106:0900",26.84,19.86,18.690000000000001,20.010000000000002,-0.14000000000000001,5.57,2.84,3.51,7.89,-2.3199999999999998,-5.54,6.85,-3.53,-7.61,1.25,-12.77,-10.58,-16.71,-15,-1.7,25.29]
[null,"20060106:1000",25.07,20.72,18.73,20.61,-0.67,4.7,2.44,3.23,7.87,-2.42,-6.02,7.23,-3.5,-7.78,1.1599999999999999,-14.02,-10.69,-16.48,-14.66,0.31,25.15]
[null,"20060106:1100",24.82,21.23,18.739999999999998,20.96,-1.29,3.97,2.16,1.94,7.65,-2.36,-6.47,6.55,-3.38,-8.01,1.19,-15.04,-10.76,-16.190000000000001,-14.53,2.2400000000000002,25.16]
[null,"20060106:1200",24.63,21.4,18.59,21.08,-1.87,3.28,2.13,1.68,7.43,-2.2999999999999998,-6.72,5.84,-3.26,-7.99,1.24,-15.94,-10.46,-15.71,-13.37,3.52,25.11]
[null,"20060106:1300",24.36,21.2,19.010000000000002,20.88,-2.1800000000000002,2.68,2.09,1.61,7.4,-2.25,-6.96,5.0199999999999996,-3.24,-8.1199999999999992,1.1000000000000001,-16.579999999999998,-10.39,-15.28,-11.92,4.09,25.13]
[null,"20060106:1400",24.36,20.45,21.49,19.97,-1.87,2.19,2.09,1.41,7.41,-2.13,-7.17,4.6399999999999997,-3.12,-8.2899999999999991,0.98,-15.56,-10.7,-14.98,-10.44,4.71,25.08]
[null,"20060106:1500",24.3,19.100000000000001,23.33,18.649999999999999,-0.9,1.9,2.2599999999999998,0.95,7.46,-1.75,-6.87,4.25,-2.78,-8.26,1.06,-13.81,-11.36,-14.61,-10.220000000000001,5.1100000000000003,24.98]
[null,"20060106:1600",24.17,17.91,24.02,17.239999999999998,0.18,4.3899999999999997,2.81,3.06,7.57,-1.0900000000000001,-4.22,3.78,-2.5099999999999998,-7.5,1.21,-12.3,-11.21,-14.18,-10.029999999999999,5.01,24.84]
[null,"20060106:1700",24.2,16.829999999999998,24.49,15.84,1.49,8.89,3.08,7.42,8.01,-0.62,-2,3.8,-2.2599999999999998,-4.93,1.48,-11.39,-9.27,-13.21,-8.83,4.78,24.79]
[null,"20060106:1800",24.16,15.55,24.52,14.62,2.52,12.27,3.79,10.029999999999999,8.84,-0.19,-0.3,4.96,-2.17,-1.17,2.0499999999999998,-10.130000000000001,-6.99,-11.48,-7.42,5.45,24.96]
[null,"20060106:1900",24.18,15.15,24.56,13.76,1.87,17.03,3.94,11.69,9.33,-0.34,0.77,6.69,-2.56,2.63,2.5099999999999998,-9.19,-4.62,-10.34,-7.42,4.3899999999999997,24.96]
[null,"20060106:2000",24.05,14.11,24.4,13.03,2.4,19.440000000000001,4.6399999999999997,12.98,9.89,0.11,2.11,7.33,-3.03,3.45,3.2,-9.64,-1.63,-9.65,-6.78,4.78,25.13]
[null,"20060106:2100",23.99,13.53,23.89,12.6,2.5,21.18,4.97,13.98,10.199999999999999,0.2,3.25,7.83,-3.71,4.3499999999999996,3.57,-8.91,0.16,-9.16,-6.68,5.17,24.95]
[null,"20060106:2200",24.31,13.04,23.1,12.38,2.2200000000000002,22.25,4.82,14.54,10.57,0.21,3.93,7.82,-4.6100000000000003,2.23,3.78,-9.74,0.54,-9.0399999999999991,-6.82,5.3,25.03]
[null,"20060106:2300",24.08,12.9,21.73,12.01,1.52,22.49,4.12,14.59,10.57,-0.17,3.99,7.78,-5.41,0.97,3.03,-12.3,0.26,-9.36,-7.13,5.08,25.09]
[null,"20060107:0000",24.03,12.53,20.91,12.08,0.7,21.54,3.19,14.02,10.52,-0.85,2.98,7.03,-6.02,-0.45,2.56,-14.09,-1.25,-9.7100000000000009,-7.49,4.68,24.94]
[null,"20060107:0100",24.14,11.81,20.45,12.27,7.0000000000000007E-2,18.53,3.23,12.97,10.27,-0.85,0.54,5.62,-6.46,-1.05,2.13,-14.58,-2.3199999999999998,-10.06,-8.1,3.77,25.46]
[null,"20060107:0200",25.7,11.43,19.95,12.29,-0.34,18.600000000000001,1,11.59,9.51,-0.9,-1.41,4.97,-7.02,-2.2400000000000002,2.0499999999999998,-12.93,-2.2599999999999998,-10.68,-8.74,2.93,25.74]
[null,"20060107:0300",26.26,10.9,19.510000000000002,12.32,-0.73,16.23,0.46,11.16,8.8000000000000007,-0.76,-2.64,4.63,-7.53,-3.07,1.85,-13.18,-2.2799999999999998,-11.05,-9.34,2.11,25.81]
[null,"20060107:0400",27.17,10.69,19.149999999999999,11.98,-1.1299999999999999,12.63,0.75,10.1,8.5399999999999991,-0.84,-3.34,4.88,-8.26,-3.57,2,-13.7,-3.41,-11.44,-10.09,1.2,26.03]
[null,"20060107:0500",28.08,10.86,18.84,12.8,-1.5,11.11,1.01,9.0299999999999994,8.42,-0.81,-3.19,5.26,-8.84,-4.1100000000000003,2.02,-14.1,-3.8,-11.6,-10.7,0.93,25.87]
[null,"20060107:0600",28.11,11.6,18.57,14.89,-1.93,10.15,1.1100000000000001,8.4,8.19,-0.8,-2.62,5.92,-9.51,-4.42,1.63,-14.62,-3.8,-11.09,-11.48,1.24,25.73]
[null,"20060107:0700",27.44,12.77,18.25,16.39,-2.42,9.41,-0.03,7.52,7.93,-0.56000000000000005,-3.14,6.88,-9.2799999999999994,-4.0999999999999996,0.02,-16.059999999999999,-4.13,-12.32,-12.24,-0.33,25.69]
[null,"20060107:0800",26.96,13.63,18.239999999999998,17.78,-3,8.36,-7.0000000000000007E-2,6.74,7.64,-0.48,-3.71,7.27,-9.65,-4.45,0.17,-16.45,-4.47,-12.63,-13.08,-1.17,25.98]
[null,"20060107:0900",26.63,14.71,18.32,18.79,-3.6,7.32,-0.08,6.03,7.44,-0.47,-4.26,7.6,-9.7799999999999994,-4.63,0.43,-17.18,-5.3,-12.68,-14.05,0.01,26.07]
[null,"20060107:1000",26.4,15.39,18.440000000000001,19.239999999999998,-3.48,6.41,-0.03,5.41,7.28,-0.54,-4.17,7.7,-9.99,-4.8499999999999996,0.38,-17.899999999999999,-5.74,-12.65,-15.15,1.08,26.27]
[null,"20060107:1100",25.57,16.13,18.63,19.22,-2.91,5.59,0.06,4.88,7.29,-0.49,-3.88,7.79,-10.039999999999999,-4.7,0.77,-18.71,-6.59,-12.75,-15.61,2.39,26.08]
[null,"20060107:1200",25.48,16.8,18.829999999999998,19.149999999999999,-3.02,4.9400000000000004,0.2,4.38,7,-0.47,-4.76,7.8,-10.029999999999999,-3.91,0.75,-19.21,-7.3,-12.76,-14.92,3.55,25.79]
[null,"20060107:1300",25.27,16.940000000000001,19.690000000000001,18.73,-4.09,4.4000000000000004,0.39,3.9,7.18,-0.45,-5.62,7.6,-9.98,-3.31,0.75,-19.66,-7.92,-12.54,-15.35,4.46,25.57]
[null,"20060107:1400",24.93,16.48,22.44,18.05,-3.66,3.92,1.1000000000000001,3.31,7.12,-0.45,-5.78,7.39,-9.6199999999999992,-2.62,0.84,-20.05,-7.97,-12.39,-17.86,4.96,25.25]
[null,"20060107:1500",24.4,15.5,23.59,16.940000000000001,-0.93,3.67,3.19,2.5,6.72,0.09,-5.23,7.49,-8.67,-1.81,0.73,-18.850000000000001,-7.8,-12.02,-19.350000000000001,5.22,25.1]
[null,"20060107:1600",24.53,14.49,23.86,16.260000000000002,1.05,6.1,5.65,4.51,6.86,1.06,-2.2200000000000002,7.55,-7.29,-0.33,0.67,-17.8,-7.28,-11.51,-19.95,5.12,25.12]
[null,"20060107:1700",24.54,13.3,24.03,15.57,3.03,10.76,7.94,8.34,8.15,1.78,0.78,7.82,-6.01,0.7,0.75,-16.510000000000002,-6.24,-10.84,-19.41,5.08,24.86]
[null,"20060107:1800",24.44,12.29,24.11,15.08,4.8600000000000003,14.4,9.85,11.19,9.91,2.17,2.83,8,-5.13,0.27,1.48,-15.61,-4.7300000000000004,-9.77,-19.309999999999999,5.25,24.61]
[null,"20060107:1900",24.63,11.64,24.14,14.23,5.7,19.510000000000002,11.01,12.96,10.17,2,4.3099999999999996,8.01,-4.33,-0.87,2.25,-13.73,-2.08,-8.6,-18.89,4.66,24.99]
[null,"20060107:2000",24.53,10.91,24.08,13.65,6.62,22.45,12.04,14.75,11.3,2.81,5.26,8.26,-3.8,-7.0000000000000007E-2,2.96,-14.3,-1,-8.0399999999999991,-19.829999999999998,4.8499999999999996,24.97]
[null,"20060107:2100",24.44,10.130000000000001,23.8,13.21,7.02,24.86,12.45,16.11,12.12,3.53,5.67,7.92,-3.53,0.08,3.22,-15.5,-0.68,-7.93,-19.72,4.88,24.91]
[null,"20060107:2200",24.76,9.48,23.36,12.75,6.83,26.48,11.86,16.98,12.59,3.11,5.76,7.95,-3.84,-0.23,3.61,-17.010000000000002,-0.51,-8.24,-19.29,4.9800000000000004,25]
[null,"20060107:2300",24.69,9.26,22.44,12.18,6.01,27.01,10,17.079999999999998,12.85,1.59,5.2,8.0399999999999991,-4.88,-0.78,2.92,-18.420000000000002,-0.54,-8.9700000000000006,-18.87,4.95,25.11]
[null,"20060108:0000",24.7,8.68,22,11.65,4.91,25.73,8.6,16.07,12.82,0.97,4.1100000000000003,8.09,-6.22,-2.2400000000000002,2.5299999999999998,-18.89,-0.45,-9.6300000000000008,-19.239999999999998,5.16,25.48]
[null,"20060108:0100",24.98,8.3699999999999992,21.66,11.17,4.34,23.34,7.9,14.72,12.21,0.79,1.58,8.17,-7.19,-3.15,2.0499999999999998,-19.7,-0.08,-10.45,-19.510000000000002,5.6,25.28]
[null,"20060108:0200",25.43,8.14,21.51,10.69,3.96,21.74,7.6,12.9,11.42,0.83,0.43,8.17,-7.74,-3.12,1.7,-20.86,0.03,-11.06,-20.14,6.2,25.36]
[null,"20060108:0300",26.35,7.78,21.35,10.210000000000001,4.18,20.69,7.49,12.17,10.69,0.5,0.77,8.17,-4.6399999999999997,-2.65,1.65,-21.65,-0.05,-11.6,-20.09,6.83,25.07]
[null,"20060108:0400",25.47,7.27,21.24,9.76,4.67,19.82,7.41,11.16,10.11,0.2,0,8.15,-4.67,-2.11,1.66,-22.32,0.32,-12.07,-20.260000000000002,7.44,25.16]
[null,"20060108:0500",25.55,8.61,21.17,10.53,5.3,18.850000000000001,7.32,10.02,9.6,-0.1,-0.99,8.1,-4.88,-2.0699999999999998,1.61,-22.9,0.9,-12.56,-20.32,8.01,25.14]
[null,"20060108:0600",25.56,11.16,20.96,12.41,6.06,17.739999999999998,7.3,8.99,9.14,-0.44,-1.22,8.01,-4.84,-2.13,1.39,-23.48,0.93,-13.06,-20.34,8.4700000000000006,25.23]
[null,"20060108:0700",25.49,13.24,20.84,14.44,6.81,17.84,7.86,7.68,8.73,-1.21,-0.57999999999999996,8.15,-6.03,-2.73,1.24,-23.77,1.1499999999999999,-13.47,-18.829999999999998,8.57,25.12]
[null,"20060108:0800",25,15.04,20.65,16.239999999999998,7.6,16.73,7.96,7.15,8.56,-1.95,-0.96,8.06,-5.57,-3.81,1.01,-23.71,1.1399999999999999,-13.92,-18.79,8.82,25.08]
[null,"20060108:0900",24.88,16.7,20.38,17.71,8.27,15.56,8.11,8.01,8.2899999999999991,-2.58,-1.57,7.73,-4.88,-4.72,0.87,-23.22,1.31,-14.39,-18.73,8.99,25.09]
[null,"20060108:1000",24.47,18.149999999999999,20.52,18.75,8.7799999999999994,14.54,8.35,8.98,7.48,-3.14,-2.6,7.4,-5.0199999999999996,-6.01,0.54,-22.47,0.99,-14.94,-18.899999999999999,9.26,25.25]
[null,"20060108:1100",24.59,19.170000000000002,20.36,19.34,9.1999999999999993,13.73,8.6300000000000008,10.09,6.99,-3.62,-3.49,7.05,-5.35,-5.76,0.65,-22.71,0.72,-15.52,-19,9.49,25.35]
[null,"20060108:1200",24.67,19.53,20.260000000000002,19.48,9.5500000000000007,13.17,8.98,10.94,6.36,-3.99,-4.12,6.86,-5.53,-5.88,0.69,-22.52,0.16,-16.23,-19,9.56,25.73]
[null,"20060108:1300",24.84,19.25,20.75,19.07,9.92,12.58,9.34,9.17,6.1,-4.25,-4.71,6.83,-5.78,-6.21,0.5,-22.29,-0.09,-16.95,-18.899999999999999,9.7899999999999991,25.64]
[null,"20060108:1400",24.96,18.34,22.34,17.78,10.42,12.06,10.14,7.59,6.13,-4.29,-5.03,6.67,-6.1,-6.55,0.38,-22.02,-0.23,-17.62,-18.510000000000002,10.11,25.61]
[null,"20060108:1500",24.65,17,23.45,16.23,11.03,11.77,11.85,6.81,6.38,-3.66,-4.6900000000000004,6.87,-5.75,-6.4,0.56000000000000005,-20.57,-0.65,-17.75,-18.13,10.039999999999999,25.78]
[null,"20060108:1600",24.76,15.85,23.99,15.03,11.97,12.8,13.59,9.99,6.48,-2.75,-0.61,7.07,-4.97,-6.25,0.77,-19.22,-0.84,-17.34,-17.57,9.0399999999999991,25.4]
[null,"20060108:1700",24.57,14.79,24.33,14.08,12.62,13.69,15.03,15.16,6.96,-1.69,2.82,7.52,-3.9,-5.9,0.75,-17.91,-0.51,-16.52,-16.96,8.0299999999999994,25.19]
[null,"20060108:1800",24.4,13.82,24.42,13.31,13.58,15.59,16.57,17.32,7.63,-0.6,4.8899999999999997,8.5,-3.4,-5.36,2.56,-16.899999999999999,0.05,-15.61,-17.34,7.36,25.09]
[null,"20060108:1900",24.37,13.12,24.65,12.53,13.24,18.28,18.36,18.82,8.42,0.49,6.37,9.6,-2.8,-4.1500000000000004,2.16,-14.99,0.89,-14.65,-16.36,7.8,25.3]
[null,"20060108:2000",24.27,12.33,24.46,11.84,13.27,19.02,18.79,19.899999999999999,9.31,1.1499999999999999,7.17,10.050000000000001,-2.64,-3.42,3.06,-14.74,1.42,-13.96,-16.690000000000001,7.1,25.14]
[null,"20060108:2100",24.05,11.64,23.99,11.26,13.26,19.23,19.11,20.54,10.11,1.42,7.67,10.54,-2.86,-3.05,3.55,-15,1.81,-13.66,-16.73,6.48,25.41]
[null,"20060108:2200",23.89,11.02,23.12,10.73,13.33,18.850000000000001,18.75,20.66,10.9,1.03,7.92,10.79,-3.8,-2.98,3.8,-15.05,1.32,-13.91,-16.690000000000001,6.05,25.39]
[null,"20060108:2300",23.88,10.45,21.8,10.24,13.39,18.64,17.920000000000002,20.239999999999998,11.32,0.08,7.59,10.81,-5.38,-4.0199999999999996,4.01,-14.56,0.13,-14.67,-16.52,5.82,25.36]
[null,"20060109:0000",23.86,10.01,20.93,9.76,13.41,18.25,17.309999999999999,18.63,11.52,0,6.58,10.41,-7.19,-3.32,3.69,-15.07,-0.94,-15.46,-16.48,6.05,25.37]
[null,"20060109:0100",24.57,9.5299999999999994,20.39,9.31,13.59,16.899999999999999,16.920000000000002,16.5,11.26,-2.12,5.77,10.119999999999999,-8.65,-4.01,3.24,-16.260000000000002,-2.59,-16.07,-16.87,6.4,25.45]
[null,"20060109:0200",25.55,9.17,19.899999999999999,8.91,13.78,15.61,16.45,14.8,10.48,-2.58,2.2999999999999998,9.64,-9.33,-4.7300000000000004,3.12,-17.41,-2.74,-16.61,-17.21,6.42,25.77]
[null,"20060109:0300",26.22,8.76,19.52,8.49,13.98,14.57,16.09,12.99,9.44,-2.5299999999999998,1.61,9.18,-9.76,-5.85,3.17,-18.41,-2.1800000000000002,-17.3,-17.11,6.64,25.92]
[null,"20060109:0400",26.3,8.4600000000000009,19.260000000000002,8.07,14.16,13.42,15.83,10.83,8.5399999999999991,-2.61,1.32,8.5500000000000007,-10.08,-7.07,3.16,-19.11,-2.13,-17.78,-16.71,6.86,25.61]
[null,"20060109:0500",26.26,9.9,18.96,9,14.34,12.13,15.66,9.1999999999999993,7.89,-2.37,0.93,7.69,-10.01,-9.0299999999999994,2.9,-19.75,-2.15,-18.04,-16.239999999999998,7.03,25.36]
[null,"20060109:0600",26.03,12.79,18.48,11.41,14.52,10.96,15.37,8.2100000000000009,7.44,-1.92,0,5.6,-9.7100000000000009,-10.23,2.65,-20.5,-2.99,-17.93,-16.260000000000002,7.24,25.13]
[null,"20060109:0700",25.91,15.31,17.68,14.11,14.4,10.210000000000001,15.12,7.84,7.1,-1.46,0.01,5.65,-9.0399999999999991,-10.99,2.57,-21.1,-3.77,-17.899999999999999,-16.510000000000002,7.94,25.16]
[null,"20060109:0800",24.58,17.38,18.21,16.41,14.51,9.2100000000000009,14.58,6.69,6.9,-1.23,-0.26,4.93,-8.2799999999999994,-12.01,2.15,-21.88,-5.01,-18.579999999999998,-16.03,8.57,25.05]
[null,"20060109:0900",24.85,19.2,19.010000000000002,18.170000000000002,14.52,8.75,13.84,5.4,6.82,-0.98,-0.98,4.13,-7.75,-13.08,1.97,-22.7,-6.42,-19.329999999999998,-16.07,9.43,25.45]
[null,"20060109:1000",25,20.65,16.399999999999999,19.32,14.49,8.49,12.48,4.22,6.9,-1.05,-0.81,3.71,-7.36,-13.3,1.98,-23.61,-7.62,-19.66,-16.63,10.130000000000001,25.34]
[null,"20060109:1100",24.96,21.57,15.36,19.98,14.65,8.3000000000000007,11.02,3.16,6.68,-1.02,-0.12,3.55,-6.88,-13.28,2,-23.52,-8.23,-19.28,-16.690000000000001,10.83,25.43]
[null,"20060109:1200",24.94,22,15.32,20.05,14.83,7.8,10.220000000000001,2.4,6.57,-0.9,-0.17,3.05,-6.48,-12.32,2.02,-21.51,-8.8800000000000008,-18.850000000000001,-16.940000000000001,11.46,25.45]
[null,"20060109:1300",24.94,21.89,16.7,19.64,15.06,7.03,9.75,1.47,6.72,-0.73,-0.55000000000000004,2.99,-5.99,-12.03,1.99,-23.23,-9.07,-18.39,-16.84,12.04,25.63]
[null,"20060109:1400",24.82,21.21,20.49,18.2,15.39,6.42,9.59,0.62,7.22,-0.32,-0.82,3.05,-5.2,-12.81,1.69,-22.71,-9.07,-18.03,-16.62,12.14,25.78]
[null,"20060109:1500",24.54,19.899999999999999,22.47,16.329999999999998,15.79,6.12,11.3,1.07,7.9,1.42,-1.04,3.04,-3.91,-13.18,1.54,-20.94,-8.93,-17.690000000000001,-16.5,12.03,25.63]
[null,"20060109:1600",24.61,18.760000000000002,23.87,14.86,16.78,8.74,12.51,6.12,8.5299999999999994,3.62,1.31,3.55,-2.25,-12.73,1.34,-18.850000000000001,-8.32,-16.73,-16.57,11.72,25.42]
[null,"20060109:1700",24.13,17.73,24.46,13.51,17.64,13.42,13.73,9.6300000000000008,9.34,5.85,4.79,4.21,-0.84,-10.06,1.55,-15.92,-6.07,-15.77,-16.350000000000001,11.45,25.26]
[null,"20060109:1800",24.13,16.84,24.54,12.24,19.100000000000001,16.850000000000001,14.53,10.71,10.199999999999999,7.87,6.73,6.27,0.17,-6.65,2.17,-13.89,-3.34,-14.56,-15.96,11.67,25.51]
[null,"20060109:1900",24.12,16.239999999999998,25.39,11.07,19.52,18.739999999999998,15.28,11.27,10.43,9.9,7.45,8.5299999999999994,0.4,-5.85,3.01,-11.97,0.75,-13.73,-15.34,11.7,25.04]
[null,"20060109:2000",23.99,15.55,24.99,10.220000000000001,19.940000000000001,20.53,15.23,12.03,11.14,10.88,8.08,10.44,1,-4.13,3.53,-11.02,2.9,-13.23,-15.29,12.04,24.97]
[null,"20060109:2100",23.89,15.05,24.73,9.5399999999999991,20.23,21.84,14.94,12.22,11.59,11.07,8.48,11.64,1.26,-2.48,4.2300000000000004,-10.62,3.11,-13.02,-15.23,12.28,24.94]
[null,"20060109:2200",23.99,14.85,24.06,8.86,19.37,22.7,14.17,12.03,11.42,10.1,8.84,11.86,1.25,-3.03,4.3899999999999997,-10.42,3.13,-13.1,-14.25,12.41,25.05]
[null,"20060109:2300",24,14.77,22.81,8.25,18.82,23,13.64,11.48,11.09,8.07,8.26,11,1.44,-3.49,4.2699999999999996,-9.93,2.69,-13.51,-14.61,12.38,25.01]
[null,"20060110:0000",24.33,14.69,21.95,7.75,17.71,22.47,12.91,10.25,10.37,6.52,6.44,10.02,1.9,-4.12,4.08,-9.4499999999999993,2.0699999999999998,-13.95,-14.49,12.29,24.99]
[null,"20060110:0100",24.86,14.08,21.2,7.29,17.12,20.82,11.68,8.4499999999999993,9.7100000000000009,5.52,4.6100000000000003,9.01,2.2000000000000002,-4.6500000000000004,3.75,-9.02,1.01,-14.28,-14.77,12.15,25.09]
[null,"20060110:0200",25.63,13.34,20.92,6.87,16.62,19.22,11.15,6.9,9,4.91,3.36,7.26,2.2999999999999998,-4.76,3.56,-8.59,0.28999999999999998,-14.67,-14.37,12.02,25.21]
[null,"20060110:0300",26.55,12.68,20.53,6.4,16.25,17.8,10.36,5.34,8.43,4.9000000000000004,2.89,5.29,2.29,-4.84,3.4,-8.75,-0.28999999999999998,-14.96,-14.15,11.88,25.13]
[null,"20060110:0400",26.03,12.31,20.399999999999999,6.01,16.07,16.579999999999998,9.69,3.53,7.86,6.04,2.9,4.28,2.21,-4.8,3.25,-9.34,-1.08,-15.3,-13.67,11.72,25.3]
[null,"20060110:0500",25.58,13.73,20.29,7.13,15.87,15.69,9.4,1.89,7.29,6.65,2.52,3.69,1.98,-4.68,2.58,-9.61,-1.96,-15.83,-14.23,11.56,25.18]
[null,"20060110:0600",25.52,16.55,20.05,10.220000000000001,15.64,14.94,9.67,0.77,6.98,6.75,1.23,3.02,1.67,-4.59,1.62,-9.7799999999999994,-2.13,-16.600000000000001,-14.15,11.38,25.08]
[null,"20060110:0700",25.56,18.78,19.600000000000001,13.53,15.26,14.98,10.49,-0.61,7.35,7.79,0.01,2.78,0.46,-3.8,1.1100000000000001,-9.7100000000000009,-2.46,-17.010000000000002,-14.69,10.79,25.1]
[null,"20060110:0800",25.02,19.97,19.16,15.9,15.44,14.65,11.03,-1.81,7.04,7.59,-0.48,2.42,0.08,-3.57,1.07,-9.9499999999999993,-1.77,-17.71,-15.09,10.63,25.1]
[null,"20060110:0900",25.44,20.48,19.14,17.190000000000001,15.61,14.06,11.57,-2.0699999999999998,6.73,7.51,-0.64,2.34,-0.39,-3.72,1.29,-10.02,-0.93,-18.25,-15.34,10.91,25.12]
[null,"20060110:1000",24.84,20.75,19.25,17.989999999999998,15.62,13.63,12.08,-1.0900000000000001,6.43,6.74,-0.92,1.57,-1.04,-3.86,1.93,-10.220000000000001,-1.31,-18.71,-15.61,11.16,25.18]
[null,"20060110:1100",24.7,20.32,19.100000000000001,18.48,15.54,13.06,12.62,-0.64,6.27,4.07,-1.36,0.76,-1.74,-3.9,2.66,-10.34,-1.74,-19.059999999999999,-15.75,11.55,25.2]
[null,"20060110:1200",24.78,19.71,18.96,18.62,15.41,12.54,13.03,-0.93,6.18,1.83,-0.52,0.46,-2.59,-3.55,3.32,-10.61,-1.99,-19.420000000000002,-15.48,11.82,25.32]
[null,"20060110:1300",24.89,18.62,19.420000000000002,18.45,15.28,12.16,13.56,-1.39,6.09,0.85,1.1200000000000001,-0.28000000000000003,-3.55,-3.45,3.78,-10.34,-2.0699999999999998,-19.78,-15.93,12.08,25.63]
[null,"20060110:1400",24.63,17.170000000000002,22.39,17.670000000000002,15.85,11.86,13.96,-2.93,6.07,0.42,2.2799999999999998,0.15,-3.76,-3.62,4.1900000000000004,-9.43,-3.17,-20.12,-16.13,12.06,25.79]
[null,"20060110:1500",24.63,16.239999999999998,24.06,16.48,17.21,11.45,14.73,-2.58,5.93,0.4,2.2400000000000002,0.36,-3.34,-3.54,4.37,-8.0299999999999994,-2.88,-19.82,-16.510000000000002,11.9,25.49]
[null,"20060110:1600",24.5,16.02,24.89,14.82,18.77,12.07,15.36,0.24,5.8,0.54,2.2000000000000002,0.36,-2.69,-3.31,4.74,-6.6,-3.26,-18.32,-16.48,11.75,25.13]
[null,"20060110:1700",24.4,16.05,25.36,13.23,20.29,13.71,15.54,3.57,6.39,0.78,5.05,0.78,-2.11,-2.91,4.92,-5.27,-4.17,-17.32,-16.149999999999999,11.23,25]
[null,"20060110:1800",24.21,15.88,25.3,11.77,21.54,15.75,15.45,5.92,7.1,0.6,6.87,1.62,-1.83,-2.27,5.0599999999999996,-4.1500000000000004,-5.17,-15.99,-16.46,10.19,25.07]
[null,"20060110:1900",24.19,15.57,25.5,10.220000000000001,21.59,16.47,13.81,7.8,7.97,0.75,8.9600000000000009,2.34,-0.18,-1.57,5.9,-3.24,-5.52,-13.99,-17.13,9.89,24.95]
[null,"20060110:2000",24.2,13.55,25.29,9.11,21.36,16.91,12.3,9.31,8.6,0.62,10.76,3.28,0.38,-1.42,6.24,-2.98,-6.27,-13.43,-17.62,8.61,24.87]
[null,"20060110:2100",24.06,11.71,24.83,8.23,21.06,17.07,11.17,10.48,9.0399999999999991,0.66,11.74,3.47,0.22,-1.32,6.44,-2.82,-6.64,-12.64,-17.649999999999999,7.58,24.96]
[null,"20060110:2200",23.9,10.42,24.17,7.41,20.66,17.63,10.220000000000001,11.17,9.2200000000000006,0.32,11.67,3.57,-0.15,-1.17,6.48,-2.52,-7.18,-12.86,-16.91,7.03,25.02]
[null,"20060110:2300",24.11,9.27,22.97,6.61,19.510000000000002,18.100000000000001,9.6300000000000008,11.34,9.2899999999999991,-0.12,11.15,2.93,-0.75,-1.25,6.71,-2.17,-7.7,-13.18,-16.23,6.49,24.96]
[null,"20060111:0000",24.16,8.1300000000000008,22.08,5.96,19.36,17.899999999999999,9.14,11,9.0500000000000007,-0.56000000000000005,9.73,2.15,-1.05,-1.3,6.25,-1.66,-8.5,-13.69,-16.510000000000002,5.92,24.92]
[null,"20060111:0100",25.15,7.03,21.55,5.4,19.38,16.8,8.61,10.11,8.35,-0.96,8.08,1.4,-0.94,-1.32,5.79,-1.1599999999999999,-8.75,-13.77,-16.86,5.58,24.94]
[null,"20060111:0200",25.73,6.1,21.1,4.75,19.39,15.69,8.2200000000000006,9.2100000000000009,7.7,-1.26,6.98,0.84,-0.51,-1.23,5.7,-0.68,-9.32,-13.76,-17.100000000000001,5.25,25.09]
[null,"20060111:0300",26.95,5.34,20.78,4.21,19.260000000000002,14.73,7.63,8.25,7.31,-1.68,6.09,0.37,-0.25,-1.1100000000000001,5.73,-0.13,-9.91,-13.76,-16.55,5.24,25.2]
[null,"20060111:0400",27.61,4.6500000000000004,20.85,3.64,19.04,13.8,6.91,7.32,6.95,-2.0499999999999998,5.01,0.1,0.01,-0.97,5.74,0.5,-10.61,-13.76,-16.21,5.19,25.22]
[null,"20060111:0500",27.17,5.72,20.74,4.4800000000000004,18.43,12.68,6.32,6.48,6.68,-2.4300000000000002,6.09,-0.25,0.04,-0.97,5.72,1.03,-11.27,-13.67,-16.11,4.71,25.26]
[null,"20060111:0600",27.05,7.92,20.45,8.89,17.82,11.69,5.65,5.69,6.5,-2.91,4.45,-0.62,0.11,-1.1200000000000001,5.71,1.2,-11.9,-13.64,-16.47,4.2699999999999996,25.34]
[null,"20060111:0700",26.24,9.94,20.36,14.2,16.829999999999998,11.35,4.21,4.88,6.27,-3.22,3.65,-1.08,0.09,-0.61,5.73,1.57,-12.55,-13.35,-16.03,4.29,25.37]
[null,"20060111:0800",26.39,11.62,20.010000000000002,16.36,15.9,10.93,3.94,4,6.18,-3.51,2.2599999999999998,-1.78,0.08,-0.57999999999999996,5.9,1.59,-13.13,-13.25,-15.09,4.6500000000000004,25.25]
[null,"20060111:0900",25.61,13.09,19.64,17.46,15.14,10.39,3.68,3.25,6.13,-3.69,0.48,-2.15,0.2,-0.49,6.15,1.9,-13.71,-13.18,-13.53,5.07,25.26]
[null,"20060111:1000",25.5,14.26,19.71,18.23,14.61,10.3,3.34,2.56,6.2,-4.07,-0.31,-2.0699999999999998,0.32,-0.13,6.19,3.12,-14.27,-13.13,-12.49,6,25.65]
[null,"20060111:1100",25.32,15.19,19.600000000000001,18.72,14.3,9.65,2.79,1.93,6.19,-4.24,-0.36,-2.44,0.45,0.22,6.02,4.22,-14.79,-13.11,-11.41,6.91,25.77]
[null,"20060111:1200",25.31,15.72,19.600000000000001,18.98,14.02,9.09,2.14,1.36,6.12,-4.37,0.46,-2.37,0.61,0.17,5.99,4.16,-15.3,-13,-10.87,7.54,25.94]
[null,"20060111:1300",25.41,15.78,20.190000000000001,18.989999999999998,13.68,8.7100000000000009,1.62,1,5.94,-4.45,1.1299999999999999,-2.5,0.76,0.3,6.01,3.59,-15.74,-12.89,-10.54,7.88,26.27]
[null,"20060111:1400",25.44,15.16,22.98,18.52,13.12,8.5299999999999994,2.1,0.9,5.73,-3.99,2.2599999999999998,-2.46,0.89,0.17,5.5,3.16,-16.23,-12.91,-10.59,8.02,26.42]
[null,"20060111:1500",25.27,13.67,24.29,17.5,13.85,8.44,5.54,0.99,5.49,-2.09,2,-2.2799999999999998,1.01,-0.35,4.9400000000000004,2.99,-16.57,-12.52,-10.92,7.8,26.07]
[null,"20060111:1600",25.03,12.2,24.92,15.71,16.05,10.52,7.64,2.83,5.43,-0.49,2.69,-2.27,1.22,-0.48,4.68,3.13,-16.649999999999999,-11.93,-11.4,7.3,25.56]
[null,"20060111:1700",24.77,10.78,25.18,13.94,18.39,13.9,9.44,6.42,6.33,1.28,6.1,-1.87,1.41,-0.53,4.9800000000000004,3.25,-16.600000000000001,-11.2,-11.83,6.52,25.4]
[null,"20060111:1800",24.61,9.48,25,12.68,20.05,16.420000000000002,10.87,9.17,7.54,2.76,7.87,-0.52,1.42,-0.71,5.39,3.34,-16.53,-10.52,-12.21,6.5,24.89]
[null,"20060111:1900",24.56,8.51,25.27,11.4,21.26,18.32,11.98,10.88,8.6,3.77,9.33,1.07,1.56,0.28000000000000003,5.71,4.1100000000000003,-16.399999999999999,-10.11,-12.35,5.45,25.04]
[null,"20060111:2000",24.68,7.4,24.69,10.16,21.54,19.68,12.67,12.57,9.39,4.34,10.51,2.36,1.5,0.62,6.27,3.78,-16.43,-9.8000000000000007,-12.48,5.4,25.28]
[null,"20060111:2100",24.4,6.31,24.35,9.19,21.57,20.6,12.82,13.84,9.77,4.47,11.53,3.18,1.45,0.39,6.73,2.91,-16.440000000000001,-9.67,-12.51,5.6,25.16]
[null,"20060111:2200",24.06,5.34,23.76,8.3699999999999992,21.17,21.09,12.3,14.59,9.9600000000000009,3.74,12.16,3.4,1.35,-0.11,7.23,1.76,-16.260000000000002,-9.7799999999999994,-12.55,5.83,25.02]
[null,"20060111:2300",24.14,4.45,23.04,7.58,19.75,21.2,10.61,14.66,9.84,1.53,12.18,3.08,1.34,-1.02,6.88,0.68,-16.27,-10.32,-12.67,5.78,24.92]
[null,"20060112:0000",24.19,3.59,22.4,6.78,17.34,20.65,9.0399999999999991,13.8,9.4600000000000009,0.45,10.45,2.2200000000000002,1.35,-2.0699999999999998,6.39,0.43,-16.36,-11,-12.91,5.66,25]
[null,"20060112:0100",24.59,2.82,22,6,14.65,19.309999999999999,8.08,12.36,8.7799999999999994,0.03,7.53,0.76,1.28,-1.97,5.55,1.82,-16.920000000000002,-11.34,-13.51,5.6,24.94]
[null,"20060112:0200",25.44,2.29,21.71,5.3,12.42,17.559999999999999,7.36,10.1,8.35,-0.28999999999999998,7,-0.28000000000000003,1.18,-4.1399999999999997,5.13,2.4900000000000002,-17.23,-11.98,-13.95,5.85,24.93]
[null,"20060112:0300",26.04,2.0699999999999998,21.05,4.6900000000000004,12.39,16.010000000000002,6.74,8.5,7.95,-0.56000000000000005,6.42,-1.08,1.0900000000000001,-4.2,4.88,3.02,-17.260000000000002,-12.62,-14.39,5.8,24.86]
[null,"20060112:0400",25.86,2.0699999999999998,20.63,4.3,12.89,15.14,6.27,7.33,7.6,-1.2,3.52,-1.73,1.05,-3.9,4.6100000000000003,3.48,-17.38,-13.34,-14.8,5.84,24.89]
[null,"20060112:0500",26.91,3.99,20.52,5.82,12.27,14.36,5.9,6,7.17,-1.82,2.2599999999999998,-2.29,1.06,-3.82,4.4000000000000004,3.77,-17.98,-13.97,-15.17,5.91,25.12]
[null,"20060112:0600",26.35,7.23,20.25,10.15,9.58,13.83,5.55,5.32,6.79,-2.2999999999999998,1.38,-2.82,1.1200000000000001,-4.2699999999999996,4.68,3.66,-18.899999999999999,-14.51,-15.41,5.75,25.28]
[null,"20060112:0700",26.18,9.59,20.440000000000001,15.14,10.94,13.79,5.13,5.54,6.52,-2.84,1.1299999999999999,-2.94,1.08,-5.53,4.8899999999999997,3.75,-19.079999999999998,-14.5,-15.14,5.68,25.51]
[null,"20060112:0800",25.64,11.09,20.39,18.149999999999999,8.5,13.6,4.88,5.08,5.97,-3.22,1.18,-3.3,1.33,-5.37,5,4.04,-20.010000000000002,-14.7,-15.09,5.91,25.72]
[null,"20060112:0900",25.44,12.37,20.36,19.86,6.45,13.17,4.71,4.01,5.43,-3.31,1.17,-3.67,1.52,-4.62,5.1100000000000003,4.3099999999999996,-20.96,-14.87,-15.09,6.3,26.01]
[null,"20060112:1000",24.85,13.48,20.29,21.02,5.99,12.93,4.6399999999999997,2.84,4.83,-3.01,1.05,-4.1100000000000003,1.42,-5.36,5.15,4.34,-21.84,-14.85,-15.19,6.46,25.62]
[null,"20060112:1100",24.82,14.36,20.5,21.8,5.74,12.72,4.6500000000000004,2,4.18,-2.97,0.92,-4.49,1.34,-4.9800000000000004,5.07,4.4400000000000004,-22.43,-14.9,-15.39,6.61,25.62]
[null,"20060112:1200",24.86,14.84,20.36,22.17,5.71,12.52,4.6900000000000004,1.53,3.8,-3.01,0.83,-4.79,2.5099999999999998,-5.24,4.9800000000000004,4.43,-22.82,-14.92,-15.59,7.05,25.67]
[null,"20060112:1300",24.88,14.81,20.8,22.08,5.92,11.63,4.76,0.79,3.78,-3.17,0.22,-5.1100000000000003,2.79,-5.23,4.6500000000000004,4.5,-23.13,-14.95,-15.79,7.61,25.8]
[null,"20060112:1400",24.74,14.12,23.17,20.69,6.67,11.58,5.57,0.22,3.73,-2.79,-0.21,-5.39,4.13,-6.42,3.44,4.68,-23.21,-15.12,-15.97,8.18,25.95]
[null,"20060112:1500",24.52,12.57,24.57,18.37,11.73,11.54,8.42,0.19,4.66,-1.79,0.81,-5.59,5.0999999999999996,-6.87,3.71,4.9800000000000004,-22.8,-14.92,-16.190000000000001,8.51,25.84]
[null,"20060112:1600",24.51,11.03,25.36,16.149999999999999,16.77,12.33,11.18,4.03,4.75,-0.38,4.95,-5.47,5.83,-6.9,4.0199999999999996,5.43,-21.54,-14,-16.420000000000002,8.68,25.78]
[null,"20060112:1700",24.29,9.6300000000000008,25.24,14.51,19.350000000000001,13.34,13.28,10.199999999999999,5.35,1.07,8.14,-3.91,6.6,-5.24,4.29,5.64,-20.010000000000002,-13.02,-16.440000000000001,8.7200000000000006,25.72]
[null,"20060112:1800",24.26,8.4,25.32,13.29,20.75,14.09,14.93,13.54,6.78,2.7,10.26,-0.83,8.3699999999999992,-3.21,4.74,5.47,-17.399999999999999,-12.45,-17.010000000000002,8.74,25.72]
[null,"20060112:1900",24.01,7.37,26.09,12.26,21.4,16.75,16.05,15.73,7.58,4.24,12.57,-0.26,12.43,-3.32,6.38,3.68,-15.62,-11.9,-18.78,8.39,25.6]
[null,"20060112:2000",23.89,6.37,25.93,11.47,21.68,17.36,16.559999999999999,17.190000000000001,7.96,4.8899999999999997,13.98,0.8,13.18,-2,7.22,3.55,-14.23,-12.03,-19.87,8.2100000000000009,25.5]
[null,"20060112:2100",23.86,5.38,25.72,10.82,21.5,18.12,16.25,18.09,8.25,4.8,13.63,1.59,13.85,-1.47,7.68,3.35,-13.34,-12.34,-20.36,8.02,25.38]
[null,"20060112:2200",23.94,4.6399999999999997,25.16,10.210000000000001,20.9,18.32,15.93,18.37,8.51,4.3600000000000003,12.43,1.83,14.12,-1.29,7.84,3,-12.89,-12.79,-20.38,7.9,25.61]
[null,"20060112:2300",23.76,4.0999999999999996,24.07,9.56,19.47,18.27,15.64,18.05,8.52,3.53,10.16,1.66,13.96,-1.7,7.46,2.73,-12.79,-13.57,-20.3,7.95,25.48]
[null,"20060113:0000",24.06,3.63,23,8.8699999999999992,17.809999999999999,17.940000000000001,15.37,16.690000000000001,8.3000000000000007,3.01,7.85,0.52,14,-2.81,6.93,2.34,-13.18,-14.59,-20.8,8.02,25.36]
[null,"20060113:0100",24.87,3.38,22.34,8.17,16.600000000000001,16.93,15.36,14.71,7.86,2.79,6.03,-1.19,14.13,-3.34,6.5,1.81,-12.66,-15.86,-21.38,8.07,25.46]
[null,"20060113:0200",26.34,3.11,21.74,7.59,15.81,15.17,15.5,13.31,7.11,2.71,4.7699999999999996,-2.34,13.57,-3.76,6.21,1.36,-13.29,-17.07,-21.75,7.76,25.56]
[null,"20060113:0300",27.32,2.93,21.3,7.11,15.34,13.98,15.73,12.03,5.87,2.38,3.69,-3.06,13.1,-3.88,5.98,0.96,-14.18,-18.23,-22.08,7.59,25.67]
[null,"20060113:0400",28.13,2.77,20.91,6.79,15.66,12.94,15.32,10.26,6.23,1.17,2.76,-3.71,12.73,-3.71,5.9,0.41,-15.4,-19.260000000000002,-22.33,7.8,25.84]
[null,"20060113:0500",28.93,4.3099999999999996,20.66,8.14,15.64,12.25,14.71,8.6,7,0.26,1.96,-4.2300000000000004,12,-3.56,5.88,-0.27,-16.98,-20.149999999999999,-22.51,8.32,26.27]
[null,"20060113:0600",29.65,6.48,20.38,11.83,15.77,12.17,13.96,6.37,6.82,-7.0000000000000007E-2,1.22,-4.66,10.45,-3.02,5.77,-0.81,-18.05,-21.03,-22.68,8.82,26.39]
[null,"20060113:0700",28.77,8.86,20.83,16.03,16.75,12.4,15.15,4.99,6,0.23,1.02,-5.26,5.54,-2.72,5.63,-1.18,-19.100000000000001,-21.84,-23.4,10,26.09]
[null,"20060113:0800",29.04,10.56,20.87,19.23,17.11,11.94,14.9,3.84,4.71,-0.16,0.53,-5.69,4.6500000000000004,-2.5299999999999998,5.34,-2.14,-19.399999999999999,-22.69,-23.36,9.57,26.17]
[null,"20060113:0900",28.82,11.97,21.03,21.43,17.32,11.88,14.66,3.14,4.28,-2.6,0.08,-6.1,3.64,-2.65,5.03,-3.25,-19.91,-23.49,-23.4,9.68,26.06]
[null,"20060113:1000",27.37,12.94,21.07,22.82,17.25,11.73,14.43,2.57,4.4800000000000004,-4.7,-0.38,-6.32,2.75,-2.4,4.91,-3.85,-20.260000000000002,-24.2,-23.44,10.37,25.95]
[null,"20060113:1100",26.96,13.55,21.15,23.59,17.32,10.67,14.11,1.95,4.4800000000000004,-5.55,-0.87,-6.39,2.09,-2.0699999999999998,4.8099999999999996,-4.0999999999999996,-20.72,-24.93,-23.76,10.88,25.99]
[null,"20060113:1200",26.14,13.93,21.21,23.8,17.579999999999998,10.25,13.63,1.75,4.29,-6.01,-1.31,-6.38,1.51,-2.35,4.75,-4.0199999999999996,-21.08,-25.59,-24.02,10.48,25.87]
[null,"20060113:1300",25.95,14.01,21.77,23.67,18,10.11,11.39,1.63,3.15,-6.38,-2.0699999999999998,-6.21,1.25,-2.09,4.51,-4.5999999999999996,-21.21,-26.26,-24.41,10.48,25.82]
[null,"20060113:1400",25.35,13.74,23.3,22.21,18.399999999999999,9.5500000000000007,8.83,0.17,2.48,-6.64,-2.69,-5.61,0.99,-2.61,4.51,-5.26,-21.32,-26.8,-24.82,10.5,25.73]
[null,"20060113:1500",24.96,13.04,24.59,19.55,18.78,9.1999999999999993,8.49,0.15,3.03,-6.46,-1.3,-4.7699999999999996,0.61,-2.35,4.3499999999999996,-5.6,-21.44,-26.82,-25.26,9.99,25.68]
[null,"20060113:1600",24.67,12.22,25.66,17.45,19.29,10.74,8.99,4.09,3.08,-6.1,0.73,-4.29,0.14000000000000001,-1.73,4.5,-5.89,-20.78,-26.28,-25.44,9.5399999999999991,25.58]
[null,"20060113:1700",24.46,11.4,26.43,16,19.670000000000002,13.41,8.89,8.36,3.3,-5.6,3.36,-3.17,-0.21,-0.53,4.8,-6.39,-19.420000000000002,-25.45,-25.31,9.0399999999999991,25.48]
[null,"20060113:1800",24.13,10.5,27.03,14.8,19.78,14.8,8.33,10.86,6.35,-5.17,5.4,-1.82,-0.51,0.34,5.55,-7.18,-17.55,-24.49,-24.94,8.43,25.31]
[null,"20060113:1900",24.09,9.7100000000000009,25.87,13.56,20.2,14.24,7.38,11.82,6.51,-4.88,7.1,-1.4,-0.32,2.2400000000000002,6.49,-7.52,-15.69,-23.56,-24.1,8.1999999999999993,25.12]
[null,"20060113:2000",23.97,9.02,25.76,12.5,20.21,15.13,7.69,13.38,7.17,-4.55,8.24,0.01,-0.65,3.37,7.27,-8.39,-13.96,-23.01,-23.55,7.99,24.96]
[null,"20060113:2100",24.05,8.19,25.7,11.49,19.78,15.47,7.75,14.41,7.71,-4.59,8.98,1.23,-0.67,2.99,7.81,-9.36,-12.82,-22.77,-22.37,7.7,24.98]
[null,"20060113:2200",24.37,7.52,25,10.66,19.079999999999998,15.65,7.23,14.96,8.06,-4.8600000000000003,9.2799999999999994,1.94,-0.87,3.37,8.0399999999999991,-10.44,-12.19,-22.56,-21.13,7.3,25.32]
[null,"20060113:2300",24.39,6.82,24.13,10,17.86,15.81,6.79,14.96,8.2100000000000009,-5.39,9.0399999999999991,2.0099999999999998,-1.17,2.54,7.86,-11.36,-12.33,-22.53,-20.61,7.08,25.18]
[null,"20060114:0000",24.41,6.24,23.38,9.43,15.91,15.58,6.64,14.09,8.15,-5.72,7.88,1.32,-1.6,1.9,7.14,-12.19,-13.6,-22.9,-21.01,6.94,25.38]
[null,"20060114:0100",25.5,6.01,22.56,9.07,14.36,14.65,6.57,12.44,7.74,-6.04,5.83,0.08,-2.38,0.61,6.38,-13.04,-16.059999999999999,-23.11,-21.56,6.56,25.31]
[null,"20060114:0200",26.57,6.28,21.86,8.75,13.1,13.25,6.38,10.91,6.94,-6.33,4.55,-0.94,-3.6,-0.14000000000000001,5.51,-13.79,-17.739999999999998,-23.43,-22.16,5.72,25.5]
[null,"20060114:0300",27.36,6.53,21.37,8.5399999999999991,11.88,12.14,6.13,9.3699999999999992,6.14,-6.31,3.42,-2.0299999999999998,-4.8,-0.76,4.9800000000000004,-14.44,-19.22,-23.48,-22.67,5.05,25.6]
[null,"20060114:0400",28.27,6.67,20.71,8.2799999999999994,10.66,10.96,5.63,7.93,5.49,-6.29,2.4,-2.08,-5.9,-0.95,4.8899999999999997,-15.07,-19.87,-23.44,-23.27,4.57,25.74]
[null,"20060114:0500",29.31,7.54,20.27,9.58,9.36,10.31,5.0599999999999996,6.5,5.03,-5.64,1.53,-1.78,-7.21,-1.33,4.74,-15.71,-20.62,-23.39,-23.83,4.54,25.83]
[null,"20060114:0600",28.18,9.56,20.21,13.34,7.98,9.49,4.53,5.3,4.87,-5.16,0.78,-1.67,-8.48,-1.4,4.8,-16.36,-20.82,-23.4,-24.22,4.67,25.79]
[null,"20060114:0700",28.98,11.05,19.72,17.850000000000001,7.03,8.69,3.54,4.17,4.95,-4.88,0.49,-2.86,-9.23,-1.1000000000000001,4.59,-17.27,-20.72,-23.68,-23.9,5.68,25.92]
[null,"20060114:0800",28.94,12.1,19,21.24,6.71,8.24,3.09,3.17,4.29,-4.34,-0.28000000000000003,-4.1399999999999997,-10.09,-1.08,4.6100000000000003,-18.2,-20.65,-23.81,-24.05,5.86,26.09]
[null,"20060114:0900",28.31,13.43,18.53,23.47,7,8.01,2.65,2.48,3.72,-3.68,-0.99,-4.63,-10.69,-0.83,4.51,-18.13,-20.91,-23.96,-24.28,6.14,26.05]
[null,"20060114:1000",28.22,14.44,18.68,24.74,6.6,7.39,2.2799999999999998,2,3.29,-2.8,-1.2,-4.88,-11.18,-0.46,4.2300000000000004,-17.16,-21.02,-24.35,-24.4,6.55,27.02]
[null,"20060114:1100",27.67,15.03,18.93,25.32,5.77,6.86,2.12,1.55,2.7,-2.36,-0.39,-4.99,-11.58,-0.25,4.32,-16.73,-21.23,-24.85,-24.31,6.63,26.93]
[null,"20060114:1200",26.91,15.45,19.28,25.42,4.05,6.38,1.84,1.52,2.5,-1.78,-0.95,-5.0599999999999996,-12.04,-0.31,4.47,-16.87,-21.82,-25.61,-24.13,7.41,26.7]
[null,"20060114:1300",26.71,15.46,19.62,24.95,3.45,6.07,1.65,1.36,2.2999999999999998,-1.33,-2.21,-4.99,-12.42,-0.37,4.66,-16.940000000000001,-22.44,-26.32,-24.07,7.83,26.49]
[null,"20060114:1400",26,15.11,20.58,22.88,3.77,5.73,1.86,1.47,2.13,-0.55000000000000004,-2.66,-4.99,-12.69,-0.32,5.0599999999999996,-16.510000000000002,-23.33,-26.97,-24.14,7.9,26.39]
[null,"20060114:1500",25.86,14.35,21.81,20.46,9.49,5.73,3.15,2.5,2.14,0.77,-2.25,-5.2,-12.47,-0.31,5.24,-15.05,-23.48,-26.96,-24.36,7.56,26.3]
[null,"20060114:1600",25.66,13.46,22.79,18.72,14.13,7.36,4.47,5.73,2.19,1.9,2.0099999999999998,-5.38,-11.9,-0.45,5.57,-14.09,-23.01,-26.34,-24.69,6.82,26.18]
[null,"20060114:1700",25.28,12.76,23.77,17.399999999999999,16.809999999999999,9.6999999999999993,5.7,9.4600000000000009,3.34,2.91,4.75,-3.77,-11.2,0.13,6.01,-12.68,-21.1,-25.42,-24.99,5.81,26.04]
[null,"20060114:1800",24.92,11.91,24.41,16.329999999999998,18.36,12,6.9,11.84,4.7300000000000004,0.3,6.57,-1.05,-10.58,0.98,6.74,-10.76,-18.8,-24.55,-25.27,5.67,25.93]
[null,"20060114:1900",24.94,11.48,24.49,15.19,19.22,14.42,7.14,14.32,6.13,-1.84,8.2200000000000006,-0.14000000000000001,-10.11,3.19,6.48,-10.66,-17.27,-23.35,-25.44,6.68,25.84]
[null,"20060114:2000",24.78,11,24.31,14.33,19.809999999999999,15.48,7.84,16.399999999999999,7.08,-2.88,9.58,1.1100000000000001,-9.7200000000000006,3.23,6.44,-10.220000000000001,-15.18,-22.69,-25.65,7.06,25.78]
[null,"20060114:2100",24.47,10.17,23.56,13.42,20,16.23,8.1,17.96,7.88,-3.92,10.69,2.17,-9.59,3.84,5.54,-10.18,-13.57,-22.46,-25.56,7.34,25.63]
[null,"20060114:2200",23.96,9.2899999999999991,22.88,12.68,19.809999999999999,16.579999999999998,7.84,19.13,8.6300000000000008,-5.23,11.13,2.89,-9.7799999999999994,3.67,5.48,-10.09,-12.82,-22.61,-25.31,7.66,25.69]
[null,"20060114:2300",23.85,8.41,21.89,12.92,18.5,16.649999999999999,7.06,19.489999999999998,9.16,-6.48,10.75,3.05,-10.220000000000001,2.74,4.7699999999999996,-10.61,-12.37,-23.24,-25.16,7.71,25.59]
[null,"20060115:0000",24.34,7.7,20.64,13.04,15.86,16.13,5.53,18.670000000000002,9.35,-7.41,9.15,1.69,-10.6,1.86,3.98,-11.11,-12.56,-23.78,-25.44,7.92,25.56]
[null,"20060115:0100",25.39,6.98,19.690000000000001,12.73,13.77,14.77,5.96,17.059999999999999,8.7200000000000006,-8.32,7.16,-0.19,-10.94,1.1399999999999999,2.72,-10.91,-12.85,-24.32,-26.09,8.14,25.78]
[null,"20060115:0200",26.92,6.33,19.010000000000002,12.26,12.56,12.93,5.45,15.28,8.4600000000000009,-9.18,5.78,-1.47,-11.11,0.62,2.25,-11.58,-12.64,-24.87,-26.54,8.3000000000000007,26.11]
[null,"20060115:0300",28.22,5.78,18.39,11.65,11.6,11.58,2.91,12.88,6.52,-10.09,4.33,-2.46,-11.24,0,1.71,-12.49,-12.11,-25.48,-26.96,8.3699999999999992,26.59]
[null,"20060115:0400",28.64,5.4,17.89,11.07,10.89,10.37,1.69,11.42,6.03,-11.08,2.82,-3.3,-11.33,-0.53,1.23,-11.95,-11.98,-26.07,-27.24,8.61,26.99]
[null,"20060115:0500",29.86,6.99,17.43,11.97,11.14,9.2799999999999994,1.51,10.01,6.13,-12.16,1.3,-4.1500000000000004,-11.44,-0.93,0.96,-10.46,-11.41,-26.6,-27.44,8.77,27.31]
[null,"20060115:0600",30.65,10.3,17.010000000000002,14.66,11.09,8.31,1.52,8.94,6.53,-13.25,0.01,-4.78,-11.61,-1.1299999999999999,1.03,-9.75,-11.04,-27.09,-27.65,8.93,27.52]
[null,"20060115:0700",28.46,12.45,16.34,17.02,10.87,7.78,1.41,7.28,6.61,-13.99,0.82,-4.71,-12.17,-1.44,1.49,-8.8000000000000007,-11.27,-27.23,-27.76,9.36,27.48]
[null,"20060115:0800",28.73,14.47,15.94,19.059999999999999,10.26,7.2,1.43,6.3,7.06,-14.65,1.83,-5.34,-12.44,-1.78,1.51,-8.98,-10.92,-27.66,-28.02,9.5,27.44]
[null,"20060115:0900",28.6,16.149999999999999,15.67,20.29,9.6199999999999992,6.61,1.36,5.64,6.87,-15.16,1.78,-5.53,-12.66,-2.2000000000000002,1.37,-9.15,-10.66,-28.02,-28.27,9.74,27.37]
[null,"20060115:1000",27.68,17.57,15.45,21,8.8800000000000008,6.07,1.38,5.35,6.6,-15.63,1.1399999999999999,-5.41,-13.01,-2.76,1.05,-9.5,-10.45,-28.3,-28.49,10.029999999999999,27.18]
[null,"20060115:1100",27.21,18.61,15.38,21.34,8.02,5.56,1.59,5.37,6.36,-16.02,0.16,-4.66,-13.35,-3.19,0.56999999999999995,-10.14,-10.28,-28.57,-28.64,10.29,26.93]
[null,"20060115:1200",26.38,19.2,15.41,21.37,7.1,5.03,1.55,5.37,5.49,-16.36,-0.36,-5.09,-13.63,-3.78,0.38,-10.64,-10.16,-28.78,-28.73,10.199999999999999,26.57]
[null,"20060115:1300",25.85,19.27,15.99,20.97,6.28,4.53,1.46,5.38,5.56,-16.62,-0.74,-5.15,-13.8,-4.1900000000000004,0.17,-11.27,-10.199999999999999,-28.95,-28.87,9.9600000000000009,26.32]
[null,"20060115:1400",25.38,18.809999999999999,17.39,19.7,5.9,4.08,2.2000000000000002,5.1100000000000003,6.02,-16.62,-1.1000000000000001,-5.38,-13.76,-4.74,0.27,-10.79,-10.08,-29.08,-29.03,9.56,26.13]
[null,"20060115:1500",24.61,17.739999999999998,19.07,17.84,7.73,3.87,4.5,5.22,5.75,-15.89,-1.59,-5.36,-12.96,-5.31,0.82,-10.33,-9.99,-28.56,-29.01,9.35,25.98]
[null,"20060115:1600",24.45,16.760000000000002,20.63,16.489999999999998,9.61,6.32,6.99,8.84,5.42,-14.72,1.36,-5.39,-11.81,-5.43,-0.06,-10,-9.67,-27.4,-28.89,9,25.82]
[null,"20060115:1700",24.29,15.73,21.59,15.32,11.15,9.65,8.75,13.46,5.15,-13.42,4.1900000000000004,-4.37,-10.68,-5.49,0,-9.64,-8.76,-25.86,-28.92,8.4,25.68]
[null,"20060115:1800",24.06,14.84,22.36,14.29,12.2,12.56,9.7200000000000006,15.65,7.98,-12.23,6.05,-1.69,-9.64,-5.24,1.68,-9.17,-7.76,-24.44,-28.94,7.96,25.53]
[null,"20060115:1900",24.11,14.13,23.24,13.17,13.16,16.36,10.050000000000001,17.440000000000001,8.01,-11.29,7.86,0.14000000000000001,-9.0399999999999991,-4.7699999999999996,1.87,-8.44,-6.68,-22.75,-28.69,7.85,25.38]
[null,"20060115:2000",23.77,13.5,23.24,12.32,13.63,17.86,10.68,18.7,8.91,-10.62,9.73,2,-8.4600000000000009,-4.58,2.29,-8.34,-5.61,-21.64,-28.68,7.32,25.23]
[null,"20060115:2100",23.53,12.55,23.29,11.75,13.81,18.87,10.56,19.75,9.5500000000000007,-10.39,11.43,3.49,-8.24,-4.4400000000000004,2.37,-9.2200000000000006,-4.7300000000000004,-20.88,-27.81,6.88,25.11]
[null,"20060115:2200",23.55,11.96,22.73,11.39,13.62,19.559999999999999,9.89,19.64,10.01,-10.64,12.42,4.49,-8.4,-4.72,2.59,-8.73,-4.2300000000000004,-20.76,-26.98,6.46,25.25]
[null,"20060115:2300",23.11,11.38,21.32,11.07,12.93,19.86,9.51,18.809999999999999,10.23,-11.34,12.33,4.45,-8.68,-5.16,2.41,-8.92,-4.47,-21.22,-26.88,6.03,25.24]
[null,"20060116:0000",23.88,10.84,20.12,10.62,11.31,19.46,9.3699999999999992,17.510000000000002,10.07,-11.9,10.77,3.07,-8.92,-5.78,2.21,-9.24,-5.47,-21.64,-27.46,5.72,25.27]
[null,"20060116:0100",24.88,10.4,19.48,10.11,10.01,17.21,9.3800000000000008,15.83,9.39,-12.36,8.69,1.05,-9.2100000000000009,-7.09,1.99,-9.58,-6.23,-22.01,-28.28,5.53,25.42]
[null,"20060116:0200",26.29,9.98,18.850000000000001,9.59,9.8699999999999992,14.58,9.1999999999999993,14.43,8.15,-12.81,7.12,-0.14000000000000001,-9.58,-6.17,1.58,-10.119999999999999,-7.03,-22.42,-28.61,5.35,25.75]
[null,"20060116:0300",27.82,9.57,18.5,9.14,7.88,12.74,8.73,13.03,6.52,-13.28,5.7,-1.07,-9.9499999999999993,-6.6,1.47,-10.97,-8.1199999999999992,-22.88,-28.93,5.0599999999999996,26.25]
[null,"20060116:0400",28.44,9.1199999999999992,18.23,8.75,5.73,11.1,8.61,11.63,5.64,-13.72,4.28,-2.11,-10.29,-6.98,1.25,-13.44,-9.19,-23.37,-29.16,4.84,26.73]
[null,"20060116:0500",29.58,10.33,18.010000000000002,9.75,5.25,9.65,9.19,10.33,5.24,-14.14,2.95,-2.23,-10.48,-7.28,1.1200000000000001,-13.35,-10.050000000000001,-23.87,-29.3,4.54,27.12]
[null,"20060116:0600",29.71,13.02,17.79,12.3,5.14,8.51,9.57,9.36,4.83,-14.52,1.9,-1.66,-10.65,-7.58,1.0900000000000001,-13.77,-10.9,-24.41,-29.26,4.24,27.43]
[null,"20060116:0700",29.87,15.62,17.37,14.98,5,8.3000000000000007,9.92,8.7899999999999991,5.89,-14.52,1.48,-0.94,-11.15,-8.35,0.56999999999999995,-14.19,-11.55,-24.73,-29.17,4.51,27.57]
[null,"20060116:0800",29.43,17.84,17.39,16.829999999999998,5.08,7.78,9.9499999999999993,8.11,5,-14.66,0.32,-3.79,-11.17,-8.6199999999999992,1.0900000000000001,-14.33,-12.28,-25.32,-29.04,4.59,26.98]
[null,"20060116:0900",28.64,19.73,17.61,17.89,5.17,7.28,9.81,7.29,3.68,-14.79,-0.78,-3.8,-11.27,-9.44,1.33,-14.2,-12.87,-25.93,-28.9,5.03,26.91]
[null,"20060116:1000",28.08,21.23,17.63,18.579999999999998,5.14,6.68,9.65,6.36,3.01,-14.85,-1.83,-3.92,-11.42,-9.9,1,-13.73,-13.2,-26.5,-28.78,6.25,27.49]
[null,"20060116:1100",27.17,22.2,17.71,18.920000000000002,5.09,6.07,9.56,5.45,2.69,-14.72,-2.5099999999999998,-3.76,-11.58,-10.67,0.53,-12.89,-13.54,-27.1,-28.65,7.31,27.39]
[null,"20060116:1200",26.24,22.73,18.03,18.899999999999999,4.9000000000000004,5.42,9.4700000000000006,4.4000000000000004,2.33,-14.51,-2.69,-2.62,-11.71,-11.57,0.57999999999999996,-11.68,-13.7,-27.63,-28.5,7.92,26.81]
[null,"20060116:1300",26.05,22.69,18.920000000000002,18.489999999999998,4.75,4.75,9.41,3.29,2.0699999999999998,-14.39,-2.81,-1.52,-11.96,-11.82,0.72,-9.92,-13.94,-28.01,-28.3,8.4499999999999993,26.58]
[null,"20060116:1400",25.82,22.09,20.85,17.41,5.32,4.18,10.02,2.41,1.94,-14.05,-3.01,-0.41,-12.13,-11.76,0.53,-7.13,-14.33,-28.32,-28.11,8.5299999999999994,26.69]
[null,"20060116:1500",25.61,20.74,22.24,15.86,9.7799999999999994,3.86,11.94,2.4700000000000002,1.86,-12.94,-2.42,0.04,-11.88,-11.59,0.64,-4.24,-14.64,-27.92,-27.97,7.51,26.58]
[null,"20060116:1600",25.39,19.48,22.97,14.63,13.59,6.21,14.16,3.91,2.11,-11.48,1.94,-0.01,-11.22,-11.15,1.1100000000000001,-1.89,-14.2,-26.51,-27.85,6.85,26.32]
[null,"20060116:1700",24.88,18.27,23.39,13.58,16.079999999999998,9.9499999999999993,15.92,5.38,4.12,-9.92,5.03,0.49,-10.39,-9.5399999999999991,1.47,-0.06,-12.19,-24.62,-27.75,6.11,26.04]
[null,"20060116:1800",24.27,17.11,23.42,12.67,17.75,13.3,17.52,6.7,6.57,-8.6300000000000008,7.29,1.05,-9.73,-7.32,1.72,1.07,-9.85,-22.89,-27.6,5.53,25.76]
[null,"20060116:1900",24.14,16.399999999999999,23.48,11.71,18.91,16.95,17.66,7.9,7.95,-8.14,8.57,1.21,-9.8699999999999992,-6.38,1.87,1.88,-7.46,-21.12,-27.62,5.25,25.49]
[null,"20060116:2000",24,15.68,23.53,10.92,19.63,18.760000000000002,17.48,9.0500000000000007,9.39,-7.45,9.94,2.0699999999999998,-9.49,-4.95,2.42,1.98,-5.63,-19.98,-27.41,5.0199999999999996,25.34]
[null,"20060116:2100",23.97,14.98,23.25,10.23,19.8,19.96,16.95,9.58,10.65,-6.99,10.93,2.81,-9.26,-4.41,2.73,1.49,-4.01,-19.23,-26.45,5,25.28]
[null,"20060116:2200",23.97,14.42,22.64,9.6300000000000008,19.63,20.55,16.18,9.84,11.57,-6.81,11.53,3.34,-9.36,-4.1500000000000004,2.94,0.48,-3.22,-18.98,-25.53,4.87,25.42]
[null,"20060116:2300",23.94,13.75,22.19,9.1300000000000008,18.75,20.62,15.42,9.69,12.02,-7.1,11.48,3.38,-9.99,-4.4000000000000004,2.8,-0.26,-3.26,-19.16,-25.03,4.33,25.39]
[null,"20060117:0000",24.03,13.15,22.01,8.68,16.75,20.03,14.88,9.25,11.88,-7.47,10.199999999999999,3.4,-10.7,-5.15,2.58,-1.04,-5.25,-19.03,-25.36,3.58,25.22]
[null,"20060117:0100",24.82,12.53,21.83,8.1999999999999993,14.4,17.82,14.42,8.1300000000000008,11.04,-7.79,8.07,2.5499999999999998,-11.35,-5.62,2.42,-1.56,-5.82,-18.7,-25.92,2.65,25.28]
[null,"20060117:0200",26.36,11.86,22.02,7.63,12.27,15.44,14.2,7.06,9.51,-7.86,6.36,1.48,-12.01,-5.67,2,-2.1,-6.82,-18.29,-26.13,1.81,25.52]
[null,"20060117:0300",27.43,11.28,22.05,7.08,10.59,13.51,14.04,5.69,7.97,-7.84,4.95,0.92,-12.59,-6,1.46,-2.63,-7.84,-17.88,-26.37,1.02,25.96]
[null,"20060117:0400",27.96,10.86,22.14,6.63,9.82,11.77,14,4.13,6.8,-7.62,3.46,0.5,-13.1,-6.15,1.31,-2.93,-8.66,-17.53,-26.59,0.61,26.52]
[null,"20060117:0500",28.84,12.19,22.21,7.78,9,10.82,13.9,3.08,5.87,-7.25,1.94,-0.16,-13.45,-6.11,1.38,-3.35,-9.39,-17.25,-26.93,0.36,26.87]
[null,"20060117:0600",29.77,14.65,22.32,11.54,7.81,10.6,13.73,1.9,5.17,-6.85,0.48,-0.4,-13.75,-5.86,1.47,-3.67,-10.220000000000001,-16.97,-27.15,-0.03,27.01]
[null,"20060117:0700",28.3,16.91,22.38,14.9,7.48,11.07,12.95,0.93,4.76,-7.88,1.84,-1.35,-14.21,-5.73,0.32,-4.1399999999999997,-11.23,-16.850000000000001,-28.88,-0.36,27.2]
[null,"20060117:0800",27.91,18.989999999999998,22.48,16.61,7.12,9.93,12.36,0.35,4.32,-7.66,2.06,-1.4,-14.4,-5.46,0.23,-4.76,-11.56,-16.43,-29.78,-0.96,26.02]
[null,"20060117:0900",28,20.72,22.66,17.670000000000002,7.14,7.78,11.98,-0.23,3.93,-7.39,-0.61,-1.67,-14.62,-5.43,0.32,-5.45,-12.1,-15.78,-30.52,-0.08,26.05]
[null,"20060117:1000",26.8,21.93,22.83,18.29,7.38,5.92,11.63,-0.89,3.61,-7.36,-2.68,-2.13,-14.89,-5.19,0.45,-6.39,-12.76,-15.36,-31.47,2.4300000000000002,26.64]
[null,"20060117:1100",26.67,23.21,22.86,18.62,7.69,5.14,11.29,-1.64,3.36,-7.3,-3.65,-2.0099999999999998,-15.1,-4.8899999999999997,0.66,-7.06,-13,-15.14,-32.15,3.98,26.33]
[null,"20060117:1200",26.32,23.88,22.86,18.649999999999999,8.11,4.7,10.31,-2.42,3.32,-6.86,-4.21,-1.91,-15.38,-4.66,0.78,-7.86,-13.44,-15.16,-32.42,4.95,26.24]
[null,"20060117:1300",26.25,24,23.07,18.53,7.86,4.25,8.3800000000000008,-3.02,3.17,-6.41,-4.55,-1.97,-15.67,-4.4800000000000004,0.71,-8.02,-13.65,-14.19,-32.29,5.42,26.06]
[null,"20060117:1400",25.61,23.49,23.83,17.96,7.9,3.66,6.48,-2.87,3.17,-5.68,-4.72,-2.12,-15.84,-4.25,0.78,-6.75,-13.89,-14.73,-32.96,5.54,26.16]
[null,"20060117:1500",25.23,22.04,24.92,16.809999999999999,9.76,3.38,5.58,-1.89,3.31,-4.0999999999999996,-3.78,-2.41,-15.44,-4.08,0.81,-4.26,-14.19,-14.17,-33.93,5.28,26.12]
[null,"20060117:1600",25.17,20.77,25.55,15.54,12.07,6.31,4.93,0.93,3.59,-1.56,0.73,-2.62,-14.74,-3.83,0.9,-3.27,-13.76,-13.62,-34.69,4.41,25.99]
[null,"20060117:1700",24.52,19.72,26.09,14.22,13.69,11.43,4.25,4.1500000000000004,5.27,1.49,3.7,-1.84,-13.91,-3.5,1.36,-2.5499999999999998,-11.75,-12.98,-35.11,2.79,25.86]
[null,"20060117:1800",24.43,18.920000000000002,26.49,13.03,14.63,14.69,3.42,6.3,8.16,4.26,5.63,-0.41,-13.24,-3,2.76,-2.19,-9.4,-12.44,-35.380000000000003,1.95,25.79]
[null,"20060117:1900",24.36,18.170000000000002,26.32,12.03,15.91,17.13,2.89,7.5,9.59,6.58,7.14,1.28,-11.91,-2.57,2.5,-1.26,-7.76,-11.68,-35.33,1.84,25.66]
[null,"20060117:2000",24.27,17.5,25.82,11.17,16.21,18.72,3.09,8.77,11.17,7.52,8.34,1.99,-11.65,-2.17,2.93,-1.59,-5.56,-11.34,-35.049999999999997,1.31,25.61]
[null,"20060117:2100",24.16,17.100000000000001,25.42,10.42,16.190000000000001,19.899999999999999,3.08,9.7200000000000006,12.42,7.36,9.2899999999999991,3.25,-11.79,-1.87,3.1,-2.14,-4.1500000000000004,-11.17,-33.92,0.84,25.26]
[null,"20060117:2200",24.07,16.45,24.89,9.75,15.76,20.65,2.92,10.28,13.13,6.17,10.039999999999999,3.55,-12.23,-1.77,3.37,-2.69,-3.71,-11.35,-32.65,0.6,25.56]
[null,"20060117:2300",23.99,15.84,24.18,9.15,14.76,20.84,2.86,10.28,13.34,4.26,10.34,3.31,-12.79,-1.75,3.46,-2.94,-4.5999999999999996,-11.96,-32.65,0.55000000000000004,25.48]
[null,"20060118:0000",24.21,15.41,23.65,8.65,12.47,20.32,2.75,9.61,12.94,2.84,9.56,2.87,-13.18,-1.73,3.23,-2.87,-6.68,-12.55,-33.29,0.59,25.57]
[null,"20060118:0100",25.05,15.05,22.87,8.11,10.44,19.22,2.8,8.2100000000000009,11.67,2.1800000000000002,9.01,1.55,-13.46,-1.92,3.16,-2.72,-7.56,-13.18,-34.06,0.66,25.63]
[null,"20060118:0200",26.89,14.75,22.35,7.98,8.7799999999999994,18.07,2.56,7.03,10.210000000000001,1.89,8.5,0.41,-13.57,-1.72,3,-2.48,-7.89,-13.82,-34.44,0.66,25.79]
[null,"20060118:0300",28.19,14.03,22.01,7.64,7.27,16.97,2.27,5.18,8.9,1.49,8,-0.9,-13.61,-1.55,3.17,-2.2400000000000002,-7.98,-14.42,-33.840000000000003,0.7,26.19]
[null,"20060118:0400",28.88,13.47,21.73,7.47,6.08,15.9,2,4.43,7.91,1.1000000000000001,7.26,-1.28,-13.58,-1.42,3.11,-1.92,-7.52,-14.98,-33.24,0.65,26.76]
[null,"20060118:0500",29.75,14.17,21.71,8.74,5.14,14.11,1.67,3.96,7.18,0.6,6.36,-0.97,-13.71,-1.28,3.05,-1.49,-7.44,-15.39,-32.92,0.71,27.36]
[null,"20060118:0600",29.68,17.760000000000002,21.66,12.5,4.8,11.89,1.38,3.34,6.63,0.21,5.22,-0.71,-13.86,-1.39,3.03,-1.2,-8.0299999999999994,-15.8,-32.619999999999997,0.8,27.73]
[null,"20060118:0700",30.78,19.88,21.3,15.78,4.97,13.49,1.03,3.06,5.92,0.17,4.13,-0.47,-14.15,-1.07,1.91,-0.64,-8.09,-16.190000000000001,-31.55,0.84,27.58]
[null,"20060118:0800",28.99,21.51,20.99,17.55,3.71,11.89,1.33,0.83,5.43,0,2.42,-0.63,-14.31,-1.37,2.5299999999999998,-0.49,-7.31,-16.64,-30.66,0.75,27.36]
[null,"20060118:0900",28.82,22.84,20.74,18.760000000000002,2.79,9.3800000000000008,1.56,-0.61,5.17,-0.23,1.62,-1.1200000000000001,-14.36,-1.46,3.01,-0.48,-6.73,-17,-30.4,1.39,26.6]
[null,"20060118:1000",27.86,23.62,20.73,19.59,2.58,7.64,1.74,-1.21,5.1100000000000003,-0.31,0.82,-1.05,-14.38,-2.39,2.98,-0.55000000000000004,-6.83,-17.23,-30.21,2.78,26.76]
[null,"20060118:1100",26.44,24.34,20.81,20.010000000000002,2.58,6.39,1.8,-1.48,5.17,-0.34,0,-0.86,-14.32,-2.69,2.92,-0.61,-7.5,-17.32,-30.17,4.28,25.63]
[null,"20060118:1200",26.19,24.69,20.74,19.96,2.61,5.64,1.72,-1.61,5.04,-0.36,-0.63,-0.52,-14.26,-3.05,2.82,-0.71,-7.59,-17.11,-30.5,5.61,25.51]
[null,"20060118:1300",26.14,24.75,21.32,19.36,2.65,5.1100000000000003,1.44,-1.8,4.78,-0.45,-1.31,0.27,-14.34,-3.4,2.76,-0.73,-7.87,-16.670000000000002,-30.85,6.46,25.78]
[null,"20060118:1400",25.65,24.32,23.94,18.03,3.34,4.7,1.8,-2.0699999999999998,4.8,-0.25,-1.81,0.56999999999999995,-14.22,-3.63,2.56,-0.45,-8.17,-16.36,-31.77,6.73,25.9]
[null,"20060118:1500",24.84,23.23,25.65,16.36,8.6199999999999992,4.49,4.2300000000000004,-1.86,4.88,0.42,-1.95,0.21,-13.16,-3.89,2.4,0.06,-8.4,-15.84,-32.17,6.68,25.94]
[null,"20060118:1600",24.59,20.69,26.63,15.25,12.9,7.12,6.65,1.76,5.31,1.18,1.92,0.41,-11.67,-3.63,2.23,0.49,-8.3000000000000007,-15.34,-32.82,5.84,25.86]
[null,"20060118:1700",24.2,18.91,27.08,14.38,15.42,11.71,8.7899999999999991,5.73,7.02,2.29,5.15,0.61,-10.19,-3.01,2.36,0.62,-6.87,-13.83,-33.380000000000003,4.5999999999999996,25.75]
[null,"20060118:1800",23.87,18.309999999999999,27.57,13.61,17.07,15,10.58,8.6999999999999993,9.52,2.92,7.34,2.33,-8.9,-2.4300000000000002,2.68,0.98,-4.9800000000000004,-13.41,-34.03,3.71,25.61]
[null,"20060118:1900",23.94,18.329999999999998,27.66,12.57,18.09,17.84,11.89,11.14,10.67,2.94,8.98,3.46,-7.76,-1.94,3.14,0.75,-2.81,-11.62,-34.340000000000003,3.43,25.44]
[null,"20060118:2000",24.06,17.59,27.5,11.92,18.809999999999999,19.86,12.73,13.1,12.1,3.03,10.34,4.9000000000000004,-6.93,-1.26,3.79,0.77,-0.74,-10.72,-35.18,3.05,25.3]
[null,"20060118:2100",23.94,17.149999999999999,26.91,11.44,18.93,21.36,12.87,14.45,13.24,2.93,11.34,5.48,-6.49,-0.79,4.5599999999999996,0.63,0.53,-10.36,-34.42,2.64,25.19]
[null,"20060118:2200",23.6,16.63,26.09,11.09,18.649999999999999,22.21,12.36,15.3,13.96,2.41,11.91,6.14,-6.66,-1.1200000000000001,4.93,0.48,0.15,-10.54,-33.409999999999997,2.35,25.5]
[null,"20060118:2300",23.89,16.05,24.82,10.82,17.84,22.14,10.78,15.47,14.22,1.83,11.81,6.09,-7.11,-1.85,4.95,0.56000000000000005,-0.83,-10.94,-33.21,1.84,25.45]
[null,"20060119:0000",24.13,15.94,23.96,10.58,15.99,21.53,9.7899999999999991,14.61,13.78,1.27,10.38,5.66,-7.09,-2.48,4.6100000000000003,0.6,-1.96,-11.4,-33.6,1.85,25.48]
[null,"20060119:0100",25.27,15.78,23.18,10.33,14.03,19.43,9.26,13.32,12.5,0.85,9.73,4.08,-6.87,-2.81,4.0999999999999996,0.56999999999999995,-3.06,-11.68,-34.28,2.09,25.58]
[null,"20060119:0200",27.16,15.49,22.56,10,12.65,17.399999999999999,9.02,10.95,10.98,0.72,8.01,2.16,-6.54,-3.22,3.37,0.42,-4.08,-12.11,-34.549999999999997,1.95,25.81]
[null,"20060119:0300",28.67,15.11,22.07,9.64,11.5,18.29,8.93,8.94,9.74,0.61,5.56,0.54,-6.22,-3.51,2.9,0.28999999999999998,-4.3499999999999996,-12.47,-34.75,1.27,26.2]
[null,"20060119:0400",29.42,14.73,21.91,9.27,10.42,17.559999999999999,8.9499999999999993,7.34,8.77,0.71,3.7,-0.68,-5.86,-3.63,2.4300000000000002,0.02,-4.55,-13.02,-34.770000000000003,1.32,26.7]
[null,"20060119:0500",30.13,15.11,21.78,10.27,9.75,16.59,8.91,6.76,8.01,0.76,2.46,0.26,-5.14,-3.79,2.2000000000000002,-0.26,-4.78,-13.5,-34.69,1.17,27.15]
[null,"20060119:0600",30.5,16.32,21.74,12.85,9.7200000000000006,15.38,9,5.55,7.43,0.12,1.27,0.34,-4.26,-3.92,2.63,-0.33,-5.49,-13.89,-34.53,0.96,27.51]
[null,"20060119:0700",30.94,17.61,21.73,16.03,9.67,14.37,10.01,5.1100000000000003,6.52,-0.48,-0.79,0.69,-3.64,-4.2,2.1,-1.08,-3.78,-14.11,-35.29,1.19,27.78]
[null,"20060119:0800",30.74,18.87,21.87,18.93,9.6,13.13,10.23,3.83,6.01,-1.06,-1.63,1.25,-2.52,-4.16,1.98,-1.01,-5.26,-14.46,-35.08,1.1200000000000001,27.63]
[null,"20060119:0900",29.73,19.920000000000002,21.99,21.34,9.52,11.3,10.26,2.9,5.66,-1.83,-2.15,1.57,-1.48,-4.13,1.76,-0.93,-6.91,-14.82,-34.840000000000003,1.52,26.85]
[null,"20060119:1000",27.83,20.440000000000001,22.15,22.99,9.36,8.92,10.18,2.5299999999999998,5.41,-2.88,-2.5099999999999998,1.7,-0.63,-4.21,1.86,-0.78,-8.3699999999999992,-14.85,-34.47,2.2799999999999998,27.07]
[null,"20060119:1100",26.65,20.63,22.38,24.33,9.11,7.94,10.07,2.13,5.25,-3.95,-2.83,1.26,0.11,-4.7300000000000004,2.0099999999999998,-0.73,-9.75,-14.77,-34.06,2.93,26.48]
[null,"20060119:1200",26.48,20.45,22.27,24.94,8.5399999999999991,7.09,9.82,2.15,5.29,-4.8600000000000003,-3.07,1.41,0.62,-4.38,2.2599999999999998,-0.56000000000000005,-10.59,-14.57,-33.659999999999997,3.4,26.34]
[null,"20060119:1300",26.28,20.190000000000001,22.85,24.71,7.77,6.34,9.59,1.7,5.42,-5.44,-3.23,0.51,0.92,-5.24,2.54,-0.45,-10.28,-14.43,-33.36,3.74,26.36]
[null,"20060119:1400",25.87,19.21,24.48,23.56,7.49,5.74,9.8699999999999992,1.3,5.31,-5.62,-3.32,0.98,0.98,-5.01,2.75,-0.09,-9.3699999999999992,-13.97,-33.06,3.96,26.35]
[null,"20060119:1500",25.46,17.36,25.85,22.4,9.8000000000000007,5.39,11.13,1.19,5.23,-4.9000000000000004,-2.5299999999999998,1.26,0.66,-4.99,3.01,0.64,-9.2100000000000009,-13.46,-32.9,3.68,26.31]
[null,"20060119:1600",25.31,15.53,26.86,21.29,12.17,8.1300000000000008,12.62,4.66,5.4,-3.9,2.58,1.65,-0.1,-4.84,3.1,1.42,-9.07,-12.85,-32.49,3.39,26.26]
[null,"20060119:1700",24.84,14.08,27.49,19.62,14.22,12.84,14.19,10.66,6.86,-2.62,6.87,2.14,-0.8,-4.7,3.3,2.0299999999999998,-7.69,-11.74,-31.8,2.96,26.19]
[null,"20060119:1800",24.76,13.01,28,17.66,15.77,15.94,15.51,14.1,9.39,-1.95,8.8000000000000007,3.01,-0.74,-4.05,3.44,2.59,-5.35,-11.24,-31.46,2.48,26.09]
[null,"20060119:1900",24.57,12.35,28.07,17.010000000000002,18.09,18.399999999999999,16.93,16.37,10.57,-0.93,9.76,3.64,0.48,-3.3,3.28,2.63,-3.21,-9.7799999999999994,-30.45,2.21,26.09]
[null,"20060119:2000",24.36,11.8,27.91,16.079999999999998,18.829999999999998,20.05,17.46,17.55,12.07,-0.55000000000000004,11,4.7,0.19,-2.82,3.67,2.4900000000000002,-1.66,-9.2100000000000009,-29.99,1.61,25.99]
[null,"20060119:2100",24.3,11.24,27.41,15.16,19.059999999999999,21.33,17.38,18.78,13.2,-0.54,11.81,5.21,-0.11,-2.62,4.08,1.94,-0.87,-8.9700000000000006,-28.68,0.86,25.88]
[null,"20060119:2200",23.97,10.9,26.57,14.24,18.899999999999999,22.07,16.89,19.95,13.98,-0.9,12.15,5.08,-0.64,-2.48,4.6100000000000003,1.39,-0.88,-8.69,-27.48,0.2,25.89]
[null,"20060119:2300",23.8,10.62,25.43,13.32,18.05,22.23,15.91,19.87,14.27,-1.55,12.02,5.1100000000000003,-1.35,-2.91,4.82,1.1599999999999999,-2.1,-8.93,-27.02,-0.73,25.89]
[null,"20060120:0000",24.21,10.43,24.41,12.29,16.059999999999999,21.73,15.57,18.37,13.82,-2.1,10.45,4.97,-1.92,-4.42,4.37,0.77,-4.07,-9.18,-27.73,-1.03,25.82]
[null,"20060120:0100",25.31,10.029999999999999,23.71,11.45,13.48,20.079999999999998,15.41,16.600000000000001,12.46,-2.44,7.81,4.5,-2.31,-4.1900000000000004,3.32,0.57999999999999996,-5.83,-9.4600000000000009,-28.86,-0.32,25.92]
[null,"20060120:0200",26.88,9.36,23.23,10.7,13.6,19.38,15.38,15.2,10.93,-2.73,8.0299999999999994,4.33,-2.78,-4.68,2.88,0.47,-6.27,-10.02,-29.64,-0.17,26.09]
[null,"20060120:0300",28.11,9.24,22.95,10.15,10.62,18.32,15.14,13.78,9.73,-2.94,8.48,4.2300000000000004,-3.15,-5.04,2.39,0.22,-6.55,-10.43,-30.26,-0.27,26.38]
[null,"20060120:0400",28.68,9.57,23,9.52,7.56,17.23,14.66,12.55,8.7799999999999994,-3.17,7.93,4.09,-3.44,-5.51,1.5,7.0000000000000007E-2,-6.99,-10.9,-30.89,-0.34,26.83]
[null,"20060120:0500",30.03,10.67,22.56,10.43,6.85,15.73,13.95,11.04,7.98,-3.57,5.48,4.18,-3.65,-6.17,2.48,-0.38,-7.77,-11.51,-31.41,-0.26,27.3]
[null,"20060120:0600",30.58,12.43,21.41,12.62,6.49,13.88,13.61,9.23,7.46,-4.07,2.38,4.0199999999999996,-3.84,-6.6,2.93,-1.03,-8.2200000000000006,-12,-31.76,-0.4,27.72]
[null,"20060120:0700",30.88,13.61,21.51,14.1,6.53,12.69,15.03,7.54,7.04,-4.55,1.1100000000000001,4.42,-3.16,-5.82,1.98,-1.71,-6.7,-12.01,-33.630000000000003,-0.86,27.97]
[null,"20060120:0800",30.33,14.88,20.77,15.14,6.7,11.13,14.6,6.23,6.61,-5.14,1.1000000000000001,4.08,-3.03,-5.73,1.94,-2.0299999999999998,-6.47,-12.47,-33.9,-1.29,27.13]
[null,"20060120:0900",28.09,16.010000000000002,20.65,16,7,9.4499999999999993,14.31,5.08,6.3,-5.6,0.01,3.97,-3.01,-5.77,1.85,-1.98,-7.27,-13.02,-34.299999999999997,-0.53,26.38]
[null,"20060120:1000",27.21,17.07,20.62,16.579999999999998,7.45,8.14,13.9,3.92,6.14,-5.92,-0.84,3.19,-3.5,-5.8,1.86,-1.56,-9.34,-13.57,-34.67,0.26,26.39]
[null,"20060120:1100",27.37,17.72,20.74,16.86,7.86,7.37,13.71,2.67,6.04,-6.19,-1.27,2.5499999999999998,-3.49,-5.87,1.75,-1.35,-10.35,-14.16,-34.96,1.27,26.45]
[null,"20060120:1200",27.04,17.95,20.77,16.93,7.97,6.59,13.53,1.39,5.87,-6.35,-1.91,2.04,-3.65,-5.65,1.88,-1.54,-8.57,-14.68,-35.53,2.38,26.54]
[null,"20060120:1300",26.5,17.86,19.079999999999998,16.649999999999999,8.2200000000000006,5.58,13.26,0.17,5.71,-6.44,-2.1800000000000002,1.37,-3.62,-6,1.91,-1.96,-8.4,-15.25,-36.08,2.88,26.56]
[null,"20060120:1400",26.32,17.350000000000001,16.84,15.98,9.0299999999999994,5.1100000000000003,13.29,-0.68,5.79,-6.33,-2.35,0.37,-3.53,-6.36,1.78,-0.65,-8.74,-15.9,-36.67,2.88,26.62]
[null,"20060120:1500",25.89,16.190000000000001,16.52,14.91,13.3,5.01,13.71,-0.49,5.74,-5.75,-1.9,-0.09,-3.4,-6.41,1.67,0.94,-9.16,-15.83,-37.17,2.93,26.55]
[null,"20060120:1600",25.84,15.15,17.440000000000001,13.82,17.100000000000001,7.61,14.22,3.3,5.82,-5.01,2.1800000000000002,-0.56000000000000005,-3.11,-6.31,1.68,1.67,-9.56,-14.54,-37.53,2.42,26.28]
[null,"20060120:1700",25.41,14.4,18.77,12.73,19.79,12.63,14.64,6.3,7.7,-4.0199999999999996,6.01,0.61,-2.82,-5.8,1.96,2.23,-8.77,-13.08,-37.86,1.65,26.13]
[null,"20060120:1800",25.16,13.67,19.510000000000002,11.75,21.79,15.92,14.89,8.23,10.24,-3.27,8.24,3.05,-2.59,-3.87,2.73,2.64,-8.2100000000000009,-11.72,-38.07,1.0900000000000001,25.78]
[null,"20060120:1900",24.92,13.2,18.05,11.02,23.15,18.09,16.260000000000002,8.86,11.32,-2.2400000000000002,10.37,5.18,-2.48,-3.62,3.55,2.2599999999999998,-5.93,-10.24,-38.74,-0.19,25.55]
[null,"20060120:2000",24.7,12.65,18.64,10.24,23.8,19.690000000000001,17.04,9.75,12.79,-1.64,11.9,5.88,-2.46,-3.68,4.21,2.35,-4.74,-9.2899999999999991,-38.33,-0.4,25.44]
[null,"20060120:2100",24.72,12.2,18.63,9.51,24.03,20.93,17.239999999999998,10.36,13.9,-1.53,13.14,6.46,-2.59,-3.96,4.67,1.7,-3.62,-8.5500000000000007,-36.78,-0.4,25.39]
[null,"20060120:2200",23.99,11.9,18.57,8.91,23.68,21.59,17.25,10.67,14.51,-1.8,13.82,6.51,-2.91,-4.16,4.88,1.07,-2.9,-8.32,-35.340000000000003,-0.45,25.59]
[null,"20060120:2300",23.93,11.48,18.62,8.39,22.46,21.77,16.850000000000001,10.58,14.61,-2.48,13.72,6.35,-3.28,-4.38,4.7699999999999996,-0.22,-2.99,-8.5299999999999994,-34.47,-0.38,25.51]
[null,"20060121:0000",24.19,11.12,18.75,7.89,19.96,21.24,16.63,10.050000000000001,14.07,-2.97,12.21,5.66,-3.56,-4.79,4.1399999999999997,-1.1399999999999999,-3.94,-8.82,-34.380000000000003,-0.36,25.48]
[null,"20060121:0100",25.93,10.96,18.7,7.44,18.09,19.47,16.38,8.83,12.72,-3.16,9.48,4.58,-3.87,-4.9800000000000004,2.86,-1.83,-5.1100000000000003,-8.9499999999999993,-34.950000000000003,-0.49,25.59]
[null,"20060121:0200",27.28,10.86,18.829999999999998,7,16.78,19.13,15.92,7.64,11.16,-3.55,6.59,2.95,-4.17,-5.04,1.81,-2.8,-6.5,-9.1999999999999993,-35.19,-0.42,25.91]
[null,"20060121:0300",28.62,10.75,18.71,6.62,15.79,18.309999999999999,15.45,5.84,9.69,-4.45,4.49,2.2000000000000002,-4.59,-5.03,1.37,-3.5,-7.88,-9.42,-35.229999999999997,-0.28999999999999998,26.37]
[null,"20060121:0400",29.23,10.52,18.88,6.27,15.21,16.8,14.92,5.3,8.4,-5.0199999999999996,2.0499999999999998,1.4,-4.96,-5.07,0.79,-3.37,-8.98,-9.4700000000000006,-35.200000000000003,-0.36,26.88]
[null,"20060121:0500",29.94,11.17,18.82,7.26,14.77,14.46,14.42,3.36,7.41,-5.44,0.24,1.27,-5.2,-5.65,0.5,-2.95,-9.9,-9.4,-35.08,-0.35,27.28]
[null,"20060121:0600",30.86,11.97,18.899999999999999,9.6,14.39,13.79,14.03,2.08,6.71,-5.64,-0.77,0.54,-5.62,-5.92,0.05,-2.9,-11.01,-9.1999999999999993,-35.090000000000003,-0.34,27.51]
[null,"20060121:0700",29.3,12.56,19.21,11.79,14.06,14.04,13.8,0.62,5.74,-6.48,-1.46,1,-5.46,-5.12,-0.3,-2.21,-11.56,-8.9499999999999993,-36.61,-0.86,26.88]
[null,"20060121:0800",27.67,13.26,19.329999999999998,13.47,13.94,13.78,13.87,-0.53,5.43,-6.74,-2.5099999999999998,1.08,-5.6,-5.28,-1.48,-2.06,-11.53,-8.81,-36.32,-0.65,25.73]
[null,"20060121:0900",28.15,13.78,19.46,14.78,13.42,13.3,13.65,-1.1499999999999999,5.29,-6.88,-3.19,1.1000000000000001,-5.98,-5.62,-0.88,-1.75,-11.32,-8.6199999999999992,-36.18,0,25.38]
[null,"20060121:1000",28.37,14.32,19.43,15.85,12.59,12.95,11.64,-1.36,5.39,-6.97,-3.55,1.0900000000000001,-6.26,-5.69,-0.86,-1.6,-12.18,-8.49,-35.94,1.25,26.5]
[null,"20060121:1100",27.67,14.56,19.32,16.66,11.76,12.64,9.19,-1.4,5.82,-6.96,-3.85,1.1000000000000001,-6.77,-5.79,-0.98,-2.0299999999999998,-12.65,-8.4600000000000009,-35.47,2.5099999999999998,26.54]
[null,"20060121:1200",26.85,14.76,19,16.989999999999998,10.97,12.14,7.49,-1.42,6.04,-6.91,-4.05,0.66,-7.27,-5.8,-1.07,-2.17,-12.78,-8.16,-34.94,3.79,26.55]
[null,"20060121:1300",25.77,14.64,19.37,16.87,10.24,9.83,6.65,-1.74,6.04,-6.79,-4.1500000000000004,0.56999999999999995,-7.87,-5.78,-1.27,-2.11,-12.56,-7.82,-34.340000000000003,4.6399999999999997,25.93]
[null,"20060121:1400",25.07,14.18,20.53,15.97,9.93,9.5,6.39,-2.0699999999999998,5.75,-6.16,-4.3499999999999996,0.55000000000000004,-8.48,-5.8,-1.44,-1.55,-12.97,-7.66,-34.25,5.04,25.44]
[null,"20060121:1500",24.9,13.38,21.37,14.36,10.75,9.7899999999999991,6.81,-1.3,5.5,-3.83,-3.67,0.68,-8.7899999999999991,-5.69,-1.59,-0.59,-12.91,-7.17,-34.17,4.93,25.42]
[null,"20060121:1600",24.82,12.9,22.23,13.1,11.73,11.13,7.68,3.3,5.44,-1.1599999999999999,1.66,0.71,-8.6999999999999993,-5.68,-1.71,0.08,-12.54,-6.46,-32.659999999999997,3.99,25.31]
[null,"20060121:1700",24.56,12.33,22.33,12,12.88,14.3,8.8800000000000008,6.48,7.38,1.31,5.25,1.1299999999999999,-8.2799999999999994,-4.8600000000000003,-0.98,0.42,-10.24,-5.95,-31.22,2.5499999999999998,25.39]
[null,"20060121:1800",24.48,11.88,22.35,10.99,14.03,16.34,10.039999999999999,8.82,9.89,3.41,7.2,1.95,-7.84,-4.9000000000000004,0.89,0.77,-7.25,-5.49,-31.39,1.46,25.27]
[null,"20060121:1900",24.44,12.2,22.45,9.9600000000000009,15.3,18.04,9.74,9.5399999999999991,10.29,5.0599999999999996,8.65,2.77,-6.59,-3.82,1.66,1.1499999999999999,-5.8,-4.79,-33.159999999999997,1.27,25.36]
[null,"20060121:2000",24.36,12.05,22.3,9.08,15.76,19.190000000000001,10.36,10.9,12.03,6.14,9.99,3.31,-6.43,-3.23,2.61,1.57,-3.82,-4.22,-32.54,1.31,25.4]
[null,"20060121:2100",24.28,11.83,21.98,8.31,15.79,20.05,10.55,11.86,13.41,6.63,10.96,3.46,-6.5,-3.19,3.18,0.75,-2.74,-3.77,-31.32,0.86,25.37]
[null,"20060121:2200",24.17,11.55,21.21,7.6,15.25,20.64,10.32,12.42,14.32,5.89,11.42,3.64,-6.81,-3.22,3.39,0.67,-2.12,-3.58,-29.87,0.67,25.38]
[null,"20060121:2300",24.02,11.1,20.41,6.93,14.15,20.82,9.5,12.56,14.62,3.26,11.25,4.04,-7.26,-3.61,3.19,0.71,-2.16,-3.75,-29.12,0.32,25.42]
[null,"20060122:0000",24.4,10.38,20.2,6.22,12.12,20.65,8.43,12.03,14.14,1.22,9.7100000000000009,3.98,-7.63,-4.51,2.48,0.62,-4.28,-3.87,-28.97,0.06,25.38]
[null,"20060122:0100",24.93,9.82,19.93,5.58,10.28,19.57,7.78,10.4,12.71,0.21,6.3,3.68,-7.94,-4.2699999999999996,1.78,0.75,-5.93,-4.1100000000000003,-29.28,0.11,25.45]
[null,"20060122:0200",27.03,9.5,19.93,4.99,8.8800000000000008,17.46,7.24,8.92,11,-0.49,4.2699999999999996,3.02,-8.23,-4.93,1.1100000000000001,0.69,-6.88,-4.1500000000000004,-29.73,0.17,25.68]
[null,"20060122:0300",28.5,9.2899999999999991,20.27,4.57,7.69,16.13,6.99,7.29,9.64,-1.06,3.7,2.36,-8.42,-5.59,0.7,0.72,-7.69,-4.1100000000000003,-30.25,7.0000000000000007E-2,26.17]
[null,"20060122:0400",29.26,9.4600000000000009,20.54,4.3600000000000003,6.49,15.21,6.76,5.7,8.56,-1.47,3.31,1.82,-8.4499999999999993,-6.84,0.35,0.51,-8.07,-4.05,-30.56,0.17,26.74]
[null,"20060122:0500",29.94,10.65,20.86,5.79,5.3,14.46,6.45,4.26,7.77,-1.76,2.48,1.24,-8.39,-8.69,0.05,0.2,-8.7799999999999994,-3.94,-30.7,0.14000000000000001,27.07]
[null,"20060122:0600",30.71,12.86,21.07,9.76,4.47,13.54,6.23,2.97,7.08,-1.99,3.26,0.47,-8.4,-10.28,-0.43,-0.27,-9.94,-3.94,-30.84,0.16,27.25]
[null,"20060122:0700",30.85,15.34,21.08,13.26,3.65,11.74,5.44,1.88,6.79,-1.91,0.92,2.15,-8.5,-11.49,0.02,-0.36,-10.33,-4.2300000000000004,-30.11,-1.74,27.5]
[null,"20060122:0800",30.8,17.21,21.13,15.08,3.06,10.61,5.38,0.87,6.57,-2.08,-0.34,2.33,-8.4,-12.57,0.03,-0.42,-10.78,-4.3,-30.22,-2.0299999999999998,27.61]
[null,"20060122:0900",29.73,18.829999999999998,21.33,16.3,2.69,9.52,5.26,0.23,6.39,-2.48,-1.38,2.69,-8.32,-13.16,0.18,-0.49,-11.3,-4.43,-30.22,-1.41,27.48]
[null,"20060122:1000",28.52,20.100000000000001,21.28,17.34,2.4500000000000002,8.6,5.54,-0.05,6.09,-2.62,-1.94,1.44,-8.2200000000000006,-13.32,0.75,-0.61,-12.05,-4.6100000000000003,-30.86,0.14000000000000001,27.2]
[null,"20060122:1100",27.61,21.24,20.95,18.25,2.23,7.99,5.63,-0.56999999999999995,5.82,-2.4500000000000002,-1.94,0.7,-8.15,-13.72,0.62,-0.83,-12.71,-4.7300000000000004,-30.54,1.23,27.19]
[null,"20060122:1200",27,21.71,20.78,18.89,1.87,7.6,5.15,-1.07,5.62,-2.41,-1.55,0.46,-8.23,-13.9,0.65,-0.7,-13.46,-4.8899999999999997,-30.49,2.2200000000000002,26.87]
[null,"20060122:1300",26.68,21.52,20.94,18.899999999999999,1.57,7.21,5.01,-1.42,5.33,-2.33,-1.39,1.06,-8.31,-14.07,0.81,-0.75,-13.88,-5.0999999999999996,-30.46,2.87,26.48]
[null,"20060122:1400",26.35,21.05,21.74,17.989999999999998,2.2599999999999998,6.61,5.07,-1.93,4.8,-1.93,-1.23,0.93,-8.01,-14.11,0.8,0.01,-14.04,-5.41,-30.4,3.19,26.34]
[null,"20060122:1500",26.12,20.12,22.79,16.149999999999999,7.67,6.09,5.37,-1.35,4.68,0.71,-1.34,-0.96,-7.26,-14.13,0.79,0.89,-14.26,-5.17,-30.17,3.06,26.21]
[null,"20060122:1600",25.75,19.7,23.31,14.68,11.59,8.27,5.92,2.4300000000000002,5.08,3.51,1.07,0.08,-5.96,-14.01,0.81,1.52,-13.87,-4.51,-29.23,2.44,26.15]
[null,"20060122:1700",25.21,19.18,23.98,13.48,14.35,11.75,6.38,6,6.71,6,4.8499999999999996,1.38,-5.12,-9.9700000000000006,0.81,2.0099999999999998,-11.67,-4.09,-29.03,1.6,25.96]
[null,"20060122:1800",25.24,18.84,24.26,12.48,16.32,13.24,6.98,8.5500000000000007,9.6999999999999993,8.0500000000000007,6.42,4.42,-5.97,-5.82,1.53,2.27,-9.06,-3.74,-29.08,1.21,25.91]
[null,"20060122:1900",25.2,17.46,23.74,11.39,18.05,14.46,5.74,9.86,10.9,9.91,7.59,6.63,-6.11,-6.58,1.99,1.87,-6.39,-3.17,-30.53,0.68,25.8]
[null,"20060122:2000",25.04,16.78,23.49,10.62,18.940000000000001,15.44,5.37,11.28,12.49,11.06,8.7200000000000006,8.31,-6.05,-6.05,2.96,1.86,-4.57,-2.94,-30.55,0.36,25.73]
[null,"20060122:2100",24.99,15.94,23.6,10.130000000000001,19.41,16.34,5.49,12.3,13.59,11.6,9.32,9.19,-6.49,-5.38,3.66,1.57,-3.31,-2.82,-30.38,0.04,25.72]
[null,"20060122:2200",25.04,15.23,23.44,9.82,19.21,17.079999999999998,5.83,12.94,14.3,10.79,9.83,9.86,-7.13,-4.92,3.93,1.1299999999999999,-2.85,-2.93,-30.11,-0.31,25.86]
[null,"20060122:2300",24.98,14.2,22.68,9.58,18.010000000000002,17.510000000000002,5.92,13.09,14.7,8.0500000000000007,9.61,9.67,-7.92,-5.5,3.68,0.52,-3.68,-3.29,-29.94,-0.45,25.83]
[null,"20060123:0000",25.12,13.37,22.08,9.36,15.9,17.32,5.84,12.66,14.38,5.94,8.3800000000000008,9.07,-8.56,-5.63,2.93,-0.25,-5.66,-3.7,-30.36,-0.64,25.82]
[null,"20060123:0100",25.94,12.93,21.63,9.36,13.95,15.69,5.66,11.6,13.57,4.9400000000000004,6.41,7.96,-9.15,-4.9800000000000004,2.35,-1.1000000000000001,-6.88,-4,-31.46,-0.81,25.92]
[null,"20060123:0200",26.99,12.61,21.19,9.25,12.36,14.19,5.65,10.25,12.03,4.09,6.07,5.7,-9.5399999999999991,-5.48,1.76,-1.62,-7.15,-4.24,-32.53,-0.78,26.2]
[null,"20060123:0300",28.43,12.54,21.32,8.99,11.23,13.09,5.78,8.4499999999999993,10.44,3.36,4.5,3.95,-9.93,-5.92,1.32,-1.97,-7.28,-4.46,-32.31,-0.87,26.61]
[null,"20060123:0400",29.01,12.5,21.47,8.9499999999999993,10.57,12.17,5.85,7.08,9.3699999999999992,2.97,2.23,2.46,-10.3,-7.26,0.79,-2.17,-7.03,-4.68,-33.74,-0.84,27.02]
[null,"20060123:0500",29.52,13.19,21.83,9.93,10.01,11.23,5.82,5.79,8.73,2.63,0.65,1.89,-10.62,-8.76,0.19,-2.04,-6.84,-4.8600000000000003,-35.270000000000003,-1.04,27.33]
[null,"20060123:0600",28.86,14.33,21.85,12.44,10,10.28,5.77,4.47,8.32,2.4300000000000002,-1.0900000000000001,1.61,-10.99,-9.8699999999999992,-0.4,-2.1,-6.95,-5.08,-36.799999999999997,-1.1100000000000001,27.42]
[null,"20060123:0700",29.09,15.22,21.34,15.07,10.27,9.0299999999999994,5.09,3.17,8.23,3.59,-1.4,1.05,-9.98,-10.77,-0.88,-1.22,-7.13,-5.15,-37.81,-1.47,27.46]
[null,"20060123:0800",29.03,15.9,20.9,17.45,10.77,7.69,4.7,1.95,8.2799999999999994,3.36,-1.43,0.56999999999999995,-10.29,-11.66,-1.1100000000000001,-1.0900000000000001,-6.88,-5.24,-38.33,-1.31,27.46]
[null,"20060123:0900",28.89,16.55,20.74,19.39,11.27,6.47,4.62,0.89,8.65,2.84,-1.88,0.69,-10.71,-11.75,-1.31,-1.01,-7.02,-5.04,-38.65,-0.7,27.37]
[null,"20060123:1000",27.81,17,20.54,20.91,11.05,5.4,4.5599999999999996,-0.02,8.8000000000000007,2.36,-2.0699999999999998,0.99,-11.23,-12.34,-1.56,-1.04,-7.24,-4.63,-38.86,-0.12,27.18]
[null,"20060123:1100",27.24,17.3,20.54,21.81,11.4,4.4000000000000004,4.58,-0.6,8.99,1.88,-1.93,1.41,-11.66,-12.53,-1.78,-1.2,-7.76,-4.99,-38.96,0.38,26.96]
[null,"20060123:1200",26.47,17.32,20.2,22.13,12.06,3.48,4.5199999999999996,-1.0900000000000001,9.24,1.36,-1.77,0.18,-12.07,-12.4,-1.91,-1.5,-7.72,-6.34,-39.130000000000003,0.93,26.71]
[null,"20060123:1300",25.94,17,20.420000000000002,22.11,12.33,2.65,4.49,-1.37,9.3000000000000007,0.96,-1.89,0.09,-12.5,-12.8,-2.06,-1.8,-8.11,-7.79,-38.979999999999997,1.3,26.51]
[null,"20060123:1400",25.83,16.2,22.76,21.06,12.67,1.95,4.49,-1.7,9.48,1.2,-2.16,-0.23,-12.92,-12.95,-2.23,-1.53,-8.35,-9.23,-39.130000000000003,1.63,26.4]
[null,"20060123:1500",25.35,14.57,23.57,19.27,13.9,1.68,4.68,-0.9,9.64,3.01,-1.92,-0.22,-12.71,-12.8,-2.23,-1.1100000000000001,-8.83,-10.48,-38.94,1.56,26.31]
[null,"20060123:1600",25.11,13.19,24.3,18.05,15.31,4.34,5.42,3.75,9.76,4.34,-0.77,-0.48,-11.95,-11.63,-2.21,-0.28999999999999998,-8.57,-11.25,-38.42,1.1399999999999999,26.18]
[null,"20060123:1700",24.79,12.1,25.14,17.03,15.5,8.5399999999999991,6.76,7.28,10.61,5.13,0.41,1.01,-10.89,-6.99,-0.98,0.63,-7.07,-11.7,-37.93,0.64,25.87]
[null,"20060123:1800",24.23,11.07,25.71,16.23,15.76,11.56,8.17,9.5500000000000007,11.68,5.75,1.5,4.41,-9.83,-3.85,0.67,1.35,-5.28,-12.07,-37.28,0.28999999999999998,25.45]
[null,"20060123:1900",24.33,10.3,26.89,15.36,14.85,13.09,9.8000000000000007,11.03,11.32,5.18,2.0499999999999998,6.8,-7.88,-2.27,1.83,0.41,-4.1500000000000004,-13.08,-37.18,-0.01,25.15]
[null,"20060123:2000",24.19,9.75,27.04,14.79,13.79,14.29,10.199999999999999,12.38,12.27,4.99,2.29,7.97,-7.61,-1.33,2.97,0.23,-2.48,-13.36,-35.72,-0.43,25.14]
[null,"20060123:2100",24.14,9.19,26.12,14.2,11.01,15.24,10.23,13.19,12.41,4.1900000000000004,2.4,8.93,-7.96,-1.58,3.79,-0.48,-1.3,-13.81,-33.4,-0.65,25.2]
[null,"20060123:2200",24.4,8.98,25.2,13.32,8.31,15.79,9.7799999999999994,13.64,12.27,3.15,2.09,9.51,-8.85,-0.17,4.22,-1.46,-1.02,-14.51,-31.1,-0.79,25.49]
[null,"20060123:2300",24.44,9.17,24.28,12.23,6.27,15.97,8.77,13.55,12.14,1.89,1.17,9.52,-10.41,-0.09,4.0199999999999996,-2.2999999999999998,-1.61,-15.53,-29.05,-0.77,25.7]
[null,"20060124:0000",24.56,9.1999999999999993,23.07,11.12,4.84,15.7,7.45,12.97,11.68,0.71,-0.42,9.0500000000000007,-11.76,-0.94,3.32,-3,-3.2,-16.64,-27.4,-1.1299999999999999,25.88]
[null,"20060124:0100",25.33,9.27,22.11,10.28,3.86,15.04,6.5,11.71,11.07,-0.23,-2.29,7.84,-12.51,-2.13,2.44,-3.41,-4.1500000000000004,-17.75,-26.44,-1.41,26.05]
[null,"20060124:0200",26.15,9.58,21.39,9.8000000000000007,3.13,13.97,5.45,10.71,10.47,-1.17,-3.32,6.93,-12.65,-4.34,1.67,-3.92,-4.84,-18.77,-24.97,-1.7,26.25]
[null,"20060124:0300",27.32,9.85,20.77,9.32,2.52,12.66,4.41,9.6199999999999992,10.130000000000001,-2.0699999999999998,-3.95,5.47,-12.26,-7.1,0.86,-4.24,-5.07,-19.690000000000001,-23.82,-1.49,26.51]
[null,"20060124:0400",28,10.14,20.27,8.85,2,11.36,3.49,8.31,9.9499999999999993,-2.98,-4.1900000000000004,4.0999999999999996,-11.57,-8.67,-0.16,-4.63,-4.21,-20.43,-22.9,-1.43,26.76]
[null,"20060124:0500",28.04,11.05,19.8,10.130000000000001,1.62,10.66,3.13,6.72,9.68,-3.83,-4.5999999999999996,3.03,-10.83,-9.81,-1.02,-4.62,-4.47,-21.08,-22.13,-1.01,26.92]
[null,"20060124:0600",28,11.77,19.34,13.42,1.33,9.9,4.38,5.2,9.48,-4.5199999999999996,-5.12,1.71,-9.9,-10.66,-1.37,-4.66,-4.87,-21.67,-21.38,-0.27,26.86]
[null,"20060124:0700",27.67,12.63,18.8,16.59,0.76,9.14,3.94,4.1500000000000004,9.3699999999999992,-5.27,-5.8,3.04,-9.1300000000000008,-11.6,-1.32,-4.59,-5.05,-22.31,-20.67,0.24,26.8]
[null,"20060124:0800",27.04,13.95,18.399999999999999,18.850000000000001,0.51,8.39,3.42,2.82,9.2899999999999991,-5.87,-6.17,2.16,-8.44,-12.19,-0.94,-4.4400000000000004,-4.1900000000000004,-22.86,-20.13,0.93,26.79]
[null,"20060124:0900",26.65,15.03,18.010000000000002,20.64,0.2,7.65,1.45,1.79,9.15,-6.5,-5.74,1.97,-7.78,-12.54,-0.94,-4.34,-4.68,-23.32,-19.899999999999999,2.2799999999999998,26.8]
[null,"20060124:1000",25.98,15.98,17.38,21.94,-0.06,6.83,0.36,0.94,9.1,-7.27,-4.8600000000000003,2.0099999999999998,-7.19,-12.79,-1.1399999999999999,-4.07,-3.9,-23.67,-19.75,4.45,26.75]
[null,"20060124:1100",25.55,16.64,16.97,22.71,-0.26,6.23,0.28999999999999998,0.22,9.0500000000000007,-7.81,-4.96,2.0099999999999998,-6.87,-13.04,-1.51,-3.79,-3.15,-23.96,-19.75,5.03,26.26]
[null,"20060124:1200",25.42,17.02,16.649999999999999,23.06,-0.42,5.59,0.33,-0.41,9.02,-8.2899999999999991,-5.55,1.96,-6.57,-13.39,-2.0699999999999998,-3.65,-2.44,-24.21,-19.37,5.2,26.08]
[null,"20060124:1300",24.92,17.010000000000002,17.350000000000001,22.91,-0.51,4.8600000000000003,0.47,-0.9,9.0299999999999994,-8.7100000000000009,-5.98,2.13,-6.47,-13.84,-2.2200000000000002,-3.59,-2.1800000000000002,-24.45,-19.43,5.62,26.04]
[null,"20060124:1400",24.61,16.62,19.63,21.89,-0.55000000000000004,4.21,1.76,-1.05,9.09,-8.86,-6.21,2.1,-5.96,-14.15,-1.8,-3.58,-2.2599999999999998,-24.67,-19.510000000000002,5.63,25.98]
[null,"20060124:1500",24.49,15.38,22.23,20.11,-0.46,3.75,5.95,-0.09,9.18,-8.31,-5.46,1.87,-5.28,-14.36,-1.2,-3.45,-3.21,-24.14,-19.440000000000001,5.4,26.03]
[null,"20060124:1600",24.39,14.46,23.89,18.36,0.03,6.87,8.89,3.46,9.27,-7.44,-3.07,1.79,-4.3600000000000003,-13.59,-1.38,-3.33,-2.64,-22.98,-19.3,4.49,25.95]
[null,"20060124:1700",24.23,13.71,25.19,16.489999999999998,0.52,11.94,11.15,7.83,10.53,-6.42,-0.84,2.04,-3.51,-8.39,-1.17,-3.42,-0.44,-21.53,-19.309999999999999,3.62,25.91]
[null,"20060124:1800",24.06,12.93,26.46,15.85,1.23,16.010000000000002,12.83,11.18,11.91,-5.43,1.24,4.8099999999999996,-2.68,-2.84,0.75,-3.58,0.81,-20.05,-19.670000000000002,3.09,25.82]
[null,"20060124:1900",23.75,12.78,26.34,13.62,0.89,19.79,13.78,12.7,11.75,-5.09,2.48,5.36,-1.91,-0.77,1.71,-3.18,1.74,-18.5,-19.09,1.86,25.71]
[null,"20060124:2000",23.93,12.24,26.52,12.63,1.28,21.92,14.49,14.53,12.09,-4.55,4.2699999999999996,7.1,-1.35,0.78,2.48,-3.3,2.23,-17.53,-19.41,1.44,25.63]
[null,"20060124:2100",23.95,12.85,26.49,11.87,1.68,23.4,14.74,15.86,12.61,-4.47,5.81,8.33,-1.18,1.73,3.15,-3.22,2.4300000000000002,-17.03,-19.22,0.86,25.55]
[null,"20060124:2200",23.66,12.8,25.88,11.18,1.97,24.3,14.3,16.48,12.47,-4.8,6.54,9.06,-1.51,1.97,3.71,-3.03,1.58,-17.059999999999999,-18.66,0.56000000000000005,25.29]
[null,"20060124:2300",23.46,12.58,24.77,10.71,2.12,24.6,12.54,16.38,12.52,-5.49,6.72,9.09,-2.59,1.32,3.77,-2.8,0.62,-17.690000000000001,-18.239999999999998,0,25.3]
[null,"20060125:0000",23.73,12.4,23.12,10.27,2.0699999999999998,24.1,10.75,15.45,12.32,-6.04,5.94,8.44,-4.03,0.23,3.34,-2.63,-0.33,-18.34,-18.38,-0.42,25.3]
[null,"20060125:0100",24.62,11.97,21.81,10.07,2.04,22.25,9.84,13.92,12.07,-6.37,4.1900000000000004,6.8,-5.53,-3.26,2.39,-2.4500000000000002,-1.38,-18.95,-18.8,-0.53,25.46]
[null,"20060125:0200",25.93,11.34,20.87,9.5299999999999994,2.0699999999999998,19.16,9.23,12.81,11.73,-6.69,4.16,4.58,-6.66,-5.75,1.56,-2.34,-1.9,-19.53,-19.29,-0.81,25.86]
[null,"20060125:0300",27.44,10.45,20.260000000000002,9.11,1.88,19.02,8.82,11.82,11.44,-7.15,2.83,4.53,-7.16,-9.09,0.51,-2.2400000000000002,-2.92,-20.100000000000001,-19.600000000000001,-0.84,26.32]
[null,"20060125:0400",28.02,10.61,19.899999999999999,8.86,1.32,14.78,8.58,10.91,11.09,-7.51,0.7,3.27,-7.13,-10.59,-0.48,-2.19,-4.5599999999999996,-20.61,-19.82,-1.1499999999999999,26.75]
[null,"20060125:0500",29.13,11.24,19.899999999999999,10.55,0.56999999999999995,13.13,8.09,10.220000000000001,10.9,-7.8,-0.3,1.77,-7.26,-11.31,-1.1299999999999999,-2.1800000000000002,-5.78,-21.1,-20.010000000000002,-1.31,26.97]
[null,"20060125:0600",29.18,12.28,19.48,13.41,-0.03,11.99,7.21,9.6,10.78,-8.06,-0.19,0.23,-6.1,-11.63,-1.02,-2.19,-6.62,-21.56,-20.04,-1.61,27.15]
[null,"20060125:0700",29.27,14.07,19.7,16.46,-0.62,10.88,8.15,9.3699999999999992,10.78,-8.74,-1.1499999999999999,-1.26,-4.51,-11.9,-0.46,-1.85,-6.18,-21.78,-20.260000000000002,-1.85,27.23]
[null,"20060125:0800",28.8,15.11,19.53,18.600000000000001,-1.03,9.81,7.26,8.86,10.79,-8.91,-1.87,-1.59,-5.41,-12.26,-0.26,-1.8,-6.56,-22.29,-20.29,-1.67,27.17]
[null,"20060125:0900",28.71,16.28,19.29,20.59,-1.26,8.61,6.44,7.99,10.69,-9.08,-1.84,-1.65,-6.71,-12.48,0.42,-1.83,-6.9,-22.75,-20.34,-7.0000000000000007E-2,27.04]
[null,"20060125:1000",27.39,16.920000000000002,19.14,22.3,-1.39,7.53,5.55,7.56,10.63,-9.09,-2.71,-1.75,-8.14,-12.56,0.33,-1.84,-7.07,-23.11,-20.97,2.75,26.83]
[null,"20060125:1100",26.6,17.579999999999998,18.829999999999998,23.84,-1.47,6.65,4.59,7.51,10.47,-9.0399999999999991,-3.16,-1.56,-9.58,-12.69,0.25,-1.87,-7.42,-23.41,-20.93,4.3899999999999997,26.59]
[null,"20060125:1200",25.68,17.760000000000002,18.670000000000002,24.18,-1.55,5.84,3.79,6.87,10.25,-8.89,-3.16,-1.4,-8.8699999999999992,-12.92,0.21,-1.93,-8.0299999999999994,-23.61,-21.11,5.86,26.31]
[null,"20060125:1300",25.42,17.55,18.649999999999999,23.89,-1.63,5.1100000000000003,3.04,6.4,9.66,-8.83,-3.34,-1.76,-6.98,-13.07,0.02,-1.95,-8.19,-23.96,-21.49,6.12,26.15]
[null,"20060125:1400",24.96,17.04,18.920000000000002,22.52,-1,4.4400000000000004,3.16,6.42,9.0299999999999994,-8.64,-3.51,-1.76,-6.26,-13.37,0.04,-1.87,-7.67,-24.39,-21.5,6.53,26.06]
[null,"20060125:1500",24.1,15.98,19.77,20.87,2.09,4.0199999999999996,4.9000000000000004,6.99,8.56,-8.2200000000000006,-2.84,-1.49,-5.41,-13.39,0.08,-1.8,-7.68,-23.9,-21.59,6.45,25.98]
[null,"20060125:1600",24.09,15.19,21.37,19.72,5.26,6.76,6.05,8.77,8.7100000000000009,-7.86,0.16,-1.37,-3.83,-12.58,0.27,-1.47,-7.4,-22.75,-21.78,5.51,25.92]
[null,"20060125:1700",23.89,14.03,22.49,19.05,8.31,11.41,7.18,10.27,10.3,-7.43,2.25,0.65,-2.13,-8.7200000000000006,0.42,-0.98,-5.77,-21.57,-22.02,4.0199999999999996,25.82]
[null,"20060125:1800",23.73,13.44,22.34,18.420000000000002,10.91,15.1,8.3000000000000007,11.84,12.02,-6.9,4.1399999999999997,3.42,-0.53,-2.79,1.47,-0.42,-4.49,-20.45,-22.03,3.04,25.74]
[null,"20060125:1900",23.78,13.14,23.09,18.2,12.69,19.670000000000002,9.68,14.29,13.72,-6.65,6.66,5.0599999999999996,0.79,0.83,2.09,-0.52,-1.59,-19.22,-21.8,3.19,25.69]
[null,"20060125:2000",23.63,12.47,22.94,18.100000000000001,14.17,22.01,10.210000000000001,15.19,14.57,-6.35,7.56,6.38,1.78,2.5499999999999998,3.13,-0.34,0.56999999999999995,-18.34,-21.46,3.16,25.66]
[null,"20060125:2100",23.82,11.87,22.4,18.28,15.06,23.5,10.28,15.32,14.74,-6.1,8.1999999999999993,7.24,2.34,2.63,3.73,-0.54,1.76,-17.739999999999998,-20.22,3.4,25.69]
[null,"20060125:2200",23.69,11.31,21.56,18.21,15.22,24.32,9.91,15.4,14.25,-6.05,8.52,7.26,2.77,2.72,3.98,-0.94,1.77,-17.62,-18.78,3.42,25.58]
[null,"20060125:2300",23.49,10.65,20.62,18.23,14.57,24.51,8.76,14.93,14.09,-6.17,8.31,7.15,2.88,2.21,3.8,-1.1000000000000001,0.93,-18.22,-17.91,3.28,25.64]
[null,"20060126:0000",23.74,10.050000000000001,19.98,17.75,12.9,24.04,7.23,14.01,13.86,-6.22,7.09,6.63,2.96,1.5,3.3,-1.22,-0.36,-18.98,-17.170000000000002,3.52,25.68]
[null,"20060126:0100",24.93,9.41,19.579999999999998,16.739999999999998,11.01,22.7,5.78,12.77,13.17,-6.3,4.83,5.31,2.99,-0.71,2.86,-1.35,-1.21,-19.55,-16.95,3.66,25.87]
[null,"20060126:0200",26.46,8.76,19.12,15.85,9.73,20.79,4.26,12.04,12.44,-6.3,4.2699999999999996,4.0199999999999996,2.84,-3.84,2.48,-1.35,-1.97,-20.059999999999999,-17.3,4.07,26.29]
[null,"20060126:0300",27.83,8.43,18.71,15.49,9.17,17.829999999999998,3.78,11.52,12,-6.32,4.3899999999999997,2.85,2.3199999999999998,-6.74,2.16,-1.45,-1.94,-20.57,-17.48,4.3600000000000003,26.7]
[null,"20060126:0400",28.33,8.0500000000000007,18.32,14.88,8.5399999999999991,15.59,4.34,10.97,11.36,-6.29,4.5,1.84,1.66,-9.1300000000000008,1.91,-1.1200000000000001,-1.83,-21.07,-17.55,4.59,27.08]
[null,"20060126:0500",29.34,9.19,17.809999999999999,15.48,7.98,13.82,3.42,10.34,10.82,-6.27,3.98,1.22,1.1100000000000001,-10.53,1.74,-0.81,-1.59,-21.61,-17.670000000000002,4.79,27.4]
[null,"20060126:0600",29.72,11.32,17.440000000000001,17.510000000000002,7.28,12.34,1.85,9.6999999999999993,10.53,-6.25,2.65,0.65,0.75,-11.26,1.57,-0.83,-1.52,-22.12,-17.52,4.9800000000000004,27.63]
[null,"20060126:0700",29.55,12.88,17.93,20.21,6.71,11.5,3.18,8.86,10.58,-7.7,1.65,0.99,0.39,-11.15,1.35,-0.47,-1.51,-22.38,-17.66,4.93,27.63]
[null,"20060126:0800",29.57,14.15,17.48,21.86,6.06,10.48,1.98,8.23,10.29,-7.72,1.58,0.53,0.01,-11.86,1.37,-0.26,-1.74,-22.9,-18.32,4.84,27.58]
[null,"20060126:0900",29.03,15.06,17.2,22.94,5.52,9.6199999999999992,0.4,7.57,9.9600000000000009,-7.64,0.46,0.41,0,-12.04,1.36,-0.14000000000000001,-2.02,-23.41,-18.920000000000002,4.96,27.59]
[null,"20060126:1000",27.85,15.84,16.89,23.58,5.56,8.83,-0.06,6.94,9.93,-7.65,-0.6,0.38,-0.37,-11.9,1.26,-0.12,-2.76,-23.91,-19.420000000000002,5.33,27.4]
[null,"20060126:1100",27,16.329999999999998,16.600000000000001,23.75,6.18,8.1300000000000008,-0.34,6.47,9.92,-7.6,-1.1599999999999999,0.15,-0.78,-11.12,1.26,-0.1,-2.94,-24.34,-19.440000000000001,5.81,27.13]
[null,"20060126:1200",26.58,16.649999999999999,16.489999999999998,23.68,5.55,7.56,-0.53,5.96,9.93,-7.54,-1.28,-0.43,-1.65,-8.65,-1.05,-7.0000000000000007E-2,-3.43,-24.72,-19.34,6.43,26.77]
[null,"20060126:1300",25.99,16.52,17.3,23.23,5.64,7.21,-0.76,5.46,9.9499999999999993,-7.45,-1.74,-0.84,-2.77,-5.97,-1.52,0.06,-4.25,-25.06,-19.010000000000002,7.2,26.45]
[null,"20060126:1400",25.42,16.18,20.63,22.16,5.86,6.9,7.0000000000000007E-2,5.15,9.89,-7.29,-2.25,-1.28,-3.73,-5.21,-1.21,0.36,-4.79,-25.33,-18.940000000000001,7.62,26.21]
[null,"20060126:1500",24.97,15.3,22.14,20.27,9.93,6.86,3.9,5.26,9.7799999999999994,-6.59,-2.4,-1.49,-4.1100000000000003,-5.47,-1.29,0.79,-5.57,-24.72,-18.86,8,26.15]
[null,"20060126:1600",25.12,14.27,22.86,18.88,13.74,9.1300000000000008,6.08,8,9.59,-6.18,1.97,-1.69,-4.01,-6.86,-0.76,0.97,-5.34,-23.5,-18.510000000000002,8.0500000000000007,26.15]
[null,"20060126:1700",25.1,13.54,23.31,17.77,16.43,13.2,7.78,10.51,9.69,-5.24,5.32,0.34,-3.86,-4.53,0.49,1.0900000000000001,-3.49,-22.12,-18.59,8.0299999999999994,26.13]
[null,"20060126:1800",24.84,12.84,23.56,16.73,18.260000000000002,16.3,9.0299999999999994,12.6,10.130000000000001,-4.45,7.42,3.95,-3.92,-2.31,1.48,1.1499999999999999,-1.55,-20.84,-18.84,8.07,26.04]
[null,"20060126:1900",24.71,11.98,24.31,15.66,19.36,18.32,9.81,14.01,11.5,-4.24,9.1300000000000008,5.83,-3.19,-3.74,1.75,1.31,0.25,-19.440000000000001,-20.32,8.11,25.96]
[null,"20060126:2000",24.39,11.44,24.55,14.88,20.05,19.22,10.4,15.34,12.09,-3.68,10.84,7.59,-3.4,-2.2799999999999998,2.06,1,1.66,-18.43,-19.89,7.67,25.87]
[null,"20060126:2100",24.32,10.73,24.21,14.17,20.64,19.57,10.55,16.239999999999998,12.27,-3.53,12.4,9.06,-3.89,-2.12,2.1800000000000002,0.68,2.93,-17.71,-19.36,6.57,25.82]
[null,"20060126:2200",24.09,10.1,23.26,13.43,20.54,19.3,10.25,16.66,12.08,-3.77,13.36,10.029999999999999,-4.4400000000000004,-2.63,2.2999999999999998,0.02,5.23,-17.47,-19.28,5.31,25.75]
[null,"20060126:2300",24.03,9.43,21.94,12.76,19.600000000000001,19.48,9.2200000000000006,16.59,11.72,-4.1399999999999997,13.5,9.94,-5,-3.48,2.17,-0.44,4.96,-18.010000000000002,-18.52,3.98,25.7]
[null,"20060127:0000",24.11,8.82,21,12.1,17.43,19.3,7.83,15.98,11.18,-4.41,12.02,8.7899999999999991,-5.61,-3.63,1.63,-0.76,3.83,-18.73,-18.649999999999999,3.09,25.7]
[null,"20060127:0100",24.97,8.36,20.47,11.55,15.83,18.2,6.92,14.76,10.46,-4.78,9.44,6.91,-5.91,-3.81,0.99,-0.97,2.5499999999999998,-19.32,-19.11,2.56,25.92]
[null,"20060127:0200",26.91,8.06,19.899999999999999,10.94,14.91,17.13,6.13,13.01,9.65,-5.13,6.94,4.8499999999999996,-6.06,-4.38,0.92,-1.1000000000000001,0.77,-19.84,-19.5,2.77,26.38]
[null,"20060127:0300",28.58,7.7,19.3,10.199999999999999,14.51,15.6,5.56,12.82,9.17,-5.5,4.75,3.53,-6.09,-5.31,1.03,-1.1599999999999999,-0.17,-20.34,-19.670000000000002,2.67,26.8]
[null,"20060127:0400",29.44,7.61,18.760000000000002,9.19,14.79,15.92,5.1100000000000003,11.85,8.86,-5.93,3.15,2.33,-6.09,-6.11,1.1100000000000001,-1.24,-0.8,-20.8,-19.5,2.54,27.21]
[null,"20060127:0500",29.96,8.98,18.46,10.19,15.15,14.39,4.75,10.87,8.6300000000000008,-6.18,1.61,1.03,-6.39,-6.03,1.17,-1.36,-0.59,-21.26,-20.260000000000002,2.48,27.47]
[null,"20060127:0600",30.05,11.92,18.16,13.17,15.27,13.6,4.66,9.9499999999999993,8.42,-6.36,0.39,0.51,-7.04,-6.18,1.17,-1.55,-0.53,-21.72,-20.3,2.1,27.58]
[null,"20060127:0700",29.94,13.98,17.329999999999998,16.09,15,13.02,4.7699999999999996,8.94,8.2899999999999991,-7.15,0.52,-1.06,-7.02,-6.4,1.33,-0.52,-1.17,-22.21,-20.59,2.0299999999999998,27.56]
[null,"20060127:0800",29.16,15.44,17,17.93,14.68,12.6,4.32,8.27,7.98,-7.21,1.34,-0.43,-7.89,-6.56,1.38,-0.83,-1.44,-22.75,-20.72,2.2400000000000002,27.38]
[null,"20060127:0900",28.83,16.77,16.899999999999999,19.39,14.25,11.78,3.81,7.55,7.75,-7.25,0.77,-1.01,-8.92,-6.62,0.81,-1.01,-1.98,-23.27,-20.89,3.41,27.01]
[null,"20060127:1000",28.49,17.73,17.02,20.149999999999999,13.81,11.77,3.36,7.17,7.66,-7.23,-0.83,-1.4,-9.9600000000000009,-6.39,0.18,-1.41,-2.41,-23.76,-21.09,4.6500000000000004,27.12]
[null,"20060127:1100",27.41,18.5,17.68,19.940000000000001,13.62,11.29,3.29,6.77,7.51,-7.26,-1.94,-2.31,-10.57,-6.11,-0.17,-1.62,-2.88,-24.19,-20.5,5.48,26.97]
[null,"20060127:1200",26.91,18.93,18.260000000000002,19.18,12.63,10.92,3.36,6.33,7.39,-7.13,-2.56,-2.68,-11.26,-5.92,-0.55000000000000004,-1.87,-3.23,-24.61,-20.100000000000001,6.18,26.76]
[null,"20060127:1300",26.52,18.88,18.850000000000001,17.920000000000002,11.35,10.45,3.52,5.88,7.12,-7.34,-2.39,-2.82,-12.03,-6.17,-0.75,-2.14,-3.36,-24.95,-20.46,6.65,26.6]
[null,"20060127:1400",25.79,18.34,20.420000000000002,16.2,10.28,10.08,4.55,5.33,6.82,-7.07,-2.5299999999999998,-3,-12.38,-6.33,-0.82,-2.12,-3.65,-25.17,-20.78,6.94,26.47]
[null,"20060127:1500",25.07,17.2,21.81,14.7,11.55,9.89,6.31,4.09,6.55,-6.64,-2.42,-3.11,-12.38,-6.82,-1.07,-1.83,-4.01,-24.38,-21.12,6.77,26.35]
[null,"20060127:1600",24.6,16.059999999999999,22.42,13.65,13.32,11.57,8.19,6.94,6.41,-6.29,1.32,-3.09,-12.09,-6.7,-1.1000000000000001,-1.55,-3.73,-22.88,-21.26,6.5,26.24]
[null,"20060127:1700",24.28,15.04,22.83,12.91,13.83,14.52,10.42,11.05,7.18,-6.12,2.92,-0.19,-11.6,-5.98,-0.59,-1.2,-2.46,-21.2,-21.8,5.47,26.11]
[null,"20060127:1800",24.08,14.31,24.6,12.38,13.6,16.39,12.44,13.72,8.1300000000000008,-5.48,4.75,3.98,-11.1,-5.9,0.57999999999999996,-0.86,-3.67,-19.71,-21.76,4.6900000000000004,25.94]
[null,"20060127:1900",24.11,13.96,24.41,12.43,14.73,18.59,13.65,15.17,9.39,-5.82,7.16,6,-9.2799999999999994,-3.8,1.88,-0.19,-3.01,-18.239999999999998,-21.63,3.99,25.82]
[null,"20060127:2000",23.96,13.37,24.06,11.75,15.18,20.3,14.37,16.59,10.27,-5.59,8.18,7.67,-9.02,-3.3,2.2799999999999998,-0.43,-1.83,-16.760000000000002,-21.94,3.28,25.75]
[null,"20060127:2100",23.75,12.54,23.22,10.85,15.53,21.46,14.58,17.05,10.88,-5.66,9.17,8.82,-9.08,-3.17,2.46,-0.78,-1.59,-15.77,-21,2.44,25.69]
[null,"20060127:2200",23.77,11.81,22.16,10.1,15.2,22.21,14.14,17.12,11.21,-5.65,9.82,9.32,-9.57,-3.04,2.85,-1.37,-1.75,-15.71,-19.75,2.08,25.63]
[null,"20060127:2300",23.88,11.28,20.84,9.3699999999999992,14.54,22.32,12.52,16.899999999999999,11.23,-5.74,9.99,8.66,-10.88,-3.2,2.88,-1.83,-2.88,-16.190000000000001,-19.2,1.75,25.6]
[null,"20060128:0000",23.94,10.67,19.39,8.65,13.36,22.04,10.57,16.239999999999998,10.9,-5.99,9.07,7.39,-12.21,-4.07,2.2000000000000002,-2.12,-3.03,-16.829999999999998,-18.920000000000002,1.52,25.61]
[null,"20060128:0100",24.88,9.93,18.14,7.92,12.13,21.26,9.42,14.4,10.039999999999999,-6.19,6.8,5.1100000000000003,-13.34,-5.67,1.39,-2.34,-2.59,-17.38,-19.27,1.66,25.79]
[null,"20060128:0200",26.51,9.6199999999999992,16.96,7.27,11.24,19.850000000000001,8.74,12.57,9.0500000000000007,-6.35,5.9,3.05,-14.32,-6.11,0,-2.4700000000000002,-4.09,-17.850000000000001,-19.72,2.09,26.21]
[null,"20060128:0300",28.98,9.32,15.98,6.76,10.130000000000001,18.309999999999999,8.2200000000000006,11.24,8.49,-6.49,4.9800000000000004,1.57,-15.07,-6.22,-0.3,-2.67,-5.56,-18.239999999999998,-20.27,2.46,26.73]
[null,"20060128:0400",29.78,9.44,15.11,6.39,9.36,17.059999999999999,7.99,10.46,8.07,-6.59,3.91,0.42,-15.41,-6.67,-0.47,-2.83,-6.62,-18.55,-20.62,2.91,27.35]
[null,"20060128:0500",30.55,10.88,14.36,7.75,8.51,15.78,7.96,9.42,7.8,-6.64,2.8,-0.37,-15.45,-7.36,-0.49,-3.04,-7.59,-18.8,-20.96,3.45,27.88]
[null,"20060128:0600",31.07,13.28,13.72,10.62,7.65,14.41,8.07,8.02,7.48,-6.75,1.96,-1.38,-15.55,-7.49,0.2,-3.36,-8.73,-19.04,-21.08,3.82,28.25]
[null,"20060128:0700",30.98,16.170000000000002,13.35,12.89,7.41,15.19,9.48,7.15,7.46,-7.36,0.99,-1.88,-15.3,-7.78,0.17,-3.32,-10.19,-19.3,-20.86,4.16,28.18]
[null,"20060128:0800",30.82,18.809999999999999,12.9,14.66,7.03,13.96,9.34,5.66,7.26,-7.66,0.45,-2.59,-15.53,-7.5,-7.0000000000000007E-2,-3.6,-10.91,-19.52,-20.93,4.5199999999999996,27.87]
[null,"20060128:0900",30.57,20.72,12.49,15.84,6.74,12.68,8.9600000000000009,4.38,7.17,-7.96,-0.44,-2.86,-15.7,-7.59,-0.69,-3.9,-11.51,-19.760000000000002,-21,4.92,27.66]
[null,"20060128:1000",28.6,21.84,12.17,16.43,6.16,11.96,8.52,3.71,7.09,-8.2200000000000006,0.2,-2.79,-15.81,-7.53,-0.99,-4.21,-11.43,-19.96,-21.02,6.02,27.35]
[null,"20060128:1100",27.83,22.42,11.88,16.62,5.37,11.35,8.3800000000000008,2.94,6.99,-8.51,0.86,-2.66,-15.8,-7.96,-1.44,-4.6100000000000003,-12.15,-20.07,-21,6.6,27.13]
[null,"20060128:1200",27.16,22.39,11.63,16.5,4.2699999999999996,9.39,8.64,2.14,6.87,-8.81,-0.15,-2.36,-15.78,-7.8,-1.54,-4.97,-12.69,-20.170000000000002,-20.87,6.68,26.84]
[null,"20060128:1300",26.67,22.61,11.95,16.05,3,9.48,9.01,1.45,6.84,-9.31,-1.57,-2.34,-15.75,-6.89,-1.92,-5.16,-13.81,-20.28,-20.59,6.95,26.65]
[null,"20060128:1400",25.58,22.26,13.98,15.26,1.87,8.9499999999999993,9.7100000000000009,0.8,6.92,-9.7100000000000009,-1.78,-2.58,-15.32,-6.42,-1.79,-4.63,-14.58,-20.11,-20.32,7.38,26.48]
[null,"20060128:1500",25.17,21.21,16.29,14.06,1.27,7.85,11.02,1.26,7,-9.39,-1.1599999999999999,-2.78,-13.88,-5.91,-2.25,-4.03,-14.44,-19.54,-20.3,7.8,26.39]
[null,"20060128:1600",24.8,19.760000000000002,18.21,13.18,0.43,10.6,12.15,4.5999999999999996,7.21,-8.56,2.82,-2.69,-12.01,-5.55,-2.61,-3.41,-13.7,-18.55,-20.13,8.1,26.27]
[null,"20060128:1700",24.44,18.8,19.64,12.24,0.04,14.92,12.71,7.3,8.23,-7.46,5.42,-0.11,-10.09,-5.05,-1.1399999999999999,-2.63,-10.99,-17.11,-19.87,7.97,26.13]
[null,"20060128:1800",24.24,17.649999999999999,20.53,11.37,-0.17,17.95,12.91,9.4,9.27,-6.14,7.02,2.95,-8.39,-4.63,0.81,-1.88,-8.06,-15.67,-19.79,6.59,25.98]
[null,"20060128:1900",24.32,16.399999999999999,21.46,10.31,-0.88,19.22,15.04,10.9,10.039999999999999,-5.13,8.67,4.92,-6.69,-4.17,1.89,0.39,-5.79,-14.01,-19.97,6.22,25.85]
[null,"20060128:2000",24.1,15.8,21.72,9.65,-0.53,20.87,15.09,12,10.94,-3.91,9.82,6.34,-5.53,-3.83,2.71,0.69,-5.82,-12.97,-19.23,5.47,25.75]
[null,"20060128:2100",23.96,15.03,21.54,9.09,0.48,22.1,14.09,12.75,11.68,-3.25,10.67,7.52,-4.76,-3.36,3.41,0.38,-4.67,-12.39,-17.850000000000001,4.57,25.7]
[null,"20060128:2200",24.08,14.34,20.86,8.5399999999999991,1.4,22.75,13.04,13.18,12.16,-3.11,10.99,8.4,-4.6500000000000004,-2.8,3.84,-0.32,-4.42,-12.05,-16.350000000000001,4.05,25.84]
[null,"20060128:2300",23.76,13.67,19.350000000000001,7.94,1.78,22.68,12.85,13.19,12.24,-4.2,10.72,8.41,-4.97,-2.62,3.38,-0.88,-2.96,-11.98,-15.23,3.53,25.83]
[null,"20060129:0000",24.07,12.86,17.89,7.52,2.04,22.32,12.99,12.68,11.9,-6.13,9.57,7.34,-5.13,-3.56,2.63,-1,-3.55,-11.97,-14.44,2.92,25.85]
[null,"20060129:0100",25.18,12.45,16.98,7.04,2.48,20.96,13.49,11.16,11.07,-7.19,7.32,5.5,-5.17,-4.4000000000000004,1.94,-1.1499999999999999,-4.87,-12,-14.32,2.6,26.01]
[null,"20060129:0200",26.92,12.19,16.18,6.71,2.79,19.850000000000001,13.72,9.9600000000000009,10.01,-7.85,5.78,3.32,-5.09,-4.9800000000000004,1.35,-1.36,-5.82,-12.02,-14.57,2.52,26.38]
[null,"20060129:0300",28.5,11.65,15.33,6.3,2.85,18.510000000000002,13.85,8.32,9.3800000000000008,-8.31,4.28,1.59,-5.16,-6.17,0.94,-1.87,-6.72,-12.2,-14.58,2.73,26.78]
[null,"20060129:0400",29.08,11.09,14.4,5.95,2.74,17.66,14.03,6.85,8.94,-8.0399999999999991,2.73,0.01,-5.35,-6.06,0.61,-2.14,-7.29,-12.34,-14.59,2.87,27.29]
[null,"20060129:0500",30.05,11.83,13.52,7.21,1.97,18.239999999999998,14.05,5.5,8.6,-7.66,1.34,-1.01,-5.28,-6.31,0.34,-2.19,-7.54,-12.34,-14.67,3.18,27.78]
[null,"20060129:0600",30.5,13.3,13.26,9.9499999999999993,1.32,17.510000000000002,13.98,4.38,8.33,-7.79,0.56000000000000005,-1.96,-5.25,-6.15,0.2,-2.0699999999999998,-7.7,-12.28,-14.87,3.23,28.16]
[null,"20060129:0700",30.32,15.8,12.82,12.44,0.85,16.88,13.34,3.39,7.9,-8.1999999999999993,0.17,-1.88,-5.52,-5.32,0.34,-1.62,-8.1,-11.71,-14.84,3.46,28.32]
[null,"20060129:0800",30.25,17.57,12.71,14.29,0.44,15.97,12.96,2.5,7.61,-8.19,-0.81,-0.65,-5.75,-5.74,0.36,-1.7,-7.69,-11.59,-14.9,3.58,28.12]
[null,"20060129:0900",29.65,18.97,12.86,15.47,0.15,14.93,12.78,1.76,7.42,-8.18,-1.74,-0.81,-5.53,-5.8,0.36,-1.78,-6.73,-11.66,-14.95,3.77,27.71]
[null,"20060129:1000",28.52,20.13,12.98,16.27,-0.02,13.13,12.23,1.07,7.26,-8.2200000000000006,-0.74,-1.02,-5.52,-5.88,0.48,-1.87,-6.87,-11.81,-14.93,4.34,27.27]
[null,"20060129:1100",27.79,20.91,13.63,16.78,-0.36,11.58,11.81,0.48,7.11,-8.24,-0.76,-1.1399999999999999,-5.82,-6.12,0.42,-2.02,-6.98,-12.15,-14.8,5.2,27.01]
[null,"20060129:1200",27.11,21.36,13.94,16.940000000000001,-0.53,10.82,11.54,0.04,7.01,-8.3800000000000008,-2.17,-1.84,-6.15,-5.92,0.55000000000000004,-2.2999999999999998,-7.07,-12.52,-14.71,5.54,26.76]
[null,"20060129:1300",26.74,21.44,14.25,16.73,-0.68,9.85,10.92,-0.35,6.92,-8.42,-2.09,-2.69,-6.64,-5.96,0.6,-2.5299999999999998,-7.41,-13.05,-14.8,5.24,26.6]
[null,"20060129:1400",25.91,21.02,17.21,16.04,-0.46,9.27,10.63,-0.68,6.8,-7.93,-2.34,-1.03,-6.93,-5.86,0.72,-2.21,-8.0399999999999991,-13.41,-15.24,4.95,26.54]
[null,"20060129:1500",25.72,19.98,19.79,14.48,0.4,9.57,11.72,0.3,6.66,-6.05,-2.4500000000000002,-1.07,-5.35,-6,0.84,-1.77,-8.73,-13.43,-15.52,4.7,26.5]
[null,"20060129:1600",25.32,18.71,21.73,13.17,1.76,11.46,12.96,5.13,6.69,-2.94,1.43,-1.78,-3.25,-5.59,0.98,-1.1200000000000001,-8.69,-13.27,-15.73,4.4800000000000004,26.41]
[null,"20060129:1700",25.09,17.28,22.46,12.01,3.14,14.54,14.12,8.7899999999999991,7.74,-0.12,4.16,0.38,-1.55,-4.7300000000000004,1.78,-0.54,-9.92,-13.05,-16.04,4.28,26.28]
[null,"20060129:1800",24.45,15.92,22.81,11.02,4.6100000000000003,16.28,15.07,11.57,8.86,1.57,5.99,2.96,-0.73,-4.79,2.59,-0.48,-9.4600000000000009,-12.64,-16.760000000000002,4.0599999999999996,26.14]
[null,"20060129:1900",24.39,14.8,22.8,9.77,4.7300000000000004,19.29,16.149999999999999,14,10.17,2.38,7.48,5,-0.41,-3.45,2.87,-0.51,-9.57,-12.14,-16.940000000000001,4.57,26]
[null,"20060129:2000",24.43,13.57,22.68,8.8800000000000008,5.37,19.57,16.59,15.53,11.01,3.2,9.17,6.44,-0.22,-2.8,3.39,-0.92,-9.9600000000000009,-11.96,-16.93,4.05,25.97]
[null,"20060129:2100",24.21,12.42,22.27,8.1,5.94,20.260000000000002,16.72,16.48,11.63,3.34,10.69,7.61,-0.4,-2.71,3.7,-1.5,-10.19,-11.95,-15.76,3.08,25.92]
[null,"20060129:2200",24.21,11.33,21.56,7.49,6.06,20.41,16.28,16.77,12.11,2.83,11.69,8.26,-0.77,-2.6,3.56,-2.5499999999999998,-10.33,-12.11,-14.52,2.0099999999999998,25.99]
[null,"20060129:2300",24.2,10.28,20.41,7.08,5.74,20.11,14.74,16.59,12.27,1.96,12.09,8.1199999999999992,-1.44,-2.88,3.13,-3.4,-10.64,-12.6,-13.73,1.27,25.95]
[null,"20060130:0000",24.37,9.25,19.239999999999998,6.48,4.6900000000000004,19.45,12.82,15.73,12.11,1.1000000000000001,11.13,7.25,-2.27,-3.3,2.73,-4.18,-10.64,-13.26,-13.29,1.0900000000000001,25.95]
[null,"20060130:0100",25.58,8.3000000000000007,18.48,5.82,3.07,17.809999999999999,11.39,14.07,11.46,0.43,8.11,5.53,-2.68,-3.65,2.09,-4.7300000000000004,-11.75,-13.92,-13.51,0.77,26.13]
[null,"20060130:0200",27.42,7.7,17.88,5.47,1.69,15.71,10.38,12.85,10.5,-0.11,6.55,3.85,-2.95,-3.85,1.41,-5.67,-13.62,-14.72,-14.07,0.62,26.45]
[null,"20060130:0300",28.59,7.42,17.57,5.58,0.89,14.95,9.7100000000000009,11.88,9.9,-0.56000000000000005,4.16,1.59,-3.3,-3.93,1.03,-6.49,-14.21,-15.55,-14.52,0.83,26.8]
[null,"20060130:0400",29.44,7.44,17.48,5.66,0.23,14.36,9.08,10.99,9.4700000000000006,-1.48,3.39,0.21,-3.56,-3.84,0.72,-7.55,-14.21,-16.38,-14.8,0.78,27.25]
[null,"20060130:0500",29.94,9.8800000000000008,18.02,7.48,-0.46,13.97,8.9499999999999993,10.039999999999999,9.02,-3.28,3.1,-0.19,-3.71,-3.8,0.41,-9.01,-13.34,-17.16,-14.98,0.81,27.65]
[null,"20060130:0600",30.16,12.51,17.98,10.56,-1.19,13.53,9.2200000000000006,8.91,8.5500000000000007,-4.43,2.68,1.01,-3.69,-3.7,0.09,-10.48,-12.71,-17.88,-15.07,0.96,28.05]
[null,"20060130:0700",30.01,15.97,17.55,13.9,-1.95,14.48,8.0299999999999994,7.77,8.61,-4.93,2.2799999999999998,0.38,-2.52,-3.43,0.25,-10.31,-12.84,-18.899999999999999,-15.16,0.84,28.28]
[null,"20060130:0800",30.42,18,17.86,15.82,-2.46,13.58,7.43,6.34,8.25,-4.9400000000000004,1.55,-2.21,-2.1800000000000002,-3.14,0.25,-10.34,-12.42,-19.61,-15.24,1.19,28.25]
[null,"20060130:0900",30.24,19.53,18.059999999999999,16.93,-2.76,13.54,9.2200000000000006,5.0599999999999996,7.9,-5.32,1.06,-2.3199999999999998,-2.2799999999999998,-2.86,0.25,-10.59,-11.6,-20.22,-15.34,2,28.03]
[null,"20060130:1000",28.72,20.66,17.940000000000001,18.11,-2.83,13.59,7.28,3.93,7.36,-6.03,1.01,-2.2599999999999998,-2.4300000000000002,-2.62,0.22,-10.36,-10.59,-20.78,-15.47,2.82,27.53]
[null,"20060130:1100",27.82,21.48,17.64,18.45,-2.5499999999999998,13.72,7.81,2.97,7.16,-6.74,1.02,-2.5499999999999998,-2.72,-2.2999999999999998,0.21,-10.57,-9.5500000000000007,-21.3,-15.61,3.43,27.22]
[null,"20060130:1200",27.2,21.92,17.829999999999998,18.989999999999998,-2.06,13.61,7.49,2.4,8.5399999999999991,-7.1,1.01,-2.89,-3.02,-2.0099999999999998,-0.01,-10.83,-8.2899999999999991,-21.79,-15.71,4.0199999999999996,26.91]
[null,"20060130:1300",26.7,21.85,19.36,18.86,-1.49,13.42,7.79,2.25,8.25,-7.48,1.02,-3.16,-3.4,-1.67,-0.11,-11.07,-6.98,-22.33,-15.92,4.87,26.67]
[null,"20060130:1400",25.88,21.2,21.03,17.88,0.13,13.25,7.69,2.85,8.02,-8.0299999999999994,1.21,-3.24,-3.42,-1.5,-7.0000000000000007E-2,-10.62,-6.46,-22.73,-16.18,5,26.51]
[null,"20060130:1500",24.99,19.82,22.74,16,4.84,13.13,8.27,3.39,7.79,-6.42,2.4300000000000002,-3.23,-2.63,-1.32,0,-9.9600000000000009,-6.4,-22.16,-16.43,4.76,26.39]
[null,"20060130:1600",24.79,18.34,23.69,14.49,8.98,13.4,9.27,6.32,7.67,-4.08,6.77,-3.05,-1.96,-0.97,0.4,-9.2100000000000009,-5.92,-20.65,-16.68,4.03,26.26]
[null,"20060130:1700",24.38,16.899999999999999,24.24,13.18,11.86,13.71,10.55,9.8000000000000007,8.7799999999999994,-1.42,10.31,-0.16,-1.55,-0.54,1.24,-8.4,-4.3099999999999996,-19.28,-17.010000000000002,3.28,26.13]
[null,"20060130:1800",24.38,15.47,24.82,12.07,13.14,14.09,11.57,12.34,10.95,-0.33,12.33,3.67,-1.28,-0.1,2.12,-7.95,-2.5499999999999998,-17.809999999999999,-17.2,2.38,26.06]
[null,"20060130:1900",24.32,14.15,25.66,10.97,13.71,13.86,12.4,13.47,11.13,0.42,14.53,5.6,-0.26,0.9,3.29,-8.2899999999999991,-0.13,-16.41,-18.21,1.22,25.98]
[null,"20060130:2000",24.11,12.82,25.95,9.74,14.53,13.75,12.89,15.03,12.34,1.47,16.73,7.13,-0.3,1.2,4.28,-8.39,0.59,-15.15,-17.59,0.2,25.91]
[null,"20060130:2100",24.21,11.58,25.76,8.94,15.12,13.87,13.22,16.16,13.34,1.26,18.989999999999998,8.3000000000000007,-0.59,1.18,4.8099999999999996,-8.69,0.79,-14.19,-16.14,-0.23,25.88]
[null,"20060130:2200",24.16,10.56,25.01,7.83,15.3,14.1,13.08,16.84,14.07,1.02,19.38,8.85,-1.1299999999999999,0.85,4.43,-9.35,0.93,-13.7,-14.74,-0.55000000000000004,25.84]
[null,"20060130:2300",24.19,9.65,23.48,7.15,14.82,14.35,11.97,17.03,14.36,-0.06,18.739999999999998,8.5500000000000007,-2.0099999999999998,0.6,3.9,-9.9499999999999993,0.48,-13.87,-13.82,-0.71,25.85]
[null,"20060131:0000",24.44,8.75,21.89,6.51,13.49,14.24,10.31,16.63,14.13,-1.89,17.489999999999998,7.2,-3,-0.17,3.21,-10.58,0,-14.01,-13.7,-0.75,25.83]
[null,"20060131:0100",25.35,7.9,20.85,5.87,12.67,14,8.9700000000000006,15.47,13.27,-3.24,16.100000000000001,4.84,-3.92,-0.8,2.35,-11.24,0,-13.83,-14.31,-0.41,26.08]
[null,"20060131:0200",27.38,7.09,19.940000000000001,5.42,11.73,13.69,7.96,13.92,11.92,-4.53,14.91,2.68,-5.09,-0.83,1.96,-11.78,-0.36,-13.36,-15.3,0.37,26.5]
[null,"20060131:0300",28.88,6.37,18.850000000000001,5.0599999999999996,11.22,13.39,7,12.11,10.82,-5.9,13.8,1.3,-5.91,-1.04,1.79,-12.34,-0.52,-12.88,-16.010000000000002,0.92,26.93]
[null,"20060131:0400",29.28,5.73,18.149999999999999,4.72,11.25,12.57,6.18,10.27,9.8800000000000008,-7.68,12.71,0.22,-6.12,-1.63,1.73,-12.93,-0.99,-12.7,-16.66,1.34,27.37]
[null,"20060131:0500",30.32,7.32,19.13,6.16,11.35,11.97,5.56,9.3699999999999992,9,-8.49,11.78,-0.68,-6.01,-3.15,1.93,-13.53,-1.51,-12.46,-17.22,1.34,27.74]
[null,"20060131:0600",31,12.24,18.88,10.15,11.45,11.78,4.97,8.49,8.11,-8.8000000000000007,10.84,-1.41,-4.42,-3.49,2.36,-14.23,-1.49,-12.04,-17.64,1.23,28]
[null,"20060131:0700",30.71,15.61,19.47,13.71,11.95,12.95,4.32,7.55,10.11,-11.85,10.39,-1.52,-4.5,-3.84,2.69,-14.84,-1.5,-12.07,-18.25,1.58,28.16]
[null,"20060131:0800",31.07,18.02,18.86,15.42,12.32,12.84,3.39,7.75,9.77,-13.6,9.75,-2.0299999999999998,-4.96,-3.6,2.72,-15.36,-1.46,-11.45,-18.57,1.7,28.22]
[null,"20060131:0900",30.25,19.940000000000001,17.899999999999999,16.38,12.65,12.52,3.93,6.89,9.36,-13.92,9,-2.4300000000000002,-5.42,-3.9,2.76,-16.13,-1.35,-10.82,-19.03,2.4500000000000002,28.11]
[null,"20060131:1000",29.12,21.4,18.86,17.059999999999999,13.01,12.55,4.6100000000000003,6.09,8.98,-13.67,8.4,-2.66,-6.17,-3.91,2.85,-16.91,-1.39,-10.199999999999999,-19.260000000000002,3.5,27.79]
[null,"20060131:1100",28.29,22.39,19.760000000000002,17.440000000000001,13,12.36,4.08,5.57,8.5299999999999994,-13.42,7.56,-2.73,-6.91,-4.24,2.69,-17.07,-1.31,-9.76,-19.600000000000001,3.97,27.48]
[null,"20060131:1200",27.47,22.86,20.170000000000002,17.53,13.02,12.14,4.1900000000000004,5.1100000000000003,8.01,-13.14,6.84,-2.89,-7.09,-4.84,2.62,-16.62,-0.99,-9.34,-20.02,4.21,27.08]
[null,"20060131:1300",27.02,22.81,20.91,17.3,12.94,12.12,4.0999999999999996,4.66,7.34,-13,6.36,-3.06,-7.17,-4.55,2.0099999999999998,-15.39,-1.03,-8.9499999999999993,-20.13,4.62,26.83]
[null,"20060131:1400",26.22,22.05,22.73,16.63,13.37,11.99,4.1500000000000004,4.0999999999999996,5.58,-11.65,5.8,-2.86,-7.09,-4.29,1.77,-13.67,-1.1599999999999999,-8.59,-20,4.96,26.71]
[null,"20060131:1500",25.46,20.25,23.65,15.1,15.89,11.92,6.33,3.77,4.08,-8.09,6.29,-3.09,-6.35,-4.82,1.65,-11.8,-1.1000000000000001,-8.0399999999999991,-19.559999999999999,4.9800000000000004,26.6]
[null,"20060131:1600",23.82,14.76,26.3,10.48,24.69,15.5,13.32,17.89,9.89,6.33,16.239999999999998,3.09,-1.37,-3.07,3.38,-7.33,3.53,1.44,-19.07,1.27,25.87]
[null,"20060131:1700",24.04,14.71,25.74,10.5,23.41,15.47,12.64,17.14,10.029999999999999,5.94,15.14,3.42,-1.65,-3.02,3.35,-8.18,2.69,7.0000000000000007E-2,-17.88,1.75,25.99]
[null,"20060131:1800",24.27,14.67,25.18,10.53,22.13,15.44,11.96,16.399999999999999,10.17,5.55,14.04,3.76,-1.93,-2.98,3.32,-9.0299999999999994,1.85,-1.31,-16.68,2.2200000000000002,26.1]
[null,"20060131:1900",24.49,14.62,24.63,10.55,20.84,15.4,11.28,15.66,10.31,5.16,12.95,4.0999999999999996,-2.2200000000000002,-2.94,3.29,-9.8800000000000008,1,-2.69,-15.49,2.69,26.21]
[null,"20060131:2000",24.71,14.58,24.07,10.58,19.559999999999999,15.37,10.6,14.92,10.45,4.7699999999999996,11.85,4.43,-2.5,-2.89,3.26,-10.73,0.16,-4.07,-14.3,3.16,26.32]
[null,"20060131:2100",24.93,14.53,23.51,10.6,18.27,15.34,9.91,14.17,10.59,4.3899999999999997,10.75,4.7699999999999996,-2.78,-2.85,3.22,-11.58,-0.68,-5.44,-13.1,3.63,26.44]
[null,"20060131:2200",25.16,14.49,22.95,10.63,16.989999999999998,15.31,9.23,13.43,10.73,4,9.65,5.0999999999999996,-3.06,-2.81,3.19,-12.43,-1.53,-6.82,-11.91,4.0999999999999996,26.55]
[null,"20060131:2300",25.38,14.44,22.39,10.65,15.71,15.28,8.5500000000000007,12.69,10.87,3.61,8.56,5.44,-3.34,-2.76,3.16,-13.28,-2.37,-8.1999999999999993,-10.72,4.57,26.66]
[null,"20070201:0000",25.6,14.4,21.83,10.68,14.42,15.25,7.87,11.95,11.01,3.22,7.46,5.77,-3.63,-2.72,3.13,-14.13,-3.21,-9.57,-9.52,5.04,26.78]
[null,"20070201:0100",25.83,14.35,21.27,10.7,13.14,15.22,7.19,11.2,11.15,2.83,6.36,6.11,-3.91,-2.68,3.1,-14.98,-4.0599999999999996,-10.95,-8.33,5.51,26.89]
[null,"20070201:0200",26.05,14.31,20.71,10.72,11.86,15.19,6.51,10.46,11.29,2.44,5.26,6.44,-4.1900000000000004,-2.63,3.07,-15.83,-4.9000000000000004,-12.33,-7.14,5.98,27]
[null,"20070201:0300",26.27,14.26,20.149999999999999,10.75,10.57,15.16,5.83,9.7200000000000006,11.43,2.06,4.17,6.78,-4.47,-2.59,3.03,-16.68,-5.74,-13.71,-5.94,6.45,27.11]
[null,"20070201:0400",26.49,14.21,19.59,10.77,9.2899999999999991,15.13,5.15,8.98,11.57,1.67,3.07,7.12,-4.75,-2.5499999999999998,3,-17.53,-6.59,-15.08,-4.75,6.93,27.23]
[null,"20070201:0500",26.72,14.17,19.03,10.8,8,15.1,4.47,8.23,11.71,1.28,1.97,7.45,-5.04,-2.5,2.97,-18.38,-7.43,-16.46,-3.56,7.4,27.34]
[null,"20070201:0600",26.94,14.12,18.47,10.82,6.72,15.07,3.78,7.49,11.85,0.89,0.87,7.79,-5.32,-2.46,2.94,-19.239999999999998,-8.27,-17.84,-2.36,7.87,27.45]
[null,"20070201:0700",27.16,14.08,17.91,10.85,5.44,15.04,3.1,6.75,11.99,0.5,-0.22,8.1199999999999992,-5.6,-2.42,2.91,-20.09,-9.1199999999999992,-19.22,-1.17,8.34,27.56]
[null,"20070201:0800",27.23,18.329999999999998,17.809999999999999,18.36,4.6399999999999997,10.119999999999999,2.69,3.96,9.43,-0.08,-2.13,4.6900000000000004,-4.18,-2.74,2.2200000000000002,-19.89,-9.57,-18.88,-7.48,7.88,27.81]
[null,"20070201:0900",27.02,19.309999999999999,17.649999999999999,20.37,3.76,9.08,2.23,3.12,8.8800000000000008,-0.14000000000000001,-1.55,3.65,-4.41,-2.58,2.16,-20.2,-9.32,-19.21,-7.37,7.72,27.79]
[null,"20070201:1000",26.39,19.96,17.47,21.98,3.05,7.48,1.73,2.79,8.33,-0.14000000000000001,-1.36,4.63,-4.4800000000000004,-2.4300000000000002,2.2400000000000002,-20.39,-9.23,-19.579999999999998,-7.43,7.46,27.82]
[null,"20070201:1100",25.42,20.149999999999999,17.04,23.15,2.33,6.77,1.51,2.4300000000000002,8.9,-0.19,-1.34,4.74,-4.37,-2.23,2.2000000000000002,-20.52,-9.27,-19.77,-7.81,7.64,27.68]
[null,"20070201:1200",24.92,19.920000000000002,16.59,23.42,1.57,5.99,1.42,2.0699999999999998,9.5399999999999991,-0.24,-1.49,3.78,-4.34,-1.97,2.19,-20.69,-9.7899999999999991,-19.72,-8.26,7.98,27.51]
[null,"20070201:1300",24.59,19.29,17.059999999999999,22.24,0.88,5.29,1.29,1.88,10.1,-0.25,-1.96,4.2,-4.3499999999999996,-1.77,2.1,-20.73,-10.55,-19.77,-8.5,8.4600000000000009,27.35]
[null,"20070201:1400",24.34,18.149999999999999,19.89,20.25,1.1100000000000001,4.6900000000000004,2.0499999999999998,1.75,10.29,-0.15,-2.82,4.37,-3.92,-1.62,1.96,-19.329999999999998,-11.43,-19.7,-8.7200000000000006,8.6999999999999993,27.26]
[null,"20070201:1500",23.86,17.28,21.4,18.14,5.09,4.9400000000000004,3.8,3.05,10.3,0.44,-2.36,5.15,-3.07,-1.68,1.94,-16.399999999999999,-11.59,-19.09,-8.67,8.5399999999999991,27.22]
[null,"20070201:1600",23.96,16.61,22.65,16.59,7.22,8.1199999999999992,5.09,5.6,10.55,0.89,2.0299999999999998,5.61,-2.09,-1.6,1.95,-12.63,-11.17,-18.25,-8.86,7.92,27.16]
[null,"20070201:1700",23.91,16,23.73,15.18,9.08,12.05,6.41,8.39,11.89,1.27,4.66,5.77,-1.05,-1.21,2.6,-8.98,-11.62,-16.98,-8.9600000000000009,6.56,27.14]
[null,"20070201:1800",23.7,15.6,24.15,13.7,10.68,15.05,7.63,10.77,13.47,1.82,6.61,6.49,-0.51,-0.17,3.71,-6.44,-11.84,-15.08,-9.3000000000000007,5.4,27.04]
[null,"20070201:1900",23.78,15.08,25.6,12.55,11.81,16.940000000000001,8.15,12.52,14.69,2.21,7.9,6.25,7.0000000000000007E-2,0.54,4.38,-4.4800000000000004,-12.55,-13.83,-9.58,4.7,26.88]
[null,"20070201:2000",23.73,14.57,25.65,11.59,12.95,18.440000000000001,8.5500000000000007,13.38,15.85,2.37,9.3800000000000008,6.95,0.26,0.86,4.92,-3.63,-12.82,-13.02,-8.89,4.28,26.56]
[null,"20070201:2100",23.63,14.07,24.97,11.28,13.55,19.75,8.5500000000000007,13.94,16.73,2.15,10.45,7.62,0.23,0.81,5.27,-3.54,-12.96,-12.43,-7.56,3.52,26.19]
[null,"20070201:2200",23.66,13.65,23.84,11.79,13.51,20.62,8.4600000000000009,14.01,17.27,1.85,11.34,8.3800000000000008,-0.02,1.04,5.27,-3.9,-13.15,-12.39,-6.03,2.95,26.27]
[null,"20070201:2300",23.52,13.25,22.66,12.21,12.61,20.84,7.94,13.77,17.5,1.37,11.73,9.02,-0.54,0.93,5.01,-3.96,-13.48,-13.74,-4.79,2.5,26.2]
[null,"20070202:0000",23.6,12.71,21.97,12.28,10.44,20.49,7.55,12.84,17.37,0.93,10.67,9.1300000000000008,-1.18,-1.0900000000000001,4.45,-3.64,-14.93,-13.78,-4.3099999999999996,2.14,26.16]
[null,"20070202:0100",24.5,12.28,21.81,12.37,8.57,19.47,7.39,11.67,16.489999999999998,0.52,7.86,8.76,-1.86,-3.47,3.34,-3.37,-14.96,-14.21,-4.22,1.85,26.26]
[null,"20070202:0200",25.6,11.98,21.37,12.42,7.48,18.28,7.22,10.130000000000001,13.76,0.24,6,8.49,-2.52,-4.6100000000000003,2.52,-3.29,-16.07,-14.4,-4.7699999999999996,1.59,26.63]
[null,"20070202:0300",27.15,11.69,20.78,12.51,7.05,16.59,7.15,10.46,12.22,-0.09,4.6500000000000004,8.52,-2.8,-5.24,2.02,-3.32,-18.59,-14.44,-5.1100000000000003,1.46,27.07]
[null,"20070202:0400",27.49,11.88,20.39,12.45,7,15.13,6.9,9.84,11.72,-0.33,3.11,8.65,-3.1,-5.7,1.53,-3.27,-21.2,-14.39,-5.0599999999999996,1.4,27.43]
[null,"20070202:0500",28.22,13.11,20.05,13.19,7.1,14.74,6.67,8.5500000000000007,11.3,-0.55000000000000004,1.7,8.66,-4.6900000000000004,-5.18,1.19,-3.2,-22.46,-14.26,-4.8899999999999997,1.32,27.67]
[null,"20070202:0600",28.13,14.7,19.8,14.84,7.45,14.37,6.2,7.63,9.91,-0.74,0.32,8.65,-5.87,-6.08,0.92,-3.2,-23.08,-14.19,-4.91,1.22,27.75]
[null,"20070202:0700",28.13,15.5,20.47,17.600000000000001,7.78,12.06,5.65,5.87,8.9,-1.31,0.24,8.43,-6.46,-4.04,1.24,-2.73,-23.63,-14.42,-4.84,1.26,27.81]
[null,"20070202:0800",28.04,16.91,20.67,19.29,7.34,10.55,5.54,4.62,9.19,-1.45,-0.94,8.65,-7.05,-3.47,1.1299999999999999,-2.79,-23.64,-14.52,-4.38,1.39,27.79]
[null,"20070202:0900",27.35,19.059999999999999,20.69,20.11,6.99,8.94,5.43,3.53,9.07,-1.7,-1.57,9,-7.59,-3.13,0.97,-2.72,-22.89,-14.56,-4.26,2.8,27.83]
[null,"20070202:1000",26.17,20.45,20.84,20.38,7.24,7.71,5.22,2.88,8.89,-1.89,-1.98,9.1999999999999993,-8.11,-3.39,0.84,-2.4300000000000002,-22.05,-14.5,-4.67,4.79,27.85]
[null,"20070202:1100",25.48,21.03,21.1,20.57,7.02,6.35,5.21,2.29,8.85,-2.04,-2.3199999999999998,8.83,-8.4600000000000009,-3.35,0.73,-2.2000000000000002,-21.06,-14.46,-5.0599999999999996,6.57,27.83]
[null,"20070202:1200",24.98,21.67,20.83,20.25,7.06,5.55,5.19,1.82,8.75,-2.06,-2.74,8.4600000000000009,-9.0399999999999991,-2.67,0.7,-2.0499999999999998,-19.64,-14.74,-5.24,8.18,27.64]
[null,"20070202:1300",24.64,22.16,21.45,19.93,7.11,4.8899999999999997,5.19,1.47,8.5299999999999994,-2.37,-3.08,8.25,-9.24,-2.5499999999999998,0.63,-1.86,-18.510000000000002,-14.91,-4.87,8.66,27.39]
[null,"20070202:1400",24.7,21.92,22.83,18.440000000000001,7.82,4.33,5.26,1.23,7.98,-1.9,-3.55,8.57,-9.0500000000000007,-2.58,0.61,-1.27,-17.66,-14.98,-4.9000000000000004,8.7799999999999994,27.18]
[null,"20070202:1500",24.25,20.37,23.98,16.260000000000002,13.31,4.16,5.45,1.94,7.34,-0.78,-2.5099999999999998,9.64,-8.1999999999999993,-2.65,0.54,-0.33,-17.09,-14.26,-4.87,8.77,27.01]
[null,"20070202:1600",24.23,18.86,24.9,14.5,17.05,7.87,5.74,6.05,7.59,0.35,2.4900000000000002,10.32,-5.23,-2.58,0.4,0.81,-16,-13.42,-4.49,8.19,26.92]
[null,"20070202:1700",24.3,17.649999999999999,24.85,13.34,19.239999999999998,12.55,6.03,9.06,10.130000000000001,1.32,5.08,10.78,-3.87,-2.5499999999999998,1.1100000000000001,1.76,-14.24,-12.69,-3.62,6.41,26.84]
[null,"20070202:1800",24.16,16.79,25.22,12.49,20.81,15.76,6.16,11.41,12.33,2.27,7.05,11.01,-2.83,-2.6,2.23,2.35,-12.25,-12.17,-3.15,5.23,26.74]
[null,"20070202:1900",24.12,16.89,25.16,12,21.82,18.12,6.15,13.04,13.95,2.74,8.6999999999999993,11.9,-1.03,-1.01,3.21,3.19,-9.76,-11.35,-3.36,4.45,26.68]
[null,"20070202:2000",23.97,17.18,24.99,11.44,21.81,19.77,6.32,14.12,14.97,3.27,10.16,12.34,-0.53,-0.28999999999999998,4.21,3.32,-8.58,-10.88,-3.35,3.75,26.62]
[null,"20070202:2100",23.93,16.47,24.67,10.98,21.03,20.95,6.5,14.58,15.71,3.47,11.22,12.52,-0.47,0.04,4.53,3.02,-7.7,-10.63,-3.12,3.48,26.62]
[null,"20070202:2200",24.15,14.3,24.4,10.6,20.399999999999999,21.79,6.48,14.8,16.25,3.16,11.73,12.78,-0.82,0.26,4.62,2.86,-7.01,-10.56,-2.71,2.98,26.48]
[null,"20070202:2300",24.24,12.26,23.73,10.33,19.86,22.04,6.44,14.4,16.510000000000002,1.87,11.76,12.51,-1.8,-0.34,4.54,2.74,-6.8,-10.63,-2.12,2.4900000000000002,26.36]
[null,"20070203:0000",24.22,12.42,23.19,10.08,18.45,21.72,6.24,13.35,16.3,0.44,11.09,12.22,-2.94,-1.42,4.09,2.67,-7.35,-11.09,-2.46,2.02,26.15]
[null,"20070203:0100",24.93,12.74,22.8,9.7899999999999991,17.350000000000001,20.57,6.12,11.76,15.45,-0.41,9.4,11.23,-3.89,-1.31,3.34,2.65,-8.69,-11.65,-2.72,1.45,26.22]
[null,"20070203:0200",26.61,12.92,22.42,9.36,16.88,19.3,6.04,10.33,13.82,-1.39,5.88,10.029999999999999,-4.8499999999999996,-2.0099999999999998,3.01,2.62,-8.7899999999999991,-12.15,-3.05,1.1599999999999999,26.49]
[null,"20070203:0300",27.39,13.11,22.18,8.84,17.03,18.13,5.92,8.85,11.72,-2.21,3.61,9.65,-5.97,-2.44,2.73,2.4700000000000002,-8.93,-12.5,-3.31,0.92,26.94]
[null,"20070203:0400",27.54,13.1,22.12,8.33,17.170000000000002,17.05,5.74,7.91,10.8,-2.61,2.17,9,-6.27,-2.73,2.58,2.2200000000000002,-9.2100000000000009,-13.03,-3.5,0.63,27.31]
[null,"20070203:0500",28.5,14.32,22.13,9.3699999999999992,17.37,16.5,5.5,7.14,11.27,-2.88,1.28,8.41,-7.07,-2.91,2.21,1.98,-9.67,-13.45,-3.39,0.36,27.44]
[null,"20070203:0600",28.28,16.239999999999998,22.13,12.12,17.68,15.68,5.17,6.52,11.02,-2.95,1.1200000000000001,7.8,-6.39,-3.22,1.77,1.83,-10.73,-13.87,-3.56,0.21,27.45]
[null,"20070203:0700",27.85,18.440000000000001,21.98,14.07,17.72,14.55,5.05,6.14,11.38,-2.67,1.06,6.97,-5.68,-3.19,1.48,1.38,-11.54,-14.6,-4.1900000000000004,0.1,27.5]
[null,"20070203:0800",27.52,20.21,21.97,15.61,18.32,13.28,4.76,5.91,11.24,-2.4,0.5,6.87,-5.01,-2.97,1.32,0.96,-10.99,-15.15,-4.9800000000000004,0.3,27.62]
[null,"20070203:0900",26.94,21.55,21.95,16.8,18.77,11.74,4.46,5.94,11.08,-2.79,0.7,6.65,-6.18,-2.94,1.1000000000000001,0.73,-11.36,-15.71,-5.46,1.99,27.23]
[null,"20070203:1000",26.23,22.44,21.95,17.55,18.96,10.09,4.1900000000000004,5.84,10.9,-3.22,-0.06,6.61,-7.8,-3.05,0.42,0.62,-12.3,-16.239999999999998,-5.84,4.2699999999999996,26.8]
[null,"20070203:1100",25.66,23.33,21.96,17.98,19.18,8.57,4,5.73,10.48,-3.25,-0.23,6.41,-8.6300000000000008,-2.62,-0.17,0.54,-12.88,-16.690000000000001,-6.21,6.02,26.88]
[null,"20070203:1200",25.31,23.96,22.01,18.170000000000002,19.3,7.92,3.86,5.62,8.89,-3.33,-0.45,6.45,-9.7200000000000006,-2,0.59,0.46,-13.57,-17.16,-6.43,7.24,27.02]
[null,"20070203:1300",24.98,24.05,22.38,18.010000000000002,19.47,7.38,3.67,5.51,7.47,-3.39,-0.78,6.91,-10.26,-1.9,1.4,0.32,-13.84,-17.61,-7.18,8.0299999999999994,26.98]
[null,"20070203:1400",24.64,23.72,23.6,17.03,19.57,6.59,3.63,5.26,6.59,-2.67,-0.93,6.53,-9.7100000000000009,-1.94,1.28,-0.12,-14.31,-17.989999999999998,-8,8.36,27.09]
[null,"20070203:1500",24.59,22.08,24.64,15.28,19.899999999999999,6.13,3.86,5,6.3,-0.54,-0.23,6.68,-6.87,-2.0099999999999998,1,-0.68,-14.99,-16.72,-8.6999999999999993,8.3800000000000008,27.14]
[null,"20070203:1600",24.23,20.57,25.26,13.52,20.51,9.2899999999999991,4.46,4.75,5.95,1.28,3.46,6.67,-2.09,-1.98,0.46,-1.01,-13.8,-14.55,-9.4,7.75,27.07]
[null,"20070203:1700",24.36,19.670000000000002,25.89,12.78,20.81,13.6,5.15,4.6100000000000003,8.89,3.11,6.49,7.27,1.17,-0.78,0.32,-0.98,-10.99,-12.67,-10.34,6.26,26.58]
[null,"20070203:1800",24.19,18.93,25.87,11.78,21.22,17.010000000000002,5.91,4.83,11.62,4.7,7.11,8.31,2.58,0.2,2.86,-1.1599999999999999,-8.49,-12.69,-11.47,5.13,26.17]
[null,"20070203:1900",24.3,18.53,26.26,11.61,22.67,19.3,6.02,6.35,11.75,5.43,10.14,7.92,3.87,0.68,3.16,-3.31,-5.91,-11.81,-13.29,4.34,26.1]
[null,"20070203:2000",24.24,17.97,26.32,11.11,22.48,21.03,6.5,7.11,13,6.26,10.32,8.9600000000000009,4.8,0.41,3.47,-3.94,-4.07,-10.039999999999999,-13.8,3.79,25.94]
[null,"20070203:2100",24.45,17.68,26.28,10.52,23.22,22.22,6.78,7.99,14.13,6.55,10.61,9.82,5.22,0.89,3.92,-4.72,-3.13,-8.17,-13.21,3.97,25.86]
[null,"20070203:2200",24.14,17.27,25.45,9.9,23.48,22.93,6.76,8.2899999999999991,14.78,6.19,11.17,10.64,4.8899999999999997,0.76,4.13,-5.53,-2.74,-9.93,-9.8000000000000007,4.29,25.93]
[null,"20070203:2300",24.17,16.97,24.33,10.43,22.99,23.17,6.48,8.44,15.09,4.24,10.93,10.43,3.75,0.16,4.22,-6.32,-3.09,-10.26,-8.84,5.36,25.89]
[null,"20070204:0000",24.08,16.8,23.55,11.53,21.92,22.93,5.97,8.3800000000000008,15.06,2.36,10.19,10.199999999999999,2.46,-0.14000000000000001,3.94,-7.02,-3.17,-10.81,-8.7100000000000009,6.24,25.94]
[null,"20070204:0100",24.68,16.43,23.27,11.46,21,21.86,5.57,7.85,14.5,1.68,8.5299999999999994,9.65,1.26,-1.35,3.34,-7.81,-4.18,-11.06,-9.8000000000000007,6.58,26.17]
[null,"20070204:0200",25.6,15.91,23.2,11.4,20.8,20.51,4.8600000000000003,7.07,13.39,1.3,7.28,8.9,0.1,-2.34,2.79,-8.51,-6.53,-11.11,-10.65,6.7,26.6]
[null,"20070204:0300",26.68,15.25,23.16,11.07,20.78,19.579999999999998,4.12,5.8,12.02,1.03,7.33,8.2200000000000006,-1.1499999999999999,-3.57,2.93,-9.17,-7.19,-11.04,-12.03,5.99,26.98]
[null,"20070204:0400",27.44,14.69,23.05,10.84,20.75,18.37,2.91,4.83,12.2,0.84,6.78,7.78,-2.59,-5.0999999999999996,2.12,-9.7200000000000006,-8.0299999999999994,-11.06,-12.86,5.21,27.09]
[null,"20070204:0500",28.29,15.77,22.92,11.09,20.73,15.86,2.34,3.81,11.57,0.83,5.95,7.36,-3.22,-5.8,1.26,-10.19,-9.0299999999999994,-11.06,-14.63,4.08,27.04]
[null,"20070204:0600",28.34,18.09,22.81,12.52,20.78,13.98,3.08,3.77,11.01,0.93,5.22,6.92,-3.46,-6.02,1.52,-10.61,-9.3699999999999992,-11.07,-15.23,3.24,26.6]
[null,"20070204:0700",28.44,20.61,21.84,15.57,21.07,12.44,0.11,3.55,11.12,1.71,4.59,7.13,-1.67,-5.24,1.04,-11.56,-10.44,-11.26,-16.61,3.14,26.3]
[null,"20070204:0800",28.7,22.26,21.63,17.29,21.02,11,-0.35,3.91,9.25,2.14,3.1,7.24,-2.04,-5.23,0.8,-11.85,-11.29,-11.66,-17.21,3.3,26.63]
[null,"20070204:0900",28.02,23.11,21.44,18.649999999999999,20.8,9.7100000000000009,-0.75,4.1100000000000003,7.56,2.2000000000000002,1.57,7.47,-2.29,-5.01,0.72,-12.09,-10.69,-11.68,-17.600000000000001,4.62,26.86]
[null,"20070204:1000",26.72,23.84,21.68,19.670000000000002,20.25,8.7100000000000009,-1.01,4.67,7.86,2.14,0.31,7.52,-5.05,-5.04,0.63,-12.31,-9.57,-11.69,-17.47,5.98,28.14]
[null,"20070204:1100",26.02,24.6,21.73,20.420000000000002,19.71,8.0500000000000007,-1.01,4.91,7.76,2.2200000000000002,-0.83,7.75,-6.83,-5.01,0.61,-12.52,-9.2100000000000009,-11.53,-17.72,6.82,27.9]
[null,"20070204:1200",25.64,25.21,21.91,20.73,19.440000000000001,7.27,-0.34,4.8099999999999996,7.38,2.12,-1.65,7.89,-7.13,-4.96,-0.8,-12.63,-8.4,-10.3,-17.89,7.54,27.67]
[null,"20070204:1300",24.97,24.89,22.24,20.239999999999998,19.309999999999999,6.48,0.05,4.75,8.5500000000000007,1.83,-2.2999999999999998,7.98,-7.21,-5.2,-1.07,-12.66,-7.91,-10.23,-18.32,8.27,27.48]
[null,"20070204:1400",24.39,23.89,23.26,18.399999999999999,19.46,5.77,1.19,4.57,8.43,2.2000000000000002,-2.2999999999999998,7.85,-5.98,-5.46,-1.91,-12.6,-7.54,-11.32,-18.41,8.34,27.4]
[null,"20070204:1500",23.63,22.47,24.19,15.88,20.77,5.5,3.78,5.03,7.28,2.68,-0.34,7.79,-2.19,-5.48,-1.95,-12.21,-7.43,-8.91,-17.920000000000002,8.4,27.34]
[null,"20070204:1600",23.69,21.05,24.44,14.12,22.73,8.7100000000000009,6.61,6.22,5.4,3.22,2.67,7.66,1.38,-3.64,-1.61,-11.64,-6.49,-8.52,-17.82,8.0399999999999991,27.13]
[null,"20070204:1700",23.36,19.61,24.62,12.77,23.8,12.91,8.74,7.5,8.02,4.17,4.95,8.52,3.43,-1.96,-0.34,-10.87,-4,-9.1999999999999993,-17.38,7.45,26.82]
[null,"20070204:1800",23.15,17.96,24.84,11.72,24.61,16.739999999999998,10.15,8.74,9.59,5,6.96,9.74,5.05,-1.28,2.16,-10.33,-1.77,-8.77,-17.48,7.02,26.39]
[null,"20070204:1900",23.31,17.100000000000001,21.58,10.92,24.34,20.03,11.18,9.73,10.16,6.06,9.25,9.9,6.3,-0.65,2.71,-11.36,1.01,-7.04,-17.11,6.39,26.11]
[null,"20070204:2000",23.39,16.27,20.97,10.37,24.65,22.34,11.78,10.6,11.88,7.03,10.67,10.73,7.16,-0.53,3.38,-11.09,2.13,-6.85,-15.43,6.07,25.66]
[null,"20070204:2100",23.38,15.08,21.07,9.85,24.45,23.83,12.09,11.28,13.17,6.39,11.74,11.71,8.25,-0.33,3.78,-11.17,2.69,-7.15,-13.95,6.05,25.51]
[null,"20070204:2200",23.24,13.87,20.91,9.36,24.24,24.68,11.88,11.65,13.9,2.66,12.39,12.21,7.79,-1.05,3.98,-11.32,2.63,-6.55,-11.99,6.32,25.69]
[null,"20070204:2300",23.36,13,20.04,8.7100000000000009,23.42,24.9,11.02,11.72,14.23,0.76,12.48,12.8,6.5,-1.49,4.0999999999999996,-11.54,2.56,-6.51,-10.98,6.7,25.56]
[null,"20070205:0000",23.35,12.25,18.72,7.82,22.3,24.55,9.18,11.08,14.1,0.3,11.71,12.54,5.23,-2.15,3.85,-11.83,2.04,-6.59,-10.39,7.18,25.68]
[null,"20070205:0100",24.68,11.46,17.600000000000001,6.96,21.4,23.5,7.31,9.57,13.16,0.2,9.4600000000000009,11.95,4.53,-2.91,3.47,-12.29,1.87,-6.65,-10.31,7.03,25.9]
[null,"20070205:0200",26.29,10.75,16.48,6.3,20.84,21.74,5.59,8,11.9,-0.27,7.34,10.9,4.05,-2.95,2.9,-12.58,1.75,-6.78,-10.06,5.39,26.37]
[null,"20070205:0300",27.37,10.18,15.27,5.56,20.5,19.95,4.4000000000000004,6.78,11.09,-0.71,5.93,10.130000000000001,3.56,-3.29,2.5,-12.86,1.53,-6.71,-9.86,5.03,26.53]
[null,"20070205:0400",27.82,9.86,14.19,5.12,20.260000000000002,18.09,3.63,5.75,10.66,-1.22,4.6399999999999997,9.7100000000000009,3.08,-5.29,2.2599999999999998,-13.07,1.41,-6.79,-10.039999999999999,5.4,26.46]
[null,"20070205:0500",28.75,11.48,13.4,6.87,20.170000000000002,16.920000000000002,3.57,4.87,10.42,-1.76,3.17,9.4600000000000009,2.6,-5.73,2.14,-13.37,0.91,-6.73,-10.39,6.14,26.28]
[null,"20070205:0600",28.88,14.56,12.93,11.31,20.329999999999998,15.65,2.41,4.09,10.36,-2.21,2.0699999999999998,10.24,2.1800000000000002,-5.92,2.13,-13.74,0.84,-6.75,-12.01,6.87,26.15]
[null,"20070205:0700",28.48,16.11,12.71,15.31,20.86,14.9,2.08,3.87,10.47,-2.5099999999999998,2.2400000000000002,8.64,1.91,-6.17,2,-13.85,0.08,-6.47,-12.93,7,26.44]
[null,"20070205:0800",28.09,17.72,12.48,17.18,20.84,14.32,1.82,3.46,10.220000000000001,-2.71,2.4,8.31,1.56,-6.5,2.04,-14.16,0.28000000000000003,-6.51,-13.12,7.24,26.53]
[null,"20070205:0900",27.79,19.02,12.44,18.170000000000002,20.69,13.7,1.58,3.09,9.9600000000000009,-2.79,1.28,8.67,1.1399999999999999,-6.91,2.15,-14.59,-0.02,-6.59,-13.55,7.45,26.43]
[null,"20070205:1000",26.77,20.36,12.45,18.86,20.7,13.05,1.51,2.86,9.6999999999999993,-2.81,0.37,8.73,0.65,-6.87,2.2400000000000002,-14.98,-0.33,-6.73,-13.99,7.44,27.19]
[null,"20070205:1100",26.14,21.48,12.35,19.28,20.63,11.97,1.38,2.59,9.68,-2.81,-0.13,8.82,0.44,-6.9,2.34,-15.71,-0.55000000000000004,-6.88,-14.45,7.41,27.17]
[null,"20070205:1200",25.37,21.9,11.95,19.55,20.65,11.12,0.96,2.2400000000000002,9.64,-2.82,-0.77,9.01,0.22,-7.07,2.25,-16.13,-1.1000000000000001,-7.1,-14.88,8.24,26.82]
[null,"20070205:1300",25.27,21.92,12.29,19.57,20.69,9.98,0.87,1.73,9.67,-2.4300000000000002,-1.49,9.15,-0.09,-7.31,2.39,-16.22,-1.27,-7.38,-15.28,8.98,26.5]
[null,"20070205:1400",24.85,21.59,14.3,18.850000000000001,21.13,9.42,1.78,1.25,9.58,-1.4,-1.2,9.7100000000000009,0.25,-7.15,2.54,-15.56,-1.82,-7.67,-15.66,9.52,26.23]
[null,"20070205:1500",24.75,20.53,15.61,15.92,22.06,9.1999999999999993,5.94,2.04,9.41,0.46,-0.45,10.24,1.93,-6.44,2.61,-15.1,-2.27,-7.87,-15.92,9.15,26.09]
[null,"20070205:1600",24.44,19.420000000000002,16.809999999999999,13.34,23.32,10.93,8.8000000000000007,5.91,9.32,1.98,3.25,10.199999999999999,4.17,-6.31,2.61,-14.44,-1.21,-7.94,-16.079999999999998,8.34,25.82]
[null,"20070205:1700",24.29,18.350000000000001,18,11.74,24.79,14.91,10.9,8.14,9.33,2.99,5.63,11.2,5.82,-6.25,2.68,-13.74,0.61,-8.1,-16.2,7.69,25.54]
[null,"20070205:1800",24.17,17.25,18.57,10.76,25.45,17.5,12.55,9.84,9.68,3.8,7.81,12.42,7.32,-6.63,2.87,-13.13,2.82,-8.0500000000000007,-16.32,7.81,25.4]
[null,"20070205:1900",24.28,16.95,19.22,9.23,25.89,19.47,14.21,11.6,10.52,4.76,10.36,12.37,10.43,-4.82,2.77,-12.2,5.76,-7.62,-16.39,7.79,25.54]
[null,"20070205:2000",24.16,16.309999999999999,19.55,8.35,25.93,19.899999999999999,14.87,12.79,11.44,5.33,11.83,13.63,11.28,-3.72,2.76,-12.07,5.91,-7.6,-15.35,7.53,25.55]
[null,"20070205:2100",23.75,15.6,19.510000000000002,7.65,25.57,20.79,15.09,13.55,12.22,5.44,12.85,13.77,11.38,-3.27,3.05,-12.62,6.09,-7.55,-13.75,7.43,25.52]
[null,"20070205:2200",23.64,14.98,19.059999999999999,7.23,25.24,22.22,14.88,13.86,12.87,4.8899999999999997,13.38,13.92,10.62,-3.02,4.3499999999999996,-13.69,6.27,-7.76,-12.08,7.27,25.53]
[null,"20070205:2300",23.51,14.33,17.920000000000002,7.5,24.43,22.87,13.9,13.76,13.29,3.59,13.38,13.78,9,-3.46,4.7699999999999996,-14.84,5.59,-8.2100000000000009,-10.86,7.04,25.46]
[null,"20070206:0000",23.94,13.74,16.59,8.57,23.37,22.72,11.81,12.86,13.12,1.74,12.77,13.99,7.35,-4.84,4.4800000000000004,-15.85,4.46,-8.65,-9.99,6.67,25.47]
[null,"20070206:0100",24.92,13.14,15.29,10.31,22.22,21.14,9.85,11.19,12.49,0.72,12.22,13.42,6.33,-3.15,3.75,-16.670000000000002,3.14,-8.99,-9.81,6.38,25.47]
[null,"20070206:0200",26.61,12.79,14.18,10.45,21.15,19.32,8.75,9.4,11.62,0.02,11.44,13.35,5.66,-4.26,2.95,-17.55,1.85,-9.36,-10.23,6.12,25.7]
[null,"20070206:0300",27.69,12.21,13.37,10.55,20.09,17.02,8,7.8,11.07,-0.48,9.86,13.1,5.18,-4.8899999999999997,2.5,-18.510000000000002,1.1100000000000001,-9.7799999999999994,-10.35,5.93,26.14]
[null,"20070206:0400",27.98,11.92,12.78,10.48,18.920000000000002,15.02,7.62,6.55,10.63,-0.87,7.44,12.59,4.87,-5.94,2.4,-19.670000000000002,0.88,-10.199999999999999,-10.27,5.68,26.98]
[null,"20070206:0500",28.7,13.45,12.24,10.72,19.100000000000001,13.04,7.5,5.63,10.220000000000001,-1.33,6.9,12.29,4.6399999999999997,-8.0500000000000007,2.35,-20.88,1.01,-10.46,-9.8000000000000007,5.32,27.35]
[null,"20070206:0600",28.76,16.04,11.68,11.52,19.05,11.64,7.65,4.99,9.81,-1.89,6.23,12.3,4.28,-9.77,2.2799999999999998,-21.06,0.77,-10.79,-9.94,4.97,27.57]
[null,"20070206:0700",28.81,18.149999999999999,11.26,14.82,14.51,11.38,8.19,5.35,10.06,-2.27,3.5,11.59,4.25,-10.44,2.25,-20.11,0.28000000000000003,-10.83,-10.57,6.25,26.47]
[null,"20070206:0800",28.7,19.77,10.93,16.350000000000001,13.51,10.58,8.2100000000000009,4.5,9.81,-2.89,2.0099999999999998,11.3,4.1100000000000003,-11.29,2.14,-19.72,0.03,-10.95,-10.5,6.4,25.84]
[null,"20070206:0900",28.44,21.89,10.73,17.399999999999999,12.48,9.8800000000000008,8.15,3.84,9.61,-3.47,0.97,11.47,3.88,-11.54,1.91,-21.02,-0.27,-11.06,-10.51,7.34,26.22]
[null,"20070206:1000",27.43,23.53,10.71,18.23,11.18,9.5,7.93,3.08,9.4499999999999993,-3.93,0.37,11.72,3.62,-12.06,1.63,-23.38,-0.27,-11.23,-10.4,7.83,26.65]
[null,"20070206:1100",27,24.83,10.64,18.760000000000002,9.41,9.15,7.61,2.5099999999999998,9.2799999999999994,-4.28,0.3,12.52,3.31,-12.39,1.44,-24.14,0.88,-11.42,-10.37,7.64,26.38]
[null,"20070206:1200",26.55,25.84,10.58,18.96,7.91,8.5500000000000007,7.41,1.93,9.01,-4.47,0.57999999999999996,12.77,3.21,-12.7,1.37,-24.77,0.97,-11.65,-10.44,7.16,26.41]
[null,"20070206:1300",26.18,26.15,11.5,18.73,6.72,7.47,7.34,1.5,8.76,-4.53,1.01,12.44,3.05,-12.72,1.2,-24.8,0.56999999999999995,-11.83,-10.52,7.04,26.58]
[null,"20070206:1400",25.4,25.82,15.06,17.53,6.2,6.18,7.73,0.9,8.57,-4.2300000000000004,1.81,11.44,3.43,-12.71,1.21,-22.66,0.48,-11.94,-10.39,7.37,26.56]
[null,"20070206:1500",24.98,24.8,17.45,15.21,6.92,5.46,9.18,1.8,8.31,-3.33,2.0299999999999998,10.029999999999999,4.47,-12.16,1.36,-19.260000000000002,-0.49,-11.82,-10.48,8.17,26.53]
[null,"20070206:1600",24.94,23.46,19.03,13.5,8.2899999999999991,8.26,10.55,6.3,8.36,-2.19,5.61,10.18,5.69,-10.76,1.58,-16.239999999999998,0.4,-11.42,-10.51,9.23,26.43]
[null,"20070206:1700",24.46,22.12,20.02,12.42,9.91,12.54,11.5,9.5399999999999991,9.33,-0.96,8.85,10.48,6.77,-6.61,2.0499999999999998,-14.08,0.4,-10.87,-10.55,9.2799999999999994,26.24]
[null,"20070206:1800",24.33,20.9,20.59,11.74,11.44,15.99,12.36,11.72,10.26,0.11,10.8,10.75,7.41,-2.3199999999999998,2.79,-12.48,1.59,-10.23,-10.54,9.66,25.99]
[null,"20070206:1900",24.33,20.25,20.64,11.1,12.03,18.66,12.9,13.3,11.52,-0.08,12.32,10.92,8.19,-0.44,3.56,-10.79,1.93,-9.07,-10.8,10.27,25.88]
[null,"20070206:2000",24.21,19.34,20.76,10.39,13,20.6,13.41,14.2,12.18,0.3,13.55,11.05,8.18,0.19,3.93,-9.81,2.2799999999999998,-8.7100000000000009,-10.199999999999999,10.88,25.95]
[null,"20070206:2100",23.84,18.510000000000002,20.59,9.7100000000000009,13.5,22.14,14.28,14.71,12.55,0.15,14.4,10.92,8.1300000000000008,-0.8,4.22,-9.01,2.5499999999999998,-8.65,-9.24,11.78,25.95]
[null,"20070206:2200",23.64,17.71,20.05,9.07,13.68,23.12,14.16,14.89,12.6,-0.15,15.07,10.96,7.71,0.16,4.43,-8.39,2.75,-8.93,-8.27,12.36,25.78]
[null,"20070206:2300",23.66,17.059999999999999,18.77,8.67,13.38,23.55,13.25,14.71,12.52,-1.08,15.09,11.86,7.11,1.04,3.94,-7.88,2.3199999999999998,-9.4700000000000006,-7.63,12.15,25.83]
[null,"20070207:0000",23.79,16.55,17.57,8.59,12.44,23.3,12.57,13.94,12.22,-2.09,14,12.71,6.43,0.5,3.22,-7.51,1.39,-10.09,-7.57,11.18,25.8]
[null,"20070207:0100",24.96,15.99,16.86,8.5500000000000007,11.03,22.19,12.38,11.91,11.55,-3.13,12.1,12.35,6.09,-0.51,2.23,-7.26,-0.2,-10.49,-8.26,11.79,25.87]
[null,"20070207:0200",26.89,15.5,15.98,8.27,10.73,20.82,12.45,11.61,10.77,-3.99,10.36,11.87,5.8,-1.67,1.68,-7.1,-0.94,-10.87,-9.36,11.75,26.15]
[null,"20070207:0300",28.26,15.13,15.49,7.94,9.92,19.18,12.54,8.44,10.28,-4.4800000000000004,8.9,11.94,5.54,-3.99,1.26,-7.01,-1.5,-11.16,-10.11,11.44,26.82]
[null,"20070207:0400",29.07,14.79,15.8,7.8,7.64,15.46,12.5,6.47,9.92,-4.93,7.52,11.48,5.4,-6.81,1.08,-7.07,-2.0099999999999998,-11.39,-10.69,11.32,27.4]
[null,"20070207:0500",29.7,16.32,16.5,9.1999999999999993,6.4,13.76,12.39,5.28,9.7799999999999994,-5.68,6.18,10.61,5.34,-8.6,1.03,-6.93,-2.4,-11.5,-11.18,10.75,27.69]
[null,"20070207:0600",29.72,19.5,16.55,11.63,5.7,12.13,12.19,4.45,9.82,-6.7,4.82,10.54,5.31,-10.1,1.19,-6.89,-2.88,-11.54,-11.59,9.8699999999999992,27.74]
[null,"20070207:0700",29,22.16,16.559999999999999,13.78,5.43,10.9,12.32,4.0199999999999996,10.210000000000001,-8.57,3.85,10.39,5.37,-10.92,1.47,-7.04,-4.25,-11.12,-11.65,8.92,27.56]
[null,"20070207:0800",29.48,24.14,16.45,15.09,5.08,9.9499999999999993,11.86,3.61,10.41,-9.5500000000000007,2.36,10.44,5.3,-11.49,2.02,-7.13,-4.7699999999999996,-11.05,-11.86,8.33,27.38]
[null,"20070207:0900",28.98,25.15,15.81,15.88,4.83,8.82,11.26,3.44,10.44,-10.48,1.19,10.33,5.26,-11.8,3.28,-7.26,-4.74,-11.15,-12.11,8.0299999999999994,27.34]
[null,"20070207:1000",27.8,26.04,13.79,16.28,4.63,7.65,10.75,3.28,10.5,-11.24,0.27,10.32,5.24,-12.13,4.5599999999999996,-7.71,-5.0199999999999996,-11.31,-12.39,8.27,26.71]
[null,"20070207:1100",27.45,26.97,12.25,16.440000000000001,4.5599999999999996,6.59,10.58,2.98,10.68,-11.87,-0.41,10.31,5.32,-12.51,5.31,-8.2799999999999994,-5.39,-11.33,-12.65,8.77,26.61]
[null,"20070207:1200",26.91,27.54,11.93,16.32,4.63,5.72,10.58,2.65,10.77,-12.36,-0.7,10.54,5.39,-12.88,4.3899999999999997,-8.7799999999999994,-5.57,-11.3,-12.9,9.15,26.55]
[null,"20070207:1300",26.54,27.83,13.05,15.89,4.83,4.8899999999999997,10.59,1.86,10.78,-12.71,-0.01,11.06,5.47,-13.16,4.3499999999999996,-8.3000000000000007,-5.58,-11.29,-13.12,9.43,26.38]
[null,"20070207:1400",25.96,27.63,16.66,14.92,6,4.1500000000000004,10.76,1.5,10.61,-12.56,1.46,11.12,5.67,-13.44,4,-7.26,-5.74,-11.26,-13.29,9.4600000000000009,26.29]
[null,"20070207:1500",25.51,26.8,19.27,13.02,11.05,3.9,11.05,2.54,10.38,-11.52,2.0099999999999998,11.32,5.99,-13.71,3.83,-6.08,-5.73,-10.59,-13.48,9.4700000000000006,26.16]
[null,"20070207:1600",25.18,25.48,20.420000000000002,11.58,14.29,7.38,11.48,7.31,10.33,-10.119999999999999,4.33,11.23,6.38,-11.22,3.91,-4.84,-4.9400000000000004,-9.73,-13.72,9.07,26.03]
[null,"20070207:1700",25,23.97,21.19,10.46,16.36,11.82,11.87,10.71,10.59,-8.9,6.71,11.17,6.79,-4.5,4.3899999999999997,-3.63,-3.24,-8.76,-14,8.02,25.86]
[null,"20070207:1800",24.76,22.17,21.94,9.5399999999999991,17.89,16.25,12.3,12.15,10.81,-8.01,8.4499999999999993,11.1,6.99,-0.26,5.38,-2.64,-1.6,-7.89,-14.27,7.02,25.82]
[null,"20070207:1900",24.63,20.62,22.87,9.0500000000000007,19.11,20.61,12.94,13.77,11.94,-8.1999999999999993,9.84,11.2,7.03,1.24,5.87,-1.81,-0.17,-6.65,-14.4,6.58,25.8]
[null,"20070207:2000",24.44,18.38,23.07,8.34,19.829999999999998,23.44,13.4,14.18,12.02,-7.1,10.94,12.54,7.44,2.42,6.34,-1.61,0.26,-6.27,-14,6.6,25.81]
[null,"20070207:2100",24.23,17.010000000000002,23.01,7.7,19.97,25.43,13.78,14.42,11.81,-6.61,11.67,13.2,7.34,2.71,6.7,-1.86,0.7,-6.14,-13.4,6.68,25.83]
[null,"20070207:2200",24.28,16.13,22.48,7.22,19.690000000000001,26.55,13.92,14.72,11.46,-6.62,12,11.95,6.44,2.72,6.92,-2.71,0.82,-6.46,-12.88,7.02,25.89]
[null,"20070207:2300",23.95,15.09,20.9,6.61,18.649999999999999,26.98,13.82,14.09,11.32,-6.61,11.9,11.21,4.62,2.5299999999999998,6.63,-3.53,0.37,-7.12,-12.55,7.23,25.8]
[null,"20070208:0000",24.24,14.07,18.989999999999998,6.06,16.3,26.55,13.41,12.92,10.96,-6.79,11.23,11.21,2.99,1.69,6.19,-4.0999999999999996,-0.42,-7.65,-12.55,7.51,25.61]
[null,"20070208:0100",25.31,13.03,17.73,5.5,14,25.26,13.47,10.36,10.59,-6.78,9.8800000000000008,10.63,1.95,0.27,5.17,-4.53,-1.9,-7.77,-12.94,7.74,25.55]
[null,"20070208:0200",27.02,12.07,16.690000000000001,4.9400000000000004,12.21,23.61,13.02,8.23,10.1,-6.78,8.66,10.17,1.27,-1.63,4.4000000000000004,-5.21,-3.06,-7.82,-13.72,8,25.57]
[null,"20070208:0300",28.19,11.21,15.85,4.3899999999999997,10.74,20.84,12.12,6.92,9.58,-6.72,4.9000000000000004,9.69,0.73,-5.87,3.96,-6.09,-3.9,-7.81,-14.21,7.96,25.87]
[null,"20070208:0400",28.94,10.6,15.05,3.94,9.52,18.41,11.44,5.89,9.2100000000000009,-6.64,2.9,9.9499999999999993,0.37,-8.31,3.9,-7.24,-4.62,-7.76,-14.45,7.79,25.57]
[null,"20070208:0500",29.91,11.41,14.17,5.55,8.31,16.940000000000001,11.43,5.13,8.2100000000000009,-6.64,1.0900000000000001,9.99,0.11,-9.94,3.82,-8.11,-5.12,-7.77,-14.57,7.3,26.06]
[null,"20070208:0600",30.02,13.12,13.65,9.83,7.02,15.03,11.07,4.84,8.83,-6.43,0.08,9.98,-0.19,-10.96,3.99,-9.11,-5.61,-7.74,-14.68,7.23,26.27]
[null,"20070208:0700",29.84,14.98,14.47,12.52,6.17,12.65,11.14,4.1100000000000003,8.85,-7.42,0.45,9.7100000000000009,-0.36,-11.09,4.46,-9.8699999999999992,-6.02,-7.45,-13.43,7.57,26.33]
[null,"20070208:0800",29.44,16.98,14.52,14.01,5.52,11.66,11.66,3.47,8.3699999999999992,-7.21,0.78,9.66,-0.76,-11.62,4.4400000000000004,-10.14,-6.35,-7.38,-13.42,7.93,26.1]
[null,"20070208:0900",29.1,18.73,14.79,15.11,5.14,10.81,11.61,2.66,7.76,-6.96,0.65,9.0399999999999991,-1.3,-11.96,4.4000000000000004,-10.32,-6.62,-7.4,-13.39,8.06,26.06]
[null,"20070208:1000",28.26,20.079999999999998,14.9,15.95,5.04,9.81,11.52,2.02,7.53,-6.75,0.48,9.2100000000000009,-1.69,-12.14,4.28,-10.17,-6.78,-7.48,-13.45,7.9,25.94]
[null,"20070208:1100",27.27,20.98,15.21,16.559999999999999,5.07,8.9499999999999993,11.32,1.38,7.25,-6.76,0.21,9.4499999999999993,-2.09,-12.24,4.1100000000000003,-9.69,-6.97,-7.63,-13.51,8.14,25.95]
[null,"20070208:1200",26.65,21.47,15.2,16.84,5.25,8.02,11.34,0.9,6.87,-6.7,0,9.1,-2.46,-12.51,3.9,-9.48,-7,-7.85,-13.62,8.76,25.79]
[null,"20070208:1300",25.97,21.5,15.3,17.11,5.56,7.24,11.24,0.7,6.66,-6.63,-0.06,8.89,-2.76,-12.71,3.79,-9.0500000000000007,-7.23,-8.07,-13.74,9.84,25.91]
[null,"20070208:1400",25.46,21.03,15.86,16.850000000000001,7.08,6.23,11.15,0.06,6.73,-6.13,-0.11,8.32,-2.76,-12.79,3.61,-8.43,-7.42,-8.23,-13.85,10.130000000000001,25.87]
[null,"20070208:1500",24.9,20.05,17.18,15.75,11.78,5.76,11.44,0.97,6.51,-5.22,1.01,7.65,-2.46,-12.95,3.51,-6.85,-7.49,-8.2799999999999994,-13.93,8.0299999999999994,25.87]
[null,"20070208:1600",24.84,18.89,18.13,13.78,15.55,9.2100000000000009,11.72,4.29,6.91,-4.34,4.8099999999999996,7.77,-2.23,-10.8,3.53,-4.8,-7.24,-8.18,-14.02,7.9,25.85]
[null,"20070208:1700",24.82,17.559999999999999,18.97,12.57,18.11,13.49,12.15,6.25,8.98,-3.74,8.0399999999999991,8.92,-2.0299999999999998,-3.82,3.95,-3.38,-7.06,-8.07,-14.08,7.4,25.78]
[null,"20070208:1800",24.15,16.170000000000002,19.739999999999998,11.38,20.02,17.579999999999998,12.95,7.71,10.34,-3.14,10.31,10.44,-2.12,0.98,4.5999999999999996,-2.4900000000000002,-6.81,-8.1300000000000008,-14.06,6.63,25.66]
[null,"20070208:1900",24.29,15.2,20.010000000000002,10.68,21.69,22.17,12.86,9.16,11.02,-3.08,11.56,12.22,-1.51,2.66,4.6500000000000004,-2.0099999999999998,-5.81,-7.99,-13.96,6.11,25.67]
[null,"20070208:2000",23.91,14.01,20.41,9.98,22.57,25.06,12.78,9.84,11.53,-3.38,12.48,13.36,-1.54,3.25,4.57,-1.63,-5.45,-8.3699999999999992,-13.13,5.58,25.66]
[null,"20070208:2100",23.73,12.86,20.45,9.9,22.78,27.04,12.64,10.25,11.81,-3.3,12.92,13.9,-1.85,3.51,4.57,-1.55,-5.51,-8.86,-12.01,5.29,25.33]
[null,"20070208:2200",23.47,11.82,20.09,9.15,22.32,28.11,12.42,10.48,11.9,-3.31,12.84,14.88,-2.44,3.88,4.63,-1.93,-5.78,-9.18,-10.89,5.22,25.23]
[null,"20070208:2300",23.31,10.81,18.82,9.19,21.24,28.43,12,10.36,11.96,-3.48,13.1,14.83,-2.99,3.35,4.6100000000000003,-2.2999999999999998,-6.3,-9.56,-10.130000000000001,5.08,25.09]
[null,"20070209:0000",23.74,9.89,17.32,7.67,19.28,27.96,11.38,9.84,11.81,-3.62,12.87,14.86,-3.44,2.4900000000000002,4.59,-2.2799999999999998,-6.74,-10,-9.6300000000000008,5.05,25.25]
[null,"20070209:0100",24.87,9.08,16.05,6.75,17.2,26.96,10.78,8.5,11.64,-3.72,11.7,14.34,-3.67,1.18,4.63,-2.2000000000000002,-7.31,-10.54,-9.69,5.2,25.42]
[null,"20070209:0200",26.98,8.36,15.14,6.34,15.74,24.82,10.37,7.37,11.23,-3.85,11.12,12.88,-3.97,-0.67,4.63,-2.44,-7.68,-10.81,-10.11,5.16,25.63]
[null,"20070209:0300",28.55,7.71,14.51,6.09,14.88,22.06,9.83,7.09,10.42,-4.05,10.55,11.3,-4.1500000000000004,-3.65,4.8,-2.69,-7.74,-11.05,-10.76,4.88,25.85]
[null,"20070209:0400",28.76,7.14,13.87,5.89,14.25,19.89,9.5299999999999994,3.71,9.75,-4.33,9.85,10.44,-4.3,-5.67,5.05,-3.25,-7.69,-11.29,-11.07,4.6500000000000004,25.7]
[null,"20070209:0500",30.15,8.77,13.29,7.5,13.88,18.48,9,2.4,9.42,-4.53,8.94,9.5500000000000007,-4.3600000000000003,-7.24,5.27,-3.81,-7.63,-11.52,-11.73,4.4800000000000004,26.09]
[null,"20070209:0600",30.65,11.82,12.58,9.93,13.15,17.190000000000001,8.17,1.72,9.57,-4.75,7.96,8.42,-4.43,-8.14,5.41,-4.33,-7.81,-11.74,-12.26,4.18,26.08]
[null,"20070209:0700",30.61,14.08,11.7,11.63,12.37,16.16,8,1.57,9.41,-6.01,7.02,7.9,-4.28,-6.86,5.51,-4.93,-7.74,-11.5,-11.77,4.0199999999999996,26.2]
[null,"20070209:0800",30.63,16.2,11.04,12.65,11.63,15.03,8.19,0.42,9.15,-6.32,6.73,7.23,-4.29,-6.56,5.63,-5.86,-7.87,-11.63,-12.18,4.18,26.48]
[null,"20070209:0900",30.19,18.07,10.45,13.21,11.28,13.81,8.19,0.24,8.92,-6.72,6.32,6.96,-4.33,-6.92,5.67,-6.65,-7.92,-11.86,-12.48,5.09,26.49]
[null,"20070209:1000",28.88,19.649999999999999,9.92,13.57,11.02,12.8,8.1,0.11,8.6199999999999992,-7.22,5.75,6.88,-4.41,-7.36,5.75,-7.28,-7.85,-12.1,-12.78,6.27,25.76]
[null,"20070209:1100",27.94,20.8,9.3699999999999992,13.64,11.18,11.77,8.02,-0.25,8.11,-7.64,4.99,6.6,-4.55,-8.3000000000000007,5.9,-7.99,-7.99,-12.34,-13.04,6.97,25.96]
[null,"20070209:1200",26.9,21.5,8.81,13.47,11.18,11.18,8.02,-0.49,7.62,-8.1199999999999992,4.29,6.27,-4.6900000000000004,-9.44,5.94,-8.74,-8.01,-12.63,-12.95,8.08,25.83]
[null,"20070209:1300",26.15,21.73,9.2799999999999994,13.04,11.23,10.84,8.01,-0.3,7.17,-8.6199999999999992,3.71,6.45,-4.96,-10.32,6.16,-9.31,-8.17,-12.82,-13.56,8.4700000000000006,25.84]
[null,"20070209:1400",25.13,21.46,11.43,12.29,12.16,10.58,8.0399999999999991,7.0000000000000007E-2,6.72,-8.43,3.21,7.17,-4.9000000000000004,-11.4,6.17,-8.67,-8.59,-12.92,-14.52,8.6300000000000008,25.81]
[null,"20070209:1500",24.5,20.76,13.84,10.86,14.82,10.6,8.36,1.28,6.34,-7.78,4.03,8.74,-4.4400000000000004,-12.15,6.24,-6.93,-9.0500000000000007,-12.65,-14.15,8.65,25.74]
[null,"20070209:1600",24.34,19.940000000000001,15.96,9.6199999999999992,16.989999999999998,11.35,8.4499999999999993,3.08,6.58,-6.7,6.34,9.4499999999999993,-3.87,-9.5399999999999991,6.31,-4.54,-9.2100000000000009,-12.31,-14.33,8.1300000000000008,25.74]
[null,"20070209:1700",23.81,18.989999999999998,17.7,8.49,19.2,13.06,8.43,5,9.4499999999999993,-5.33,7.6,9.5,-3.21,-3.18,6.52,-2.76,-8.2899999999999991,-11.88,-14.65,7.1,25.3]
[null,"20070209:1800",23.91,17.91,19.059999999999999,7.44,21.07,15.23,8.6,7.04,11.12,-3.83,8.57,9.35,-2.7,0.5,6.91,-1.55,-7.59,-11.32,-14.39,6.02,25.38]
[null,"20070209:1900",23.73,17.16,20.02,6.55,22.16,19.38,8.18,8.8800000000000008,12.22,-4.32,8.2799999999999994,9.44,-1.01,-1.73,6.63,-0.19,-6.11,-10.08,-14.11,6.17,25.2]
[null,"20070209:2000",23.48,16.18,20.58,5.63,22.65,21.53,8.86,10.29,13.42,-3.52,7.01,9.89,-0.9,-1.34,6.82,0.4,-5.93,-9.5399999999999991,-13.75,5.64,25.16]
[null,"20070209:2100",23.45,15.29,20.82,4.74,22.65,22.88,8.92,11.23,14.36,-3.07,5.89,10.130000000000001,-1.01,-0.45,6.92,0.49,-5.65,-9.1300000000000008,-12.84,5.0599999999999996,25.11]
[null,"20070209:2200",23.19,14.46,20.61,3.84,22.54,23.36,8.56,11.79,14.91,-3.26,5.5,10.26,-1.36,-0.4,6.99,0.09,-5.76,-8.76,-11.54,4.88,25.45]
[null,"20070209:2300",23.29,13.71,19.309999999999999,2.99,22.47,23.65,8.16,11.86,15.03,-3.78,5.0999999999999996,10.19,-1.9,0.05,7.07,0.25,-6.07,-8.9499999999999993,-10.54,4.66,25.38]
[null,"20070210:0000",23.72,13.14,17.149999999999999,2.25,20.79,23.35,7.46,11.53,14.67,-4.3899999999999997,4.1900000000000004,10.16,-2.4500000000000002,-0.6,7.07,0.56999999999999995,-6.57,-9.42,-10.3,4.17,25.32]
[null,"20070210:0100",25,12.77,15.31,1.67,18.440000000000001,22.56,6.86,9.8699999999999992,14.02,-4.6500000000000004,2.99,10,-2.84,-0.71,6.78,0.96,-6.26,-9.5399999999999991,-10.81,3.8,25.35]
[null,"20070210:0200",27.25,12.18,14.04,1.1000000000000001,17.23,21.49,6.01,8.48,13.12,-4.87,2.0099999999999998,9.83,-3.13,-2.02,6.65,1.33,-6.5,-9.83,-11.74,3.61,25.38]
[null,"20070210:0300",28.93,11.77,13.3,0.57999999999999996,16.23,19.399999999999999,5.15,7.2,12.45,-5.09,1.17,9.67,-3.38,-4.22,6.49,1.49,-6.52,-10.09,-12.78,3.56,25.12]
[null,"20070210:0400",29.46,11.2,12.81,0.22,15.61,18.350000000000001,4.3600000000000003,5.91,11.59,-5.17,0.39,9.6300000000000008,-3.63,-8.24,6.33,1.34,-6.3,-10.17,-14.03,3.6,25.1]
[null,"20070210:0500",30.46,12.71,12.43,2.2000000000000002,15.54,16.98,3.63,4.84,10.62,-5.37,-0.18,9.73,-3.92,-10.74,6.11,1.1499999999999999,-6.47,-10.52,-14.49,3.6,25.12]
[null,"20070210:0600",30.65,15.36,12.12,6.98,15.59,15.33,2.93,4.05,9.8800000000000008,-5.7,-0.73,9.7799999999999994,-4.3499999999999996,-11.97,5.99,1.06,-7.01,-10.99,-14.55,3.54,25.08]
[null,"20070210:0700",30.77,17.78,11.78,9.6300000000000008,15.65,13.13,0.73,4.25,9.2899999999999991,-7.14,-1.29,9.74,-4.67,-12.26,6.64,1.34,-6.26,-11.41,-14.31,3.93,25.54]
[null,"20070210:0800",30.87,19.91,11.36,11.1,15.51,12.18,0.28000000000000003,3.7,8.7799999999999994,-7.45,-1.67,9.49,-4.93,-12.41,6.52,1.08,-6.87,-11.84,-14.37,4.45,25.79]
[null,"20070210:0900",30.38,21.67,10.99,12.08,14.86,12.19,-0.14000000000000001,3.24,8.33,-7.82,-1.79,9.32,-5.12,-12.42,6.17,0.77,-7.05,-12.3,-13.96,5.12,25.95]
[null,"20070210:1000",28.54,23.21,10.6,12.82,14.58,13.66,-0.49,3.05,8.07,-8.0399999999999991,-2.1,9.16,-5.32,-12.55,6.08,0.82,-7.31,-12.78,-13.77,5.79,26.04]
[null,"20070210:1100",27.67,24.32,10.23,13.27,14.53,12.93,-0.73,2.7,8.01,-8.2799999999999994,-2.2599999999999998,9.01,-5.44,-12.74,6.05,0.85,-7.96,-13.2,-13.69,6.18,26.05]
[null,"20070210:1200",26.84,25.05,9.84,13.31,14.12,12.13,-0.86,2.2599999999999998,7.87,-8.19,-2.42,9.02,-5.49,-12.87,6.19,0.96,-8.6300000000000008,-13.69,-13.69,6.82,26.01]
[null,"20070210:1300",26.3,25.33,10.62,12.95,13.61,11.38,-1.04,1.91,7.48,-8.19,-2.74,8.8699999999999992,-5.57,-13.13,6.22,1.08,-8.84,-14.18,-13.96,7.44,25.73]
[null,"20070210:1400",25.32,25.04,14.59,12.18,13.83,9.67,-0.16,1.4,7.09,-8.2200000000000006,-3.54,8.75,-5.39,-13.68,6.29,1.62,-9.49,-14.45,-14.34,7.71,25.6]
[null,"20070210:1500",25.05,24.04,17.5,10.46,15.51,8.49,1.67,2.0699999999999998,6.55,-7.97,-2.5099999999999998,8.52,-4.63,-13.98,6.3,2.2799999999999998,-9.8800000000000008,-13.71,-14.99,8.01,25.36]
[null,"20070210:1600",25.04,22.77,19.21,8.9700000000000006,17.38,11.12,3.23,4.51,7.22,-7.46,-0.02,8.4600000000000009,-3.85,-11.53,6.21,3.02,-7.8,-12.6,-15.71,7.86,24.98]
[null,"20070210:1700",24.49,21.41,20.32,7.71,19.3,15.26,4.62,6.48,9.36,-6.76,1.18,8.7100000000000009,-2.96,-6.36,6.31,3.38,-4.67,-11.63,-16.47,7.37,25.09]
[null,"20070210:1800",24.23,20,21.07,6.6,20.79,17.579999999999998,5.82,8.36,12.42,-6.26,2.72,9.3699999999999992,-2.2400000000000002,-3.02,6.53,3.66,-2.0499999999999998,-10.73,-17.32,6.72,24.96]
[null,"20070210:1900",24.23,18.649999999999999,21.73,5.96,22.27,18.59,6.65,9.6,13.98,-5.66,4.12,10.24,-1.34,-3.06,7.12,3.74,-1.37,-9.6,-18.579999999999998,7.1,24.98]
[null,"20070210:2000",23.61,17.510000000000002,21.78,4.99,22.59,20.16,7.14,11.09,15.05,-5.4,4.91,11.55,-0.6,-2.4900000000000002,7.84,3.38,0.41,-8.74,-17.7,6.7,24.78]
[null,"20070210:2100",23.38,16.510000000000002,21.48,4.0599999999999996,22.46,21.46,7.33,12.12,15.92,-5.59,5.77,11.7,-0.19,-1.86,8.08,2.74,1.38,-8.24,-16.63,6.28,24.74]
[null,"20070210:2200",23.18,15.81,20.86,3.5,21.61,22.32,7.11,12.25,16.559999999999999,-5.51,6.26,11.52,-0.18,-1.38,8.35,2.12,1.6,-7.76,-15.88,6.09,24.95]
[null,"20070210:2300",23.08,15.17,19.62,3.66,20.3,22.66,6.4,11.58,16.82,-5.86,6.22,11.83,-0.94,-1.53,8.01,1.42,2.0699999999999998,-8.8699999999999992,-14.74,5.56,25.07]
[null,"20070211:0000",23.68,14.59,18.23,3.98,18.77,22.35,5.07,10.33,16.73,-6.3,5.94,11.8,-2.31,-3.14,7.36,1.0900000000000001,0.64,-8.4700000000000006,-14.61,5.14,25.18]
[null,"20070211:0100",24.85,14.28,17.38,4.42,16.89,21.21,3.93,8.84,16.02,-6.72,5.16,10.78,-3.63,-3.06,6.84,0.56000000000000005,-0.56999999999999995,-8.68,-15.25,4.82,25.34]
[null,"20070211:0200",26.91,14.01,16.78,4.42,15.51,20.059999999999999,2.4900000000000002,8.18,14.69,-7.01,4.0999999999999996,9.52,-4.01,-4.03,6.47,0.16,-1.61,-9.43,-16.39,4.58,25.5]
[null,"20070211:0300",28.63,13.76,16.39,4.32,14.71,18.27,2.44,7.48,12.78,-7.23,3.01,8.8000000000000007,-4.09,-4.87,5.7,-0.28999999999999998,-1.93,-10.65,-17.55,4.24,25.71]
[null,"20070211:0400",29.5,13.37,16.07,4.28,14.19,17.350000000000001,3.49,6.74,11.32,-7.48,1.94,8.1300000000000008,-4.1500000000000004,-5.86,5.44,-0.64,-2.27,-11.65,-18.3,3.82,26]
[null,"20070211:0500",30.19,15.12,15.81,5.88,14.03,15.22,3.23,6.36,10.31,-7.75,0.92,7.54,-4.12,-8.1300000000000008,5.3,-0.88,-2.92,-12.04,-18.77,3.43,26.35]
[null,"20070211:0600",30.26,18.309999999999999,15.77,8.9499999999999993,14,13.44,2.63,6.02,9.2100000000000009,-8.07,1.33,6.95,-4.07,-10.36,5,-1.22,-3.36,-12.52,-18.91,3,26.53]
[null,"20070211:0700",29.68,21.45,15.81,10.47,14,11.78,-1.3,5.23,8.8800000000000008,-8.7799999999999994,-2.41,6.69,-4.8499999999999996,-11.31,5.13,-1.1599999999999999,-2.66,-12.77,-18.37,2.13,26.24]
[null,"20070211:0800",29.25,24,15.95,11.49,14.02,10.47,-1.29,4.58,8.64,-8.9,-3.11,6.42,-4.84,-12.74,5.0599999999999996,-1.29,-2.83,-13.18,-18.27,2.31,26.06]
[null,"20070211:0900",28.38,25.86,16.14,12.27,14.03,9.36,-1.3,3.68,8.3699999999999992,-9.01,-3.59,6.8,-4.7,-13.69,4.8899999999999997,-1.85,-3.54,-13.44,-18.12,3.61,26.28]
[null,"20070211:1400",25.72,28.53,20.73,12.05,15.03,6.55,0.68,3.04,7.4,-8.8800000000000008,-4.34,4.13,-3.96,-15.78,4.4000000000000004,-1.03,-3.53,-14.59,-17.059999999999999,7.87,26.05]
[null,"20070211:1900",24.12,21.55,25.33,5.91,22.86,19.149999999999999,12.03,9.7100000000000009,14.12,-5.45,6.14,11.86,3.44,-2.81,6.34,2.91,2.67,-6.81,-14.94,5.34,25.81]
[null,"20070212:0400",29.21,13.34,19.739999999999998,1.73,18.47,15.73,3.76,5.35,12.34,-6.95,0.28999999999999998,8.61,-0.47,-7.83,6.27,2.95,-9.0500000000000007,-10.220000000000001,-12.61,1.66,26.19]
[null,"20070212:1200",26.4,24.81,14.72,13.38,17.809999999999999,5.17,2.79,-0.42,9.9,-9.7799999999999994,-3.76,5.21,-0.67,-15.34,5.0599999999999996,2.11,-14.31,-15.37,-17.649999999999999,8.64,27.02]
[null,"20070212:1800",24.92,19.190000000000001,15.97,8.2100000000000009,20.85,16.07,12.3,8.98,11.35,-7.27,1.63,11.15,5.36,-1.36,6.95,2.86,-13.42,-6.64,-19.149999999999999,6.74,26.4]
[null,"20070213:0500",30.44,13.73,9.98,7.02,10.14,15.19,9.2100000000000009,4.16,9.51,-12.55,-2.96,7.47,-0.15,-8.17,2.62,-14.57,-13.39,-11.42,-18.05,5.42,27.55]
[null,"20070213:0800",30.09,20.98,8.2899999999999991,12.09,7.01,10.050000000000001,9.2899999999999991,2.85,8.4499999999999993,-13.42,-2.21,8.4600000000000009,0.61,-11.56,2.1,-16.54,-13.92,-12.81,-20.52,6.33,27.18]
[null,"20070213:1400",26.09,26.35,9.58,14.63,4.92,4.97,10.43,0.77,8.77,-14.1,-4.6500000000000004,6.88,2.34,-14.16,0.83,-19.47,-15.3,-14.49,-23.37,7.37,26.99]
[null,"20070213:2200",24.22,18.760000000000002,15.42,8.4700000000000006,14.87,24.18,16.79,14.42,13.32,-9.67,7.86,14.52,3.95,0,7.1,-15.29,-5.29,-3.98,-16.579999999999998,3.81,27]
[null,"20070214:0700",30.09,18.62,7,10.84,7.88,12.54,14.79,5.94,11.36,-17.420000000000002,-0.25,6.81,7.57,-3.7,3.16,-20.83,-12.82,-10.53,-18.03,3.82,27.71]
[null,"20070214:1500",25.66,20.99,12.23,12.21,13.75,6.02,12.48,1.45,9.3699999999999992,-17.48,-1.34,4.7300000000000004,4.79,-7.74,0.34,-17.52,-13.75,-12.08,-18.579999999999998,10.51,27.47]
[null,"20070215:0000",24.49,10.62,16.57,5.83,17.899999999999999,23.97,15.53,13.53,13.25,-14.99,7.26,12.99,5.24,-4.96,6,-15.26,-2.83,-7.45,-8.08,10.11,27.39]
[null,"20070215:0500",28.39,11.46,16.010000000000002,5.77,15.95,15.63,10.76,3.6,11.55,-16.93,0.77,6.38,2.66,-7.98,4.79,-17.91,-6.55,-6.65,-12.65,8.83,27.63]
[null,"20070215:1700",25.17,20.09,21.2,9.24,19.489999999999998,15.95,18.739999999999998,3.34,11.28,-14.72,3.19,6.37,4.0599999999999996,-9.3000000000000007,3.74,-11.19,-3.2,-5.35,-17.010000000000002,9.27,27.28]
[null,"20070215:1900",24.79,17.87,22.06,8.24,20.77,20.07,21.45,7.04,12.34,-14.1,6.96,11.45,4.59,-6.64,5.83,-8.91,0.98,-4.18,-15.71,8,27.23]
[null,"20070216:0200",27.6,12.01,17.7,5.74,18.18,19.62,17.600000000000001,6.72,12.43,-15.6,4.5999999999999996,12.18,0.32,-10.15,4.9400000000000004,-12.79,3.61,-4.12,-14.05,5.93,26.37]
[null,"20070216:1600",25.98,23.9,23.76,11.67,21.25,9.9600000000000009,9.74,3.82,10.81,-15.44,1.95,3.54,-1.1200000000000001,-14.08,3.94,-4.24,7.0000000000000007E-2,-6.48,-19.940000000000001,9.75,26.54]
[null,"20070216:1900",25.28,18.670000000000002,24.32,9.34,22.41,15.96,10.42,9.82,14.17,-10.039999999999999,8.56,13.11,1.3,-8.86,5.24,1.76,2.5,-2.5499999999999998,-19.920000000000002,7.07,25.11]
[null,"20070217:0200",25.88,11.69,20.100000000000001,6.48,21.12,16.66,8.4700000000000006,8.49,13.81,-14.53,7.74,11.52,-2.36,-8.83,5.53,3.82,-1.82,-3.53,-14.25,4.57,26.08]
[null,"20070217:1200",26.34,24.44,16.37,19.57,10.58,11.62,5.03,-0.74,10.23,-15.39,-1.31,3.6,-5.32,-18.03,1.58,4.22,-9.57,-6.59,-20.94,8.5,27.47]
[null,"20070217:1600",24.48,21.54,23.54,15.03,17.45,11.18,7.58,5.15,10.039999999999999,-11.29,4.38,4.59,-4.9800000000000004,-15.51,0.62,5.36,-7.08,-5.42,-23.46,9.99,27.36]
[null,"20070218:0500",29.62,12.59,19.850000000000001,8.36,12.69,12.28,2.74,8.1300000000000008,12.19,-8.16,8.09,9.5,-6.7,-14.07,3.82,-0.66,-5.05,-4.6500000000000004,-19.75,2.74,27.94]
[null,"20070218:1300",26.2,26.35,19.18,21.82,7.76,7.4,0.37,3.44,10.69,-11.74,1.63,4.46,-10.86,-20.58,1.01,-8,-9.6,-8.66,-23.98,10.99,27.98]
[null,"20070218:1400",25.54,26.06,22.17,21.24,8.44,6.96,2.75,3.23,10.5,-11.69,0.51,5.08,-10.5,-20.53,2.76,-8.1999999999999993,-9.65,-8.76,-24.61,11.11,27.92]
[null,"20070219:0300",26.94,13.77,19.57,7.17,10.34,14.63,6.72,11.71,12.7,-9.0399999999999991,4.17,9.35,-5.75,-9.1199999999999992,6.34,-16.77,-3.29,-4.72,-19.809999999999999,5.35,27.84]
[null,"20070219:0700",28.94,20.32,15.4,17.87,7.29,10.17,5.15,7.01,10.6,-11.86,-0.37,8.1,-5.96,-11.88,4.54,-20,-5.75,-6.82,-23.48,6.74,28.17]
[null,"20070219:1300",25.15,24.96,15.95,20.77,6.07,8.2100000000000009,6.22,3.54,9.56,-12.16,-4.12,4.17,-5.07,-16.22,1.71,-9.77,-8.67,-10.28,-25.28,10.1,27.83]
[null,"20070220:0000",24.23,11.91,22,10.47,15.28,17.3,10.69,17.559999999999999,12.59,-4.47,14.73,13.23,0.32,-7.94,10.69,-9.0500000000000007,0.52,-4.79,-19.36,5.99,27.14]
[null,"20070220:1000",27.24,20.56,17.87,23.3,14.19,8.4600000000000009,8.94,5.6,10.79,-14.6,4.8600000000000003,6.49,-0.61,-17.73,5.43,-18.03,-1.91,-8.64,-32.6,8.91,27.67]
[null,"20070220:1700",25.4,18.82,25.43,16.89,19.48,12.11,13.62,12.62,11.34,-0.67,7.23,8.5500000000000007,0.8,-9.32,5.4,-10.71,-0.99,-3.35,-37.53,10.1,26.38]
[null,"20070221:0000",24.51,11.47,22.57,13.9,19.05,17.489999999999998,15.57,15.65,13.99,0.89,8.35,12.32,2.8,-6.68,9.09,-3.44,2.9,-3.98,-25.14,7.37,26.57]
[null,"20070221:0200",27.66,9.5500000000000007,21.13,13.81,17.899999999999999,15.33,16.14,12.39,12.96,-1.44,6.52,10.72,2.2999999999999998,-6.82,7.64,-1.92,0.28000000000000003,-4.71,-25.56,6.27,26.63]
[null,"20070221:1100",27.28,22.64,16.88,25.84,18.8,7.96,15.33,3.26,11.44,-5.24,0.09,3.78,0.25,-17.38,2.73,1.49,-6.79,-10.02,-37.6,7.87,27.97]
[null,"20070221:2300",23.86,14.05,24.17,15.55,19.46,17.61,15.74,14.36,14.44,5.9,6.44,13.9,2.23,-3.95,10.32,-3.72,0.92,-3.59,-25.64,4.32,26.67]
[null,"20070222:0400",29.36,11.55,20.72,13.06,18.079999999999998,12.8,10.79,10.130000000000001,11.42,5.23,1.38,7.9,-0.12,-6.47,4.8600000000000003,-8.35,-4.01,-7.18,-26.58,4,27.96]
[null,"20070222:1300",26.73,27.19,21.07,19.14,12.93,5.01,6.9,4.79,7.02,0.89,-4.04,3.49,-0.89,-5.67,4.0999999999999996,-7.47,-5.66,-9.75,-37.39,8.0299999999999994,27.36]
[null,"20070222:2100",24.17,19.41,26.84,13.32,17.559999999999999,18.440000000000001,15.63,13.27,15.41,10.119999999999999,5.82,11.93,1.41,-0.75,11.26,0.33,3.15,-3.59,-29.89,5.39,25.66]
[null,"20070223:0300",28.81,17.27,21.6,11.4,12.18,15.99,9.52,8.2799999999999994,12.81,5.28,-0.04,7.41,-2.78,-3.41,6.28,2.93,0.71,-6.52,-27.69,4.59,26.84]
[null,"20070223:1400",26.34,26.79,22.72,17.350000000000001,8.2899999999999991,2.65,5.0599999999999996,-1.2,9.15,3.57,-6.8,-0.66,-3.08,-3.97,4.04,2.39,-2.4300000000000002,-7.89,-36.35,11.38,25.81]
[null,"20070223:2000",25.2,19.13,29.33,14.03,19.71,20.02,6.86,5.15,12.97,16.5,4.8,9.99,1.86,1.35,8.8000000000000007,-7.1,0.06,-5.46,-32.17,6.9,25.36]
[null,"20070223:2300",24.65,15.53,26.88,13.03,18.739999999999998,22.39,7.11,7.7,12.63,15.14,7.89,12.59,0.19,1.94,9.86,-10.64,0.01,-7.23,-26.19,6.21,25.28]
[null,"20070224:1000",27.61,27.9,19.350000000000001,19.98,14.15,8.94,4.84,-1.81,10.1,7.99,-1.17,4.29,-2.48,-0.85,5.01,-18.11,-10.69,-15.62,-35.130000000000003,9.66,25.99]
[null,"20070224:1600",24.66,27.19,26.33,15.74,20.39,9.58,4.66,1.95,10.27,10.16,-0.63,0.73,0.13,-1.95,4.8600000000000003,-13.81,-9.98,-14.93,-39.5,13.59,25.63]
[null,"20070225:0000",24.51,18.48,22.81,10.71,20.92,23.44,6.5,11.75,12.03,8.17,0.63,14.13,-0.71,-0.13,10.59,-15.26,-1.85,-13.1,-27.73,8.6,25.46]
[null,"20070225:0900",29.11,30.3,20.56,17.88,10.25,12.42,-0.24,3,10.3,0.89,-3.01,3.81,-1.88,-7.31,3.91,-15.61,-9.08,-16.75,-37.200000000000003,8.86,28]
[null,"20070225:1400",25.93,33.57,22.2,17.350000000000001,14.04,4.78,1.61,1.62,9.6199999999999992,0.2,-5.68,3.82,-0.5,-8.52,3.05,-13.72,-10.23,-17.420000000000002,-39.78,10.5,26.91]
[null,"20070226:0200",27.04,19.8,21.97,12.73,20.14,22.11,6.21,12.29,11.24,2.94,2.23,9.2100000000000009,-0.14000000000000001,0.36,8.09,-13.87,-2.12,-13.39,-22.07,4.24,25.33]
[null,"20070226:0700",27.44,25.33,20.85,15.87,19.09,12.94,1.68,5.35,8.92,-0.36,-3.21,7.56,-1.71,-7.07,4.72,-19.55,-4.45,-14,-21.57,3.03,26.52]
[null,"20070226:1100",25.96,30.29,21.18,19.38,13.09,8.8000000000000007,0.89,1.62,8.86,0.06,-5.21,7.5,-3.76,-5.5,3.68,-21.82,-7.2,-15.82,-22.48,8.43,27.04]
[null,"20070226:2100",24.3,20.14,22.52,13.06,15.67,27.15,15.85,13.36,13.73,8.8000000000000007,7.32,10.17,-0.7,7.81,10.94,-5.47,0.55000000000000004,-2.77,-18.739999999999998,4.22,26.03]
[null,"20070227:0400",29.07,12.24,16.28,12.05,8.8699999999999992,20.61,8.5500000000000007,7.61,12.07,5.64,-1.24,8.23,-4.2,-0.66,7.84,-5.62,-5.85,-9.39,-18.440000000000001,3.03,26.56]
[null,"20070227:1100",26.2,26.15,16.28,21.92,3.65,13.31,5.85,2.4500000000000002,11.6,2.73,-4.66,8.33,-3.59,-0.08,4.21,-4.7,-9.08,-12.03,-24.78,6.1,27.05]
[null,"20070227:2100",24.04,18.13,20.57,14.52,14.15,25.94,14.38,18.190000000000001,14.92,14.9,5.03,10.62,3.85,2.38,9.6999999999999993,-3.74,-4.16,-2.73,-24.53,5,26]
[null,"20070228:0100",24.95,13.79,17.239999999999998,12.31,11.59,25.95,10.08,17.309999999999999,13.01,10.09,3.67,8.8800000000000008,2.12,1.25,8.23,-8.77,-3.55,-3.32,-21.36,4.0999999999999996,26.21]
[null,"20070228:1400",25.14,25.4,20.010000000000002,22.54,8.67,14.06,6.97,7,7.71,13.2,-6.35,4.07,-0.14000000000000001,0.97,6.28,-16.739999999999998,-12.37,-7.89,-36.54,8.89,27.36]
[null,"20070228:1500",24.89,24.25,21.04,20.99,13.38,13.84,7.5,7.5,7.9,13.87,-2.72,3.67,-0.08,2.15,6.14,-15.49,-11.72,-6.76,-37.22,8.92,27.14]
[null,"20070228:2300",26.79,18.3,22.25,14.31,15.18,22.81,5.51,10.95,12.52,9.75,7.4,6.73,-0.97,2.64,8.56,-8.6999999999999993,-5.01,-6.32,-27.37,7.01,25.7]
[null,"20100301:0800",31.84,21.57,20.21,21.03,8.56,18.809999999999999,-1.28,3.95,10.72,3.34,2.96,4.1900000000000004,-3.17,-0.01,6.09,-11.7,-9.1999999999999993,-14.12,-25.67,8.74,25.31]
[null,"20100301:1600",27.31,20.8,25.82,21.34,14.31,15.63,-1.34,4.49,9.68,11.99,10.4,4.57,-3.49,-1.21,5.58,-11.97,-8.39,-12.75,-31.52,11.71,25.95]
[null,"20100301:2200",25.18,14.11,26.06,15.26,18.78,18.36,3.49,12.1,14.71,18.07,20.64,10.43,-3.34,-0.7,12.73,-8.52,-3.19,-6.27,-24.94,8.9600000000000009,25.14]
[null,"20100302:0900",31.03,18.100000000000001,20.67,29.38,12.23,11.96,-4.75,1.5,11.68,11.98,9.92,4.9400000000000004,-6.88,-5.95,6.37,-6.34,-12.64,-7.93,-23.92,8.2200000000000006,25.42]
[null,"20100302:1200",28.98,20.23,21.51,32.17,12.48,11.43,-6.47,-0.24,10.89,11.07,5.28,5.24,-8.51,-5.66,6.15,-5.49,-15.14,-7.91,-22.49,12.49,25.4]
[null,"20100303:0200",29.35,6.27,23.46,16.350000000000001,11.82,15.5,-3.46,10.57,13.19,8.27,3.13,4.76,-7.09,-2.78,9.14,-12.83,-7.98,-1.33,-9.16,9.8000000000000007,25.47]
[null,"20100303:0300",29.87,6,23.01,15.63,11.66,14.65,-4.5599999999999996,9.57,12.13,7.37,1.92,4.05,-7.76,-3.47,8.0299999999999994,-13.66,-10.77,-1.46,-10.07,10.01,25.52]
[null,"20100303:1100",30.02,21.9,21.07,29.8,9.85,10.48,-7.51,2.57,9.85,6.09,-1.42,2.61,-12.6,-9.1,4.63,-19.59,-16.34,-11.36,-15.23,11.97,25.37]
[null,"20100303:2000",25.14,15.85,27.68,20.440000000000001,15.68,19.899999999999999,3.32,6.94,14.21,14.94,6.24,8.06,-1.38,1.04,12.04,-12.04,-1.33,-9.8000000000000007,-14.62,12.95,24.69]
[null,"20100304:0800",32.49,20.65,21.78,20.63,11,14.11,-3.42,-1.39,10.61,4.17,0.76,3.05,-5.68,-5.48,5.03,-20.03,-5.07,-16.21,-13.22,8.83,26.12]
[null,"20100304:1300",28.07,25.34,22.64,21.93,8.85,11.07,-4.59,-3.44,9.9700000000000006,6.6,-3.12,2.2999999999999998,-10.83,-6.96,4.47,-21.08,-6.8,-16.510000000000002,-14.48,7.14,25.7]
[null,"20100304:1800",26.23,21.33,29.89,16.22,18.66,18.63,12.74,7.96,12.43,12.39,7.44,8.1,-1.75,-3.75,9.9499999999999993,-9.41,0.41,-10.58,-14.76,7.17,25.66]
[null,"20100305:0600",32.06,17.23,20.7,15.63,12.36,15.71,8.5,2.9,11.31,4.03,3.09,7.25,-1.32,-6.99,6.74,-16.25,-2.0299999999999998,-10.39,-10.199999999999999,5.96,25.65]
[null,"20100305:0800",29.54,21.3,20.059999999999999,19.03,12.58,13.01,9.33,0.72,10.98,2.79,3.09,7.24,-1.19,-8.1,5.92,-16.87,-2.5099999999999998,-8.75,-12.28,6.5,26.39]
[null,"20100305:1500",26.59,24.84,25.24,20.61,14.98,10.63,13.11,0.92,10.35,8.02,1.5,5.61,-1.22,-10.73,3.85,-11.89,-5,-7.15,-14.82,9.61,25.6]
[null,"20100306:0500",32.119999999999997,15.52,19.920000000000002,12.92,15.59,16.77,15.94,8.3699999999999992,12.42,7.18,3.23,4.22,-2.97,-7.79,9.2100000000000009,-9.6999999999999993,1.65,-12.37,-8.17,7.92,26.98]
[null,"20100306:0800",34.24,23,16.25,22.21,14.74,12.61,15.64,7.44,11,5.28,1.32,4.96,-2.93,-10.61,8.6300000000000008,-9.89,0.11,-14.07,-10.63,9.92,27.27]
[null,"20100306:1900",25.5,20.86,21.05,16.38,19.14,22.09,22.29,17.03,15.54,8.58,3.74,8.43,0.43,0.11,12.51,1.57,6.33,-12.7,-14.37,11.3,25.33]
[null,"20100307:0100",26.86,14.45,16.940000000000001,11.82,16.940000000000001,22.5,18.649999999999999,19.72,15.14,5.92,4.53,8.8699999999999992,-0.34,1.06,14.38,-4.34,8.35,-15.36,-7.57,10.14,25.75]
[null,"20100307:0900",32.03,25.56,13.96,24.55,16.71,11.24,16.34,7.69,11,-0.54,-3.14,0.82,-1.98,-9.67,8.58,-2.82,-2.14,-22.01,-12.02,8.18,26.19]
[null,"20100307:1800",26.65,22.72,22.17,18.86,19.05,20.9,20.34,19.16,12.64,10.81,4.7699999999999996,5.87,0.17,1.69,10.28,3.11,5.63,-18.420000000000002,-17.39,8.8800000000000008,26]
[null,"20100308:0200",29.18,14.07,20.09,12.79,19.41,22.08,19.59,21.23,13.6,8.11,6.82,5.83,-2.0099999999999998,1.89,12.71,1.83,2.81,-17.23,-8.34,5.93,25.94]
[null,"20100308:0300",29.77,13.28,19.98,12.6,18.649999999999999,20.149999999999999,19.13,18.73,12.63,7.28,5.34,4.83,-2.71,0.75,11.5,1.51,1.54,-18.27,-9.44,5.58,26.29]
[null,"20100308:1600",26.95,26.36,25.06,23.52,14.9,15,20.079999999999998,15.57,11.44,11.76,4.38,7.07,-1.4,-0.57999999999999996,6.65,2.2000000000000002,0.27,-16.63,-19.03,11.03,26.17]
[null,"20100308:2000",25.56,21.24,24.46,19.21,18.22,23.75,22.66,23.94,16.329999999999998,18.649999999999999,11.13,10.39,2.02,2.57,15.25,3.28,4.5199999999999996,-11.83,-14.76,8.99,25.71]
[null,"20100309:0600",31.25,21.41,20.74,20.89,11.92,15.21,13.52,14.57,11.93,12.51,2.8,8.36,-3.44,-2.97,10.36,1.25,-2.67,-14.76,-11.85,9.64,26.53]
[null,"20100309:1300",28.52,30.28,22.31,30.51,7.73,10.43,13.13,9.32,11.16,10.99,-0.24,9.19,-0.55000000000000004,-7.51,7.82,4.95,-3.09,-15.98,-17.11,11.94,26.49]
[null,"20100309:2000",24.49,21.09,27.1,19.29,20.46,23.3,24.26,22.81,16.350000000000001,13.92,11.54,12.13,4.6100000000000003,3.69,12.13,9.74,6.38,-8.7899999999999991,-20.94,11.49,25.23]
[null,"20100310:0600",30.95,20.77,22.4,21.95,8.43,16.03,18.61,17.010000000000002,13.17,13.66,1.1299999999999999,9.3000000000000007,5.09,-4.84,8.69,5.56,-1.8,-14.15,-22.01,10.62,25.94]
[null,"20100310:1300",26.98,29.77,23.73,31.56,5.61,8.31,16.579999999999998,9.48,11.66,5.0599999999999996,-2.68,8.11,5.22,-7.48,6.48,2.96,-4.87,-16.579999999999998,-26.29,12.38,25.79]
[null,"20100310:1500",25.29,26.86,25.91,27.9,12.32,9.66,18.73,11.2,11.21,5.71,2.33,7.65,6.4,-5.59,5.2,3.43,-1.71,-12.59,-26.67,11.01,25.67]
[null,"20100311:0300",29.34,13.07,23.19,17.54,14.74,23.13,20.55,21.44,18.190000000000001,6.7,9.73,5.77,8.73,-0.56000000000000005,12.17,1.81,-0.06,-3.95,-21.31,4.6500000000000004,26.28]
[null,"20100311:0800",30.82,21.2,22.16,29.86,14.06,17.66,14.04,12.16,13.28,4,3.22,4.3499999999999996,7.17,-3.12,8.6300000000000008,0.45,-1.98,-3.59,-25.26,4.6900000000000004,25.83]
[null,"20100311:1700",26.01,22.38,27.76,25.25,19.809999999999999,19.73,7.13,17.940000000000001,17.510000000000002,10.79,8.48,6.25,3.34,4.0999999999999996,11.94,4.53,3.72,2.94,-26.01,8.26,26.13]
[null,"20100312:0100",27.05,14.18,23.84,19.79,16.14,25.91,7.02,19.2,23.48,12.7,14.43,11.44,1.07,1.86,14.17,-0.27,4.4000000000000004,2.0499999999999998,-16.350000000000001,3.24,26.08]
[null,"20100312:0700",32.340000000000003,22.05,21.96,27.35,8.89,17.559999999999999,3.05,9.5299999999999994,14,7.16,5.09,6.75,-0.41,0.76,8.99,-5.13,0.37,-2.2000000000000002,-21.82,5.62,26.18]
[null,"20100312:1800",25.68,23.2,28.75,22.04,23.05,21.8,1.39,14.6,15.5,15.39,14.09,6.59,1.21,1.74,10.73,10.119999999999999,8.66,0.55000000000000004,-21.46,8.11,25.98]
[null,"20100313:0300",29.98,14.97,23.25,14.85,17.62,23.02,1.42,13.59,12.53,13.76,14.79,7.7,-1.21,-1.66,9.5399999999999991,4.7300000000000004,2.93,0.69,-16.41,4.53,26.41]
[null,"20100313:0600",27.86,20.66,22.46,22.43,17.23,18.690000000000001,1.44,10.67,12.06,9.48,11.77,7.53,-2.62,-2.84,7.29,2.37,-0.03,0.65,-19.8,4.3499999999999996,26.86]
[null,"20100313:1200",26.4,28.88,22.02,34.86,17.100000000000001,13.54,1.85,6.78,11.6,4.3499999999999996,3.07,7.82,-5.33,-1.03,4.4400000000000004,-0.94,2.31,1,-21.55,10.1,26.28]
[null,"20100313:2000",24.89,20.61,25.89,25.02,27.03,25.56,5.86,22.36,14.47,9.26,17.93,11.42,0.64,0.97,14.9,7.36,8.91,5.46,-16.649999999999999,7.07,25.75]
[null,"20100314:0500",30.54,17.41,22.77,18.350000000000001,15.2,20.18,5.18,19.39,11.48,6.96,14.13,7.32,-3.77,-2.35,7.98,-1.91,2.95,-0.38,-15.98,6.89,26.89]
[null,"20100314:1300",26.98,31.07,23.09,25.83,10.39,14.23,5.57,13.46,11.86,4.2300000000000004,8.33,6.75,-3.45,-3.96,3.48,1.65,1.3,-1.02,-19.649999999999999,9.36,26.15]
[null,"20100314:2200",25.15,21.13,25.27,14.23,19.989999999999998,25.59,8.86,28.79,20.059999999999999,5.52,18.16,12.97,2.0299999999999998,0.25,15.5,1.81,5.5,0,-12.34,10.17,25.65]
[null,"20100315:0300",29.3,17.63,23.34,11.57,15,23.09,8.19,22.37,16.05,3.47,12.15,9.56,-0.81,-3.05,10.45,1.9,-0.95,-3.22,-13.28,10.45,26.54]
[null,"20100315:1500",26,31.59,25.12,26.59,13.26,11.46,9.24,12.89,12.42,2.4900000000000002,6.52,7.91,2.29,-4.59,5.98,4.4400000000000004,-0.97,-7.24,-20.13,12.36,26.37]
[null,"20100315:1700",25.65,28.3,26,22.72,14.87,20.2,11.03,20.95,13.84,5.57,12.31,8.8699999999999992,5.1100000000000003,-2.5299999999999998,7.63,5.84,2.65,-5.97,-20.11,11.94,26.29]
[null,"20100316:0000",24.8,19.57,24.69,15.08,15.4,28.8,12.71,27.61,17.28,7.34,17.22,8.0399999999999991,0,-1.31,13.84,4.7300000000000004,5.25,-3.7,-13.03,10.99,26.04]
[null,"20100316:0700",28.46,27.57,23.19,19.39,10.88,16.97,11.21,14.56,10.91,3.86,10.82,5.87,-0.82,-4.9800000000000004,7.51,2.68,1.85,-9.94,-19.36,9.23,27.48]
[null,"20100316:1700",24.57,29.01,26.61,20.29,12.86,20.329999999999998,15.67,15.44,11.47,5.55,14.5,5.04,-1.69,-4.12,8.2200000000000006,8.81,5.07,-6.82,-21.73,12.44,26.27]
[null,"20100317:0000",24.27,17.72,24.99,14.24,11.31,26.72,17.09,22.4,14.23,6.51,15.42,6.8,-1.63,0.53,8.57,6.48,11.52,-5.12,-13.47,8.1999999999999993,26.48]
[null,"20100317:1000",28.95,29.6,21.91,25.1,4.4000000000000004,11.71,9,9.4499999999999993,10.3,4.92,2.42,3.28,-3.11,-5.99,4.28,-0.21,0.54,-4.67,-22.44,8.59,27.32]
[null,"20100317:1400",26.8,31.43,24.32,26.29,6.09,8.58,11.13,7.48,9.64,5.7,-0.74,1.96,-4.88,-4.76,3.63,5.49,-0.32,-3.22,-24.19,8.81,26.67]
[null,"20100318:0300",29.52,15,22.85,14.09,9.4600000000000009,24.93,11.76,23.92,13.14,8.11,6.19,7.19,-0.31,-0.61,7.91,1.53,8.3699999999999992,0.32,-19.28,4.0599999999999996,27.02]
[null,"20100318:0400",29.83,15.09,22.45,14.62,8.2899999999999991,23.5,10.67,22.67,12.94,8.17,5.15,6.32,-0.8,-1.74,7.48,0.98,6.15,0.3,-20.75,3.87,27.25]
[null,"20100318:1200",26.22,29.88,19.64,29.16,6.72,14.83,6.47,12.53,12.55,7.62,-0.87,5.0599999999999996,-1.87,-3.03,4.03,-2.36,2.5099999999999998,-0.8,-23.26,10.19,27.23]
[null,"20100319:0100",25.52,17.54,22.49,16.02,16.62,25.46,17.32,26.96,13.9,14.7,12.52,9.08,1.86,0.79,9.15,-2.91,9.9600000000000009,2.82,-7.57,1.68,26.43]
[null,"20100319:0500",27.94,20.010000000000002,20.89,18.46,13.29,19.22,12.93,19.71,13,13.08,7.21,4.34,-4.59,-0.57999999999999996,5.2,-5.85,3.79,0.81,-11.43,0.57999999999999996,26.97]
[null,"20100319:1100",25.56,32.950000000000003,20.51,31.2,14.33,13,10.83,15.57,12.61,13.96,2.56,2.78,-7.19,-0.79,2.64,-7.98,0.13,-2.93,-14.03,8.34,27.39]
[null,"20100319:2200",24.94,23.19,20.58,20.05,24.06,26.1,15.09,26.52,14.92,19.73,16.21,10.14,1.98,3.19,5.85,-1.86,15.39,2.8,-6.98,4.54,25.98]
[null,"20100320:0100",24.94,20.27,20.27,17.84,20,25.65,13.5,25.14,13.8,19.64,14.92,8.16,-0.99,0.62,6.56,-6.67,12.58,-0.67,-5.78,5.82,26.63]
[null,"20100320:1500",25.51,32.57,22,28.18,16.59,10.76,10.57,13.54,11.3,8.6,8.4,3.54,-6.93,-4.18,6.42,-6.31,2.61,-8.0299999999999994,-13.66,12.28,27.16]
[null,"20100320:2200",24.45,25.31,23.04,19.03,21.46,27.34,16.440000000000001,27.17,15.73,7.28,22.2,9.67,-4.25,0.88,9.27,-1.79,7.8,-2.0299999999999998,-5.17,5.18,26.28]
[null,"20100321:0000",24.73,23.64,21.78,17.53,21.14,27.13,14.07,26.76,15.21,6.58,20.85,9.34,-5.0599999999999996,0.68,7.97,-4.63,7.86,-3.47,-3.32,4.3600000000000003,26.41]
[null,"20100321:1200",26.51,35.85,18.09,30.84,15.8,13.99,6.04,13.55,10.37,1.99,5.4,4.4000000000000004,-8.7200000000000006,-4.58,3.03,-6.95,-3.88,-7.26,-10.74,14.32,26.52]
[null,"20100321:1700",25.34,31.88,22.77,24.86,23.59,21.05,9.9,23,13.26,5.07,13.78,6.51,-2.89,-2.5499999999999998,4.59,2.78,2.62,-5.86,-12.29,13.98,26.4]
[null,"20100321:2200",24.73,25.44,24.09,20.16,24.96,27.72,12.17,24.56,14.47,7.66,18.79,8.42,0.25,-1.27,8.86,2.5099999999999998,7.25,-4.9000000000000004,-5.07,7.22,26.25]
[null,"20100322:1000",28.79,31.6,14.37,33.200000000000003,17.100000000000001,16.02,6.91,13.89,13.61,1.1000000000000001,3.54,2.74,-6.26,-9.09,3.62,-6.44,-1.67,-8.92,-13.01,12.11,27.41]
[null,"20100322:1900",25.82,23.88,22.56,24.44,23.61,24.05,22.35,20.67,11.55,3.88,17.079999999999998,7.39,2.14,0.91,8.98,3.69,8.68,-3.38,-8.6999999999999993,10.83,26.76]
[null,"20100323:0100",26.52,16.53,18.7,19.989999999999998,19.14,26.36,17.420000000000002,22.41,11.45,5.0599999999999996,15.94,10.18,-2.14,1.71,9.77,1.17,8.6,-1.37,-1.53,4.1500000000000004,27.09]
[null,"20100323:0400",26.37,14.88,15.45,20.34,14.84,22.11,15.11,18.100000000000001,10.31,4.9800000000000004,10.89,5.88,-3.65,-5.38,6.79,-0.01,4.1900000000000004,-2.17,-3.31,2.84,27.39]
[null,"20100323:1800",26.02,24.72,23.87,27.16,18.54,24.11,19.920000000000002,20.9,11.69,10.32,10.029999999999999,7.92,1.33,4.1900000000000004,9.52,2.04,8.8800000000000008,-5.46,-11.32,10.84,26.89]
[null,"20100323:2100",25.35,21.63,24.05,23.42,21.29,27.8,20.82,21.1,12.93,10.34,13.12,12.98,1.86,5.09,11.33,4.1500000000000004,11.89,-3.58,-4.4400000000000004,9.58,26.44]
[null,"20100324:0800",30.79,28.17,18.73,33.9,11.94,18.63,15.4,8.48,9.42,5.39,3.8,3.06,-2.2999999999999998,2.1800000000000002,4.08,-5.21,-0.23,-10.67,-8.4499999999999993,8.09,26.9]
[null,"20100324:1400",28.08,33.49,23.11,35.71,16.350000000000001,13.9,15.18,5.01,9.7100000000000009,5.58,2.5499999999999998,3.39,-0.91,0.34,4.67,-5.03,-1.24,-9.43,-12.16,11.47,26.47]
[null,"20100324:2200",25.98,25.11,24.11,23.57,23.46,29.67,21.73,18.22,13.45,8.98,18.149999999999999,8.57,0.68,1.84,11.12,-3.06,17.61,1.51,-4.3899999999999997,5.38,26.24]
[null,"20100325:0700",31.91,23.67,20.99,32.79,16.28,18.88,13.17,9.77,9.8800000000000008,5.76,10.01,2.59,-1.32,-3.51,3.61,0.87,4.25,1.06,-7.1,4.5599999999999996,26.39]
[null,"20100325:1200",26.48,30.16,20.77,37.32,14.43,13.05,11.21,6.13,8.92,5.73,5.82,-0.74,-2.12,-1.63,3.46,3.07,2.17,0.71,-8.92,9.99,26.5]
[null,"20100325:1600",25.67,26.47,25.64,32.130000000000003,20.81,18.98,14.54,15.46,10.09,8.61,13.74,2.71,-0.54,0.14000000000000001,5.3,6.02,10.93,1.68,-11.26,10.44,26.3]
[null,"20100326:0500",31.77,17.399999999999999,20.23,27.19,18.420000000000002,23.21,13.19,15.95,10.79,10.89,17.41,5.86,-1.44,-5.29,7.32,-6.34,2.71,-2.65,-6.06,4,27.41]
[null,"20100326:0900",28.94,24.19,18.989999999999998,36.479999999999997,17.96,17.420000000000002,10.89,12.67,8.49,9.0299999999999994,7.56,5.1100000000000003,-2.11,-4.47,6.65,-6.44,0.56999999999999995,-4.78,-10.72,6.7,27.82]
[null,"20100326:1900",25.6,21.83,28.06,25.74,23.1,24.01,18.22,21.96,14.28,21.62,19.59,7.33,4.12,0.5,7.48,3.12,9.23,0.88,-11.42,9.01,26.02]
[null,"20100327:0200",27.94,15.77,22.29,20.23,19.62,21.82,15.28,22.09,12.69,17.36,18.36,5.8,0.44,-2.12,8.33,-1.74,8.1999999999999993,-3.04,-6.55,4.49,25.46]
[null,"20100327:0900",31.07,26.82,18.170000000000002,38.76,11.63,14.67,12.75,11.52,10.84,12.55,10.54,4.8600000000000003,-1.78,-6.04,7.56,-4.62,1.21,-7.98,-15.27,8.5500000000000007,27.49]
[null,"20100327:1900",25.27,25.33,26.51,26.88,11.74,20.47,18.149999999999999,23.61,14.62,24.41,20.350000000000001,6.16,4.6500000000000004,-4.76,8.01,12.3,6.92,-3.25,-12.48,9.4499999999999993,26.75]
[null,"20100327:2300",24.67,21.68,22.03,21.53,13.75,23.2,18.66,26.21,14.52,24.88,22.49,7.82,3.8,-3.21,9.59,10.6,5.99,-1.28,-6.67,7.36,26.37]
[null,"20100328:0400",30.19,18.309999999999999,17.84,23.87,9.93,19.3,15.21,20.02,12.41,20.96,14.65,4.6900000000000004,-0.49,-10.06,7,4.2,2.11,-5.29,-7.92,5.21,27.21]
[null,"20100328:1300",27.69,30.79,20.79,37.67,5.55,12.69,15.88,11.14,9.58,19.78,8.3699999999999992,4.13,-0.74,-11.83,4.8,5.42,-0.31,-9.4,-20.28,12.54,27.79]
[null,"20100328:2100",24.77,19.97,24.23,25.18,22.2,24.58,11.73,18.11,13.28,20.82,19.420000000000002,10.55,6.58,0.79,5.83,4.59,3.27,-0.11,-8.06,7.65,26.61]
[null,"20100329:0600",31.98,21.65,19.59,26.06,12.92,20.69,6.48,8.25,10.8,16.09,10.28,6.09,-1.32,-4.21,4.3499999999999996,2.2400000000000002,-4.8600000000000003,-4.04,-11.03,4.28,27.55]
[null,"20100329:1400",26.44,28.9,23.08,34.799999999999997,17.23,10.27,6.25,1.75,11.45,11.82,4.07,6.46,2.25,-9.68,4.51,2.11,-4.05,-3.06,-17.559999999999999,17.47,27.8]
[null,"20100329:2000",24.99,21.13,24.49,23.8,23.19,27.08,13.47,14.42,13.9,18.22,20.23,8.8800000000000008,8.2799999999999994,-4.25,8.93,6.11,4.83,4.46,-12.41,10.41,26.82]
[null,"20100330:0700",31.3,17.5,20.32,31.63,18.54,21.56,5.79,7.26,10.02,10.19,13.35,9.67,-0.35,-13.3,4.7300000000000004,-2.91,-4.01,1.23,-14.19,6.78,27.44]
[null,"20100330:1000",28.07,22.25,19.649999999999999,37.119999999999997,18.63,16.82,5.32,4.57,9.09,7.47,12.72,9.68,-2.5299999999999998,-13.78,4.47,-3.1,-4.75,1.05,-16.64,14.17,28.36]
[null,"20100330:1600",25.92,19.79,25.4,29.48,23.27,20.57,15.04,12.29,9.89,15.17,15.93,9.84,8.42,-5.51,5.15,8.0500000000000007,1.1299999999999999,4.42,-19.36,18.04,27.22]
[null,"20100331:0000",25.18,11.63,22.33,20.91,24.87,27.52,16.68,18.11,14.64,15.63,22.65,11.67,10.97,-3.34,10.72,7.6,9.81,3.29,-0.5,9.74,26.47]
[null,"20100331:0900",28.66,21.67,20.37,35.61,18.440000000000001,16.7,13.32,5.38,9.94,10.07,10.52,11.11,6.54,-9.7799999999999994,5.76,4.57,-0.4,-0.74,-6.82,12.61,27.4]
[null,"20100331:1700",25.29,17.79,27,27.11,24.74,24.96,17.47,16.7,16.399999999999999,15.1,16.28,12.02,13.41,-4.9000000000000004,8.77,11.46,11.16,-0.72,-3.33,15.76,25.76]
[null,"20100401:0200",27.79,20.87,24.6,16.489999999999998,23.14,28.11,18.3,16.11,13.76,7.14,17.48,11.21,8.7100000000000009,-2.68,8.69,-1.56,5.6,-0.08,-0.89,6.41,26.92]
[null,"20100401:1100",26.7,30.88,23.94,21.52,21.67,17.38,16.57,8.33,9.25,-0.06,10.98,8.81,2.78,-4.6100000000000003,4.43,-10.4,-0.88,-7.0000000000000007E-2,-6.92,12.85,28.49]
[null,"20100401:1600",25.92,28.21,28.38,18.53,24.46,22.69,14.9,14.99,10,3.5,17.829999999999998,7.51,10.199999999999999,-3.71,7.44,-1.69,3.82,1.87,-9.39,14.95,28.1]
[null,"20100402:0400",30.49,16.100000000000001,24.41,11.32,20.95,29.74,12.61,16.98,11,1.69,17.84,7.14,3.53,-3.21,8.14,-5.48,1.81,0.66,-0.95,7.16,26.93]
[null,"20100402:0600",30.21,23.28,24.65,18.66,20.22,29.28,11.51,15.05,9.91,0.25,16.04,5.92,3.36,-4.7699999999999996,6.28,-5.87,0.64,7.0000000000000007E-2,-4.29,6.39,27.38]
[null,"20100402:1300",27.14,30.92,26.55,23.72,20.96,17.309999999999999,8.07,6.63,8.1999999999999993,0.32,9.76,5.04,2.9,-10.43,2.4700000000000002,-2.15,-1.39,-1.1100000000000001,-10.58,16.690000000000001,28.15]
[null,"20100402:2000",25.25,23.75,31.26,16.73,26.27,34.01,11.56,19,14.17,11.04,23.55,11.71,9.2899999999999991,-0.28000000000000003,11.3,9.26,4.71,1.83,-3.96,13.39,27.94]
[null,"20100403:0600",30.58,24.89,23.2,15.47,21.64,25.07,12.57,14.55,8.56,5.17,14.57,7.57,1.9,-4.25,6.27,7.59,-0.78,-1.06,-4.8,9.4600000000000009,26.78]
[null,"20100403:1700",25.51,29,23.75,15.97,26.15,24.65,18.420000000000002,18.649999999999999,9.67,15.71,12.67,6.18,8.7200000000000006,-4.8600000000000003,7.85,11.05,4.3,1.24,-10.67,16.32,28.29]
[null,"20100403:2300",25.47,22.11,23.47,15.4,25.77,29.77,21.65,25.88,12.78,19.96,17.399999999999999,9.31,12.35,-1.44,8.24,7.66,8.01,2.31,1.28,10.86,26.66]
[null,"20100404:0700",27.18,28.03,20.84,16.66,22.95,21.5,19.43,15.72,8.1999999999999993,10.98,8.24,4.5199999999999996,4.22,-8.7899999999999991,6.23,0.97,2.27,-1.74,-4.68,7.54,27.83]
[null,"20100404:1600",25.71,29.82,23.28,17.95,24.16,19.45,15.24,14.11,9.7100000000000009,17.73,10.88,5.34,11.25,-3.92,5.98,-0.85,5.86,0.73,-10.119999999999999,13.38,26.78]
[null,"20100404:1700",25.78,28.17,22.71,16.95,25.52,21.7,14.53,15.98,11.39,19.73,13.57,6.96,12.65,-2.63,6.92,0.87,6.59,1.33,-8.9600000000000009,13.01,26.88]
[null,"20100405:0100",25.94,21.11,22.78,12.93,14.09,27.82,9.74,20.66,12.72,18.98,18.43,10.6,14.07,0.17,10.26,-3.25,10.07,2.08,3.25,9.25,25.82]
[null,"20100405:1400",27.22,31.16,22.72,24.76,14.48,10.9,9.33,5.89,6.17,15.33,11.42,6.11,13.19,-4.84,5.95,-4.1100000000000003,2.95,-1.89,-6.44,13.65,26.76]
[null,"20100405:1800",26.3,26.57,26.16,18.09,20.440000000000001,25.9,15.29,14.77,16.670000000000002,23.91,19.84,11.47,19.440000000000001,-0.53,9.1199999999999992,-1.72,5.43,-0.65,-3.37,13.1,26.5]
[null,"20100406:0400",30.74,18.05,20.59,16.22,15.42,25.69,9.5500000000000007,13.65,14.41,16.989999999999998,16.91,9.44,16.190000000000001,-0.76,7.53,-3.01,2.84,-1.45,0.95,7.07,27.25]
[null,"20100406:1100",29.84,32.1,19.96,27.5,10.81,16.14,6.2,4.9400000000000004,9.11,14.32,8.76,4.7300000000000004,14.1,-5.05,6.87,-5.58,0.9,-5,-3.48,16.649999999999999,28.13]
[null,"20100406:1800",26.96,27.69,23.78,19,23.93,27.74,18.87,13.5,16.940000000000001,24.63,20.57,12.91,20.23,-1.75,10.55,2.71,2.09,-1.17,-2.44,16.5,26.66]
[null,"20100407:0400",31.16,20.96,20.78,16.98,17.649999999999999,23.46,12.09,12.02,11.7,18.98,17.05,11.83,14.76,-1.44,10.130000000000001,-2.2799999999999998,1.32,-1.1200000000000001,0.69,9.5399999999999991,27.94]
[null,"20100407:1100",27.86,35.44,20.51,29.63,15.8,16.22,8.67,4.91,9.7200000000000006,16.95,11.17,7.84,3.65,-7.95,8.49,-4.32,0.33,-3.13,-3.72,12.12,29.39]
[null,"20100407:1300",27.53,35.6,22.3,30.52,18.03,14.67,11.17,3.59,9.7200000000000006,17.760000000000002,10.65,8.5500000000000007,4.0199999999999996,-9.5500000000000007,8.18,-1.88,0.04,-2.97,-4.74,13.16,29.03]
[null,"20100408:0100",27,24,22.93,17.88,21.67,26.21,19.48,24.02,11.36,18.190000000000001,22.58,8.43,5.72,4.91,18.57,-2.4500000000000002,8.4600000000000009,3.21,-2.7,7.31,26.36]
[null,"20100408:0600",30.98,28.91,19.62,23.98,19.21,19.55,13.93,16.05,9.8699999999999992,15.78,15.46,4.6100000000000003,4.57,-6.04,10.29,-6.44,2.68,-0.82,-5.55,6.14,27.57]
[null,"20100408:1500",27.97,36.880000000000003,24.34,27.58,23.91,13.77,18.78,16.95,10,12.86,15.28,4.0199999999999996,8.56,-1.26,8.11,3.47,3.17,1.32,-12.5,11.96,27.9]
[null,"20100408:2300",25.92,27.49,25.98,19.48,25.31,21.5,22.77,27.83,12.99,12.51,23.42,12.54,9.32,1.19,12.35,3.01,9.1300000000000008,6.28,-9.69,11.75,27.18]
[null,"20100409:0500",32.07,26.18,20.12,20.41,20.54,14.96,18.510000000000002,20.88,10.41,11.34,14.38,8.6999999999999993,5.3,-6.16,7.81,0.22,3.28,0.96,-10.31,10.199999999999999,27.67]
[null,"20100409:1600",26.55,29.4,24.56,25.58,25.54,8.3000000000000007,19.5,13.56,10.1,19.18,10.25,7.59,11.8,-3.87,6.61,4.82,4.6399999999999997,4.0599999999999996,-17.559999999999999,18.07,27.82]
[null,"20100409:2200",25.16,23.67,25.01,18.36,25.39,11.17,23.89,22.47,11.5,25.31,18.32,12.82,13.82,0.03,10.37,5.74,9.52,5.93,-8.98,13.33,27.64]
[null,"20100410:0100",26.26,22.29,21.4,16.34,23.82,11.34,20.53,21.81,10.95,20.62,17.100000000000001,11.4,11.72,-1.73,10.93,3.22,9.23,3.46,-7.42,13.15,27.49]
[null,"20100410:1200",27.7,33.130000000000003,19.91,29.36,22.8,5.7,19.38,9.5399999999999991,8.51,15.29,5.18,1.1499999999999999,9.2100000000000009,-10.8,5.77,3.05,2.67,-1.92,-18.53,18.55,26.97]
[null,"20100410:1800",26.27,29.11,24.54,23.16,28.15,14.22,23.28,22.13,10.82,14.39,17.579999999999998,10.61,19.52,3.16,9.3699999999999992,9.4700000000000006,3.37,5.2,-12.41,15.21,27.27]
[null,"20100411:0300",30.07,22.82,21.91,16.11,23,16.61,19.329999999999998,20.28,9.9600000000000009,9.0500000000000007,16.84,9.2899999999999991,15.14,-0.56999999999999995,8.77,6.71,5.07,-0.32,-3.17,8.2100000000000009,27.59]
[null,"20100411:1100",28.3,33.520000000000003,21.09,29.64,22.02,6.85,18.170000000000002,13.92,8.02,9.0299999999999994,5.79,7.3,11.68,-2.5499999999999998,6.69,2.59,-0.91,-0.56999999999999995,-14.83,17.79,27.36]
[null,"20100411:2000",25.69,27.85,25.41,20.68,26.29,24.16,20.5,18.79,12.94,19.149999999999999,21.97,11.12,20.13,5.96,13.36,8.61,10.81,8.48,-4.0199999999999996,12.29,26.51]
[null,"20100412:0100",27.43,22.87,22.21,17.29,21.9,25.69,16.53,14.9,12.02,15.71,21.81,9.59,15.28,4.4400000000000004,13.1,4.6399999999999997,9.0399999999999991,2.68,0.47,10.55,26.5]
[null,"20100412:0500",31.18,24.77,20.86,21.77,17.84,19.73,13.3,9.82,10.210000000000001,11.28,18.600000000000001,5.89,11.54,0.63,8.5500000000000007,1.91,2.72,-0.7,-3.49,10.38,27.38]
[null,"20100412:1500",28.7,32.909999999999997,25.06,25.45,17.7,15.07,11.38,8.2799999999999994,10.050000000000001,15.06,14.78,4.03,8.09,0.92,6.53,8.31,4.03,4.91,-10.95,19.22,27.28]
[null,"20100412:2200",26.38,25.51,26.67,18.21,22.64,28.31,15,19.309999999999999,14.92,18.66,22.94,8.61,8.0500000000000007,3.82,13.25,15.59,14.96,9.27,3.26,12.24,27.05]
[null,"20100413:0500",31.05,25.52,20.86,22.03,14.14,20.7,8.4700000000000006,15.21,11.16,11.67,16.420000000000002,4.2300000000000004,7.03,-1.24,7.89,4.8600000000000003,5.18,0.84,2.2400000000000002,9.14,28.07]
[null,"20100413:1500",26.4,32.729999999999997,26.35,29.17,18.809999999999999,16.420000000000002,8.07,12.63,11.15,11.28,13.97,3.23,6.8,-0.27,6.05,14.92,5.26,4.26,-4.88,16.91,26.43]
[null,"20100413:2200",24.9,25.08,26.93,20.84,22.07,28.77,8.4499999999999993,22.52,15.21,16.57,19.91,11.17,8.77,4.7699999999999996,17.170000000000002,19.149999999999999,12.5,6.75,6.36,12.83,27.15]
[null,"20100414:0800",30.86,31.15,20.37,26.16,10.3,18.02,5.8,12.03,8.5,9.14,8.2200000000000006,3.62,5.76,-3.99,7.31,7.33,1.88,-0.36,3.47,13.33,27.57]
[null,"20100414:1200",28.89,34.22,20.65,29.14,7.38,13.76,5.24,9.2200000000000006,6.97,7.26,4.93,1.51,4.62,-5.23,6.89,6.33,0.3,-1.07,-3.92,18.2,28.12]
[null,"20100414:1700",27.07,30.51,28.55,23.54,16.27,21.19,9.43,22.11,8.61,14.35,15.8,6.89,9.8800000000000008,4.08,12.11,14.47,13.14,6.67,-0.73,17.02,27.37]
[null,"20100415:0200",30.26,19.71,24.09,17.62,14.76,25.59,7.44,25.58,9.2200000000000006,11.89,17.59,10.15,6.31,4.29,13.73,8.32,12.04,1.98,8.86,10.119999999999999,27.31]
[null,"20100415:1000",28.87,30.9,21.49,32.11,8.98,14.53,5,16.170000000000002,6.76,6.42,11.37,2.41,3.96,-3.07,6.4,0.97,2.2400000000000002,-1.58,-1.21,17.39,27.74]
[null,"20100415:1600",26.61,28.24,28.57,27.24,18.72,19.45,11.42,17.600000000000001,8.0500000000000007,10.74,16.09,8.58,10.79,5.78,7.81,7.95,10.19,6.9,-3.02,19.739999999999998,26.92]
[null,"20100416:0300",29.41,18.09,22.22,20.34,14.12,27.34,9.3800000000000008,19.87,9.08,10.56,14.56,9.02,7.13,3.85,9.06,3.9,8.57,2.62,4.41,8.61,26.5]
[null,"20100416:0900",29.62,28.32,21.2,29.74,11.76,18.03,6.7,14.01,7.28,6.77,5.16,11.24,7.65,-1.08,7.88,-1.48,2.75,0.1,-1.1000000000000001,12.09,27.78]
[null,"20100416:2000",25.13,22.32,25.31,22.32,24.45,32.159999999999997,20.03,16.149999999999999,13.05,15.71,14.42,10.71,19.38,12.08,8.9600000000000009,15.08,10.34,15.19,5.96,11.59,26.49]
[null,"20100416:2300",26.01,20.239999999999998,23.02,18.829999999999998,22.46,34.43,19.29,18.559999999999999,13.07,15.29,16.3,12.69,17.75,11.6,9.19,14.01,10.7,13.28,8.48,8.8000000000000007,26.53]
[null,"20100417:0500",31.49,22.65,21.22,21.55,18.22,27.56,12.83,10.68,9.17,9.48,6.68,7.6,13.64,2.17,8.58,8.6199999999999992,2.2799999999999998,4.9400000000000004,3.44,6.62,27.36]
[null,"20100417:1300",27.59,32.92,22.26,30,20.11,17.86,12.71,2.21,8.17,8.9600000000000009,3.65,4.8,12.57,-3.01,8.35,8.85,-0.06,10.15,-4.12,14.61,28.65]
[null,"20100417:2200",25.32,23.09,23.85,19.32,24.11,35.64,22.59,17.420000000000002,17.23,15.08,13.51,10.73,20.02,9.1,11.19,17.190000000000001,3.83,19.91,7.33,9.39,26.01]
[null,"20100418:1000",26.88,34.299999999999997,19.690000000000001,30.05,20.05,20.09,14.68,5.7,9.77,6.9,7.16,5.03,10.73,-2.3199999999999998,4.83,1.52,-4.2,7.51,-0.14000000000000001,10.78,27.65]
[null,"20100418:1500",26.28,33.479999999999997,24.32,27.8,13.4,21.89,18.3,10.67,9.94,12.35,8.39,5.35,18.89,2.83,5.67,8.18,0.56999999999999995,7.96,-1.55,11.57,27.88]
[null,"20100418:2000",25.35,25.21,25.29,21.91,21.77,31.59,16.87,21.55,16.98,18.079999999999998,15.86,10.56,23.76,10.73,10.64,8.18,6.6,10.38,5.18,9.84,26.81]
[null,"20100419:0800",30.59,29.9,20.48,30.18,10.3,22.43,8.75,12.72,10.84,8.19,7.82,4.6399999999999997,16.22,-2.3199999999999998,6.12,1.97,-4.55,0.78,-0.49,10.82,28.22]
[null,"20100419:1000",28,32.49,20.25,32.36,9.69,20.3,8.51,9.39,10.5,7.31,5.72,5.3,15.45,-2.52,5.27,0.28000000000000003,-5.29,0.68,-1.9,13.1,28.94]
[null,"20100419:1700",25.67,30.66,24.89,28.17,23.67,23.76,18.52,18.38,18.190000000000001,17.309999999999999,14.61,9.9700000000000006,22.19,13.15,9.65,9.0399999999999991,6.12,1.6,1.04,15.69,28.85]
[null,"20100420:0700",31.42,29.99,20.72,24.37,13.51,22.22,10.42,14.06,15.9,5.18,7.42,8.23,18.329999999999998,0.39,6.36,4.63,-2.2599999999999998,-0.44,2.96,10.41,27.96]
[null,"20100420:1000",27.88,35.04,19.84,28.41,11.77,21.29,8.93,10.26,16.16,4.12,4.2300000000000004,6.83,15.78,-0.51,5.74,5.33,-3.03,-0.25,1.1399999999999999,16.48,27.44]
[null,"20100420:1900",25.98,30.92,25.55,21.48,25.49,28.78,22.27,23.62,23.79,2.4300000000000002,20.190000000000001,12.99,8.5,13.08,10.9,5.92,13.49,4.6399999999999997,5.94,14.24,27.16]
[null,"20100421:0600",31.17,30.44,21.25,23.78,19.350000000000001,24.77,13.02,16.47,16.7,0.51,13.83,9.1199999999999992,7.85,1.71,8.68,8.0500000000000007,3.66,2.4700000000000002,3.4,8.44,26.71]
[null,"20100421:1200",26.9,38.6,21.93,29.86,21.27,18.55,12.92,13.66,16.559999999999999,-0.14000000000000001,8.44,6.98,6.84,-0.33,6.5,7.45,7.0000000000000007E-2,1.24,-0.16,17.809999999999999,27.66]
[null,"20100421:2000",24.96,28.9,25.7,21.09,27.45,30.73,26.31,28.71,23.71,10.82,22.76,15.22,11.4,7.18,14.41,10.69,18.440000000000001,10.77,7.69,13.25,27.79]
[null,"20100422:0500",31.6,28.43,23.21,23.29,21.25,25.44,16.38,20.97,16.100000000000001,5.0199999999999996,17.690000000000001,12.05,9.2899999999999991,1.39,8.6300000000000008,3.81,8.92,5.14,5.81,5.58,28.11]
[null,"20100422:1000",27.59,37.79,22.45,32.26,21.23,19.23,14.07,13.79,12.27,1.79,9.4600000000000009,8.02,7.06,-1.1399999999999999,6.55,2.19,3.39,2.09,0.86,15.53,29.18]
[null,"20100422:1400",26.83,38.26,25.64,33.19,22.82,16.829999999999998,18.95,14.2,10.4,6.33,12.03,6.65,6.12,-0.13,5.82,8.4600000000000009,5.86,3.45,-0.21,18.03,28.63]
[null,"20100423:0300",30.17,23.82,23.85,20.7,22.65,27.45,19.02,26.36,11.82,8.94,19.34,17.05,4.76,3.45,6.85,4.75,2.77,4.4000000000000004,8.48,5.69,27.9]
[null,"20100423:0700",32.43,30.69,22.53,33.71,20.9,23.2,16.41,21.4,10.16,8.1199999999999992,14.71,12.82,2.84,-1.18,5.62,2.17,0.56999999999999995,3.2,3.32,8.3800000000000008,28.37]
[null,"20100423:1700",25.53,31.07,30.27,29.49,28.21,24.7,26.54,25.04,12.04,10.43,19.86,12.13,2.98,5.17,8.27,6.55,-1.18,13.75,2.34,15.65,27.15]
[null,"20100424:0000",25.45,23.15,27.74,24.17,25.98,29.84,26.14,27.62,12.97,13.25,22.61,12.73,2.14,7.58,8.4499999999999993,4.51,2.0099999999999998,17.670000000000002,11.92,8.24,27.07]
[null,"20100424:0700",32.15,27.85,20.440000000000001,34.36,21.9,22.75,20.48,17.07,9.3699999999999992,11.42,14.51,9.1,2.3199999999999998,-2.0699999999999998,7.63,1.47,-2.65,14.5,4.2300000000000004,9,27.41]
[null,"20100424:1700",26.07,29.03,28.43,31.12,27.52,23.55,20.25,24.92,10.130000000000001,12.11,15.03,11.8,6.46,6.55,9.91,5.04,1.99,11.3,4.2,16.11,27.71]
[null,"20100424:2100",25.77,24.9,27.61,24.69,27.91,29.21,22.59,28.73,12.93,12.67,17.53,15.48,9.9600000000000009,7.72,10.65,3.76,6.44,10.54,10.41,11.5,27.6]
[null,"20100425:0200",28.2,19.88,24.01,20.49,22.86,26.75,21.25,26.9,10.8,11.18,16.45,15.32,8.15,4.51,9.3000000000000007,0.78,4.76,4.1100000000000003,7.81,8.32,28.43]
[null,"20100425:1400",27.19,32.46,25.77,33.5,23.54,15.87,21.18,15.41,7.93,10.119999999999999,9.57,8.4499999999999993,9.19,-2.21,4.96,4.28,-0.4,3.21,-0.39,13.27,28.05]
[null,"20100425:1900",25.86,28.56,26.93,27.14,28.54,26.41,26.68,26.19,12.52,18,18.11,14.74,16.760000000000002,4.9000000000000004,10.99,9.19,9.92,8.9,8.35,10.96,27.54]
[null,"20100426:0400",29.3,22.29,23.34,23.52,22.46,25.76,19.95,24.65,9.2799999999999994,13.68,15.98,12.42,11.3,1.62,7.26,2.78,4.67,2.76,8.24,8.08,26.5]
[null,"20100426:1200",26.18,33.520000000000003,22.43,37.700000000000003,20.8,18.73,12.07,15.93,8.02,10.81,10.52,7.55,6.63,-5.31,4.3600000000000003,4.22,-1.01,0.43,-1.28,13.37,27.59]
[null,"20100426:1800",25.33,29.63,27.06,30.1,28,27.09,20.010000000000002,21.77,12.13,23.26,11.5,16.100000000000001,12.71,8.7100000000000009,8.7200000000000006,10.96,12.13,2.16,6.88,13.46,27.5]
[null,"20100427:0500",31.15,26.63,23.17,27.92,21.05,23.19,16.47,18.420000000000002,9.82,18.809999999999999,9.9499999999999993,13.71,6.78,2.15,6.06,3.94,5.94,2.36,9.42,7.26,26.62]
[null,"20100427:0800",30.4,32.630000000000003,22.11,32.729999999999997,20,19.38,15.27,13.42,8.52,18.02,8.49,10.31,5.88,2.31,6.21,3.97,4.04,2.0699999999999998,5.3,9.26,27.33]
[null,"20100427:1400",26.11,35.369999999999997,25.62,31,23.52,16.46,15.27,12.59,7.9,19.670000000000002,7.32,7.42,6.29,2.93,5.01,7.81,6.13,2.4500000000000002,-0.24,14.43,26.54]
[null,"20100427:2200",25.85,27.56,27.09,24.92,23.73,29.55,16.46,26.4,11.83,26.45,15.86,21.04,11.96,5.32,9.7799999999999994,12.21,13.61,9,12.93,8.25,26.58]
[null,"20100428:0700",31.53,32.89,22.94,31.13,15.54,21.87,11.21,19.3,8.25,20.350000000000001,7.58,11.92,5.52,-0.54,5.86,6.05,2.5299999999999998,2.25,6.58,7.13,27.34]
[null,"20100428:1500",27.36,36.43,27.33,33.299999999999997,17.3,20.67,13.25,19.11,8.85,19.59,9.07,11.24,8.15,-1.96,6.5,10.63,9.1,6.55,1.29,13.11,27.71]
[null,"20100429:0000",27.11,27.2,26.55,24.92,23.69,33.31,17.3,27.91,11.73,20.7,17.55,17.04,7.82,1.59,13.6,11.75,17.29,5.15,12.23,6.77,26.35]
[null,"20100429:0500",28.45,30.25,23.73,29.68,14.45,26.31,11.05,19.920000000000002,8.9700000000000006,18.95,10.050000000000001,11.76,6.85,-1.85,9.86,7.57,7.38,0.43,9.65,6.67,27.49]
[null,"20100429:1700",26.44,35.86,29.11,30.22,25.4,26.6,14.12,24.46,10.97,19.95,16.52,11.52,10.51,-1.01,14.37,13.07,17.23,8.06,6.96,13.69,26.97]
[null,"20100429:1900",26.47,34.04,30.29,28,26.82,29.8,16.23,27.38,12.52,20.04,19.77,12.78,10.23,0.33,16.690000000000001,14.08,19.55,8.41,10.24,11.21,27.23]
[null,"20100430:0200",30.18,25.7,24.94,21.8,19.38,29.42,13.63,26.81,10.84,17.670000000000002,19.45,12.16,7.44,1.05,17.579999999999998,8.6300000000000008,17,3.24,11.44,4.6100000000000003,27.74]
[null,"20100430:1100",29.07,39.5,22.54,37.700000000000003,15.97,18.13,10.71,13.02,7.91,12.12,10.44,9.85,2.56,-2.57,10.49,4.42,6.57,8.11,3.13,15.53,29.23]
[null,"20100430:1800",26.49,33.82,28.33,27.86,26.48,25.98,24.23,28.65,12.45,23.74,23.95,15.07,11.74,3.48,19.7,15.32,11.91,13.38,8.83,14.29,26.9]
[null,"20140501:0400",28.83,28.9,22.69,24.87,21.66,28.25,12.16,22.89,12.07,17.63,9.9700000000000006,12.12,7.67,9.08,10.09,7.46,0.54,3.13,6.03,7.87,27.83]
[null,"20140501:0800",29.54,36.21,21.58,33.409999999999997,20.38,23.9,8.86,18.07,10.11,15.84,5.86,7.12,6.36,3.8,5.9,3.82,-2.17,2.19,-0.09,14.38,28.44]
[null,"20140501:2100",25.48,30.56,27.29,25.43,25.64,32.01,18.510000000000002,30.77,17.079999999999998,12.95,15.14,19.13,8.89,19.84,13.62,10.54,6.88,5.42,8.4600000000000009,11.8,25.72]
[null,"20140502:0500",31.52,30.21,22.37,28.38,21.1,28.44,11.57,24.02,11.48,11.96,9.85,14.56,8.14,8.3699999999999992,9.43,5.59,1.1499999999999999,3.06,6.88,5.58,27.45]
[null,"20140502:0600",31.49,32.49,22.26,32.01,20.97,27.83,10.48,20.09,11.08,11.85,8.98,13.38,8.02,6.65,8.83,5.82,0.17,2.84,4.57,7.43,27.7]
[null,"20140502:1500",27.2,37.78,26.66,37.020000000000003,24.29,24.79,15.48,20.75,10.98,14.21,8.61,11.61,9.1300000000000008,6.89,7.4,12.29,5.68,4.51,-1.78,15.5,27.01]
[null,"20140502:2300",25.79,29.27,26.64,29.05,25.2,32.590000000000003,19.5,31.16,18.84,18.46,8.65,13.66,10.83,6.76,10.23,13.7,15.5,5.71,11.48,9.19,26.32]
[null,"20140503:0500",31.29,29.54,23.21,24.86,21.36,26.55,12.27,26.07,13.03,14.01,5.28,10.09,8.2100000000000009,3.44,6.44,7.24,4.51,4.51,7.97,7.26,27.6]
[null,"20140503:1600",26.83,34.869999999999997,27.53,28.45,23.36,25.89,21.63,24.16,14.63,17.100000000000001,10.69,10.35,13.78,1.58,7.74,8.89,9.7799999999999994,6.67,2.2799999999999998,13.52,27.23]
[null,"20140504:0200",28.26,24.62,23.83,18.07,22.23,32,18.850000000000001,26.17,14.92,14.75,16.88,11.48,13.47,3.9,10.53,8.84,5.53,5.92,12.47,6.25,27.34]
[null,"20140504:0900",31.14,37.46,22.18,30.76,20.48,23.62,14.97,19.45,10.27,10.26,6.94,7.81,9.56,-3.81,5.56,9.09,3.54,1.25,4.3600000000000003,12.16,27.94]
[null,"20140504:1600",27.32,35.69,28.31,28.71,26.29,27.38,24.23,23.65,12.05,18.850000000000001,16.05,10.23,10.45,2.61,8.4,11.85,4.53,5.0599999999999996,4.9800000000000004,13.72,27.36]
[null,"20140504:1800",26.31,32.42,29.17,25.67,28.54,30.59,27.27,25.38,15.52,19.63,21.32,13.18,8.69,4.88,11.3,13.22,8.14,7.82,9.16,12.54,26.62]
[null,"20140505:0200",29.84,25.15,24.36,18.59,23.76,32.450000000000003,22.76,25.24,14.68,16.489999999999998,22.14,11.77,7.04,4.59,13.28,11.01,9.23,5.55,11.69,7.11,26.55]
[null,"20140505:1100",28.64,39.86,21.76,30.89,23.94,24.31,17.14,15.11,9.3000000000000007,11.11,9.42,9.3800000000000008,5.9,-3.57,7.27,11.29,2.85,1.53,4.34,14.09,27.82]
[null,"20140505:2300",26.17,28.5,27.12,19.170000000000002,26.87,36.18,26.06,25,16.239999999999998,21.85,28.32,13.55,8.36,11.42,10.44,11.38,16.95,6.5,12.94,11.94,26.3]
[null,"20140506:0400",30.03,27.5,23.48,19.420000000000002,24,30.87,20.85,20.34,11.46,17.43,21,10.72,4.9400000000000004,4.53,8.9499999999999993,8.3800000000000008,12.97,2.2999999999999998,11.59,9.64,27.36]
[null,"20140506:1300",29.24,39.47,25.37,28.19,24.38,22.26,18.45,11.54,8.49,15.36,9.58,9.15,8.2899999999999991,-2.6,6.41,8.2200000000000006,5.37,2.16,-0.21,15.07,27.88]
[null,"20140506:2100",25.89,29.87,29.46,20.59,28.16,36.57,27.37,27.3,17.2,20.350000000000001,28.46,12.77,13,12.67,10.74,14.01,19.8,8.25,12.87,12.89,27.9]
[null,"20140507:0300",30.55,25.46,24.38,18.190000000000001,24.15,33.65,21.23,24.52,13.66,17.440000000000001,22.42,10.4,12.03,9.57,6.83,6.4,17.440000000000001,2.71,11.04,7.34,28.3]
[null,"20140507:0600",29.88,32.99,23.66,25.83,24.11,29.66,20.07,20.5,11.69,16.28,18.600000000000001,8.42,10.31,4.79,6.56,5.59,13.76,2.88,8.57,8.9499999999999993,28.62]
[null,"20140507:2000",25.8,30.42,29.84,23.83,29.04,36.950000000000003,27.41,25.62,14.96,26.35,21.57,13.25,22.47,16.940000000000001,11.65,14.63,18.170000000000002,10.54,9.01,17.5,26.86]
[null,"20140507:2300",25.41,26.55,28.38,21.83,27.47,38.729999999999997,26.67,26.99,15.01,25.18,23.25,12.83,23.78,17.95,12.29,13.94,18.54,7.87,10.75,13.61,27.69]
[null,"20140508:1000",27.95,38.15,23.09,34.25,21.64,27.01,20.010000000000002,15.82,9.44,16.98,10.57,4.1500000000000004,18.36,1.98,5.78,7.75,5.48,4.67,5.09,14.89,28.05]
[null,"20140508:1600",26.8,36.630000000000003,29.95,32.869999999999997,26.58,30.58,25.56,20.46,11.56,21.76,14.97,8.66,23.1,14.11,6.79,13.71,12.11,5.27,4.32,15.66,28.46]
[null,"20140509:0000",26.55,29.78,27.38,21.18,25.8,39.24,25.41,28.72,14,22.02,25.55,15.36,25.39,20.07,11.62,12.55,20.46,5.9,12.24,10.37,27.1]
[null,"20140509:0900",30.23,37.96,23.67,36.71,19.55,28.53,19.88,16.579999999999998,9.93,16.489999999999998,15.5,6.05,17.77,4.8499999999999996,6.85,6.41,9.9499999999999993,4.28,3.3,15.47,27.73]
[null,"20140509:1400",27.98,37.61,28.11,37.08,22.37,22.99,20.47,14.04,9.83,16.07,15.59,4.28,16.86,6.58,5.48,9.9,11.37,8.23,3.59,15.03,28.57]
[null,"20140509:1800",27.96,32.83,31.8,28.62,26.77,34.450000000000003,23.65,19.079999999999998,12.42,19.350000000000001,24.45,12.91,20.9,18.45,11.8,14.6,21.04,7.47,7.55,15.77,26.57]
[null,"20140510:0700",29.93,35.770000000000003,23.67,34.53,18.48,27.79,19.690000000000001,13.78,10.210000000000001,12.5,17.91,8.43,11.54,6.65,8.99,6.5,9.33,4.51,6.82,10.42,27.9]
[null,"20140510:1100",28.29,38.9,22.25,39.630000000000003,16.13,22.47,18.62,9.19,9.89,9.82,14.52,6.32,8.5,4.59,6.92,6.83,5.83,3.48,3.83,18.66,28.47]
[null,"20140510:2000",25.8,30.97,31.64,26.75,27.05,36.29,27.84,23.02,12.33,19.23,21.4,18.11,19.920000000000002,19.61,12.93,16.63,17.010000000000002,17.62,11.87,14.94,26.56]
[null,"20140511:0300",30.2,24.54,26,21.67,21.74,34.479999999999997,22.05,21.31,10.77,15.05,19.96,14.28,15.83,15.72,12.96,10.47,14.12,10.69,13.44,11.52,25.96]
[null,"20140511:1300",27.99,38.6,26.76,40.340000000000003,18.489999999999998,20.329999999999998,21.72,11.64,7.27,13.86,9.7100000000000009,10.199999999999999,15.05,4.2,7.84,8.41,5.89,8.66,0.84,18.149999999999999,27.83]
[null,"20140511:2000",26.06,31.65,31.21,29.28,24.3,36.590000000000003,28.71,26.91,14.48,20.28,25.78,14.38,25.12,21.42,9.5299999999999994,11.97,22.7,13.13,13.23,14.64,27.04]
[null,"20140512:0600",29.81,35.44,24.86,36.64,17.73,29.67,22.5,19.440000000000001,10.95,12.69,13.58,8.23,18.649999999999999,11.66,5.03,6.88,11.78,5.0599999999999996,8.31,12.02,27.81]
[null,"20140512:1000",27.86,38.32,22.19,42.78,17.16,26.02,21.77,16.18,9.84,10.87,8.42,6.86,18.38,6.32,4.49,5.45,8.69,4.1500000000000004,4.5,16,28.36]
[null,"20140512:1500",27.08,37.86,28.38,38.950000000000003,22.15,27.08,25.26,17.41,10.46,17.86,12.26,7.14,21.98,13.73,6.02,13.97,19.02,3.63,3.2,19.11,28.49]
[null,"20140513:0000",25,27.42,26.55,27.09,27.54,37.159999999999997,26.47,19.13,15.53,21.32,19,11.69,24.7,21.39,11.21,14.21,26.56,3.25,14.59,12.75,27.4]
[null,"20140513:0800",30.77,38.299999999999997,24.14,41,19.579999999999998,25.73,22.52,13.72,10.3,17.28,13,5.61,18.850000000000001,11.99,6.67,5.7,14.39,3.89,7.27,16.07,28.3]
[null,"20140513:1400",27.85,39.65,26.9,41.63,24.35,21.96,22.34,13.3,9.8800000000000008,18.100000000000001,11.29,5.21,16.690000000000001,7.09,5.05,15.07,15.58,5.58,1.63,21.95,26.86]
[null,"20140514:0100",26.59,25.32,25.92,26.75,27.19,36.619999999999997,17.28,22.32,14.94,25,21.44,9.44,13.26,13.93,14.91,14.7,25.77,9.4700000000000006,15.78,12.24,27.11]
[null,"20140514:0700",28.07,36.32,25.02,35.04,21.76,27.42,15.58,15.03,10.46,18.88,13.15,10.3,11.06,6.71,8.25,8.8699999999999992,11.8,4.5,10.85,14.3,28.65]
[null,"20140514:1800",25.79,35.35,28.97,28.05,29.51,33.020000000000003,14.07,25.23,12.66,22.75,16.64,11.94,10.78,14.71,13.22,22.08,15.88,9.85,13.36,15.76,27.97]
[null,"20140514:2100",25.7,31.15,28.65,25.69,30.63,36.71,12.78,27.22,14.03,23.56,17.920000000000002,14.82,9.59,17.36,16.66,21.92,19.149999999999999,10.3,16.21,13.61,27.8]
[null,"20140515:0300",30.13,26.92,25.07,21.1,24.35,33.58,11.07,20.5,11.28,18.100000000000001,13.69,12.64,6.66,13.87,11,12.19,15.05,5.67,16.93,11.71,27.8]
[null,"20140515:1100",29.4,39.799999999999997,23.42,38.58,19.989999999999998,25.05,8.6,14.29,9.75,16.48,10.91,4.12,5.48,2.44,9.08,10.1,8.5,1.93,6.57,15.21,27.9]
[null,"20140515:2000",26.55,31.15,28.29,27.86,29.88,36.18,18.79,25.21,15.07,27.55,19.52,16.84,10.47,20.6,9.25,22.36,19.57,7.86,16.27,11.44,27.21]
[null,"20140516:0100",26.37,25.94,25.44,25.69,25.93,36.78,15.71,25.13,13.04,25.08,20.46,18.55,7.92,20.69,8.75,16.37,17.510000000000002,6.71,19.46,8.74,27.6]
[null,"20140516:1300",28.08,39.159999999999997,26.52,40.479999999999997,22.18,20.74,12.09,13.2,9.7200000000000006,18.7,7.13,8.33,3.99,4.26,6.91,14.79,8.11,4.34,5.46,15.86,28.37]
[null,"20140516:1800",26.1,34.200000000000003,28.93,30.79,28.38,32.950000000000003,19.7,19.05,12.04,18.84,21.96,18.510000000000002,4.71,22.8,9.1,21.3,14.77,8.7100000000000009,12.79,15.69,27.68]
[null,"20140517:0600",28.18,33.229999999999997,23.81,33.18,20.55,30.94,13.18,14.73,10.4,11.8,14.04,14.35,3.6,12.03,6.78,12.51,12.17,3.61,11.51,9.99,28.97]
[null,"20140517:0800",28.45,37.46,23.82,38.54,18.62,29.22,12.52,11.98,10.08,10.26,12.47,13.2,4.0599999999999996,7.74,7.03,10.88,10.57,2.73,9.52,10.98,29.51]
[null,"20140517:1500",26.48,39.61,26.68,36.93,21.97,28.76,10.58,15.94,10.87,13.54,17.96,12.54,10.15,14.47,7,19.88,9.14,11.09,6.72,14.58,27.7]
[null,"20140517:2200",24.96,30.64,27.72,29.83,26.71,39.46,14.66,25.83,13.39,18.309999999999999,28.77,24.11,13.78,23.7,14.29,23.22,10.77,15.5,9.83,10.86,27.68]
[null,"20140518:0800",28.05,38.479999999999997,23.36,42.54,17.11,29.34,11.41,14.74,11.8,9.33,17.350000000000001,12.95,7.84,9.9,6.75,14.28,8.23,8.26,7.16,12.97,27.97]
[null,"20140518:1900",25.75,33.590000000000003,26.71,33.14,25.75,39.29,19.829999999999998,30.03,14.57,19.68,23.5,19.899999999999999,17.59,21.58,14.88,24.11,13.48,19.64,8.09,14.39,27.55]
[null,"20140519:0100",26.55,27.8,23.52,28.21,23.19,40.03,18.28,31.07,13.86,17.48,24.33,17.899999999999999,15.55,21.5,15.08,19.52,11.78,16.25,11.16,8.07,27.86]
[null,"20140519:0900",29.96,40.97,21.65,39.090000000000003,15.98,29.62,13.61,20.2,9.89,11.81,14.54,8.73,9.56,8.91,7.72,11.24,6.96,10.94,6.37,16.11,28.37]
[null,"20140519:1800",25.92,36.61,24.15,33.799999999999997,25.43,37.24,25.96,25.49,14.18,23.16,21.07,12.15,17.87,18.28,15.08,24.47,12.18,14.66,8.6199999999999992,17.32,28.23]
[null,"20140519:1900",25.96,35.22,25,32.67,25.45,38.01,26.51,26.72,14.41,24.77,22.36,12.49,18.61,18.52,15.6,24.93,10.69,12.61,9.24,15.92,28.17]
[null,"20140520:0300",29.57,27.25,22.06,27.82,20.329999999999998,36.54,20.9,25.23,12.95,18.420000000000002,20.04,10.97,14.56,15.51,13.97,18.829999999999998,9.14,9.41,13.07,8.8000000000000007,28.85]
[null,"20140520:1200",27.32,42.21,23.39,40.29,14.68,27.63,18.54,14.48,9.19,13.35,12.18,6.25,15.8,9.2799999999999994,7.52,18.28,6.95,9.84,6.05,20.27,29.42]
[null,"20140520:1800",25.5,37.21,27.07,33.31,26.95,33.42,26.54,27.04,14.09,24.98,23.97,12.81,24.62,16.05,16.5,29.1,11.79,18.350000000000001,11.97,19.850000000000001,29.32]
[null,"20140521:0500",30.7,35.200000000000003,23.04,32.61,20.46,28.37,23.09,20.54,10.75,17.399999999999999,20.260000000000002,11.3,17.649999999999999,7.26,12.67,19.95,11.11,13.88,12.9,13.24,28.71]
[null,"20140521:1500",26.76,40.49,26.14,38.909999999999997,25.17,26.17,23.98,16.989999999999998,10.53,23.34,21.71,9.6199999999999992,17.98,1.38,9.1300000000000008,26.44,11.3,12.45,7.2,20.74,28.02]
[null,"20140521:2200",25.71,33.369999999999997,27.69,27.61,24.27,30.37,28.58,23.3,13.41,27.46,31.49,19.89,25.75,5.22,12.15,28.61,20.190000000000001,13.84,13.34,13.75,27.55]
[null,"20140522:0500",30.89,33.61,23.73,32.21,22,26.96,21.61,15.44,9.7100000000000009,20.079999999999998,24.24,12.96,15.95,2.87,9.99,21.26,11.11,10.32,11.88,9.76,28.53]
[null,"20140522:0700",31.14,38.14,24.13,37.909999999999997,22.77,23.35,19.670000000000002,13.76,9.3000000000000007,18.32,21.23,10.84,13.72,1.62,9.33,20.85,8.1199999999999992,9.34,10.49,11.73,28.81]
[null,"20140522:1900",26.02,35.14,27.8,31.48,25.57,25.41,29.7,25.56,12.17,27.75,28.55,16.77,16.59,8.9499999999999993,11.65,28.83,12.89,14.15,8.69,16.68,28.85]
[null,"20140523:0000",25.79,28.09,25.03,25.67,25.79,25.45,28.43,30.49,11.44,27.34,30.49,21.44,14.08,10.24,12.85,24.63,15.37,14.26,11.88,10.7,28.89]
[null,"20140523:1200",28.26,37.33,23.6,41.81,22.74,22.06,19.05,14.37,7.63,19.170000000000002,13.86,8.07,8.93,-0.88,7.37,19.739999999999998,2.3199999999999998,7.5,5.51,19.100000000000001,28.38]
[null,"20140523:1700",25.91,32.659999999999997,27.31,35.92,27.73,27.32,28.98,22.05,12.54,25.15,24.73,14.25,13.13,9.91,9.98,18.28,5.34,16.899999999999999,11.41,22.14,28.56]
[null,"20140524:0200",29.63,24.83,23.95,25,24.19,31.92,24.22,24.03,12,23.66,25.37,19.32,9.19,10.64,12.71,14.66,7.96,13.77,18,13.51,28.79]
[null,"20140524:1000",28.36,38.54,23.12,42.58,22.42,21.74,19.27,13.22,9.91,19.13,16.63,7.69,6.62,3.79,7.47,8.77,3.41,9.68,9.32,23.53,29.38]
[null,"20140524:1600",26.88,37.54,27.64,35.520000000000003,27.41,28.04,28,20.190000000000001,11.38,26.44,13.3,11.82,15.3,12.6,10.57,16.63,8.61,18.57,10.61,26.54,29.25]
[null,"20140524:1900",26.71,32.409999999999997,28.61,32.17,28.44,32.81,30.16,24.14,12.84,27.87,18.12,16.29,18.11,14.51,13.18,19.34,13,24.08,16.440000000000001,23.38,29.09]
[null,"20140525:0600",31.6,33.090000000000003,23.49,36.450000000000003,22.1,28.23,21.15,19.260000000000002,12,21.46,12.66,10.9,10.83,6.99,10.27,12.24,7.16,16.07,16.02,17.829999999999998,29.28]
[null,"20140525:1200",28.67,39.979999999999997,24.17,42.45,21.5,21.11,20.04,12.05,11.3,19.239999999999998,7.38,6.43,12.56,3.44,9.01,15.97,2.69,14.91,10.42,27.66,29.33]
[null,"20140525:2000",26.8,30.27,28.4,31.54,25.62,34.21,29.31,26.42,12.81,26.41,25.49,18.43,23,16.68,11.14,27.09,16.190000000000001,24.63,19.28,20.260000000000002,28.35]
[null,"20140526:0500",29.92,30.42,23.64,32.19,22.53,30.05,21.63,21.32,11.39,20.11,19.309999999999999,13.51,17.77,11.43,8.07,21.88,8.6300000000000008,18.440000000000001,19.59,15.57,27.18]
[null,"20140526:1300",27.45,39.869999999999997,25.85,41.18,23.03,23.11,24.08,13.97,9.26,20.53,11.45,9.5500000000000007,18.7,4.4000000000000004,6.33,24.71,6.63,18.36,10.83,15.45,28.46]
[null,"20140526:2200",25.52,29.63,26.87,29.91,24.28,35.86,30.05,29.61,14.62,25.85,30.32,20.62,23.93,19.82,13.38,25.66,18.760000000000002,22.78,20.78,10.88,26.11]
[null,"20140527:0300",27.54,24.01,23.69,26.62,22.5,32.72,24,26.57,12.44,22.04,25.87,16.89,22.2,15.99,9.48,20.6,11.07,18.850000000000001,20.65,8.33,27.71]
[null,"20140527:0700",28.93,36.76,24.34,37.39,21.34,27.8,21.64,19.510000000000002,10.94,20.59,21.03,12.48,20,10.34,8.08,17.3,8.2899999999999991,13.15,17.18,10.99,28.24]
[null,"20140527:1700",26.08,36.25,29.95,36.979999999999997,27.63,30.6,25.42,28.05,12.61,25.37,27.3,15.36,23.96,21.03,10.1,15.85,13.21,11.13,8.59,15.61,28.85]
[null,"20140528:0000",26.26,28.01,25.1,32.24,26.01,36.549999999999997,26.04,32.28,13.65,23.13,31.11,22.74,21.4,15.48,11.83,12.91,16.95,12.58,13.58,13.95,28.52]
[null,"20140528:0700",29.43,37.03,24.97,38.42,21.84,28.01,19.809999999999999,21.65,10.39,19.13,20.68,13.75,12.32,7.79,7.3,6.86,10.92,7.42,9.67,13.98,28.92]
[null,"20140528:1700",25.71,35.99,29.66,35.4,22.23,32.07,23.96,29.49,12.86,15.79,27.31,19.13,14.9,7.66,9.7799999999999994,12.31,10.27,15.23,9.3699999999999992,18.47,28.87]
[null,"20140529:0000",26.16,28.01,25.92,27.37,22.89,37.4,21.42,32.69,14.37,18.05,29.9,27.37,12.77,12.66,13.05,12.47,13,13.55,17.920000000000002,12.76,29.02]
[null,"20140529:1000",29.85,39.44,24.01,42.42,20.98,25.57,20.190000000000001,17.8,10.6,15.57,18,16.29,11.82,2.78,7.56,7.01,6.35,6.18,9.17,18.52,29.5]
[null,"20140529:1400",26.64,39.770000000000003,24.97,41.84,23.17,23.8,21.19,19.329999999999998,10.38,18.93,20.99,14.19,16.11,4.59,7.69,13.47,8.9700000000000006,12.13,6.6,20.62,29.05]
[null,"20140529:1900",26.2,33.25,27.66,33.92,27.49,34.78,21.64,31.85,17.71,24.45,29.25,25.67,19.22,14.77,13.93,17.39,14.77,21.84,17.73,17.690000000000001,29.03]
[null,"20140530:0400",28.13,27.31,23.72,29.37,22.57,32.56,20.53,28.32,14.48,20.14,23.8,21.94,11.07,13.09,11.5,11.63,10.19,13.48,19.32,10.77,28.35]
[null,"20140530:1300",27.24,40.98,23.9,39.93,23.01,22.79,21.6,17.010000000000002,9.89,19.62,14.13,12.15,15.92,2.68,8.2799999999999994,13.79,6.73,11.28,7.75,20.97,28.95]
[null,"20140530:2100",25.76,31.57,28.16,28.33,28.34,36.229999999999997,27.08,30.1,19.190000000000001,29.51,29.64,27.99,20.399999999999999,20.07,13.42,16.71,13.11,21.94,15.11,15.86,28.81]
[null,"20140531:0300",30.01,25.35,24.59,27.5,23.58,32.71,21.78,22.59,15.17,22.86,24.98,25.57,13.28,16.87,12.92,12,10.8,13.38,18.45,11.94,28.93]
[null,"20140531:1400",27.31,41.69,25.79,39.130000000000003,24.59,22.42,23.18,19.329999999999998,12.3,19.14,18.23,13.38,20.04,9.24,9.25,14.66,7.07,20.67,7.55,21.07,28.87]
[null,"20140531:1700",25.5,34.86,27.05,31.35,28.75,34,29.09,29.54,16.84,25.9,29.75,23.78,25.82,22.09,12.81,18.739999999999998,11.14,24.26,13.85,19.68,27.77]
[null,"20100601:0700",30.51,28.03,22.77,31.93,25.76,30.84,22.92,27.52,10.63,21.13,17.45,11.46,18.84,15.49,17.739999999999998,14.17,11.39,10.65,25.42,7.63,27.23]
[null,"20100601:1400",27.8,41.25,26.38,41.97,28.54,23.32,25.13,20.5,10.54,23.86,16.93,10.93,21.35,11.35,14.32,16.18,6.8,12.74,14.41,16.5,28]
[null,"20100601:1600",27.17,39.299999999999997,28.19,38.5,31.53,28.21,28.56,28.07,12.23,27.5,21.65,11.89,24.13,14.88,16.05,15.8,10.84,14.73,16.21,16.78,27.77]
[null,"20100602:0000",25.23,27.25,25.41,29.52,29.88,36.14,27.61,33.130000000000003,13.66,28.06,26.21,14.6,26.92,16.309999999999999,16.37,16.420000000000002,16.87,16.03,23.44,12.49,27.25]
[null,"20100602:0900",31.11,40.020000000000003,23.71,41.6,24.68,25.2,20.09,19.73,9.86,20.93,19.420000000000002,10.42,19.739999999999998,9.51,14.23,13.36,6.94,7.93,15.37,15.54,27.69]
[null,"20100602:1400",27.75,41.76,26.97,42.27,25.47,22.63,25.79,20.93,10.65,24.11,18.61,10.92,23.25,10.61,13.52,17.260000000000002,7.02,11.28,10.89,21.89,28.86]
[null,"20100603:0200",30.78,24.97,24.92,27.77,26.37,31.67,25.13,32.479999999999997,13,23.46,26.18,15.19,22.33,14.44,15.85,17.75,8.48,13.19,19.8,14.17,26.51]
[null,"20100603:1100",29.59,42.79,23.94,44.25,19.72,21.2,20.67,19.66,9.24,18.54,14.02,9.6,18.559999999999999,8.3800000000000008,10.88,15.55,3.59,15.84,11.94,17.43,29.2]
[null,"20100603:1900",26.09,36,24.04,32.94,32.75,31.94,27.97,31.61,13.61,24.37,25.75,14.44,22.59,19.12,16.86,22.31,6.53,25.99,16.25,17.63,27.67]
[null,"20100604:0100",27.46,25.99,24.25,27.54,29.75,34.69,23.87,33.04,13.96,22.01,27.03,16.98,22.16,18.13,17.850000000000001,18.32,7.98,24.11,18.899999999999999,11.83,26.32]
[null,"20100604:0400",28.96,27.11,24.38,30.68,25.09,30.5,21.56,28.04,13.33,19.82,22.99,12.88,19.73,13.79,15.69,14.73,5.31,21.34,15.68,10.19,26.6]
[null,"20100604:1100",28.74,40.770000000000003,24.38,45.63,22.34,18.63,18.68,19.53,12.68,17.75,14.29,7.18,16.170000000000002,8.3800000000000008,11.46,14.65,0.64,14.92,12.45,21.38,27.96]
[null,"20100604:2100",25.49,30.18,28.7,33.090000000000003,33.590000000000003,37.56,17.46,32.65,15.53,25.22,30.22,16.43,18.73,24.43,16.25,18.59,19.14,21.68,16.22,19.29,26.69]
[null,"20100605:0800",29.44,38.57,23.19,43.8,22.44,28.41,15.69,22.23,12.35,18.75,21.97,9.9700000000000006,13.82,10.55,12.58,11.49,10.02,12.91,13.24,24.68,27.77]
[null,"20100605:1400",27.4,41.23,26.15,46.19,26.71,23.55,18.52,22.08,11.6,21.59,23.05,8.09,14.61,9.82,12.08,15.54,11.34,13.61,9.27,29.4,28.45]
[null,"20100605:2200",26.12,30.43,29.36,35.229999999999997,33.29,40.08,24.25,35.770000000000003,16.11,25.38,31.2,12.42,15.37,13.51,17.09,19.84,25.07,20.7,17.850000000000001,16.04,27.76]
[null,"20100606:0700",30.99,36.81,24.68,43.73,25.48,29.16,15.95,25.7,12.11,16.32,21.06,9.26,10.15,8.6,13.23,10.81,15.44,13.38,14.04,13.59,28.32]
[null,"20100606:1200",28.92,41.49,25.31,46.51,24.08,22.77,14.92,21.19,11.36,16.52,16.21,8.6,12.13,8.17,12.89,15.51,13.03,15.64,10.68,19.489999999999998,28.43]
[null,"20100606:1600",27.4,38.880000000000003,28.48,41.75,31.24,28.79,23.6,27.87,12.7,25.65,24.25,9.67,18.399999999999999,9.98,14.27,21.49,17.47,20.03,11.97,20.68,28.12]
[null,"20100607:0500",28.59,32.229999999999997,24.21,35.97,23.34,27.29,19.260000000000002,26.13,11.82,26.01,22.75,9.58,21.7,7.57,14.78,16.690000000000001,12.65,16.71,19,9.5500000000000007,28.94]
[null,"20100607:0900",28.77,39.1,24.36,42.24,21.5,22.73,17.72,21.83,11.71,24.52,18.86,8.7100000000000009,22.21,5.44,12.53,16.920000000000002,11.07,15.81,13.23,16.100000000000001,29.04]
[null,"20100607:1900",25.98,35.79,26.33,35.700000000000003,30.39,32.4,27.86,28.32,14.92,32.97,24.53,13.55,30.1,12.77,16.36,26.12,9.35,21.35,19.95,18.329999999999998,28.35]
[null,"20100608:0200",27.46,27.34,24.78,30.53,28.21,34.01,23.97,29.54,14.44,30.54,24.71,12.83,28.48,11.67,17.91,17.72,9.91,19.54,23.21,11.05,28.84]
[null,"20100608:0900",28.71,38.21,23.05,40.770000000000003,21.97,23.85,20.91,19.989999999999998,11.53,27.01,18.57,8.5500000000000007,21.27,4.97,11.36,16.739999999999998,7.57,19.899999999999999,15.97,15.27,29.33]
[null,"20100608:1900",25.55,33.68,29.55,34.19,31.15,32.5,29.26,30.74,14.44,24.41,25.73,16.27,21.62,12.64,15.05,21.68,11.44,17.5,15.26,16.88,29.11]
[null,"20100608:2000",25.67,32.43,29.62,33.340000000000003,31.85,33.81,29.44,31.72,15.18,25.1,26.75,17.07,21.91,13.39,15.56,22.08,12.13,17.03,15.63,15.77,28.97]
[null,"20100609:0800",31,38.4,24.13,42.19,24.44,24.94,22.48,21.01,11.4,16.71,17.95,10.39,16.3,5.77,10.92,13.58,6.35,9.07,13.55,13.47,29.43]
[null,"20100609:1300",27.8,41.11,26.29,44.37,25.82,19.309999999999999,23.84,20.05,11.12,19.510000000000002,15.62,9.48,18.72,3.44,10.69,15.31,5.78,8.4499999999999993,10.77,18.29,29.1]
[null,"20100609:2200",25.63,30.92,25.44,31.3,29.53,35.630000000000003,30.67,33.159999999999997,16.23,27.41,23.11,22.1,24.02,16.73,14.26,17.43,6.61,11.71,13.44,14.99,28.71]
[null,"20100610:0600",30.74,35.590000000000003,23.45,37.54,24.77,28.31,24.53,20.73,12.53,19.29,16.11,12.32,17.32,12.65,13.28,13.65,5.33,7.31,12.91,12.06,28.99]
[null,"20100610:1200",28.25,41.48,24.52,44.55,23.09,25.18,24.78,18.38,11.37,17.899999999999999,12.52,8.7200000000000006,17.690000000000001,8.1,11.77,14.04,2.2799999999999998,7.38,8.39,21.3,29.32]
[null,"20100610:2300",26,33.29,26.38,32.229999999999997,30.88,37.369999999999997,29.49,30.49,15.94,26.35,23.47,16.579999999999998,26.75,14.06,18.190000000000001,18.09,17.18,10.92,18.28,17.510000000000002,27.96]
[null,"20100611:0500",29.69,33.96,23.32,36.270000000000003,25.66,31.19,25.64,25.44,11.98,22.4,16.350000000000001,13.58,20.68,9.9600000000000009,16.28,14.3,12.49,8.2799999999999994,17.940000000000001,15.57,28.93]
[null,"20100611:0800",30.12,40.020000000000003,23.48,43.58,25.09,26.78,23.87,21.28,11.28,20.3,15.61,12.41,18.89,5.95,12.79,13.28,9.69,8.08,14.8,20.14,29.27]
[null,"20100611:1900",25.94,36.18,28.98,36.380000000000003,32.42,34.1,27.4,25.34,14.36,24.57,23.66,15.19,27.64,13.58,20.13,23.27,17.489999999999998,15.88,15.58,25.25,28.39]
[null,"20100612:0100",27.8,31.14,25.84,30.1,29.35,37.29,25.92,22.78,13.92,26.06,25.95,15.09,23.33,11.19,21.72,18.920000000000002,15.68,15.86,16.84,18.27,26.91]
[null,"20100612:0900",31.02,40.590000000000003,24.08,45.08,24.98,27.18,22.02,14.68,11.01,18.3,17.809999999999999,8.5,20.25,5.28,14.49,13.4,8.86,8.44,10.74,24.71,29.25]
[null,"20100612:1800",25.85,37.770000000000003,30.24,39.479999999999997,32.549999999999997,33.450000000000003,28.97,25.39,14.2,30.77,25.02,14.11,25.88,14.74,20.32,24.93,15.26,19.43,13.25,22.11,28.26]
[null,"20100612:2300",25.22,31.65,29.45,33.31,30.67,38.979999999999997,25.02,28.89,16.23,31.05,29.45,17.48,24.18,15.07,21.6,21.93,17.170000000000002,20.079999999999998,19.02,17.28,28.2]
[null,"20100613:1100",28.32,42.34,24.77,48.02,24.83,23.48,20.77,16.399999999999999,12.03,17.86,18.96,12.49,18.91,5.86,13.49,16.809999999999999,6.04,10.41,11.56,22.45,28.74]
[null,"20100613:1600",26.55,40.44,30.26,43.38,31.12,28.69,26.65,25.54,15.45,28.84,24.51,13.49,25.9,12.87,15.53,20.63,16.54,18.59,11.54,23.96,27.59]
[null,"20100613:2000",26.74,34.25,28.24,37.35,34.590000000000003,35.520000000000003,28.36,32.29,17.739999999999998,31.44,30.47,16.78,27.73,15.73,18.149999999999999,21.47,16.559999999999999,20.89,14.96,20.67,27.23]
[null,"20100614:0600",29.6,36.54,25.58,42.29,26.56,29.27,21.92,22.85,13.45,23.89,21.89,12.94,20.93,7.85,14.05,14.7,8.15,15.35,16.27,14.97,27.88]
[null,"20100614:1300",27.96,41.97,27.31,48.22,26.39,22.15,22.44,17.84,11,24.08,16.5,10.54,23.21,6.11,12.67,19.07,6.06,16.170000000000002,11.5,22.3,28.43]
[null,"20100614:2000",25.89,34.4,27.98,37.979999999999997,33.97,37.590000000000003,28.63,32.29,18.59,31.56,26.45,16.420000000000002,28.77,13.47,14.4,25.37,16.46,22.57,15.35,19.68,29]
[null,"20100615:0600",28.59,35.29,25,43.74,26.83,32.36,24.21,26.03,14.02,22.36,20.86,10.46,21.95,9.5500000000000007,12.18,16.649999999999999,11.28,16.39,13.55,14.88,29.22]
[null,"20100615:1000",29.05,40.25,24.89,48.47,25.66,29.78,22.38,20.309999999999999,12.96,21.84,18.62,8.82,19.18,6.69,12.03,14.58,6.36,13.13,11.2,18.28,28.6]
[null,"20100615:2300",24.96,30.15,29.3,35.57,33.97,41.24,28.53,37.799999999999997,20.79,32.619999999999997,29.74,19.43,28.71,15.28,17.57,23.94,14.25,14.23,12.26,15.62,28.3]
[null,"20100616:0700",27.08,36.630000000000003,25.86,43.13,25.44,31.69,23.37,26.33,13.68,22.66,19.989999999999998,13.49,21.5,9.42,14.04,19.559999999999999,4.5,12.34,12.16,13.89,28.73]
[null,"20100616:0800",26.79,38.590000000000003,25.39,45.27,24.96,30.01,23.35,25.57,12.98,22.07,18.79,14.36,21.33,8.19,13.75,19.579999999999998,3.78,12.19,11.26,15.64,28.77]
[null,"20100616:1700",25.79,38.450000000000003,29.56,42.04,32.909999999999997,33.53,30.86,30.91,16.010000000000002,32.47,25.82,14.46,31.35,16.39,14.35,22.9,10.23,15.26,12.98,20.28,28.95]
[null,"20100617:0100",26.24,29.86,27.46,33,30.75,39.1,28.74,30.6,17.89,29.93,30.83,14.04,29.79,17.79,16.7,20.93,11.93,14.89,18.63,12.56,29.14]
[null,"20100617:0700",30.56,38.630000000000003,26.27,41.94,26.41,30.22,25,23.93,12.12,23.95,22.33,10.75,23.52,9.0299999999999994,12.12,21.14,6.53,11.86,14.78,14.86,29.2]
[null,"20100617:1800",26.85,38.07,30.06,38.21,34.47,34.619999999999997,32.69,31.37,15.31,33.07,28.09,14.53,28.36,13.67,13.52,23.35,12.93,18.66,18.22,22.61,27.78]
[null,"20100618:0400",28.44,30.59,25.72,33.979999999999997,28.2,33.86,27.19,30.85,12.41,27.37,25.92,14.02,27.43,10.79,15.34,12.89,10.83,13.86,20.51,16.37,27.78]
[null,"20100618:1100",28.61,42.49,23.71,45.08,26.19,24.34,23.69,21.89,11.05,23.89,19.61,9.01,23.91,4.8,11.52,11.66,4.7699999999999996,13.83,12.5,17.059999999999999,28.64]
[null,"20100618:2000",25.96,34.71,29.26,33.32,33.29,37.96,33.880000000000003,35.659999999999997,16.55,30.22,30,19.920000000000002,28.93,16.690000000000001,15.45,13.37,18.48,16.09,21.17,16.940000000000001,28.73]
[null,"20100619:0300",29.06,27.47,26.42,28.7,26.71,35.71,27.73,31.89,15.07,24.9,26.55,16.2,24.92,14.67,14.9,14.3,13.22,11.79,22.95,10,28.92]
[null,"20100619:0500",29.94,34.200000000000003,26.02,34.64,26.33,33.04,26.42,28.9,13.63,23.55,25.13,13.77,22.23,12.27,13.34,13.4,11.17,10.84,21.39,10.210000000000001,29.04]
[null,"20100619:1700",26.27,40.14,30,38.33,31.95,32.950000000000003,32.89,33.04,17.63,28.61,27.36,17.52,26.44,18.420000000000002,13.82,18.89,12.94,13.24,19.71,20.149999999999999,28.75]
[null,"20100619:2200",24.81,32.72,28.63,34.049999999999997,32.82,37.51,34.19,37.229999999999997,21.9,30.66,31.13,23.38,26.89,17.82,16.52,21.01,16.3,15.5,24.22,14.38,29.14]
[null,"20100620:0300",29.71,27.31,26.02,30.17,27.87,34.520000000000003,28.63,33.880000000000003,18.39,24.67,27.09,20.78,22.84,12.03,15.88,15.42,13.8,11.28,24.05,11.27,29.13]
[null,"20100620:1500",27.1,41.78,29.09,42.23,30.26,28.46,30.64,28.02,15.14,25.82,21.28,14.78,23.72,11.13,11.99,19.3,13.28,12.68,15.67,20.86,29.44]
[null,"20100621:0000",25.74,28.96,26.4,34.159999999999997,31.44,38.78,33.17,36.43,20.71,29.43,28.33,23.97,27.58,13.46,17.559999999999999,20.88,18.91,13.82,17.82,16.03,29.49]
[null,"20100621:0800",29.18,38.46,25.14,41.88,25.37,30.92,26.33,24.06,14.57,19.71,21.05,14.23,21.47,5.59,12.88,14.67,9.26,12.14,15.92,17.11,29.57]
[null,"20100621:1400",27.65,41.6,27.47,42.6,28.43,24.77,29.62,23.38,13.07,25.4,20.010000000000002,13.72,24.33,8.23,11.84,17.04,12.41,12.27,13.47,20.65,29.88]
[null,"20100621:1700",26.16,38.71,27.24,37.909999999999997,33.049999999999997,34.880000000000003,33.869999999999997,29.31,19.36,30.8,25.76,17.2,27.63,11.84,13.02,16.649999999999999,18.440000000000001,13.33,16.809999999999999,21.16,29.68]
[null,"20100622:0400",28.05,28.44,24.74,31.62,26.6,36.979999999999997,28.48,30.54,14.86,26.44,27.02,16.07,20.059999999999999,6.46,15.41,14.86,19.27,12.11,20.25,12.45,29]
[null,"20100622:1000",29.19,40.090000000000003,24.28,41.71,23.72,30.65,25.34,23.69,12.76,23.16,21.55,11.12,19.02,3.52,12.36,15.93,11.3,11.02,14.28,15.57,29.01]
[null,"20100622:1800",26.12,36.119999999999997,27.44,35.82,33.96,38.630000000000003,34,33.36,16.600000000000001,32.25,30.8,15.86,22.94,9.7200000000000006,15.81,23.93,24.18,10.29,14.62,15.42,28.86]
[null,"20100623:0300",27.91,25.3,24.71,28.28,27.6,39.68,29.12,33.909999999999997,14.41,24.4,28.57,17.86,19.54,10.9,16.53,17.760000000000002,20.81,10.46,17.309999999999999,9.7200000000000006,29.49]
[null,"20100623:1100",26.42,40.590000000000003,22.05,44.2,25.16,30.38,25.4,23.31,11.71,22.74,22.19,10.81,18.71,0.94,11.09,15.64,11.73,10.93,13.51,17.2,30.04]
[null,"20100623:2000",25.37,33.32,30.43,32.79,34.520000000000003,41.32,36.08,36.46,17.68,25.51,31.35,19.82,18.149999999999999,17.96,19.87,17.41,26.96,12.63,16.53,16.21,28.06]
[null,"20100624:0100",26.99,27.04,26.82,28.77,29.94,41.46,31.57,36.83,17.010000000000002,25.5,26.48,22.69,19.68,18.55,21.16,17.55,19.36,12.7,18.78,10.1,27.48]
[null,"20100624:0500",30.44,31.65,25.35,32.770000000000003,27.02,35.83,27.82,30.17,12.9,22.04,23.14,16.84,18.47,11.17,16.03,16.57,13.58,12.88,16.79,9.15,28.23]
[null,"20100624:1500",26.38,40.35,29,39.79,29.43,32.340000000000003,29.66,26.22,12.09,25.09,24.2,14.63,20.62,15.21,16.5,21.33,13.09,18.22,11.98,23.48,29.54]
[null,"20100624:2200",25.25,31.32,28.93,31.24,34.229999999999997,42.64,33.74,36.520000000000003,18.260000000000002,29.52,31.47,24.33,24.34,24.73,25.26,25.59,19.34,22.99,21.96,17.43,27.39]
[null,"20100625:0500",28.8,33.03,25.88,32.5,27.03,35.89,26.7,29.65,12.85,23.53,25.33,16.440000000000001,21.92,17.46,18.5,19.48,11.59,16.66,22.87,12.61,28.39]
[null,"20100625:1500",26.02,41.76,29.49,38.22,31.05,32.65,29.7,27.1,11.96,26.95,25.73,15.27,25,17.91,19.05,24.86,12.51,18.690000000000001,17.27,26.8,28.92]
[null,"20100625:2200",25.2,30.67,26.91,29.48,34.159999999999997,43.36,33.85,38.119999999999997,16.13,30.92,31.47,21.86,29.37,23.44,29.21,28.24,19.78,22.97,26.5,19.309999999999999,28.19]
[null,"20100626:0800",31.05,39.950000000000003,24.9,36.549999999999997,26.43,34.299999999999997,24.44,27.51,11.65,24.22,23.07,12.99,22.77,10.93,18.510000000000002,19.68,10.220000000000001,15.63,19.93,24.06,27.59]
[null,"20100626:1200",28.68,43.37,25.57,39.1,26.63,29.5,24.82,21.39,11.6,23.68,19.04,11.39,22.75,8.01,16.04,23.48,7.51,15.63,16.649999999999999,28.25,29.12]
[null,"20100626:1700",26.61,39.1,29.39,34.47,33.85,38.659999999999997,33.340000000000003,35.4,15.19,29.6,29.21,14.69,29.43,19.489999999999998,26.17,30.05,15.29,22.7,15.07,29.61,28.71]
[null,"20100627:0200",27.07,30.36,25.45,26.9,29.34,42.02,30.24,37.56,15.74,26.59,23.73,14.65,27.3,18.05,28.86,24.1,16.420000000000002,21.28,19.71,16.940000000000001,26.98]
[null,"20100627:1000",29.25,41.07,24.44,38.54,25.08,29.86,27.27,24.52,11.65,22.56,18.89,13.68,23.25,8.11,19.489999999999998,20.83,9.11,18.63,14.24,19.5,28.29]
[null,"20100627:1600",26.59,39.85,28.17,35.96,32.11,36.340000000000003,33.78,28.02,13.96,29.1,26.06,13.95,28.69,15.73,22.42,23.59,16.36,17.690000000000001,16.36,23.37,28.93]
[null,"20100628:0300",28.25,25.78,25.5,27.51,29.52,41.21,29.39,27.71,13.47,25.32,26.71,14.96,24.74,18.239999999999998,22.18,18,22.51,15.98,18.36,13.17,28.5]
[null,"20100628:1200",27.77,42.51,26.57,40.21,25.54,30.96,27.19,21.61,12.78,22.96,20.81,12.48,21.42,5.3,12.54,17.3,9.5,14.65,14.16,26.31,27.92]
[null,"20100628:1500",27.33,41.27,27.65,38.549999999999997,30.54,34.4,32.200000000000003,25.9,13.88,25.08,21.57,13.17,21.33,16.12,13.77,20.010000000000002,19.07,17.149999999999999,14.99,28.03,27.45]
[null,"20100628:2100",24.89,32.130000000000003,28.91,30.98,38.26,44.4,32.83,32.08,14.73,26.84,26.12,18.670000000000002,20.149999999999999,25.79,21.64,22.42,29.38,21.13,12.85,21.56,27.9]
[null,"20100629:0500",30.52,32.020000000000003,25.34,31.55,29.74,37.479999999999997,25.74,28.04,12.69,23.31,20.62,15.59,17.57,15.84,18.440000000000001,16.559999999999999,20.59,15.66,13.39,15.03,28.4]
[null,"20100629:1400",26.6,41.54,28.54,40.75,30.03,30.01,25.5,23.42,11.67,18.78,20.21,12.93,20.02,12.82,15.15,20.91,17.13,18.350000000000001,11.99,26.73,29.03]
[null,"20100629:2200",25.37,32.049999999999997,28.84,31.84,37.869999999999997,43.09,31.89,33.869999999999997,15.51,21.15,30.3,23.65,19.97,26.52,25,19.16,24.77,23.57,16.64,20.68,27.34]
[null,"20100630:0700",30.39,36.99,25.76,37.21,28.53,33.549999999999997,23.25,25.06,12.69,19.510000000000002,21.76,16.84,17.64,13.96,18.309999999999999,14.15,12.58,19.22,15.19,20.84,27.34]
[null,"20100630:1200",28.61,42.02,26.93,42.57,25.31,27.74,20.85,20.94,11.91,19.16,18.02,12.87,18.28,9.07,17.27,16.52,10.42,19.61,12.35,29.6,28.49]
[null,"20160701:0000",28.03,31.59,28.06,35.17,33.49,38.4,30.2,31.4,15.97,29.17,29.65,21.38,20.94,18.82,23.95,21.03,19.559999999999999,20.010000000000002,17.3,22.54,27.67]
[null,"20160701:0200",28.98,30.93,27.5,35.4,32.33,38.56,29,30.47,15.82,30.65,29.46,20.97,20.010000000000002,16.52,23.59,20.64,19.22,17.88,18.559999999999999,20.39,27.8]
[null,"20160701:0900",31.62,40.79,25.97,43.56,26.2,32.979999999999997,24.06,23.61,12.9,27.17,23.88,14.32,18.02,7.44,15.53,18.63,11.63,13.96,15.85,24.37,28.76]
[null,"20160701:2300",26.71,31.16,28.2,33.36,33.270000000000003,43.22,34.869999999999997,34.44,20.27,37.33,35.549999999999997,24.07,21.48,20.68,26.69,22.45,22.23,19.309999999999999,22.35,20.63,27.62]
[null,"20160702:0200",29.34,28.84,26.61,31.32,30.21,41.48,31.92,33.549999999999997,18.059999999999999,32.39,33.58,21.98,19.579999999999998,18.739999999999998,26.42,21.05,21.77,15.21,22.49,18.46,28.12]
[null,"20160702:0900",31.67,41.81,25.21,41.26,24.32,33.79,22.95,26.57,13.27,26.89,24.28,12.19,17.29,7.21,17.41,18.97,13.79,15.62,16.649999999999999,25.81,28.98]
[null,"20160702:1900",26.81,35.69,31.26,35.43,32.79,39.86,34.729999999999997,35.4,18.510000000000002,33.880000000000003,33.94,17.079999999999998,18.75,23.9,25.57,22.63,19.649999999999999,19.170000000000002,18.690000000000001,26.46,27.39]
[null,"20160702:2300",26.5,30.42,27.28,32.75,33.69,43.74,34.75,37.6,20.84,35.08,32.29,19.89,18.059999999999999,26.36,28.7,22.82,20.74,19.04,19.059999999999999,22.46,27.99]
[null,"20160703:1200",29.45,42.84,25.73,42.34,22.84,30.57,24.21,25.5,12.77,25.21,20.57,9.3800000000000008,18.13,9.67,15.48,17.440000000000001,7.01,16.79,12.62,25.19,27.35]
[null,"20160703:2000",27.17,34.5,29.39,34.31,33.25,39.99,34.46,31.92,23.49,36.99,29.01,21.62,21.15,25.21,20.46,23.14,20.27,25.9,13.51,21.72,27.08]
[null,"20160703:2100",27.02,33.01,29.01,33.53,33.58,41.06,34.700000000000003,32.520000000000003,23.69,36.54,29.36,22.81,21.2,25.67,21.9,22.96,20.79,25.07,13.15,20.66,27.04]
[null,"20160704:1000",30.26,42.46,25.31,40.94,22.94,30.69,25.55,24.43,14.27,26.67,21.46,12.62,17,9.8000000000000007,15.52,14.73,9.9700000000000006,17.420000000000002,12.5,22.68,28.88]
[null,"20160704:1400",28.19,42.67,27.36,40.630000000000003,27.7,30.13,27.39,24.71,13.12,31.03,23.17,13.03,21.5,12.94,14.88,21.08,13.39,22.37,11.72,26.28,29.09]
[null,"20160704:2000",27.57,33.590000000000003,27.36,32.99,33.76,39.270000000000003,32.14,33.03,19.96,38.39,31.21,24.19,26.77,27.45,18.739999999999998,24.51,22.87,28.07,16.09,23.25,27.05]
[null,"20160705:0700",31.82,38.24,24.7,39.409999999999997,25.63,33.32,24.75,24.48,13.77,28.82,24.35,16.02,20.32,15.64,15.77,14.64,14.4,19.59,14.43,20.2,27.99]
[null,"20160705:1700",27.51,39.380000000000003,28.04,37.31,33.51,34.76,26.88,29.11,17.8,37.74,28.38,19.13,25.94,24.54,16.04,26.08,23.32,24.69,15.01,24.69,26.48]
[null,"20160706:0000",27.17,28.85,26.55,30.87,31.14,40.33,25.35,30.19,19.649999999999999,37.549999999999997,31.3,25.02,26.69,26.71,17.41,23.93,26.65,24.54,21.22,18.22,26.63]
[null,"20160706:0700",30.77,37.83,25.45,39.06,25.8,34.06,22.83,25.84,13.06,29.33,21.88,18.02,21.74,16.25,14,17.66,18.170000000000002,17.84,17.02,17.64,28.05]
[null,"20160706:0900",31.23,40.520000000000003,25.17,41.63,24.88,31.65,21.83,24.26,12.57,30.11,21.48,17.64,20.89,13.3,13,17.22,14.13,17.16,14.76,19.78,28.21]
[null,"20160706:2100",25.46,32.119999999999997,28.75,32.229999999999997,34.700000000000003,40.15,29.43,33.630000000000003,20.55,39.799999999999997,30.62,21.98,26.68,27.58,17.89,26.9,29.38,27.98,21.41,18.52,27.17]
[null,"20160707:0200",28.23,26.48,26.47,28.62,28.11,38.369999999999997,25.16,32.36,16.170000000000002,35.24,25.2,20.329999999999998,23.69,25.64,18.13,22.21,25.09,24.25,22.37,15.87,27.32]
[null,"20160707:1400",28.43,42.02,28.27,42.95,27.09,30.75,22.88,22.9,12.09,33.78,19.09,13.85,23.04,14.42,13.01,22.33,16.54,23.64,12.87,21.33,29.17]
[null,"20160707:1900",26.95,34.4,30.52,34.619999999999997,31.54,37.270000000000003,29.08,30.64,17.71,39.35,25.75,19.61,29.03,23.86,20.34,26.87,25.87,30.08,20.51,17.190000000000001,28.16]
[null,"20160708:0400",28.85,28.69,26.21,31.25,26.65,36.64,23.78,23.04,13.65,32.89,21.94,17.489999999999998,24.44,20.61,18.45,19.7,23.91,27.06,22.44,14.61,28.13]
[null,"20160708:1000",28.88,40.44,24.48,42.3,26.12,30.04,19.350000000000001,21.25,12.36,28.77,16.440000000000001,13.21,23.62,14.26,14.61,18.61,16.05,25.35,14.11,18.89,27.28]
[null,"20160708:2100",25.66,32.33,28.35,33.1,31.82,41.32,32.19,29.94,19.489999999999998,32.24,28.51,16.510000000000002,27.31,20.59,24.99,22.3,31.97,28.32,17.59,15.9,28.47]
[null,"20160709:0300",31.18,26.55,26.64,30.09,27.65,38.56,26.05,27.64,15.07,28.71,24.94,15.12,24.27,17.100000000000001,22.27,18.32,27.3,24.82,16.5,13.01,26.44]
[null,"20160709:0600",31.75,34.71,26.33,37.409999999999997,26.15,34.590000000000003,25.01,24.07,12.75,27.29,21.9,14.71,22.93,12.98,18.559999999999999,16.63,18.68,22.25,15.77,13.81,26.29]
[null,"20160709:1700",26.3,38.36,30.54,38.549999999999997,32.97,36.549999999999997,31.5,27.04,13.97,30.2,26.23,16.07,29.35,20.2,21.05,22.77,18.100000000000001,24.35,15.23,19.260000000000002,26.98]
[null,"20160709:2300",26.22,31.03,29.2,32.71,31.67,40.68,32.04,30.52,17.04,31.8,26.38,20.149999999999999,27.95,24.46,25.94,21.63,21.15,26.09,19.39,14.54,26.6]
[null,"20160710:0700",31.48,35.1,25.95,40.76,26.25,32.28,24.54,21.09,12.02,24.98,18.53,14.92,25.56,13.77,16.91,18.12,13.16,19.579999999999998,15.98,14.91,27.53]
[null,"20160710:1600",26.93,39.54,28.59,40.08,32.049999999999997,30.65,29.59,24.13,13.63,30.42,22.16,15.85,27.25,21.55,15.93,20.399999999999999,15.89,21.36,14.25,18.98,27.03]
[null,"20160710:2100",25.67,31.04,26.28,31.13,34.58,34.729999999999997,29.34,28.7,18.27,32.83,28.04,18,26.63,25.84,21.2,23.13,19.61,20.28,18.3,15.77,26.35]
[null,"20160711:0900",31.16,40.08,25.16,44.03,25.78,23.92,25.39,19.46,12.05,24.53,17.53,16.59,18.989999999999998,11.4,14.61,18.05,12.09,14.46,12.64,18.91,27.39]
[null,"20160711:1400",27.67,40.92,27.84,45.25,28.31,23.83,26.34,21.43,11.75,25.98,20.22,15.69,22.63,13.28,13.5,22.01,14.41,16.5,11.89,21.09,27.94]
[null,"20160711:1800",26.99,37.409999999999997,27.86,38.11,35.299999999999997,28.66,32.35,27.76,14.1,32.270000000000003,26.71,19.48,24.23,25.28,20.8,25.59,22.39,19.850000000000001,15.69,20.43,27.9]
[null,"20160712:0400",31.07,29.55,24.33,34.76,28.96,28.29,28.36,25.19,12.99,27.62,22.65,17.93,20.09,21.71,19.21,20.39,23.07,15.67,20.010000000000002,16.05,27.82]
[null,"20160712:1100",29.1,40.31,25.08,45.02,26.21,24.97,26.32,20.97,11.69,22.87,18.84,14.49,16.79,11.45,13.4,17.86,14.24,14.31,12.71,20.47,28.78]
[null,"20160712:1800",26.9,36.369999999999997,30.36,37.85,34.04,29.41,33.49,29.53,14.9,33.61,29.59,18.48,25.65,24.68,23.82,19.559999999999999,27.87,19.850000000000001,17.03,21.84,28.67]
[null,"20160713:0400",27.64,26.66,25.24,31.84,29.09,28.75,29.68,25.9,13.3,27.75,22.63,18.71,22.48,20.74,22.48,16.72,27.32,15.76,19.98,14.19,27.8]
[null,"20160713:0800",27.98,39.130000000000003,24.89,42.52,26.37,26.47,28.19,22.6,12.82,24.91,18.73,15.28,20.38,17.97,20.32,15.31,20.77,13.24,16.45,19.3,27.85]
[null,"20160713:2100",24.69,32.590000000000003,29.36,33.130000000000003,37.299999999999997,33.090000000000003,34.44,33.090000000000003,15.86,32.770000000000003,31.72,21.43,26.97,23.41,27.24,22.32,29.77,22.71,17.84,19.18,26.99]
[null,"20160713:2200",25.65,31.35,28.73,32.119999999999997,37.43,33.340000000000003,33.96,33.6,16.059999999999999,32.93,32.07,22.49,26.83,22,28,22.18,28.42,22.99,17.91,18.739999999999998,26.62]
[null,"20160714:0600",30.13,35.200000000000003,24.46,38.54,28.72,28.64,27.19,25.02,12.59,26.76,23.13,16.88,23.55,15.14,19.5,14.78,17.02,18.079999999999998,16.59,16.82,26.53]
[null,"20160714:1500",26.27,41.2,29.58,42.16,30.61,28.72,31.28,25.74,12.38,27.7,24.34,15.49,25.72,13.58,16.55,21.33,18.12,16.48,12.56,24.77,28.02]
[null,"20160714:2300",25.93,31.35,29.13,32.93,30.1,33.130000000000003,34.49,33.74,15.67,29.9,31.08,27.87,28.59,20.68,26.2,19.420000000000002,26.99,20.67,19.78,18.239999999999998,28.44]
[null,"20160715:0500",29.02,32.65,26.82,34.82,26.2,28.79,28.54,28.68,12.59,25.96,22.66,21.27,25.14,14.7,19.989999999999998,18.28,22.36,16.86,19.21,15.33,28.78]
[null,"20160715:1600",25.52,39.479999999999997,29.94,38.79,28.41,31.03,32.17,29.57,13.33,30.34,25.48,18.75,29.21,19.11,19.12,21.13,25.02,20.47,14.79,23.76,29.15]
[null,"20160715:1900",25.73,35.630000000000003,30.82,34.42,31.53,34.4,35.03,32.44,15.1,33.090000000000003,29.51,24.42,30.64,22.44,23.51,24.6,30.12,22.93,17.84,22.34,29.01]
[null,"20160716:0900",29.7,41.17,25.08,40.25,24.73,29.65,23.69,24.16,12.67,25.97,22.02,14.7,24.89,10.94,16.37,18.5,18.45,14.59,12.01,23.2,29]
[null,"20160716:1600",25.26,41.12,29.99,37.909999999999997,25.75,33.450000000000003,32.4,28.63,13.82,31.23,26.38,16.66,29.57,20.46,16.97,24.59,25.02,21.88,11.41,28.74,28.95]
[null,"20160716:1800",25.2,38.54,30.76,35.020000000000003,26.83,36.58,34.4,31.94,15.42,33.35,30.11,18.079999999999998,30.59,24.38,20.09,25.5,26.61,23.67,11.94,27.4,28.45]
[null,"20160717:0200",28.23,28.79,27.32,27.96,26.15,39.479999999999997,30.89,32.94,15.74,31.47,29.78,22.62,28.77,22.28,24.04,20.84,20.65,21.23,17.13,18.53,26.58]
[null,"20160717:1100",26.3,42.92,25.36,40.33,23.88,31.83,23.65,23.51,12.86,26.43,19.579999999999998,14.24,24.25,9.32,13.86,18.850000000000001,12.38,18.27,11.49,19.690000000000001,28.31]
[null,"20160717:2000",24.56,35.909999999999997,30.44,32.340000000000003,28.41,40.799999999999997,36.53,34.04,16.739999999999998,36.090000000000003,28.34,29.74,32.49,27.38,21.42,24.57,20.32,26.77,15.5,15.08,27.85]
[null,"20160718:0100",25.73,30.72,27.07,27.77,27.91,41.95,33.64,33,15.55,34.35,26.84,32.19,31.03,28.51,23.7,21.99,21.35,23.35,17.2,14.51,26.69]
[null,"20160718:1300",26.34,43.17,28.04,39.770000000000003,24.84,30.38,27.52,22.48,11.64,28.96,22.94,15.43,27.8,10.45,12.25,21.71,11.37,20.98,10.62,18.98,27.46]
[null,"20160718:1500",25.61,41.93,29.62,38.44,28.67,33.299999999999997,32.67,28.38,14.11,33.6,25.5,20.440000000000001,30.75,18.88,13.19,23.99,19.170000000000002,24.04,11.57,20.73,27.76]
[null,"20160718:2200",24.67,32.549999999999997,29.67,28.86,32.159999999999997,43.26,37.17,35.409999999999997,19.11,38.58,32.67,33,32.770000000000003,28.56,19.920000000000002,26.6,29.49,28.11,17.760000000000002,16.25,26.86]
[null,"20160719:1200",28.52,42.04,26.94,40.9,23.21,28.54,25.64,24.04,13.65,28.78,19.55,14.54,26.74,11.88,12.1,21.31,12.39,17.489999999999998,13.14,20.07,28.24]
[null,"20160719:1500",27.33,40.47,30.01,39.97,28.65,31.38,33.29,26.46,13.93,34.520000000000003,22.65,16.079999999999998,30.4,16.989999999999998,14.23,25.22,23.38,19.170000000000002,12.35,20.86,27.94]
[null,"20160720:0200",26.95,28.45,27.58,27.07,26.46,37.14,33.869999999999997,31.73,18.329999999999998,33.86,28.42,26.59,29.96,18.7,21.64,22.3,28.18,18.5,15.18,15.5,25.86]
[null,"20160720:0800",28.79,39.08,26.56,39.61,24.54,31.69,26.52,26.34,14.42,27.2,21.92,16.5,25.5,10.97,16.23,19.71,16.8,13.49,12.25,16.91,27.21]
[null,"20160720:1600",25.98,39,30.48,38.74,29.38,24.38,32.79,29.09,15.17,29.25,26.64,17.420000000000002,27.36,14.98,17.5,26.26,23.83,19.98,10.36,22.56,26.85]
[null,"20160721:0100",26.13,28.93,28.47,31.02,27.79,31.51,33.24,34.450000000000003,20.34,28.81,29.87,28.79,26.51,20.25,25.34,23.28,30.75,20.9,18.16,16.82,28.19]
[null,"20160721:0900",30.24,41.17,26.55,42.29,24.58,27.76,27.62,25.05,13.53,23.01,20.23,17.07,22.49,10.42,17.45,18.68,15.38,14.85,14.39,25.25,28.2]
[null,"20160721:1000",28.32,41.82,26.61,43.04,24.06,27.55,27.17,24.42,13.26,22.64,19.260000000000002,16.190000000000001,22.16,9.35,16.79,18.47,14.13,14.16,14.03,27.19,28.16]
[null,"20160721:2300",24.52,30.88,31.28,34.44,28.84,33.29,36.369999999999997,35.29,19.829999999999998,33.76,31.39,33.729999999999997,27.01,23.29,24.45,25.22,32.630000000000003,26.44,16.12,21.52,27.66]
[null,"20160722:0300",27.71,28.67,27.03,32.54,26.52,31.33,31.54,31.92,15.88,29.32,28.28,29.77,25.2,19.86,21.43,21.46,26.73,21.6,15.55,20.05,28.35]
[null,"20160722:1300",26.21,42.57,27.78,43.94,26.57,28.25,24.19,21.26,13.34,26.2,19.97,16.690000000000001,22.71,11.47,12.67,19.559999999999999,16.399999999999999,18.38,13.04,27.21,28.81]
[null,"20160722:2000",25.36,35.380000000000003,27.7,35.5,33.14,36.39,30.56,32.880000000000003,19.489999999999998,36.479999999999997,32.770000000000003,22.6,29.06,20.75,16.829999999999998,24.47,29.02,26.13,19.14,19.399999999999999,26.64]
[null,"20160723:0300",28.3,30.11,26.94,29.55,27.59,34.61,25.96,30.8,15.39,31.76,29.72,22.15,26.59,17.940000000000001,17.53,19.309999999999999,23.13,24.43,20.98,16.78,27.04]
[null,"20160723:1300",27.32,42.87,27.33,44.11,26.73,25.59,22.88,22.54,12.73,28.08,22.27,12.44,22.13,6.39,11.35,18.11,14.4,21.65,14.69,23.63,28.18]
[null,"20160723:2000",25.2,34.53,27.33,34.18,34.049999999999997,36.299999999999997,30.57,33.78,17.71,39.020000000000003,33.79,24.24,24.54,23.87,17.97,22.79,26.91,27.77,15.94,17.16,26.67]
[null,"20160723:2200",25,32.11,26.59,32.01,34.03,37.53,30.62,35.01,18.149999999999999,39.57,34.28,26.71,23.65,25.09,19.829999999999998,22.63,28.12,28.49,18.010000000000002,16.18,26.39]
[null,"20160724:1000",27.66,43.01,25.18,44.58,24.66,28.48,21.11,25.55,12.48,29.29,23.69,13.44,16.57,9.82,14.22,16.91,14.49,21.06,13.55,19.93,29.28]
[null,"20160724:1500",26.06,42.12,29.52,43.83,29.19,31.27,28.43,27.2,12.92,33.950000000000003,25.85,14.62,18.87,18.420000000000002,14.62,17.809999999999999,22.32,26.6,13.05,22.08,29.09]
[null,"20160725:0000",24.97,32.020000000000003,27.82,32.42,34.380000000000003,40.82,31.82,35.69,16.55,37.69,34.29,25.73,19.68,31.01,24.07,16.649999999999999,26.07,29.58,17.52,15.02,28.74]
[null,"20160725:0800",28.2,40.880000000000003,26.37,44.06,25.35,31.77,22.92,28.08,12.3,31.04,26.43,14.38,17.61,15.15,17.57,14.83,12.78,22,14.36,16.55,28.62]
[null,"20160725:1400",26.97,42.99,29.53,45.47,27.38,28.57,28.15,26.61,12.14,32.71,24.38,11.79,20.260000000000002,16.64,14.09,16.23,10.79,25.88,12.08,20.95,29.41]
[null,"20160726:0100",24.32,29.56,28.56,30.68,30.67,39.57,30.94,36.1,16.739999999999998,37.71,33.92,28.05,24.7,27.24,24.29,19.09,17.190000000000001,28.4,21.71,14.19,28.67]
[null,"20160726:0700",27.69,39.53,26.59,42.56,26.25,32.72,26.42,27.97,13.92,32.24,26.64,19.25,20.52,16.899999999999999,15.8,14.56,12.75,23.72,18.28,17.27,28.94]
[null,"20160726:1000",26.95,43.35,26.36,46.2,25.41,30.44,24.99,25.63,12.74,30.7,22.88,16.690000000000001,19.54,14.9,14.18,13.97,11.38,23.65,15,21.84,28.99]
[null,"20160726:2100",25.25,36.17,30.05,33.71,35.19,36.869999999999997,31.62,35.21,18.27,31.77,35.04,32.68,22.75,22.12,19.34,22.59,24.08,25.75,23.8,19.559999999999999,28.16]
[null,"20160727:0300",30.27,30.31,25.66,31.43,28.92,35.36,27.81,32.83,15.26,29.4,30.63,30.29,20.079999999999998,18.53,18.440000000000001,19.559999999999999,22.99,23.11,23.23,14.06,28.84]
[null,"20160727:1100",28.63,44.2,25.08,47.69,26.63,29.15,24.6,24.44,12.68,24.84,20.66,18.72,16.75,9.84,14.49,18.63,12.41,20.55,16.739999999999998,21.58,29.38]
[null,"20160727:2000",25.51,36.18,29.6,35.69,34.15,37.1,32.270000000000003,35.43,19.010000000000002,34.81,32.57,31.88,17.97,22.25,19.71,24.63,27.61,28.06,20.81,17.71,28.66]
[null,"20160728:0500",28.65,34.29,26.95,37.869999999999997,25.72,34.159999999999997,27.57,31.25,13.82,26.01,28.27,25.06,15.37,16.3,15.29,17.940000000000001,22.59,21.92,21.97,14.59,27.59]
[null,"20160728:1000",28.55,43.06,26.02,47.73,24.51,28.66,24.73,26.17,12.73,22.78,25.01,17.829999999999998,13.41,9.69,12.96,14.82,14.35,18.95,16.47,20.350000000000001,29.05]
[null,"20160728:2200",24.92,34.020000000000003,26.21,37.97,30.88,39.65,27.81,36.880000000000003,19.52,32.47,34.97,31.04,19.16,25.37,23.2,22.6,29.42,27.78,22.99,16.18,27.18]
[null,"20160729:0000",25.5,31.8,25.28,36.28,30.01,39.950000000000003,27.28,35.65,18.440000000000001,30.97,34.340000000000003,31.4,18.71,24.88,24.23,20.96,28.7,26.41,24.68,14.81,27.17]
[null,"20160729:0700",30.43,37.380000000000003,25.56,43.95,25.76,32,25.79,24.18,12.1,24.63,23.72,19.36,16.25,13.74,16.13,16.12,16.899999999999999,19.7,20.73,17.8,27.41]
[null,"20160729:1400",27.12,42.07,25.24,46.78,27.98,27.19,27.2,23.62,12.13,23.87,22.09,14.85,17.690000000000001,11.07,13.31,18.23,17.170000000000002,23.89,17.46,26.92,29.12]
[null,"20160730:0000",26.34,32.32,27.31,34.409999999999997,30.92,40.729999999999997,31.48,33.67,17.16,30.31,24.19,31.52,21.1,27.68,15.21,20.59,31.11,29.15,23.88,17.850000000000001,27.24]
[null,"20160730:0700",30.27,37.29,25.14,42.44,25.7,32.840000000000003,26.46,22.71,12.75,25.14,19.100000000000001,19.940000000000001,17.73,15.92,12.96,15.12,18.38,22.34,18.52,15.45,28.7]
[null,"20160730:1700",26.48,39.53,28.55,42.48,32.21,35.47,32.950000000000003,30.17,15.46,32.409999999999997,21.3,22.68,21.79,28.22,13.81,24.49,27.63,28.88,15.95,21.11,28.88]
[null,"20160730:2100",24.83,34.659999999999997,28.91,37.520000000000003,34.869999999999997,40.98,34.89,31.13,18.420000000000002,31.32,24.68,30.31,21.84,29.82,16.329999999999998,25.72,31.11,31.23,18.14,16.62,28.61]
[null,"20160731:1000",27.54,40.549999999999997,25.33,47.2,23.78,30.96,25.83,24.1,12.55,23.25,18.600000000000001,16.05,19.37,14.5,12.85,17.809999999999999,17.5,22.24,11.88,20.85,28.91]
[null,"20160731:1100",27.2,41,25.53,47.92,23.82,29.63,25.74,24.17,12.48,22.82,18.420000000000002,15.88,19.309999999999999,14.07,12.44,18.420000000000002,17.100000000000001,21.92,10.98,22.07,28.82]
[null,"20160731:1900",25.3,35.61,29.61,37.89,33.909999999999997,39.42,34.42,32.979999999999997,16.52,34.43,27.01,27.23,23.93,28.29,18.190000000000001,25.97,29.16,30.21,16.059999999999999,20.88,28.48]
[null,"20110801:0800",30.23,39.39,26.44,45.64,25.89,26.69,28.94,23.1,12.11,22.44,23.29,19.57,27.74,18.16,15.72,21.08,16.28,20.7,14.81,21.09,28.65]
[null,"20110801:1200",28,41.78,27.13,48.28,24.89,24.77,26.99,19.55,11.64,21.84,20.8,16.809999999999999,26.83,15.84,14.82,20.94,12.97,20.420000000000002,12.02,27.82,29.21]
[null,"20110801:1800",26.51,36.520000000000003,30.51,41.21,34.659999999999997,28.65,33.56,29.77,14.65,27.75,30.61,26.32,34.25,24.77,18.8,22.53,24.57,28.61,17.75,24.26,28.24]
[null,"20110802:0500",30.51,32.020000000000003,26.28,38.17,28.15,29.05,28.54,25.28,12.54,24.71,26.4,26.5,29.13,20.09,17.899999999999999,21.21,19.920000000000002,23.26,19.010000000000002,16.47,28.16]
[null,"20110802:0800",30.9,39.47,26.49,45.64,26.46,27.26,26.57,23.44,12.02,23.24,22.83,22.25,27.99,14.68,15.35,20.67,14.59,21.83,16.54,18.34,28.35]
[null,"20110802:2200",26.04,33.11,30.49,37.200000000000003,35,35.799999999999997,35.369999999999997,33.67,16.73,27.18,33.49,32.31,34.36,27.71,20.14,29.15,26.51,25.82,16.579999999999998,17.89,28.07]
[null,"20110803:0500",29.85,31.99,26.86,38.28,27.58,31.22,29.26,26.8,12.81,23.09,26.47,21.78,27.46,20.55,18.02,23.54,21.43,20.11,13.24,14.43,28.33]
[null,"20110803:0700",28.92,36.85,26.5,43.04,26.46,29.75,28.25,25,12.17,23.13,24.94,19.440000000000001,24.58,17.97,16.54,22.6,16.88,19.899999999999999,12.27,16.52,28.44]
[null,"20110803:1900",25.81,36.020000000000003,31.65,40.130000000000003,34.6,36.51,38.130000000000003,31.48,16.73,27.44,30.75,26.07,23.53,26.84,22.77,28.01,21.74,24.99,12.03,20.99,28.12]
[null,"20110804:0000",25.5,31.3,29.09,36.19,32.08,39.17,35.85,32.86,17.260000000000002,28.31,30.02,31.56,25.23,28.14,25.55,25.6,21.74,23.85,13.95,16.399999999999999,28.06]
[null,"20110804:0500",27.72,32.32,27,38.15,27.89,34.64,30.85,28.47,13.36,25.05,25.77,21.24,21.8,20.55,19.64,19.88,16.27,21.65,14.23,13.92,27.97]
[null,"20110804:1700",23.93,39.49,30.76,42.02,33.229999999999997,35.1,36.85,30.17,15.75,27.32,29.35,19.03,28.21,26.79,25.02,29.86,17.86,21.27,11.82,22.54,28.35]
[null,"20110805:0200",28.02,28.41,27.35,33.729999999999997,29.77,39.130000000000003,32.67,28.83,17.149999999999999,27.33,24.25,25.66,25.35,15.82,29.24,27.61,20.78,20.34,14.28,15.87,27.84]
[null,"20110805:1000",29.67,41.4,26.74,44.33,26.16,30.51,28.5,22.02,13.02,23.05,19.190000000000001,13.98,21.71,11.22,19.22,24.18,13.75,14.2,10.47,21.18,28.52]
[null,"20110805:1600",26.38,39.200000000000003,30.4,41.4,32.32,28.23,34.14,25.04,15.25,27.72,22.05,16.27,27.63,20.61,24.5,30.89,18.440000000000001,17.8,10.19,18.25,28.24]
[null,"20110805:1900",26.09,35.68,31.5,37.619999999999997,35.409999999999997,32.42,36.22,26.66,17.86,29.27,26.38,22.58,28.99,23.75,29.68,26.57,24.88,21.07,14.67,16.91,27.99]
[null,"20110806:0600",28.96,35.979999999999997,26.21,37.229999999999997,27.39,27.48,27.63,22.99,14.21,22.98,21.09,16.77,23.99,16.690000000000001,22.54,20.329999999999998,20.28,17.559999999999999,15.47,14.56,27.97]
[null,"20110806:1200",28.16,41.94,27.14,43.86,26.01,26.43,26.15,19.27,13.69,20.72,16.68,12.36,22.12,10.3,18.03,19.03,14.71,16.71,8.86,20.329999999999998,28.2]
[null,"20110806:2100",24.98,32.31,30.67,34.53,37.299999999999997,31.65,31.14,29.97,17.64,30,29.28,21.51,29.61,27.06,25.09,23.09,30.17,27.87,19.71,16.72,27.64]
[null,"20110807:0500",26.94,32.54,26.97,35.28,27.76,30.05,26.61,24.89,14.52,23.57,24.06,16.399999999999999,24.94,18.98,21.76,17.399999999999999,17.399999999999999,21.6,18.61,13.18,27.92]
[null,"20110807:1400",26.42,42.13,29,43.62,28.82,26.1,27.15,22,13.23,22.62,21.63,14.46,26.5,12.62,16.25,22.06,15.53,19.940000000000001,13.02,21.49,28.19]
[null,"20110807:1900",25.46,36.020000000000003,31.38,36.6,36.93,33.590000000000003,32.79,30.79,18.510000000000002,24.99,28.94,19.28,27.57,25.5,22.47,27.76,25.97,24.31,14.74,20.149999999999999,28]
[null,"20110807:2300",25.03,30.73,29.81,32.86,36.06,37.25,33.130000000000003,32.659999999999997,19.82,25.85,30.09,21.64,25.29,26.45,25.99,26.16,26.41,24.23,14.32,17.03,27.95]
[null,"20110808:1200",27.36,42.51,27.05,45.11,25.33,25.58,25.92,20.85,13.4,20.239999999999998,18.079999999999998,13.56,21.13,10.43,13.98,19.7,13.82,17.3,9.85,23.86,28.72]
[null,"20110808:1600",25.71,41.49,30.75,41.72,31.87,32.24,31.3,27.53,15.71,26.35,26.67,16.350000000000001,23.65,22.54,15.87,24.73,22.9,20.23,10.36,25.33,28.35]
[null,"20110809:0200",28.5,28.5,27.67,31.65,29.4,38.71,29.3,29.91,18.8,25.98,29.96,23.36,22.07,23.04,20.59,23.23,24.21,19.57,15.51,15.65,28.16]
[null,"20110809:0900",29.46,41.58,26.88,45.7,24.62,31.09,27.45,24.2,14.38,21.7,21.73,16.88,20.440000000000001,12.51,15.6,19.489999999999998,17.43,16.8,12.82,21.86,28.5]
[null,"20110809:1600",26.78,41.11,31.05,43.04,31.75,33.11,31.69,27.98,16.940000000000001,25.73,26.8,17.66,25.42,21.41,17.38,23.44,22.11,19.95,10.65,24.85,28.35]
[null,"20110810:0200",29.13,28.27,27.68,32.79,30.53,40,30.71,29.4,20.75,22.76,31.38,23.92,26.88,22.8,21.55,19.649999999999999,19.48,17.07,19.829999999999998,15.77,27.95]
[null,"20110810:0600",30.47,36.64,26.68,40.299999999999997,28.03,34.03,28.3,23.87,16.54,21.71,26.83,16.79,24.38,16.579999999999998,18.04,18.77,14.51,16.77,16.809999999999999,14.63,28.35]
[null,"20110810:1100",26.9,43.3,25.71,46.81,26.6,28.85,26.55,22.42,14.2,19.66,22.13,13.13,22.01,10.24,16.05,19.309999999999999,11.58,15.48,13.36,23.67,28.59]
[null,"20110810:2000",25.36,36.85,31.64,37.880000000000003,33.590000000000003,38.020000000000003,32.880000000000003,32.14,23.47,28.73,31.65,26.3,25.54,25.12,23.38,22.05,25.24,21.11,18.87,20.170000000000002,27.88]
[null,"20110811:0400",30.09,31.02,27.13,34.28,27.22,37.840000000000003,28.75,29.98,16.36,23.68,28.38,20.77,24.18,19.46,20.63,19.059999999999999,14.44,15.53,20.309999999999999,13.57,27.64]
[null,"20110811:1300",27.53,42.76,27.51,44.61,26.57,29.64,28.7,22.13,13.86,22.99,19.97,17.579999999999998,21,12.53,16.29,21.82,10.97,15.59,14.51,26.25,28.78]
[null,"20110811:2100",25.11,35.22,31.17,35.020000000000003,31.12,40.43,35.590000000000003,33.64,18.73,32.43,32.270000000000003,26.95,23.61,22.7,25.67,26.56,23.01,23.32,20.09,19.760000000000002,28.18]
[null,"20110812:0300",29.3,28.82,27.38,31.78,27.21,39.979999999999997,29.98,32,15.8,27.52,23.21,22.71,22.54,19.350000000000001,22.67,21.17,17.88,19.100000000000001,21.07,14.87,28.17]
[null,"20110812:1400",25.87,41.47,28.97,44.42,27.8,31.43,31.21,23.23,14.68,25.2,21.15,17.91,19.66,9.5500000000000007,16.3,22.52,11.98,18.989999999999998,11.21,26.95,28.38]
[null,"20110812:1700",24.91,39.42,30.76,40.1,31.42,38.130000000000003,34.96,29.38,19.100000000000001,27.6,24.41,18.510000000000002,22.91,22.12,23.98,25.06,19.100000000000001,21.94,14.38,24.96,27.95]
[null,"20110812:2300",24.54,33.270000000000003,27.9,34.28,31.79,43.66,34.56,30.52,23.07,29.51,25.96,23.64,24.6,25.94,29.48,24.68,21.86,22,21.54,18.5,27.84]
[null,"20110813:0700",30.23,35.82,25.52,40.75,26.11,36.68,27.97,22.02,17.29,23.48,18.88,17.440000000000001,19.32,13.45,21.5,19.899999999999999,14.55,17.55,17.04,19.260000000000002,27.94]
[null,"20110813:1600",26.18,39.15,30.79,40.270000000000003,31.94,36.64,33.76,23.69,18.12,26.94,20.77,15.84,23.7,21.69,21.69,23.71,9.7899999999999991,21,13.98,25.23,28.26]
[null,"20110814:0000",25.09,28.5,29.54,32.82,35.619999999999997,43.69,34.92,27.12,21.64,24.29,22.12,21.51,26.53,26.88,28.44,23.29,16.27,22.51,22.34,17.09,27.85]
[null,"20110814:0900",28.82,38.94,26.28,41.81,25.9,32.630000000000003,28.39,19.78,14.73,22.43,17.93,13.23,21.86,14.7,20.04,18.87,11.06,16.02,15.44,22.03,27.83]
[null,"20110814:1400",27.51,41.26,29.41,42.13,28.73,30.08,30.74,19.64,13.71,22.76,17.3,12.62,21.9,12.6,18.05,22.52,11.25,19.16,12.61,23.9,28.46]
[null,"20110815:0200",27.46,31.55,27.47,30.12,30.08,39.67,32.11,21.86,17.95,23.27,21.85,20.21,23.17,25.56,23.46,21.51,16.46,19.07,24.71,19.95,26.27]
[null,"20110815:0400",26.29,31.5,27.57,31.13,28.67,37.82,30.84,20.57,15.87,21.76,20.74,17.12,21.66,21.94,20.77,20.55,13.53,17.760000000000002,23.55,19.489999999999998,25.87]
[null,"20110815:1100",26.44,41.13,26.91,43.16,24.61,30.87,28.79,18.8,13.44,19.600000000000001,16.899999999999999,11.55,18.350000000000001,14.73,17.46,19.12,12.21,16.02,15.32,28.38,28.06]
[null,"20110816:0100",25.98,28.75,26.73,29.54,28.07,40.4,33.590000000000003,25.92,20.79,21.97,23.5,22.38,24.63,20.21,28.4,21.85,20.94,23.27,23.33,16.43,27.95]
[null,"20110816:0400",30.08,30.29,27.16,30.11,25.78,38.49,31.31,22.23,16.43,20.58,20.7,17.55,21.01,16.36,23.08,19.63,14.85,19.98,21.36,15.08,28.11]
[null,"20110816:1300",26.93,41,28.23,43.57,24.72,29.59,28.11,17.399999999999999,12.97,19.52,15.41,10.3,19.91,7.42,17.690000000000001,20.420000000000002,11.73,15.75,15.1,24.96,28.98]
[null,"20110817:0000",26.38,29.54,28.56,30.37,32.590000000000003,42.25,31.93,27.9,19.18,25.22,27.27,25.63,24.55,24.34,32.659999999999997,23.73,25.21,16.86,18.600000000000001,18.989999999999998,27.51]
[null,"20110817:0600",30.08,35.07,26.67,37.61,26.04,36.5,27.13,20.78,14.13,19.940000000000001,21.83,18.27,21.36,15.71,23.21,18.690000000000001,18.190000000000001,14.17,17.91,17.600000000000001,28.04]
[null,"20110817:1400",25.98,41.43,28.86,43.81,25.5,29.97,27.55,20.22,13.13,21.97,19.59,14.04,21.74,10.81,18.53,23.24,15.17,13.9,11.5,30.88,28.5]
[null,"20110817:2300",25.04,30.58,28.65,31.94,33.32,42.59,29.51,30.36,18.07,27.9,28.92,31.86,27.65,27.7,32.47,23.16,29.17,19.84,17.61,22.64,28.22]
[null,"20110818:0000",25.5,29.76,27.36,31.05,32.72,42.38,29.04,28.79,17.3,26.54,28.02,31.65,26.91,27.05,32.520000000000003,22.15,28.74,19.34,17.54,22.05,28.19]
[null,"20110818:0800",29.2,39.18,26.81,42.87,23.95,34.479999999999997,25.73,21.31,12.23,18.5,19.13,20.86,22.87,14.5,22.02,16.510000000000002,18.239999999999998,14.68,12.88,25.26,28.26]
[null,"20110818:2100",25.25,33.03,28.76,34.72,32.119999999999997,42.54,32.25,30.06,19.38,27.01,29.49,32.81,26.92,26.22,24.69,21.16,28.63,23.22,19.32,28.63,27.59]
[null,"20110819:0100",26.56,28.69,26.45,30.28,29.02,41.88,29.34,29.64,17.13,24.14,27.84,33.4,24.42,24.53,23.78,17.82,25.97,17.75,20.95,24.28,28.01]
[null,"20110819:1100",27.2,42.32,24.76,44.88,23.23,31.59,24.42,21.72,12.18,18.34,20.6,18.649999999999999,21.58,9.17,16.27,13.59,12.82,13.81,13.81,33.770000000000003,28.5]
[null,"20110819:1800",25.9,36.5,26.66,38.33,33.57,36.56,33.619999999999997,28.92,16.11,28.61,28.21,28.57,26.85,24.34,18.95,23.14,25.08,19.809999999999999,15.81,33.97,27.81]
[null,"20110820:0100",24.91,27.01,27.23,32.090000000000003,29.76,38.020000000000003,31.35,27.2,15.95,27.39,27.23,35.549999999999997,23.72,25.06,23.59,19.28,25.98,19.010000000000002,20.34,22.09,28.13]
[null,"20110820:1100",25.73,41.25,25.89,45.37,23.29,30.47,25.54,19.7,12.37,22.92,17.05,16.98,19.82,9.92,13.83,15.55,11.4,12.47,12.71,26.47,28.59]
[null,"20110820:1800",25.09,37.26,31.05,39.08,31.73,35.39,29.55,24.96,16.239999999999998,33.92,24.73,22.62,22.87,27.51,18.8,24.05,25.36,21.49,13.2,27.76,28.19]
[null,"20110820:2000",24.56,35.54,31.36,36.72,30.38,37.799999999999997,33.630000000000003,25.62,18.34,35.86,27.79,26.74,22.9,28.43,22.07,23.5,26.99,22.27,16.93,25.18,28.04]
[null,"20110821:0800",28.77,39.14,25.07,44.12,24.71,34.380000000000003,28.13,20.13,13.39,26.87,18,15.39,17.96,14.85,17.43,15.4,19.149999999999999,14.62,12.57,21.71,28.33]
[null,"20110821:1300",27.13,42.11,27.38,46.65,25.18,30.35,28.65,18.82,13.41,27.35,15.32,13.19,19.27,10.75,14.21,18.43,12.96,15.76,10.58,28.65,28.67]
[null,"20110821:2200",25.17,32.42,30.61,34.35,29.54,42.83,34.700000000000003,28.52,22,33.630000000000003,29.79,26.03,26.06,30.55,21.57,22.06,31.54,24.56,14.6,20.02,27.84]
[null,"20110822:0600",28.47,35.299999999999997,26.07,37.89,26.04,36.46,28.36,21.57,15.05,28.41,22.17,18.09,19.66,19.399999999999999,15.39,16.32,21.2,17.690000000000001,13.16,15.26,27.27]
[null,"20110822:1200",26.82,41.86,24.68,43.69,24.83,31.97,26.06,19.38,14.06,27.5,18.5,15.4,18.89,12.22,13.21,17.399999999999999,15.36,16.34,7.28,22.86,28.58]
[null,"20110822:2300",24.71,30.98,29.32,31.93,31.82,42.51,32.270000000000003,29.23,17.64,33.119999999999997,30.66,26.82,27.44,29.67,20.65,22.78,23.13,27.67,19.16,16.809999999999999,27.46]
[null,"20110823:0500",27.85,32.479999999999997,25.99,33.909999999999997,26.73,37.49,28.19,24.11,14.23,28.31,24.84,17.66,23.22,20.49,16.260000000000002,18.010000000000002,14.13,21,17.12,12.67,27.59]
[null,"20110823:0800",29.12,38.43,25.7,40.4,25.84,33.79,25.96,21.41,13.86,27.06,22.11,15.15,20.52,18.12,15.25,17.64,12.94,20.03,13.04,17.45,28.32]
[null,"20110823:1900",24.9,35.299999999999997,31.71,34.76,34.659999999999997,38.770000000000003,33.18,28.43,17.45,34.5,29.35,20.05,28.83,26.25,16.149999999999999,26.6,18.5,26.47,17.260000000000002,21.23,27.88]
[null,"20110824:0100",26.66,28.63,27.17,30.29,30.48,41.14,30.02,29.3,16.670000000000002,32.020000000000003,28.13,23.22,24.47,26.03,17.43,21.15,20.03,25.73,19.38,17.559999999999999,28.03]
[null,"20110824:0900",30.16,39.75,26.63,41.91,26.48,31.44,22.69,21.65,13.01,27.02,20,12.94,22.36,12.95,12.33,15.9,10.25,18.66,12.59,21.15,28.82]
[null,"20110824:1800",25.6,37.15,29.32,35.11,33.950000000000003,37.840000000000003,31.44,27.61,15.59,34.950000000000003,27.98,19.920000000000002,28.67,29.67,15.59,25.29,21.39,26.67,14.33,20.309999999999999,28.05]
[null,"20110824:2300",25.46,34.090000000000003,27.81,29.32,33.200000000000003,41.75,30.91,30.24,16.899999999999999,36.26,29.88,27.62,29.54,31.05,20.190000000000001,24.78,25.4,28.01,17.93,18.559999999999999,28.21]
[null,"20110825:1100",28.17,41.71,25.56,43.59,25.55,30.27,24.74,22.71,12.5,26.52,19,12.11,20.73,14.12,13.56,17.45,11.16,21.73,9.82,22.08,27.54]
[null,"20110825:1600",25.89,40.39,29.75,40.1,28.15,32.96,28.99,28.26,13.53,33.18,25.07,14.54,25.57,23.19,16.38,27.86,21.5,25.59,9.57,23.36,27.97]
[null,"20110825:2000",24.41,36.42,30.59,33.01,26.97,32.630000000000003,31.16,32.590000000000003,18.38,37.340000000000003,30.42,18.25,29.57,29.28,22.05,30.17,28.92,26.2,11.29,19.07,25.37]
[null,"20110826:0500",26.65,34.57,26.72,35.159999999999997,25.59,31.4,26.28,28.11,13.57,27.65,27.39,16.46,24.5,21.17,18.57,22.98,23.59,21.68,13.18,15.4,27.19]
[null,"20110826:1200",27.31,42.92,26.6,44.47,24.04,27.67,21.57,23.16,12.32,25.63,20.52,11.19,22.71,12.89,15.01,21.83,12.18,19.89,9.91,21.42,28.31]
[null,"20110826:2200",24.95,30.75,28.69,33.03,26.39,38.82,30.36,35.5,19.07,26.54,32.96,29.17,24.99,31.37,21.94,29.31,33.619999999999997,27.08,11.32,17.079999999999998,26.3]
[null,"20110827:0500",26.86,32.28,26.4,34.64,24.42,34.26,23.96,28.32,13.21,23.07,25.92,21.81,22.4,22.24,15.86,23,21.04,20.02,10.57,15.7,26.32]
[null,"20110827:1500",25.77,41.11,29.67,42.55,26.32,32.65,25.63,26.6,12.87,22.9,24.42,15.34,23.85,18.920000000000002,14.35,26.25,14.29,21.19,8.66,26.08,27.6]
[null,"20110827:1900",25.38,35.869999999999997,30.07,35.729999999999997,31.23,37.81,30.61,33.229999999999997,21.27,25.25,31.45,26.77,23.84,26.25,19.149999999999999,26.85,19.55,24.57,10.02,22.89,27.18]
[null,"20110828:0000",25.95,29.3,27.8,29.55,30.66,40.58,29.19,34.93,24.2,24.14,32.409999999999997,31.73,23.11,27.29,20.88,22.45,21.07,23.3,12.11,19.309999999999999,25.88]
[null,"20110828:0900",29.13,40.81,25.05,44.69,24.22,32.57,23.09,25.84,15.15,21.13,19.649999999999999,16.47,21.62,14.45,14.9,20.04,12.94,16.149999999999999,7.75,20.32,27.05]
[null,"20110828:1700",25.24,37.57,31.6,36.880000000000003,30.81,37.130000000000003,30.44,31.04,18.57,24.88,27.19,20.350000000000001,20.399999999999999,25.97,16.920000000000002,22.66,16.54,23.99,6.77,24.78,28.03]
[null,"20110828:2300",25.15,30.14,29.45,31.67,32.22,42.95,30.4,34.14,27.79,26.45,26.91,21.03,19.57,29.59,20.38,19.690000000000001,16.36,24.79,12.4,19.3,27.14]
[null,"20110829:1000",27.98,41.49,25.79,44.7,25.19,31.13,24.84,20.66,18.46,18.43,16.170000000000002,13.85,20.420000000000002,15.49,13.14,12.89,9.92,17.690000000000001,6.61,22.85,28.22]
[null,"20110829:1600",26.61,39.1,30.77,36.79,29.93,36.270000000000003,29.28,24.91,20.399999999999999,25.41,23.55,16.11,20.97,22,14.42,21.44,8.66,24.86,5.63,25.56,28.35]
[null,"20110830:0300",28.59,30.47,27.82,26.88,28.19,40.17,25.53,27.58,20.79,24.53,26.1,21,19.53,21.47,17.72,18.13,11.07,23.91,13.64,16.66,28.35]
[null,"20110830:0600",29.87,35.520000000000003,26.24,37.4,26.48,36.89,25.18,24.3,17.97,22.77,20.78,17.53,19.38,16.489999999999998,15.25,16.690000000000001,9.2899999999999991,23.64,11.93,15.23,28.19]
[null,"20110830:1200",26.75,41.6,26.15,45.29,25.42,32.33,23.89,18.39,14.41,20.36,17.59,15.16,19.16,10.54,13.34,16.3,6.86,22.66,9.8000000000000007,21.46,28.35]
[null,"20110830:2000",25.58,35.08,29.47,35.909999999999997,34.15,41.73,31.46,33.659999999999997,17.48,25.63,32.090000000000003,23.7,22.26,26.75,19.23,27.21,12.36,29.28,18.09,15.58,28.06]
[null,"20110831:0500",30.88,32.33,26.21,34.76,26.56,37.74,25.51,28.17,14.31,18.59,26.35,20.170000000000002,19.73,18.78,15.59,22.05,9.1,22.12,16.21,11.86,27.77]
[null,"20110831:1700",25.14,35.29,30.64,36.35,34.35,41.72,32.950000000000003,35.950000000000003,16.73,23.78,32.75,23.43,21.32,20.27,17.55,24.25,15.13,25.23,11.54,15.74,28.41]
[null,"20110831:2200",26,32.880000000000003,28.91,35.549999999999997,31.33,39.630000000000003,27.46,33.03,16.46,26.18,29.75,23.07,22.11,16.52,17.14,21.79,14.17,24.41,13.06,15.47,27.62]
[null,"20080901:0300",26.85,30.46,27.17,34.75,28.31,37.549999999999997,21.97,30.11,16.18,28.58,26.76,22.71,22.9,12.77,16.73,19.329999999999998,13.21,23.6,14.58,15.19,26.83]
[null,"20080901:1500",25.23,39.200000000000003,27.72,42.77,29.32,30.63,19.940000000000001,25.74,14.14,29.92,21.06,14.98,24.95,9.39,15.18,19.350000000000001,11.7,20.79,7.13,20.18,26.93]
[null,"20080901:1700",24.55,36.58,28.84,39.119999999999997,32.14,35.08,23.17,30.84,18.309999999999999,34.01,25.7,21.09,26.83,10.28,19.899999999999999,21.18,14.46,21.05,9,19.559999999999999,27.08]
[null,"20080902:0000",24.46,27.42,27.26,32.31,31.32,39.83,22.6,34.25,18,27.65,29.12,30.03,27.97,15.14,26.38,19.899999999999999,17.77,18.09,18.899999999999999,15.19,27.29]
[null,"20080902:1400",24.69,40.06,27.45,44.03,28.18,28.97,20.2,21.11,11.15,23.32,18.809999999999999,14.23,22.67,4.72,13.62,16.89,8.99,14.65,5.92,20.02,26.87]
[null,"20080902:1700",24.29,36.35,30.09,38.99,33.15,33.200000000000003,25.34,31.39,13.46,27.32,22.89,17.86,23.8,16.71,21.98,18.68,18.46,16.05,8.8699999999999992,18.98,27.71]
[null,"20080903:0400",27.74,25.18,26.64,32.549999999999997,27.68,33.799999999999997,21.42,30.76,12.62,23.93,21.87,19.25,20.51,15.65,21.16,16.170000000000002,13.35,13.51,16.75,13.86,26.65]
[null,"20080903:1000",26.93,40.130000000000003,25.68,45.24,25.4,29.5,18.149999999999999,24.09,11.58,19.260000000000002,18.149999999999999,13.23,18.29,7.18,17.66,13.82,8.0500000000000007,12.47,9.33,16.829999999999998,27.98]
[null,"20080903:1800",25.05,34.86,31.34,38.24,35.57,35.799999999999997,26.71,33.700000000000003,14.83,26.38,24.5,19.309999999999999,22.2,24,24.42,21.08,14.79,21.38,12.58,15.72,27.46]
[null,"20080904:0300",28.59,24.44,26,31.67,29.55,37.36,22.58,34.1,13.41,22.68,23.04,19.760000000000002,20.85,21.45,24.38,17.86,14.03,19.600000000000001,17.34,10.050000000000001,27.18]
[null,"20080904:1100",25.69,40.729999999999997,25.63,46.47,25.86,28.14,18.98,24.55,12.39,17.68,17.489999999999998,12.05,16.45,9.75,17.399999999999999,13.86,8.5,17.59,9.2100000000000009,15.72,28.42]
[null,"20080904:1200",25.15,40.61,26.17,46.38,25.55,27.63,19.16,23.66,12.31,17.399999999999999,16.96,12.42,16.55,9.24,16.77,15.13,7.3,17.16,8.2100000000000009,15.95,28.47]
[null,"20080904:2100",24.48,29.79,28.71,35.07,30.81,37.99,28.31,35.17,18.36,29.48,28.09,22.35,27.71,23.7,26.15,23.39,25.21,20.59,15.73,11.74,27.02]
[null,"20080905:1000",27.17,39.479999999999997,25.48,45.59,25.16,29.09,20.239999999999998,24.17,12.62,18.350000000000001,18.8,12.1,20.420000000000002,10.79,18.510000000000002,17.260000000000002,10.51,12.96,9.31,15.51,27.36]
[null,"20080905:1400",26.03,38.840000000000003,27.15,44.94,28.18,27.69,24.07,23.04,12.18,22.64,19.05,10.039999999999999,21.42,5.75,17.05,18.5,11.06,17.25,7.15,17.559999999999999,27.79]
[null,"20080906:0000",24.51,26.95,28.06,33.5,30.59,33.549999999999997,26.45,34.61,18.27,29.05,26.98,24.51,20.34,12.94,25.82,18.989999999999998,27.96,21.67,17.09,14.83,26.16]
[null,"20080906:0700",27.55,35.729999999999997,25.93,41.38,26.2,28.9,22.57,26.96,13.55,21.83,20.02,15.42,18.25,6.05,19.149999999999999,17.13,15.36,17.36,11.23,15.36,27.26]
[null,"20080906:1400",25.8,38.840000000000003,27.03,43.28,27.94,25.46,24.14,23.47,12.65,23.89,19.190000000000001,10.34,19.5,1.32,16.059999999999999,19.54,11.62,21.61,7.27,21.32,27.46]
[null,"20080907:0000",24.79,26.67,27,32.950000000000003,30.03,36.33,25.65,33.729999999999997,17.670000000000002,29.48,26.66,26.57,27.12,14.98,25.86,17.39,27.37,27.55,16.43,16.61,27.18]
[null,"20080907:0400",29.64,27.43,26.52,31.99,26.9,33.44,22.96,29.75,14.28,24.9,21.77,20.38,23.77,10.38,19.55,16.71,22.29,23.75,14.22,15.08,27.86]
[null,"20080907:0900",29.36,38.270000000000003,25.82,40.82,25.34,29.61,20.75,25.85,13.09,20.47,18.09,15.14,21.14,4.25,14.93,14.58,16.96,20.010000000000002,10.210000000000001,16.940000000000001,28.52]
[null,"20080907:1800",25.91,33.729999999999997,29.86,35.68,26.68,34.15,28.66,32.35,17.82,31.85,22.47,22.85,29.47,19.27,18.71,20.9,26.4,27.16,11.63,17.829999999999998,28.58]
[null,"20080908:0200",26.97,25.48,25.47,29.98,26.57,35.340000000000003,24.91,29.82,15.73,28.22,21.54,26.22,25.15,19.239999999999998,22.45,17.010000000000002,25.04,18.37,16.64,14.07,25.7]
[null,"20080908:1100",26.55,38.299999999999997,25.22,42.78,23.9,29.31,20.92,19.170000000000002,13.15,23.68,16.34,14.87,22.45,10.1,13.97,17.61,12.7,16.149999999999999,9.4499999999999993,19.34,27.49]
[null,"20080908:1900",25.13,32.04,30.5,33.17,31.17,35.020000000000003,30.16,21.66,15.17,27.36,25.04,24.43,25.05,15.88,19.170000000000002,23.11,26.92,19.100000000000001,10.8,18.39,27.57]
[null,"20080909:0100",26.56,25.81,27.4,28.13,27.17,30.24,27.1,22.16,15.26,26.37,23.51,25.67,23.92,12.44,21.93,19.45,25.7,16.13,13.32,15.08,28.22]
[null,"20080909:1200",26.79,38.6,26.38,43,23.26,26.9,21.5,15.25,13.59,23.26,16.940000000000001,13.25,21.38,6.81,14.12,17.37,17.47,16.82,7.22,18.84,28.54]
[null,"20080909:1500",25.98,37.11,29.07,39.46,28.42,28.47,26.51,18.059999999999999,13.87,27.98,20.05,14.15,26.36,6.86,13.95,21.27,18.62,18.690000000000001,6.68,19.13,28.56]
[null,"20080909:2100",25.35,29.76,30.45,32.450000000000003,31.01,37.090000000000003,29.96,27.62,17.27,35.950000000000003,26.69,19.09,32.369999999999997,10.28,19.52,21.12,28.07,22.69,13.67,15.14,25.66]
[null,"20080910:0500",28.42,28.41,26.13,31.61,26,31.71,24.18,22.86,13.59,27.48,20.74,13.62,28.86,6.75,14.99,16.66,21.13,20.6,12.07,10.45,26.49]
[null,"20080910:1400",26.63,38.770000000000003,28.94,40.51,26.01,23.67,23.15,16.97,12.4,27.72,17.84,11.89,27.39,3.34,12.65,16.260000000000002,15.48,20.09,8.7200000000000006,19.28,27.39]
[null,"20080910:2200",25.71,29.01,28.11,30.83,30.11,39.369999999999997,28.12,31.73,19.57,35.729999999999997,26.95,17.87,33.67,14.63,21.41,19.28,28.26,23.7,15.27,14.08,27.02]
[null,"20080911:0700",30.11,35.43,25.78,35.83,24.41,30.6,22.19,23.53,12.68,25.59,19.54,11.9,26.54,5.59,15.54,13.47,19.149999999999999,18.149999999999999,8.9,11.97,28.33]
[null,"20080911:1200",27.9,39.33,26.64,40.299999999999997,24.18,25.6,21.21,18.82,12.41,23.2,15.45,10.48,24.69,2.23,13.28,14.5,14.31,17.37,6.2,17.670000000000002,28.67]
[null,"20080912:0000",25.62,26.3,27.47,29.76,29.67,39.979999999999997,23.85,31.21,19.78,32.07,26.91,20.03,26.09,18.77,23.86,20.58,28.73,21.81,12.84,12.31,28.2]
[null,"20080912:0200",25.47,24.38,26.73,28.48,27.5,38.5,23.32,27.99,17.23,29.13,24.23,18.57,24.96,16.149999999999999,20.82,19.57,24.11,19.62,12.44,11.05,28.37]
[null,"20080912:0900",28.9,37.86,25.68,40.46,24.27,30.16,22.11,22.06,13.68,25.16,17.47,12.02,22.4,5.39,16.98,19.89,11.19,14.34,8.17,13.44,28.91]
[null,"20080912:1600",26.55,36,30.23,37.93,30.75,32.700000000000003,26.15,25.65,15.03,26.63,22.44,13.11,25.69,15.71,17.55,21.15,15.18,16.34,6.82,17.2,28.52]
[null,"20080913:0200",26.29,23.8,26.24,28.99,27.44,37.909999999999997,25.65,28.54,18.079999999999998,25.22,25.01,20.49,18,19.37,21.04,16.91,24.17,15.27,11.54,11.55,26.46]
[null,"20080913:0900",28.49,38.03,24.9,40.42,22.57,29.82,23.21,21.48,14.02,18.489999999999998,16.61,11.82,15.72,7.05,14.56,15.74,10.47,10.53,7.88,15.79,28.25]
[null,"20080913:1900",25.04,31.05,30.91,32.020000000000003,34.17,35.25,23.88,22.77,17.760000000000002,23.52,25.65,20.3,17.55,23.4,16.02,20.54,19.21,17.11,7.96,17.12,27.75]
[null,"20080913:2300",24.85,27.13,28.87,28.96,34.200000000000003,37.549999999999997,23.14,21.77,17.79,23.06,28.17,24.42,16.66,24.07,17.64,18.36,20.28,17.79,9.5,12.55,26.78]
[null,"20080914:1200",26.59,38.880000000000003,27.08,41.86,23.85,25.09,21.02,14.36,12.39,13.29,15.09,12.53,12.74,7.64,8.74,12.92,6.09,12.16,5.76,21.24,28.77]
[null,"20080914:1300",26.43,38.630000000000003,28.11,41.47,24.75,24.48,21.34,14.22,12.34,14.18,14.69,12.19,14.2,7.15,8.8699999999999992,14.62,6.06,12.77,5.6,21.63,28.5]
[null,"20080914:2200",24.46,27.54,28.35,31.05,30.46,38.08,25.03,19.78,16.5,23.93,27.29,24.05,21.15,21.66,15.32,21.27,19.21,19.36,11,15.15,27.53]
[null,"20080915:0600",28.18,31.56,26.93,36.85,25.21,29.49,22.44,15.99,13.3,17.13,16.84,14.35,16.21,12.11,10.36,20.149999999999999,10.51,14.82,6.1,13.76,27.02]
[null,"20080915:1200",26.68,38.54,26.34,43.27,24.59,23.17,21.98,11.31,12.33,14.35,10.19,12.36,15.04,5.98,7.7,20.48,6.74,13.24,4.01,19.07,27.35]
[null,"20080915:2300",24.7,26.73,27.34,31.35,31.36,36.630000000000003,23.43,23,16.63,26.71,25.73,20.39,15.81,22.73,14.86,19.010000000000002,25.05,14.03,11.86,15.82,25.75]
[null,"20080916:0900",28.96,37.32,26.38,42.19,25.35,25.73,21.94,13.4,12.11,17.71,13.03,11.55,16.18,9.06,10.34,12.34,12.83,8.14,5.31,18.8,28.04]
[null,"20080916:1600",26.44,36.39,29.04,37.94,30.77,27.81,22.1,18.86,13.52,19.84,22.17,13.75,16.32,16.79,12.01,20.329999999999998,13.02,13.51,4.3899999999999997,24.21,28.11]
[null,"20080916:2300",25.37,26.6,27.94,29.92,29.38,35.65,24.48,31.18,19.78,23.44,29.82,14.92,14.98,20.34,16.72,20.53,18.78,16.53,11.76,16.18,27.41]
[null,"20080917:0100",27.24,24.54,26.91,28.55,28.18,34.67,23.31,29.92,18.22,21.24,27.81,14.63,14.26,18.82,15.77,17.399999999999999,17.78,14.21,11.31,14.64,25.35]
[null,"20080917:0900",30.84,37.46,25.42,41.4,25.57,24.6,21.48,17.760000000000002,12.48,16.2,19.07,10.67,13.09,8.85,12.27,15.54,11.1,9.75,7.13,17.829999999999998,26.64]
[null,"20080917:1800",26.68,32.94,29.35,34.96,33.17,33.72,24.41,30.45,19.53,23.23,27.79,14.77,19.12,22.88,12.55,24.46,16.13,17.7,6.61,14.95,27.25]
[null,"20080918:0600",30.77,31.52,26.22,34.08,25.7,29.92,21.55,23.47,14.3,19.27,21.68,11.38,16.3,14.93,14.15,19.32,9.61,15.63,6.84,9.65,27.96]
[null,"20080918:1100",28.79,37.82,25.67,41.38,24.29,26.39,21.05,16.16,12.49,18.95,19.760000000000002,8.14,15.45,10.11,13.07,18.39,9.07,15.07,4.92,14.1,28.71]
[null,"20080918:2000",25.36,30.18,29.65,31.13,32.340000000000003,35.520000000000003,23.94,27.73,20.86,30.3,29.8,20.079999999999998,26.6,22.48,17.2,22.62,16.91,19.43,9.26,11.33,26.38]
[null,"20080919:0400",30.28,24.03,25.83,27.34,26.57,32.69,21.58,23.58,14.87,24.05,24.35,15.9,23.05,15.88,13.02,14.93,11.75,18.88,11.11,5.74,27.04]
[null,"20080919:1000",28.7,38.35,25.39,41.1,25.43,27.4,21.24,16.89,13.6,22.66,20.7,9.5299999999999994,20.52,9.3000000000000007,11.94,12.05,9.02,18.11,6.47,12.86,28.64]
[null,"20080919:1300",27.96,39.46,27.16,41.37,25.32,24.6,21.29,14.67,12.69,23.05,17.52,8.9,20.91,8.4600000000000009,11.52,14.27,8.5,18.8,4.92,15.62,28.77]
[null,"20080920:0300",29.8,22.76,25.67,27.89,25.23,33.19,21.96,27.85,15.91,26.19,26.6,17.84,24.55,16.02,14.23,13.3,10.72,18.47,11.84,9.4700000000000006,26]
[null,"20080920:0600",31.02,30.59,25.11,36.07,24.71,30.35,21.7,22.44,14.12,25.14,19.940000000000001,14.17,23.79,11.44,13.21,11.98,9.43,16.86,8.26,8.24,27.1]
[null,"20080920:1700",26.14,32.79,28.92,35.49,26.37,32.4,24.1,27.89,18.59,21.98,28.19,15.69,23.22,11.27,11.97,21.84,13.17,15.42,5.75,17.79,26.35]
[null,"20080920:2300",25.87,25.33,27.72,29.48,27,38.020000000000003,23.83,32.42,21.02,21.6,32.5,21.77,21.61,14.69,12.11,20.32,17.440000000000001,15.01,10.1,10.4,26.12]
[null,"20080921:0700",29.71,31.87,25.72,37.58,24.15,30.25,21.78,21.58,14.66,16.46,21.49,13.37,15.78,7.59,12.36,16.899999999999999,9.98,11.4,5.41,9.16,27.49]
[null,"20080921:1600",24.88,32.630000000000003,28.72,35.96,22.03,31.07,25.13,25.07,16.579999999999998,18.45,24.56,12.91,17.53,12.77,12.78,21.83,13.73,11.44,2.17,21.89,26.57]
[null,"20080921:2100",23.8,26.25,28.88,29.35,25.1,39.1,27.1,33.04,21.73,21.54,30.65,21.95,18.420000000000002,18.600000000000001,14.76,23.06,22.15,13.81,6.79,16.05,25.83]
[null,"20080922:0100",24.73,21.98,26.33,26.43,24.48,38.299999999999997,23.62,31.92,19.510000000000002,18.350000000000001,29,22.24,16.32,16.46,14.04,19.93,21.25,11.5,7.57,11,26.56]
[null,"20080922:1400",26.05,35.43,28.03,38.909999999999997,20.9,24.74,21.7,17.54,13.74,15.78,19.47,6.95,15.18,5.38,11.56,19.5,6.88,9.92,1.58,21.88,26.78]
[null,"20080922:1800",24.99,29.58,29.58,31.26,26.31,33.72,26.64,31.33,20.46,21.89,28,15.48,17.399999999999999,16.13,14.71,22.81,24.14,15.64,3.58,19.28,26.09]
[null,"20080923:0400",30.15,22.23,25.93,26.59,22.21,30.72,21.83,26.98,17.149999999999999,16.91,21.68,14.95,13.25,12.23,12.76,21.2,16.68,12.77,6.24,14.58,25.96]
[null,"20080923:1100",28.78,35.67,26.03,40.549999999999997,20.88,24.03,22.21,19.149999999999999,13.16,13.08,15.93,10.75,11.57,8.42,12.28,21.26,10.66,11.39,0.19,19.66,26.77]
[null,"20080923:1800",26.12,29.42,27.3,31.13,25.59,31.09,23.6,28.6,19.739999999999998,22.82,25.94,15.71,17.760000000000002,15.16,17.12,26.49,26.67,18.52,2.73,18.77,26.91]
[null,"20080924:0400",28.5,19.82,26.65,26.26,25.2,29.67,22.19,25.42,14.38,18.07,24.04,13.85,15.36,10.8,14.05,21.76,21.59,14.73,4.71,13.51,26.28]
[null,"20080924:1300",26.9,35.799999999999997,27.27,39.9,24.4,19.190000000000001,22,15.53,12.36,15.28,17.82,6.51,12.54,4.59,12.02,16.72,9.8000000000000007,11.6,0.67,14.95,27.44]
[null,"20080924:1700",24.85,31.33,27.77,32.72,29.63,30.63,22.61,26.64,16.75,23.07,26.9,13.49,18.57,16.21,17.260000000000002,18.760000000000002,24.76,18.12,1.0900000000000001,15.72,26.83]
[null,"20080924:2200",25.18,23.17,27.14,28.67,32.130000000000003,35.67,23.65,31.42,21.51,26.57,31.12,20.25,19.73,19.38,22.33,18.89,29.25,20.98,8.73,12.04,25.96]
[null,"20080925:0700",30.96,31.79,25.72,35.619999999999997,21.36,25.57,20.88,22.76,12.77,18.32,21.43,10.62,14.61,9.7100000000000009,14.8,15.14,15.46,12.59,4.24,9.6999999999999993,27.2]
[null,"20080925:1500",25.59,35.090000000000003,28.41,37.659999999999997,27.22,22.93,21.86,20.399999999999999,12.39,21.04,21.42,9.06,17.059999999999999,9.0500000000000007,14.11,18.63,14.02,15.65,1.46,16.09,27.31]
[null,"20080925:2100",25.56,25.86,29.09,30.32,32.770000000000003,37.39,24.85,31.45,24.39,25.72,30.31,21.69,19.53,25.59,22.3,21.35,29.67,20.87,8.43,11.29,26.18]
[null,"20080926:0800",28.31,34.82,25.61,35.840000000000003,21.34,25.71,20.75,21.54,14.41,18.53,18.03,11.92,14.08,8.58,15.9,14.98,12.77,12.53,4.05,10.99,27.1]
[null,"20080926:1400",25.65,37.31,27.66,36.68,23.65,20.49,21.52,18.440000000000001,12.48,20.420000000000002,14.81,9.4600000000000009,16.28,6.5,14.59,15.46,10.11,13.7,1,13.63,26.09]
[null,"20080927:0100",26.97,21.34,26.94,25.27,27.05,38.29,22.92,29.52,16.43,23.66,28.28,24.15,19.59,22.11,20.49,15.46,22.62,19.309999999999999,7.34,8.49,26.14]
[null,"20080927:0400",30.06,22.89,26.07,25.29,24.67,32.97,20.34,26.86,14.08,21.2,23.58,17.399999999999999,18.07,15.75,16.850000000000001,14.01,18.79,18.41,4,8.31,27.23]
[null,"20080927:1000",29.55,37.590000000000003,25.71,36.130000000000003,22.98,25.07,16.23,21.4,12.42,18,16.46,12.09,15.07,8.33,15.07,12.61,11.19,17.5,-1.82,11.61,26.8]
[null,"20080927:1800",25.69,31.83,29.74,29.5,29.65,35.35,26.25,25.98,16.21,26.76,28.31,17.34,23.74,24.35,21.04,16.559999999999999,24.56,23.52,-0.26,12.7,27.64]
[null,"20080928:0300",29.83,22.59,26.06,23.17,25.87,34.85,24.8,22.15,12.94,21.35,25.97,18.170000000000002,19.329999999999998,19.32,19.190000000000001,14.56,18.190000000000001,22.4,2.16,11.22,27.75]
[null,"20080928:0800",29.47,35.79,26.19,34.369999999999997,25.11,28.77,24.12,18.690000000000001,11.16,18.11,21.37,11.24,16.52,10.76,17.02,10.74,11.64,20.74,-0.9,11.8,27.42]
[null,"20080928:2000",24.79,29.42,26.31,26.19,28.35,39.31,22.25,21.24,16.41,27.65,27.58,21.97,27,26.57,22.52,14.8,17.88,13.86,1.72,11.86,26.09]
[null,"20080929:0100",27.63,24.45,24.57,22.72,25.58,38.979999999999997,18.55,19.670000000000002,14.6,24.53,19.440000000000001,23.47,24.6,23.63,21.47,13.14,15.86,13.63,3.37,11.77,26.48]
[null,"20080929:1300",26.27,37.200000000000003,24.53,36.89,23.79,21.97,13.24,13.62,10.83,15.73,10.3,8.9,14.52,6.73,14.13,11.35,6.81,10.68,-2.48,16.93,28.72]
[null,"20080929:1500",25.59,35.69,24.95,35.18,24.36,24.98,17.399999999999999,16.89,10.88,17.260000000000002,10.54,10.89,16.23,9.86,14.77,12.66,7.53,14.11,-2.5,17.27,28.58]
[null,"20080929:2200",24.81,26.59,24.84,24.13,27.11,38.93,20.47,23.11,16.11,23.29,17.82,23.41,17.86,25.73,22.29,11.97,21.15,20.88,3.44,10.73,25.58]
[null,"20080930:0500",29.11,26.59,23.97,26.48,23.77,31.9,16.52,16.440000000000001,12.07,17.82,12.72,17.690000000000001,13.86,14,15.92,10.199999999999999,10.78,16.559999999999999,-0.72,6.74,26.46]
[null,"20080930:1500",24.69,36.06,27.96,33.61,23.77,26.45,18.62,16.36,12.38,19.66,11.35,17.04,16.61,8.89,12.67,12.52,10.5,16.66,-0.69,19.7,27.73]
[null,"20081001:0200",26.17,26.68,27.27,27.33,25.31,32.76,22.68,26.42,15.9,18.66,19.28,15.27,13.41,9.17,12.56,13.58,13.06,12.29,2.79,14.13,26.79]
[null,"20081001:0800",28.65,34.950000000000003,25.61,36.49,23.31,27.89,20.32,21.72,14.71,14.37,13.67,12.63,8.86,0.76,10.29,12.34,3.85,9.2799999999999994,1.51,17.579999999999998,26.84]
[null,"20081001:1600",25.69,34.340000000000003,29.78,33.549999999999997,24.22,27.76,25.88,25.34,15.27,22.74,20.14,11.46,13.59,2.69,10.74,15.98,8.18,9.7100000000000009,-0.26,26.76,26.74]
[null,"20081002:0100",26.29,22.83,27.23,23.58,25.23,36.020000000000003,23.88,31.95,16.420000000000002,22.6,18.75,12.61,12.87,6.16,12.57,14.41,7.29,11.62,4.76,16.329999999999998,25.83]
[null,"20081002:0200",27.64,21.61,26.52,22.76,24.88,34.69,22.69,30.7,15.88,21.47,17.38,11.87,12.72,4.84,12.22,13.71,6.5,11.66,4.33,15.95,26.22]
[null,"20081002:1000",27.33,37.15,24.32,38.32,23.46,24.56,18.88,20.29,13.02,18.440000000000001,15.21,8.3800000000000008,12.95,-1.51,9.49,12.59,4.47,12.08,-1.1000000000000001,21.91,27.27]
[null,"20081002:2300",24.36,24.05,29.15,25.48,27.17,35.76,29.28,33.61,17.14,28.63,24.88,12.94,10.69,10.82,11.02,13.99,13.75,13.45,7.89,17.86,26.82]
[null,"20081003:0300",28.24,25.02,25.42,23.47,24.62,31.61,24.25,29.05,14.16,24.79,19.260000000000002,10.130000000000001,9.5,6.13,9.48,13.11,7.97,11.9,5.83,11.72,25.46]
[null,"20081003:1300",26.18,37.29,24.74,39.17,23.14,24.5,20.97,19.440000000000001,11.99,21.89,10.84,7.7,9.33,-0.51,3.85,13.08,4.9800000000000004,8.92,0.73,27.06,27.31]
[null,"20081003:2000",24.73,28.34,29.29,27.48,28.94,35.04,31.57,30.4,17.059999999999999,32.619999999999997,24.62,13.31,14.38,6.59,11.3,17.39,10.98,6.16,5.97,19.29,25.24]
[null,"20081004:0500",30.27,25.9,22.71,28.15,24.05,30.28,23.03,21.67,13.04,24.41,20.56,9.07,9.4499999999999993,1.35,9.52,10.9,3.66,5.17,4.3099999999999996,14.25,27]
[null,"20081004:1200",26.11,36.159999999999997,22.02,40.5,22.62,22.1,20.74,18.09,11.27,21.82,14.46,6.08,9.68,0.48,9.41,9.5,2.52,5.3,1.74,21.79,27.89]
[null,"20081004:1400",25.49,35.299999999999997,25.67,39.1,24.85,20.95,24.56,17.98,10.75,23.89,14.43,5.66,10.71,-0.2,9.49,11.7,2.37,5.51,0.91,22.2,27.94]
[null,"20081005:0200",26.75,24.25,23.38,25.46,25.84,35.36,24.54,17.36,15.59,24.01,24.23,12.65,11.97,1.86,13.02,12.66,6.94,5.5,4.0999999999999996,14.83,25.22]
[null,"20081005:0700",28.77,30.94,22.72,32.700000000000003,24.32,30.12,21.67,15.47,13.54,17.95,19.03,9.86,8.8800000000000008,1.1299999999999999,10.66,10.32,3.91,4.13,1.86,14.72,26.78]
[null,"20081005:1600",24.67,32.229999999999997,26.96,31.99,27.79,29.99,23.74,18.34,14.09,15.98,22.74,10.71,12.41,1.03,10.050000000000001,17.66,2.69,5.86,0.22,21.07,26.44]
[null,"20081006:0000",23.65,22.42,25.31,24.32,28.66,33.270000000000003,22.77,22.2,19.46,18.5,27.22,17.059999999999999,12.99,3.72,15.25,14,2.62,7.93,6.67,15.99,25.18]
[null,"20081006:0900",27.88,34.869999999999997,22.69,33.19,18.89,24.98,15.12,14.42,12.14,11.2,18.239999999999998,12.59,11.3,-2.0099999999999998,10.61,10.52,1.71,4.59,0.63,17.11,26.18]
[null,"20081006:1700",24.88,31.19,28.32,28.63,23.46,22.68,20.23,18.87,15.78,15.85,22.47,14.72,15.52,3.92,12.68,20.5,2.99,9.16,0.41,14.68,25.42]
[null,"20081006:2300",24.18,23.17,27.41,23.99,24.59,29.44,20.41,23.17,20.260000000000002,17.53,27.07,18.02,14.82,5.31,16.940000000000001,18.52,7.91,11.48,5.86,11.38,25.39]
[null,"20081007:0200",25.91,21.31,25.14,22.26,19.66,24.03,16.79,19.899999999999999,15.84,13.74,21.69,14.94,12.41,4.95,14.19,14.46,4.42,9.11,3.68,11.16,25.2]
[null,"20081007:1300",25,37.08,25.23,35.17,14.11,18.59,11.44,14.41,12.32,8.6300000000000008,6.96,12.3,8.65,-2.82,10.84,13.51,-3.19,5.32,0.5,14.9,25.74]
[null,"20081007:1900",24.05,29.02,28.5,26.48,25.42,26.35,22.59,20.3,16.23,20.25,16.21,15.78,14.07,8.76,14.48,22.69,8.65,7.96,2.1,11.89,25.79]
[null,"20081008:0300",28.71,22.48,24.26,21.24,18.559999999999999,21.96,16.11,16.420000000000002,13.47,14.23,12.29,13.32,11.46,4.01,11.85,16.100000000000001,6.38,6.37,2.78,9.7799999999999994,26.95]
[null,"20081008:1200",25.99,38.25,23.7,36.79,12.94,16.940000000000001,10.84,14.16,12.26,8.8000000000000007,4.54,7.64,9.77,-1.63,10.72,14.99,1.33,4.28,1.72,14.06,26.88]
[null,"20081008:2000",24.11,27.83,29.47,28.86,26.45,27.45,24.73,19.78,17.02,22.72,20.92,15.93,11.71,7.82,14.63,15.97,14.33,8.85,3.88,12.07,26.47]
[null,"20081009:0500",28.65,24.84,24.08,25.27,17.63,20.8,15.91,15.64,12.88,15.4,11.61,12.24,10.91,1.54,12.36,12.33,5.39,4.53,3.27,13.97,26.17]
[null,"20081009:1000",27.22,35.97,24.87,37.6,15.05,18.510000000000002,13.26,13,11.34,12.52,8.49,11.1,10.130000000000001,2.4900000000000002,11.25,10.1,4.79,3.15,2.46,14.6,27.22]
[null,"20081009:1400",25.69,35.97,27.59,37.51,19.09,17.440000000000001,18.07,13.9,9.51,15.64,7.72,10.77,10.35,2.41,10.74,10.73,2.84,4.1100000000000003,1.82,15.78,27.46]
[null,"20081010:0000",24.7,24.55,25.71,24.28,24.71,26.34,22.76,20.38,18.059999999999999,21.28,23.61,16.7,7.27,6.39,14.28,10.83,16.11,8.36,1.75,14.87,26.82]
[null,"20081010:0700",30.26,32.18,24.41,34.590000000000003,17.66,17.36,16.3,15.51,11.97,14.47,15.34,9.73,5.1100000000000003,-0.54,10.220000000000001,7.14,4.5,4.5,1.48,14.61,27.12]
[null,"20081010:1400",26.76,35.51,26.83,38.75,21.33,13.1,18.96,14.34,10.43,14.29,13.56,9.4600000000000009,4.82,-1.5,9.27,7.62,1.96,4.04,-1.19,20.64,28.65]
[null,"20081011:0000",25.61,22.7,27.96,26.04,25.93,27.75,22.29,22.96,17.059999999999999,19.48,25.03,16.64,6.16,3.79,12.97,9.1999999999999993,18.25,7.29,4.79,14.99,27.14]
[null,"20081011:0700",27.67,31.84,23.93,33.86,22.25,18.12,20.11,18.14,12.36,16.239999999999998,16.38,12.97,2.5099999999999998,0.44,8.1999999999999993,5.87,6.67,2.52,0.26,14.63,27.21]
[null,"20081011:1700",25.39,30.28,28.6,31.18,29.5,24.25,20.38,21.86,13.89,14.1,22.1,12.69,5.76,2.39,8.11,14.26,9.2799999999999994,9.5399999999999991,-0.05,17.62,27.97]
[null,"20081011:2100",24.67,25.13,28.22,27.07,28.74,30.1,21.86,27.02,16.59,15.75,26.73,17.440000000000001,6.13,3.71,11.61,15.27,14.17,11.66,5.0599999999999996,15.43,27]
[null,"20081012:0200",28.54,20.54,24.75,23.95,24.89,27.43,16.52,21.61,13.71,9.5299999999999994,22.3,14.6,4.59,0.82,9.4,10.01,11.68,6.97,4.9800000000000004,14.31,27.39]
[null,"20081012:1100",26.92,33.07,22.46,38.24,23.6,14.66,11.42,15.48,10.54,5.24,13.09,8.94,5.43,-2.39,6.44,8.9499999999999993,6.67,6.11,0.89,16.43,28.01]
[null,"20081012:1900",25.18,26.05,29.68,29.61,30.4,29.46,9.4499999999999993,26.61,16.5,10.7,26.32,15.58,9.9600000000000009,8.15,7.78,18.989999999999998,13.43,14.25,4.07,15.12,26.91]
[null,"20081013:0100",26.42,20.399999999999999,25.67,23.6,25.5,30.58,11.17,23.67,15.76,7.85,25.05,16.399999999999999,9.06,7.77,8.15,14.5,12.44,11.37,8.8699999999999992,15.04,25.91]
[null,"20081013:1200",26.58,32.880000000000003,22.18,38.61,23.24,16.04,5.24,14.64,10.38,3.81,14.38,11.74,4.26,1.76,7.49,11.94,7.05,9.16,4.34,18.05,27.18]
[null,"20081013:1800",25.08,27.82,29.25,31.35,26.68,25.69,16.690000000000001,24.28,15.69,11.97,22.19,12.31,7.33,11.7,8.9499999999999993,13.88,11.13,11.11,5.52,14.95,27.65]
[null,"20081014:0500",30.52,24.42,24.28,27.03,23.04,22.36,12.21,18.71,14.59,7.54,15.59,11.93,7.21,4.3499999999999996,7,6.57,7.28,9.2899999999999991,3.81,11.91,27.48]
[null,"20081014:1400",26.29,32.68,25.62,36.43,24.19,19.37,12.54,15.34,11.44,6.87,10.52,8.0500000000000007,6,2.98,7.94,6.72,2.09,9.51,0.71,15.96,27.71]
[null,"20081014:2100",25.12,24.31,26.31,28.59,28.13,24.25,19.920000000000002,29.8,16.75,14.57,20.23,21.03,7.74,10.65,11.84,10.15,16.47,15.44,5.28,9.98,27.72]
[null,"20081014:2300",25.53,22.09,25.73,26.85,27.07,24.31,18.66,29.91,14.91,13.16,19.77,20.84,7.62,8.48,12,8.4499999999999993,16.670000000000002,13.51,6.41,8.89,27.62]
[null,"20081015:0700",28.76,30.34,23.39,33.71,23.2,18.57,9.4700000000000006,17.670000000000002,14.5,5.62,11.87,10.54,6,4.57,9.93,5.34,5.61,6.18,2.3199999999999998,5.33,27.3]
[null,"20081015:1600",25.7,31,28.28,32.08,26.92,18.38,18.3,22.67,13.46,12.51,14.22,11.29,5.65,7.05,8.9600000000000009,12.16,9.3800000000000008,11.19,0.75,15.06,26.64]
[null,"20081015:2100",24.29,26.17,27.96,25.79,29.38,22.91,20.46,30.5,17.27,16.72,19.47,12.91,6.09,11.28,15.15,14.27,18.12,12.84,5.63,8.06,25.68]
[null,"20081016:0900",27.19,33.770000000000003,25.45,37.49,22.02,16.73,12.91,19.559999999999999,12.86,13.59,9.1999999999999993,12.34,4.95,2.12,11.64,11.01,5.72,5.47,5.53,8.7899999999999991,27.09]
[null,"20081016:1800",24.53,27.72,25.05,32.03,25.34,23.14,15.11,20.84,18.98,10.6,19.73,13.5,8.23,13.22,13.89,16.23,13.9,13.72,4.32,12.65,26.71]
[null,"20081017:0200",28.34,19.489999999999998,24.44,23.27,18.23,24.02,21.65,17.95,17.940000000000001,11.94,18.28,15.06,5.49,11.13,13.87,16.45,9.43,9.82,8.56,6.79,27.34]
[null,"20081017:0800",28.14,31.1,24.17,35.67,17.2,18.739999999999998,21.27,15.4,13.96,13.41,12.6,13.02,5.17,3.16,13.7,12.8,4.1900000000000004,8.4700000000000006,6.4,7.56,27.01]
[null,"20081017:1100",27.48,32.770000000000003,24.05,38.450000000000003,16.88,15.53,19.57,14.44,13.21,12.75,10.02,11.23,4.9800000000000004,2.29,12.99,8.9499999999999993,3.6,8.61,6.12,12.76,27.59]
[null,"20081017:1800",25.88,26.07,27.33,29.54,23.93,21.99,21.44,21.77,22.24,16.920000000000002,16.489999999999998,15.92,8.17,15.65,14.41,12.9,5.8,8.74,4.9000000000000004,13.09,27.51]
[null,"20081018:0400",29.57,18.489999999999998,24.16,26.12,18.5,19.13,16.3,19.440000000000001,15.74,16.579999999999998,14.12,14.07,4.88,9.15,12,9.67,3.28,6.85,5.1100000000000003,11.77,26.38]
[null,"20081018:1500",25.32,29.93,26.29,33.93,19.2,14.32,22.35,17.75,13.66,16.91,8.43,10.4,6.85,7.48,11.35,17.98,0,4.43,3.4,11.44,27.28]
[null,"20081018:2100",24.27,22.77,27.13,26.16,23,25.11,28.76,25.3,17.3,23.6,16.23,18.22,11.07,15.28,13.93,22.43,8.91,8.26,8.06,9.44,26.46]
[null,"20081019:0500",30.03,22.36,23.14,27.11,17,18.84,20.53,20.22,14.09,9.7899999999999991,9.25,14.05,7.23,7.32,10.23,17,2.8,4.99,3.39,7.66,26.65]
[null,"20081019:1400",26.67,31.51,24.08,35.82,15.17,10.3,15.03,17.05,14.16,5.97,7.16,11.65,8.0299999999999994,6.59,9.81,12.58,2.69,7,2.97,13.33,26.92]
[null,"20081019:1900",24.8,25.18,25.85,28.27,20.37,23.83,10.029999999999999,27.13,16.87,8.9499999999999993,17.63,13.83,15.61,7.67,12.84,16.23,10.18,13.35,5.78,8.26,26.54]
[null,"20081019:2300",25.09,20.6,24,24.77,20.100000000000001,26.03,8.09,28.06,16.940000000000001,8.2100000000000009,21.03,16.2,15.24,7.54,13.03,12.89,9.31,14.3,10.199999999999999,5.54,26.34]
[null,"20081020:1200",26.36,33,24.28,36.54,9.25,11.63,5.85,14.88,11.98,1.2,9.11,12.73,12.1,-0.23,9.7799999999999994,9.27,-1.38,7.97,0.15,11.08,26.68]
[null,"20081020:1600",25.46,29.59,26.34,31.36,17.55,16.87,10.38,20.84,12.33,9.69,17.190000000000001,12.71,14.11,3.05,9.98,14,3.46,9.48,-0.67,10.73,26.8]
[null,"20081021:0200",28.46,19.87,24.88,22.44,17.91,25.67,10.09,19.28,13.94,10.75,22.44,14.25,14.58,6.34,11.35,10.67,2.0499999999999998,8.4,4.33,5.1100000000000003,26.88]
[null,"20081021:0900",27.91,31.6,24.14,38,15.25,15.52,6.36,13.73,11.64,8.15,15.45,9.02,13.14,-0.15,10.55,9.66,-1.1100000000000001,6.17,-0.92,7.53,27.44]
[null,"20081021:1600",25.61,29.21,27.5,32.49,22.74,18.940000000000001,13.92,14.5,11.44,13.44,8.08,10.42,15.87,3.66,9.99,9.3000000000000007,2.97,6.63,-1.96,10.19,26.83]
[null,"20081022:0200",28.07,18.350000000000001,23.41,23.86,20.23,26.46,15.57,16.899999999999999,13.24,10.97,8.73,16.03,15.6,6.54,11.46,8.7200000000000006,2.91,5.71,0.99,3.12,26.56]
[null,"20081022:0600",30.07,26.74,23.93,28.43,18.03,19.97,14.56,13.1,11.82,7.22,5.77,11.14,14.38,3.78,9,8.48,0.14000000000000001,5.64,-1.6,2.34,26.03]
[null,"20081022:1100",26.37,33.51,23.46,34.29,17.989999999999998,14.73,10.91,11.32,11.28,5.45,1.66,8.82,12.63,2.63,9.89,8.09,0.5,4.8,-1.67,10.51,26.9]
[null,"20081022:2000",25.31,24.86,27.64,27.38,22.69,29.3,12.65,19.3,15.02,8.6199999999999992,11.29,17.100000000000001,10.41,10.28,11.6,7.37,10.220000000000001,13.15,0.51,8.25,26.15]
[null,"20081023:0400",28.17,18.2,23.39,22.5,14.89,23.46,7.76,14.78,12.04,6.29,8.23,13.85,11.63,4.71,10.59,4.6100000000000003,8.77,10.37,-1.67,7.12,27.53]
[null,"20081023:1300",26.28,33.06,24.68,33.5,10.69,14.39,4.04,10.02,10.85,2.62,2.63,11.5,12.08,0.76,9.59,4.76,4.12,9.9,-2.95,17.27,27.29]
[null,"20081023:2100",24.38,23.49,26.66,25.03,25.98,31.71,15.92,21.8,15.45,7.67,18.37,15.77,11.87,7.94,13.09,9.5500000000000007,17.5,15.91,-0.18,10.65,26.46]
[null,"20081024:0600",27.88,26.4,24,26.15,15.76,22.6,8.9600000000000009,12.84,11.62,2.2999999999999998,9.43,13.1,6.65,4.91,8.91,7.3,4.03,10.77,-3.13,7.94,27.53]
[null,"20081024:1200",26.35,32.99,23.12,37.06,12.98,19.649999999999999,5.17,9.0500000000000007,11.18,-0.21,4.55,10.75,5.42,2.76,7.71,5.84,1.33,9.58,-3.57,17.170000000000002,27.3]
[null,"20081024:1500",25.29,30.52,26.9,32.33,20.49,19.809999999999999,8.36,13.48,11.29,4.0199999999999996,9.57,10.039999999999999,6,2.46,7.54,6.76,1.73,11.72,-3.3,18.28,27.47]
[null,"20081025:0200",27,19.62,23.98,23.23,19.25,23.67,8.2100000000000009,15.9,12.32,5.15,15.22,16.63,7.38,2.92,9.48,4.76,9.99,14.36,0.25,12.81,27.7]
[null,"20081025:0800",30.41,30.03,24.04,33.799999999999997,15.55,18.59,7.52,11.59,11.84,4.12,11.18,9.92,7.6,0.14000000000000001,7.29,3.43,5.05,12.66,-0.46,11.87,27.86]
[null,"20081025:1600",26.31,27.4,27.06,30.11,20.079999999999998,20.149999999999999,11.48,13.94,12.45,7.24,15.22,10.75,11.51,1.1100000000000001,7.28,6.26,6.98,11.44,-0.63,12.43,28.28]
[null,"20081026:0100",27.58,18.670000000000002,24.23,23.74,18.88,24.87,10.57,19,14.05,6.73,19.78,12.13,12.74,3.63,8.94,4.37,5.92,10.62,1.04,9.2799999999999994,27.88]
[null,"20081026:0600",27.4,24.29,23.66,29.71,16.07,19.77,10.130000000000001,13.14,12.86,7.71,15.71,9.6199999999999992,11.07,-0.04,8.76,2.02,4.72,7.66,-2.19,8.0399999999999991,26.65]
[null,"20081026:1800",25.18,26.29,27.42,28.16,25.25,22.15,12.32,20.190000000000001,14.1,11.41,20.49,10.84,11.75,7.79,8.51,5.0999999999999996,5.8,12.46,-4.38,11.74,27.57]
[null,"20081026:2300",25.15,23.42,25.18,24.56,23.89,24.7,13.92,22.91,14.6,11.8,23.59,12.85,11.81,9.5399999999999991,11.06,3.32,8.1199999999999992,10.94,0.57999999999999996,10.68,27.28]
[null,"20081027:0300",29.17,20.59,24.5,22.3,19.29,19.739999999999998,14.8,18.96,12.09,11.52,16.100000000000001,8.5399999999999991,11.01,2.42,7.64,1.21,3.75,8.24,-2.2999999999999998,8.83,27.76]
[null,"20081027:1300",26.7,31.56,25.61,28.42,19.239999999999998,9.31,16.920000000000002,11.63,11.49,10.48,9.02,2.75,6.75,-4.21,5.29,0.3,-4.29,7.13,1.77,16.89,27.67]
[null,"20081027:2000",24.93,24.21,28,24.59,23.52,25.07,17.59,25.18,15.74,8.48,19.97,13.38,11.32,-0.65,9.09,6.66,9.2200000000000006,10.84,2.7,13.75,26.66]
[null,"20081028:0300",29.69,19.13,26.06,20.73,20.94,22.19,10.89,19.8,13.8,8.6,14.67,8.92,10.63,-5.03,6.83,3.47,-0.12,7.27,1.51,11.02,27.39]
[null,"20081028:1300",27.99,31.21,24.72,33.770000000000003,17.52,11.32,8.41,11.66,12.8,7.21,5.7,8.7100000000000009,9.44,-6.23,4.84,4.76,0.17,5.17,2.92,16.920000000000002,27.94]
[null,"20081028:1700",26.19,26.86,27.1,27.05,25.77,21.03,15.35,19.11,14.4,12.13,16.149999999999999,9.51,13.8,-3.66,6.48,6.35,8.48,7.05,1.7,15.82,27.69]
[null,"20081029:0600",30.9,25.23,23.67,28.63,21.78,18.53,10.199999999999999,15.85,13.81,9.8699999999999992,11.47,7.94,12.84,-3.58,6.82,4.88,2.0699999999999998,4.42,3.73,12.04,27.59]
[null,"20081029:1400",26.4,29.89,26.05,30.66,22.92,11.83,12.58,12.89,13.02,9.52,7.72,7.52,12.26,-3.51,5.78,4.93,-0.28000000000000003,4.16,1.4,17.25,28.66]
[null,"20081029:1500",26.09,28.59,27.04,29.11,25.09,13.24,15.46,14.24,12.62,11.95,11.27,7.9,12.72,-3.36,6.2,5.28,0.5,4.59,1.46,16.87,28.55]
[null,"20081030:0000",25.78,21.45,26.39,24.81,24.52,27.1,17.8,17.420000000000002,15.13,15.52,19.989999999999998,11.44,13.62,-2.39,9.4600000000000009,8.6199999999999992,13.38,5.22,2.57,12.96,26.52]
[null,"20081030:0800",29.49,29.24,23.24,32.46,23.24,18.329999999999998,13.28,11.72,11.17,13.02,12.07,6.53,15.11,-1.87,11.7,5.53,4.7300000000000004,4.1100000000000003,-0.84,11.25,28.09]
[null,"20081030:1400",26.74,29.88,25.66,32.68,23.57,12.27,14.07,9.23,9.67,13.68,8.3699999999999992,5.46,18.36,-0.99,12.36,5.32,4.6100000000000003,3.87,-1.37,17.23,28.48]
[null,"20081031:0100",28.1,19.899999999999999,25.51,23.83,23.64,25.15,18.09,12.68,15.09,18.170000000000002,18.02,13.24,12.08,3.15,13.01,5.52,6.56,2.33,-0.13,11.28,28.51]
[null,"20081031:1100",27.3,30.44,23.61,32.79,24.06,12.21,16.95,6.77,10.88,13.35,10.01,13.72,6.73,-2.2200000000000002,10.96,4.01,-2.2799999999999998,-0.56999999999999995,-2.74,13.24,28.61]
[null,"20081031:1800",24.73,23.6,28.44,24.81,24.5,23.65,18.96,15.96,16.329999999999998,9.3000000000000007,19.13,12.05,7.61,6.46,11.51,5.82,7.74,2.73,-2.77,13.51,27.22]
[null,"20101101:0100",27.62,20.12,23.11,25.41,18.760000000000002,24.19,15.3,17.649999999999999,13.26,10.57,16.16,13.23,9.6999999999999993,7.46,7.68,2.83,4.88,0.24,-2.59,9.75,27.11]
[null,"20101101:0300",28.45,19.12,21.58,25.58,17.12,24.35,14.25,18.14,12.39,10.93,15.31,13.57,10.3,7.74,6.59,1.97,4.0599999999999996,-0.48,-2.54,8.68,27.08]
[null,"20101101:1100",27.45,29.19,19,36.86,12.37,13.44,11.8,13.45,10.81,7.58,8.85,11.58,6.65,6.07,3.88,-0.4,0.55000000000000004,-2.23,-2.7,9.67,28.6]
[null,"20101101:2000",25.25,20.74,25.21,26.13,20.67,28.9,7.85,23.83,16.03,15.23,21.13,14.33,12.61,8.31,8.27,9.6300000000000008,9.92,3.98,-2.2999999999999998,6.41,27.24]
[null,"20101102:0800",30.08,27.41,19.510000000000002,32.520000000000003,9.07,20.73,4.6100000000000003,17.5,14.09,8.4,12.59,9.2899999999999991,7.85,1.51,5.38,8.3800000000000008,-0.06,0.18,-4.32,3.9,26.55]
[null,"20101102:1300",27.77,29.01,21.31,31.5,7.45,14.28,3.4,14.22,14.53,6.28,4.5199999999999996,8.4,6.14,0.48,5.59,9.6999999999999993,0.14000000000000001,0.38,-6.33,8.82,27.27]
[null,"20101102:2200",25.84,18.13,24,22.15,22.5,29.11,10.02,25.68,16.93,19.899999999999999,11.35,13.09,16.27,4.8099999999999996,7.23,12.71,8.06,8.9,-1.72,3.91,26.43]
[null,"20101103:0700",31.22,25.69,20.079999999999998,21.98,11.33,19.239999999999998,2.5499999999999998,15.34,15.47,14.54,0.95,8.52,14.96,1.51,9.0299999999999994,8.26,0.34,4.88,-4.59,1.3,27.03]
[null,"20101103:1500",27.07,26.58,24.99,21.6,19.04,13.98,7.87,13.58,14.89,15.85,1.22,4.4400000000000004,14.7,0.52,10.86,8.17,0.69,6.27,-3.8,9.94,27.03]
[null,"20101103:2100",25.92,18.82,26.06,16.239999999999998,25.07,28.72,12.95,17.21,16.62,21.39,12.92,12.37,18.96,4.0999999999999996,12.53,8.36,10.77,10.18,-0.7,4.55,26.54]
[null,"20101104:0000",25.64,15.85,22.88,14.97,20.61,28.49,9.39,15.42,15.52,18.27,12.08,11.91,16.440000000000001,2.88,11.88,7.95,9.15,8.1199999999999992,0.25,2.9,26.4]
[null,"20101104:1100",28.38,28.6,19.329999999999998,27.46,17.68,13.9,3.29,9.5500000000000007,12.72,15.04,4.5,2.5499999999999998,15.14,-1.28,11.18,3.2,1.95,4.72,-4.1500000000000004,6.43,26.3]
[null,"20101104:1700",26.39,23.25,25.75,21.92,24.68,21.48,12.35,13.21,14.04,18.55,11.91,5.5,17.61,0.74,10.78,5.04,10.5,5.83,-4.41,7.13,26.09]
[null,"20101105:0100",26.88,14.32,21.55,16.309999999999999,22.73,28.7,10.07,10.34,15.06,18.03,15.42,10.34,15.41,1.3,11.37,2.42,8.6300000000000008,3.62,-2.15,1.26,25.99]
[null,"20101105:1000",28.8,28.65,17.3,28.5,20.21,15.47,7.41,8.58,12.86,14.93,11.9,7.64,11.21,-2.17,11.12,2.69,-1.34,1.8,-6.07,3.17,25.99]
[null,"20101105:1800",25.75,22.29,24.36,22.11,27.3,24.61,14.33,13.84,15.11,22.38,9.35,8.32,14.76,0.77,11.47,8.83,1.37,3.92,-5.16,5.77,26.49]
[null,"20101106:0300",28.48,14.51,19.32,16.55,21.89,25.43,11.64,10.23,14.73,17.940000000000001,5.89,9.7200000000000006,16.739999999999998,-0.67,11.48,6.46,1.75,2.59,-3.72,2.86,25.64]
[null,"20101106:0800",27.75,27.36,18.11,25.14,22.51,17.78,12.48,10.25,14.32,14.93,2.57,8.42,15.11,-1.1000000000000001,13.29,5.09,-1.24,1.86,-5.73,3.37,27.4]
[null,"20101106:1200",26.4,29.71,17.39,26.22,22.48,13.4,11.42,9.4,13.39,12.25,0.56999999999999995,6.65,9.5500000000000007,-1.48,13.7,3.03,-1.89,1.5,-7.63,5.89,27.49]
[null,"20101106:2200",23.96,19.18,23.73,18.22,27.52,31.41,13.43,13.73,19.43,15.56,11.08,16.11,11.3,3.82,13.75,5.99,12.86,4.6500000000000004,-7.31,5.23,26.63]
[null,"20101107:0500",28.86,19.38,19.73,17.27,21.69,22.86,13.98,7.94,14.88,9.09,6.33,7.27,7.32,-1.86,13.07,1.22,2.58,0.98,-10.94,2.0299999999999998,27.48]
[null,"20101107:1200",26.27,29.56,18.170000000000002,25.95,20.29,13.3,10.83,6.2,14.03,8.32,1.24,5.56,5.97,-2.98,13.07,-1.03,1.1000000000000001,0.4,-11.38,9.36,28.3]
[null,"20101107:2200",24.7,19.97,24.44,15.38,25.94,30.9,12.64,15.82,17.03,18.899999999999999,12.61,9.92,15.5,7.3,10.81,6.37,11.72,3.5,-8.4600000000000009,6.05,27.38]
[null,"20101108:0500",28.63,19.920000000000002,21.22,16.18,21.61,24.02,11.33,9.7200000000000006,14.52,15.76,3.41,9.94,10.41,-1.57,8.44,2.7,5.15,2.94,-11.1,5.08,28.25]
[null,"20101108:1500",24.99,27.38,25.48,21.59,24.04,14.32,10.78,10.09,13.96,19.34,2.0499999999999998,7.71,12,-1.57,6.65,7.84,5.25,0.76,-14.34,13,26.61]
[null,"20101108:1900",24.68,22.91,26.09,17.09,27.66,26.92,19.16,16.7,15.4,25.19,8.99,10.82,15.09,8.1999999999999993,9.81,13.52,10.57,1.7,-16.91,11.23,25.88]
[null,"20101109:0000",25.04,18.690000000000001,23.6,15.19,24.79,27.73,15.97,14.91,15.61,22.38,8.9700000000000006,9.41,13.78,5.24,8.5399999999999991,8.1199999999999992,10.25,1.27,-11.75,10.92,26.02]
[null,"20101109:0900",28.46,28.92,19.55,25.09,21.51,19.36,13.32,6.95,11.94,19.78,-1.1299999999999999,6.47,17.809999999999999,0.6,6.17,7.4,2.96,0.4,-11,12.27,27.1]
[null,"20101109:1700",25.87,25.39,25.62,19.95,27.12,19.53,20.7,12.92,11.85,17.82,5.69,7.66,12.27,-0.21,6.94,6.62,6.55,-0.76,-6.46,9.18,26.83]
[null,"20101109:2300",25.44,19.84,23.82,15.57,27.62,23.15,20.84,17.690000000000001,16.05,13.9,9.68,9.9,9.5,-0.36,8.6199999999999992,5.07,13.7,-1.55,-3.17,4.79,26.48]
[null,"20101110:1000",29.65,29.84,20.12,27.21,20.34,13.29,16.04,7.29,9.52,6.79,0.32,3.89,3.43,-4.9800000000000004,7.19,0.21,1.24,-3.05,-0.8,7.47,27.42]
[null,"20101110:1600",25.89,26.92,22.22,22.13,25,12.58,19.84,14.52,9,8.4499999999999993,4.1900000000000004,1.77,4.6900000000000004,-4.82,5.43,5.36,3.55,-1.87,0.84,8.5,27.56]
[null,"20101111:0300",28.24,16.649999999999999,22.28,15.02,22.29,13.11,18.940000000000001,14.81,11.82,6.96,4.58,7.94,5.0599999999999996,-1.53,6.47,9.3000000000000007,5.37,-2,-3.68,5.6,27.12]
[null,"20101111:0600",28,23.9,22.3,21.38,20.75,10.16,14.15,11.69,10.44,6.16,2.85,7.11,4.13,-5.71,6.36,9.7100000000000009,1.97,-2.89,-4.3499999999999996,8.2899999999999991,27.23]
[null,"20101111:1200",26.18,31.21,22.49,28.79,20.52,8.11,8.31,9.4600000000000009,12.13,5.26,1.23,7.11,3.53,-12.44,5.57,4.4800000000000004,0.09,-2.98,-8.5399999999999991,13.25,28.08]
[null,"20101111:2000",24.24,22.06,26.28,18.27,25.34,15.42,10.18,20.69,14.13,18.760000000000002,11.82,11.26,13.97,7.0000000000000007E-2,8.6999999999999993,4.8600000000000003,7.38,-3.7,-12.77,11.09,26.26]
[null,"20101112:0500",28.06,20.18,23.55,18.149999999999999,20.81,9.67,5.01,12.19,11.26,11.07,7.61,5.47,10.32,-3.5,7.17,0.28999999999999998,-2.71,-5.51,-12.09,9.64,26.2]
[null,"20101112:1400",26.46,29.82,24.58,27.77,21.92,4,4.46,7.53,8.7200000000000006,11.69,3.65,3.57,9.64,-8.65,7.14,1.32,-3.11,-5.77,-20.82,11.76,27.38]
[null,"20101112:1900",25.19,23,26.8,20.54,26.98,18.5,11.66,9.77,13.33,17.600000000000001,15.24,9.3800000000000008,16.78,0.88,7.37,4,6.8,-2.2400000000000002,-18.2,9.35,26.88]
[null,"20101113:0700",30.86,27.27,24.3,24.66,22.56,10.28,4.9400000000000004,0.42,12.32,16.829999999999998,8.06,9.11,16.52,-10.44,5.15,5.66,7.74,-5.88,-13.63,9.83,27.19]
[null,"20101113:0900",29.98,29.71,24.1,28.17,22.01,8.36,6.8,0.08,12.17,16.05,5.76,9.14,16.190000000000001,-11.3,5.56,5.72,3.92,-5.89,-12.55,10.23,27.01]
[null,"20101113:1600",25.14,27.32,27.5,23.62,26.33,9.75,9.69,0.59,13.03,14.28,9.3800000000000008,11.2,11.25,-5.71,6.29,9.1,1.23,-3.88,-8.9,13.66,26.66]
[null,"20101114:0600",27.03,19.97,23.75,21.51,21.46,12.95,6.3,1.68,15.07,7.68,8.4700000000000006,11.43,5.1100000000000003,-5.5,5.36,6.34,-1.68,-8.0399999999999991,5.33,12.29,27.42]
[null,"20101114:0900",27.82,24.91,23.7,27.97,20.93,9.67,7.75,0.75,14.59,5.8,6.67,12.26,4,-7.82,4.66,6.72,-3.2,-9.64,4.92,12.9,27.76]
[null,"20101114:1600",25.26,24.06,27.49,23.85,25.83,10.6,12.66,5.66,11.36,8.2899999999999991,8.34,11.98,7.53,-5.0199999999999996,4.13,10.31,-2.0299999999999998,-7.85,0.6,14.23,27.14]
[null,"20101115:0200",27.04,16.07,23.74,14.62,22.79,21.6,13.53,13.35,12.33,7.38,9.93,13.55,5.81,-1.39,6.98,4.47,-2.85,-8.58,-1.78,12.12,26.56]
[null,"20101115:0600",26.39,21.19,23.53,21.72,21.51,15.02,13.68,10.48,10.119999999999999,8.19,7.21,12.63,6.11,-5.96,6.77,5.03,-3.09,-10.71,-6.36,9.8000000000000007,27.32]
[null,"20101115:1900",24.59,21.22,29.11,20.78,28.88,20.89,18.05,18.39,13.44,16.14,12.8,7.19,8.67,5.94,9.34,11.48,8.02,-6.71,-16,12.59,26.19]
[null,"20101116:0300",28.86,16.64,23.17,13.58,18.32,20.53,9.17,13.71,11.73,5.78,8.2799999999999994,4.62,7.39,1.76,9.48,6.65,2.35,-9.42,-13.86,12.78,26.59]
[null,"20101116:0400",29.31,16.77,22.8,13.82,17.3,19.61,8.77,12.42,11.21,5,6.91,4.62,6.29,-0.09,8.01,6.54,1.71,-9.42,-14.1,12.84,26.45]
[null,"20101116:1700",24.93,24.15,19.55,22.77,12.23,19.3,8.09,15.57,14.26,1.92,9.33,4.57,-0.68,-5.7,5.26,7.47,7.27,-9.6199999999999992,-13.73,13.94,25.68]
[null,"20101116:2100",24.18,20.59,19.37,19.62,14.08,24.79,10.52,10.92,15.87,2.14,13.77,7.75,-1.69,-2.04,8.65,6.85,11.93,-9.5399999999999991,-11.37,13.09,25.52]
[null,"20101117:0300",28.73,18.03,14.54,16.88,9.4700000000000006,21.72,5.31,6.03,14.42,-1.31,6.37,7.14,-3.73,-4.8899999999999997,6.68,5.78,3.44,-10.47,-14.72,10.39,26.57]
[null,"20101117:1400",24.95,28.57,16.100000000000001,28.78,6.67,9.7200000000000006,4.6500000000000004,-3.83,13.15,-4,-2.4900000000000002,10.76,-7.32,-3.97,6.05,5.81,-0.39,-11.77,-22.94,13.83,27.48]
[null,"20101118:0000",24.23,18.39,19.66,17.8,11.65,24.44,9.8000000000000007,8.23,14.6,-0.78,11.78,11.82,-4.63,1.01,8.42,6.69,5.36,-9.2100000000000009,-18.61,10.97,26.32]
[null,"20101118:0700",27.94,23.73,14.46,22.73,8.4600000000000009,17.46,7.17,1.34,11.03,-2.42,5.42,8.75,-4.33,1.62,7.63,4.42,0.57999999999999996,-11.82,-18.989999999999998,7.87,25.87]
[null,"20101118:1400",26.05,27.52,15.9,25.84,8.3000000000000007,11.07,6.28,-2.23,9.14,0.48,1.7,4.82,-1.98,-2.41,7.01,3.91,-0.13,-13.37,-18.079999999999998,11.28,25.85]
[null,"20101118:1600",24.92,24.56,19.97,22.92,9.31,15.28,9.52,3.64,9.76,5.08,7.65,2.98,0.53,-3.98,6.62,7.08,1.82,-11.65,-17.47,10.01,25.85]
[null,"20101119:0400",28.39,13.67,15.53,15.07,7.88,18.86,7.14,7.32,12.74,2.34,7.87,7.16,1.1100000000000001,-7.62,7.53,3.08,1.56,-10.7,-16.23,8.58,25.91]
[null,"20101119:0900",29.19,26.22,12.84,24.31,7.61,14.01,5.36,2.73,11.52,2.83,5.74,7.36,2.2200000000000002,-13.35,8.1199999999999992,1.85,0.32,-10.42,-18.03,7.4,26.26]
[null,"20101119:1800",24.39,21.24,20.059999999999999,18.53,13.76,20.93,7.27,10.92,11.83,12.04,12.71,11.09,9.0299999999999994,-2.5,7.89,14.12,-1.02,-5.75,-17.649999999999999,7.03,25.34]
[null,"20101120:0200",27.03,15.78,16.5,14.44,13.11,21.45,5.62,11.33,13.2,7.79,12.22,7.2,5.78,-0.11,7.55,6.86,-3.8,-8.4,-19.920000000000002,4.99,25.69]
[null,"20101120:1100",27.31,27.69,12.06,24.88,11.51,11.11,1.87,4.6500000000000004,12.01,3.9,8.92,4.2300000000000004,1.71,-2.52,6.48,4.59,-6.12,-12.89,-30.42,9.14,26.32]
[null,"20101120:1900",24.82,20.57,22.44,17.190000000000001,18.059999999999999,23.67,8.1999999999999993,15.7,14.68,9.9700000000000006,15.45,6.96,7.98,-3.14,8.41,3.6,-4.46,-10.39,-35.03,11.2,25.66]
[null,"20101121:0100",25.53,16.46,17.190000000000001,14,13.7,24.5,4.67,15.24,14.63,7.26,13.15,8.2100000000000009,6.1,-3.46,7.12,1.27,-3.19,-12.74,-32.28,10.07,25.69]
[null,"20101121:0400",29.34,15.19,13.39,12.95,10.61,19.72,4.3499999999999996,11.99,13.59,6.2,11.83,5.74,4.6100000000000003,-13.68,6.93,1.51,-8.94,-14.64,-32.369999999999997,9.2200000000000006,26.97]
[null,"20101121:1500",25.81,25.47,19.41,20.34,10.98,10.94,5.74,5.99,12.95,6.09,5.15,-1.24,3.53,-23.72,6.42,-0.77,-8.36,-12.61,-29.35,9.24,26.51]
[null,"20101121:2100",24.71,19.010000000000002,23.15,14.65,17.12,25.91,11.48,18.68,15.77,11.06,12.82,9.06,8.33,1.56,6.52,-1.02,-5.44,-3.13,-26.05,5.91,26.36]
[null,"20101122:0600",30.98,20.47,17.12,17.03,7.36,18.68,1.67,11.36,11.46,6.76,4.6399999999999997,1.9,3.48,-15.4,5.03,-1.37,-16.079999999999998,-0.85,-17.91,4.07,26.69]
[null,"20101122:1400",25.97,25.13,19.7,22.04,7,8.77,1.74,7.39,11.23,4.09,-0.26,1.01,1.4,-19.55,5.22,-1.83,-18.38,-1.27,-11.53,8.86,26.93]
[null,"20101122:2300",24.86,15.98,19.5,14.16,20.059999999999999,25.23,11.54,17.899999999999999,14.63,5.64,13.7,7.56,1.38,3.34,5.71,-1.17,-6.73,1.37,-7.77,10.46,27.1]
[null,"20101123:0400",29.41,13.3,18.45,12.3,10.33,19.89,3.74,11.74,12.82,3.45,6.45,2.48,-1.01,-6.46,4.5,-1.89,-13.65,1.32,-7.94,11.76,27.68]
[null,"20101123:1600",25.11,22.14,22.01,17.37,18.940000000000001,12.4,10.77,11.28,8.6199999999999992,10.58,5.97,-1.07,3,-12.2,4.2699999999999996,-0.59,-14.95,3.86,-15.48,12.25,26.95]
[null,"20101123:2100",24.11,16.489999999999998,21.67,13.59,25.76,27.33,15.89,17.18,14.42,15.44,15.02,7.71,5.83,3.38,4.2,0.76,-7.57,2.96,-16.21,9.9499999999999993,26.67]
[null,"20101124:0100",26.07,15.55,19.34,11.13,18.190000000000001,26.06,7.53,13.7,13.03,11.91,11.14,5.47,5.17,-0.38,4.51,-1.52,-11.25,2.1,-17.8,8.8699999999999992,26.86]
[null,"20101124:1100",26.32,24.47,18.399999999999999,19.260000000000002,13.42,14.07,2.31,2.77,8.8000000000000007,6.09,1.98,3.18,-3.33,-8.0500000000000007,3.31,-3.68,-15.38,0.71,-15.79,11.89,28.16]
[null,"20101124:1800",24.9,19.170000000000002,22.07,12.66,22.18,22.71,16.899999999999999,9.5399999999999991,11.64,3.2,12.73,3.65,-6.4,0.43,4.59,-0.01,-9.5299999999999994,-3.46,-16.260000000000002,12.67,26.94]
[null,"20101125:0100",25.34,13.03,19.22,7.84,18.52,25.23,11.09,10.32,12.28,-2.77,12.51,3.42,-6.67,0.25,4.42,-0.06,-4.93,-6.68,-13.65,15.31,26.92]
[null,"20101125:1100",25.38,25.78,15.27,19.34,13.73,11.19,5.09,0.45,9.3800000000000008,-5.36,7.09,0.44,-7.54,-1.95,0.71,0.34,-0.91,-9.5,-10.28,15.26,27.94]
[null,"20101125:1500",25.11,22.66,22.42,16.25,19.190000000000001,9.51,11.17,0.83,8.84,-3.56,6.55,-1.51,-6.31,-3.7,-1.76,1.07,-6.55,-9.65,-11.23,14.48,27.05]
[null,"20101126:0400",28.88,12.98,15.76,10.29,18.66,19.62,10.050000000000001,5.15,10.61,-0.82,7.52,1.64,-2.31,-6.57,3.61,0.74,-7.78,-8.6300000000000008,-14.06,9.67,28.1]
[null,"20101126:0500",28.25,15.29,15.29,11.54,18.25,19.399999999999999,10,4,10.19,-0.63,7.04,0.93,-2.27,-7,3.61,1.06,-9.1,-8.7200000000000006,-13.74,9.6300000000000008,28.41]
[null,"20101126:1300",26.36,26.32,16.13,19.079999999999998,17.940000000000001,11.2,9.51,1.36,8.65,2.73,2.44,-2.67,-2.8,-11.9,1.52,0.85,-15.29,-6.73,-14.94,14.5,27.99]
[null,"20101126:2200",24.45,18.71,23.79,14.36,17.88,24.98,18.72,17.27,11.61,10.119999999999999,9.02,7.86,5.01,-3.88,1.63,2.0299999999999998,-4.24,-6.63,-15.38,9.7799999999999994,26.96]
[null,"20101127:0600",30.28,18.16,16.079999999999998,15.32,13.8,15.57,11.92,9.3000000000000007,8.9,10.58,3,-0.99,4.87,-16.66,1.21,0.24,-6.38,-15.19,-19.239999999999998,9.43,28.54]
[null,"20101127:1200",27.1,20.399999999999999,13.19,20.84,16.7,8.9499999999999993,10.43,4.84,10.06,10.6,-1.0900000000000001,-2.15,6.95,-20.28,-0.03,-0.44,-5.04,-17.32,-24.8,14.63,27.79]
[null,"20101127:2300",24.46,15.44,21.35,14.77,23.91,26.97,17.37,18.02,10.86,14.62,10.37,6.29,9.48,-6.38,1.36,-0.16,-2.85,-13.83,-17.16,9.93,26.13]
[null,"20101128:0200",27.62,15.08,17.34,13.94,22.02,22.13,13.85,13.37,9.2100000000000009,15.5,5.35,1.82,10.54,-7.56,7.0000000000000007E-2,-1.35,-5.75,-15.04,-17.32,9.77,26.36]
[null,"20101128:1600",25.36,22.03,22,17.64,16.510000000000002,13.35,13.1,7.42,7.39,11.5,4.2300000000000004,-2.78,14.05,-22.15,-3.36,-0.04,-9.3000000000000007,-10.79,-18.53,11.42,26.14]
[null,"20101128:2300",24.91,18.34,21.65,13.07,15.72,25.42,15.37,17.77,11.19,9.17,14.33,6,11.23,-7.14,-2.58,-2.11,-4.26,-8.2799999999999994,-20,8.67,25.79]
[null,"20101129:0100",26.42,17.260000000000002,19.27,12.44,12.33,22.78,15.57,15.01,9.82,7.69,10.34,2.86,9.66,-7.45,-3.24,-4.05,-7.4,-8.11,-19.59,7.46,25.5]
[null,"20101129:0900",27.87,24.41,15.3,21.55,6.26,15.52,16.59,7.13,6.52,1.83,1.76,-1.49,2.6,-20.27,-5.61,-2.29,-10.15,-7.54,-19.32,6.07,26.38]
[null,"20101129:1800",24.61,20.67,24.08,18,14.14,19.66,19.11,14.76,8.93,2.36,10.42,2.5,0.99,-9.09,-1.08,3.16,-7.68,-0.17,-19.940000000000001,6.21,26.26]
[null,"20101129:2300",24.26,16.2,22.44,17.079999999999998,14.82,23.87,18.8,20.94,12.56,1.45,12.76,5.27,-0.89,-7.72,0.39,3.63,-8.11,0.11,-19.25,3.63,25.89]
[null,"20101130:1100",26.83,23.45,22.22,19.46,4.13,11.13,17.55,5.98,8.5299999999999994,-2.37,0.85,-3.35,-3.57,-19.54,3.26,1.34,-16.55,-12.36,-21.23,6.71,26.5]
[null,"20101130:2000",24.84,17.489999999999998,23.85,15.49,16.43,19.87,15.7,17.02,10.43,2.5,9.11,2.4700000000000002,-2.08,-8.7899999999999991,3.24,4.1100000000000003,-13.88,-10.41,-26.06,6.49,26.11]
[null,"20111201:0400",27.77,16.38,19.89,14.17,16.100000000000001,19.23,3.67,13.3,14.43,4.7,0.7,9.4600000000000009,-3.89,-7.89,2.9,0.52,-17.52,-0.03,-24.27,-0.2,27.22]
[null,"20111201:1000",27.48,24.77,15.98,25.44,14.69,11.9,2.4,7.67,13.92,2.2599999999999998,-2.73,5.13,-3.25,-8.75,1.9,0.84,-21.59,-0.41,-18.829999999999998,1.83,27.25]
[null,"20111201:1300",26.05,25.07,14.57,25.79,15.06,9.51,5.03,6.08,14.23,1.21,-3.07,3.95,-3.23,-7.38,1.75,1.91,-21.64,-0.1,-17.22,5.81,27.12]
[null,"20111201:2200",24.6,15.22,17.350000000000001,14.65,19.77,23.26,7.19,16.059999999999999,16.18,6.19,6.86,12.88,-1.92,-1.87,1.1100000000000001,3.67,-7.57,2.46,-19.28,2.35,26.39]
[null,"20111202:0900",26.24,23.94,11.53,22.8,9.41,14.19,-0.66,2.4900000000000002,14.96,-0.53,-3.98,9.24,6.39,-1.28,0.37,2,-6.37,-0.73,-20.82,7.9,26.71]
[null,"20111202:1500",24.22,22.44,16.940000000000001,20.41,12.23,9.0500000000000007,1.08,3.08,15.02,2.71,-2.0099999999999998,9.7899999999999991,9.92,-7.63,0.09,1.48,-4.51,-1.59,-20.86,9.83,26]
[null,"20111202:2300",24.14,13.61,19.329999999999998,13.44,17.510000000000002,23.19,6.52,16.13,14.52,5.94,7.27,11.62,1.33,-3.64,3.29,-0.16,-1.36,-1.98,-20.02,8.5,26.88]
[null,"20111203:0800",28.21,21.6,16.559999999999999,21.77,19.37,15.7,6.91,9.4700000000000006,10.050000000000001,1.74,-1.82,7.05,-3.76,-6.9,0.5,-3.02,-13.73,-4.5,-20.41,7.4,27.24]
[null,"20111203:1600",24.71,20.48,22.35,19.32,22.94,13.81,10.56,11.67,9.89,3.94,2.57,6.55,-4.0599999999999996,-8.5299999999999994,-0.67,1.46,-13.07,-4.4800000000000004,-20.04,9.23,26.84]
[null,"20111203:1700",24.58,19.52,22.74,17.899999999999999,24.65,17.57,12.07,14.97,10.5,5.41,5.28,7.19,-3.17,-7.93,0.42,2.09,-11.01,-4.32,-19.96,8.94,26.74]
[null,"20111204:0600",30.32,19.29,19.96,17.600000000000001,22.18,17.760000000000002,12.9,13.07,10.59,3.56,1.74,5.93,-3.29,-9.09,0.59,1.52,-8.09,-5.85,-25.02,8.59,27.77]
[null,"20111204:1000",27.27,25.15,19.91,24.61,21.91,11.9,5.83,10.34,10.3,2.97,-1.03,3.7,-2.65,-9.11,0.66,2.36,-6.49,-6.52,-27.26,9.8000000000000007,27.02]
[null,"20111204:2000",24.08,17.57,24.55,16.170000000000002,18.73,22.3,6.03,15.32,14.56,1.93,10.75,9.1999999999999993,1.0900000000000001,-8.9700000000000006,3.38,3.7,1.64,-4.67,-29,6.85,25.61]
[null,"20111205:0300",27,12.99,21.26,11.26,11.96,19.89,2.65,13.68,13.51,3.47,4.22,4.53,-1.07,-10.86,3.76,-1.95,0.39,-5.38,-29.28,4.67,26.06]
[null,"20111205:1000",25.87,21.38,18.89,24.58,10,11.9,-0.19,8.35,14.4,2.13,2.81,0.91,-1.35,-16.47,3.59,-6.05,-1.28,-6.05,-28.15,6.24,27.61]
[null,"20111205:2000",24.33,15.68,26.85,14.69,13.51,24.05,3.73,17.21,15.47,6.67,12.65,7.51,-2.75,-7.9,5.56,-1.62,3.77,-3.78,-25.91,4.09,26.56]
[null,"20111206:0300",27.42,12.15,21.29,11.11,7.17,20.63,-1.21,12.26,14.62,3.07,4.3099999999999996,3.32,-9.0500000000000007,-7.55,4.6900000000000004,-4.7300000000000004,-2.2799999999999998,-7.11,-23.65,2.95,26.91]
[null,"20111206:0500",28.95,13.61,20.34,12.12,5.6,19.09,-2.1800000000000002,9.77,14.19,2.93,2.11,1.48,-10.4,-8.9700000000000006,4.4000000000000004,-4.6100000000000003,-3.98,-7.68,-23.89,3.74,27.29]
[null,"20111206:1700",25.56,15.02,25.72,18.04,11.47,16.25,5.35,14.61,11.05,5.21,4.7300000000000004,2.4900000000000002,-6.84,-8.61,4.22,-0.53,-3.57,-7.15,-24.11,4.7699999999999996,27.29]
[null,"20111206:2200",25.06,9.11,25.23,14.48,13.21,23.27,7.08,18.809999999999999,13.52,5.16,9.58,11.17,-4.75,-5.45,6.07,-1.8,2.0099999999999998,-6.34,-23.79,1.98,26.16]
[null,"20111207:0700",30.09,8.73,22.33,18.010000000000002,9.49,16.100000000000001,-0.9,10.44,11.17,0.7,1.02,2.2000000000000002,-3.61,-16.059999999999999,4.18,-2.44,-0.9,-6.98,-25.48,0.66,27.21]
[null,"20111207:1500",25.45,11.84,21.34,20.88,9.6,8.6,0.22,8.2899999999999991,8.43,1.03,0.16,5.25,-2.5299999999999998,-21.19,2.4700000000000002,-1.62,-0.82,-7.71,-25.71,6.96,26.52]
[null,"20111207:2100",24.58,9.4700000000000006,23.94,15.6,10.53,22.11,6.11,17.46,12.79,2.94,12.2,7.53,-0.83,-9.02,3.94,-1.8,3.65,-5.93,-25.11,5.38,26.22]
[null,"20111208:0800",28.13,11.3,15.53,22.27,4.09,12.19,1.58,8.8800000000000008,9.18,-2.72,2.61,4.75,-4.1100000000000003,-20.03,1.84,-17.27,-6.87,-10.19,-21.64,5.45,26.65]
[null,"20111208:1400",24.91,14.78,13.68,23.85,1.92,7.74,2.34,3.86,7.86,-3.75,7.0000000000000007E-2,4.3499999999999996,-7.42,-21.5,0.28999999999999998,-16.71,-8.24,-10.28,-20.94,8.1300000000000008,26.94]
[null,"20111208:1700",24.58,11.41,16.350000000000001,17.940000000000001,4.7300000000000004,14.48,2.15,12.25,8.85,-1.9,7.48,4.6900000000000004,-4.59,-14.95,0.47,-13.23,-5.59,-8.2899999999999991,-20.71,6.8,26.82]
[null,"20111209:0400",29.48,2.61,10.95,11.84,3.57,16.239999999999998,-2.33,12.01,9.67,-4.12,5.81,3.86,-1.34,-14.42,3.87,-12.02,-3.99,-8.34,-19.59,2.72,27.36]
[null,"20111209:1000",27.86,15.16,8.27,25.11,2.68,10.02,-5.19,8.15,10.83,-4.57,4.0199999999999996,1.35,-0.82,-18.940000000000001,2.5499999999999998,-11.05,-6.27,-9.9600000000000009,-19.22,3.45,26.95]
[null,"20111209:1800",25.38,13.24,16.62,16.84,5.96,15.74,-0.94,14.97,13.44,-2,10.07,3.95,0.06,-8.8800000000000008,4.1900000000000004,-2,-2.65,-12.96,-18.97,3.53,26.77]
[null,"20111210:0300",28.33,7.76,10.49,12.26,7.59,15.26,-4.97,12.31,12.59,-4.59,8.67,6.04,-0.43,-11.32,3.51,-1.45,-1.58,-15.66,-18.59,2.17,27.13]
[null,"20111210:0800",28.27,16,8.16,21.79,7.76,9.98,-4.08,8.86,12.98,-5.61,5.73,1.04,-0.72,-16.52,0.82,-2.58,-2.11,-17,-19.57,1.65,27.71]
[null,"20111210:2000",24.65,13.68,20.12,16.5,13.3,15.19,6.51,16.940000000000001,15.94,1.27,14.85,7.85,0.63,-3.84,6.58,-3.95,2.88,-14.78,-17.98,-0.06,25.51]
[null,"20111211:0100",24.83,9.5500000000000007,15.68,13.53,11.16,14.59,0.96,15.91,14.7,-0.18,12.11,7.9,-1.51,-5.24,5.36,-11.31,-1.98,-16.46,-16.54,-2.08,25.33]
[null,"20111211:0500",25.62,10.98,15.5,13.65,7.88,8.9600000000000009,-0.23,12.22,11.66,0.23,8.86,7.2,-1.17,-11.21,3.47,-14.96,-2.16,-17.53,-16.07,-2.4300000000000002,25.86]
[null,"20111211:1400",24.79,20.86,18.95,22.05,4.79,2,1.73,7.2,8.0299999999999994,3.05,5.48,4.96,0.05,-16.27,3.78,-19.11,-2.73,-20.03,-16.61,4.34,25.89]
[null,"20111211:2100",23.68,13.97,21.94,13.54,16.32,17.829999999999998,10.210000000000001,18.920000000000002,11.82,5.69,14.06,9.02,1.03,-1.68,6.86,-12.19,3.29,-11.69,-16.12,0.16,24.85]
[null,"20111212:0700",26.6,16.670000000000002,20.77,18.3,5.03,7.32,5.63,12.22,11.42,3.15,10.27,1.55,-0.62,-13.51,2.68,-8.9,-1.46,-12.25,-17.97,0.99,25.98]
[null,"20111212:1400",25.05,22.07,22.83,22.69,5.17,2.59,3.13,7.7,9.15,-1.83,8.0399999999999991,0.23,-1.21,-15.86,1.35,-6.72,-3.34,-14.78,-20.02,5.59,26.33]
[null,"20111213:0000",24.54,12.66,21.85,12.18,14.14,19.8,7.95,18.43,10.73,0.35,4.8099999999999996,5.7,-0.93,-2.44,4.21,-6.18,2.31,-5.2,-20.78,5.34,25.84]
[null,"20111213:0400",28.81,10.95,19.8,12.09,8.77,13.46,4.22,12.46,9.14,0.22,3.03,2.99,0.36,-8.1,2.96,-9.76,1.79,-5.0599999999999996,-21.75,3.53,26.76]
[null,"20111213:1700",24.78,19.53,25.75,17.13,17.66,14,7.47,13.77,7.16,2.4500000000000002,1.61,1.77,0.25,-9.02,2.58,-16.920000000000002,1.29,-17.8,-22.03,4.8899999999999997,26.59]
[null,"20111213:1800",24.69,18.38,25.97,15.86,19.079999999999998,17,8.3800000000000008,16.440000000000001,8.56,3.15,2.86,3.05,0.67,-7.32,3.49,-16.100000000000001,1.3,-16.88,-22,4.21,26.43]
[null,"20111214:0200",27.7,13.37,21.37,11.67,17.55,15.39,5.18,15.56,9.2799999999999994,-3.53,-2.0699999999999998,3.28,-0.96,-8.1,4.6900000000000004,-19.8,-0.26,-15.99,-21.77,3.76,26.22]
[null,"20111214:1500",26.15,20.3,25.16,20.38,18.8,8.8699999999999992,8.07,3.46,9.0299999999999994,-4.16,-4.5199999999999996,-1.27,-4.92,-20.09,2.1,-4,-2.38,-16.3,-22.04,7.16,26.9]
[null,"20111214:1900",24.88,15.55,27.42,16.05,18.64,13.05,12.09,11.3,10.199999999999999,-1.81,4.59,1.67,-3.07,-6.32,3.44,-0.19,-1.81,-13.55,-21.7,5.08,26.14]
[null,"20111215:0100",25.92,8.7899999999999991,22.38,12.91,13.56,12.41,10.199999999999999,10.01,9.93,-2.46,2.74,0.04,-2.2599999999999998,-6.53,3.03,0.88,-4.08,-15.88,-18.760000000000002,2.56,26.35]
[null,"20111215:1200",26.8,19.62,19.510000000000002,25.4,7,8.81,5.63,1.57,4.74,-8.19,-3.8,-4.07,-1.93,-18.239999999999998,-0.39,3.21,-6.75,-20.11,-19.21,7.16,26.83]
[null,"20111215:1500",25.73,17.09,23.89,21.15,8.41,8.4,5.77,1.56,5.33,-8.0399999999999991,-4.01,-4.4000000000000004,-1.76,-19.78,-0.4,4.5999999999999996,-9.2200000000000006,-20.93,-18.670000000000002,7.75,26.54]
[null,"20111216:0500",29.37,8.25,21.63,17.63,5.23,7.49,4.07,8.66,9.18,-6.56,-3.95,-4.1399999999999997,-1.1399999999999999,-12.01,2.15,-1.78,-10.11,-19.96,-10.87,6.89,27.8]
[null,"20111216:1200",26.35,18.829999999999998,20.75,26.38,5.62,7.05,0,1.1000000000000001,8.6,-6.01,-4.1100000000000003,-5.74,-2.69,-18.100000000000001,-0.53,-8.83,-11.84,-20.260000000000002,-10.32,9.7100000000000009,26.33]
[null,"20111216:1400",25.69,18.37,22.83,24.23,6.72,7.05,-0.17,1.42,8.75,-5.28,-5.1100000000000003,-5.99,-4.71,-18.98,0.03,-9.64,-11.87,-18.82,-10.09,10.02,26.12]
[null,"20111217:0200",26.87,7.5,22.98,16.97,8.15,11.03,4.41,11.13,12.46,0.09,-3.16,-3.9,-7.84,-8.8699999999999992,1.88,-9.07,-6.09,-12.94,-12.62,3.13,25.89]
[null,"20111217:0700",27.79,15.19,22.22,20.86,5.44,7.14,2.96,6.31,12.92,3.43,-5.48,-6.41,-9.74,-12.89,0.36,-6.92,-5.88,-12.19,-10.130000000000001,1.61,26.28]
[null,"20111217:1600",24.98,18.25,25.99,20.03,6.63,6.8,6.66,7.83,12.56,0.09,-3.81,-0.95,-7.42,-18.61,-0.01,-5.32,-8.7799999999999994,-9.65,-6.75,2.63,25.48]
[null,"20111218:0000",24.49,12.23,22.42,13.52,8.02,13.57,6.31,13.19,12.38,-3.79,0.2,2.25,-5.21,-7.62,3.21,-7.48,-3.48,-5.78,-10.88,-0.01,25.16]
[null,"20111218:0900",26.89,20.97,14.86,21.65,4.04,5.8,0.01,5.73,8.56,-9.4,-6.24,2.11,-4.28,-20.85,1.63,-11.4,-10.11,-9.3000000000000007,-12.24,-1.72,25.85]
[null,"20111218:1700",24.46,20.73,19.510000000000002,16.649999999999999,10.73,9.56,6.62,9.07,7.92,-10.86,0.43,0.61,0.19,-18.78,1.49,-6.36,-9.52,-5.91,-12.33,1.02,25.13]
[null,"20111218:2300",24.46,15.44,18.850000000000001,11.78,12.03,15.81,6.11,10.54,9.5299999999999994,-9.58,5.42,1.4,0.51,-8.98,4.34,-6.36,-2.5299999999999998,-5.12,-12.95,-1.21,25.26]
[null,"20111219:0200",26.03,13.97,17.73,10.28,8.4600000000000009,13.67,3.14,7.84,7.8,-10.58,0.73,-1.21,-0.32,-9.8000000000000007,3.09,-8.43,-6.44,-5.96,-15.43,-0.24,25.74]
[null,"20111219:1300",24.53,25.6,17.989999999999998,21.03,3.33,5.73,-2.02,0.51,4.1100000000000003,-13.07,-4.28,-2.88,-2.17,-6.76,1.37,-17.09,-9.51,-10.51,-16.68,4.88,25.68]
[null,"20111219:1900",24.32,19.34,23.2,15.18,12.47,10.43,2.5499999999999998,9.26,8.65,-5.24,6.66,1.36,-0.41,-2.34,2.9,-17.46,-3.41,-7.36,-18.37,3.23,25.23]
[null,"20111220:0300",26.25,13.42,18.600000000000001,10.220000000000001,6.92,8.77,-1.66,7.25,7.53,-6.04,2.86,-0.56000000000000005,-5.64,-0.99,4.8600000000000003,-16.03,-2.98,-9.89,-17.7,0.09,25.66]
[null,"20111220:1200",25.58,26.08,20.45,22.95,5.86,1.54,-3.95,0.86,7,-7.27,0.08,0.11,-1.97,-0.36,4.1100000000000003,-16.82,-7.94,-8.7899999999999991,-19.41,3.02,25.96]
[null,"20111220:2000",24.47,18.78,25.51,14.41,7.82,12.71,3.19,10.81,11.82,6.35,7.95,1.74,2.64,6.15,7.28,-14.76,-2.17,-4.59,-17.25,1.27,25.63]
[null,"20111221:0500",28.96,13.17,22.1,13.47,7.45,6.87,-1.07,5.61,10.56,-3.55,0.62,2.68,1.56,-0.59,5.9,-21.49,-4.7699999999999996,-7.36,-19.5,0.21,26.43]
[null,"20111221:0600",29,16.190000000000001,22.1,14.86,7.42,6.38,-0.39,4.8099999999999996,10.79,-3.74,-0.38,3.09,1.6,0.01,6.15,-21.92,-4.92,-7.46,-18.55,0.18,26.6]
[null,"20111221:1400",25.67,23.07,22.39,21.64,5.41,1.95,0.35,-0.46,10.61,-3.23,-3.25,3.86,1.71,-1.25,5.13,-16.350000000000001,-2.84,-7.76,-14.96,3.18,26.53]
[null,"20111221:1500",25.54,21.89,23.55,20.13,7.01,1.81,1.37,-0.34,10.67,-0.96,-2.97,3.07,2.0299999999999998,-1.48,5.25,-14.89,-2.97,-7.51,-15.33,3.21,26.28]
[null,"20111221:1600",25.26,20.3,24.12,18.86,8.17,4.29,2.36,3.98,10.81,1.8,0.97,2.23,2.44,-0.92,5.45,-13.35,-2.57,-7.38,-15.58,2.95,26]
[null,"20111221:1700",24.57,18.559999999999999,24.92,17.739999999999998,9.4600000000000009,9.11,3.31,7.37,10.99,4.4400000000000004,3.2,1.69,2.96,0.71,5.85,-12.15,-0.53,-7.12,-15.82,2.66,25.67]
[null,"20111221:1800",24.58,17.13,25.23,16.73,10.31,12.42,4.3,9.9700000000000006,11.36,6.64,4.37,1.77,3.44,2.46,5.66,-11.29,2.0699999999999998,-6.88,-16.149999999999999,2.2799999999999998,25.42]
[null,"20111221:1900",24.55,16.09,25.84,15.85,11.5,15.13,5.49,12.43,11.02,8.64,6.21,4.17,3.13,3.2,6.95,-10.61,3.09,-6.18,-15.98,2.2999999999999998,25.23]
[null,"20111221:2000",24.4,15.1,25.65,15.39,12.28,17.04,5.98,14.11,11.7,9.25,6.94,5.28,2.99,3.15,7.41,-10.25,3.36,-6,-16.46,2.06,25.21]
[null,"20111221:2100",24.46,14.11,25.07,15.4,12.45,18.170000000000002,6.08,15.37,12.52,8.7200000000000006,7.45,5.41,2.88,3.29,7.75,-9.9499999999999993,3.24,-5.99,-16.79,1.83,25.31]
[null,"20111221:2200",24.34,13.13,24.24,15.77,12.42,18.670000000000002,5.78,16.149999999999999,12.52,6.51,7.62,5.25,2.72,3.2,8.02,-9.64,2.89,-6.13,-17.18,1.86,25.4]
[null,"20111221:2300",24.39,12.21,22.49,14.98,11.84,18.3,4.87,16.079999999999998,12.42,4,7.35,5.09,2.63,2.87,8.0399999999999991,-9.4,2.3199999999999998,-6.43,-17.86,1.51,25.45]
[null,"20111222:0000",24.37,11.32,20.85,13.93,10.62,17.54,3.56,14.63,12.37,2.19,6.69,4.47,2.68,2.48,7.89,-9.27,1.18,-6.71,-18.64,1.29,25.6]
[null,"20111222:0100",24.59,10.54,19.52,13.28,9.9600000000000009,16.59,2.64,12.93,11.98,1.32,4.51,3.84,2.77,1.68,7.41,-9.32,0.34,-6.87,-19.27,1.07,25.65]
[null,"20111222:0200",25.11,9.85,18.59,12.94,9.44,15.43,2.21,11.67,12.14,0.89,2.35,3.58,2.86,1.2,7.59,-9.49,-0.33,-7.18,-19.690000000000001,0.75,25.33]
[null,"20111222:0300",24.91,9.25,18,12.77,8.7100000000000009,12.4,1.77,10.71,11.94,0.65,1,3.33,3,1.19,7.79,-9.8800000000000008,-1.3,-7.65,-19.45,0.35,25.4]
[null,"20111222:0400",24.62,8.7799999999999994,17.559999999999999,13.03,8.0299999999999994,10.02,1.52,10.08,11.8,0.23,0.12,3.29,3.18,1.63,8.27,-10.32,-1.92,-7.9,-20.010000000000002,0.05,25.44]
[null,"20111222:0500",25.33,10.38,17.13,14.15,7.44,8.5500000000000007,1.72,9.85,11.52,-0.1,-0.8,2.96,3.4,2,8.1,-10.85,-2.61,-8,-20.27,-0.26,25.57]
[null,"20111222:0600",25.52,12.85,16.71,15.88,6.79,7.7,1.78,9.43,11.32,-0.28999999999999998,-0.86,2.59,3.65,2.04,7.96,-11.37,-3.64,-8.14,-20.53,-0.23,25.76]
[null,"20111222:0700",26.27,14.72,16.809999999999999,18.96,6.33,7.28,1.71,9.4600000000000009,11.69,0.24,-0.94,2.84,3.38,2.73,8.15,-12.43,-4.1500000000000004,-8.66,-19.850000000000001,0.23,25.99]
[null,"20111222:0800",25.75,16.55,16.559999999999999,20.75,6.12,6.97,1.24,8.98,11.65,0.34,-0.83,2.33,3.59,2.44,8.43,-12.7,-4.1900000000000004,-9.15,-20.100000000000001,-0.25,26.12]
[null,"20111222:0900",26.14,18.04,16.2,22.13,5.63,6.87,1.49,8.5299999999999994,11.84,0.27,-1.1100000000000001,2.31,3.9,2.42,8.6300000000000008,-12.9,-4.28,-9.49,-20.239999999999998,0.33,26.43]
[null,"20111222:1000",25.31,19.34,15.92,23.05,5.32,6.73,1.43,8.01,11.73,0.23,-0.9,2.19,4.34,1.84,8.7200000000000006,-12.88,-4.49,-9.5399999999999991,-20.61,1.85,26.08]
[null,"20111222:1100",24.93,20.190000000000001,15.74,23.52,5.19,6.36,1.49,7.22,11.5,0.44,-1.21,2.2599999999999998,4.75,1.32,8.56,-12.67,-4.7,-9.3699999999999992,-20.88,3.4,25.93]
[null,"20111222:1200",24.92,20.56,15.6,23.47,5.03,6.32,1.52,6.67,11.37,0.71,-1.66,1.87,5.45,1.1499999999999999,8.1300000000000008,-12.45,-4.7699999999999996,-9.23,-21.32,4.79,26.14]
[null,"20111222:1300",24.55,20.38,16.32,22.93,5.24,6.38,1.36,6.05,11.11,0.97,-1.99,1.81,6.63,1.05,8.1,-12.38,-4.95,-8.98,-22.56,5.69,25.68]
[null,"20111222:1400",24.44,19.61,18.260000000000002,21.67,5.18,6.36,1.8,5.28,11.15,0.96,-2.23,1.24,7.49,0.9,8.1300000000000008,-12.11,-5.09,-8.68,-22.63,6.07,25.47]
[null,"20111222:1500",24.47,18.5,19.98,20.23,7.47,5.99,3.65,5.4,10.96,1.76,-1.56,1.65,8.23,0.49,8.18,-11.76,-4.6500000000000004,-8.11,-22.98,5.63,25.46]
[null,"20111222:1600",24.33,17.43,21.21,19.059999999999999,9.9499999999999993,7.7,5.09,8.4499999999999993,10.46,2.4500000000000002,2.35,0.63,8.5399999999999991,0.73,8.18,-11.23,-4.32,-7.15,-23.48,4.53,25.34]
[null,"20111222:1700",24.04,16.43,22.22,18.190000000000001,11.03,11.33,6.46,11.28,10.18,3.12,4.6900000000000004,0.99,8.6199999999999992,1.5,8.33,-10.71,-3.22,-5.46,-23.7,3.05,25.28]
[null,"20111222:1800",24.09,15.48,22.89,17.5,12.02,13.84,7,13.73,10.77,3.96,6.09,1.03,8.7799999999999994,1.76,8.6,-10.55,-2.8,-4.12,-23.89,2.06,25.15]
[null,"20111222:1900",24.02,14.72,23.57,16.899999999999999,12.86,16.2,6.85,16.010000000000002,12.24,5.1100000000000003,7.83,1.52,8.68,2.35,9.67,-11.53,-2.36,-4.01,-21.27,1.02,25.1]
[null,"20111222:2000",23.88,13.96,23.46,16.25,13.36,17.39,7.27,17.350000000000001,12.48,5.53,8.3800000000000008,1.59,8.44,2.21,9.9600000000000009,-12.18,-1.24,-3.7,-21.64,0.53,25.15]
[null,"20111222:2100",23.91,13.11,23.09,15.45,13.61,18.23,7.42,18.2,12.22,5.46,8.1300000000000008,1.78,8.43,2.19,10.050000000000001,-13.19,-0.77,-3.66,-22.47,0.05,25.13]
[null,"20111222:2200",24.09,12.34,22.36,14.97,13.3,18.55,7.01,18.48,11.79,4.5999999999999996,6.61,1.93,8.3699999999999992,2.2799999999999998,9.83,-14.21,-1.71,-4.32,-22.92,-0.41,25.5]
[null,"20111222:2300",24.2,11.65,21.16,14.85,12.12,18.420000000000002,5.7,17.920000000000002,11.98,3.96,6.52,1.76,8.34,2.12,8.98,-15.2,-2.81,-5.24,-23.94,-0.45,25.53]
[null,"20111223:0000",24.36,11.06,20.309999999999999,14.88,9.9700000000000006,17.149999999999999,4.5999999999999996,16.43,11.62,3.38,6.09,1.34,8.32,1.99,8.2899999999999991,-16.010000000000002,-3.59,-5.82,-24.53,-0.28999999999999998,25.63]
[null,"20111223:0100",24.8,10.59,19.86,14.91,8.84,14.71,3.66,14.91,10.94,2.84,5.64,0.72,8.08,2.0099999999999998,7.68,-16.82,-3.97,-6.18,-25.32,-0.49,25.75]
[null,"20111223:0200",26.19,10.09,19.489999999999998,15.16,8.0299999999999994,12.35,3.07,13.68,10.54,0.99,5.05,-0.12,7.89,1.78,7.3,-17.59,-3.9,-6.38,-25.73,-0.54,25.79]
[null,"20111223:0300",27.55,9.7100000000000009,19.11,15.34,7.42,11.21,2.75,12.75,10.23,-0.33,4.75,-0.63,7.91,1.54,7.3,-18.3,-4.3499999999999996,-6.62,-25.67,-1.2,26.14]
[null,"20111223:0400",27.95,9.4499999999999993,18.899999999999999,15.48,6.99,10.44,2.52,11.94,10.130000000000001,-0.23,4.4800000000000004,-1.07,8.1199999999999992,1.67,7.69,-18.97,-4.8899999999999997,-6.64,-26.26,-1.39,26.33]
[null,"20111223:0500",28.33,10.95,18.57,16.18,6.73,9.9600000000000009,2.38,11.13,10.17,0.1,4.03,-1.41,8.3699999999999992,1.98,8.01,-19.54,-5.34,-6.36,-26.56,-1.24,26.16]
[null,"20111223:0600",27.13,13.35,18.440000000000001,17.420000000000002,6.55,9.75,2.19,10.31,10.02,0.54,3.89,-1.84,8.2100000000000009,2.3199999999999998,8.19,-20.05,-5.36,-6.32,-26.39,-1.22,26]
[null,"20111223:0700",27.05,15.57,18.059999999999999,20.77,6.49,10.07,2.4500000000000002,9.98,10.31,0.84,4.0599999999999996,-0.99,9.2799999999999994,2.88,8.33,-20.12,-6.92,-6.08,-25.93,-0.69,26]
[null,"20111223:0800",27.53,17.48,18.03,22.61,6.27,8.39,2.29,9.48,10.62,0.99,3.98,-1.1499999999999999,9.4,2.93,8.3699999999999992,-20.5,-6.89,-6.08,-25.4,-1.25,26.18]
[null,"20111223:0900",27.44,19.21,18.100000000000001,23.63,5.96,7.1,2.1800000000000002,8.99,10.67,1.08,3.98,-1.24,9.44,2.5,8.17,-20.89,-7.38,-6.21,-24.86,-0.25,26.53]
[null,"20111223:1000",26.34,20.58,18.14,24.31,6.02,6.44,2.13,8.44,10.97,1.05,3.88,-0.91,6.02,2.08,8.14,-21.24,-7.77,-6.21,-24.06,2.1,26.26]
[null,"20111223:1100",26.05,21.46,18.260000000000002,24.33,6.31,5.48,2.13,8.25,11.15,1.17,3.61,-0.53,-2.65,1.17,8.02,-21.51,-8.66,-6.29,-22.88,3.81,26.13]
[null,"20111223:1200",25.56,21.7,18.02,24.21,6.17,4.88,2.12,7.86,11.26,1.24,3.48,-0.34,-5.96,1.39,7.89,-21.59,-9.4499999999999993,-6.28,-21.39,5.13,26.04]
[null,"20111223:1300",25.34,21.43,19.02,23.95,5.58,5.08,2.0499999999999998,7.32,11.24,1.18,3.57,-0.76,-7.47,1.23,8.01,-21.68,-10.029999999999999,-6.15,-20.16,6.09,25.94]
[null,"20111223:1400",25.15,20.61,21.43,23.1,5.78,3.93,2.64,6.14,11.32,1.18,3.06,-0.49,-8.06,0.86,8.0500000000000007,-21.82,-10.97,-6.04,-19.52,6.32,25.92]
[null,"20111223:1500",25.06,19.48,23.13,22.24,11.02,3,4.63,5.94,11.43,1.58,2.66,-0.14000000000000001,-8.3000000000000007,0.5,8.01,-19.809999999999999,-11.19,-5.68,-18.75,5.79,25.73]
[null,"20111223:1600",24.86,18.75,23.92,21.03,15.4,5.96,6.87,7.61,11.38,2.14,4.25,7.0000000000000007E-2,-8.24,0.38,7.65,-18.34,-11.24,-5.09,-18.02,4.28,25.65]
[null,"20111223:1700",24.58,18.09,24.32,20.48,17.739999999999998,9.7799999999999994,8.84,8.3800000000000008,11.8,2.4900000000000002,6.19,0.47,-7.99,0.84,7.74,-16.010000000000002,-9.48,-4.63,-17.440000000000001,2.39,25.61]
[null,"20111223:1800",24.67,17.55,24.43,20.12,19.27,12.44,10.48,8.5,12.19,2.92,7.62,1.34,-7.67,2.2200000000000002,8.4700000000000006,-14.79,-8.32,-4.18,-17.09,1.06,25.56]
[null,"20111223:1900",24.71,17.34,24.48,20,20.64,14.47,12.19,8.0500000000000007,12.44,3.39,8.69,2.2999999999999998,-7.83,2.52,9.3699999999999992,-13.73,-5.95,-3.61,-16.07,1.89,25.47]
[null,"20111223:2000",24.56,16.89,24.51,19.38,21.44,15.76,12.75,8.57,12.53,3.51,9.5299999999999994,3.53,-7.54,2.46,9.8000000000000007,-13.07,-4.87,-3.18,-15.52,1.1499999999999999,25.42]
[null,"20111223:2100",24.79,16.420000000000002,24.23,18.73,21.68,16.579999999999998,12.64,8.9499999999999993,12.7,3.55,9.73,4.4800000000000004,-7.42,2.77,9.6300000000000008,-13.5,-4.2,-2.93,-14.76,0.28000000000000003,25.41]
[null,"20111223:2200",24.82,16.02,23.56,18.2,20.98,16.96,11.69,9.11,12.73,3.5,9.42,5.01,-7.23,3.9,8.9600000000000009,-13.06,-4.2,-2.91,-14.21,0.03,25.59]
[null,"20111223:2300",24.57,15.7,22.25,17.61,19.18,16.75,9.94,8.8000000000000007,12.61,3.64,8.44,5.03,-7.16,3.5,8.5299999999999994,-12.17,-5.17,-2.97,-13.75,-0.25,25.45]
[null,"20111224:0000",24.9,15.31,21.48,16.91,16.68,16.02,8.8000000000000007,7.9,12.31,3.88,6.91,3.84,-7.11,0.84,8.1999999999999993,-11.08,-6.78,-3.05,-13.34,-0.18,25.44]
[null,"20111224:0100",24.94,14.85,21.04,16.12,15.31,13.75,8.1199999999999992,6.65,12.22,4.17,5.59,2.41,-6.95,-1.89,8.15,-10,-8.35,-3.1,-13.15,-0.23,25.31]
[null,"20111224:0200",25.55,14.44,20.92,15.19,14.75,11.98,7.69,5.43,12.02,4.5999999999999996,5.01,0.88,-6.83,-2.89,7.75,-8.82,-8.81,-3.05,-13.04,0.06,25.69]
[null,"20111224:0300",26.19,14.04,21.05,14.5,14.78,11.63,7.36,4.07,11.41,4.95,4.4000000000000004,0.28000000000000003,-6.81,-3.53,7.69,-7.95,-8.44,-3.03,-12.88,0.09,25.59]
[null,"20111224:0400",26.55,13.75,21.1,14.15,15.03,11.31,7.1,4.04,10.86,5.14,4.24,0.16,-6.63,-4.4000000000000004,7.9,-7.27,-8.82,-3.08,-12.92,0.03,25.81]
[null,"20111224:0500",27.23,15,21.09,14.07,15.43,10.43,6.91,3.16,10.09,5.28,3.51,0.03,-6.39,-4.6500000000000004,8.18,-6.57,-7.61,-3.21,-12.79,0.19,25.97]
[null,"20111224:0600",26.59,16.86,21.27,14.36,15.77,10.15,6.73,2.04,9.4700000000000006,5.36,2.77,-0.1,-6.1,-4.79,8.4600000000000009,-5.97,-7.27,-3.45,-12.98,0.21,25.41]
[null,"20111224:0700",25.76,18.53,21.38,15.48,15.52,9.93,7.47,2.58,9.7100000000000009,5.51,2.35,-0.18,-5.53,-4.13,8.81,-5.28,-7.23,-3.34,-12.7,1.18,25.45]
[null,"20111224:0800",25.72,20.260000000000002,21.36,15.97,15.67,9.4600000000000009,7.4,1.62,9.57,5.44,1.44,-0.22,-5.4,-4.08,8.98,-4.75,-6.63,-3.52,-12.6,1.08,25.65]
[null,"20111224:0900",26.02,21.88,21.41,15.98,15.63,8.9499999999999993,7.86,-0.13,9.48,5.15,0.88,-0.04,-5.38,-4.37,9.35,-4.32,-6.55,-3.79,-12.73,1.97,25.59]
[null,"20111224:1000",25,23.07,21.64,15.79,15.5,8.52,8.42,-1.82,9.3699999999999992,4.84,0.5,0.16,-5.49,-4.41,9.9499999999999993,-3.97,-7.33,-4.0599999999999996,-13.36,3.38,25.56]
[null,"20111224:1100",24.54,23.68,21.39,15.31,15.55,7.73,8.3800000000000008,-2.14,9.2100000000000009,4.5599999999999996,-0.09,0.53,-5.73,-4.68,10.5,-3.7,-7.98,-4.26,-14.4,4.91,25.53]
[null,"20111224:1200",24.55,23.91,21.49,14.71,15.67,7.61,8.2200000000000006,-1.53,8.85,4.42,0.04,0.92,-6.02,-4.88,10.79,-3.44,-8.0500000000000007,-4.34,-15.43,5.59,25.5]
[null,"20111224:1300",24.32,23.19,21.96,14.27,15.83,6.46,8.2899999999999991,-1.83,8.5,4.13,-0.03,0.94,-6.3,-5.09,10.89,-3.1,-8.52,-4.3899999999999997,-16.78,6.03,25.4]
[null,"20111224:1400",24.37,22,23.52,13.84,15.69,7.65,8.39,-2.7,8.1300000000000008,3.88,-0.01,1.31,-6.33,-5.08,11.18,-2.58,-9.09,-4.3899999999999997,-17.920000000000002,6.31,25.52]
[null,"20111224:1500",24.6,19.75,24.64,13.59,15.08,7.54,8.5,-2.82,7.92,4.4400000000000004,0.01,1.6,-5.94,-5.4,11.16,-1.93,-8.69,-4.26,-18.87,6.09,25.5]
[null,"20111224:1600",24.47,17.350000000000001,25.49,13.42,15.93,8.01,9.2100000000000009,0.67,7.71,4.46,0.53,1.79,-5.28,-4.91,11.07,-1.1299999999999999,-8.3000000000000007,-3.94,-19.22,5.03,25.37]
[null,"20111224:1700",24.43,16.05,25.79,13.28,17.36,11.05,9.64,3.57,8.93,4.8899999999999997,1.5,1.99,-4.74,-1.22,11.16,-0.34,-7.21,-3.3,-18.71,3.67,25.47]
[null,"20111224:1800",24.41,15.5,25.29,13.28,18.48,13.02,9.99,5.9,9.8800000000000008,5.14,2.36,2.14,-4.58,3.24,11.42,0.2,-5.53,-3.1,-17.809999999999999,2.94,25.54]
[null,"20111224:1900",24.46,15.63,25.76,12.86,19.64,14.24,12.83,6.57,10.92,6.39,3.18,2.7,-2.99,5.8,12.89,-0.13,-3.33,-2.74,-16.02,3.27,25.53]
[null,"20111224:2000",24.48,14.71,25.91,12.86,20.02,15.3,13.34,7.76,11.36,6.57,4.09,3.3,-3,7.07,13.29,0.31,-2.56,-2.2200000000000002,-14.87,2.86,25.62]
[null,"20111224:2100",24.44,13.8,25.42,12.88,19.89,16.14,13.48,8.51,11.71,6.53,4.68,3.84,-3.21,7.46,13.35,0.76,-1.78,-1.94,-14.08,2.87,25.32]
[null,"20111224:2200",24.27,13.11,24.79,12.85,19.41,16.89,13.08,8.7799999999999994,11.94,6.29,4.8600000000000003,4.34,-3.3,5.8,13.39,1.29,-1.84,-1.86,-13.27,3.29,25.74]
[null,"20111224:2300",24.27,12.55,23.89,12.94,18.2,17.079999999999998,11.31,8.5500000000000007,11.93,5.52,4.7300000000000004,4.45,-3.49,3.31,12.99,1.76,-2.2799999999999998,-1.76,-12.79,3.49,25.81]
[null,"20111225:0000",24.39,12.11,23.53,12.98,16.649999999999999,16.28,10.16,7.69,11.6,5.1100000000000003,4.18,4.3,-3.62,2.79,12.55,2.6,-2.5499999999999998,-1.58,-12.92,3.85,25.83]
[null,"20111225:0100",24.84,11.66,23.3,13.2,15.65,15.27,9.32,6.81,11.02,4.97,2.88,3.82,-3.63,0.71,12.04,3.28,-1.38,-1.38,-13.45,4.1399999999999997,25.94]
[null,"20111225:0200",25.89,11.28,22.87,13.34,14.67,13.97,8.24,5.96,9.59,4.83,1.5,3.31,-3.74,-0.88,11.9,4.05,-1.71,-1.1100000000000001,-14.1,4.62,26.16]
[null,"20111225:0300",26.47,10.93,22.59,13.56,13.7,12.96,7.78,5.4,8.84,4.79,1,2.88,-4.04,-2.0299999999999998,11.53,5.43,-2.69,-0.87,-14.82,5.25,26.25]
[null,"20111225:0400",26.78,10.64,22.23,13.83,13.12,11.74,7.63,3.96,7.73,4.46,0.21,2.2200000000000002,-4.51,-2.88,11.21,6.9,-2.35,-0.68,-15.3,5.51,26.36]
[null,"20111225:0500",28,10.46,22.09,14.19,12.74,10.75,7.45,2.5499999999999998,7.4,4.29,0.31,1.77,-4.7699999999999996,-3.2,10.89,7.3,-2.5099999999999998,-0.62,-15.22,5.46,26.45]
[null,"20111225:0600",28.22,10.32,21.77,14.84,12.21,9.83,7.26,1.84,7.96,3.91,0.75,1.67,-4.9800000000000004,-3.28,10.57,5.66,-2.68,-0.65,-14.68,5.12,26.52]
[null,"20111225:0700",27.79,10.24,20.7,15.69,11.98,8.49,6.49,0.28000000000000003,9.3800000000000008,3.75,1.65,1.93,-4.54,-3.37,10.53,3.47,-2.79,-0.46,-14.43,5.0999999999999996,26.49]
[null,"20111225:0800",27.63,10.09,18.25,16.28,11.52,7.5,6.05,-0.48,7.56,3.62,1.75,1.66,-4.3,-3.72,9.5299999999999994,2.52,-3.11,-0.41,-13.64,4.8499999999999996,26.47]
[null,"20111225:0900",27.44,10.16,16.670000000000002,16.71,10.92,6.84,5.77,-0.39,6.86,3.42,1.72,1.46,-4.04,-3.61,9.36,1.6,-3.67,-0.28000000000000003,-12.88,4.84,26.46]
[null,"20111225:1000",25.53,10.5,16.36,17.03,10.24,6.54,5.92,0.38,6.78,3.54,1.8,1.22,-4.0599999999999996,-2.88,9.8699999999999992,1.05,-4.2,-0.18,-11.96,5.0999999999999996,25.89]
[null,"20111225:1100",25.27,11,15.78,17.190000000000001,9.67,6.13,6.05,-0.41,7.24,3.57,1.65,0.98,-3.99,-2.6,9.7799999999999994,0,-4.68,-0.05,-10.8,5.33,26.04]
[null,"20111225:1200",25.17,11.28,14.56,17.079999999999998,9.11,5.75,5.63,-0.75,6.61,3.84,1.61,0.82,-3.96,-2.89,9.35,-0.7,-5.2,0.05,-10.15,5.92,26.12]
[null,"20111225:1300",25.3,11.34,13.25,16.73,8.6,5.31,4.91,-0.54,6.84,4.05,1.64,0.49,-3.98,-3.17,9.27,-1.33,-5.4,0.15,-9.6300000000000008,6.2,26.16]
[null,"20111225:1400",25.11,11.2,13.01,16.34,8.7100000000000009,4.91,4.3,-0.59,8.34,4.3099999999999996,1.85,0.56000000000000005,-3.57,-3.14,9.27,-1.56,-5.68,0.21,-9.2200000000000006,6.34,26.17]
[null,"20111225:1500",25.2,10.76,13.46,16,11.18,4.71,4.1900000000000004,0.36,7.26,4.7300000000000004,2.15,0.76,-2.0099999999999998,-3.36,8.75,-1.85,-5.86,0.25,-8.82,6.08,26.22]
[null,"20111225:1600",25.21,10.35,13.9,15.86,13.69,6.36,4.8,3.74,7.75,5.38,4,0.89,0.02,-3.43,8.15,-2.1,-6.23,0.4,-8.9499999999999993,5.53,26.19]
[null,"20111225:1700",24.9,9.98,14.98,15.98,15.5,9.11,5.55,7.52,8.9,6.19,6.18,1.25,2,-1.81,8.17,-2.5,-6.55,0.5,-9.5299999999999994,4.99,26.18]
[null,"20111225:1800",24.96,9.27,15.73,16.7,16.850000000000001,11.29,5.94,11.33,9.85,7.02,7.62,1.62,3.61,0.23,8.34,-2.86,-6.3,0.55000000000000004,-10.029999999999999,3.85,26.08]
[null,"20111225:1900",25,8.17,15.2,16.18,17.850000000000001,11.44,5.96,13.79,9.5399999999999991,7.42,10.4,2.11,4.37,3.69,9,-2.82,-5.56,0.59,-11.3,3.34,26.01]
[null,"20111225:2000",24.84,7.34,15.3,14.5,18.52,12.3,6.57,15.85,9.99,8.6199999999999992,11.65,2.92,5.03,3.26,9.18,-3.48,-5.56,0.53,-11.58,2.41,25.92]
[null,"20111225:2100",24.84,6.93,15,13.07,18.809999999999999,12.67,6.66,17.23,10.35,9.68,11.58,3.36,4.9000000000000004,3.11,9.0299999999999994,-4.37,-5.39,0.59,-11.81,1.6,25.91]
[null,"20111225:2200",24.85,6.55,14.24,12.14,18.55,13.03,6.91,18.73,10.9,10.75,9.93,2.9,3.6,2.71,8.4,-5.61,-5.51,0.56000000000000005,-11.6,1.1200000000000001,25.99]
[null,"20111225:2300",24.9,6.18,13.1,11.45,17.079999999999998,12.96,6.95,18.57,11.39,12.07,7.65,2.77,2.0299999999999998,2.34,7.93,-6.8,-4.4400000000000004,0.55000000000000004,-11.2,0.68,26.03]
[null,"20111226:0000",25.11,5.7,12.28,10.76,15.03,12.36,6.93,16.7,11.26,14.04,5.19,2.36,1.38,1.96,7.82,-8.0299999999999994,-5.13,0.53,-10.95,0.19,26.1]
[null,"20111226:0100",25.89,5.25,11.78,10.130000000000001,13.07,10.84,6.84,14.75,10.95,15.75,3.35,1.86,0.99,1.64,7.59,-9.49,-5.76,0.59,-10.66,-0.08,26.31]
[null,"20111226:0200",27.29,5.0199999999999996,11.22,9.6199999999999992,11.61,9.44,6.71,13.28,10.95,16.59,2.23,1.18,0.61,1.4,7.44,-10.81,-7.47,0.6,-10.42,-0.46,26.72]
[null,"20111226:0300",28.04,4.6900000000000004,12.01,9.0500000000000007,11.39,8.25,6.32,11.99,11.02,16.73,1.46,-0.96,0.26,1.17,7.29,-11.97,-10.02,0.64,-10.08,-0.63,27.04]
[null,"20111226:0400",27.59,4.6100000000000003,12.64,8.59,9.0500000000000007,7.16,5.91,10.82,10.98,16.739999999999998,0.53,-1.95,-0.04,1.01,7.14,-13.29,-11.82,0.64,-9.69,-0.49,27.04]
[null,"20111226:0500",27.79,5.77,12.72,9.3000000000000007,8.3000000000000007,6.28,5.64,9.48,10.55,16.71,-0.01,-3.04,-0.34,0.93,7.02,-13.61,-13.5,0.65,-9.8000000000000007,-0.41,27.06]
[null,"20111226:0600",27.87,7.56,12.89,11,7.91,5.62,5.29,7.96,10.16,16.63,-0.18,-2.76,-0.61,0.91,6.87,-13.9,-14.37,0.71,-9.6,-0.3,26.97]
[null,"20111226:0700",27.55,8.84,10.210000000000001,12.11,7.49,5.94,4.7300000000000004,7.08,9.7899999999999991,16.39,-1.69,-2.13,-0.86,1.04,6.53,-15.67,-14.33,0.48,-10.76,1.3,26.85]
[null,"20111226:0800",27.3,9.91,9.67,12.89,7.33,5.26,4.16,6.07,9.42,16.47,-1.99,-2.67,-1.02,0.98,6.3,-17.13,-14.45,0.51,-11.38,1.59,26.74]
[null,"20111226:0900",26.99,10.78,9.73,13.45,7.16,4.8099999999999996,3.53,5.79,9.16,16.739999999999998,-2.29,-3.45,-1.17,0.9,6.08,-17.670000000000002,-13.87,0.54,-11.54,2.46,26.6]
[null,"20111226:1000",26.18,11.43,9.67,13.72,6.98,4.18,2.98,5.42,9.0399999999999991,17.04,-2.39,-3.16,-1.4,0.88,5.84,-18.010000000000002,-12.57,0.5,-12.09,3.4,26.43]
[null,"20111226:1100",25.88,11.92,9.73,13.67,6.85,3.77,2.4,4.42,8.86,17,-2.2999999999999998,-2.88,-1.62,0.78,5.95,-18.16,-11.32,0.42,-12.78,4.18,26.52]
[null,"20111226:1200",26,12.1,9.18,13.38,6.82,3.22,1.95,3.78,8.66,16.84,-2.46,-2.61,-1.84,0.66,4.96,-19.27,-10.81,0.33,-13.48,4.78,26.66]
[null,"20111226:1300",25.98,11.87,9.18,12.7,6.85,2.61,1.61,2.88,8.68,16.66,-2.86,-2.0099999999999998,-2.0499999999999998,0.56999999999999995,5.56,-19.239999999999998,-10.92,0.17,-14.26,5.21,26.77]
[null,"20111226:1400",25.96,11.01,10.41,11.32,7.59,2.12,1.71,2.11,8.91,16.420000000000002,-3.07,-2.41,-1.94,0.56999999999999995,5.99,-17.66,-10.81,-0.5,-14.86,5.26,26.71]
[null,"20111226:1500",25.89,9.66,11.97,10.029999999999999,12.45,1.75,4.51,2.31,8.91,16.329999999999998,-3.04,-2.1,-0.38,0.53,6.45,-16.600000000000001,-10.62,-1.62,-15.39,4.4400000000000004,26.62]
[null,"20111226:1600",25.86,8.85,13.32,9.17,16.77,4.3600000000000003,6.26,3.17,9.07,16.489999999999998,-1.94,-1.69,1.54,0.51,6.88,-14.19,-10.130000000000001,-2.73,-15.71,3.44,26.57]
[null,"20111226:1700",25.7,8.0299999999999994,14.38,8.49,19.38,8.17,7.71,4.16,9.59,16.84,-1,-0.23,3.25,0.8,7.1,-11.76,-8.84,-3.56,-16.03,2.69,26.5]
[null,"20111226:1800",25.74,7.42,15.27,7.92,21.14,10.9,9.08,4.8600000000000003,10.36,17.18,-0.55000000000000004,1.43,4.57,1.1100000000000001,7.29,-10.11,-7.5,-4.32,-16.010000000000002,1.89,26.42]
[null,"20111226:1900",25.67,7.04,16.22,7.57,22.27,12.51,10.48,4.76,10.84,15.57,1.96,2.74,5.88,1.41,8.1199999999999992,-9.5500000000000007,-6.21,-5.05,-16.5,1.07,26.3]
[null,"20111226:2000",25.55,6.63,16.649999999999999,7.09,22.88,13.77,11.22,5.33,11.11,15.13,1.81,3.75,6.12,0.74,8.36,-9.15,-5.34,-5.37,-16.84,0.73,26.17]
[null,"20111226:2100",25.43,6.57,16.739999999999998,6.72,22.95,14.71,11.53,5.94,11.35,14.39,0.99,3.89,5.93,0.38,8.6300000000000008,-9.11,-4.9800000000000004,-5.49,-17.149999999999999,0.47,26.17]
[null,"20111226:2200",25.26,6.34,16.440000000000001,6.53,22.3,15.29,11.03,6.26,11.49,13.21,0.31,3.56,4.79,0.31,8.67,-8.9600000000000009,-4.5999999999999996,-5.67,-17.149999999999999,0.28000000000000003,26.23]
[null,"20111226:2300",25.25,6.24,15.31,6.25,20.6,15.32,9.42,6.57,11.36,11.27,-0.3,3.48,3.22,0.28999999999999998,8.2100000000000009,-8.59,-4.66,-6.01,-17.48,0.15,26.18]
[null,"20111227:0000",25.33,6.23,14.24,6.05,18.239999999999998,14.23,7.92,6.4,10.88,9.61,-0.73,3.28,2.57,-0.05,7.52,-8.16,-5.48,-6.12,-17.79,0.26,26.16]
[null,"20111227:0100",26.61,6.82,13.43,5.7,16.8,12.42,7.08,5.67,10.16,8.19,-1.22,3.18,2.35,-0.59,6.95,-7.74,-8.6300000000000008,-6.35,-17.690000000000001,0,26.3]
[null,"20111227:0200",27.72,7.21,12.71,5.22,16.03,11.31,6.57,4.76,9.6999999999999993,7.14,-1.43,3.02,2.2200000000000002,-0.92,6.58,-7.16,-10.44,-6.73,-18.07,-0.97,26.56]
[null,"20111227:0300",28.55,7.52,12.17,4.7699999999999996,15.7,9.8800000000000008,6.26,3.79,9.3699999999999992,5.96,-1.61,2.9,2.04,-1.5,6.14,-6.51,-11.95,-7.09,-18.43,-2.12,27.01]
[null,"20111227:0400",28.86,7.68,12.2,4.46,15.7,8.74,6.17,2.61,9.09,4.78,-1.84,2.88,1.76,-1.71,5.94,-5.79,-12.91,-8.0399999999999991,-19,-2.91,27.39]
[null,"20111227:0500",28.58,8.27,12.08,5.38,15.79,7.88,6.21,1.49,8.9,3.77,-2.09,3.01,1.47,-2.58,6,-4.8,-13.38,-8.91,-19.32,-3.31,27.14]
[null,"20111227:0600",28.15,9.27,11.69,7.42,15.9,8.19,6.29,0.53,8.77,2.92,-2.33,3.48,1.02,-2.2799999999999998,6.25,-3.91,-13.92,-9.41,-19.559999999999999,-3.74,26.66]
[null,"20111227:0700",28.49,10.54,11.76,9.19,16.170000000000002,8.02,6.13,1.35,8.57,2.61,-2.33,3.75,0.77,-1.44,6.48,-3.99,-13.41,-9.2899999999999991,-20.04,-4,26.78]
[null,"20111227:0800",27.04,11.6,11.69,10.51,16.28,7.35,6.08,2.2599999999999998,8.2899999999999991,2.11,-2.52,4.16,0.63,-1.83,5.77,-3.16,-13.89,-9.42,-20.260000000000002,-3.98,26.23]
[null,"20111227:0900",27.38,12.46,11.73,11.43,16.36,6.69,6.05,2.13,8.0299999999999994,1.62,-2.69,4.63,0.5,-2.36,5.87,-2.14,-14.17,-9.56,-20.03,-3.21,26.17]
[null,"20111227:1000",26.05,13.07,12.17,12.05,16.420000000000002,5.98,6.12,2.06,7.8,1.24,-2.86,5.08,0.49,-3.15,5.92,-1.18,-14.12,-9.59,-20,-1.57,26.43]
[null,"20111227:1100",25.94,13.56,12.46,12.4,16.55,5.46,6.32,1.88,7.56,0.89,-3.12,5.42,0.5,-3.22,5.91,-0.4,-14.61,-9.6199999999999992,-20.010000000000002,-0.97,26.26]
[null,"20111227:1200",25.6,13.86,12.49,12.39,16.61,4.88,6.62,1.62,7.3,0.56999999999999995,-3.26,5.69,0.55000000000000004,-3.88,5.85,0.34,-14.4,-9.6,-19.79,-0.6,26.05]
[null,"20111227:1300",25.43,13.76,13.37,11.71,16.82,4.4000000000000004,6.92,1.18,7.18,0.12,-3.8,5.95,0.56999999999999995,-4.08,5.82,0.83,-14.2,-9.27,-19.22,-0.28000000000000003,25.92]
[null,"20111227:1400",24.98,13.33,15.63,10.039999999999999,17.350000000000001,3.73,7.9,1.01,7.13,0.05,-3.8,6.33,0.56000000000000005,-3.64,5.88,1.24,-13.87,-8.83,-19.03,-0.41,25.84]
[null,"20111227:1500",24.85,12.61,17.940000000000001,8.61,18.86,3.69,10.119999999999999,1.01,7.06,1.37,-3.72,6.72,0.45,-3.51,6.14,1.53,-13.75,-8.16,-19.09,-0.95,25.71]
[null,"20111227:1600",24.66,11.81,19.809999999999999,7.7,21.12,5.03,12.45,2.89,6.94,2.96,-3.42,7.08,0.25,-2.96,6.08,1.82,-13.41,-7.01,-19.22,-2.0499999999999998,25.61]
[null,"20111227:1700",24.44,11.26,20.9,7.06,22.82,7.89,14.44,4.08,7.61,4.3,-2.88,7.27,0.36,-1.73,6.28,2.06,-12.6,-5.52,-19.72,-2.65,25.44]
[null,"20111227:1800",24.48,10.92,21.51,6.56,23.69,9.94,16.059999999999999,5.25,8.48,5.45,-2.17,7.44,0.46,-0.65,7.04,2.2799999999999998,-11.49,-3.95,-20.05,-2.95,25.38]
[null,"20111227:1900",24.42,10.82,21.92,6.14,24.09,11,18.13,4.99,9.4700000000000006,6.76,-1.21,8,0.51,0,7.91,1.99,-9.39,-3.46,-20.55,-3.47,25.37]
[null,"20111227:2000",24.37,10.35,21.81,5.76,24.54,12.08,19.02,5.82,10.210000000000001,7.41,-0.96,8.42,0.7,0.09,8.73,2.1800000000000002,-8.18,-3.06,-20.59,-3.72,25.37]
[null,"20111227:2100",24.48,9.69,21.74,5.41,24.42,12.88,19.079999999999998,6.53,10.91,7.56,-0.86,8.56,0.56999999999999995,7.0000000000000007E-2,9.19,2.37,-7.51,-3.05,-20.67,-3.73,25.4]
[null,"20111227:2200",24.26,9.1199999999999992,20.89,5.24,23.6,13.42,18.46,6.72,11.27,6.98,-1.1299999999999999,8.73,0.26,-0.1,9.5299999999999994,2.63,-7.07,-3.15,-20.43,-3.41,25.36]
[null,"20111227:2300",24.38,8.75,19.39,5.43,22.13,13.46,17.440000000000001,6.67,11.4,5.58,-1.67,8.93,0,-0.31,8.94,2.89,-7.81,-3.51,-19.96,-3.13,25.31]
[null,"20111228:0000",24.42,8.1199999999999992,18.55,5.55,20.36,12.9,17.21,6.14,11.23,5.57,-2.35,8.98,-0.15,-0.51,8.34,3.11,-9.26,-3.49,-19.649999999999999,-2.88,25.42]
[null,"20111228:0100",24.74,7.8,17.989999999999998,5.53,19.28,11.32,17.32,4.9400000000000004,10.54,5.09,-3.07,8.82,-0.3,-0.49,7.76,3.25,-10.58,-3.69,-19.27,-2.6,25.61]
[null,"20111228:0200",25.75,7.59,17.43,5.73,18.57,10.16,17.55,3.26,9.75,1.79,-2.36,8.75,-0.45,-0.47,6.86,3.51,-11.43,-3.86,-18.440000000000001,-2.2000000000000002,25.84]
[null,"20111228:0300",25.99,7.17,17.350000000000001,5.91,18,9.19,17.23,1.68,9.18,0.85,-2.5,8.61,-0.5,-0.44,6.66,3.9,-11.35,-3.98,-17.57,-1.84,26.11]
[null,"20111228:0400",26.62,7,17.32,6.12,17.7,8.18,17.05,0.36,8.66,0.54,-2.79,8.56,-0.38,-0.42,5.43,4.37,-10.99,-4.1900000000000004,-16.899999999999999,-1.61,26.54]
[null,"20111228:0500",27.44,8.83,17.329999999999998,6.74,17.329999999999998,7.09,16.55,0.48,7.87,0.39,-3.34,8.5299999999999994,-0.35,-0.33,5.23,4.66,-10.53,-4.25,-16.579999999999998,-1.62,26.84]
[null,"20111228:0600",27.62,10.78,17.239999999999998,7.44,16.82,6.41,16.190000000000001,0.31,7.58,0.22,-5.65,8.39,-0.3,-0.26,5.34,4.8499999999999996,-10.49,-4.45,-16.489999999999998,-1.6,26.89]
[null,"20111228:0700",27.07,12.67,16.53,8.36,15.98,6.21,16.11,-1.35,8.9,0.39,-5.9,8.9499999999999993,-0.62,0.01,5.27,5.34,-10.16,-4.6900000000000004,-15.82,-1.91,26.9]
[null,"20111228:0800",27.45,14.02,16.489999999999998,8.86,15.2,5.67,15.65,-1.01,8.66,0.28999999999999998,-7.53,9.0500000000000007,-0.53,0.09,5.19,5.32,-10.16,-5.44,-15.77,-1.76,26.9]
[null,"20111228:0900",27.4,14.98,16.32,9.48,14.13,4.59,14.74,-1.4,8.52,0.03,-8.89,9.2100000000000009,-0.43,0.27,5.29,5.2,-10.61,-5.96,-15.5,-1.46,26.86]
[null,"20111228:1000",26.22,16,16.18,10.210000000000001,13.05,3.17,13.46,-1.83,8.35,-0.18,-9.69,9.67,-0.4,0.5,5.46,5.08,-10.199999999999999,-6.32,-15.42,-1.0900000000000001,26.26]
[null,"20111228:1100",25.78,16.46,16.260000000000002,10.52,12.12,2.0499999999999998,12.34,-2.2400000000000002,6.49,-0.17,-10.62,10.24,-0.39,0.73,4.87,5.01,-10.029999999999999,-6.93,-15.24,-0.34,26.27]
[null,"20111228:1200",25.65,16.649999999999999,16.11,10.83,11.55,1.69,11.42,-2.67,5.57,7.0000000000000007E-2,-11.11,10.35,-0.25,0.94,4.91,4.79,-9.8000000000000007,-7.76,-14.93,0.13,26.16]
[null,"20111228:1300",25.2,16.579999999999998,16.78,10.58,11.25,1.1000000000000001,10.56,-3.26,5.59,0.37,-11.11,10.35,-0.12,1.1000000000000001,5.28,4.9400000000000004,-9.77,-8.6199999999999992,-14.72,0.24,25.98]
[null,"20111228:1400",24.88,15.9,19.14,9.65,11.59,0.45,10.220000000000001,-3.58,5.77,0.92,-10.84,10.34,0.03,1.55,6.02,5.38,-9.42,-9.58,-14.79,0.02,25.87]
[null,"20111228:1500",24.56,14.53,20.86,8.77,14.18,0.18,10.84,-3.04,5.94,2.89,-9.4600000000000009,10.119999999999999,0.17,1.48,5.78,5.82,-8.52,-10.23,-14.92,-0.08,25.77]
[null,"20111228:1600",24.55,13.69,21.9,8.17,17.170000000000002,2.69,11.18,-0.39,6.17,5.19,-7.4,9.1999999999999993,0.13,1.38,5.93,6.11,-7.17,-10.49,-14.8,-0.46,25.67]
[null,"20111228:1700",24.43,12.82,22.39,7.78,18.77,6.9,11.66,2.17,7.77,6.84,-5.54,8.2899999999999991,0.52,1.53,6.25,6.61,-6.47,-10.49,-14.73,-0.64,25.61]
[null,"20111228:1800",24.49,12.07,23,7.23,20.100000000000001,9.51,12.21,4.24,9.2799999999999994,7.27,-2.98,8.2100000000000009,0.98,1.76,6.86,7.04,-7.26,-10.38,-14.38,-0.95,25.55]
[null,"20111228:1900",24.25,11.28,23.85,7.42,20.72,10.74,13.36,5.23,8.76,7.94,-2.56,9.16,0.84,2.7,7.49,8.82,-6.61,-10.29,-15.07,-1.46,25.47]
[null,"20111228:2000",24.26,10.57,23.51,7.23,21.34,11.84,13.59,6.43,9.48,7.92,-1.78,9.49,0.97,2.4900000000000002,8.14,6.42,-6.59,-10.33,-15.43,-1.7,25.44]
[null,"20111228:2100",24.24,9.84,23.23,6.89,21.54,12.49,13.33,7.2,10.15,8.11,-1.19,9.26,1.48,2.48,8.43,4.07,-7.42,-10.62,-15.65,-1.94,25.45]
[null,"20111228:2200",23.95,9.19,22.55,6.65,21.14,12.8,12.76,7.58,10.56,8,-1.08,8.92,1.69,2.62,8.75,2.86,-8.5500000000000007,-11.26,-15.82,-2.04,25.37]
[null,"20111228:2300",23.88,8.58,21.58,6.22,19.52,12.75,11.85,7.4,10.55,6.95,-1.59,8.7200000000000006,1.48,2.73,8.65,2.2799999999999998,-9.56,-12.18,-15.87,-2.13,25.32]
[null,"20111229:0000",24.21,8.0299999999999994,20.82,5.95,17.18,12.32,10.91,6.32,10.32,6.2,-2.95,8.31,1.18,2.77,7.68,2.02,-10.65,-12.95,-16.149999999999999,-2.82,25.37]
[null,"20111229:0100",24.82,7.52,20.260000000000002,5.63,15.34,10.82,9.94,5.01,9.52,5.79,-4.3899999999999997,7.57,0.88,2.2799999999999998,6.6,2.35,-12.61,-13.68,-16.079999999999998,-3.65,25.49]
[null,"20111229:0200",26.58,7.04,20.260000000000002,5.27,13.85,8.75,9.27,3.67,8.75,5.2,-5.77,7.09,0.61,0.89,6.07,2.48,-13.19,-14.36,-16.010000000000002,-4.1500000000000004,25.86]
[null,"20111229:0300",27.14,6.64,20.16,4.88,12.55,7.33,8.8800000000000008,2.57,8.24,4.51,-6.69,6.78,0.43,0.3,5.68,2.39,-13.69,-14.98,-16.18,-4.42,26.3]
[null,"20111229:0400",27.35,6.36,20.2,4.5599999999999996,11.45,6.01,8.61,1.8,7.94,4.32,-7.4,6.33,0.23,-0.26,5.39,2.15,-14.19,-15.54,-16.62,-4.82,26.67]
[null,"20111229:0500",27.8,8.02,20.059999999999999,5.48,10.45,4.8899999999999997,8.4700000000000006,1.29,7.68,4.38,-8.08,6.22,-0.01,-0.92,5.23,1.76,-14.56,-16.04,-17.329999999999998,-5.0999999999999996,26.87]
[null,"20111229:0600",28.05,11.13,19.84,7.52,9.59,3.88,8.3000000000000007,0.35,7.36,4.29,-7.33,5.99,-0.4,-1.39,5.13,1.25,-15.09,-16.5,-17.989999999999998,-5.04,26.93]
[null,"20111229:0700",27.61,13.5,19.649999999999999,9.42,8.8000000000000007,3.51,8.5500000000000007,-0.51,7.23,3.88,-9.56,6.4,-1.61,-1.52,5.27,0.39,-15.39,-16.78,-17.91,-5.0999999999999996,26.61]
[null,"20111229:0800",26.73,15.14,19.86,10.8,8.19,2.9,8.33,-1.1499999999999999,6.98,3.84,-9.41,6.65,-2.64,-1.49,5.27,-0.08,-15.93,-17.239999999999998,-18.739999999999998,-5.01,26.43]
[null,"20111229:0900",26.76,16.32,20,11.83,7.86,2.42,8.09,-1.88,6.72,3.59,-9.23,6.73,-3.57,-1.62,5.0999999999999996,-0.77,-16.420000000000002,-17.64,-18.22,-3.58,26.39]
[null,"20111229:1000",26.47,17.190000000000001,19.46,12.55,7.86,2.0299999999999998,7.85,-2.2200000000000002,6.44,3.41,-9.3000000000000007,6.77,-4.26,-2.4500000000000002,4.87,-1.1599999999999999,-17,-18.05,-19.46,-1.55,26.12]
[null,"20111229:1100",25.92,17.690000000000001,19.600000000000001,12.96,7.79,1.48,7.58,-2.48,6.22,3.21,-8.7799999999999994,6.78,-4.74,-3,4.62,-1.59,-17.57,-18.489999999999998,-22.67,-0.18,25.95]
[null,"20111229:1200",25.44,17.89,18.79,12.98,7.49,0.9,7.16,-2.88,6.05,2.9,-8.92,6.91,-5.0199999999999996,-3.23,4.5199999999999996,-1.95,-18.05,-18.77,-23.13,0.97,25.74]
[null,"20111229:1300",25.13,17.71,19.329999999999998,12.34,6.74,0.3,6.74,-3.32,5.92,2.6,-8.74,6.82,-5.22,-4.0999999999999996,4.51,-2.5499999999999998,-18.489999999999998,-18.98,-23.55,1.67,25.57]
[null,"20111229:1400",24.53,16.5,20.99,10.7,6.99,-0.16,6.51,-3.58,5.48,2.57,-9.0500000000000007,6.94,-5.24,-4.29,4.57,-2.69,-18.96,-18.91,-23.73,1.68,25.42]
[null,"20111229:1500",24.57,14.74,22.71,9.16,11.52,-0.41,6.99,-2.68,5.27,3.49,-8.5500000000000007,7.13,-5.18,-4.04,4.6500000000000004,-2.75,-19.329999999999998,-18.25,-22.94,1.17,25.36]
[null,"20111229:1600",24.54,13.59,23.51,8.1999999999999993,15.68,2.13,8.02,1.36,5.09,4.7,-6.85,7.32,-4.9400000000000004,-4.5,4.8,-2.5,-19.71,-17.11,-22.34,-0.21,25.29]
[null,"20111229:1700",24.35,12.7,23.46,7.42,18.18,5.91,8.86,4.83,5.62,5.6,-4.4400000000000004,6.85,-4.4400000000000004,-3.71,5.05,-2.2000000000000002,-19.7,-15.95,-21.71,-1.39,25.23]
[null,"20111229:1800",24.44,11.87,23.26,6.84,19.690000000000001,9.49,9.69,7.48,6.6,6.3,-2.78,5.68,-3.88,-2.67,5.8,-1.86,-19.55,-14.59,-21.67,-2.0499999999999998,25.2]
[null,"20111229:1900",24.34,11.45,23.68,6.65,20.239999999999998,12.78,10.1,9.2799999999999994,8.49,6.76,-1.5,5.38,-3.4,-1.78,6.23,-0.67,-18.8,-13.64,-19.510000000000002,-2.44,25.23]
[null,"20111229:2000",24.01,10.78,23.61,6.44,20.67,14.73,10.63,10.61,9.68,7.2,-1,6.07,-2.99,-1.43,6.77,-0.86,-18.739999999999998,-12.78,-18.16,-2.5499999999999998,25.2]
[null,"20111229:2100",23.99,10.17,23.18,6.2,20.52,15.87,10.73,11.49,10.82,7.08,-0.48,6.53,-2.72,-1.2,6.98,-1.61,-18.8,-12.24,-17.07,-2.63,25.18]
[null,"20111229:2200",23.92,9.7100000000000009,22.53,5.71,19.57,16.3,10.43,11.91,11.55,6.54,-0.19,6.45,-2.59,-1.44,6.95,-2.4700000000000002,-19.21,-12.46,-15.99,-2.71,24.81]
[null,"20111229:2300",23.98,9.3000000000000007,22.03,5.41,17.670000000000002,16.23,9.59,11.73,11.8,5.59,-0.45,6.32,-2.58,-2.36,6.86,-3.55,-20,-13.08,-14.84,-2.77,24.84]
[null,"20111230:0000",24.16,8.94,21.73,5.29,15.17,15.21,7.91,10.27,11.59,4.96,-2.1800000000000002,5.72,-2.61,-3.52,6.62,-4.37,-20.88,-13.22,-13.7,-2.76,24.91]
[null,"20111230:0100",24.97,8.66,21.47,5.0199999999999996,13.76,13.09,6.37,8.58,10.71,4.5,-4.07,4.97,-2.44,-2.78,6.38,-4.38,-21.62,-13.04,-12.49,-3.05,25.14]
[null,"20111230:0200",26.79,8.4,21.47,4.7300000000000004,13.2,11.21,5.3,6.27,9.36,4.09,-5.58,4.5,-2.5299999999999998,-4.4000000000000004,6.19,-4.28,-22.39,-12.92,-11.25,-2.93,25.78]
[null,"20111230:0300",27.88,8.2100000000000009,21.56,4.4000000000000004,13.14,9.9600000000000009,4.55,5.69,10.14,3.73,-6.4,4.45,-2.78,-4.88,4.79,-3.98,-22.8,-12.81,-10.220000000000001,-2.84,26.49]
[null,"20111230:0400",28.51,8.08,21.43,4.0599999999999996,13.36,8.19,4.07,5.08,9.07,3.46,-7.1,4.01,-3.21,-6.04,4.5999999999999996,-3.09,-23.34,-12.71,-9.34,-2.73,27.01]
[null,"20111230:0500",29.29,9.23,21.33,5.0199999999999996,13.5,7.11,3.75,4.4800000000000004,6.34,3.19,-7.63,3.95,-3.72,-5.6,4.34,-2.2200000000000002,-23.8,-12.75,-8.69,-2.52,27.36]
[null,"20111230:0600",29.92,11.37,21.32,7.28,13.85,7.34,3.58,3.62,6.62,2.92,-7.31,3.76,-4,-5.29,4.09,-1.65,-24.72,-12.88,-8.14,-2.5,27.5]
[null,"20111230:0700",30.08,13.9,21.52,9.58,14.15,7.21,3.04,3.26,9.08,2.94,-7.72,3.82,-4.25,-4.49,4.04,-1.1299999999999999,-25.65,-12.38,-8.99,-2.56,27.55]
[null,"20111230:0800",29.73,15.8,21.5,11.21,14.55,7,3.05,2.44,8.23,2.65,-7.97,3.52,-4.1399999999999997,-4.1900000000000004,4.01,-0.88,-26.17,-12.45,-8.23,-2.34,27.42]
[null,"20111230:0900",27.74,17.43,21.56,12.44,15.05,6.67,2.98,0.22,7.51,2.25,-6.82,3.61,-3.88,-4.13,4.07,-0.47,-26.44,-12.43,-7.55,-1.97,26.44]
[null,"20111230:1000",27.64,18.739999999999998,21.52,13.3,15.95,6.51,2.98,-0.91,7.63,1.76,-8.1199999999999992,3.46,-3.64,-3.72,4.26,-0.03,-25.66,-12.53,-6.93,-1.65,26.42]
[null,"20111230:1100",27.24,19.7,21.4,13.75,16.100000000000001,6.3,3.24,-1.19,7.56,1.21,-8.83,3.55,-3.54,-3.36,4.4400000000000004,0,-25.58,-12.62,-5.67,-1.37,26.44]
[null,"20111230:1200",26.88,20.239999999999998,21.28,13.74,16.079999999999998,5.91,3.55,-1.28,7.03,0.56999999999999995,-10.16,3.5,-3.48,-3.16,4.62,0,-25.74,-12.62,-3.8,-1.05,26.37]
[null,"20111230:1300",26.75,20.170000000000002,21.48,13.02,15.9,5.12,3.8,-1.3,6.07,-0.06,-10.93,3.4,-3.82,-3.07,4.8600000000000003,-0.21,-25.92,-12.52,-2.5099999999999998,-1.25,26.28]
[null,"20111230:1400",26,18.93,22.34,11.16,16.43,4.49,4.72,-1.37,4.13,-0.49,-12.05,2.83,-4.0599999999999996,-3.05,4.8499999999999996,-1.48,-26.54,-12.3,-2.25,-1.23,26.18]
[null,"20111230:1500",25.95,17.309999999999999,23.73,9.44,18.09,4.26,7.57,-0.53,4.49,0.9,-11.98,2.46,-3.15,-2.99,4.88,-3.4,-27.32,-11.91,-2.08,-0.43,25.99]
[null,"20111230:1600",25.75,16.670000000000002,24.58,8.27,20.02,5.78,10.65,1.77,4.7699999999999996,2.4300000000000002,-10.199999999999999,2.15,-1.55,-2.86,4.9000000000000004,-4.71,-27.98,-11.34,-1.95,0.35,25.77]
[null,"20111230:1700",25.28,15.85,24.86,7.43,22.1,8.51,13.28,3.48,5.97,3.68,-6.35,2.46,-0.2,-2.6,5.65,-5.49,-25.85,-10.74,-2.0499999999999998,1.17,25.6]
[null,"20111230:1800",25.24,15.33,25.22,6.84,23.19,10.32,14.93,5.21,6.92,4.8899999999999997,-3.89,4.1900000000000004,0.61,-2.1800000000000002,6.09,-6.27,-24.81,-10.02,-2.0499999999999998,2.36,25.45]
[null,"20111230:1900",25.01,14.43,24.56,6.75,23.8,11.36,16.170000000000002,5.49,8.2200000000000006,6.61,-2.2799999999999998,4.99,0.93,-1.84,5.92,-7.85,-24.28,-9.41,-2.13,5.22,25.3]
[null,"20111230:2000",24.44,13.92,24.44,6.46,24.18,12.3,16.21,6.65,9.42,7.6,-1.4,5.83,1.18,-1.54,5.8,-8.6199999999999992,-23.17,-8.81,-2.11,8.02,25.18]
[null,"20111230:2100",24.33,13.3,24.29,6.26,23.98,13.03,14.61,7.25,10.14,8.18,-0.86,6.25,1.21,-1.26,5.63,-9.48,-22.26,-8.4600000000000009,-2.11,9.17,25.1]
[null,"20111230:2200",24.15,13.25,23.78,6.09,23.46,13.39,13.48,7.04,10.65,7.68,-0.67,6.33,0.75,-1.45,5.57,-10.46,-21.81,-8.52,-2.14,9.1999999999999993,25.11]
[null,"20111230:2300",24.09,14.21,23.2,5.9,22.35,13.26,13.11,6.16,10.94,6.53,-1.21,6.05,0.14000000000000001,-1.1100000000000001,5.52,-11.26,-22.56,-8.74,-2.4700000000000002,8.91,25.06]
[null,"20111231:0000",24.25,13.45,23.03,5.65,20.260000000000002,12.75,12.37,4.33,10.88,5.95,-1.37,5.88,-0.28999999999999998,-1.33,5.74,-12.02,-24.11,-8.84,-2.65,8.41,25.1]
[null,"20111231:0100",25.42,13.67,22.89,5.35,18.95,11.59,11.44,2.52,10.14,5.58,-3.93,5.23,-0.61,-1.0900000000000001,5.57,-12.75,-24.87,-8.9600000000000009,-3.1,8.1199999999999992,25.3]
[null,"20111231:0200",27.35,13.51,22.95,5.07,17.73,10.49,10.36,1.28,9.2899999999999991,5.42,-4.12,4.5599999999999996,-0.96,-0.34,5.64,-13.48,-25.02,-9.09,-3.35,7.73,25.76]
[null,"20111231:0300",28.54,13.15,22.8,4.8,16.52,9.5500000000000007,9.76,0.31,8.42,5.41,-5.44,4.43,-1.38,0.19,5.63,-14.35,-24.98,-9.6300000000000008,-3.29,7.38,26.28]
[null,"20111231:0400",29.34,12.86,22.63,4.54,15.88,8.59,8.76,-0.24,7.69,5.45,-6.84,4.92,-1.65,0.48,5.94,-15.57,-24.75,-10.34,-3.23,7.03,26.81]
[null,"20111231:0500",30.5,13.71,22.55,5.5,14.66,7.64,7.43,-0.52,7.19,5.47,-7.86,5.53,-1.67,0.69,6.38,-16.66,-24.32,-11.01,-2.99,6.7,27.19]
[null,"20111231:0600",30.79,14.98,22.72,7.69,13.16,6.88,6.05,-1.04,6.64,5.41,-8.24,4.3899999999999997,-1.51,0.73,7.16,-17.2,-23.84,-11.75,-2.69,6.38,27.38]
[null,"20111231:0700",30.43,16.399999999999999,22.68,10,11.84,6.31,5.15,-2.95,6.4,5.71,-8.8699999999999992,4.4400000000000004,-2.19,1.47,6.84,-15.83,-24.09,-12.73,-1.81,6.67,27.48]
[null,"20111231:0800",31.37,17.8,22.63,11.88,11.33,5.99,4.57,-3.13,5.77,5.47,-9.36,5.25,-3.16,1.41,6.77,-17.22,-23.86,-13.28,-1.33,6.47,27.49]
[null,"20111231:0900",30.89,18.72,22.37,13.29,10.39,5.65,4.1100000000000003,-3.34,5.27,5.19,-10.02,6.03,-4.16,1.32,6.9,-17.52,-23.37,-13.88,-0.66,6.47,27.36]
[null,"20111231:1000",28.65,19.82,22.53,14.28,10.08,5.29,3.74,-3.56,5.25,5.1100000000000003,-9.85,6.57,-4.95,1.1100000000000001,7.07,-17.09,-23.15,-14.36,0.01,6.78,26.97]
[null,"20111231:1100",27.73,20.6,22.54,14.79,9.8699999999999992,5.17,3.14,-3.49,6.7,5.24,-10.49,7,-5.41,1.05,6.9,-16.84,-22.95,-14.77,0.42,7.26,26.96]
[null,"20111231:1200",27.3,21.28,22.55,14.84,9.76,4.72,2.97,-3.53,5.0999999999999996,5.65,-11.14,7.04,-2,1.1399999999999999,6.91,-16.89,-22.49,-15.01,0.66,7.77,26.97]
[null,"20111231:1300",26.83,21.61,22.9,14.11,9.81,3.88,3.95,-3.63,3.79,6.16,-11.76,6.54,-2.16,1.07,6.84,-17.16,-21.54,-15.23,0.84,8,26.93]
[null,"20111231:1400",26.01,21.13,23.67,12.19,9.92,3.11,5.25,-3.73,3.7,6.54,-12.42,6.05,-1.99,1.02,6.96,-17.14,-21.57,-15.39,0.88,7.41,26.84]
[null,"20111231:1500",25.53,19.350000000000001,24.56,10.41,13.68,2.82,6.18,-3.51,6.77,6.99,-11.24,5.93,-2.85,0.88,6.83,-16.760000000000002,-21.86,-15.16,0.9,7.03,26.74]
[null,"20111231:1600",23.74,17.3,26.44,5.55,23.61,10.49,12.89,-1.84,7.82,12.42,-1.99,7.74,0.6,1.62,8.69,-18.45,-18.27,-12.54,3.09,6.67,26.1]
[null,"20111231:1700",24,16.39,26.1,6.19,22.42,10.11,12.51,-0.66,7.89,11.13,-1.6,7.18,0.65,1.48,8.2100000000000009,-17.05,-17.489999999999998,-12.92,2,5.96,26.09]
[null,"20111231:1800",24.25,15.48,25.76,6.84,21.23,9.74,12.14,0.53,7.97,9.83,-1.21,6.62,0.69,1.34,7.73,-15.64,-16.71,-13.31,0.91,5.25,26.08]
[null,"20111231:1900",24.51,14.57,25.42,7.49,20.04,9.36,11.76,1.71,8.0399999999999991,8.5299999999999994,-0.82,6.05,0.74,1.2,7.25,-14.24,-15.94,-13.69,-0.18,4.54,26.07]
[null,"20111231:2000",24.77,13.66,25.08,8.1300000000000008,18.86,8.99,11.38,2.89,8.1199999999999992,7.23,-0.44,5.49,0.78,1.06,6.76,-12.83,-15.16,-14.07,-1.27,3.83,26.06]
[null,"20111231:2100",25.02,12.75,24.74,8.7799999999999994,17.670000000000002,8.61,11.01,4.07,8.19,5.93,-0.05,4.93,0.83,0.92,6.28,-11.43,-14.38,-14.46,-2.36,3.12,26.05]
[null,"20111231:2200",25.28,11.84,24.4,9.42,16.48,8.24,10.63,5.26,8.27,4.63,0.34,4.3600000000000003,0.87,0.78,5.8,-10.02,-13.6,-14.84,-3.45,2.42,26.05]
[null,"20111231:2300",25.53,10.93,24.06,10.07,15.29,7.86,10.26,6.44,8.34,3.33,0.72,3.8,0.92,0.64,5.31,-8.6199999999999992,-12.83,-15.23,-4.53,1.71,26.04]

{"sheet":"Forms","index":21,"n_rows":16,"n_cols":22,"rows_kept":16,"cut":false,"hidden":false,"merged":[]}
[]
[]
[null,null,null,null,null,null,{"$f":"TRANSPOSE(Dataroom_headers)","v":"Default"},{"$f":"G3","v":"Default"},null,null,null,null,null,"Power Configurations",null,null,null,null,null,"Cooling Configurations"]
[null,null,null,null,null,null,"None",{"$f":"G4","v":"None"}]
[null,null,null,null,null,null,"1-air","Air Cooling"]
[null,null,null,null,null,null,"1-dtc-l2a","Direct to Chip Cold Plate (l12a)",null,null,null,null,null,"Default",null,"Default",null,null,null,{"$f":"TRANSPOSE(Fans[[#Headers],[Default]:[SE RD Liquid]])","v":"Default"},null,"Default Air"]
[null,null,null,null,null,null,"1-dtc-l2l","Direct to Chip Cold Plate (l12l)",null,null,null,null,null,"SE RD Crit",null,"Schnider Electric Critical",null,null,null,"None",null,"None"]
[null,null,null,null,null,null,"2-dtc-l2l","Direct to Chip Cold Plate (l121-2)",null,null,null,null,null,"SE RD Mech",null,"Schnider Electric Mechanical",null,null,null,"SE RD65",null,"Schnider Electric Air"]
[null,null,null,null,null,null,null,null,null,null,null,null,null,"Other Crit",null,"Your Company Critical",null,null,null,"SE RD Liquid",null,"Schnider Liquid "]
[null,null,null,null,null,null,{"$f":"INDEX(_xlfn.ANCHORARRAY(G3),L10)","v":"2-dtc-l2l"},null,null,null,null,6,null,"Other Mech",null,"Your Company Mechanical"]
[]
[null,null,null,null,null,null,{"$f":"INDEX(_xlfn.ANCHORARRAY(G3),L12)","v":"1-air"},null,null,null,null,3]
[null,null,null,null,null,null,null,null,null,null,null,null,null,null,null,null,null,null,null,1]
[null,null,null,null,null,null,{"$f":"INDEX(_xlfn.ANCHORARRAY(G3),L14)","v":"None"},null,null,null,null,2,null,null,null,null,null,null,null,{"$f":"INDEX(_xlfn.ANCHORARRAY(T6),T13)","v":"Default"}]
[]
[null,null,null,null,null,null,{"$f":"INDEX(_xlfn.ANCHORARRAY(G3),L16)","v":"None"},null,null,null,null,2]

{"sheet":"Singapore","index":22,"n_rows":357,"n_cols":146,"rows_kept":357,"cut":false,"hidden":false,"merged":[[41,26,43,26],[48,26,50,26],[55,25,65,25],[66,25,76,25],[18,4,20,4],[19,25,22,25],[19,26,20,26],[21,4,22,4],[21,26,22,26],[23,4,25,4],[23,25,53,25],[27,26,29,26],[34,26,36,26],[41,9,41,12],[1,9,1,12],[1,14,1,15],[10,32,10,35],[10,36,10,41],[11,25,18,25],[11,26,12,26],[13,26,14,26],[15,26,16,26],[17,26,18,26]]}
[]
[null,{"$f":"MID(CELL(\"filename\",A1),FIND(\"]\",CELL(\"filename\",A1))+1,31)","v":"Singapore"},"E",null,null,null,null,null,null,"PowerCrit",null,null,null,{"$f":"C12","v":"None"},"PowerMech",null,{"$f":"C13","v":"None"},null,null,null,null,"AR",{"$f":"V2","v":"AR"},{"$f":"V2","v":"AR"}]
[null,null,null,null,null,null,null,null,null,"Genset","TX","SWB","UPS","Chiller","Genset","TX","SWB",null,null,null,null,{"$f":"ROW(AG12)","v":12},{"$f":"ROW(AR89)","v":89},{"$f":"ROW(AR156)","v":156}]
[null,"IT Operations Manager",null,null,"Resource metrics",null,null,null,"type",{"$f":"INDEX(p_configs[],MATCH(J3,p_configs[Power],0),MATCH($N$2,p_configs[#Headers],0))","v":{"$error":"#N/A"}},{"$f":"INDEX(p_configs[],MATCH(K3,p_configs[Power],0),MATCH($N$2,p_configs[#Headers],0))","v":{"$error":"#N/A"}},{"$f":"INDEX(p_configs[],MATCH(L3,p_configs[Power],0),MATCH($N$2,p_configs[#Headers],0))","v":{"$error":"#N/A"}},{"$f":"INDEX(p_configs[],MATCH(M3,p_configs[Power],0),MATCH($N$2,p_configs[#Headers],0))","v":{"$error":"#N/A"}},{"$f":"INDEX(p_configs[],MATCH(N3,p_configs[Power],0),MATCH($N$2,p_configs[#Headers],0))","v":{"$error":"#N/A"}},{"$f":"INDEX(p_configs[],MATCH(O3,p_configs[Power],0),MATCH($Q$2,p_configs[#Headers],0))","v":{"$error":"#N/A"}},{"$f":"INDEX(p_configs[],MATCH(P3,p_configs[Power],0),MATCH($N$2,p_configs[#Headers],0))","v":{"$error":"#N/A"}},{"$f":"INDEX(p_configs[],MATCH(Q3,p_configs[Power],0),MATCH($N$2,p_configs[#Headers],0))","v":{"$error":"#N/A"}},null,null,null,null,"DE",{"$f":"V4","v":"DE"},{"$f":"V4","v":"DE"}]
[9,"Power capacity utilisation",{"$f":"INDIRECT(\"Input!\"&$C$2&A5)","v":"Benchmark  Case"},null,"PUE","L3",{"$f":"G13/G16","v":{"$error":"#N/A"}},null,"load",{"$f":"J25","v":{"$error":"#N/A"}},{"$error":"#N/A"},{"$error":"#N/A"},{"$error":"#N/A"},{"$error":"#N/A"},{"$error":"#N/A"},{"$error":"#N/A"},{"$error":"#N/A"},null,null,null,null,{"$f":"ROW(AG77)","v":77},{"$f":"ROW(AR154)","v":154},{"$f":"ROW(AR221)","v":221}]
[{"$f":"A5+1","v":10},"Dataroom 1 configuration",{"$f":"INDIRECT(\"Input!\"&$C$2&A6)","v":0},null,null,"L4",{"$f":"G13/G17","v":{"$error":"#N/A"}},null,"overhead",0,{"$error":"#N/A"},{"$error":"#N/A"},{"$error":"#N/A"},{"$error":"#N/A"},0,{"$error":"#N/A"},{"$error":"#N/A"},null,null,null,null,"DG",{"$f":"V6","v":"DG"},{"$f":"V6","v":"DG"}]
[{"$f":"A6+1","v":11},"Dataroom 2 configuration",{"$f":"INDIRECT(\"Input!\"&$C$2&A7)","v":1},null,"Energy Reuse Factor (ERF)",null,{"$f":"F53/G13","v":{"$error":"#N/A"}},null,"area",{"$f":"J35","v":{"$error":"#N/A"}},{"$error":"#N/A"},{"$error":"#N/A"},{"$error":"#N/A"},{"$error":"#N/A"},{"$error":"#N/A"},{"$error":"#N/A"},{"$error":"#N/A"},null,null,null,"n",{"$f":"V5-V3+1","v":66},{"$f":"W5-W3+1","v":66},{"$f":"X5-X3+1","v":66}]
[12,"Dataroom 3 configuration",{"$f":"INDIRECT(\"Input!\"&$C$2&A8)","v":0},null,"Water Use Eff. (WUE)",null,{"$f":"G23*1000/(G15*C37)","v":{"$error":"#N/A"}},null,"water",null,null,null,null,null,null,null,null,null,null,null,"matrix",{"$f":"_xlfn.CONCAT(V2,V3,\":\",V4,V5)","v":"AR12:DE77"},{"$f":"_xlfn.CONCAT(W2,W3,\":\",W4,W5)","v":"AR89:DE154"},{"$f":"_xlfn.CONCAT(X2,X3,\":\",X4,X5)","v":"AR156:DE221"}]
[13,"Dataroom 4 configuration",{"$f":"INDIRECT(\"Input!\"&$C$2&A9)","v":0},null,"CUE",null,{"$f":"G5/1000*C29","v":{"$error":"#N/A"}},null,"CAPEX",{"$f":"J39","v":{"$error":"#N/A"}},{"$error":"#N/A"},{"$error":"#N/A"},{"$error":"#N/A"},{"$error":"#N/A"},{"$error":"#N/A"},{"$error":"#N/A"},{"$error":"#N/A"},null,null,null,"vector",{"$f":"_xlfn.CONCAT(V6,V3,\":\",V6,V5)","v":"DG12:DG77"},{"$f":"V9","v":"DG12:DG77"},{"$f":"V9","v":"DG12:DG77"}]
[14,null,null,null,"Environment zone: reference city",null,{"$f":"_xlfn.XLOOKUP(1,(weather!$AD$7:$AD$27=C18)*(weather!$AE$7:$AE$27=C19),weather!$Z$7:$Z$27)","v":{"$error":"#N/A"}},null,"OPEX",{"$f":"J33","v":{"$error":"#N/A"}},{"$error":"#N/A"},{"$error":"#N/A"},{"$error":"#N/A"},{"$error":"#N/A"},{"$error":"#N/A"},{"$error":"#N/A"},{"$error":"#N/A"},null,null,null,"hr/year",{"$f":"_xlfn.XLOOKUP(1,($DM$17:$DM$37=$C$18)*($DN$17:$DN$37=$C$19),DO17:DO37)","v":{"$error":"#N/A"}},{"$f":"_xlfn.XLOOKUP(1,($DM$17:$DM$37=$C$18)*($DN$17:$DN$37=$C$19),DP17:DP37)","v":{"$error":"#N/A"}},{"$f":"_xlfn.XLOOKUP(1,($DM$17:$DM$37=$C$18)*($DN$17:$DN$37=$C$19),DQ17:DQ37)","v":{"$error":"#N/A"}}]
[15,"Facilites Operations Manager",null,null,null,null,null,null,null,null,null,null,null,null,null,null,null,null,null,"Max","Average","100/100","0/100","0/0",null,null,null,null,"fixed","prop","COP","split","inputs",null,null,null,"outputs",null,null,null,null,null,null,{"$f":"TRANSPOSE(S12:S77)","v":"e_crit_u-tx"},"e_crit_tx-swb","q_crit_tx-amb","e_crit_swb-drms","e_crit_swb-ups","e_crit_swb-ch","q_crit_swb-ch","e_crit_ups-drms","e_crit_ups-hru,lt","e_crit_ups-hru,ht","q_crit_ups-ch","q_crit_ch-amb","e_mech_u-tx","e_mech_tx-swb","q_mech_tx-amb","e_mech_swb-hru,lt","e_mech_swb-hru,ht","q_mech_swb-amb","e_drms_crit-dr1","e_drms_oh-dr1","w_drms-dr1","e_drms_crit-dr2","e_drms_oh-dr2","w_drms-dr2","e_drms_crit-dr3","e_drms_oh-dr3","w_drms-dr3","e_drms_crit-dr4","e_drms_oh-dr4","q_drms_dr1-hru,lt","q_drms_dr1-hru,ht","q_drms_dr2-hru,lt","q_drms_dr2-hru,ht","q_drms_dr3-hru,lt","q_drms_dr3-hru,ht","q_drms_dr4-hru,lt","q_drms_dr4-hru,ht","w_drms-dr4","q_drms-hru,lt","q_drms-hru,ht","q_dr1_cls,a","q_dr1_cls,l","q_dr2_cls,a","q_dr2_cls,l","q_dr3_cls,a","q_dr3_cls,l","q_dr4_cls,a","q_dr4_cls,l","e_hru_comp,lt","e_hru_fs,lt","e_hru_fc,lt","q_hru_pump-eco,lt","q_hru_eco-comp,lt","q_hru_eco-fc,lt","q_hru_comp-fs,lt","q_hru_fc-fs,lt","q_hru_fs-amb,lt","e_hru_comp,ht","e_hru_fs,ht","e_hru_fc,ht","q_hru_pump-eco,ht","q_hru_eco-comp,ht","q_hru_eco-fc,ht","q_hru_comp-fs,ht","q_hru_fc-fs,ht","q_hru_fs-amb,ht",null,"Knowns",null,null,null,null,null,null,null,"Economisation modes"]
[16,"Critical power configuration",{"$f":"INDIRECT(\"Input!\"&$C$2&A12)","v":"None"},null,"Resource breakdown",null,null,2,"Capacity",{"$f":"HLOOKUP(J$4,INDIRECT(J$3&\"[#All]\"),$H12,FALSE)","v":{"$error":"#N/A"}},{"$error":"#N/A"},{"$error":"#N/A"},{"$error":"#N/A"},{"$error":"#N/A"},{"$error":"#N/A"},{"$error":"#N/A"},{"$error":"#N/A"},null,"e_crit_u-tx",{"$f":"_xlfn.MAXIFS(V12:X12,$V$10:$X$10,\">0\")","v":0},{"$f":"SUMPRODUCT($V$10:$X$10,V12:X12)","v":{"$error":"#N/A"}},{"$f":"MMULT(MINVERSE(_xlfn.MUNIT(V7)-_xlfn.MUNIT(V7)+INDIRECT(V8)),INDIRECT(V9))","v":{"$error":"#N/A"}},{"$f":"MMULT(MINVERSE(_xlfn.MUNIT(W7)-_xlfn.MUNIT(W7)+INDIRECT(W8)),INDIRECT(W9))","v":{"$error":"#N/A"}},{"$f":"MMULT(MINVERSE(_xlfn.MUNIT(X7)-_xlfn.MUNIT(X7)+INDIRECT(X8)),INDIRECT(X9))","v":{"$error":"#N/A"}},null,"PowerCrit","TX","Conservation",null,null,null,null,"e_crit_u-tx",null,null,null,"q_crit_tx-amb","e_crit_tx-swb",null,null,null,null,null,{"$f":"IF(ISNUMBER(MATCH(AR$11,$AG12:$AJ12,0)),1,0)*IF(ISNUMBER($AF12),(1-$AF12),1) + IF(ISNUMBER(MATCH(AR$11,$AK12:$AP12,0)),-1,0)*_xlfn.IFS(ISNUMBER($AD12),$AD12,ISNUMBER($AE12),$AE12,ISNUMBER($AF12),$AF12,AND($AD12=0,$AE12=0,$AF12=0),1)","v":1},{"$f":"IF(ISNUMBER(MATCH(AS$11,$AG12:$AJ12,0)),1,0)*IF(ISNUMBER($AF12),(1-$AF12),1) + IF(ISNUMBER(MATCH(AS$11,$AK12:$AP12,0)),-1,0)*_xlfn.IFS(ISNUMBER($AD12),$AD12,ISNUMBER($AE12),$AE12,ISNUMBER($AF12),$AF12,AND($AD12=0,$AE12=0,$AF12=0),1)","v":-1},{"$f":"IF(ISNUMBER(MATCH(AT$11,$AG12:$AJ12,0)),1,0)*IF(ISNUMBER($AF12),(1-$AF12),1) + IF(ISNUMBER(MATCH(AT$11,$AK12:$AP12,0)),-1,0)*_xlfn.IFS(ISNUMBER($AD12),$AD12,ISNUMBER($AE12),$AE12,ISNUMBER($AF12),$AF12,AND($AD12=0,$AE12=0,$AF12=0),1)","v":-1},{"$f":"IF(ISNUMBER(MATCH(AU$11,$AG12:$AJ12,0)),1,0)*IF(ISNUMBER($AF12),(1-$AF12),1) + IF(ISNUMBER(MATCH(AU$11,$AK12:$AP12,0)),-1,0)*_xlfn.IFS(ISNUMBER($AD12),$AD12,ISNUMBER($AE12),$AE12,ISNUMBER($AF12),$AF12,AND($AD12=0,$AE12=0,$AF12=0),1)","v":0},{"$f":"IF(ISNUMBER(MATCH(AV$11,$AG12:$AJ12,0)),1,0)*IF(ISNUMBER($AF12),(1-$AF12),1) + IF(ISNUMBER(MATCH(AV$11,$AK12:$AP12,0)),-1,0)*_xlfn.IFS(ISNUMBER($AD12),$AD12,ISNUMBER($AE12),$AE12,ISNUMBER($AF12),$AF12,AND($AD12=0,$AE12=0,$AF12=0),1)","v":0},{"$f":"IF(ISNUMBER(MATCH(AW$11,$AG12:$AJ12,0)),1,0)*IF(ISNUMBER($AF12),(1-$AF12),1) + IF(ISNUMBER(MATCH(AW$11,$AK12:$AP12,0)),-1,0)*_xlfn.IFS(ISNUMBER($AD12),$AD12,ISNUMBER($AE12),$AE12,ISNUMBER($AF12),$AF12,AND($AD12=0,$AE12=0,$AF12=0),1)","v":0},{"$f":"IF(ISNUMBER(MATCH(AX$11,$AG12:$AJ12,0)),1,0)*IF(ISNUMBER($AF12),(1-$AF12),1) + IF(ISNUMBER(MATCH(AX$11,$AK12:$AP12,0)),-1,0)*_xlfn.IFS(ISNUMBER($AD12),$AD12,ISNUMBER($AE12),$AE12,ISNUMBER($AF12),$AF12,AND($AD12=0,$AE12=0,$AF12=0),1)","v":0},{"$f":"IF(ISNUMBER(MATCH(AY$11,$AG12:$AJ12,0)),1,0)*IF(ISNUMBER($AF12),(1-$AF12),1) + IF(ISNUMBER(MATCH(AY$11,$AK12:$AP12,0)),-1,0)*_xlfn.IFS(ISNUMBER($AD12),$AD12,ISNUMBER($AE12),$AE12,ISNUMBER($AF12),$AF12,AND($AD12=0,$AE12=0,$AF12=0),1)","v":0},{"$f":"IF(ISNUMBER(MATCH(AZ$11,$AG12:$AJ12,0)),1,0)*IF(ISNUMBER($AF12),(1-$AF12),1) + IF(ISNUMBER(MATCH(AZ$11,$AK12:$AP12,0)),-1,0)*_xlfn.IFS(ISNUMBER($AD12),$AD12,ISNUMBER($AE12),$AE12,ISNUMBER($AF12),$AF12,AND($AD12=0,$AE12=0,$AF12=0),1)","v":0},{"$f":"IF(ISNUMBER(MATCH(BA$11,$AG12:$AJ12,0)),1,0)*IF(ISNUMBER($AF12),(1-$AF12),1) + IF(ISNUMBER(MATCH(BA$11,$AK12:$AP12,0)),-1,0)*_xlfn.IFS(ISNUMBER($AD12),$AD12,ISNUMBER($AE12),$AE12,ISNUMBER($AF12),$AF12,AND($AD12=0,$AE12=0,$AF12=0),1)","v":0},{"$f":"IF(ISNUMBER(MATCH(BB$11,$AG12:$AJ12,0)),1,0)*IF(ISNUMBER($AF12),(1-$AF12),1) + IF(ISNUMBER(MATCH(BB$11,$AK12:$AP12,0)),-1,0)*_xlfn.IFS(ISNUMBER($AD12),$AD12,ISNUMBER($AE12),$AE12,ISNUMBER($AF12),$AF12,AND($AD12=0,$AE12=0,$AF12=0),1)","v":0},{"$f":"IF(ISNUMBER(MATCH(BC$11,$AG12:$AJ12,0)),1,0)*IF(ISNUMBER($AF12),(1-$AF12),1) + IF(ISNUMBER(MATCH(BC$11,$AK12:$AP12,0)),-1,0)*_xlfn.IFS(ISNUMBER($AD12),$AD12,ISNUMBER($AE12),$AE12,ISNUMBER($AF12),$AF12,AND($AD12=0,$AE12=0,$AF12=0),1)","v":0},{"$f":"IF(ISNUMBER(MATCH(BD$11,$AG12:$AJ12,0)),1,0)*IF(ISNUMBER($AF12),(1-$AF12),1) + IF(ISNUMBER(MATCH(BD$11,$AK12:$AP12,0)),-1,0)*_xlfn.IFS(ISNUMBER($AD12),$AD12,ISNUMBER($AE12),$AE12,ISNUMBER($AF12),$AF12,AND($AD12=0,$AE12=0,$AF12=0),1)","v":0},{"$f":"IF(ISNUMBER(MATCH(BE$11,$AG12:$AJ12,0)),1,0)*IF(ISNUMBER($AF12),(1-$AF12),1) + IF(ISNUMBER(MATCH(BE$11,$AK12:$AP12,0)),-1,0)*_xlfn.IFS(ISNUMBER($AD12),$AD12,ISNUMBER($AE12),$AE12,ISNUMBER($AF12),$AF12,AND($AD12=0,$AE12=0,$AF12=0),1)","v":0},{"$f":"IF(ISNUMBER(MATCH(BF$11,$AG12:$AJ12,0)),1,0)*IF(ISNUMBER($AF12),(1-$AF12),1) + IF(ISNUMBER(MATCH(BF$11,$AK12:$AP12,0)),-1,0)*_xlfn.IFS(ISNUMBER($AD12),$AD12,ISNUMBER($AE12),$AE12,ISNUMBER($AF12),$AF12,AND($AD12=0,$AE12=0,$AF12=0),1)","v":0},{"$f":"IF(ISNUMBER(MATCH(BG$11,$AG12:$AJ12,0)),1,0)*IF(ISNUMBER($AF12),(1-$AF12),1) + IF(ISNUMBER(MATCH(BG$11,$AK12:$AP12,0)),-1,0)*_xlfn.IFS(ISNUMBER($AD12),$AD12,ISNUMBER($AE12),$AE12,ISNUMBER($AF12),$AF12,AND($AD12=0,$AE12=0,$AF12=0),1)","v":0},{"$f":"IF(ISNUMBER(MATCH(BH$11,$AG12:$AJ12,0)),1,0)*IF(ISNUMBER($AF12),(1-$AF12),1) + IF(ISNUMBER(MATCH(BH$11,$AK12:$AP12,0)),-1,0)*_xlfn.IFS(ISNUMBER($AD12),$AD12,ISNUMBER($AE12),$AE12,ISNUMBER($AF12),$AF12,AND($AD12=0,$AE12=0,$AF12=0),1)","v":0},{"$f":"IF(ISNUMBER(MATCH(BI$11,$AG12:$AJ12,0)),1,0)*IF(ISNUMBER($AF12),(1-$AF12),1) + IF(ISNUMBER(MATCH(BI$11,$AK12:$AP12,0)),-1,0)*_xlfn.IFS(ISNUMBER($AD12),$AD12,ISNUMBER($AE12),$AE12,ISNUMBER($AF12),$AF12,AND($AD12=0,$AE12=0,$AF12=0),1)","v":0},{"$f":"IF(ISNUMBER(MATCH(BJ$11,$AG12:$AJ12,0)),1,0)*IF(ISNUMBER($AF12),(1-$AF12),1) + IF(ISNUMBER(MATCH(BJ$11,$AK12:$AP12,0)),-1,0)*_xlfn.IFS(ISNUMBER($AD12),$AD12,ISNUMBER($AE12),$AE12,ISNUMBER($AF12),$AF12,AND($AD12=0,$AE12=0,$AF12=0),1)","v":0},{"$f":"IF(ISNUMBER(MATCH(BK$11,$AG12:$AJ12,0)),1,0)*IF(ISNUMBER($AF12),(1-$AF12),1) + IF(ISNUMBER(MATCH(BK$11,$AK12:$AP12,0)),-1,0)*_xlfn.IFS(ISNUMBER($AD12),$AD12,ISNUMBER($AE12),$AE12,ISNUMBER($AF12),$AF12,AND($AD12=0,$AE12=0,$AF12=0),1)","v":0},{"$f":"IF(ISNUMBER(MATCH(BL$11,$AG12:$AJ12,0)),1,0)*IF(ISNUMBER($AF12),(1-$AF12),1) + IF(ISNUMBER(MATCH(BL$11,$AK12:$AP12,0)),-1,0)*_xlfn.IFS(ISNUMBER($AD12),$AD12,ISNUMBER($AE12),$AE12,ISNUMBER($AF12),$AF12,AND($AD12=0,$AE12=0,$AF12=0),1)","v":0},{"$f":"IF(ISNUMBER(MATCH(BM$11,$AG12:$AJ12,0)),1,0)*IF(ISNUMBER($AF12),(1-$AF12),1) + IF(ISNUMBER(MATCH(BM$11,$AK12:$AP12,0)),-1,0)*_xlfn.IFS(ISNUMBER($AD12),$AD12,ISNUMBER($AE12),$AE12,ISNUMBER($AF12),$AF12,AND($AD12=0,$AE12=0,$AF12=0),1)","v":0},{"$f":"IF(ISNUMBER(MATCH(BN$11,$AG12:$AJ12,0)),1,0)*IF(ISNUMBER($AF12),(1-$AF12),1) + IF(ISNUMBER(MATCH(BN$11,$AK12:$AP12,0)),-1,0)*_xlfn.IFS(ISNUMBER($AD12),$AD12,ISNUMBER($AE12),$AE12,ISNUMBER($AF12),$AF12,AND($AD12=0,$AE12=0,$AF12=0),1)","v":0},{"$f":"IF(ISNUMBER(MATCH(BO$11,$AG12:$AJ12,0)),1,0)*IF(ISNUMBER($AF12),(1-$AF12),1) + IF(ISNUMBER(MATCH(BO$11,$AK12:$AP12,0)),-1,0)*_xlfn.IFS(ISNUMBER($AD12),$AD12,ISNUMBER($AE12),$AE12,ISNUMBER($AF12),$AF12,AND($AD12=0,$AE12=0,$AF12=0),1)","v":0},{"$f":"IF(ISNUMBER(MATCH(BP$11,$AG12:$AJ12,0)),1,0)*IF(ISNUMBER($AF12),(1-$AF12),1) + IF(ISNUMBER(MATCH(BP$11,$AK12:$AP12,0)),-1,0)*_xlfn.IFS(ISNUMBER($AD12),$AD12,ISNUMBER($AE12),$AE12,ISNUMBER($AF12),$AF12,AND($AD12=0,$AE12=0,$AF12=0),1)","v":0},{"$f":"IF(ISNUMBER(MATCH(BQ$11,$AG12:$AJ12,0)),1,0)*IF(ISNUMBER($AF12),(1-$AF12),1) + IF(ISNUMBER(MATCH(BQ$11,$AK12:$AP12,0)),-1,0)*_xlfn.IFS(ISNUMBER($AD12),$AD12,ISNUMBER($AE12),$AE12,ISNUMBER($AF12),$AF12,AND($AD12=0,$AE12=0,$AF12=0),1)","v":0},{"$f":"IF(ISNUMBER(MATCH(BR$11,$AG12:$AJ12,0)),1,0)*IF(ISNUMBER($AF12),(1-$AF12),1) + IF(ISNUMBER(MATCH(BR$11,$AK12:$AP12,0)),-1,0)*_xlfn.IFS(ISNUMBER($AD12),$AD12,ISNUMBER($AE12),$AE12,ISNUMBER($AF12),$AF12,AND($AD12=0,$AE12=0,$AF12=0),1)","v":0},{"$f":"IF(ISNUMBER(MATCH(BS$11,$AG12:$AJ12,0)),1,0)*IF(ISNUMBER($AF12),(1-$AF12),1) + IF(ISNUMBER(MATCH(BS$11,$AK12:$AP12,0)),-1,0)*_xlfn.IFS(ISNUMBER($AD12),$AD12,ISNUMBER($AE12),$AE12,ISNUMBER($AF12),$AF12,AND($AD12=0,$AE12=0,$AF12=0),1)","v":0},{"$f":"IF(ISNUMBER(MATCH(BT$11,$AG12:$AJ12,0)),1,0)*IF(ISNUMBER($AF12),(1-$AF12),1) + IF(ISNUMBER(MATCH(BT$11,$AK12:$AP12,0)),-1,0)*_xlfn.IFS(ISNUMBER($AD12),$AD12,ISNUMBER($AE12),$AE12,ISNUMBER($AF12),$AF12,AND($AD12=0,$AE12=0,$AF12=0),1)","v":0},{"$f":"IF(ISNUMBER(MATCH(BU$11,$AG12:$AJ12,0)),1,0)*IF(ISNUMBER($AF12),(1-$AF12),1) + IF(ISNUMBER(MATCH(BU$11,$AK12:$AP12,0)),-1,0)*_xlfn.IFS(ISNUMBER($AD12),$AD12,ISNUMBER($AE12),$AE12,ISNUMBER($AF12),$AF12,AND($AD12=0,$AE12=0,$AF12=0),1)","v":0},{"$f":"IF(ISNUMBER(MATCH(BV$11,$AG12:$AJ12,0)),1,0)*IF(ISNUMBER($AF12),(1-$AF12),1) + IF(ISNUMBER(MATCH(BV$11,$AK12:$AP12,0)),-1,0)*_xlfn.IFS(ISNUMBER($AD12),$AD12,ISNUMBER($AE12),$AE12,ISNUMBER($AF12),$AF12,AND($AD12=0,$AE12=0,$AF12=0),1)","v":0},{"$f":"IF(ISNUMBER(MATCH(BW$11,$AG12:$AJ12,0)),1,0)*IF(ISNUMBER($AF12),(1-$AF12),1) + IF(ISNUMBER(MATCH(BW$11,$AK12:$AP12,0)),-1,0)*_xlfn.IFS(ISNUMBER($AD12),$AD12,ISNUMBER($AE12),$AE12,ISNUMBER($AF12),$AF12,AND($AD12=0,$AE12=0,$AF12=0),1)","v":0},{"$f":"IF(ISNUMBER(MATCH(BX$11,$AG12:$AJ12,0)),1,0)*IF(ISNUMBER($AF12),(1-$AF12),1) + IF(ISNUMBER(MATCH(BX$11,$AK12:$AP12,0)),-1,0)*_xlfn.IFS(ISNUMBER($AD12),$AD12,ISNUMBER($AE12),$AE12,ISNUMBER($AF12),$AF12,AND($AD12=0,$AE12=0,$AF12=0),1)","v":0},{"$f":"IF(ISNUMBER(MATCH(BY$11,$AG12:$AJ12,0)),1,0)*IF(ISNUMBER($AF12),(1-$AF12),1) + IF(ISNUMBER(MATCH(BY$11,$AK12:$AP12,0)),-1,0)*_xlfn.IFS(ISNUMBER($AD12),$AD12,ISNUMBER($AE12),$AE12,ISNUMBER($AF12),$AF12,AND($AD12=0,$AE12=0,$AF12=0),1)","v":0},{"$f":"IF(ISNUMBER(MATCH(BZ$11,$AG12:$AJ12,0)),1,0)*IF(ISNUMBER($AF12),(1-$AF12),1) + IF(ISNUMBER(MATCH(BZ$11,$AK12:$AP12,0)),-1,0)*_xlfn.IFS(ISNUMBER($AD12),$AD12,ISNUMBER($AE12),$AE12,ISNUMBER($AF12),$AF12,AND($AD12=0,$AE12=0,$AF12=0),1)","v":0},{"$f":"IF(ISNUMBER(MATCH(CA$11,$AG12:$AJ12,0)),1,0)*IF(ISNUMBER($AF12),(1-$AF12),1) + IF(ISNUMBER(MATCH(CA$11,$AK12:$AP12,0)),-1,0)*_xlfn.IFS(ISNUMBER($AD12),$AD12,ISNUMBER($AE12),$AE12,ISNUMBER($AF12),$AF12,AND($AD12=0,$AE12=0,$AF12=0),1)","v":0},{"$f":"IF(ISNUMBER(MATCH(CB$11,$AG12:$AJ12,0)),1,0)*IF(ISNUMBER($AF12),(1-$AF12),1) + IF(ISNUMBER(MATCH(CB$11,$AK12:$AP12,0)),-1,0)*_xlfn.IFS(ISNUMBER($AD12),$AD12,ISNUMBER($AE12),$AE12,ISNUMBER($AF12),$AF12,AND($AD12=0,$AE12=0,$AF12=0),1)","v":0},{"$f":"IF(ISNUMBER(MATCH(CC$11,$AG12:$AJ12,0)),1,0)*IF(ISNUMBER($AF12),(1-$AF12),1) + IF(ISNUMBER(MATCH(CC$11,$AK12:$AP12,0)),-1,0)*_xlfn.IFS(ISNUMBER($AD12),$AD12,ISNUMBER($AE12),$AE12,ISNUMBER($AF12),$AF12,AND($AD12=0,$AE12=0,$AF12=0),1)","v":0},{"$f":"IF(ISNUMBER(MATCH(CD$11,$AG12:$AJ12,0)),1,0)*IF(ISNUMBER($AF12),(1-$AF12),1) + IF(ISNUMBER(MATCH(CD$11,$AK12:$AP12,0)),-1,0)*_xlfn.IFS(ISNUMBER($AD12),$AD12,ISNUMBER($AE12),$AE12,ISNUMBER($AF12),$AF12,AND($AD12=0,$AE12=0,$AF12=0),1)","v":0},{"$f":"IF(ISNUMBER(MATCH(CE$11,$AG12:$AJ12,0)),1,0)*IF(ISNUMBER($AF12),(1-$AF12),1) + IF(ISNUMBER(MATCH(CE$11,$AK12:$AP12,0)),-1,0)*_xlfn.IFS(ISNUMBER($AD12),$AD12,ISNUMBER($AE12),$AE12,ISNUMBER($AF12),$AF12,AND($AD12=0,$AE12=0,$AF12=0),1)","v":0},{"$f":"IF(ISNUMBER(MATCH(CF$11,$AG12:$AJ12,0)),1,0)*IF(ISNUMBER($AF12),(1-$AF12),1) + IF(ISNUMBER(MATCH(CF$11,$AK12:$AP12,0)),-1,0)*_xlfn.IFS(ISNUMBER($AD12),$AD12,ISNUMBER($AE12),$AE12,ISNUMBER($AF12),$AF12,AND($AD12=0,$AE12=0,$AF12=0),1)","v":0},{"$f":"IF(ISNUMBER(MATCH(CG$11,$AG12:$AJ12,0)),1,0)*IF(ISNUMBER($AF12),(1-$AF12),1) + IF(ISNUMBER(MATCH(CG$11,$AK12:$AP12,0)),-1,0)*_xlfn.IFS(ISNUMBER($AD12),$AD12,ISNUMBER($AE12),$AE12,ISNUMBER($AF12),$AF12,AND($AD12=0,$AE12=0,$AF12=0),1)","v":0},{"$f":"IF(ISNUMBER(MATCH(CH$11,$AG12:$AJ12,0)),1,0)*IF(ISNUMBER($AF12),(1-$AF12),1) + IF(ISNUMBER(MATCH(CH$11,$AK12:$AP12,0)),-1,0)*_xlfn.IFS(ISNUMBER($AD12),$AD12,ISNUMBER($AE12),$AE12,ISNUMBER($AF12),$AF12,AND($AD12=0,$AE12=0,$AF12=0),1)","v":0},{"$f":"IF(ISNUMBER(MATCH(CI$11,$AG12:$AJ12,0)),1,0)*IF(ISNUMBER($AF12),(1-$AF12),1) + IF(ISNUMBER(MATCH(CI$11,$AK12:$AP12,0)),-1,0)*_xlfn.IFS(ISNUMBER($AD12),$AD12,ISNUMBER($AE12),$AE12,ISNUMBER($AF12),$AF12,AND($AD12=0,$AE12=0,$AF12=0),1)","v":0},{"$f":"IF(ISNUMBER(MATCH(CJ$11,$AG12:$AJ12,0)),1,0)*IF(ISNUMBER($AF12),(1-$AF12),1) + IF(ISNUMBER(MATCH(CJ$11,$AK12:$AP12,0)),-1,0)*_xlfn.IFS(ISNUMBER($AD12),$AD12,ISNUMBER($AE12),$AE12,ISNUMBER($AF12),$AF12,AND($AD12=0,$AE12=0,$AF12=0),1)","v":0},{"$f":"IF(ISNUMBER(MATCH(CK$11,$AG12:$AJ12,0)),1,0)*IF(ISNUMBER($AF12),(1-$AF12),1) + IF(ISNUMBER(MATCH(CK$11,$AK12:$AP12,0)),-1,0)*_xlfn.IFS(ISNUMBER($AD12),$AD12,ISNUMBER($AE12),$AE12,ISNUMBER($AF12),$AF12,AND($AD12=0,$AE12=0,$AF12=0),1)","v":0},{"$f":"IF(ISNUMBER(MATCH(CL$11,$AG12:$AJ12,0)),1,0)*IF(ISNUMBER($AF12),(1-$AF12),1) + IF(ISNUMBER(MATCH(CL$11,$AK12:$AP12,0)),-1,0)*_xlfn.IFS(ISNUMBER($AD12),$AD12,ISNUMBER($AE12),$AE12,ISNUMBER($AF12),$AF12,AND($AD12=0,$AE12=0,$AF12=0),1)","v":0},{"$f":"IF(ISNUMBER(MATCH(CM$11,$AG12:$AJ12,0)),1,0)*IF(ISNUMBER($AF12),(1-$AF12),1) + IF(ISNUMBER(MATCH(CM$11,$AK12:$AP12,0)),-1,0)*_xlfn.IFS(ISNUMBER($AD12),$AD12,ISNUMBER($AE12),$AE12,ISNUMBER($AF12),$AF12,AND($AD12=0,$AE12=0,$AF12=0),1)","v":0},{"$f":"IF(ISNUMBER(MATCH(CN$11,$AG12:$AJ12,0)),1,0)*IF(ISNUMBER($AF12),(1-$AF12),1) + IF(ISNUMBER(MATCH(CN$11,$AK12:$AP12,0)),-1,0)*_xlfn.IFS(ISNUMBER($AD12),$AD12,ISNUMBER($AE12),$AE12,ISNUMBER($AF12),$AF12,AND($AD12=0,$AE12=0,$AF12=0),1)","v":0},{"$f":"IF(ISNUMBER(MATCH(CO$11,$AG12:$AJ12,0)),1,0)*IF(ISNUMBER($AF12),(1-$AF12),1) + IF(ISNUMBER(MATCH(CO$11,$AK12:$AP12,0)),-1,0)*_xlfn.IFS(ISNUMBER($AD12),$AD12,ISNUMBER($AE12),$AE12,ISNUMBER($AF12),$AF12,AND($AD12=0,$AE12=0,$AF12=0),1)","v":0},{"$f":"IF(ISNUMBER(MATCH(CP$11,$AG12:$AJ12,0)),1,0)*IF(ISNUMBER($AF12),(1-$AF12),1) + IF(ISNUMBER(MATCH(CP$11,$AK12:$AP12,0)),-1,0)*_xlfn.IFS(ISNUMBER($AD12),$AD12,ISNUMBER($AE12),$AE12,ISNUMBER($AF12),$AF12,AND($AD12=0,$AE12=0,$AF12=0),1)","v":0},{"$f":"IF(ISNUMBER(MATCH(CQ$11,$AG12:$AJ12,0)),1,0)*IF(ISNUMBER($AF12),(1-$AF12),1) + IF(ISNUMBER(MATCH(CQ$11,$AK12:$AP12,0)),-1,0)*_xlfn.IFS(ISNUMBER($AD12),$AD12,ISNUMBER($AE12),$AE12,ISNUMBER($AF12),$AF12,AND($AD12=0,$AE12=0,$AF12=0),1)","v":0},{"$f":"IF(ISNUMBER(MATCH(CR$11,$AG12:$AJ12,0)),1,0)*IF(ISNUMBER($AF12),(1-$AF12),1) + IF(ISNUMBER(MATCH(CR$11,$AK12:$AP12,0)),-1,0)*_xlfn.IFS(ISNUMBER($AD12),$AD12,ISNUMBER($AE12),$AE12,ISNUMBER($AF12),$AF12,AND($AD12=0,$AE12=0,$AF12=0),1)","v":0},{"$f":"IF(ISNUMBER(MATCH(CS$11,$AG12:$AJ12,0)),1,0)*IF(ISNUMBER($AF12),(1-$AF12),1) + IF(ISNUMBER(MATCH(CS$11,$AK12:$AP12,0)),-1,0)*_xlfn.IFS(ISNUMBER($AD12),$AD12,ISNUMBER($AE12),$AE12,ISNUMBER($AF12),$AF12,AND($AD12=0,$AE12=0,$AF12=0),1)","v":0},{"$f":"IF(ISNUMBER(MATCH(CT$11,$AG12:$AJ12,0)),1,0)*IF(ISNUMBER($AF12),(1-$AF12),1) + IF(ISNUMBER(MATCH(CT$11,$AK12:$AP12,0)),-1,0)*_xlfn.IFS(ISNUMBER($AD12),$AD12,ISNUMBER($AE12),$AE12,ISNUMBER($AF12),$AF12,AND($AD12=0,$AE12=0,$AF12=0),1)","v":0},{"$f":"IF(ISNUMBER(MATCH(CU$11,$AG12:$AJ12,0)),1,0)*IF(ISNUMBER($AF12),(1-$AF12),1) + IF(ISNUMBER(MATCH(CU$11,$AK12:$AP12,0)),-1,0)*_xlfn.IFS(ISNUMBER($AD12),$AD12,ISNUMBER($AE12),$AE12,ISNUMBER($AF12),$AF12,AND($AD12=0,$AE12=0,$AF12=0),1)","v":0},{"$f":"IF(ISNUMBER(MATCH(CV$11,$AG12:$AJ12,0)),1,0)*IF(ISNUMBER($AF12),(1-$AF12),1) + IF(ISNUMBER(MATCH(CV$11,$AK12:$AP12,0)),-1,0)*_xlfn.IFS(ISNUMBER($AD12),$AD12,ISNUMBER($AE12),$AE12,ISNUMBER($AF12),$AF12,AND($AD12=0,$AE12=0,$AF12=0),1)","v":0},{"$f":"IF(ISNUMBER(MATCH(CW$11,$AG12:$AJ12,0)),1,0)*IF(ISNUMBER($AF12),(1-$AF12),1) + IF(ISNUMBER(MATCH(CW$11,$AK12:$AP12,0)),-1,0)*_xlfn.IFS(ISNUMBER($AD12),$AD12,ISNUMBER($AE12),$AE12,ISNUMBER($AF12),$AF12,AND($AD12=0,$AE12=0,$AF12=0),1)","v":0},{"$f":"IF(ISNUMBER(MATCH(CX$11,$AG12:$AJ12,0)),1,0)*IF(ISNUMBER($AF12),(1-$AF12),1) + IF(ISNUMBER(MATCH(CX$11,$AK12:$AP12,0)),-1,0)*_xlfn.IFS(ISNUMBER($AD12),$AD12,ISNUMBER($AE12),$AE12,ISNUMBER($AF12),$AF12,AND($AD12=0,$AE12=0,$AF12=0),1)","v":0},{"$f":"IF(ISNUMBER(MATCH(CY$11,$AG12:$AJ12,0)),1,0)*IF(ISNUMBER($AF12),(1-$AF12),1) + IF(ISNUMBER(MATCH(CY$11,$AK12:$AP12,0)),-1,0)*_xlfn.IFS(ISNUMBER($AD12),$AD12,ISNUMBER($AE12),$AE12,ISNUMBER($AF12),$AF12,AND($AD12=0,$AE12=0,$AF12=0),1)","v":0},{"$f":"IF(ISNUMBER(MATCH(CZ$11,$AG12:$AJ12,0)),1,0)*IF(ISNUMBER($AF12),(1-$AF12),1) + IF(ISNUMBER(MATCH(CZ$11,$AK12:$AP12,0)),-1,0)*_xlfn.IFS(ISNUMBER($AD12),$AD12,ISNUMBER($AE12),$AE12,ISNUMBER($AF12),$AF12,AND($AD12=0,$AE12=0,$AF12=0),1)","v":0},{"$f":"IF(ISNUMBER(MATCH(DA$11,$AG12:$AJ12,0)),1,0)*IF(ISNUMBER($AF12),(1-$AF12),1) + IF(ISNUMBER(MATCH(DA$11,$AK12:$AP12,0)),-1,0)*_xlfn.IFS(ISNUMBER($AD12),$AD12,ISNUMBER($AE12),$AE12,ISNUMBER($AF12),$AF12,AND($AD12=0,$AE12=0,$AF12=0),1)","v":0},{"$f":"IF(ISNUMBER(MATCH(DB$11,$AG12:$AJ12,0)),1,0)*IF(ISNUMBER($AF12),(1-$AF12),1) + IF(ISNUMBER(MATCH(DB$11,$AK12:$AP12,0)),-1,0)*_xlfn.IFS(ISNUMBER($AD12),$AD12,ISNUMBER($AE12),$AE12,ISNUMBER($AF12),$AF12,AND($AD12=0,$AE12=0,$AF12=0),1)","v":0},{"$f":"IF(ISNUMBER(MATCH(DC$11,$AG12:$AJ12,0)),1,0)*IF(ISNUMBER($AF12),(1-$AF12),1) + IF(ISNUMBER(MATCH(DC$11,$AK12:$AP12,0)),-1,0)*_xlfn.IFS(ISNUMBER($AD12),$AD12,ISNUMBER($AE12),$AE12,ISNUMBER($AF12),$AF12,AND($AD12=0,$AE12=0,$AF12=0),1)","v":0},{"$f":"IF(ISNUMBER(MATCH(DD$11,$AG12:$AJ12,0)),1,0)*IF(ISNUMBER($AF12),(1-$AF12),1) + IF(ISNUMBER(MATCH(DD$11,$AK12:$AP12,0)),-1,0)*_xlfn.IFS(ISNUMBER($AD12),$AD12,ISNUMBER($AE12),$AE12,ISNUMBER($AF12),$AF12,AND($AD12=0,$AE12=0,$AF12=0),1)","v":0},{"$f":"IF(ISNUMBER(MATCH(DE$11,$AG12:$AJ12,0)),1,0)*IF(ISNUMBER($AF12),(1-$AF12),1) + IF(ISNUMBER(MATCH(DE$11,$AK12:$AP12,0)),-1,0)*_xlfn.IFS(ISNUMBER($AD12),$AD12,ISNUMBER($AE12),$AE12,ISNUMBER($AF12),$AF12,AND($AD12=0,$AE12=0,$AF12=0),1)","v":0},null,{"$f":"AC12+0","v":0},null,null,null,"Chiller","Tcws","Tapp","Tcrit",1,2,3,null,"scenario","eco LT","eco HT",{"$f":"DV19","v":"0A"},{"$f":"DW19","v":"0B"},{"$f":"DX19","v":"1A"},"1B","2A","2B","3A","3B","3C","4A","4B","4C","5A","5B","5C","6A","6B",7,8,"RD99 Paris","Singapore"]
[17,"Mechanical power configuration",{"$f":"INDIRECT(\"Input!\"&$C$2&A13)","v":"None"},null,"Total facility power",null,{"$f":"K25+P25","v":{"$error":"#N/A"}},{"$f":"H12+1","v":3},"Fixed area",{"$error":"#N/A"},{"$error":"#N/A"},{"$error":"#N/A"},{"$error":"#N/A"},{"$error":"#N/A"},{"$error":"#N/A"},{"$error":"#N/A"},{"$error":"#N/A"},null,"e_crit_tx-swb",0,{"$error":"#N/A"},null,null,null,null,null,null,"Losses",null,{"$f":"K17","v":{"$error":"#N/A"}},null,null,"q_crit_tx-amb",null,null,null,"e_crit_u-tx",null,null,null,null,null,null,{"$f":"IF(ISNUMBER(MATCH(AR$11,$AG13:$AJ13,0)),1,0)*IF(ISNUMBER($AF13),(1-$AF13),1) + IF(ISNUMBER(MATCH(AR$11,$AK13:$AP13,0)),-1,0)*_xlfn.IFS(ISNUMBER($AD13),$AD13,ISNUMBER($AE13),$AE13,ISNUMBER($AF13),$AF13,AND($AD13=0,$AE13=0,$AF13=0),1)","v":{"$error":"#N/A"}},{"$f":"IF(ISNUMBER(MATCH(AS$11,$AG13:$AJ13,0)),1,0)*IF(ISNUMBER($AF13),(1-$AF13),1) + IF(ISNUMBER(MATCH(AS$11,$AK13:$AP13,0)),-1,0)*_xlfn.IFS(ISNUMBER($AD13),$AD13,ISNUMBER($AE13),$AE13,ISNUMBER($AF13),$AF13,AND($AD13=0,$AE13=0,$AF13=0),1)","v":{"$error":"#N/A"}},{"$f":"IF(ISNUMBER(MATCH(AT$11,$AG13:$AJ13,0)),1,0)*IF(ISNUMBER($AF13),(1-$AF13),1) + IF(ISNUMBER(MATCH(AT$11,$AK13:$AP13,0)),-1,0)*_xlfn.IFS(ISNUMBER($AD13),$AD13,ISNUMBER($AE13),$AE13,ISNUMBER($AF13),$AF13,AND($AD13=0,$AE13=0,$AF13=0),1)","v":{"$error":"#N/A"}},{"$f":"IF(ISNUMBER(MATCH(AU$11,$AG13:$AJ13,0)),1,0)*IF(ISNUMBER($AF13),(1-$AF13),1) + IF(ISNUMBER(MATCH(AU$11,$AK13:$AP13,0)),-1,0)*_xlfn.IFS(ISNUMBER($AD13),$AD13,ISNUMBER($AE13),$AE13,ISNUMBER($AF13),$AF13,AND($AD13=0,$AE13=0,$AF13=0),1)","v":{"$error":"#N/A"}},{"$f":"IF(ISNUMBER(MATCH(AV$11,$AG13:$AJ13,0)),1,0)*IF(ISNUMBER($AF13),(1-$AF13),1) + IF(ISNUMBER(MATCH(AV$11,$AK13:$AP13,0)),-1,0)*_xlfn.IFS(ISNUMBER($AD13),$AD13,ISNUMBER($AE13),$AE13,ISNUMBER($AF13),$AF13,AND($AD13=0,$AE13=0,$AF13=0),1)","v":{"$error":"#N/A"}},{"$f":"IF(ISNUMBER(MATCH(AW$11,$AG13:$AJ13,0)),1,0)*IF(ISNUMBER($AF13),(1-$AF13),1) + IF(ISNUMBER(MATCH(AW$11,$AK13:$AP13,0)),-1,0)*_xlfn.IFS(ISNUMBER($AD13),$AD13,ISNUMBER($AE13),$AE13,ISNUMBER($AF13),$AF13,AND($AD13=0,$AE13=0,$AF13=0),1)","v":{"$error":"#N/A"}},{"$f":"IF(ISNUMBER(MATCH(AX$11,$AG13:$AJ13,0)),1,0)*IF(ISNUMBER($AF13),(1-$AF13),1) + IF(ISNUMBER(MATCH(AX$11,$AK13:$AP13,0)),-1,0)*_xlfn.IFS(ISNUMBER($AD13),$AD13,ISNUMBER($AE13),$AE13,ISNUMBER($AF13),$AF13,AND($AD13=0,$AE13=0,$AF13=0),1)","v":{"$error":"#N/A"}},{"$f":"IF(ISNUMBER(MATCH(AY$11,$AG13:$AJ13,0)),1,0)*IF(ISNUMBER($AF13),(1-$AF13),1) + IF(ISNUMBER(MATCH(AY$11,$AK13:$AP13,0)),-1,0)*_xlfn.IFS(ISNUMBER($AD13),$AD13,ISNUMBER($AE13),$AE13,ISNUMBER($AF13),$AF13,AND($AD13=0,$AE13=0,$AF13=0),1)","v":{"$error":"#N/A"}},{"$f":"IF(ISNUMBER(MATCH(AZ$11,$AG13:$AJ13,0)),1,0)*IF(ISNUMBER($AF13),(1-$AF13),1) + IF(ISNUMBER(MATCH(AZ$11,$AK13:$AP13,0)),-1,0)*_xlfn.IFS(ISNUMBER($AD13),$AD13,ISNUMBER($AE13),$AE13,ISNUMBER($AF13),$AF13,AND($AD13=0,$AE13=0,$AF13=0),1)","v":{"$error":"#N/A"}},{"$f":"IF(ISNUMBER(MATCH(BA$11,$AG13:$AJ13,0)),1,0)*IF(ISNUMBER($AF13),(1-$AF13),1) + IF(ISNUMBER(MATCH(BA$11,$AK13:$AP13,0)),-1,0)*_xlfn.IFS(ISNUMBER($AD13),$AD13,ISNUMBER($AE13),$AE13,ISNUMBER($AF13),$AF13,AND($AD13=0,$AE13=0,$AF13=0),1)","v":{"$error":"#N/A"}},{"$f":"IF(ISNUMBER(MATCH(BB$11,$AG13:$AJ13,0)),1,0)*IF(ISNUMBER($AF13),(1-$AF13),1) + IF(ISNUMBER(MATCH(BB$11,$AK13:$AP13,0)),-1,0)*_xlfn.IFS(ISNUMBER($AD13),$AD13,ISNUMBER($AE13),$AE13,ISNUMBER($AF13),$AF13,AND($AD13=0,$AE13=0,$AF13=0),1)","v":{"$error":"#N/A"}},{"$f":"IF(ISNUMBER(MATCH(BC$11,$AG13:$AJ13,0)),1,0)*IF(ISNUMBER($AF13),(1-$AF13),1) + IF(ISNUMBER(MATCH(BC$11,$AK13:$AP13,0)),-1,0)*_xlfn.IFS(ISNUMBER($AD13),$AD13,ISNUMBER($AE13),$AE13,ISNUMBER($AF13),$AF13,AND($AD13=0,$AE13=0,$AF13=0),1)","v":{"$error":"#N/A"}},{"$f":"IF(ISNUMBER(MATCH(BD$11,$AG13:$AJ13,0)),1,0)*IF(ISNUMBER($AF13),(1-$AF13),1) + IF(ISNUMBER(MATCH(BD$11,$AK13:$AP13,0)),-1,0)*_xlfn.IFS(ISNUMBER($AD13),$AD13,ISNUMBER($AE13),$AE13,ISNUMBER($AF13),$AF13,AND($AD13=0,$AE13=0,$AF13=0),1)","v":{"$error":"#N/A"}},{"$f":"IF(ISNUMBER(MATCH(BE$11,$AG13:$AJ13,0)),1,0)*IF(ISNUMBER($AF13),(1-$AF13),1) + IF(ISNUMBER(MATCH(BE$11,$AK13:$AP13,0)),-1,0)*_xlfn.IFS(ISNUMBER($AD13),$AD13,ISNUMBER($AE13),$AE13,ISNUMBER($AF13),$AF13,AND($AD13=0,$AE13=0,$AF13=0),1)","v":{"$error":"#N/A"}},{"$f":"IF(ISNUMBER(MATCH(BF$11,$AG13:$AJ13,0)),1,0)*IF(ISNUMBER($AF13),(1-$AF13),1) + IF(ISNUMBER(MATCH(BF$11,$AK13:$AP13,0)),-1,0)*_xlfn.IFS(ISNUMBER($AD13),$AD13,ISNUMBER($AE13),$AE13,ISNUMBER($AF13),$AF13,AND($AD13=0,$AE13=0,$AF13=0),1)","v":{"$error":"#N/A"}},{"$f":"IF(ISNUMBER(MATCH(BG$11,$AG13:$AJ13,0)),1,0)*IF(ISNUMBER($AF13),(1-$AF13),1) + IF(ISNUMBER(MATCH(BG$11,$AK13:$AP13,0)),-1,0)*_xlfn.IFS(ISNUMBER($AD13),$AD13,ISNUMBER($AE13),$AE13,ISNUMBER($AF13),$AF13,AND($AD13=0,$AE13=0,$AF13=0),1)","v":{"$error":"#N/A"}},{"$f":"IF(ISNUMBER(MATCH(BH$11,$AG13:$AJ13,0)),1,0)*IF(ISNUMBER($AF13),(1-$AF13),1) + IF(ISNUMBER(MATCH(BH$11,$AK13:$AP13,0)),-1,0)*_xlfn.IFS(ISNUMBER($AD13),$AD13,ISNUMBER($AE13),$AE13,ISNUMBER($AF13),$AF13,AND($AD13=0,$AE13=0,$AF13=0),1)","v":{"$error":"#N/A"}},{"$f":"IF(ISNUMBER(MATCH(BI$11,$AG13:$AJ13,0)),1,0)*IF(ISNUMBER($AF13),(1-$AF13),1) + IF(ISNUMBER(MATCH(BI$11,$AK13:$AP13,0)),-1,0)*_xlfn.IFS(ISNUMBER($AD13),$AD13,ISNUMBER($AE13),$AE13,ISNUMBER($AF13),$AF13,AND($AD13=0,$AE13=0,$AF13=0),1)","v":{"$error":"#N/A"}},{"$f":"IF(ISNUMBER(MATCH(BJ$11,$AG13:$AJ13,0)),1,0)*IF(ISNUMBER($AF13),(1-$AF13),1) + IF(ISNUMBER(MATCH(BJ$11,$AK13:$AP13,0)),-1,0)*_xlfn.IFS(ISNUMBER($AD13),$AD13,ISNUMBER($AE13),$AE13,ISNUMBER($AF13),$AF13,AND($AD13=0,$AE13=0,$AF13=0),1)","v":{"$error":"#N/A"}},{"$f":"IF(ISNUMBER(MATCH(BK$11,$AG13:$AJ13,0)),1,0)*IF(ISNUMBER($AF13),(1-$AF13),1) + IF(ISNUMBER(MATCH(BK$11,$AK13:$AP13,0)),-1,0)*_xlfn.IFS(ISNUMBER($AD13),$AD13,ISNUMBER($AE13),$AE13,ISNUMBER($AF13),$AF13,AND($AD13=0,$AE13=0,$AF13=0),1)","v":{"$error":"#N/A"}},{"$f":"IF(ISNUMBER(MATCH(BL$11,$AG13:$AJ13,0)),1,0)*IF(ISNUMBER($AF13),(1-$AF13),1) + IF(ISNUMBER(MATCH(BL$11,$AK13:$AP13,0)),-1,0)*_xlfn.IFS(ISNUMBER($AD13),$AD13,ISNUMBER($AE13),$AE13,ISNUMBER($AF13),$AF13,AND($AD13=0,$AE13=0,$AF13=0),1)","v":{"$error":"#N/A"}},{"$f":"IF(ISNUMBER(MATCH(BM$11,$AG13:$AJ13,0)),1,0)*IF(ISNUMBER($AF13),(1-$AF13),1) + IF(ISNUMBER(MATCH(BM$11,$AK13:$AP13,0)),-1,0)*_xlfn.IFS(ISNUMBER($AD13),$AD13,ISNUMBER($AE13),$AE13,ISNUMBER($AF13),$AF13,AND($AD13=0,$AE13=0,$AF13=0),1)","v":{"$error":"#N/A"}},{"$f":"IF(ISNUMBER(MATCH(BN$11,$AG13:$AJ13,0)),1,0)*IF(ISNUMBER($AF13),(1-$AF13),1) + IF(ISNUMBER(MATCH(BN$11,$AK13:$AP13,0)),-1,0)*_xlfn.IFS(ISNUMBER($AD13),$AD13,ISNUMBER($AE13),$AE13,ISNUMBER($AF13),$AF13,AND($AD13=0,$AE13=0,$AF13=0),1)","v":{"$error":"#N/A"}},{"$f":"IF(ISNUMBER(MATCH(BO$11,$AG13:$AJ13,0)),1,0)*IF(ISNUMBER($AF13),(1-$AF13),1) + IF(ISNUMBER(MATCH(BO$11,$AK13:$AP13,0)),-1,0)*_xlfn.IFS(ISNUMBER($AD13),$AD13,ISNUMBER($AE13),$AE13,ISNUMBER($AF13),$AF13,AND($AD13=0,$AE13=0,$AF13=0),1)","v":{"$error":"#N/A"}},{"$f":"IF(ISNUMBER(MATCH(BP$11,$AG13:$AJ13,0)),1,0)*IF(ISNUMBER($AF13),(1-$AF13),1) + IF(ISNUMBER(MATCH(BP$11,$AK13:$AP13,0)),-1,0)*_xlfn.IFS(ISNUMBER($AD13),$AD13,ISNUMBER($AE13),$AE13,ISNUMBER($AF13),$AF13,AND($AD13=0,$AE13=0,$AF13=0),1)","v":{"$error":"#N/A"}},{"$f":"IF(ISNUMBER(MATCH(BQ$11,$AG13:$AJ13,0)),1,0)*IF(ISNUMBER($AF13),(1-$AF13),1) + IF(ISNUMBER(MATCH(BQ$11,$AK13:$AP13,0)),-1,0)*_xlfn.IFS(ISNUMBER($AD13),$AD13,ISNUMBER($AE13),$AE13,ISNUMBER($AF13),$AF13,AND($AD13=0,$AE13=0,$AF13=0),1)","v":{"$error":"#N/A"}},{"$f":"IF(ISNUMBER(MATCH(BR$11,$AG13:$AJ13,0)),1,0)*IF(ISNUMBER($AF13),(1-$AF13),1) + IF(ISNUMBER(MATCH(BR$11,$AK13:$AP13,0)),-1,0)*_xlfn.IFS(ISNUMBER($AD13),$AD13,ISNUMBER($AE13),$AE13,ISNUMBER($AF13),$AF13,AND($AD13=0,$AE13=0,$AF13=0),1)","v":{"$error":"#N/A"}},{"$f":"IF(ISNUMBER(MATCH(BS$11,$AG13:$AJ13,0)),1,0)*IF(ISNUMBER($AF13),(1-$AF13),1) + IF(ISNUMBER(MATCH(BS$11,$AK13:$AP13,0)),-1,0)*_xlfn.IFS(ISNUMBER($AD13),$AD13,ISNUMBER($AE13),$AE13,ISNUMBER($AF13),$AF13,AND($AD13=0,$AE13=0,$AF13=0),1)","v":{"$error":"#N/A"}},{"$f":"IF(ISNUMBER(MATCH(BT$11,$AG13:$AJ13,0)),1,0)*IF(ISNUMBER($AF13),(1-$AF13),1) + IF(ISNUMBER(MATCH(BT$11,$AK13:$AP13,0)),-1,0)*_xlfn.IFS(ISNUMBER($AD13),$AD13,ISNUMBER($AE13),$AE13,ISNUMBER($AF13),$AF13,AND($AD13=0,$AE13=0,$AF13=0),1)","v":{"$error":"#N/A"}},{"$f":"IF(ISNUMBER(MATCH(BU$11,$AG13:$AJ13,0)),1,0)*IF(ISNUMBER($AF13),(1-$AF13),1) + IF(ISNUMBER(MATCH(BU$11,$AK13:$AP13,0)),-1,0)*_xlfn.IFS(ISNUMBER($AD13),$AD13,ISNUMBER($AE13),$AE13,ISNUMBER($AF13),$AF13,AND($AD13=0,$AE13=0,$AF13=0),1)","v":{"$error":"#N/A"}},{"$f":"IF(ISNUMBER(MATCH(BV$11,$AG13:$AJ13,0)),1,0)*IF(ISNUMBER($AF13),(1-$AF13),1) + IF(ISNUMBER(MATCH(BV$11,$AK13:$AP13,0)),-1,0)*_xlfn.IFS(ISNUMBER($AD13),$AD13,ISNUMBER($AE13),$AE13,ISNUMBER($AF13),$AF13,AND($AD13=0,$AE13=0,$AF13=0),1)","v":{"$error":"#N/A"}},{"$f":"IF(ISNUMBER(MATCH(BW$11,$AG13:$AJ13,0)),1,0)*IF(ISNUMBER($AF13),(1-$AF13),1) + IF(ISNUMBER(MATCH(BW$11,$AK13:$AP13,0)),-1,0)*_xlfn.IFS(ISNUMBER($AD13),$AD13,ISNUMBER($AE13),$AE13,ISNUMBER($AF13),$AF13,AND($AD13=0,$AE13=0,$AF13=0),1)","v":{"$error":"#N/A"}},{"$f":"IF(ISNUMBER(MATCH(BX$11,$AG13:$AJ13,0)),1,0)*IF(ISNUMBER($AF13),(1-$AF13),1) + IF(ISNUMBER(MATCH(BX$11,$AK13:$AP13,0)),-1,0)*_xlfn.IFS(ISNUMBER($AD13),$AD13,ISNUMBER($AE13),$AE13,ISNUMBER($AF13),$AF13,AND($AD13=0,$AE13=0,$AF13=0),1)","v":{"$error":"#N/A"}},{"$f":"IF(ISNUMBER(MATCH(BY$11,$AG13:$AJ13,0)),1,0)*IF(ISNUMBER($AF13),(1-$AF13),1) + IF(ISNUMBER(MATCH(BY$11,$AK13:$AP13,0)),-1,0)*_xlfn.IFS(ISNUMBER($AD13),$AD13,ISNUMBER($AE13),$AE13,ISNUMBER($AF13),$AF13,AND($AD13=0,$AE13=0,$AF13=0),1)","v":{"$error":"#N/A"}},{"$f":"IF(ISNUMBER(MATCH(BZ$11,$AG13:$AJ13,0)),1,0)*IF(ISNUMBER($AF13),(1-$AF13),1) + IF(ISNUMBER(MATCH(BZ$11,$AK13:$AP13,0)),-1,0)*_xlfn.IFS(ISNUMBER($AD13),$AD13,ISNUMBER($AE13),$AE13,ISNUMBER($AF13),$AF13,AND($AD13=0,$AE13=0,$AF13=0),1)","v":{"$error":"#N/A"}},{"$f":"IF(ISNUMBER(MATCH(CA$11,$AG13:$AJ13,0)),1,0)*IF(ISNUMBER($AF13),(1-$AF13),1) + IF(ISNUMBER(MATCH(CA$11,$AK13:$AP13,0)),-1,0)*_xlfn.IFS(ISNUMBER($AD13),$AD13,ISNUMBER($AE13),$AE13,ISNUMBER($AF13),$AF13,AND($AD13=0,$AE13=0,$AF13=0),1)","v":{"$error":"#N/A"}},{"$f":"IF(ISNUMBER(MATCH(CB$11,$AG13:$AJ13,0)),1,0)*IF(ISNUMBER($AF13),(1-$AF13),1) + IF(ISNUMBER(MATCH(CB$11,$AK13:$AP13,0)),-1,0)*_xlfn.IFS(ISNUMBER($AD13),$AD13,ISNUMBER($AE13),$AE13,ISNUMBER($AF13),$AF13,AND($AD13=0,$AE13=0,$AF13=0),1)","v":{"$error":"#N/A"}},{"$f":"IF(ISNUMBER(MATCH(CC$11,$AG13:$AJ13,0)),1,0)*IF(ISNUMBER($AF13),(1-$AF13),1) + IF(ISNUMBER(MATCH(CC$11,$AK13:$AP13,0)),-1,0)*_xlfn.IFS(ISNUMBER($AD13),$AD13,ISNUMBER($AE13),$AE13,ISNUMBER($AF13),$AF13,AND($AD13=0,$AE13=0,$AF13=0),1)","v":{"$error":"#N/A"}},{"$f":"IF(ISNUMBER(MATCH(CD$11,$AG13:$AJ13,0)),1,0)*IF(ISNUMBER($AF13),(1-$AF13),1) + IF(ISNUMBER(MATCH(CD$11,$AK13:$AP13,0)),-1,0)*_xlfn.IFS(ISNUMBER($AD13),$AD13,ISNUMBER($AE13),$AE13,ISNUMBER($AF13),$AF13,AND($AD13=0,$AE13=0,$AF13=0),1)","v":{"$error":"#N/A"}},{"$f":"IF(ISNUMBER(MATCH(CE$11,$AG13:$AJ13,0)),1,0)*IF(ISNUMBER($AF13),(1-$AF13),1) + IF(ISNUMBER(MATCH(CE$11,$AK13:$AP13,0)),-1,0)*_xlfn.IFS(ISNUMBER($AD13),$AD13,ISNUMBER($AE13),$AE13,ISNUMBER($AF13),$AF13,AND($AD13=0,$AE13=0,$AF13=0),1)","v":{"$error":"#N/A"}},{"$f":"IF(ISNUMBER(MATCH(CF$11,$AG13:$AJ13,0)),1,0)*IF(ISNUMBER($AF13),(1-$AF13),1) + IF(ISNUMBER(MATCH(CF$11,$AK13:$AP13,0)),-1,0)*_xlfn.IFS(ISNUMBER($AD13),$AD13,ISNUMBER($AE13),$AE13,ISNUMBER($AF13),$AF13,AND($AD13=0,$AE13=0,$AF13=0),1)","v":{"$error":"#N/A"}},{"$f":"IF(ISNUMBER(MATCH(CG$11,$AG13:$AJ13,0)),1,0)*IF(ISNUMBER($AF13),(1-$AF13),1) + IF(ISNUMBER(MATCH(CG$11,$AK13:$AP13,0)),-1,0)*_xlfn.IFS(ISNUMBER($AD13),$AD13,ISNUMBER($AE13),$AE13,ISNUMBER($AF13),$AF13,AND($AD13=0,$AE13=0,$AF13=0),1)","v":{"$error":"#N/A"}},{"$f":"IF(ISNUMBER(MATCH(CH$11,$AG13:$AJ13,0)),1,0)*IF(ISNUMBER($AF13),(1-$AF13),1) + IF(ISNUMBER(MATCH(CH$11,$AK13:$AP13,0)),-1,0)*_xlfn.IFS(ISNUMBER($AD13),$AD13,ISNUMBER($AE13),$AE13,ISNUMBER($AF13),$AF13,AND($AD13=0,$AE13=0,$AF13=0),1)","v":{"$error":"#N/A"}},{"$f":"IF(ISNUMBER(MATCH(CI$11,$AG13:$AJ13,0)),1,0)*IF(ISNUMBER($AF13),(1-$AF13),1) + IF(ISNUMBER(MATCH(CI$11,$AK13:$AP13,0)),-1,0)*_xlfn.IFS(ISNUMBER($AD13),$AD13,ISNUMBER($AE13),$AE13,ISNUMBER($AF13),$AF13,AND($AD13=0,$AE13=0,$AF13=0),1)","v":{"$error":"#N/A"}},{"$f":"IF(ISNUMBER(MATCH(CJ$11,$AG13:$AJ13,0)),1,0)*IF(ISNUMBER($AF13),(1-$AF13),1) + IF(ISNUMBER(MATCH(CJ$11,$AK13:$AP13,0)),-1,0)*_xlfn.IFS(ISNUMBER($AD13),$AD13,ISNUMBER($AE13),$AE13,ISNUMBER($AF13),$AF13,AND($AD13=0,$AE13=0,$AF13=0),1)","v":{"$error":"#N/A"}},{"$f":"IF(ISNUMBER(MATCH(CK$11,$AG13:$AJ13,0)),1,0)*IF(ISNUMBER($AF13),(1-$AF13),1) + IF(ISNUMBER(MATCH(CK$11,$AK13:$AP13,0)),-1,0)*_xlfn.IFS(ISNUMBER($AD13),$AD13,ISNUMBER($AE13),$AE13,ISNUMBER($AF13),$AF13,AND($AD13=0,$AE13=0,$AF13=0),1)","v":{"$error":"#N/A"}},{"$f":"IF(ISNUMBER(MATCH(CL$11,$AG13:$AJ13,0)),1,0)*IF(ISNUMBER($AF13),(1-$AF13),1) + IF(ISNUMBER(MATCH(CL$11,$AK13:$AP13,0)),-1,0)*_xlfn.IFS(ISNUMBER($AD13),$AD13,ISNUMBER($AE13),$AE13,ISNUMBER($AF13),$AF13,AND($AD13=0,$AE13=0,$AF13=0),1)","v":{"$error":"#N/A"}},{"$f":"IF(ISNUMBER(MATCH(CM$11,$AG13:$AJ13,0)),1,0)*IF(ISNUMBER($AF13),(1-$AF13),1) + IF(ISNUMBER(MATCH(CM$11,$AK13:$AP13,0)),-1,0)*_xlfn.IFS(ISNUMBER($AD13),$AD13,ISNUMBER($AE13),$AE13,ISNUMBER($AF13),$AF13,AND($AD13=0,$AE13=0,$AF13=0),1)","v":{"$error":"#N/A"}},{"$f":"IF(ISNUMBER(MATCH(CN$11,$AG13:$AJ13,0)),1,0)*IF(ISNUMBER($AF13),(1-$AF13),1) + IF(ISNUMBER(MATCH(CN$11,$AK13:$AP13,0)),-1,0)*_xlfn.IFS(ISNUMBER($AD13),$AD13,ISNUMBER($AE13),$AE13,ISNUMBER($AF13),$AF13,AND($AD13=0,$AE13=0,$AF13=0),1)","v":{"$error":"#N/A"}},{"$f":"IF(ISNUMBER(MATCH(CO$11,$AG13:$AJ13,0)),1,0)*IF(ISNUMBER($AF13),(1-$AF13),1) + IF(ISNUMBER(MATCH(CO$11,$AK13:$AP13,0)),-1,0)*_xlfn.IFS(ISNUMBER($AD13),$AD13,ISNUMBER($AE13),$AE13,ISNUMBER($AF13),$AF13,AND($AD13=0,$AE13=0,$AF13=0),1)","v":{"$error":"#N/A"}},{"$f":"IF(ISNUMBER(MATCH(CP$11,$AG13:$AJ13,0)),1,0)*IF(ISNUMBER($AF13),(1-$AF13),1) + IF(ISNUMBER(MATCH(CP$11,$AK13:$AP13,0)),-1,0)*_xlfn.IFS(ISNUMBER($AD13),$AD13,ISNUMBER($AE13),$AE13,ISNUMBER($AF13),$AF13,AND($AD13=0,$AE13=0,$AF13=0),1)","v":{"$error":"#N/A"}},{"$f":"IF(ISNUMBER(MATCH(CQ$11,$AG13:$AJ13,0)),1,0)*IF(ISNUMBER($AF13),(1-$AF13),1) + IF(ISNUMBER(MATCH(CQ$11,$AK13:$AP13,0)),-1,0)*_xlfn.IFS(ISNUMBER($AD13),$AD13,ISNUMBER($AE13),$AE13,ISNUMBER($AF13),$AF13,AND($AD13=0,$AE13=0,$AF13=0),1)","v":{"$error":"#N/A"}},{"$f":"IF(ISNUMBER(MATCH(CR$11,$AG13:$AJ13,0)),1,0)*IF(ISNUMBER($AF13),(1-$AF13),1) + IF(ISNUMBER(MATCH(CR$11,$AK13:$AP13,0)),-1,0)*_xlfn.IFS(ISNUMBER($AD13),$AD13,ISNUMBER($AE13),$AE13,ISNUMBER($AF13),$AF13,AND($AD13=0,$AE13=0,$AF13=0),1)","v":{"$error":"#N/A"}},{"$f":"IF(ISNUMBER(MATCH(CS$11,$AG13:$AJ13,0)),1,0)*IF(ISNUMBER($AF13),(1-$AF13),1) + IF(ISNUMBER(MATCH(CS$11,$AK13:$AP13,0)),-1,0)*_xlfn.IFS(ISNUMBER($AD13),$AD13,ISNUMBER($AE13),$AE13,ISNUMBER($AF13),$AF13,AND($AD13=0,$AE13=0,$AF13=0),1)","v":{"$error":"#N/A"}},{"$f":"IF(ISNUMBER(MATCH(CT$11,$AG13:$AJ13,0)),1,0)*IF(ISNUMBER($AF13),(1-$AF13),1) + IF(ISNUMBER(MATCH(CT$11,$AK13:$AP13,0)),-1,0)*_xlfn.IFS(ISNUMBER($AD13),$AD13,ISNUMBER($AE13),$AE13,ISNUMBER($AF13),$AF13,AND($AD13=0,$AE13=0,$AF13=0),1)","v":{"$error":"#N/A"}},{"$f":"IF(ISNUMBER(MATCH(CU$11,$AG13:$AJ13,0)),1,0)*IF(ISNUMBER($AF13),(1-$AF13),1) + IF(ISNUMBER(MATCH(CU$11,$AK13:$AP13,0)),-1,0)*_xlfn.IFS(ISNUMBER($AD13),$AD13,ISNUMBER($AE13),$AE13,ISNUMBER($AF13),$AF13,AND($AD13=0,$AE13=0,$AF13=0),1)","v":{"$error":"#N/A"}},{"$f":"IF(ISNUMBER(MATCH(CV$11,$AG13:$AJ13,0)),1,0)*IF(ISNUMBER($AF13),(1-$AF13),1) + IF(ISNUMBER(MATCH(CV$11,$AK13:$AP13,0)),-1,0)*_xlfn.IFS(ISNUMBER($AD13),$AD13,ISNUMBER($AE13),$AE13,ISNUMBER($AF13),$AF13,AND($AD13=0,$AE13=0,$AF13=0),1)","v":{"$error":"#N/A"}},{"$f":"IF(ISNUMBER(MATCH(CW$11,$AG13:$AJ13,0)),1,0)*IF(ISNUMBER($AF13),(1-$AF13),1) + IF(ISNUMBER(MATCH(CW$11,$AK13:$AP13,0)),-1,0)*_xlfn.IFS(ISNUMBER($AD13),$AD13,ISNUMBER($AE13),$AE13,ISNUMBER($AF13),$AF13,AND($AD13=0,$AE13=0,$AF13=0),1)","v":{"$error":"#N/A"}},{"$f":"IF(ISNUMBER(MATCH(CX$11,$AG13:$AJ13,0)),1,0)*IF(ISNUMBER($AF13),(1-$AF13),1) + IF(ISNUMBER(MATCH(CX$11,$AK13:$AP13,0)),-1,0)*_xlfn.IFS(ISNUMBER($AD13),$AD13,ISNUMBER($AE13),$AE13,ISNUMBER($AF13),$AF13,AND($AD13=0,$AE13=0,$AF13=0),1)","v":{"$error":"#N/A"}},{"$f":"IF(ISNUMBER(MATCH(CY$11,$AG13:$AJ13,0)),1,0)*IF(ISNUMBER($AF13),(1-$AF13),1) + IF(ISNUMBER(MATCH(CY$11,$AK13:$AP13,0)),-1,0)*_xlfn.IFS(ISNUMBER($AD13),$AD13,ISNUMBER($AE13),$AE13,ISNUMBER($AF13),$AF13,AND($AD13=0,$AE13=0,$AF13=0),1)","v":{"$error":"#N/A"}},{"$f":"IF(ISNUMBER(MATCH(CZ$11,$AG13:$AJ13,0)),1,0)*IF(ISNUMBER($AF13),(1-$AF13),1) + IF(ISNUMBER(MATCH(CZ$11,$AK13:$AP13,0)),-1,0)*_xlfn.IFS(ISNUMBER($AD13),$AD13,ISNUMBER($AE13),$AE13,ISNUMBER($AF13),$AF13,AND($AD13=0,$AE13=0,$AF13=0),1)","v":{"$error":"#N/A"}},{"$f":"IF(ISNUMBER(MATCH(DA$11,$AG13:$AJ13,0)),1,0)*IF(ISNUMBER($AF13),(1-$AF13),1) + IF(ISNUMBER(MATCH(DA$11,$AK13:$AP13,0)),-1,0)*_xlfn.IFS(ISNUMBER($AD13),$AD13,ISNUMBER($AE13),$AE13,ISNUMBER($AF13),$AF13,AND($AD13=0,$AE13=0,$AF13=0),1)","v":{"$error":"#N/A"}},{"$f":"IF(ISNUMBER(MATCH(DB$11,$AG13:$AJ13,0)),1,0)*IF(ISNUMBER($AF13),(1-$AF13),1) + IF(ISNUMBER(MATCH(DB$11,$AK13:$AP13,0)),-1,0)*_xlfn.IFS(ISNUMBER($AD13),$AD13,ISNUMBER($AE13),$AE13,ISNUMBER($AF13),$AF13,AND($AD13=0,$AE13=0,$AF13=0),1)","v":{"$error":"#N/A"}},{"$f":"IF(ISNUMBER(MATCH(DC$11,$AG13:$AJ13,0)),1,0)*IF(ISNUMBER($AF13),(1-$AF13),1) + IF(ISNUMBER(MATCH(DC$11,$AK13:$AP13,0)),-1,0)*_xlfn.IFS(ISNUMBER($AD13),$AD13,ISNUMBER($AE13),$AE13,ISNUMBER($AF13),$AF13,AND($AD13=0,$AE13=0,$AF13=0),1)","v":{"$error":"#N/A"}},{"$f":"IF(ISNUMBER(MATCH(DD$11,$AG13:$AJ13,0)),1,0)*IF(ISNUMBER($AF13),(1-$AF13),1) + IF(ISNUMBER(MATCH(DD$11,$AK13:$AP13,0)),-1,0)*_xlfn.IFS(ISNUMBER($AD13),$AD13,ISNUMBER($AE13),$AE13,ISNUMBER($AF13),$AF13,AND($AD13=0,$AE13=0,$AF13=0),1)","v":{"$error":"#N/A"}},{"$f":"IF(ISNUMBER(MATCH(DE$11,$AG13:$AJ13,0)),1,0)*IF(ISNUMBER($AF13),(1-$AF13),1) + IF(ISNUMBER(MATCH(DE$11,$AK13:$AP13,0)),-1,0)*_xlfn.IFS(ISNUMBER($AD13),$AD13,ISNUMBER($AE13),$AE13,ISNUMBER($AF13),$AF13,AND($AD13=0,$AE13=0,$AF13=0),1)","v":{"$error":"#N/A"}},null,{"$f":"AC13+0","v":0},null,null,null,{"$f":"C15","v":"Benchmark  Case"},{"$f":"INDEX(c_configs[],MATCH($DL$12,c_configs[Cooling],0),MATCH(DK13,c_configs[#Headers],0))","v":{"$error":"#N/A"}},{"$f":"INDEX(c_configs[],MATCH($DM$12,c_configs[Cooling],0),MATCH(DK13,c_configs[#Headers],0))","v":{"$error":"#N/A"}},{"$f":"DL13-DM13","v":{"$error":"#N/A"}},1,0,0,null,1,{"$f":"TRANSPOSE(DO13:DQ14)","v":1},1,{"$f":"SUMIFS(_xlfn.ANCHORARRAY(DV$20),$DT$20:$DT$115,\"=\"&$DT13,$DU$20:$DU$115,\"=\"&$DU13)/DV$116","v":0},{"$f":"SUMIFS(_xlfn.ANCHORARRAY(DW$20),$DT$20:$DT$115,\"=\"&$DT13,$DU$20:$DU$115,\"=\"&$DU13)/DW$116","v":0},{"$f":"SUMIFS(_xlfn.ANCHORARRAY(DX$20),$DT$20:$DT$115,\"=\"&$DT13,$DU$20:$DU$115,\"=\"&$DU13)/DX$116","v":0},0,0,0,0,0,0,0,0,0,0,0,0,0,0,0,0,0,{"$f":"SUMIFS(_xlfn.ANCHORARRAY(EP$20),$DT$20:$DT$115,\"=\"&$DT13,$DU$20:$DU$115,\"=\"&$DU13)/EP$116","v":0}]
[18,"Redundancy: power",{"$f":"INDIRECT(\"Input!\"&$C$2&A14)","v":0},null,"ITE power L1 (UPS outputs)",null,{"$f":"M25-M26","v":{"$error":"#N/A"}},{"$f":"H13+1","v":4},"Proportional area",{"$error":"#N/A"},{"$error":"#N/A"},{"$error":"#N/A"},{"$error":"#N/A"},{"$error":"#N/A"},{"$error":"#N/A"},{"$error":"#N/A"},{"$error":"#N/A"},null,"q_crit_tx-amb",0,{"$error":"#N/A"},null,null,null,null,null,"SWB","Conservation",null,null,null,null,"e_crit_tx-swb",null,null,null,"e_crit_swb-drms","e_crit_swb-ups","e_crit_swb-ch","q_crit_swb-ch",null,null,null,{"$f":"IF(ISNUMBER(MATCH(AR$11,$AG14:$AJ14,0)),1,0)*IF(ISNUMBER($AF14),(1-$AF14),1) + IF(ISNUMBER(MATCH(AR$11,$AK14:$AP14,0)),-1,0)*_xlfn.IFS(ISNUMBER($AD14),$AD14,ISNUMBER($AE14),$AE14,ISNUMBER($AF14),$AF14,AND($AD14=0,$AE14=0,$AF14=0),1)","v":0},{"$f":"IF(ISNUMBER(MATCH(AS$11,$AG14:$AJ14,0)),1,0)*IF(ISNUMBER($AF14),(1-$AF14),1) + IF(ISNUMBER(MATCH(AS$11,$AK14:$AP14,0)),-1,0)*_xlfn.IFS(ISNUMBER($AD14),$AD14,ISNUMBER($AE14),$AE14,ISNUMBER($AF14),$AF14,AND($AD14=0,$AE14=0,$AF14=0),1)","v":1},{"$f":"IF(ISNUMBER(MATCH(AT$11,$AG14:$AJ14,0)),1,0)*IF(ISNUMBER($AF14),(1-$AF14),1) + IF(ISNUMBER(MATCH(AT$11,$AK14:$AP14,0)),-1,0)*_xlfn.IFS(ISNUMBER($AD14),$AD14,ISNUMBER($AE14),$AE14,ISNUMBER($AF14),$AF14,AND($AD14=0,$AE14=0,$AF14=0),1)","v":0},{"$f":"IF(ISNUMBER(MATCH(AU$11,$AG14:$AJ14,0)),1,0)*IF(ISNUMBER($AF14),(1-$AF14),1) + IF(ISNUMBER(MATCH(AU$11,$AK14:$AP14,0)),-1,0)*_xlfn.IFS(ISNUMBER($AD14),$AD14,ISNUMBER($AE14),$AE14,ISNUMBER($AF14),$AF14,AND($AD14=0,$AE14=0,$AF14=0),1)","v":-1},{"$f":"IF(ISNUMBER(MATCH(AV$11,$AG14:$AJ14,0)),1,0)*IF(ISNUMBER($AF14),(1-$AF14),1) + IF(ISNUMBER(MATCH(AV$11,$AK14:$AP14,0)),-1,0)*_xlfn.IFS(ISNUMBER($AD14),$AD14,ISNUMBER($AE14),$AE14,ISNUMBER($AF14),$AF14,AND($AD14=0,$AE14=0,$AF14=0),1)","v":-1},{"$f":"IF(ISNUMBER(MATCH(AW$11,$AG14:$AJ14,0)),1,0)*IF(ISNUMBER($AF14),(1-$AF14),1) + IF(ISNUMBER(MATCH(AW$11,$AK14:$AP14,0)),-1,0)*_xlfn.IFS(ISNUMBER($AD14),$AD14,ISNUMBER($AE14),$AE14,ISNUMBER($AF14),$AF14,AND($AD14=0,$AE14=0,$AF14=0),1)","v":-1},{"$f":"IF(ISNUMBER(MATCH(AX$11,$AG14:$AJ14,0)),1,0)*IF(ISNUMBER($AF14),(1-$AF14),1) + IF(ISNUMBER(MATCH(AX$11,$AK14:$AP14,0)),-1,0)*_xlfn.IFS(ISNUMBER($AD14),$AD14,ISNUMBER($AE14),$AE14,ISNUMBER($AF14),$AF14,AND($AD14=0,$AE14=0,$AF14=0),1)","v":-1},{"$f":"IF(ISNUMBER(MATCH(AY$11,$AG14:$AJ14,0)),1,0)*IF(ISNUMBER($AF14),(1-$AF14),1) + IF(ISNUMBER(MATCH(AY$11,$AK14:$AP14,0)),-1,0)*_xlfn.IFS(ISNUMBER($AD14),$AD14,ISNUMBER($AE14),$AE14,ISNUMBER($AF14),$AF14,AND($AD14=0,$AE14=0,$AF14=0),1)","v":0},{"$f":"IF(ISNUMBER(MATCH(AZ$11,$AG14:$AJ14,0)),1,0)*IF(ISNUMBER($AF14),(1-$AF14),1) + IF(ISNUMBER(MATCH(AZ$11,$AK14:$AP14,0)),-1,0)*_xlfn.IFS(ISNUMBER($AD14),$AD14,ISNUMBER($AE14),$AE14,ISNUMBER($AF14),$AF14,AND($AD14=0,$AE14=0,$AF14=0),1)","v":0},{"$f":"IF(ISNUMBER(MATCH(BA$11,$AG14:$AJ14,0)),1,0)*IF(ISNUMBER($AF14),(1-$AF14),1) + IF(ISNUMBER(MATCH(BA$11,$AK14:$AP14,0)),-1,0)*_xlfn.IFS(ISNUMBER($AD14),$AD14,ISNUMBER($AE14),$AE14,ISNUMBER($AF14),$AF14,AND($AD14=0,$AE14=0,$AF14=0),1)","v":0},{"$f":"IF(ISNUMBER(MATCH(BB$11,$AG14:$AJ14,0)),1,0)*IF(ISNUMBER($AF14),(1-$AF14),1) + IF(ISNUMBER(MATCH(BB$11,$AK14:$AP14,0)),-1,0)*_xlfn.IFS(ISNUMBER($AD14),$AD14,ISNUMBER($AE14),$AE14,ISNUMBER($AF14),$AF14,AND($AD14=0,$AE14=0,$AF14=0),1)","v":0},{"$f":"IF(ISNUMBER(MATCH(BC$11,$AG14:$AJ14,0)),1,0)*IF(ISNUMBER($AF14),(1-$AF14),1) + IF(ISNUMBER(MATCH(BC$11,$AK14:$AP14,0)),-1,0)*_xlfn.IFS(ISNUMBER($AD14),$AD14,ISNUMBER($AE14),$AE14,ISNUMBER($AF14),$AF14,AND($AD14=0,$AE14=0,$AF14=0),1)","v":0},{"$f":"IF(ISNUMBER(MATCH(BD$11,$AG14:$AJ14,0)),1,0)*IF(ISNUMBER($AF14),(1-$AF14),1) + IF(ISNUMBER(MATCH(BD$11,$AK14:$AP14,0)),-1,0)*_xlfn.IFS(ISNUMBER($AD14),$AD14,ISNUMBER($AE14),$AE14,ISNUMBER($AF14),$AF14,AND($AD14=0,$AE14=0,$AF14=0),1)","v":0},{"$f":"IF(ISNUMBER(MATCH(BE$11,$AG14:$AJ14,0)),1,0)*IF(ISNUMBER($AF14),(1-$AF14),1) + IF(ISNUMBER(MATCH(BE$11,$AK14:$AP14,0)),-1,0)*_xlfn.IFS(ISNUMBER($AD14),$AD14,ISNUMBER($AE14),$AE14,ISNUMBER($AF14),$AF14,AND($AD14=0,$AE14=0,$AF14=0),1)","v":0},{"$f":"IF(ISNUMBER(MATCH(BF$11,$AG14:$AJ14,0)),1,0)*IF(ISNUMBER($AF14),(1-$AF14),1) + IF(ISNUMBER(MATCH(BF$11,$AK14:$AP14,0)),-1,0)*_xlfn.IFS(ISNUMBER($AD14),$AD14,ISNUMBER($AE14),$AE14,ISNUMBER($AF14),$AF14,AND($AD14=0,$AE14=0,$AF14=0),1)","v":0},{"$f":"IF(ISNUMBER(MATCH(BG$11,$AG14:$AJ14,0)),1,0)*IF(ISNUMBER($AF14),(1-$AF14),1) + IF(ISNUMBER(MATCH(BG$11,$AK14:$AP14,0)),-1,0)*_xlfn.IFS(ISNUMBER($AD14),$AD14,ISNUMBER($AE14),$AE14,ISNUMBER($AF14),$AF14,AND($AD14=0,$AE14=0,$AF14=0),1)","v":0},{"$f":"IF(ISNUMBER(MATCH(BH$11,$AG14:$AJ14,0)),1,0)*IF(ISNUMBER($AF14),(1-$AF14),1) + IF(ISNUMBER(MATCH(BH$11,$AK14:$AP14,0)),-1,0)*_xlfn.IFS(ISNUMBER($AD14),$AD14,ISNUMBER($AE14),$AE14,ISNUMBER($AF14),$AF14,AND($AD14=0,$AE14=0,$AF14=0),1)","v":0},{"$f":"IF(ISNUMBER(MATCH(BI$11,$AG14:$AJ14,0)),1,0)*IF(ISNUMBER($AF14),(1-$AF14),1) + IF(ISNUMBER(MATCH(BI$11,$AK14:$AP14,0)),-1,0)*_xlfn.IFS(ISNUMBER($AD14),$AD14,ISNUMBER($AE14),$AE14,ISNUMBER($AF14),$AF14,AND($AD14=0,$AE14=0,$AF14=0),1)","v":0},{"$f":"IF(ISNUMBER(MATCH(BJ$11,$AG14:$AJ14,0)),1,0)*IF(ISNUMBER($AF14),(1-$AF14),1) + IF(ISNUMBER(MATCH(BJ$11,$AK14:$AP14,0)),-1,0)*_xlfn.IFS(ISNUMBER($AD14),$AD14,ISNUMBER($AE14),$AE14,ISNUMBER($AF14),$AF14,AND($AD14=0,$AE14=0,$AF14=0),1)","v":0},{"$f":"IF(ISNUMBER(MATCH(BK$11,$AG14:$AJ14,0)),1,0)*IF(ISNUMBER($AF14),(1-$AF14),1) + IF(ISNUMBER(MATCH(BK$11,$AK14:$AP14,0)),-1,0)*_xlfn.IFS(ISNUMBER($AD14),$AD14,ISNUMBER($AE14),$AE14,ISNUMBER($AF14),$AF14,AND($AD14=0,$AE14=0,$AF14=0),1)","v":0},{"$f":"IF(ISNUMBER(MATCH(BL$11,$AG14:$AJ14,0)),1,0)*IF(ISNUMBER($AF14),(1-$AF14),1) + IF(ISNUMBER(MATCH(BL$11,$AK14:$AP14,0)),-1,0)*_xlfn.IFS(ISNUMBER($AD14),$AD14,ISNUMBER($AE14),$AE14,ISNUMBER($AF14),$AF14,AND($AD14=0,$AE14=0,$AF14=0),1)","v":0},{"$f":"IF(ISNUMBER(MATCH(BM$11,$AG14:$AJ14,0)),1,0)*IF(ISNUMBER($AF14),(1-$AF14),1) + IF(ISNUMBER(MATCH(BM$11,$AK14:$AP14,0)),-1,0)*_xlfn.IFS(ISNUMBER($AD14),$AD14,ISNUMBER($AE14),$AE14,ISNUMBER($AF14),$AF14,AND($AD14=0,$AE14=0,$AF14=0),1)","v":0},{"$f":"IF(ISNUMBER(MATCH(BN$11,$AG14:$AJ14,0)),1,0)*IF(ISNUMBER($AF14),(1-$AF14),1) + IF(ISNUMBER(MATCH(BN$11,$AK14:$AP14,0)),-1,0)*_xlfn.IFS(ISNUMBER($AD14),$AD14,ISNUMBER($AE14),$AE14,ISNUMBER($AF14),$AF14,AND($AD14=0,$AE14=0,$AF14=0),1)","v":0},{"$f":"IF(ISNUMBER(MATCH(BO$11,$AG14:$AJ14,0)),1,0)*IF(ISNUMBER($AF14),(1-$AF14),1) + IF(ISNUMBER(MATCH(BO$11,$AK14:$AP14,0)),-1,0)*_xlfn.IFS(ISNUMBER($AD14),$AD14,ISNUMBER($AE14),$AE14,ISNUMBER($AF14),$AF14,AND($AD14=0,$AE14=0,$AF14=0),1)","v":0},{"$f":"IF(ISNUMBER(MATCH(BP$11,$AG14:$AJ14,0)),1,0)*IF(ISNUMBER($AF14),(1-$AF14),1) + IF(ISNUMBER(MATCH(BP$11,$AK14:$AP14,0)),-1,0)*_xlfn.IFS(ISNUMBER($AD14),$AD14,ISNUMBER($AE14),$AE14,ISNUMBER($AF14),$AF14,AND($AD14=0,$AE14=0,$AF14=0),1)","v":0},{"$f":"IF(ISNUMBER(MATCH(BQ$11,$AG14:$AJ14,0)),1,0)*IF(ISNUMBER($AF14),(1-$AF14),1) + IF(ISNUMBER(MATCH(BQ$11,$AK14:$AP14,0)),-1,0)*_xlfn.IFS(ISNUMBER($AD14),$AD14,ISNUMBER($AE14),$AE14,ISNUMBER($AF14),$AF14,AND($AD14=0,$AE14=0,$AF14=0),1)","v":0},{"$f":"IF(ISNUMBER(MATCH(BR$11,$AG14:$AJ14,0)),1,0)*IF(ISNUMBER($AF14),(1-$AF14),1) + IF(ISNUMBER(MATCH(BR$11,$AK14:$AP14,0)),-1,0)*_xlfn.IFS(ISNUMBER($AD14),$AD14,ISNUMBER($AE14),$AE14,ISNUMBER($AF14),$AF14,AND($AD14=0,$AE14=0,$AF14=0),1)","v":0},{"$f":"IF(ISNUMBER(MATCH(BS$11,$AG14:$AJ14,0)),1,0)*IF(ISNUMBER($AF14),(1-$AF14),1) + IF(ISNUMBER(MATCH(BS$11,$AK14:$AP14,0)),-1,0)*_xlfn.IFS(ISNUMBER($AD14),$AD14,ISNUMBER($AE14),$AE14,ISNUMBER($AF14),$AF14,AND($AD14=0,$AE14=0,$AF14=0),1)","v":0},{"$f":"IF(ISNUMBER(MATCH(BT$11,$AG14:$AJ14,0)),1,0)*IF(ISNUMBER($AF14),(1-$AF14),1) + IF(ISNUMBER(MATCH(BT$11,$AK14:$AP14,0)),-1,0)*_xlfn.IFS(ISNUMBER($AD14),$AD14,ISNUMBER($AE14),$AE14,ISNUMBER($AF14),$AF14,AND($AD14=0,$AE14=0,$AF14=0),1)","v":0},{"$f":"IF(ISNUMBER(MATCH(BU$11,$AG14:$AJ14,0)),1,0)*IF(ISNUMBER($AF14),(1-$AF14),1) + IF(ISNUMBER(MATCH(BU$11,$AK14:$AP14,0)),-1,0)*_xlfn.IFS(ISNUMBER($AD14),$AD14,ISNUMBER($AE14),$AE14,ISNUMBER($AF14),$AF14,AND($AD14=0,$AE14=0,$AF14=0),1)","v":0},{"$f":"IF(ISNUMBER(MATCH(BV$11,$AG14:$AJ14,0)),1,0)*IF(ISNUMBER($AF14),(1-$AF14),1) + IF(ISNUMBER(MATCH(BV$11,$AK14:$AP14,0)),-1,0)*_xlfn.IFS(ISNUMBER($AD14),$AD14,ISNUMBER($AE14),$AE14,ISNUMBER($AF14),$AF14,AND($AD14=0,$AE14=0,$AF14=0),1)","v":0},{"$f":"IF(ISNUMBER(MATCH(BW$11,$AG14:$AJ14,0)),1,0)*IF(ISNUMBER($AF14),(1-$AF14),1) + IF(ISNUMBER(MATCH(BW$11,$AK14:$AP14,0)),-1,0)*_xlfn.IFS(ISNUMBER($AD14),$AD14,ISNUMBER($AE14),$AE14,ISNUMBER($AF14),$AF14,AND($AD14=0,$AE14=0,$AF14=0),1)","v":0},{"$f":"IF(ISNUMBER(MATCH(BX$11,$AG14:$AJ14,0)),1,0)*IF(ISNUMBER($AF14),(1-$AF14),1) + IF(ISNUMBER(MATCH(BX$11,$AK14:$AP14,0)),-1,0)*_xlfn.IFS(ISNUMBER($AD14),$AD14,ISNUMBER($AE14),$AE14,ISNUMBER($AF14),$AF14,AND($AD14=0,$AE14=0,$AF14=0),1)","v":0},{"$f":"IF(ISNUMBER(MATCH(BY$11,$AG14:$AJ14,0)),1,0)*IF(ISNUMBER($AF14),(1-$AF14),1) + IF(ISNUMBER(MATCH(BY$11,$AK14:$AP14,0)),-1,0)*_xlfn.IFS(ISNUMBER($AD14),$AD14,ISNUMBER($AE14),$AE14,ISNUMBER($AF14),$AF14,AND($AD14=0,$AE14=0,$AF14=0),1)","v":0},{"$f":"IF(ISNUMBER(MATCH(BZ$11,$AG14:$AJ14,0)),1,0)*IF(ISNUMBER($AF14),(1-$AF14),1) + IF(ISNUMBER(MATCH(BZ$11,$AK14:$AP14,0)),-1,0)*_xlfn.IFS(ISNUMBER($AD14),$AD14,ISNUMBER($AE14),$AE14,ISNUMBER($AF14),$AF14,AND($AD14=0,$AE14=0,$AF14=0),1)","v":0},{"$f":"IF(ISNUMBER(MATCH(CA$11,$AG14:$AJ14,0)),1,0)*IF(ISNUMBER($AF14),(1-$AF14),1) + IF(ISNUMBER(MATCH(CA$11,$AK14:$AP14,0)),-1,0)*_xlfn.IFS(ISNUMBER($AD14),$AD14,ISNUMBER($AE14),$AE14,ISNUMBER($AF14),$AF14,AND($AD14=0,$AE14=0,$AF14=0),1)","v":0},{"$f":"IF(ISNUMBER(MATCH(CB$11,$AG14:$AJ14,0)),1,0)*IF(ISNUMBER($AF14),(1-$AF14),1) + IF(ISNUMBER(MATCH(CB$11,$AK14:$AP14,0)),-1,0)*_xlfn.IFS(ISNUMBER($AD14),$AD14,ISNUMBER($AE14),$AE14,ISNUMBER($AF14),$AF14,AND($AD14=0,$AE14=0,$AF14=0),1)","v":0},{"$f":"IF(ISNUMBER(MATCH(CC$11,$AG14:$AJ14,0)),1,0)*IF(ISNUMBER($AF14),(1-$AF14),1) + IF(ISNUMBER(MATCH(CC$11,$AK14:$AP14,0)),-1,0)*_xlfn.IFS(ISNUMBER($AD14),$AD14,ISNUMBER($AE14),$AE14,ISNUMBER($AF14),$AF14,AND($AD14=0,$AE14=0,$AF14=0),1)","v":0},{"$f":"IF(ISNUMBER(MATCH(CD$11,$AG14:$AJ14,0)),1,0)*IF(ISNUMBER($AF14),(1-$AF14),1) + IF(ISNUMBER(MATCH(CD$11,$AK14:$AP14,0)),-1,0)*_xlfn.IFS(ISNUMBER($AD14),$AD14,ISNUMBER($AE14),$AE14,ISNUMBER($AF14),$AF14,AND($AD14=0,$AE14=0,$AF14=0),1)","v":0},{"$f":"IF(ISNUMBER(MATCH(CE$11,$AG14:$AJ14,0)),1,0)*IF(ISNUMBER($AF14),(1-$AF14),1) + IF(ISNUMBER(MATCH(CE$11,$AK14:$AP14,0)),-1,0)*_xlfn.IFS(ISNUMBER($AD14),$AD14,ISNUMBER($AE14),$AE14,ISNUMBER($AF14),$AF14,AND($AD14=0,$AE14=0,$AF14=0),1)","v":0},{"$f":"IF(ISNUMBER(MATCH(CF$11,$AG14:$AJ14,0)),1,0)*IF(ISNUMBER($AF14),(1-$AF14),1) + IF(ISNUMBER(MATCH(CF$11,$AK14:$AP14,0)),-1,0)*_xlfn.IFS(ISNUMBER($AD14),$AD14,ISNUMBER($AE14),$AE14,ISNUMBER($AF14),$AF14,AND($AD14=0,$AE14=0,$AF14=0),1)","v":0},{"$f":"IF(ISNUMBER(MATCH(CG$11,$AG14:$AJ14,0)),1,0)*IF(ISNUMBER($AF14),(1-$AF14),1) + IF(ISNUMBER(MATCH(CG$11,$AK14:$AP14,0)),-1,0)*_xlfn.IFS(ISNUMBER($AD14),$AD14,ISNUMBER($AE14),$AE14,ISNUMBER($AF14),$AF14,AND($AD14=0,$AE14=0,$AF14=0),1)","v":0},{"$f":"IF(ISNUMBER(MATCH(CH$11,$AG14:$AJ14,0)),1,0)*IF(ISNUMBER($AF14),(1-$AF14),1) + IF(ISNUMBER(MATCH(CH$11,$AK14:$AP14,0)),-1,0)*_xlfn.IFS(ISNUMBER($AD14),$AD14,ISNUMBER($AE14),$AE14,ISNUMBER($AF14),$AF14,AND($AD14=0,$AE14=0,$AF14=0),1)","v":0},{"$f":"IF(ISNUMBER(MATCH(CI$11,$AG14:$AJ14,0)),1,0)*IF(ISNUMBER($AF14),(1-$AF14),1) + IF(ISNUMBER(MATCH(CI$11,$AK14:$AP14,0)),-1,0)*_xlfn.IFS(ISNUMBER($AD14),$AD14,ISNUMBER($AE14),$AE14,ISNUMBER($AF14),$AF14,AND($AD14=0,$AE14=0,$AF14=0),1)","v":0},{"$f":"IF(ISNUMBER(MATCH(CJ$11,$AG14:$AJ14,0)),1,0)*IF(ISNUMBER($AF14),(1-$AF14),1) + IF(ISNUMBER(MATCH(CJ$11,$AK14:$AP14,0)),-1,0)*_xlfn.IFS(ISNUMBER($AD14),$AD14,ISNUMBER($AE14),$AE14,ISNUMBER($AF14),$AF14,AND($AD14=0,$AE14=0,$AF14=0),1)","v":0},{"$f":"IF(ISNUMBER(MATCH(CK$11,$AG14:$AJ14,0)),1,0)*IF(ISNUMBER($AF14),(1-$AF14),1) + IF(ISNUMBER(MATCH(CK$11,$AK14:$AP14,0)),-1,0)*_xlfn.IFS(ISNUMBER($AD14),$AD14,ISNUMBER($AE14),$AE14,ISNUMBER($AF14),$AF14,AND($AD14=0,$AE14=0,$AF14=0),1)","v":0},{"$f":"IF(ISNUMBER(MATCH(CL$11,$AG14:$AJ14,0)),1,0)*IF(ISNUMBER($AF14),(1-$AF14),1) + IF(ISNUMBER(MATCH(CL$11,$AK14:$AP14,0)),-1,0)*_xlfn.IFS(ISNUMBER($AD14),$AD14,ISNUMBER($AE14),$AE14,ISNUMBER($AF14),$AF14,AND($AD14=0,$AE14=0,$AF14=0),1)","v":0},{"$f":"IF(ISNUMBER(MATCH(CM$11,$AG14:$AJ14,0)),1,0)*IF(ISNUMBER($AF14),(1-$AF14),1) + IF(ISNUMBER(MATCH(CM$11,$AK14:$AP14,0)),-1,0)*_xlfn.IFS(ISNUMBER($AD14),$AD14,ISNUMBER($AE14),$AE14,ISNUMBER($AF14),$AF14,AND($AD14=0,$AE14=0,$AF14=0),1)","v":0},{"$f":"IF(ISNUMBER(MATCH(CN$11,$AG14:$AJ14,0)),1,0)*IF(ISNUMBER($AF14),(1-$AF14),1) + IF(ISNUMBER(MATCH(CN$11,$AK14:$AP14,0)),-1,0)*_xlfn.IFS(ISNUMBER($AD14),$AD14,ISNUMBER($AE14),$AE14,ISNUMBER($AF14),$AF14,AND($AD14=0,$AE14=0,$AF14=0),1)","v":0},{"$f":"IF(ISNUMBER(MATCH(CO$11,$AG14:$AJ14,0)),1,0)*IF(ISNUMBER($AF14),(1-$AF14),1) + IF(ISNUMBER(MATCH(CO$11,$AK14:$AP14,0)),-1,0)*_xlfn.IFS(ISNUMBER($AD14),$AD14,ISNUMBER($AE14),$AE14,ISNUMBER($AF14),$AF14,AND($AD14=0,$AE14=0,$AF14=0),1)","v":0},{"$f":"IF(ISNUMBER(MATCH(CP$11,$AG14:$AJ14,0)),1,0)*IF(ISNUMBER($AF14),(1-$AF14),1) + IF(ISNUMBER(MATCH(CP$11,$AK14:$AP14,0)),-1,0)*_xlfn.IFS(ISNUMBER($AD14),$AD14,ISNUMBER($AE14),$AE14,ISNUMBER($AF14),$AF14,AND($AD14=0,$AE14=0,$AF14=0),1)","v":0},{"$f":"IF(ISNUMBER(MATCH(CQ$11,$AG14:$AJ14,0)),1,0)*IF(ISNUMBER($AF14),(1-$AF14),1) + IF(ISNUMBER(MATCH(CQ$11,$AK14:$AP14,0)),-1,0)*_xlfn.IFS(ISNUMBER($AD14),$AD14,ISNUMBER($AE14),$AE14,ISNUMBER($AF14),$AF14,AND($AD14=0,$AE14=0,$AF14=0),1)","v":0},{"$f":"IF(ISNUMBER(MATCH(CR$11,$AG14:$AJ14,0)),1,0)*IF(ISNUMBER($AF14),(1-$AF14),1) + IF(ISNUMBER(MATCH(CR$11,$AK14:$AP14,0)),-1,0)*_xlfn.IFS(ISNUMBER($AD14),$AD14,ISNUMBER($AE14),$AE14,ISNUMBER($AF14),$AF14,AND($AD14=0,$AE14=0,$AF14=0),1)","v":0},{"$f":"IF(ISNUMBER(MATCH(CS$11,$AG14:$AJ14,0)),1,0)*IF(ISNUMBER($AF14),(1-$AF14),1) + IF(ISNUMBER(MATCH(CS$11,$AK14:$AP14,0)),-1,0)*_xlfn.IFS(ISNUMBER($AD14),$AD14,ISNUMBER($AE14),$AE14,ISNUMBER($AF14),$AF14,AND($AD14=0,$AE14=0,$AF14=0),1)","v":0},{"$f":"IF(ISNUMBER(MATCH(CT$11,$AG14:$AJ14,0)),1,0)*IF(ISNUMBER($AF14),(1-$AF14),1) + IF(ISNUMBER(MATCH(CT$11,$AK14:$AP14,0)),-1,0)*_xlfn.IFS(ISNUMBER($AD14),$AD14,ISNUMBER($AE14),$AE14,ISNUMBER($AF14),$AF14,AND($AD14=0,$AE14=0,$AF14=0),1)","v":0},{"$f":"IF(ISNUMBER(MATCH(CU$11,$AG14:$AJ14,0)),1,0)*IF(ISNUMBER($AF14),(1-$AF14),1) + IF(ISNUMBER(MATCH(CU$11,$AK14:$AP14,0)),-1,0)*_xlfn.IFS(ISNUMBER($AD14),$AD14,ISNUMBER($AE14),$AE14,ISNUMBER($AF14),$AF14,AND($AD14=0,$AE14=0,$AF14=0),1)","v":0},{"$f":"IF(ISNUMBER(MATCH(CV$11,$AG14:$AJ14,0)),1,0)*IF(ISNUMBER($AF14),(1-$AF14),1) + IF(ISNUMBER(MATCH(CV$11,$AK14:$AP14,0)),-1,0)*_xlfn.IFS(ISNUMBER($AD14),$AD14,ISNUMBER($AE14),$AE14,ISNUMBER($AF14),$AF14,AND($AD14=0,$AE14=0,$AF14=0),1)","v":0},{"$f":"IF(ISNUMBER(MATCH(CW$11,$AG14:$AJ14,0)),1,0)*IF(ISNUMBER($AF14),(1-$AF14),1) + IF(ISNUMBER(MATCH(CW$11,$AK14:$AP14,0)),-1,0)*_xlfn.IFS(ISNUMBER($AD14),$AD14,ISNUMBER($AE14),$AE14,ISNUMBER($AF14),$AF14,AND($AD14=0,$AE14=0,$AF14=0),1)","v":0},{"$f":"IF(ISNUMBER(MATCH(CX$11,$AG14:$AJ14,0)),1,0)*IF(ISNUMBER($AF14),(1-$AF14),1) + IF(ISNUMBER(MATCH(CX$11,$AK14:$AP14,0)),-1,0)*_xlfn.IFS(ISNUMBER($AD14),$AD14,ISNUMBER($AE14),$AE14,ISNUMBER($AF14),$AF14,AND($AD14=0,$AE14=0,$AF14=0),1)","v":0},{"$f":"IF(ISNUMBER(MATCH(CY$11,$AG14:$AJ14,0)),1,0)*IF(ISNUMBER($AF14),(1-$AF14),1) + IF(ISNUMBER(MATCH(CY$11,$AK14:$AP14,0)),-1,0)*_xlfn.IFS(ISNUMBER($AD14),$AD14,ISNUMBER($AE14),$AE14,ISNUMBER($AF14),$AF14,AND($AD14=0,$AE14=0,$AF14=0),1)","v":0},{"$f":"IF(ISNUMBER(MATCH(CZ$11,$AG14:$AJ14,0)),1,0)*IF(ISNUMBER($AF14),(1-$AF14),1) + IF(ISNUMBER(MATCH(CZ$11,$AK14:$AP14,0)),-1,0)*_xlfn.IFS(ISNUMBER($AD14),$AD14,ISNUMBER($AE14),$AE14,ISNUMBER($AF14),$AF14,AND($AD14=0,$AE14=0,$AF14=0),1)","v":0},{"$f":"IF(ISNUMBER(MATCH(DA$11,$AG14:$AJ14,0)),1,0)*IF(ISNUMBER($AF14),(1-$AF14),1) + IF(ISNUMBER(MATCH(DA$11,$AK14:$AP14,0)),-1,0)*_xlfn.IFS(ISNUMBER($AD14),$AD14,ISNUMBER($AE14),$AE14,ISNUMBER($AF14),$AF14,AND($AD14=0,$AE14=0,$AF14=0),1)","v":0},{"$f":"IF(ISNUMBER(MATCH(DB$11,$AG14:$AJ14,0)),1,0)*IF(ISNUMBER($AF14),(1-$AF14),1) + IF(ISNUMBER(MATCH(DB$11,$AK14:$AP14,0)),-1,0)*_xlfn.IFS(ISNUMBER($AD14),$AD14,ISNUMBER($AE14),$AE14,ISNUMBER($AF14),$AF14,AND($AD14=0,$AE14=0,$AF14=0),1)","v":0},{"$f":"IF(ISNUMBER(MATCH(DC$11,$AG14:$AJ14,0)),1,0)*IF(ISNUMBER($AF14),(1-$AF14),1) + IF(ISNUMBER(MATCH(DC$11,$AK14:$AP14,0)),-1,0)*_xlfn.IFS(ISNUMBER($AD14),$AD14,ISNUMBER($AE14),$AE14,ISNUMBER($AF14),$AF14,AND($AD14=0,$AE14=0,$AF14=0),1)","v":0},{"$f":"IF(ISNUMBER(MATCH(DD$11,$AG14:$AJ14,0)),1,0)*IF(ISNUMBER($AF14),(1-$AF14),1) + IF(ISNUMBER(MATCH(DD$11,$AK14:$AP14,0)),-1,0)*_xlfn.IFS(ISNUMBER($AD14),$AD14,ISNUMBER($AE14),$AE14,ISNUMBER($AF14),$AF14,AND($AD14=0,$AE14=0,$AF14=0),1)","v":0},{"$f":"IF(ISNUMBER(MATCH(DE$11,$AG14:$AJ14,0)),1,0)*IF(ISNUMBER($AF14),(1-$AF14),1) + IF(ISNUMBER(MATCH(DE$11,$AK14:$AP14,0)),-1,0)*_xlfn.IFS(ISNUMBER($AD14),$AD14,ISNUMBER($AE14),$AE14,ISNUMBER($AF14),$AF14,AND($AD14=0,$AE14=0,$AF14=0),1)","v":0},null,0,null,null,null,{"$f":"C16","v":0},{"$f":"INDEX(c_configs[],MATCH($DL$12,c_configs[Cooling],0),MATCH(DK14,c_configs[#Headers],0))","v":{"$error":"#N/A"}},{"$f":"INDEX(c_configs[],MATCH($DM$12,c_configs[Cooling],0),MATCH(DK14,c_configs[#Headers],0))","v":{"$error":"#N/A"}},{"$f":"DL14-DM14","v":{"$error":"#N/A"}},1,1,0,null,2,0,1,{"$f":"SUMIFS(_xlfn.ANCHORARRAY(DV$20),$DT$20:$DT$115,\"=\"&$DT14,$DU$20:$DU$115,\"=\"&$DU14)/DV$116","v":0},0,0,0,0,0,0,0,0,0,0,0,0,0,0,0,0,0,0,0,0]
[19,"Cooling configuration: Air",{"$f":"INDIRECT(\"Input!\"&$C$2&A15)","v":"Benchmark  Case"},null,"ITE power L2 (PDU outputs)",null,{"$f":"SUM(J67:M67)","v":{"$error":"#N/A"}},5,"Fixed cost",{"$error":"#N/A"},{"$error":"#N/A"},{"$error":"#N/A"},{"$error":"#N/A"},{"$error":"#N/A"},{"$error":"#N/A"},{"$error":"#N/A"},{"$error":"#N/A"},null,"e_crit_swb-drms",0,{"$error":"#N/A"},null,null,null,null,null,null,"Losses",null,{"$f":"L17","v":{"$error":"#N/A"}},null,null,"q_crit_swb-ch",null,null,null,"e_crit_tx-swb",null,null,null,null,null,null,{"$f":"IF(ISNUMBER(MATCH(AR$11,$AG15:$AJ15,0)),1,0)*IF(ISNUMBER($AF15),(1-$AF15),1) + IF(ISNUMBER(MATCH(AR$11,$AK15:$AP15,0)),-1,0)*_xlfn.IFS(ISNUMBER($AD15),$AD15,ISNUMBER($AE15),$AE15,ISNUMBER($AF15),$AF15,AND($AD15=0,$AE15=0,$AF15=0),1)","v":{"$error":"#N/A"}},{"$f":"IF(ISNUMBER(MATCH(AS$11,$AG15:$AJ15,0)),1,0)*IF(ISNUMBER($AF15),(1-$AF15),1) + IF(ISNUMBER(MATCH(AS$11,$AK15:$AP15,0)),-1,0)*_xlfn.IFS(ISNUMBER($AD15),$AD15,ISNUMBER($AE15),$AE15,ISNUMBER($AF15),$AF15,AND($AD15=0,$AE15=0,$AF15=0),1)","v":{"$error":"#N/A"}},{"$f":"IF(ISNUMBER(MATCH(AT$11,$AG15:$AJ15,0)),1,0)*IF(ISNUMBER($AF15),(1-$AF15),1) + IF(ISNUMBER(MATCH(AT$11,$AK15:$AP15,0)),-1,0)*_xlfn.IFS(ISNUMBER($AD15),$AD15,ISNUMBER($AE15),$AE15,ISNUMBER($AF15),$AF15,AND($AD15=0,$AE15=0,$AF15=0),1)","v":{"$error":"#N/A"}},{"$f":"IF(ISNUMBER(MATCH(AU$11,$AG15:$AJ15,0)),1,0)*IF(ISNUMBER($AF15),(1-$AF15),1) + IF(ISNUMBER(MATCH(AU$11,$AK15:$AP15,0)),-1,0)*_xlfn.IFS(ISNUMBER($AD15),$AD15,ISNUMBER($AE15),$AE15,ISNUMBER($AF15),$AF15,AND($AD15=0,$AE15=0,$AF15=0),1)","v":{"$error":"#N/A"}},{"$f":"IF(ISNUMBER(MATCH(AV$11,$AG15:$AJ15,0)),1,0)*IF(ISNUMBER($AF15),(1-$AF15),1) + IF(ISNUMBER(MATCH(AV$11,$AK15:$AP15,0)),-1,0)*_xlfn.IFS(ISNUMBER($AD15),$AD15,ISNUMBER($AE15),$AE15,ISNUMBER($AF15),$AF15,AND($AD15=0,$AE15=0,$AF15=0),1)","v":{"$error":"#N/A"}},{"$f":"IF(ISNUMBER(MATCH(AW$11,$AG15:$AJ15,0)),1,0)*IF(ISNUMBER($AF15),(1-$AF15),1) + IF(ISNUMBER(MATCH(AW$11,$AK15:$AP15,0)),-1,0)*_xlfn.IFS(ISNUMBER($AD15),$AD15,ISNUMBER($AE15),$AE15,ISNUMBER($AF15),$AF15,AND($AD15=0,$AE15=0,$AF15=0),1)","v":{"$error":"#N/A"}},{"$f":"IF(ISNUMBER(MATCH(AX$11,$AG15:$AJ15,0)),1,0)*IF(ISNUMBER($AF15),(1-$AF15),1) + IF(ISNUMBER(MATCH(AX$11,$AK15:$AP15,0)),-1,0)*_xlfn.IFS(ISNUMBER($AD15),$AD15,ISNUMBER($AE15),$AE15,ISNUMBER($AF15),$AF15,AND($AD15=0,$AE15=0,$AF15=0),1)","v":{"$error":"#N/A"}},{"$f":"IF(ISNUMBER(MATCH(AY$11,$AG15:$AJ15,0)),1,0)*IF(ISNUMBER($AF15),(1-$AF15),1) + IF(ISNUMBER(MATCH(AY$11,$AK15:$AP15,0)),-1,0)*_xlfn.IFS(ISNUMBER($AD15),$AD15,ISNUMBER($AE15),$AE15,ISNUMBER($AF15),$AF15,AND($AD15=0,$AE15=0,$AF15=0),1)","v":{"$error":"#N/A"}},{"$f":"IF(ISNUMBER(MATCH(AZ$11,$AG15:$AJ15,0)),1,0)*IF(ISNUMBER($AF15),(1-$AF15),1) + IF(ISNUMBER(MATCH(AZ$11,$AK15:$AP15,0)),-1,0)*_xlfn.IFS(ISNUMBER($AD15),$AD15,ISNUMBER($AE15),$AE15,ISNUMBER($AF15),$AF15,AND($AD15=0,$AE15=0,$AF15=0),1)","v":{"$error":"#N/A"}},{"$f":"IF(ISNUMBER(MATCH(BA$11,$AG15:$AJ15,0)),1,0)*IF(ISNUMBER($AF15),(1-$AF15),1) + IF(ISNUMBER(MATCH(BA$11,$AK15:$AP15,0)),-1,0)*_xlfn.IFS(ISNUMBER($AD15),$AD15,ISNUMBER($AE15),$AE15,ISNUMBER($AF15),$AF15,AND($AD15=0,$AE15=0,$AF15=0),1)","v":{"$error":"#N/A"}},{"$f":"IF(ISNUMBER(MATCH(BB$11,$AG15:$AJ15,0)),1,0)*IF(ISNUMBER($AF15),(1-$AF15),1) + IF(ISNUMBER(MATCH(BB$11,$AK15:$AP15,0)),-1,0)*_xlfn.IFS(ISNUMBER($AD15),$AD15,ISNUMBER($AE15),$AE15,ISNUMBER($AF15),$AF15,AND($AD15=0,$AE15=0,$AF15=0),1)","v":{"$error":"#N/A"}},{"$f":"IF(ISNUMBER(MATCH(BC$11,$AG15:$AJ15,0)),1,0)*IF(ISNUMBER($AF15),(1-$AF15),1) + IF(ISNUMBER(MATCH(BC$11,$AK15:$AP15,0)),-1,0)*_xlfn.IFS(ISNUMBER($AD15),$AD15,ISNUMBER($AE15),$AE15,ISNUMBER($AF15),$AF15,AND($AD15=0,$AE15=0,$AF15=0),1)","v":{"$error":"#N/A"}},{"$f":"IF(ISNUMBER(MATCH(BD$11,$AG15:$AJ15,0)),1,0)*IF(ISNUMBER($AF15),(1-$AF15),1) + IF(ISNUMBER(MATCH(BD$11,$AK15:$AP15,0)),-1,0)*_xlfn.IFS(ISNUMBER($AD15),$AD15,ISNUMBER($AE15),$AE15,ISNUMBER($AF15),$AF15,AND($AD15=0,$AE15=0,$AF15=0),1)","v":{"$error":"#N/A"}},{"$f":"IF(ISNUMBER(MATCH(BE$11,$AG15:$AJ15,0)),1,0)*IF(ISNUMBER($AF15),(1-$AF15),1) + IF(ISNUMBER(MATCH(BE$11,$AK15:$AP15,0)),-1,0)*_xlfn.IFS(ISNUMBER($AD15),$AD15,ISNUMBER($AE15),$AE15,ISNUMBER($AF15),$AF15,AND($AD15=0,$AE15=0,$AF15=0),1)","v":{"$error":"#N/A"}},{"$f":"IF(ISNUMBER(MATCH(BF$11,$AG15:$AJ15,0)),1,0)*IF(ISNUMBER($AF15),(1-$AF15),1) + IF(ISNUMBER(MATCH(BF$11,$AK15:$AP15,0)),-1,0)*_xlfn.IFS(ISNUMBER($AD15),$AD15,ISNUMBER($AE15),$AE15,ISNUMBER($AF15),$AF15,AND($AD15=0,$AE15=0,$AF15=0),1)","v":{"$error":"#N/A"}},{"$f":"IF(ISNUMBER(MATCH(BG$11,$AG15:$AJ15,0)),1,0)*IF(ISNUMBER($AF15),(1-$AF15),1) + IF(ISNUMBER(MATCH(BG$11,$AK15:$AP15,0)),-1,0)*_xlfn.IFS(ISNUMBER($AD15),$AD15,ISNUMBER($AE15),$AE15,ISNUMBER($AF15),$AF15,AND($AD15=0,$AE15=0,$AF15=0),1)","v":{"$error":"#N/A"}},{"$f":"IF(ISNUMBER(MATCH(BH$11,$AG15:$AJ15,0)),1,0)*IF(ISNUMBER($AF15),(1-$AF15),1) + IF(ISNUMBER(MATCH(BH$11,$AK15:$AP15,0)),-1,0)*_xlfn.IFS(ISNUMBER($AD15),$AD15,ISNUMBER($AE15),$AE15,ISNUMBER($AF15),$AF15,AND($AD15=0,$AE15=0,$AF15=0),1)","v":{"$error":"#N/A"}},{"$f":"IF(ISNUMBER(MATCH(BI$11,$AG15:$AJ15,0)),1,0)*IF(ISNUMBER($AF15),(1-$AF15),1) + IF(ISNUMBER(MATCH(BI$11,$AK15:$AP15,0)),-1,0)*_xlfn.IFS(ISNUMBER($AD15),$AD15,ISNUMBER($AE15),$AE15,ISNUMBER($AF15),$AF15,AND($AD15=0,$AE15=0,$AF15=0),1)","v":{"$error":"#N/A"}},{"$f":"IF(ISNUMBER(MATCH(BJ$11,$AG15:$AJ15,0)),1,0)*IF(ISNUMBER($AF15),(1-$AF15),1) + IF(ISNUMBER(MATCH(BJ$11,$AK15:$AP15,0)),-1,0)*_xlfn.IFS(ISNUMBER($AD15),$AD15,ISNUMBER($AE15),$AE15,ISNUMBER($AF15),$AF15,AND($AD15=0,$AE15=0,$AF15=0),1)","v":{"$error":"#N/A"}},{"$f":"IF(ISNUMBER(MATCH(BK$11,$AG15:$AJ15,0)),1,0)*IF(ISNUMBER($AF15),(1-$AF15),1) + IF(ISNUMBER(MATCH(BK$11,$AK15:$AP15,0)),-1,0)*_xlfn.IFS(ISNUMBER($AD15),$AD15,ISNUMBER($AE15),$AE15,ISNUMBER($AF15),$AF15,AND($AD15=0,$AE15=0,$AF15=0),1)","v":{"$error":"#N/A"}},{"$f":"IF(ISNUMBER(MATCH(BL$11,$AG15:$AJ15,0)),1,0)*IF(ISNUMBER($AF15),(1-$AF15),1) + IF(ISNUMBER(MATCH(BL$11,$AK15:$AP15,0)),-1,0)*_xlfn.IFS(ISNUMBER($AD15),$AD15,ISNUMBER($AE15),$AE15,ISNUMBER($AF15),$AF15,AND($AD15=0,$AE15=0,$AF15=0),1)","v":{"$error":"#N/A"}},{"$f":"IF(ISNUMBER(MATCH(BM$11,$AG15:$AJ15,0)),1,0)*IF(ISNUMBER($AF15),(1-$AF15),1) + IF(ISNUMBER(MATCH(BM$11,$AK15:$AP15,0)),-1,0)*_xlfn.IFS(ISNUMBER($AD15),$AD15,ISNUMBER($AE15),$AE15,ISNUMBER($AF15),$AF15,AND($AD15=0,$AE15=0,$AF15=0),1)","v":{"$error":"#N/A"}},{"$f":"IF(ISNUMBER(MATCH(BN$11,$AG15:$AJ15,0)),1,0)*IF(ISNUMBER($AF15),(1-$AF15),1) + IF(ISNUMBER(MATCH(BN$11,$AK15:$AP15,0)),-1,0)*_xlfn.IFS(ISNUMBER($AD15),$AD15,ISNUMBER($AE15),$AE15,ISNUMBER($AF15),$AF15,AND($AD15=0,$AE15=0,$AF15=0),1)","v":{"$error":"#N/A"}},{"$f":"IF(ISNUMBER(MATCH(BO$11,$AG15:$AJ15,0)),1,0)*IF(ISNUMBER($AF15),(1-$AF15),1) + IF(ISNUMBER(MATCH(BO$11,$AK15:$AP15,0)),-1,0)*_xlfn.IFS(ISNUMBER($AD15),$AD15,ISNUMBER($AE15),$AE15,ISNUMBER($AF15),$AF15,AND($AD15=0,$AE15=0,$AF15=0),1)","v":{"$error":"#N/A"}},{"$f":"IF(ISNUMBER(MATCH(BP$11,$AG15:$AJ15,0)),1,0)*IF(ISNUMBER($AF15),(1-$AF15),1) + IF(ISNUMBER(MATCH(BP$11,$AK15:$AP15,0)),-1,0)*_xlfn.IFS(ISNUMBER($AD15),$AD15,ISNUMBER($AE15),$AE15,ISNUMBER($AF15),$AF15,AND($AD15=0,$AE15=0,$AF15=0),1)","v":{"$error":"#N/A"}},{"$f":"IF(ISNUMBER(MATCH(BQ$11,$AG15:$AJ15,0)),1,0)*IF(ISNUMBER($AF15),(1-$AF15),1) + IF(ISNUMBER(MATCH(BQ$11,$AK15:$AP15,0)),-1,0)*_xlfn.IFS(ISNUMBER($AD15),$AD15,ISNUMBER($AE15),$AE15,ISNUMBER($AF15),$AF15,AND($AD15=0,$AE15=0,$AF15=0),1)","v":{"$error":"#N/A"}},{"$f":"IF(ISNUMBER(MATCH(BR$11,$AG15:$AJ15,0)),1,0)*IF(ISNUMBER($AF15),(1-$AF15),1) + IF(ISNUMBER(MATCH(BR$11,$AK15:$AP15,0)),-1,0)*_xlfn.IFS(ISNUMBER($AD15),$AD15,ISNUMBER($AE15),$AE15,ISNUMBER($AF15),$AF15,AND($AD15=0,$AE15=0,$AF15=0),1)","v":{"$error":"#N/A"}},{"$f":"IF(ISNUMBER(MATCH(BS$11,$AG15:$AJ15,0)),1,0)*IF(ISNUMBER($AF15),(1-$AF15),1) + IF(ISNUMBER(MATCH(BS$11,$AK15:$AP15,0)),-1,0)*_xlfn.IFS(ISNUMBER($AD15),$AD15,ISNUMBER($AE15),$AE15,ISNUMBER($AF15),$AF15,AND($AD15=0,$AE15=0,$AF15=0),1)","v":{"$error":"#N/A"}},{"$f":"IF(ISNUMBER(MATCH(BT$11,$AG15:$AJ15,0)),1,0)*IF(ISNUMBER($AF15),(1-$AF15),1) + IF(ISNUMBER(MATCH(BT$11,$AK15:$AP15,0)),-1,0)*_xlfn.IFS(ISNUMBER($AD15),$AD15,ISNUMBER($AE15),$AE15,ISNUMBER($AF15),$AF15,AND($AD15=0,$AE15=0,$AF15=0),1)","v":{"$error":"#N/A"}},{"$f":"IF(ISNUMBER(MATCH(BU$11,$AG15:$AJ15,0)),1,0)*IF(ISNUMBER($AF15),(1-$AF15),1) + IF(ISNUMBER(MATCH(BU$11,$AK15:$AP15,0)),-1,0)*_xlfn.IFS(ISNUMBER($AD15),$AD15,ISNUMBER($AE15),$AE15,ISNUMBER($AF15),$AF15,AND($AD15=0,$AE15=0,$AF15=0),1)","v":{"$error":"#N/A"}},{"$f":"IF(ISNUMBER(MATCH(BV$11,$AG15:$AJ15,0)),1,0)*IF(ISNUMBER($AF15),(1-$AF15),1) + IF(ISNUMBER(MATCH(BV$11,$AK15:$AP15,0)),-1,0)*_xlfn.IFS(ISNUMBER($AD15),$AD15,ISNUMBER($AE15),$AE15,ISNUMBER($AF15),$AF15,AND($AD15=0,$AE15=0,$AF15=0),1)","v":{"$error":"#N/A"}},{"$f":"IF(ISNUMBER(MATCH(BW$11,$AG15:$AJ15,0)),1,0)*IF(ISNUMBER($AF15),(1-$AF15),1) + IF(ISNUMBER(MATCH(BW$11,$AK15:$AP15,0)),-1,0)*_xlfn.IFS(ISNUMBER($AD15),$AD15,ISNUMBER($AE15),$AE15,ISNUMBER($AF15),$AF15,AND($AD15=0,$AE15=0,$AF15=0),1)","v":{"$error":"#N/A"}},{"$f":"IF(ISNUMBER(MATCH(BX$11,$AG15:$AJ15,0)),1,0)*IF(ISNUMBER($AF15),(1-$AF15),1) + IF(ISNUMBER(MATCH(BX$11,$AK15:$AP15,0)),-1,0)*_xlfn.IFS(ISNUMBER($AD15),$AD15,ISNUMBER($AE15),$AE15,ISNUMBER($AF15),$AF15,AND($AD15=0,$AE15=0,$AF15=0),1)","v":{"$error":"#N/A"}},{"$f":"IF(ISNUMBER(MATCH(BY$11,$AG15:$AJ15,0)),1,0)*IF(ISNUMBER($AF15),(1-$AF15),1) + IF(ISNUMBER(MATCH(BY$11,$AK15:$AP15,0)),-1,0)*_xlfn.IFS(ISNUMBER($AD15),$AD15,ISNUMBER($AE15),$AE15,ISNUMBER($AF15),$AF15,AND($AD15=0,$AE15=0,$AF15=0),1)","v":{"$error":"#N/A"}},{"$f":"IF(ISNUMBER(MATCH(BZ$11,$AG15:$AJ15,0)),1,0)*IF(ISNUMBER($AF15),(1-$AF15),1) + IF(ISNUMBER(MATCH(BZ$11,$AK15:$AP15,0)),-1,0)*_xlfn.IFS(ISNUMBER($AD15),$AD15,ISNUMBER($AE15),$AE15,ISNUMBER($AF15),$AF15,AND($AD15=0,$AE15=0,$AF15=0),1)","v":{"$error":"#N/A"}},{"$f":"IF(ISNUMBER(MATCH(CA$11,$AG15:$AJ15,0)),1,0)*IF(ISNUMBER($AF15),(1-$AF15),1) + IF(ISNUMBER(MATCH(CA$11,$AK15:$AP15,0)),-1,0)*_xlfn.IFS(ISNUMBER($AD15),$AD15,ISNUMBER($AE15),$AE15,ISNUMBER($AF15),$AF15,AND($AD15=0,$AE15=0,$AF15=0),1)","v":{"$error":"#N/A"}},{"$f":"IF(ISNUMBER(MATCH(CB$11,$AG15:$AJ15,0)),1,0)*IF(ISNUMBER($AF15),(1-$AF15),1) + IF(ISNUMBER(MATCH(CB$11,$AK15:$AP15,0)),-1,0)*_xlfn.IFS(ISNUMBER($AD15),$AD15,ISNUMBER($AE15),$AE15,ISNUMBER($AF15),$AF15,AND($AD15=0,$AE15=0,$AF15=0),1)","v":{"$error":"#N/A"}},{"$f":"IF(ISNUMBER(MATCH(CC$11,$AG15:$AJ15,0)),1,0)*IF(ISNUMBER($AF15),(1-$AF15),1) + IF(ISNUMBER(MATCH(CC$11,$AK15:$AP15,0)),-1,0)*_xlfn.IFS(ISNUMBER($AD15),$AD15,ISNUMBER($AE15),$AE15,ISNUMBER($AF15),$AF15,AND($AD15=0,$AE15=0,$AF15=0),1)","v":{"$error":"#N/A"}},{"$f":"IF(ISNUMBER(MATCH(CD$11,$AG15:$AJ15,0)),1,0)*IF(ISNUMBER($AF15),(1-$AF15),1) + IF(ISNUMBER(MATCH(CD$11,$AK15:$AP15,0)),-1,0)*_xlfn.IFS(ISNUMBER($AD15),$AD15,ISNUMBER($AE15),$AE15,ISNUMBER($AF15),$AF15,AND($AD15=0,$AE15=0,$AF15=0),1)","v":{"$error":"#N/A"}},{"$f":"IF(ISNUMBER(MATCH(CE$11,$AG15:$AJ15,0)),1,0)*IF(ISNUMBER($AF15),(1-$AF15),1) + IF(ISNUMBER(MATCH(CE$11,$AK15:$AP15,0)),-1,0)*_xlfn.IFS(ISNUMBER($AD15),$AD15,ISNUMBER($AE15),$AE15,ISNUMBER($AF15),$AF15,AND($AD15=0,$AE15=0,$AF15=0),1)","v":{"$error":"#N/A"}},{"$f":"IF(ISNUMBER(MATCH(CF$11,$AG15:$AJ15,0)),1,0)*IF(ISNUMBER($AF15),(1-$AF15),1) + IF(ISNUMBER(MATCH(CF$11,$AK15:$AP15,0)),-1,0)*_xlfn.IFS(ISNUMBER($AD15),$AD15,ISNUMBER($AE15),$AE15,ISNUMBER($AF15),$AF15,AND($AD15=0,$AE15=0,$AF15=0),1)","v":{"$error":"#N/A"}},{"$f":"IF(ISNUMBER(MATCH(CG$11,$AG15:$AJ15,0)),1,0)*IF(ISNUMBER($AF15),(1-$AF15),1) + IF(ISNUMBER(MATCH(CG$11,$AK15:$AP15,0)),-1,0)*_xlfn.IFS(ISNUMBER($AD15),$AD15,ISNUMBER($AE15),$AE15,ISNUMBER($AF15),$AF15,AND($AD15=0,$AE15=0,$AF15=0),1)","v":{"$error":"#N/A"}},{"$f":"IF(ISNUMBER(MATCH(CH$11,$AG15:$AJ15,0)),1,0)*IF(ISNUMBER($AF15),(1-$AF15),1) + IF(ISNUMBER(MATCH(CH$11,$AK15:$AP15,0)),-1,0)*_xlfn.IFS(ISNUMBER($AD15),$AD15,ISNUMBER($AE15),$AE15,ISNUMBER($AF15),$AF15,AND($AD15=0,$AE15=0,$AF15=0),1)","v":{"$error":"#N/A"}},{"$f":"IF(ISNUMBER(MATCH(CI$11,$AG15:$AJ15,0)),1,0)*IF(ISNUMBER($AF15),(1-$AF15),1) + IF(ISNUMBER(MATCH(CI$11,$AK15:$AP15,0)),-1,0)*_xlfn.IFS(ISNUMBER($AD15),$AD15,ISNUMBER($AE15),$AE15,ISNUMBER($AF15),$AF15,AND($AD15=0,$AE15=0,$AF15=0),1)","v":{"$error":"#N/A"}},{"$f":"IF(ISNUMBER(MATCH(CJ$11,$AG15:$AJ15,0)),1,0)*IF(ISNUMBER($AF15),(1-$AF15),1) + IF(ISNUMBER(MATCH(CJ$11,$AK15:$AP15,0)),-1,0)*_xlfn.IFS(ISNUMBER($AD15),$AD15,ISNUMBER($AE15),$AE15,ISNUMBER($AF15),$AF15,AND($AD15=0,$AE15=0,$AF15=0),1)","v":{"$error":"#N/A"}},{"$f":"IF(ISNUMBER(MATCH(CK$11,$AG15:$AJ15,0)),1,0)*IF(ISNUMBER($AF15),(1-$AF15),1) + IF(ISNUMBER(MATCH(CK$11,$AK15:$AP15,0)),-1,0)*_xlfn.IFS(ISNUMBER($AD15),$AD15,ISNUMBER($AE15),$AE15,ISNUMBER($AF15),$AF15,AND($AD15=0,$AE15=0,$AF15=0),1)","v":{"$error":"#N/A"}},{"$f":"IF(ISNUMBER(MATCH(CL$11,$AG15:$AJ15,0)),1,0)*IF(ISNUMBER($AF15),(1-$AF15),1) + IF(ISNUMBER(MATCH(CL$11,$AK15:$AP15,0)),-1,0)*_xlfn.IFS(ISNUMBER($AD15),$AD15,ISNUMBER($AE15),$AE15,ISNUMBER($AF15),$AF15,AND($AD15=0,$AE15=0,$AF15=0),1)","v":{"$error":"#N/A"}},{"$f":"IF(ISNUMBER(MATCH(CM$11,$AG15:$AJ15,0)),1,0)*IF(ISNUMBER($AF15),(1-$AF15),1) + IF(ISNUMBER(MATCH(CM$11,$AK15:$AP15,0)),-1,0)*_xlfn.IFS(ISNUMBER($AD15),$AD15,ISNUMBER($AE15),$AE15,ISNUMBER($AF15),$AF15,AND($AD15=0,$AE15=0,$AF15=0),1)","v":{"$error":"#N/A"}},{"$f":"IF(ISNUMBER(MATCH(CN$11,$AG15:$AJ15,0)),1,0)*IF(ISNUMBER($AF15),(1-$AF15),1) + IF(ISNUMBER(MATCH(CN$11,$AK15:$AP15,0)),-1,0)*_xlfn.IFS(ISNUMBER($AD15),$AD15,ISNUMBER($AE15),$AE15,ISNUMBER($AF15),$AF15,AND($AD15=0,$AE15=0,$AF15=0),1)","v":{"$error":"#N/A"}},{"$f":"IF(ISNUMBER(MATCH(CO$11,$AG15:$AJ15,0)),1,0)*IF(ISNUMBER($AF15),(1-$AF15),1) + IF(ISNUMBER(MATCH(CO$11,$AK15:$AP15,0)),-1,0)*_xlfn.IFS(ISNUMBER($AD15),$AD15,ISNUMBER($AE15),$AE15,ISNUMBER($AF15),$AF15,AND($AD15=0,$AE15=0,$AF15=0),1)","v":{"$error":"#N/A"}},{"$f":"IF(ISNUMBER(MATCH(CP$11,$AG15:$AJ15,0)),1,0)*IF(ISNUMBER($AF15),(1-$AF15),1) + IF(ISNUMBER(MATCH(CP$11,$AK15:$AP15,0)),-1,0)*_xlfn.IFS(ISNUMBER($AD15),$AD15,ISNUMBER($AE15),$AE15,ISNUMBER($AF15),$AF15,AND($AD15=0,$AE15=0,$AF15=0),1)","v":{"$error":"#N/A"}},{"$f":"IF(ISNUMBER(MATCH(CQ$11,$AG15:$AJ15,0)),1,0)*IF(ISNUMBER($AF15),(1-$AF15),1) + IF(ISNUMBER(MATCH(CQ$11,$AK15:$AP15,0)),-1,0)*_xlfn.IFS(ISNUMBER($AD15),$AD15,ISNUMBER($AE15),$AE15,ISNUMBER($AF15),$AF15,AND($AD15=0,$AE15=0,$AF15=0),1)","v":{"$error":"#N/A"}},{"$f":"IF(ISNUMBER(MATCH(CR$11,$AG15:$AJ15,0)),1,0)*IF(ISNUMBER($AF15),(1-$AF15),1) + IF(ISNUMBER(MATCH(CR$11,$AK15:$AP15,0)),-1,0)*_xlfn.IFS(ISNUMBER($AD15),$AD15,ISNUMBER($AE15),$AE15,ISNUMBER($AF15),$AF15,AND($AD15=0,$AE15=0,$AF15=0),1)","v":{"$error":"#N/A"}},{"$f":"IF(ISNUMBER(MATCH(CS$11,$AG15:$AJ15,0)),1,0)*IF(ISNUMBER($AF15),(1-$AF15),1) + IF(ISNUMBER(MATCH(CS$11,$AK15:$AP15,0)),-1,0)*_xlfn.IFS(ISNUMBER($AD15),$AD15,ISNUMBER($AE15),$AE15,ISNUMBER($AF15),$AF15,AND($AD15=0,$AE15=0,$AF15=0),1)","v":{"$error":"#N/A"}},{"$f":"IF(ISNUMBER(MATCH(CT$11,$AG15:$AJ15,0)),1,0)*IF(ISNUMBER($AF15),(1-$AF15),1) + IF(ISNUMBER(MATCH(CT$11,$AK15:$AP15,0)),-1,0)*_xlfn.IFS(ISNUMBER($AD15),$AD15,ISNUMBER($AE15),$AE15,ISNUMBER($AF15),$AF15,AND($AD15=0,$AE15=0,$AF15=0),1)","v":{"$error":"#N/A"}},{"$f":"IF(ISNUMBER(MATCH(CU$11,$AG15:$AJ15,0)),1,0)*IF(ISNUMBER($AF15),(1-$AF15),1) + IF(ISNUMBER(MATCH(CU$11,$AK15:$AP15,0)),-1,0)*_xlfn.IFS(ISNUMBER($AD15),$AD15,ISNUMBER($AE15),$AE15,ISNUMBER($AF15),$AF15,AND($AD15=0,$AE15=0,$AF15=0),1)","v":{"$error":"#N/A"}},{"$f":"IF(ISNUMBER(MATCH(CV$11,$AG15:$AJ15,0)),1,0)*IF(ISNUMBER($AF15),(1-$AF15),1) + IF(ISNUMBER(MATCH(CV$11,$AK15:$AP15,0)),-1,0)*_xlfn.IFS(ISNUMBER($AD15),$AD15,ISNUMBER($AE15),$AE15,ISNUMBER($AF15),$AF15,AND($AD15=0,$AE15=0,$AF15=0),1)","v":{"$error":"#N/A"}},{"$f":"IF(ISNUMBER(MATCH(CW$11,$AG15:$AJ15,0)),1,0)*IF(ISNUMBER($AF15),(1-$AF15),1) + IF(ISNUMBER(MATCH(CW$11,$AK15:$AP15,0)),-1,0)*_xlfn.IFS(ISNUMBER($AD15),$AD15,ISNUMBER($AE15),$AE15,ISNUMBER($AF15),$AF15,AND($AD15=0,$AE15=0,$AF15=0),1)","v":{"$error":"#N/A"}},{"$f":"IF(ISNUMBER(MATCH(CX$11,$AG15:$AJ15,0)),1,0)*IF(ISNUMBER($AF15),(1-$AF15),1) + IF(ISNUMBER(MATCH(CX$11,$AK15:$AP15,0)),-1,0)*_xlfn.IFS(ISNUMBER($AD15),$AD15,ISNUMBER($AE15),$AE15,ISNUMBER($AF15),$AF15,AND($AD15=0,$AE15=0,$AF15=0),1)","v":{"$error":"#N/A"}},{"$f":"IF(ISNUMBER(MATCH(CY$11,$AG15:$AJ15,0)),1,0)*IF(ISNUMBER($AF15),(1-$AF15),1) + IF(ISNUMBER(MATCH(CY$11,$AK15:$AP15,0)),-1,0)*_xlfn.IFS(ISNUMBER($AD15),$AD15,ISNUMBER($AE15),$AE15,ISNUMBER($AF15),$AF15,AND($AD15=0,$AE15=0,$AF15=0),1)","v":{"$error":"#N/A"}},{"$f":"IF(ISNUMBER(MATCH(CZ$11,$AG15:$AJ15,0)),1,0)*IF(ISNUMBER($AF15),(1-$AF15),1) + IF(ISNUMBER(MATCH(CZ$11,$AK15:$AP15,0)),-1,0)*_xlfn.IFS(ISNUMBER($AD15),$AD15,ISNUMBER($AE15),$AE15,ISNUMBER($AF15),$AF15,AND($AD15=0,$AE15=0,$AF15=0),1)","v":{"$error":"#N/A"}},{"$f":"IF(ISNUMBER(MATCH(DA$11,$AG15:$AJ15,0)),1,0)*IF(ISNUMBER($AF15),(1-$AF15),1) + IF(ISNUMBER(MATCH(DA$11,$AK15:$AP15,0)),-1,0)*_xlfn.IFS(ISNUMBER($AD15),$AD15,ISNUMBER($AE15),$AE15,ISNUMBER($AF15),$AF15,AND($AD15=0,$AE15=0,$AF15=0),1)","v":{"$error":"#N/A"}},{"$f":"IF(ISNUMBER(MATCH(DB$11,$AG15:$AJ15,0)),1,0)*IF(ISNUMBER($AF15),(1-$AF15),1) + IF(ISNUMBER(MATCH(DB$11,$AK15:$AP15,0)),-1,0)*_xlfn.IFS(ISNUMBER($AD15),$AD15,ISNUMBER($AE15),$AE15,ISNUMBER($AF15),$AF15,AND($AD15=0,$AE15=0,$AF15=0),1)","v":{"$error":"#N/A"}},{"$f":"IF(ISNUMBER(MATCH(DC$11,$AG15:$AJ15,0)),1,0)*IF(ISNUMBER($AF15),(1-$AF15),1) + IF(ISNUMBER(MATCH(DC$11,$AK15:$AP15,0)),-1,0)*_xlfn.IFS(ISNUMBER($AD15),$AD15,ISNUMBER($AE15),$AE15,ISNUMBER($AF15),$AF15,AND($AD15=0,$AE15=0,$AF15=0),1)","v":{"$error":"#N/A"}},{"$f":"IF(ISNUMBER(MATCH(DD$11,$AG15:$AJ15,0)),1,0)*IF(ISNUMBER($AF15),(1-$AF15),1) + IF(ISNUMBER(MATCH(DD$11,$AK15:$AP15,0)),-1,0)*_xlfn.IFS(ISNUMBER($AD15),$AD15,ISNUMBER($AE15),$AE15,ISNUMBER($AF15),$AF15,AND($AD15=0,$AE15=0,$AF15=0),1)","v":{"$error":"#N/A"}},{"$f":"IF(ISNUMBER(MATCH(DE$11,$AG15:$AJ15,0)),1,0)*IF(ISNUMBER($AF15),(1-$AF15),1) + IF(ISNUMBER(MATCH(DE$11,$AK15:$AP15,0)),-1,0)*_xlfn.IFS(ISNUMBER($AD15),$AD15,ISNUMBER($AE15),$AE15,ISNUMBER($AF15),$AF15,AND($AD15=0,$AE15=0,$AF15=0),1)","v":{"$error":"#N/A"}},null,0,null,"Climate zones (ASHRAE 169)",null,null,null,null,null,null,null,null,null,3,0,0,0,0,0,0,0,0,0,0,0,0,0,0,0,0,0,0,0,0,0,0,0]
[20,"Cooling configuration: Liquid",{"$f":"INDIRECT(\"Input!\"&$C$2&A16)","v":0},null,"ITE power L3 (rPDU outputs)",null,{"$f":"SUM(J68:M68)","v":{"$error":"#N/A"}},6,"Proportional cost",{"$error":"#N/A"},{"$error":"#N/A"},{"$error":"#N/A"},{"$error":"#N/A"},{"$error":"#N/A"},{"$error":"#N/A"},{"$error":"#N/A"},{"$error":"#N/A"},null,"e_crit_swb-ups",0,{"$error":"#N/A"},null,null,null,null,null,"UPS","Conservation",null,null,null,null,"e_crit_swb-ups",null,null,null,"e_crit_ups-drms","e_crit_ups-hru,ht","e_crit_ups-hru,lt","q_crit_ups-ch",null,null,null,{"$f":"IF(ISNUMBER(MATCH(AR$11,$AG16:$AJ16,0)),1,0)*IF(ISNUMBER($AF16),(1-$AF16),1) + IF(ISNUMBER(MATCH(AR$11,$AK16:$AP16,0)),-1,0)*_xlfn.IFS(ISNUMBER($AD16),$AD16,ISNUMBER($AE16),$AE16,ISNUMBER($AF16),$AF16,AND($AD16=0,$AE16=0,$AF16=0),1)","v":0},{"$f":"IF(ISNUMBER(MATCH(AS$11,$AG16:$AJ16,0)),1,0)*IF(ISNUMBER($AF16),(1-$AF16),1) + IF(ISNUMBER(MATCH(AS$11,$AK16:$AP16,0)),-1,0)*_xlfn.IFS(ISNUMBER($AD16),$AD16,ISNUMBER($AE16),$AE16,ISNUMBER($AF16),$AF16,AND($AD16=0,$AE16=0,$AF16=0),1)","v":0},{"$f":"IF(ISNUMBER(MATCH(AT$11,$AG16:$AJ16,0)),1,0)*IF(ISNUMBER($AF16),(1-$AF16),1) + IF(ISNUMBER(MATCH(AT$11,$AK16:$AP16,0)),-1,0)*_xlfn.IFS(ISNUMBER($AD16),$AD16,ISNUMBER($AE16),$AE16,ISNUMBER($AF16),$AF16,AND($AD16=0,$AE16=0,$AF16=0),1)","v":0},{"$f":"IF(ISNUMBER(MATCH(AU$11,$AG16:$AJ16,0)),1,0)*IF(ISNUMBER($AF16),(1-$AF16),1) + IF(ISNUMBER(MATCH(AU$11,$AK16:$AP16,0)),-1,0)*_xlfn.IFS(ISNUMBER($AD16),$AD16,ISNUMBER($AE16),$AE16,ISNUMBER($AF16),$AF16,AND($AD16=0,$AE16=0,$AF16=0),1)","v":0},{"$f":"IF(ISNUMBER(MATCH(AV$11,$AG16:$AJ16,0)),1,0)*IF(ISNUMBER($AF16),(1-$AF16),1) + IF(ISNUMBER(MATCH(AV$11,$AK16:$AP16,0)),-1,0)*_xlfn.IFS(ISNUMBER($AD16),$AD16,ISNUMBER($AE16),$AE16,ISNUMBER($AF16),$AF16,AND($AD16=0,$AE16=0,$AF16=0),1)","v":1},{"$f":"IF(ISNUMBER(MATCH(AW$11,$AG16:$AJ16,0)),1,0)*IF(ISNUMBER($AF16),(1-$AF16),1) + IF(ISNUMBER(MATCH(AW$11,$AK16:$AP16,0)),-1,0)*_xlfn.IFS(ISNUMBER($AD16),$AD16,ISNUMBER($AE16),$AE16,ISNUMBER($AF16),$AF16,AND($AD16=0,$AE16=0,$AF16=0),1)","v":0},{"$f":"IF(ISNUMBER(MATCH(AX$11,$AG16:$AJ16,0)),1,0)*IF(ISNUMBER($AF16),(1-$AF16),1) + IF(ISNUMBER(MATCH(AX$11,$AK16:$AP16,0)),-1,0)*_xlfn.IFS(ISNUMBER($AD16),$AD16,ISNUMBER($AE16),$AE16,ISNUMBER($AF16),$AF16,AND($AD16=0,$AE16=0,$AF16=0),1)","v":0},{"$f":"IF(ISNUMBER(MATCH(AY$11,$AG16:$AJ16,0)),1,0)*IF(ISNUMBER($AF16),(1-$AF16),1) + IF(ISNUMBER(MATCH(AY$11,$AK16:$AP16,0)),-1,0)*_xlfn.IFS(ISNUMBER($AD16),$AD16,ISNUMBER($AE16),$AE16,ISNUMBER($AF16),$AF16,AND($AD16=0,$AE16=0,$AF16=0),1)","v":-1},{"$f":"IF(ISNUMBER(MATCH(AZ$11,$AG16:$AJ16,0)),1,0)*IF(ISNUMBER($AF16),(1-$AF16),1) + IF(ISNUMBER(MATCH(AZ$11,$AK16:$AP16,0)),-1,0)*_xlfn.IFS(ISNUMBER($AD16),$AD16,ISNUMBER($AE16),$AE16,ISNUMBER($AF16),$AF16,AND($AD16=0,$AE16=0,$AF16=0),1)","v":-1},{"$f":"IF(ISNUMBER(MATCH(BA$11,$AG16:$AJ16,0)),1,0)*IF(ISNUMBER($AF16),(1-$AF16),1) + IF(ISNUMBER(MATCH(BA$11,$AK16:$AP16,0)),-1,0)*_xlfn.IFS(ISNUMBER($AD16),$AD16,ISNUMBER($AE16),$AE16,ISNUMBER($AF16),$AF16,AND($AD16=0,$AE16=0,$AF16=0),1)","v":-1},{"$f":"IF(ISNUMBER(MATCH(BB$11,$AG16:$AJ16,0)),1,0)*IF(ISNUMBER($AF16),(1-$AF16),1) + IF(ISNUMBER(MATCH(BB$11,$AK16:$AP16,0)),-1,0)*_xlfn.IFS(ISNUMBER($AD16),$AD16,ISNUMBER($AE16),$AE16,ISNUMBER($AF16),$AF16,AND($AD16=0,$AE16=0,$AF16=0),1)","v":-1},{"$f":"IF(ISNUMBER(MATCH(BC$11,$AG16:$AJ16,0)),1,0)*IF(ISNUMBER($AF16),(1-$AF16),1) + IF(ISNUMBER(MATCH(BC$11,$AK16:$AP16,0)),-1,0)*_xlfn.IFS(ISNUMBER($AD16),$AD16,ISNUMBER($AE16),$AE16,ISNUMBER($AF16),$AF16,AND($AD16=0,$AE16=0,$AF16=0),1)","v":0},{"$f":"IF(ISNUMBER(MATCH(BD$11,$AG16:$AJ16,0)),1,0)*IF(ISNUMBER($AF16),(1-$AF16),1) + IF(ISNUMBER(MATCH(BD$11,$AK16:$AP16,0)),-1,0)*_xlfn.IFS(ISNUMBER($AD16),$AD16,ISNUMBER($AE16),$AE16,ISNUMBER($AF16),$AF16,AND($AD16=0,$AE16=0,$AF16=0),1)","v":0},{"$f":"IF(ISNUMBER(MATCH(BE$11,$AG16:$AJ16,0)),1,0)*IF(ISNUMBER($AF16),(1-$AF16),1) + IF(ISNUMBER(MATCH(BE$11,$AK16:$AP16,0)),-1,0)*_xlfn.IFS(ISNUMBER($AD16),$AD16,ISNUMBER($AE16),$AE16,ISNUMBER($AF16),$AF16,AND($AD16=0,$AE16=0,$AF16=0),1)","v":0},{"$f":"IF(ISNUMBER(MATCH(BF$11,$AG16:$AJ16,0)),1,0)*IF(ISNUMBER($AF16),(1-$AF16),1) + IF(ISNUMBER(MATCH(BF$11,$AK16:$AP16,0)),-1,0)*_xlfn.IFS(ISNUMBER($AD16),$AD16,ISNUMBER($AE16),$AE16,ISNUMBER($AF16),$AF16,AND($AD16=0,$AE16=0,$AF16=0),1)","v":0},{"$f":"IF(ISNUMBER(MATCH(BG$11,$AG16:$AJ16,0)),1,0)*IF(ISNUMBER($AF16),(1-$AF16),1) + IF(ISNUMBER(MATCH(BG$11,$AK16:$AP16,0)),-1,0)*_xlfn.IFS(ISNUMBER($AD16),$AD16,ISNUMBER($AE16),$AE16,ISNUMBER($AF16),$AF16,AND($AD16=0,$AE16=0,$AF16=0),1)","v":0},{"$f":"IF(ISNUMBER(MATCH(BH$11,$AG16:$AJ16,0)),1,0)*IF(ISNUMBER($AF16),(1-$AF16),1) + IF(ISNUMBER(MATCH(BH$11,$AK16:$AP16,0)),-1,0)*_xlfn.IFS(ISNUMBER($AD16),$AD16,ISNUMBER($AE16),$AE16,ISNUMBER($AF16),$AF16,AND($AD16=0,$AE16=0,$AF16=0),1)","v":0},{"$f":"IF(ISNUMBER(MATCH(BI$11,$AG16:$AJ16,0)),1,0)*IF(ISNUMBER($AF16),(1-$AF16),1) + IF(ISNUMBER(MATCH(BI$11,$AK16:$AP16,0)),-1,0)*_xlfn.IFS(ISNUMBER($AD16),$AD16,ISNUMBER($AE16),$AE16,ISNUMBER($AF16),$AF16,AND($AD16=0,$AE16=0,$AF16=0),1)","v":0},{"$f":"IF(ISNUMBER(MATCH(BJ$11,$AG16:$AJ16,0)),1,0)*IF(ISNUMBER($AF16),(1-$AF16),1) + IF(ISNUMBER(MATCH(BJ$11,$AK16:$AP16,0)),-1,0)*_xlfn.IFS(ISNUMBER($AD16),$AD16,ISNUMBER($AE16),$AE16,ISNUMBER($AF16),$AF16,AND($AD16=0,$AE16=0,$AF16=0),1)","v":0},{"$f":"IF(ISNUMBER(MATCH(BK$11,$AG16:$AJ16,0)),1,0)*IF(ISNUMBER($AF16),(1-$AF16),1) + IF(ISNUMBER(MATCH(BK$11,$AK16:$AP16,0)),-1,0)*_xlfn.IFS(ISNUMBER($AD16),$AD16,ISNUMBER($AE16),$AE16,ISNUMBER($AF16),$AF16,AND($AD16=0,$AE16=0,$AF16=0),1)","v":0},{"$f":"IF(ISNUMBER(MATCH(BL$11,$AG16:$AJ16,0)),1,0)*IF(ISNUMBER($AF16),(1-$AF16),1) + IF(ISNUMBER(MATCH(BL$11,$AK16:$AP16,0)),-1,0)*_xlfn.IFS(ISNUMBER($AD16),$AD16,ISNUMBER($AE16),$AE16,ISNUMBER($AF16),$AF16,AND($AD16=0,$AE16=0,$AF16=0),1)","v":0},{"$f":"IF(ISNUMBER(MATCH(BM$11,$AG16:$AJ16,0)),1,0)*IF(ISNUMBER($AF16),(1-$AF16),1) + IF(ISNUMBER(MATCH(BM$11,$AK16:$AP16,0)),-1,0)*_xlfn.IFS(ISNUMBER($AD16),$AD16,ISNUMBER($AE16),$AE16,ISNUMBER($AF16),$AF16,AND($AD16=0,$AE16=0,$AF16=0),1)","v":0},{"$f":"IF(ISNUMBER(MATCH(BN$11,$AG16:$AJ16,0)),1,0)*IF(ISNUMBER($AF16),(1-$AF16),1) + IF(ISNUMBER(MATCH(BN$11,$AK16:$AP16,0)),-1,0)*_xlfn.IFS(ISNUMBER($AD16),$AD16,ISNUMBER($AE16),$AE16,ISNUMBER($AF16),$AF16,AND($AD16=0,$AE16=0,$AF16=0),1)","v":0},{"$f":"IF(ISNUMBER(MATCH(BO$11,$AG16:$AJ16,0)),1,0)*IF(ISNUMBER($AF16),(1-$AF16),1) + IF(ISNUMBER(MATCH(BO$11,$AK16:$AP16,0)),-1,0)*_xlfn.IFS(ISNUMBER($AD16),$AD16,ISNUMBER($AE16),$AE16,ISNUMBER($AF16),$AF16,AND($AD16=0,$AE16=0,$AF16=0),1)","v":0},{"$f":"IF(ISNUMBER(MATCH(BP$11,$AG16:$AJ16,0)),1,0)*IF(ISNUMBER($AF16),(1-$AF16),1) + IF(ISNUMBER(MATCH(BP$11,$AK16:$AP16,0)),-1,0)*_xlfn.IFS(ISNUMBER($AD16),$AD16,ISNUMBER($AE16),$AE16,ISNUMBER($AF16),$AF16,AND($AD16=0,$AE16=0,$AF16=0),1)","v":0},{"$f":"IF(ISNUMBER(MATCH(BQ$11,$AG16:$AJ16,0)),1,0)*IF(ISNUMBER($AF16),(1-$AF16),1) + IF(ISNUMBER(MATCH(BQ$11,$AK16:$AP16,0)),-1,0)*_xlfn.IFS(ISNUMBER($AD16),$AD16,ISNUMBER($AE16),$AE16,ISNUMBER($AF16),$AF16,AND($AD16=0,$AE16=0,$AF16=0),1)","v":0},{"$f":"IF(ISNUMBER(MATCH(BR$11,$AG16:$AJ16,0)),1,0)*IF(ISNUMBER($AF16),(1-$AF16),1) + IF(ISNUMBER(MATCH(BR$11,$AK16:$AP16,0)),-1,0)*_xlfn.IFS(ISNUMBER($AD16),$AD16,ISNUMBER($AE16),$AE16,ISNUMBER($AF16),$AF16,AND($AD16=0,$AE16=0,$AF16=0),1)","v":0},{"$f":"IF(ISNUMBER(MATCH(BS$11,$AG16:$AJ16,0)),1,0)*IF(ISNUMBER($AF16),(1-$AF16),1) + IF(ISNUMBER(MATCH(BS$11,$AK16:$AP16,0)),-1,0)*_xlfn.IFS(ISNUMBER($AD16),$AD16,ISNUMBER($AE16),$AE16,ISNUMBER($AF16),$AF16,AND($AD16=0,$AE16=0,$AF16=0),1)","v":0},{"$f":"IF(ISNUMBER(MATCH(BT$11,$AG16:$AJ16,0)),1,0)*IF(ISNUMBER($AF16),(1-$AF16),1) + IF(ISNUMBER(MATCH(BT$11,$AK16:$AP16,0)),-1,0)*_xlfn.IFS(ISNUMBER($AD16),$AD16,ISNUMBER($AE16),$AE16,ISNUMBER($AF16),$AF16,AND($AD16=0,$AE16=0,$AF16=0),1)","v":0},{"$f":"IF(ISNUMBER(MATCH(BU$11,$AG16:$AJ16,0)),1,0)*IF(ISNUMBER($AF16),(1-$AF16),1) + IF(ISNUMBER(MATCH(BU$11,$AK16:$AP16,0)),-1,0)*_xlfn.IFS(ISNUMBER($AD16),$AD16,ISNUMBER($AE16),$AE16,ISNUMBER($AF16),$AF16,AND($AD16=0,$AE16=0,$AF16=0),1)","v":0},{"$f":"IF(ISNUMBER(MATCH(BV$11,$AG16:$AJ16,0)),1,0)*IF(ISNUMBER($AF16),(1-$AF16),1) + IF(ISNUMBER(MATCH(BV$11,$AK16:$AP16,0)),-1,0)*_xlfn.IFS(ISNUMBER($AD16),$AD16,ISNUMBER($AE16),$AE16,ISNUMBER($AF16),$AF16,AND($AD16=0,$AE16=0,$AF16=0),1)","v":0},{"$f":"IF(ISNUMBER(MATCH(BW$11,$AG16:$AJ16,0)),1,0)*IF(ISNUMBER($AF16),(1-$AF16),1) + IF(ISNUMBER(MATCH(BW$11,$AK16:$AP16,0)),-1,0)*_xlfn.IFS(ISNUMBER($AD16),$AD16,ISNUMBER($AE16),$AE16,ISNUMBER($AF16),$AF16,AND($AD16=0,$AE16=0,$AF16=0),1)","v":0},{"$f":"IF(ISNUMBER(MATCH(BX$11,$AG16:$AJ16,0)),1,0)*IF(ISNUMBER($AF16),(1-$AF16),1) + IF(ISNUMBER(MATCH(BX$11,$AK16:$AP16,0)),-1,0)*_xlfn.IFS(ISNUMBER($AD16),$AD16,ISNUMBER($AE16),$AE16,ISNUMBER($AF16),$AF16,AND($AD16=0,$AE16=0,$AF16=0),1)","v":0},{"$f":"IF(ISNUMBER(MATCH(BY$11,$AG16:$AJ16,0)),1,0)*IF(ISNUMBER($AF16),(1-$AF16),1) + IF(ISNUMBER(MATCH(BY$11,$AK16:$AP16,0)),-1,0)*_xlfn.IFS(ISNUMBER($AD16),$AD16,ISNUMBER($AE16),$AE16,ISNUMBER($AF16),$AF16,AND($AD16=0,$AE16=0,$AF16=0),1)","v":0},{"$f":"IF(ISNUMBER(MATCH(BZ$11,$AG16:$AJ16,0)),1,0)*IF(ISNUMBER($AF16),(1-$AF16),1) + IF(ISNUMBER(MATCH(BZ$11,$AK16:$AP16,0)),-1,0)*_xlfn.IFS(ISNUMBER($AD16),$AD16,ISNUMBER($AE16),$AE16,ISNUMBER($AF16),$AF16,AND($AD16=0,$AE16=0,$AF16=0),1)","v":0},{"$f":"IF(ISNUMBER(MATCH(CA$11,$AG16:$AJ16,0)),1,0)*IF(ISNUMBER($AF16),(1-$AF16),1) + IF(ISNUMBER(MATCH(CA$11,$AK16:$AP16,0)),-1,0)*_xlfn.IFS(ISNUMBER($AD16),$AD16,ISNUMBER($AE16),$AE16,ISNUMBER($AF16),$AF16,AND($AD16=0,$AE16=0,$AF16=0),1)","v":0},{"$f":"IF(ISNUMBER(MATCH(CB$11,$AG16:$AJ16,0)),1,0)*IF(ISNUMBER($AF16),(1-$AF16),1) + IF(ISNUMBER(MATCH(CB$11,$AK16:$AP16,0)),-1,0)*_xlfn.IFS(ISNUMBER($AD16),$AD16,ISNUMBER($AE16),$AE16,ISNUMBER($AF16),$AF16,AND($AD16=0,$AE16=0,$AF16=0),1)","v":0},{"$f":"IF(ISNUMBER(MATCH(CC$11,$AG16:$AJ16,0)),1,0)*IF(ISNUMBER($AF16),(1-$AF16),1) + IF(ISNUMBER(MATCH(CC$11,$AK16:$AP16,0)),-1,0)*_xlfn.IFS(ISNUMBER($AD16),$AD16,ISNUMBER($AE16),$AE16,ISNUMBER($AF16),$AF16,AND($AD16=0,$AE16=0,$AF16=0),1)","v":0},{"$f":"IF(ISNUMBER(MATCH(CD$11,$AG16:$AJ16,0)),1,0)*IF(ISNUMBER($AF16),(1-$AF16),1) + IF(ISNUMBER(MATCH(CD$11,$AK16:$AP16,0)),-1,0)*_xlfn.IFS(ISNUMBER($AD16),$AD16,ISNUMBER($AE16),$AE16,ISNUMBER($AF16),$AF16,AND($AD16=0,$AE16=0,$AF16=0),1)","v":0},{"$f":"IF(ISNUMBER(MATCH(CE$11,$AG16:$AJ16,0)),1,0)*IF(ISNUMBER($AF16),(1-$AF16),1) + IF(ISNUMBER(MATCH(CE$11,$AK16:$AP16,0)),-1,0)*_xlfn.IFS(ISNUMBER($AD16),$AD16,ISNUMBER($AE16),$AE16,ISNUMBER($AF16),$AF16,AND($AD16=0,$AE16=0,$AF16=0),1)","v":0},{"$f":"IF(ISNUMBER(MATCH(CF$11,$AG16:$AJ16,0)),1,0)*IF(ISNUMBER($AF16),(1-$AF16),1) + IF(ISNUMBER(MATCH(CF$11,$AK16:$AP16,0)),-1,0)*_xlfn.IFS(ISNUMBER($AD16),$AD16,ISNUMBER($AE16),$AE16,ISNUMBER($AF16),$AF16,AND($AD16=0,$AE16=0,$AF16=0),1)","v":0},{"$f":"IF(ISNUMBER(MATCH(CG$11,$AG16:$AJ16,0)),1,0)*IF(ISNUMBER($AF16),(1-$AF16),1) + IF(ISNUMBER(MATCH(CG$11,$AK16:$AP16,0)),-1,0)*_xlfn.IFS(ISNUMBER($AD16),$AD16,ISNUMBER($AE16),$AE16,ISNUMBER($AF16),$AF16,AND($AD16=0,$AE16=0,$AF16=0),1)","v":0},{"$f":"IF(ISNUMBER(MATCH(CH$11,$AG16:$AJ16,0)),1,0)*IF(ISNUMBER($AF16),(1-$AF16),1) + IF(ISNUMBER(MATCH(CH$11,$AK16:$AP16,0)),-1,0)*_xlfn.IFS(ISNUMBER($AD16),$AD16,ISNUMBER($AE16),$AE16,ISNUMBER($AF16),$AF16,AND($AD16=0,$AE16=0,$AF16=0),1)","v":0},{"$f":"IF(ISNUMBER(MATCH(CI$11,$AG16:$AJ16,0)),1,0)*IF(ISNUMBER($AF16),(1-$AF16),1) + IF(ISNUMBER(MATCH(CI$11,$AK16:$AP16,0)),-1,0)*_xlfn.IFS(ISNUMBER($AD16),$AD16,ISNUMBER($AE16),$AE16,ISNUMBER($AF16),$AF16,AND($AD16=0,$AE16=0,$AF16=0),1)","v":0},{"$f":"IF(ISNUMBER(MATCH(CJ$11,$AG16:$AJ16,0)),1,0)*IF(ISNUMBER($AF16),(1-$AF16),1) + IF(ISNUMBER(MATCH(CJ$11,$AK16:$AP16,0)),-1,0)*_xlfn.IFS(ISNUMBER($AD16),$AD16,ISNUMBER($AE16),$AE16,ISNUMBER($AF16),$AF16,AND($AD16=0,$AE16=0,$AF16=0),1)","v":0},{"$f":"IF(ISNUMBER(MATCH(CK$11,$AG16:$AJ16,0)),1,0)*IF(ISNUMBER($AF16),(1-$AF16),1) + IF(ISNUMBER(MATCH(CK$11,$AK16:$AP16,0)),-1,0)*_xlfn.IFS(ISNUMBER($AD16),$AD16,ISNUMBER($AE16),$AE16,ISNUMBER($AF16),$AF16,AND($AD16=0,$AE16=0,$AF16=0),1)","v":0},{"$f":"IF(ISNUMBER(MATCH(CL$11,$AG16:$AJ16,0)),1,0)*IF(ISNUMBER($AF16),(1-$AF16),1) + IF(ISNUMBER(MATCH(CL$11,$AK16:$AP16,0)),-1,0)*_xlfn.IFS(ISNUMBER($AD16),$AD16,ISNUMBER($AE16),$AE16,ISNUMBER($AF16),$AF16,AND($AD16=0,$AE16=0,$AF16=0),1)","v":0},{"$f":"IF(ISNUMBER(MATCH(CM$11,$AG16:$AJ16,0)),1,0)*IF(ISNUMBER($AF16),(1-$AF16),1) + IF(ISNUMBER(MATCH(CM$11,$AK16:$AP16,0)),-1,0)*_xlfn.IFS(ISNUMBER($AD16),$AD16,ISNUMBER($AE16),$AE16,ISNUMBER($AF16),$AF16,AND($AD16=0,$AE16=0,$AF16=0),1)","v":0},{"$f":"IF(ISNUMBER(MATCH(CN$11,$AG16:$AJ16,0)),1,0)*IF(ISNUMBER($AF16),(1-$AF16),1) + IF(ISNUMBER(MATCH(CN$11,$AK16:$AP16,0)),-1,0)*_xlfn.IFS(ISNUMBER($AD16),$AD16,ISNUMBER($AE16),$AE16,ISNUMBER($AF16),$AF16,AND($AD16=0,$AE16=0,$AF16=0),1)","v":0},{"$f":"IF(ISNUMBER(MATCH(CO$11,$AG16:$AJ16,0)),1,0)*IF(ISNUMBER($AF16),(1-$AF16),1) + IF(ISNUMBER(MATCH(CO$11,$AK16:$AP16,0)),-1,0)*_xlfn.IFS(ISNUMBER($AD16),$AD16,ISNUMBER($AE16),$AE16,ISNUMBER($AF16),$AF16,AND($AD16=0,$AE16=0,$AF16=0),1)","v":0},{"$f":"IF(ISNUMBER(MATCH(CP$11,$AG16:$AJ16,0)),1,0)*IF(ISNUMBER($AF16),(1-$AF16),1) + IF(ISNUMBER(MATCH(CP$11,$AK16:$AP16,0)),-1,0)*_xlfn.IFS(ISNUMBER($AD16),$AD16,ISNUMBER($AE16),$AE16,ISNUMBER($AF16),$AF16,AND($AD16=0,$AE16=0,$AF16=0),1)","v":0},{"$f":"IF(ISNUMBER(MATCH(CQ$11,$AG16:$AJ16,0)),1,0)*IF(ISNUMBER($AF16),(1-$AF16),1) + IF(ISNUMBER(MATCH(CQ$11,$AK16:$AP16,0)),-1,0)*_xlfn.IFS(ISNUMBER($AD16),$AD16,ISNUMBER($AE16),$AE16,ISNUMBER($AF16),$AF16,AND($AD16=0,$AE16=0,$AF16=0),1)","v":0},{"$f":"IF(ISNUMBER(MATCH(CR$11,$AG16:$AJ16,0)),1,0)*IF(ISNUMBER($AF16),(1-$AF16),1) + IF(ISNUMBER(MATCH(CR$11,$AK16:$AP16,0)),-1,0)*_xlfn.IFS(ISNUMBER($AD16),$AD16,ISNUMBER($AE16),$AE16,ISNUMBER($AF16),$AF16,AND($AD16=0,$AE16=0,$AF16=0),1)","v":0},{"$f":"IF(ISNUMBER(MATCH(CS$11,$AG16:$AJ16,0)),1,0)*IF(ISNUMBER($AF16),(1-$AF16),1) + IF(ISNUMBER(MATCH(CS$11,$AK16:$AP16,0)),-1,0)*_xlfn.IFS(ISNUMBER($AD16),$AD16,ISNUMBER($AE16),$AE16,ISNUMBER($AF16),$AF16,AND($AD16=0,$AE16=0,$AF16=0),1)","v":0},{"$f":"IF(ISNUMBER(MATCH(CT$11,$AG16:$AJ16,0)),1,0)*IF(ISNUMBER($AF16),(1-$AF16),1) + IF(ISNUMBER(MATCH(CT$11,$AK16:$AP16,0)),-1,0)*_xlfn.IFS(ISNUMBER($AD16),$AD16,ISNUMBER($AE16),$AE16,ISNUMBER($AF16),$AF16,AND($AD16=0,$AE16=0,$AF16=0),1)","v":0},{"$f":"IF(ISNUMBER(MATCH(CU$11,$AG16:$AJ16,0)),1,0)*IF(ISNUMBER($AF16),(1-$AF16),1) + IF(ISNUMBER(MATCH(CU$11,$AK16:$AP16,0)),-1,0)*_xlfn.IFS(ISNUMBER($AD16),$AD16,ISNUMBER($AE16),$AE16,ISNUMBER($AF16),$AF16,AND($AD16=0,$AE16=0,$AF16=0),1)","v":0},{"$f":"IF(ISNUMBER(MATCH(CV$11,$AG16:$AJ16,0)),1,0)*IF(ISNUMBER($AF16),(1-$AF16),1) + IF(ISNUMBER(MATCH(CV$11,$AK16:$AP16,0)),-1,0)*_xlfn.IFS(ISNUMBER($AD16),$AD16,ISNUMBER($AE16),$AE16,ISNUMBER($AF16),$AF16,AND($AD16=0,$AE16=0,$AF16=0),1)","v":0},{"$f":"IF(ISNUMBER(MATCH(CW$11,$AG16:$AJ16,0)),1,0)*IF(ISNUMBER($AF16),(1-$AF16),1) + IF(ISNUMBER(MATCH(CW$11,$AK16:$AP16,0)),-1,0)*_xlfn.IFS(ISNUMBER($AD16),$AD16,ISNUMBER($AE16),$AE16,ISNUMBER($AF16),$AF16,AND($AD16=0,$AE16=0,$AF16=0),1)","v":0},{"$f":"IF(ISNUMBER(MATCH(CX$11,$AG16:$AJ16,0)),1,0)*IF(ISNUMBER($AF16),(1-$AF16),1) + IF(ISNUMBER(MATCH(CX$11,$AK16:$AP16,0)),-1,0)*_xlfn.IFS(ISNUMBER($AD16),$AD16,ISNUMBER($AE16),$AE16,ISNUMBER($AF16),$AF16,AND($AD16=0,$AE16=0,$AF16=0),1)","v":0},{"$f":"IF(ISNUMBER(MATCH(CY$11,$AG16:$AJ16,0)),1,0)*IF(ISNUMBER($AF16),(1-$AF16),1) + IF(ISNUMBER(MATCH(CY$11,$AK16:$AP16,0)),-1,0)*_xlfn.IFS(ISNUMBER($AD16),$AD16,ISNUMBER($AE16),$AE16,ISNUMBER($AF16),$AF16,AND($AD16=0,$AE16=0,$AF16=0),1)","v":0},{"$f":"IF(ISNUMBER(MATCH(CZ$11,$AG16:$AJ16,0)),1,0)*IF(ISNUMBER($AF16),(1-$AF16),1) + IF(ISNUMBER(MATCH(CZ$11,$AK16:$AP16,0)),-1,0)*_xlfn.IFS(ISNUMBER($AD16),$AD16,ISNUMBER($AE16),$AE16,ISNUMBER($AF16),$AF16,AND($AD16=0,$AE16=0,$AF16=0),1)","v":0},{"$f":"IF(ISNUMBER(MATCH(DA$11,$AG16:$AJ16,0)),1,0)*IF(ISNUMBER($AF16),(1-$AF16),1) + IF(ISNUMBER(MATCH(DA$11,$AK16:$AP16,0)),-1,0)*_xlfn.IFS(ISNUMBER($AD16),$AD16,ISNUMBER($AE16),$AE16,ISNUMBER($AF16),$AF16,AND($AD16=0,$AE16=0,$AF16=0),1)","v":0},{"$f":"IF(ISNUMBER(MATCH(DB$11,$AG16:$AJ16,0)),1,0)*IF(ISNUMBER($AF16),(1-$AF16),1) + IF(ISNUMBER(MATCH(DB$11,$AK16:$AP16,0)),-1,0)*_xlfn.IFS(ISNUMBER($AD16),$AD16,ISNUMBER($AE16),$AE16,ISNUMBER($AF16),$AF16,AND($AD16=0,$AE16=0,$AF16=0),1)","v":0},{"$f":"IF(ISNUMBER(MATCH(DC$11,$AG16:$AJ16,0)),1,0)*IF(ISNUMBER($AF16),(1-$AF16),1) + IF(ISNUMBER(MATCH(DC$11,$AK16:$AP16,0)),-1,0)*_xlfn.IFS(ISNUMBER($AD16),$AD16,ISNUMBER($AE16),$AE16,ISNUMBER($AF16),$AF16,AND($AD16=0,$AE16=0,$AF16=0),1)","v":0},{"$f":"IF(ISNUMBER(MATCH(DD$11,$AG16:$AJ16,0)),1,0)*IF(ISNUMBER($AF16),(1-$AF16),1) + IF(ISNUMBER(MATCH(DD$11,$AK16:$AP16,0)),-1,0)*_xlfn.IFS(ISNUMBER($AD16),$AD16,ISNUMBER($AE16),$AE16,ISNUMBER($AF16),$AF16,AND($AD16=0,$AE16=0,$AF16=0),1)","v":0},{"$f":"IF(ISNUMBER(MATCH(DE$11,$AG16:$AJ16,0)),1,0)*IF(ISNUMBER($AF16),(1-$AF16),1) + IF(ISNUMBER(MATCH(DE$11,$AK16:$AP16,0)),-1,0)*_xlfn.IFS(ISNUMBER($AD16),$AD16,ISNUMBER($AE16),$AE16,ISNUMBER($AF16),$AF16,AND($AD16=0,$AE16=0,$AF16=0),1)","v":0},null,0,null,"Zone ID","City","Lat.","Long.","Temperature","Humidity","Air and Liq","Liq only","None"]
[21,"Redundancy: cooling",{"$f":"INDIRECT(\"Input!\"&$C$2&A17)","v":0},null,"ITE power L4 (node inputs)",null,{"$f":"SUM(J69:M69)","v":{"$error":"#N/A"}},7,"Proportional losses",{"$f":"HLOOKUP(J$4,INDIRECT(J$3&\"[#All]\"),$H17,FALSE)","v":{"$error":"#N/A"}},{"$f":"HLOOKUP(K$4,INDIRECT(K$3&\"[#All]\"),$H17,FALSE)","v":{"$error":"#N/A"}},{"$f":"HLOOKUP(L$4,INDIRECT(L$3&\"[#All]\"),$H17,FALSE)","v":{"$error":"#N/A"}},{"$f":"HLOOKUP(M$4,INDIRECT(M$3&\"[#All]\"),$H17,FALSE)","v":{"$error":"#N/A"}},null,{"$f":"HLOOKUP(O$4,INDIRECT(O$3&\"[#All]\"),$H17,FALSE)","v":{"$error":"#N/A"}},{"$f":"HLOOKUP(P$4,INDIRECT(P$3&\"[#All]\"),$H17,FALSE)","v":{"$error":"#N/A"}},{"$f":"HLOOKUP(Q$4,INDIRECT(Q$3&\"[#All]\"),$H17,FALSE)","v":{"$error":"#N/A"}},null,"e_crit_swb-ch",0,{"$error":"#N/A"},null,null,null,null,null,null,"Losses",null,{"$f":"M17","v":{"$error":"#N/A"}},null,null,"q_crit_ups-ch",null,null,null,"e_crit_swb-ups",null,null,null,null,null,null,{"$f":"IF(ISNUMBER(MATCH(AR$11,$AG17:$AJ17,0)),1,0)*IF(ISNUMBER($AF17),(1-$AF17),1) + IF(ISNUMBER(MATCH(AR$11,$AK17:$AP17,0)),-1,0)*_xlfn.IFS(ISNUMBER($AD17),$AD17,ISNUMBER($AE17),$AE17,ISNUMBER($AF17),$AF17,AND($AD17=0,$AE17=0,$AF17=0),1)","v":{"$error":"#N/A"}},{"$f":"IF(ISNUMBER(MATCH(AS$11,$AG17:$AJ17,0)),1,0)*IF(ISNUMBER($AF17),(1-$AF17),1) + IF(ISNUMBER(MATCH(AS$11,$AK17:$AP17,0)),-1,0)*_xlfn.IFS(ISNUMBER($AD17),$AD17,ISNUMBER($AE17),$AE17,ISNUMBER($AF17),$AF17,AND($AD17=0,$AE17=0,$AF17=0),1)","v":{"$error":"#N/A"}},{"$f":"IF(ISNUMBER(MATCH(AT$11,$AG17:$AJ17,0)),1,0)*IF(ISNUMBER($AF17),(1-$AF17),1) + IF(ISNUMBER(MATCH(AT$11,$AK17:$AP17,0)),-1,0)*_xlfn.IFS(ISNUMBER($AD17),$AD17,ISNUMBER($AE17),$AE17,ISNUMBER($AF17),$AF17,AND($AD17=0,$AE17=0,$AF17=0),1)","v":{"$error":"#N/A"}},{"$f":"IF(ISNUMBER(MATCH(AU$11,$AG17:$AJ17,0)),1,0)*IF(ISNUMBER($AF17),(1-$AF17),1) + IF(ISNUMBER(MATCH(AU$11,$AK17:$AP17,0)),-1,0)*_xlfn.IFS(ISNUMBER($AD17),$AD17,ISNUMBER($AE17),$AE17,ISNUMBER($AF17),$AF17,AND($AD17=0,$AE17=0,$AF17=0),1)","v":{"$error":"#N/A"}},{"$f":"IF(ISNUMBER(MATCH(AV$11,$AG17:$AJ17,0)),1,0)*IF(ISNUMBER($AF17),(1-$AF17),1) + IF(ISNUMBER(MATCH(AV$11,$AK17:$AP17,0)),-1,0)*_xlfn.IFS(ISNUMBER($AD17),$AD17,ISNUMBER($AE17),$AE17,ISNUMBER($AF17),$AF17,AND($AD17=0,$AE17=0,$AF17=0),1)","v":{"$error":"#N/A"}},{"$f":"IF(ISNUMBER(MATCH(AW$11,$AG17:$AJ17,0)),1,0)*IF(ISNUMBER($AF17),(1-$AF17),1) + IF(ISNUMBER(MATCH(AW$11,$AK17:$AP17,0)),-1,0)*_xlfn.IFS(ISNUMBER($AD17),$AD17,ISNUMBER($AE17),$AE17,ISNUMBER($AF17),$AF17,AND($AD17=0,$AE17=0,$AF17=0),1)","v":{"$error":"#N/A"}},{"$f":"IF(ISNUMBER(MATCH(AX$11,$AG17:$AJ17,0)),1,0)*IF(ISNUMBER($AF17),(1-$AF17),1) + IF(ISNUMBER(MATCH(AX$11,$AK17:$AP17,0)),-1,0)*_xlfn.IFS(ISNUMBER($AD17),$AD17,ISNUMBER($AE17),$AE17,ISNUMBER($AF17),$AF17,AND($AD17=0,$AE17=0,$AF17=0),1)","v":{"$error":"#N/A"}},{"$f":"IF(ISNUMBER(MATCH(AY$11,$AG17:$AJ17,0)),1,0)*IF(ISNUMBER($AF17),(1-$AF17),1) + IF(ISNUMBER(MATCH(AY$11,$AK17:$AP17,0)),-1,0)*_xlfn.IFS(ISNUMBER($AD17),$AD17,ISNUMBER($AE17),$AE17,ISNUMBER($AF17),$AF17,AND($AD17=0,$AE17=0,$AF17=0),1)","v":{"$error":"#N/A"}},{"$f":"IF(ISNUMBER(MATCH(AZ$11,$AG17:$AJ17,0)),1,0)*IF(ISNUMBER($AF17),(1-$AF17),1) + IF(ISNUMBER(MATCH(AZ$11,$AK17:$AP17,0)),-1,0)*_xlfn.IFS(ISNUMBER($AD17),$AD17,ISNUMBER($AE17),$AE17,ISNUMBER($AF17),$AF17,AND($AD17=0,$AE17=0,$AF17=0),1)","v":{"$error":"#N/A"}},{"$f":"IF(ISNUMBER(MATCH(BA$11,$AG17:$AJ17,0)),1,0)*IF(ISNUMBER($AF17),(1-$AF17),1) + IF(ISNUMBER(MATCH(BA$11,$AK17:$AP17,0)),-1,0)*_xlfn.IFS(ISNUMBER($AD17),$AD17,ISNUMBER($AE17),$AE17,ISNUMBER($AF17),$AF17,AND($AD17=0,$AE17=0,$AF17=0),1)","v":{"$error":"#N/A"}},{"$f":"IF(ISNUMBER(MATCH(BB$11,$AG17:$AJ17,0)),1,0)*IF(ISNUMBER($AF17),(1-$AF17),1) + IF(ISNUMBER(MATCH(BB$11,$AK17:$AP17,0)),-1,0)*_xlfn.IFS(ISNUMBER($AD17),$AD17,ISNUMBER($AE17),$AE17,ISNUMBER($AF17),$AF17,AND($AD17=0,$AE17=0,$AF17=0),1)","v":{"$error":"#N/A"}},{"$f":"IF(ISNUMBER(MATCH(BC$11,$AG17:$AJ17,0)),1,0)*IF(ISNUMBER($AF17),(1-$AF17),1) + IF(ISNUMBER(MATCH(BC$11,$AK17:$AP17,0)),-1,0)*_xlfn.IFS(ISNUMBER($AD17),$AD17,ISNUMBER($AE17),$AE17,ISNUMBER($AF17),$AF17,AND($AD17=0,$AE17=0,$AF17=0),1)","v":{"$error":"#N/A"}},{"$f":"IF(ISNUMBER(MATCH(BD$11,$AG17:$AJ17,0)),1,0)*IF(ISNUMBER($AF17),(1-$AF17),1) + IF(ISNUMBER(MATCH(BD$11,$AK17:$AP17,0)),-1,0)*_xlfn.IFS(ISNUMBER($AD17),$AD17,ISNUMBER($AE17),$AE17,ISNUMBER($AF17),$AF17,AND($AD17=0,$AE17=0,$AF17=0),1)","v":{"$error":"#N/A"}},{"$f":"IF(ISNUMBER(MATCH(BE$11,$AG17:$AJ17,0)),1,0)*IF(ISNUMBER($AF17),(1-$AF17),1) + IF(ISNUMBER(MATCH(BE$11,$AK17:$AP17,0)),-1,0)*_xlfn.IFS(ISNUMBER($AD17),$AD17,ISNUMBER($AE17),$AE17,ISNUMBER($AF17),$AF17,AND($AD17=0,$AE17=0,$AF17=0),1)","v":{"$error":"#N/A"}},{"$f":"IF(ISNUMBER(MATCH(BF$11,$AG17:$AJ17,0)),1,0)*IF(ISNUMBER($AF17),(1-$AF17),1) + IF(ISNUMBER(MATCH(BF$11,$AK17:$AP17,0)),-1,0)*_xlfn.IFS(ISNUMBER($AD17),$AD17,ISNUMBER($AE17),$AE17,ISNUMBER($AF17),$AF17,AND($AD17=0,$AE17=0,$AF17=0),1)","v":{"$error":"#N/A"}},{"$f":"IF(ISNUMBER(MATCH(BG$11,$AG17:$AJ17,0)),1,0)*IF(ISNUMBER($AF17),(1-$AF17),1) + IF(ISNUMBER(MATCH(BG$11,$AK17:$AP17,0)),-1,0)*_xlfn.IFS(ISNUMBER($AD17),$AD17,ISNUMBER($AE17),$AE17,ISNUMBER($AF17),$AF17,AND($AD17=0,$AE17=0,$AF17=0),1)","v":{"$error":"#N/A"}},{"$f":"IF(ISNUMBER(MATCH(BH$11,$AG17:$AJ17,0)),1,0)*IF(ISNUMBER($AF17),(1-$AF17),1) + IF(ISNUMBER(MATCH(BH$11,$AK17:$AP17,0)),-1,0)*_xlfn.IFS(ISNUMBER($AD17),$AD17,ISNUMBER($AE17),$AE17,ISNUMBER($AF17),$AF17,AND($AD17=0,$AE17=0,$AF17=0),1)","v":{"$error":"#N/A"}},{"$f":"IF(ISNUMBER(MATCH(BI$11,$AG17:$AJ17,0)),1,0)*IF(ISNUMBER($AF17),(1-$AF17),1) + IF(ISNUMBER(MATCH(BI$11,$AK17:$AP17,0)),-1,0)*_xlfn.IFS(ISNUMBER($AD17),$AD17,ISNUMBER($AE17),$AE17,ISNUMBER($AF17),$AF17,AND($AD17=0,$AE17=0,$AF17=0),1)","v":{"$error":"#N/A"}},{"$f":"IF(ISNUMBER(MATCH(BJ$11,$AG17:$AJ17,0)),1,0)*IF(ISNUMBER($AF17),(1-$AF17),1) + IF(ISNUMBER(MATCH(BJ$11,$AK17:$AP17,0)),-1,0)*_xlfn.IFS(ISNUMBER($AD17),$AD17,ISNUMBER($AE17),$AE17,ISNUMBER($AF17),$AF17,AND($AD17=0,$AE17=0,$AF17=0),1)","v":{"$error":"#N/A"}},{"$f":"IF(ISNUMBER(MATCH(BK$11,$AG17:$AJ17,0)),1,0)*IF(ISNUMBER($AF17),(1-$AF17),1) + IF(ISNUMBER(MATCH(BK$11,$AK17:$AP17,0)),-1,0)*_xlfn.IFS(ISNUMBER($AD17),$AD17,ISNUMBER($AE17),$AE17,ISNUMBER($AF17),$AF17,AND($AD17=0,$AE17=0,$AF17=0),1)","v":{"$error":"#N/A"}},{"$f":"IF(ISNUMBER(MATCH(BL$11,$AG17:$AJ17,0)),1,0)*IF(ISNUMBER($AF17),(1-$AF17),1) + IF(ISNUMBER(MATCH(BL$11,$AK17:$AP17,0)),-1,0)*_xlfn.IFS(ISNUMBER($AD17),$AD17,ISNUMBER($AE17),$AE17,ISNUMBER($AF17),$AF17,AND($AD17=0,$AE17=0,$AF17=0),1)","v":{"$error":"#N/A"}},{"$f":"IF(ISNUMBER(MATCH(BM$11,$AG17:$AJ17,0)),1,0)*IF(ISNUMBER($AF17),(1-$AF17),1) + IF(ISNUMBER(MATCH(BM$11,$AK17:$AP17,0)),-1,0)*_xlfn.IFS(ISNUMBER($AD17),$AD17,ISNUMBER($AE17),$AE17,ISNUMBER($AF17),$AF17,AND($AD17=0,$AE17=0,$AF17=0),1)","v":{"$error":"#N/A"}},{"$f":"IF(ISNUMBER(MATCH(BN$11,$AG17:$AJ17,0)),1,0)*IF(ISNUMBER($AF17),(1-$AF17),1) + IF(ISNUMBER(MATCH(BN$11,$AK17:$AP17,0)),-1,0)*_xlfn.IFS(ISNUMBER($AD17),$AD17,ISNUMBER($AE17),$AE17,ISNUMBER($AF17),$AF17,AND($AD17=0,$AE17=0,$AF17=0),1)","v":{"$error":"#N/A"}},{"$f":"IF(ISNUMBER(MATCH(BO$11,$AG17:$AJ17,0)),1,0)*IF(ISNUMBER($AF17),(1-$AF17),1) + IF(ISNUMBER(MATCH(BO$11,$AK17:$AP17,0)),-1,0)*_xlfn.IFS(ISNUMBER($AD17),$AD17,ISNUMBER($AE17),$AE17,ISNUMBER($AF17),$AF17,AND($AD17=0,$AE17=0,$AF17=0),1)","v":{"$error":"#N/A"}},{"$f":"IF(ISNUMBER(MATCH(BP$11,$AG17:$AJ17,0)),1,0)*IF(ISNUMBER($AF17),(1-$AF17),1) + IF(ISNUMBER(MATCH(BP$11,$AK17:$AP17,0)),-1,0)*_xlfn.IFS(ISNUMBER($AD17),$AD17,ISNUMBER($AE17),$AE17,ISNUMBER($AF17),$AF17,AND($AD17=0,$AE17=0,$AF17=0),1)","v":{"$error":"#N/A"}},{"$f":"IF(ISNUMBER(MATCH(BQ$11,$AG17:$AJ17,0)),1,0)*IF(ISNUMBER($AF17),(1-$AF17),1) + IF(ISNUMBER(MATCH(BQ$11,$AK17:$AP17,0)),-1,0)*_xlfn.IFS(ISNUMBER($AD17),$AD17,ISNUMBER($AE17),$AE17,ISNUMBER($AF17),$AF17,AND($AD17=0,$AE17=0,$AF17=0),1)","v":{"$error":"#N/A"}},{"$f":"IF(ISNUMBER(MATCH(BR$11,$AG17:$AJ17,0)),1,0)*IF(ISNUMBER($AF17),(1-$AF17),1) + IF(ISNUMBER(MATCH(BR$11,$AK17:$AP17,0)),-1,0)*_xlfn.IFS(ISNUMBER($AD17),$AD17,ISNUMBER($AE17),$AE17,ISNUMBER($AF17),$AF17,AND($AD17=0,$AE17=0,$AF17=0),1)","v":{"$error":"#N/A"}},{"$f":"IF(ISNUMBER(MATCH(BS$11,$AG17:$AJ17,0)),1,0)*IF(ISNUMBER($AF17),(1-$AF17),1) + IF(ISNUMBER(MATCH(BS$11,$AK17:$AP17,0)),-1,0)*_xlfn.IFS(ISNUMBER($AD17),$AD17,ISNUMBER($AE17),$AE17,ISNUMBER($AF17),$AF17,AND($AD17=0,$AE17=0,$AF17=0),1)","v":{"$error":"#N/A"}},{"$f":"IF(ISNUMBER(MATCH(BT$11,$AG17:$AJ17,0)),1,0)*IF(ISNUMBER($AF17),(1-$AF17),1) + IF(ISNUMBER(MATCH(BT$11,$AK17:$AP17,0)),-1,0)*_xlfn.IFS(ISNUMBER($AD17),$AD17,ISNUMBER($AE17),$AE17,ISNUMBER($AF17),$AF17,AND($AD17=0,$AE17=0,$AF17=0),1)","v":{"$error":"#N/A"}},{"$f":"IF(ISNUMBER(MATCH(BU$11,$AG17:$AJ17,0)),1,0)*IF(ISNUMBER($AF17),(1-$AF17),1) + IF(ISNUMBER(MATCH(BU$11,$AK17:$AP17,0)),-1,0)*_xlfn.IFS(ISNUMBER($AD17),$AD17,ISNUMBER($AE17),$AE17,ISNUMBER($AF17),$AF17,AND($AD17=0,$AE17=0,$AF17=0),1)","v":{"$error":"#N/A"}},{"$f":"IF(ISNUMBER(MATCH(BV$11,$AG17:$AJ17,0)),1,0)*IF(ISNUMBER($AF17),(1-$AF17),1) + IF(ISNUMBER(MATCH(BV$11,$AK17:$AP17,0)),-1,0)*_xlfn.IFS(ISNUMBER($AD17),$AD17,ISNUMBER($AE17),$AE17,ISNUMBER($AF17),$AF17,AND($AD17=0,$AE17=0,$AF17=0),1)","v":{"$error":"#N/A"}},{"$f":"IF(ISNUMBER(MATCH(BW$11,$AG17:$AJ17,0)),1,0)*IF(ISNUMBER($AF17),(1-$AF17),1) + IF(ISNUMBER(MATCH(BW$11,$AK17:$AP17,0)),-1,0)*_xlfn.IFS(ISNUMBER($AD17),$AD17,ISNUMBER($AE17),$AE17,ISNUMBER($AF17),$AF17,AND($AD17=0,$AE17=0,$AF17=0),1)","v":{"$error":"#N/A"}},{"$f":"IF(ISNUMBER(MATCH(BX$11,$AG17:$AJ17,0)),1,0)*IF(ISNUMBER($AF17),(1-$AF17),1) + IF(ISNUMBER(MATCH(BX$11,$AK17:$AP17,0)),-1,0)*_xlfn.IFS(ISNUMBER($AD17),$AD17,ISNUMBER($AE17),$AE17,ISNUMBER($AF17),$AF17,AND($AD17=0,$AE17=0,$AF17=0),1)","v":{"$error":"#N/A"}},{"$f":"IF(ISNUMBER(MATCH(BY$11,$AG17:$AJ17,0)),1,0)*IF(ISNUMBER($AF17),(1-$AF17),1) + IF(ISNUMBER(MATCH(BY$11,$AK17:$AP17,0)),-1,0)*_xlfn.IFS(ISNUMBER($AD17),$AD17,ISNUMBER($AE17),$AE17,ISNUMBER($AF17),$AF17,AND($AD17=0,$AE17=0,$AF17=0),1)","v":{"$error":"#N/A"}},{"$f":"IF(ISNUMBER(MATCH(BZ$11,$AG17:$AJ17,0)),1,0)*IF(ISNUMBER($AF17),(1-$AF17),1) + IF(ISNUMBER(MATCH(BZ$11,$AK17:$AP17,0)),-1,0)*_xlfn.IFS(ISNUMBER($AD17),$AD17,ISNUMBER($AE17),$AE17,ISNUMBER($AF17),$AF17,AND($AD17=0,$AE17=0,$AF17=0),1)","v":{"$error":"#N/A"}},{"$f":"IF(ISNUMBER(MATCH(CA$11,$AG17:$AJ17,0)),1,0)*IF(ISNUMBER($AF17),(1-$AF17),1) + IF(ISNUMBER(MATCH(CA$11,$AK17:$AP17,0)),-1,0)*_xlfn.IFS(ISNUMBER($AD17),$AD17,ISNUMBER($AE17),$AE17,ISNUMBER($AF17),$AF17,AND($AD17=0,$AE17=0,$AF17=0),1)","v":{"$error":"#N/A"}},{"$f":"IF(ISNUMBER(MATCH(CB$11,$AG17:$AJ17,0)),1,0)*IF(ISNUMBER($AF17),(1-$AF17),1) + IF(ISNUMBER(MATCH(CB$11,$AK17:$AP17,0)),-1,0)*_xlfn.IFS(ISNUMBER($AD17),$AD17,ISNUMBER($AE17),$AE17,ISNUMBER($AF17),$AF17,AND($AD17=0,$AE17=0,$AF17=0),1)","v":{"$error":"#N/A"}},{"$f":"IF(ISNUMBER(MATCH(CC$11,$AG17:$AJ17,0)),1,0)*IF(ISNUMBER($AF17),(1-$AF17),1) + IF(ISNUMBER(MATCH(CC$11,$AK17:$AP17,0)),-1,0)*_xlfn.IFS(ISNUMBER($AD17),$AD17,ISNUMBER($AE17),$AE17,ISNUMBER($AF17),$AF17,AND($AD17=0,$AE17=0,$AF17=0),1)","v":{"$error":"#N/A"}},{"$f":"IF(ISNUMBER(MATCH(CD$11,$AG17:$AJ17,0)),1,0)*IF(ISNUMBER($AF17),(1-$AF17),1) + IF(ISNUMBER(MATCH(CD$11,$AK17:$AP17,0)),-1,0)*_xlfn.IFS(ISNUMBER($AD17),$AD17,ISNUMBER($AE17),$AE17,ISNUMBER($AF17),$AF17,AND($AD17=0,$AE17=0,$AF17=0),1)","v":{"$error":"#N/A"}},{"$f":"IF(ISNUMBER(MATCH(CE$11,$AG17:$AJ17,0)),1,0)*IF(ISNUMBER($AF17),(1-$AF17),1) + IF(ISNUMBER(MATCH(CE$11,$AK17:$AP17,0)),-1,0)*_xlfn.IFS(ISNUMBER($AD17),$AD17,ISNUMBER($AE17),$AE17,ISNUMBER($AF17),$AF17,AND($AD17=0,$AE17=0,$AF17=0),1)","v":{"$error":"#N/A"}},{"$f":"IF(ISNUMBER(MATCH(CF$11,$AG17:$AJ17,0)),1,0)*IF(ISNUMBER($AF17),(1-$AF17),1) + IF(ISNUMBER(MATCH(CF$11,$AK17:$AP17,0)),-1,0)*_xlfn.IFS(ISNUMBER($AD17),$AD17,ISNUMBER($AE17),$AE17,ISNUMBER($AF17),$AF17,AND($AD17=0,$AE17=0,$AF17=0),1)","v":{"$error":"#N/A"}},{"$f":"IF(ISNUMBER(MATCH(CG$11,$AG17:$AJ17,0)),1,0)*IF(ISNUMBER($AF17),(1-$AF17),1) + IF(ISNUMBER(MATCH(CG$11,$AK17:$AP17,0)),-1,0)*_xlfn.IFS(ISNUMBER($AD17),$AD17,ISNUMBER($AE17),$AE17,ISNUMBER($AF17),$AF17,AND($AD17=0,$AE17=0,$AF17=0),1)","v":{"$error":"#N/A"}},{"$f":"IF(ISNUMBER(MATCH(CH$11,$AG17:$AJ17,0)),1,0)*IF(ISNUMBER($AF17),(1-$AF17),1) + IF(ISNUMBER(MATCH(CH$11,$AK17:$AP17,0)),-1,0)*_xlfn.IFS(ISNUMBER($AD17),$AD17,ISNUMBER($AE17),$AE17,ISNUMBER($AF17),$AF17,AND($AD17=0,$AE17=0,$AF17=0),1)","v":{"$error":"#N/A"}},{"$f":"IF(ISNUMBER(MATCH(CI$11,$AG17:$AJ17,0)),1,0)*IF(ISNUMBER($AF17),(1-$AF17),1) + IF(ISNUMBER(MATCH(CI$11,$AK17:$AP17,0)),-1,0)*_xlfn.IFS(ISNUMBER($AD17),$AD17,ISNUMBER($AE17),$AE17,ISNUMBER($AF17),$AF17,AND($AD17=0,$AE17=0,$AF17=0),1)","v":{"$error":"#N/A"}},{"$f":"IF(ISNUMBER(MATCH(CJ$11,$AG17:$AJ17,0)),1,0)*IF(ISNUMBER($AF17),(1-$AF17),1) + IF(ISNUMBER(MATCH(CJ$11,$AK17:$AP17,0)),-1,0)*_xlfn.IFS(ISNUMBER($AD17),$AD17,ISNUMBER($AE17),$AE17,ISNUMBER($AF17),$AF17,AND($AD17=0,$AE17=0,$AF17=0),1)","v":{"$error":"#N/A"}},{"$f":"IF(ISNUMBER(MATCH(CK$11,$AG17:$AJ17,0)),1,0)*IF(ISNUMBER($AF17),(1-$AF17),1) + IF(ISNUMBER(MATCH(CK$11,$AK17:$AP17,0)),-1,0)*_xlfn.IFS(ISNUMBER($AD17),$AD17,ISNUMBER($AE17),$AE17,ISNUMBER($AF17),$AF17,AND($AD17=0,$AE17=0,$AF17=0),1)","v":{"$error":"#N/A"}},{"$f":"IF(ISNUMBER(MATCH(CL$11,$AG17:$AJ17,0)),1,0)*IF(ISNUMBER($AF17),(1-$AF17),1) + IF(ISNUMBER(MATCH(CL$11,$AK17:$AP17,0)),-1,0)*_xlfn.IFS(ISNUMBER($AD17),$AD17,ISNUMBER($AE17),$AE17,ISNUMBER($AF17),$AF17,AND($AD17=0,$AE17=0,$AF17=0),1)","v":{"$error":"#N/A"}},{"$f":"IF(ISNUMBER(MATCH(CM$11,$AG17:$AJ17,0)),1,0)*IF(ISNUMBER($AF17),(1-$AF17),1) + IF(ISNUMBER(MATCH(CM$11,$AK17:$AP17,0)),-1,0)*_xlfn.IFS(ISNUMBER($AD17),$AD17,ISNUMBER($AE17),$AE17,ISNUMBER($AF17),$AF17,AND($AD17=0,$AE17=0,$AF17=0),1)","v":{"$error":"#N/A"}},{"$f":"IF(ISNUMBER(MATCH(CN$11,$AG17:$AJ17,0)),1,0)*IF(ISNUMBER($AF17),(1-$AF17),1) + IF(ISNUMBER(MATCH(CN$11,$AK17:$AP17,0)),-1,0)*_xlfn.IFS(ISNUMBER($AD17),$AD17,ISNUMBER($AE17),$AE17,ISNUMBER($AF17),$AF17,AND($AD17=0,$AE17=0,$AF17=0),1)","v":{"$error":"#N/A"}},{"$f":"IF(ISNUMBER(MATCH(CO$11,$AG17:$AJ17,0)),1,0)*IF(ISNUMBER($AF17),(1-$AF17),1) + IF(ISNUMBER(MATCH(CO$11,$AK17:$AP17,0)),-1,0)*_xlfn.IFS(ISNUMBER($AD17),$AD17,ISNUMBER($AE17),$AE17,ISNUMBER($AF17),$AF17,AND($AD17=0,$AE17=0,$AF17=0),1)","v":{"$error":"#N/A"}},{"$f":"IF(ISNUMBER(MATCH(CP$11,$AG17:$AJ17,0)),1,0)*IF(ISNUMBER($AF17),(1-$AF17),1) + IF(ISNUMBER(MATCH(CP$11,$AK17:$AP17,0)),-1,0)*_xlfn.IFS(ISNUMBER($AD17),$AD17,ISNUMBER($AE17),$AE17,ISNUMBER($AF17),$AF17,AND($AD17=0,$AE17=0,$AF17=0),1)","v":{"$error":"#N/A"}},{"$f":"IF(ISNUMBER(MATCH(CQ$11,$AG17:$AJ17,0)),1,0)*IF(ISNUMBER($AF17),(1-$AF17),1) + IF(ISNUMBER(MATCH(CQ$11,$AK17:$AP17,0)),-1,0)*_xlfn.IFS(ISNUMBER($AD17),$AD17,ISNUMBER($AE17),$AE17,ISNUMBER($AF17),$AF17,AND($AD17=0,$AE17=0,$AF17=0),1)","v":{"$error":"#N/A"}},{"$f":"IF(ISNUMBER(MATCH(CR$11,$AG17:$AJ17,0)),1,0)*IF(ISNUMBER($AF17),(1-$AF17),1) + IF(ISNUMBER(MATCH(CR$11,$AK17:$AP17,0)),-1,0)*_xlfn.IFS(ISNUMBER($AD17),$AD17,ISNUMBER($AE17),$AE17,ISNUMBER($AF17),$AF17,AND($AD17=0,$AE17=0,$AF17=0),1)","v":{"$error":"#N/A"}},{"$f":"IF(ISNUMBER(MATCH(CS$11,$AG17:$AJ17,0)),1,0)*IF(ISNUMBER($AF17),(1-$AF17),1) + IF(ISNUMBER(MATCH(CS$11,$AK17:$AP17,0)),-1,0)*_xlfn.IFS(ISNUMBER($AD17),$AD17,ISNUMBER($AE17),$AE17,ISNUMBER($AF17),$AF17,AND($AD17=0,$AE17=0,$AF17=0),1)","v":{"$error":"#N/A"}},{"$f":"IF(ISNUMBER(MATCH(CT$11,$AG17:$AJ17,0)),1,0)*IF(ISNUMBER($AF17),(1-$AF17),1) + IF(ISNUMBER(MATCH(CT$11,$AK17:$AP17,0)),-1,0)*_xlfn.IFS(ISNUMBER($AD17),$AD17,ISNUMBER($AE17),$AE17,ISNUMBER($AF17),$AF17,AND($AD17=0,$AE17=0,$AF17=0),1)","v":{"$error":"#N/A"}},{"$f":"IF(ISNUMBER(MATCH(CU$11,$AG17:$AJ17,0)),1,0)*IF(ISNUMBER($AF17),(1-$AF17),1) + IF(ISNUMBER(MATCH(CU$11,$AK17:$AP17,0)),-1,0)*_xlfn.IFS(ISNUMBER($AD17),$AD17,ISNUMBER($AE17),$AE17,ISNUMBER($AF17),$AF17,AND($AD17=0,$AE17=0,$AF17=0),1)","v":{"$error":"#N/A"}},{"$f":"IF(ISNUMBER(MATCH(CV$11,$AG17:$AJ17,0)),1,0)*IF(ISNUMBER($AF17),(1-$AF17),1) + IF(ISNUMBER(MATCH(CV$11,$AK17:$AP17,0)),-1,0)*_xlfn.IFS(ISNUMBER($AD17),$AD17,ISNUMBER($AE17),$AE17,ISNUMBER($AF17),$AF17,AND($AD17=0,$AE17=0,$AF17=0),1)","v":{"$error":"#N/A"}},{"$f":"IF(ISNUMBER(MATCH(CW$11,$AG17:$AJ17,0)),1,0)*IF(ISNUMBER($AF17),(1-$AF17),1) + IF(ISNUMBER(MATCH(CW$11,$AK17:$AP17,0)),-1,0)*_xlfn.IFS(ISNUMBER($AD17),$AD17,ISNUMBER($AE17),$AE17,ISNUMBER($AF17),$AF17,AND($AD17=0,$AE17=0,$AF17=0),1)","v":{"$error":"#N/A"}},{"$f":"IF(ISNUMBER(MATCH(CX$11,$AG17:$AJ17,0)),1,0)*IF(ISNUMBER($AF17),(1-$AF17),1) + IF(ISNUMBER(MATCH(CX$11,$AK17:$AP17,0)),-1,0)*_xlfn.IFS(ISNUMBER($AD17),$AD17,ISNUMBER($AE17),$AE17,ISNUMBER($AF17),$AF17,AND($AD17=0,$AE17=0,$AF17=0),1)","v":{"$error":"#N/A"}},{"$f":"IF(ISNUMBER(MATCH(CY$11,$AG17:$AJ17,0)),1,0)*IF(ISNUMBER($AF17),(1-$AF17),1) + IF(ISNUMBER(MATCH(CY$11,$AK17:$AP17,0)),-1,0)*_xlfn.IFS(ISNUMBER($AD17),$AD17,ISNUMBER($AE17),$AE17,ISNUMBER($AF17),$AF17,AND($AD17=0,$AE17=0,$AF17=0),1)","v":{"$error":"#N/A"}},{"$f":"IF(ISNUMBER(MATCH(CZ$11,$AG17:$AJ17,0)),1,0)*IF(ISNUMBER($AF17),(1-$AF17),1) + IF(ISNUMBER(MATCH(CZ$11,$AK17:$AP17,0)),-1,0)*_xlfn.IFS(ISNUMBER($AD17),$AD17,ISNUMBER($AE17),$AE17,ISNUMBER($AF17),$AF17,AND($AD17=0,$AE17=0,$AF17=0),1)","v":{"$error":"#N/A"}},{"$f":"IF(ISNUMBER(MATCH(DA$11,$AG17:$AJ17,0)),1,0)*IF(ISNUMBER($AF17),(1-$AF17),1) + IF(ISNUMBER(MATCH(DA$11,$AK17:$AP17,0)),-1,0)*_xlfn.IFS(ISNUMBER($AD17),$AD17,ISNUMBER($AE17),$AE17,ISNUMBER($AF17),$AF17,AND($AD17=0,$AE17=0,$AF17=0),1)","v":{"$error":"#N/A"}},{"$f":"IF(ISNUMBER(MATCH(DB$11,$AG17:$AJ17,0)),1,0)*IF(ISNUMBER($AF17),(1-$AF17),1) + IF(ISNUMBER(MATCH(DB$11,$AK17:$AP17,0)),-1,0)*_xlfn.IFS(ISNUMBER($AD17),$AD17,ISNUMBER($AE17),$AE17,ISNUMBER($AF17),$AF17,AND($AD17=0,$AE17=0,$AF17=0),1)","v":{"$error":"#N/A"}},{"$f":"IF(ISNUMBER(MATCH(DC$11,$AG17:$AJ17,0)),1,0)*IF(ISNUMBER($AF17),(1-$AF17),1) + IF(ISNUMBER(MATCH(DC$11,$AK17:$AP17,0)),-1,0)*_xlfn.IFS(ISNUMBER($AD17),$AD17,ISNUMBER($AE17),$AE17,ISNUMBER($AF17),$AF17,AND($AD17=0,$AE17=0,$AF17=0),1)","v":{"$error":"#N/A"}},{"$f":"IF(ISNUMBER(MATCH(DD$11,$AG17:$AJ17,0)),1,0)*IF(ISNUMBER($AF17),(1-$AF17),1) + IF(ISNUMBER(MATCH(DD$11,$AK17:$AP17,0)),-1,0)*_xlfn.IFS(ISNUMBER($AD17),$AD17,ISNUMBER($AE17),$AE17,ISNUMBER($AF17),$AF17,AND($AD17=0,$AE17=0,$AF17=0),1)","v":{"$error":"#N/A"}},{"$f":"IF(ISNUMBER(MATCH(DE$11,$AG17:$AJ17,0)),1,0)*IF(ISNUMBER($AF17),(1-$AF17),1) + IF(ISNUMBER(MATCH(DE$11,$AK17:$AP17,0)),-1,0)*_xlfn.IFS(ISNUMBER($AD17),$AD17,ISNUMBER($AE17),$AE17,ISNUMBER($AF17),$AF17,AND($AD17=0,$AE17=0,$AF17=0),1)","v":{"$error":"#N/A"}},null,0,null,{"$f":"TRANSPOSE(DV12:EP12)","v":"0A"},"Singapore",1.357,103.82,"Extremely hot","Humid",{"$f":"TRANSPOSE(DV13:EP15)","v":0},0,0]
[22,"Environment: temperature",{"$f":"INDIRECT(\"Input!\"&$C$2&A18)","v":"SE RD Crit"},null,"Workload density",null,{"$f":"G17/G25","v":{"$error":"#N/A"}},8,"COP",null,null,null,null,{"$f":"HLOOKUP(N$4,INDIRECT(N$3&\"[#All]\"),$H18,FALSE)","v":{"$error":"#N/A"}},null,null,null,null,"q_crit_swb-ch",0,{"$error":"#N/A"},null,null,null,null,null,"Chiller","Conservation",null,null,null,null,"e_crit_swb-ch","q_crit_swb-ch","q_crit_ups-ch",null,"q_crit_ch-amb",null,null,null,null,null,null,{"$f":"IF(ISNUMBER(MATCH(AR$11,$AG18:$AJ18,0)),1,0)*IF(ISNUMBER($AF18),(1-$AF18),1) + IF(ISNUMBER(MATCH(AR$11,$AK18:$AP18,0)),-1,0)*_xlfn.IFS(ISNUMBER($AD18),$AD18,ISNUMBER($AE18),$AE18,ISNUMBER($AF18),$AF18,AND($AD18=0,$AE18=0,$AF18=0),1)","v":0},{"$f":"IF(ISNUMBER(MATCH(AS$11,$AG18:$AJ18,0)),1,0)*IF(ISNUMBER($AF18),(1-$AF18),1) + IF(ISNUMBER(MATCH(AS$11,$AK18:$AP18,0)),-1,0)*_xlfn.IFS(ISNUMBER($AD18),$AD18,ISNUMBER($AE18),$AE18,ISNUMBER($AF18),$AF18,AND($AD18=0,$AE18=0,$AF18=0),1)","v":0},{"$f":"IF(ISNUMBER(MATCH(AT$11,$AG18:$AJ18,0)),1,0)*IF(ISNUMBER($AF18),(1-$AF18),1) + IF(ISNUMBER(MATCH(AT$11,$AK18:$AP18,0)),-1,0)*_xlfn.IFS(ISNUMBER($AD18),$AD18,ISNUMBER($AE18),$AE18,ISNUMBER($AF18),$AF18,AND($AD18=0,$AE18=0,$AF18=0),1)","v":0},{"$f":"IF(ISNUMBER(MATCH(AU$11,$AG18:$AJ18,0)),1,0)*IF(ISNUMBER($AF18),(1-$AF18),1) + IF(ISNUMBER(MATCH(AU$11,$AK18:$AP18,0)),-1,0)*_xlfn.IFS(ISNUMBER($AD18),$AD18,ISNUMBER($AE18),$AE18,ISNUMBER($AF18),$AF18,AND($AD18=0,$AE18=0,$AF18=0),1)","v":0},{"$f":"IF(ISNUMBER(MATCH(AV$11,$AG18:$AJ18,0)),1,0)*IF(ISNUMBER($AF18),(1-$AF18),1) + IF(ISNUMBER(MATCH(AV$11,$AK18:$AP18,0)),-1,0)*_xlfn.IFS(ISNUMBER($AD18),$AD18,ISNUMBER($AE18),$AE18,ISNUMBER($AF18),$AF18,AND($AD18=0,$AE18=0,$AF18=0),1)","v":0},{"$f":"IF(ISNUMBER(MATCH(AW$11,$AG18:$AJ18,0)),1,0)*IF(ISNUMBER($AF18),(1-$AF18),1) + IF(ISNUMBER(MATCH(AW$11,$AK18:$AP18,0)),-1,0)*_xlfn.IFS(ISNUMBER($AD18),$AD18,ISNUMBER($AE18),$AE18,ISNUMBER($AF18),$AF18,AND($AD18=0,$AE18=0,$AF18=0),1)","v":1},{"$f":"IF(ISNUMBER(MATCH(AX$11,$AG18:$AJ18,0)),1,0)*IF(ISNUMBER($AF18),(1-$AF18),1) + IF(ISNUMBER(MATCH(AX$11,$AK18:$AP18,0)),-1,0)*_xlfn.IFS(ISNUMBER($AD18),$AD18,ISNUMBER($AE18),$AE18,ISNUMBER($AF18),$AF18,AND($AD18=0,$AE18=0,$AF18=0),1)","v":1},{"$f":"IF(ISNUMBER(MATCH(AY$11,$AG18:$AJ18,0)),1,0)*IF(ISNUMBER($AF18),(1-$AF18),1) + IF(ISNUMBER(MATCH(AY$11,$AK18:$AP18,0)),-1,0)*_xlfn.IFS(ISNUMBER($AD18),$AD18,ISNUMBER($AE18),$AE18,ISNUMBER($AF18),$AF18,AND($AD18=0,$AE18=0,$AF18=0),1)","v":0},{"$f":"IF(ISNUMBER(MATCH(AZ$11,$AG18:$AJ18,0)),1,0)*IF(ISNUMBER($AF18),(1-$AF18),1) + IF(ISNUMBER(MATCH(AZ$11,$AK18:$AP18,0)),-1,0)*_xlfn.IFS(ISNUMBER($AD18),$AD18,ISNUMBER($AE18),$AE18,ISNUMBER($AF18),$AF18,AND($AD18=0,$AE18=0,$AF18=0),1)","v":0},{"$f":"IF(ISNUMBER(MATCH(BA$11,$AG18:$AJ18,0)),1,0)*IF(ISNUMBER($AF18),(1-$AF18),1) + IF(ISNUMBER(MATCH(BA$11,$AK18:$AP18,0)),-1,0)*_xlfn.IFS(ISNUMBER($AD18),$AD18,ISNUMBER($AE18),$AE18,ISNUMBER($AF18),$AF18,AND($AD18=0,$AE18=0,$AF18=0),1)","v":0},{"$f":"IF(ISNUMBER(MATCH(BB$11,$AG18:$AJ18,0)),1,0)*IF(ISNUMBER($AF18),(1-$AF18),1) + IF(ISNUMBER(MATCH(BB$11,$AK18:$AP18,0)),-1,0)*_xlfn.IFS(ISNUMBER($AD18),$AD18,ISNUMBER($AE18),$AE18,ISNUMBER($AF18),$AF18,AND($AD18=0,$AE18=0,$AF18=0),1)","v":1},{"$f":"IF(ISNUMBER(MATCH(BC$11,$AG18:$AJ18,0)),1,0)*IF(ISNUMBER($AF18),(1-$AF18),1) + IF(ISNUMBER(MATCH(BC$11,$AK18:$AP18,0)),-1,0)*_xlfn.IFS(ISNUMBER($AD18),$AD18,ISNUMBER($AE18),$AE18,ISNUMBER($AF18),$AF18,AND($AD18=0,$AE18=0,$AF18=0),1)","v":-1},{"$f":"IF(ISNUMBER(MATCH(BD$11,$AG18:$AJ18,0)),1,0)*IF(ISNUMBER($AF18),(1-$AF18),1) + IF(ISNUMBER(MATCH(BD$11,$AK18:$AP18,0)),-1,0)*_xlfn.IFS(ISNUMBER($AD18),$AD18,ISNUMBER($AE18),$AE18,ISNUMBER($AF18),$AF18,AND($AD18=0,$AE18=0,$AF18=0),1)","v":0},{"$f":"IF(ISNUMBER(MATCH(BE$11,$AG18:$AJ18,0)),1,0)*IF(ISNUMBER($AF18),(1-$AF18),1) + IF(ISNUMBER(MATCH(BE$11,$AK18:$AP18,0)),-1,0)*_xlfn.IFS(ISNUMBER($AD18),$AD18,ISNUMBER($AE18),$AE18,ISNUMBER($AF18),$AF18,AND($AD18=0,$AE18=0,$AF18=0),1)","v":0},{"$f":"IF(ISNUMBER(MATCH(BF$11,$AG18:$AJ18,0)),1,0)*IF(ISNUMBER($AF18),(1-$AF18),1) + IF(ISNUMBER(MATCH(BF$11,$AK18:$AP18,0)),-1,0)*_xlfn.IFS(ISNUMBER($AD18),$AD18,ISNUMBER($AE18),$AE18,ISNUMBER($AF18),$AF18,AND($AD18=0,$AE18=0,$AF18=0),1)","v":0},{"$f":"IF(ISNUMBER(MATCH(BG$11,$AG18:$AJ18,0)),1,0)*IF(ISNUMBER($AF18),(1-$AF18),1) + IF(ISNUMBER(MATCH(BG$11,$AK18:$AP18,0)),-1,0)*_xlfn.IFS(ISNUMBER($AD18),$AD18,ISNUMBER($AE18),$AE18,ISNUMBER($AF18),$AF18,AND($AD18=0,$AE18=0,$AF18=0),1)","v":0},{"$f":"IF(ISNUMBER(MATCH(BH$11,$AG18:$AJ18,0)),1,0)*IF(ISNUMBER($AF18),(1-$AF18),1) + IF(ISNUMBER(MATCH(BH$11,$AK18:$AP18,0)),-1,0)*_xlfn.IFS(ISNUMBER($AD18),$AD18,ISNUMBER($AE18),$AE18,ISNUMBER($AF18),$AF18,AND($AD18=0,$AE18=0,$AF18=0),1)","v":0},{"$f":"IF(ISNUMBER(MATCH(BI$11,$AG18:$AJ18,0)),1,0)*IF(ISNUMBER($AF18),(1-$AF18),1) + IF(ISNUMBER(MATCH(BI$11,$AK18:$AP18,0)),-1,0)*_xlfn.IFS(ISNUMBER($AD18),$AD18,ISNUMBER($AE18),$AE18,ISNUMBER($AF18),$AF18,AND($AD18=0,$AE18=0,$AF18=0),1)","v":0},{"$f":"IF(ISNUMBER(MATCH(BJ$11,$AG18:$AJ18,0)),1,0)*IF(ISNUMBER($AF18),(1-$AF18),1) + IF(ISNUMBER(MATCH(BJ$11,$AK18:$AP18,0)),-1,0)*_xlfn.IFS(ISNUMBER($AD18),$AD18,ISNUMBER($AE18),$AE18,ISNUMBER($AF18),$AF18,AND($AD18=0,$AE18=0,$AF18=0),1)","v":0},{"$f":"IF(ISNUMBER(MATCH(BK$11,$AG18:$AJ18,0)),1,0)*IF(ISNUMBER($AF18),(1-$AF18),1) + IF(ISNUMBER(MATCH(BK$11,$AK18:$AP18,0)),-1,0)*_xlfn.IFS(ISNUMBER($AD18),$AD18,ISNUMBER($AE18),$AE18,ISNUMBER($AF18),$AF18,AND($AD18=0,$AE18=0,$AF18=0),1)","v":0},{"$f":"IF(ISNUMBER(MATCH(BL$11,$AG18:$AJ18,0)),1,0)*IF(ISNUMBER($AF18),(1-$AF18),1) + IF(ISNUMBER(MATCH(BL$11,$AK18:$AP18,0)),-1,0)*_xlfn.IFS(ISNUMBER($AD18),$AD18,ISNUMBER($AE18),$AE18,ISNUMBER($AF18),$AF18,AND($AD18=0,$AE18=0,$AF18=0),1)","v":0},{"$f":"IF(ISNUMBER(MATCH(BM$11,$AG18:$AJ18,0)),1,0)*IF(ISNUMBER($AF18),(1-$AF18),1) + IF(ISNUMBER(MATCH(BM$11,$AK18:$AP18,0)),-1,0)*_xlfn.IFS(ISNUMBER($AD18),$AD18,ISNUMBER($AE18),$AE18,ISNUMBER($AF18),$AF18,AND($AD18=0,$AE18=0,$AF18=0),1)","v":0},{"$f":"IF(ISNUMBER(MATCH(BN$11,$AG18:$AJ18,0)),1,0)*IF(ISNUMBER($AF18),(1-$AF18),1) + IF(ISNUMBER(MATCH(BN$11,$AK18:$AP18,0)),-1,0)*_xlfn.IFS(ISNUMBER($AD18),$AD18,ISNUMBER($AE18),$AE18,ISNUMBER($AF18),$AF18,AND($AD18=0,$AE18=0,$AF18=0),1)","v":0},{"$f":"IF(ISNUMBER(MATCH(BO$11,$AG18:$AJ18,0)),1,0)*IF(ISNUMBER($AF18),(1-$AF18),1) + IF(ISNUMBER(MATCH(BO$11,$AK18:$AP18,0)),-1,0)*_xlfn.IFS(ISNUMBER($AD18),$AD18,ISNUMBER($AE18),$AE18,ISNUMBER($AF18),$AF18,AND($AD18=0,$AE18=0,$AF18=0),1)","v":0},{"$f":"IF(ISNUMBER(MATCH(BP$11,$AG18:$AJ18,0)),1,0)*IF(ISNUMBER($AF18),(1-$AF18),1) + IF(ISNUMBER(MATCH(BP$11,$AK18:$AP18,0)),-1,0)*_xlfn.IFS(ISNUMBER($AD18),$AD18,ISNUMBER($AE18),$AE18,ISNUMBER($AF18),$AF18,AND($AD18=0,$AE18=0,$AF18=0),1)","v":0},{"$f":"IF(ISNUMBER(MATCH(BQ$11,$AG18:$AJ18,0)),1,0)*IF(ISNUMBER($AF18),(1-$AF18),1) + IF(ISNUMBER(MATCH(BQ$11,$AK18:$AP18,0)),-1,0)*_xlfn.IFS(ISNUMBER($AD18),$AD18,ISNUMBER($AE18),$AE18,ISNUMBER($AF18),$AF18,AND($AD18=0,$AE18=0,$AF18=0),1)","v":0},{"$f":"IF(ISNUMBER(MATCH(BR$11,$AG18:$AJ18,0)),1,0)*IF(ISNUMBER($AF18),(1-$AF18),1) + IF(ISNUMBER(MATCH(BR$11,$AK18:$AP18,0)),-1,0)*_xlfn.IFS(ISNUMBER($AD18),$AD18,ISNUMBER($AE18),$AE18,ISNUMBER($AF18),$AF18,AND($AD18=0,$AE18=0,$AF18=0),1)","v":0},{"$f":"IF(ISNUMBER(MATCH(BS$11,$AG18:$AJ18,0)),1,0)*IF(ISNUMBER($AF18),(1-$AF18),1) + IF(ISNUMBER(MATCH(BS$11,$AK18:$AP18,0)),-1,0)*_xlfn.IFS(ISNUMBER($AD18),$AD18,ISNUMBER($AE18),$AE18,ISNUMBER($AF18),$AF18,AND($AD18=0,$AE18=0,$AF18=0),1)","v":0},{"$f":"IF(ISNUMBER(MATCH(BT$11,$AG18:$AJ18,0)),1,0)*IF(ISNUMBER($AF18),(1-$AF18),1) + IF(ISNUMBER(MATCH(BT$11,$AK18:$AP18,0)),-1,0)*_xlfn.IFS(ISNUMBER($AD18),$AD18,ISNUMBER($AE18),$AE18,ISNUMBER($AF18),$AF18,AND($AD18=0,$AE18=0,$AF18=0),1)","v":0},{"$f":"IF(ISNUMBER(MATCH(BU$11,$AG18:$AJ18,0)),1,0)*IF(ISNUMBER($AF18),(1-$AF18),1) + IF(ISNUMBER(MATCH(BU$11,$AK18:$AP18,0)),-1,0)*_xlfn.IFS(ISNUMBER($AD18),$AD18,ISNUMBER($AE18),$AE18,ISNUMBER($AF18),$AF18,AND($AD18=0,$AE18=0,$AF18=0),1)","v":0},{"$f":"IF(ISNUMBER(MATCH(BV$11,$AG18:$AJ18,0)),1,0)*IF(ISNUMBER($AF18),(1-$AF18),1) + IF(ISNUMBER(MATCH(BV$11,$AK18:$AP18,0)),-1,0)*_xlfn.IFS(ISNUMBER($AD18),$AD18,ISNUMBER($AE18),$AE18,ISNUMBER($AF18),$AF18,AND($AD18=0,$AE18=0,$AF18=0),1)","v":0},{"$f":"IF(ISNUMBER(MATCH(BW$11,$AG18:$AJ18,0)),1,0)*IF(ISNUMBER($AF18),(1-$AF18),1) + IF(ISNUMBER(MATCH(BW$11,$AK18:$AP18,0)),-1,0)*_xlfn.IFS(ISNUMBER($AD18),$AD18,ISNUMBER($AE18),$AE18,ISNUMBER($AF18),$AF18,AND($AD18=0,$AE18=0,$AF18=0),1)","v":0},{"$f":"IF(ISNUMBER(MATCH(BX$11,$AG18:$AJ18,0)),1,0)*IF(ISNUMBER($AF18),(1-$AF18),1) + IF(ISNUMBER(MATCH(BX$11,$AK18:$AP18,0)),-1,0)*_xlfn.IFS(ISNUMBER($AD18),$AD18,ISNUMBER($AE18),$AE18,ISNUMBER($AF18),$AF18,AND($AD18=0,$AE18=0,$AF18=0),1)","v":0},{"$f":"IF(ISNUMBER(MATCH(BY$11,$AG18:$AJ18,0)),1,0)*IF(ISNUMBER($AF18),(1-$AF18),1) + IF(ISNUMBER(MATCH(BY$11,$AK18:$AP18,0)),-1,0)*_xlfn.IFS(ISNUMBER($AD18),$AD18,ISNUMBER($AE18),$AE18,ISNUMBER($AF18),$AF18,AND($AD18=0,$AE18=0,$AF18=0),1)","v":0},{"$f":"IF(ISNUMBER(MATCH(BZ$11,$AG18:$AJ18,0)),1,0)*IF(ISNUMBER($AF18),(1-$AF18),1) + IF(ISNUMBER(MATCH(BZ$11,$AK18:$AP18,0)),-1,0)*_xlfn.IFS(ISNUMBER($AD18),$AD18,ISNUMBER($AE18),$AE18,ISNUMBER($AF18),$AF18,AND($AD18=0,$AE18=0,$AF18=0),1)","v":0},{"$f":"IF(ISNUMBER(MATCH(CA$11,$AG18:$AJ18,0)),1,0)*IF(ISNUMBER($AF18),(1-$AF18),1) + IF(ISNUMBER(MATCH(CA$11,$AK18:$AP18,0)),-1,0)*_xlfn.IFS(ISNUMBER($AD18),$AD18,ISNUMBER($AE18),$AE18,ISNUMBER($AF18),$AF18,AND($AD18=0,$AE18=0,$AF18=0),1)","v":0},{"$f":"IF(ISNUMBER(MATCH(CB$11,$AG18:$AJ18,0)),1,0)*IF(ISNUMBER($AF18),(1-$AF18),1) + IF(ISNUMBER(MATCH(CB$11,$AK18:$AP18,0)),-1,0)*_xlfn.IFS(ISNUMBER($AD18),$AD18,ISNUMBER($AE18),$AE18,ISNUMBER($AF18),$AF18,AND($AD18=0,$AE18=0,$AF18=0),1)","v":0},{"$f":"IF(ISNUMBER(MATCH(CC$11,$AG18:$AJ18,0)),1,0)*IF(ISNUMBER($AF18),(1-$AF18),1) + IF(ISNUMBER(MATCH(CC$11,$AK18:$AP18,0)),-1,0)*_xlfn.IFS(ISNUMBER($AD18),$AD18,ISNUMBER($AE18),$AE18,ISNUMBER($AF18),$AF18,AND($AD18=0,$AE18=0,$AF18=0),1)","v":0},{"$f":"IF(ISNUMBER(MATCH(CD$11,$AG18:$AJ18,0)),1,0)*IF(ISNUMBER($AF18),(1-$AF18),1) + IF(ISNUMBER(MATCH(CD$11,$AK18:$AP18,0)),-1,0)*_xlfn.IFS(ISNUMBER($AD18),$AD18,ISNUMBER($AE18),$AE18,ISNUMBER($AF18),$AF18,AND($AD18=0,$AE18=0,$AF18=0),1)","v":0},{"$f":"IF(ISNUMBER(MATCH(CE$11,$AG18:$AJ18,0)),1,0)*IF(ISNUMBER($AF18),(1-$AF18),1) + IF(ISNUMBER(MATCH(CE$11,$AK18:$AP18,0)),-1,0)*_xlfn.IFS(ISNUMBER($AD18),$AD18,ISNUMBER($AE18),$AE18,ISNUMBER($AF18),$AF18,AND($AD18=0,$AE18=0,$AF18=0),1)","v":0},{"$f":"IF(ISNUMBER(MATCH(CF$11,$AG18:$AJ18,0)),1,0)*IF(ISNUMBER($AF18),(1-$AF18),1) + IF(ISNUMBER(MATCH(CF$11,$AK18:$AP18,0)),-1,0)*_xlfn.IFS(ISNUMBER($AD18),$AD18,ISNUMBER($AE18),$AE18,ISNUMBER($AF18),$AF18,AND($AD18=0,$AE18=0,$AF18=0),1)","v":0},{"$f":"IF(ISNUMBER(MATCH(CG$11,$AG18:$AJ18,0)),1,0)*IF(ISNUMBER($AF18),(1-$AF18),1) + IF(ISNUMBER(MATCH(CG$11,$AK18:$AP18,0)),-1,0)*_xlfn.IFS(ISNUMBER($AD18),$AD18,ISNUMBER($AE18),$AE18,ISNUMBER($AF18),$AF18,AND($AD18=0,$AE18=0,$AF18=0),1)","v":0},{"$f":"IF(ISNUMBER(MATCH(CH$11,$AG18:$AJ18,0)),1,0)*IF(ISNUMBER($AF18),(1-$AF18),1) + IF(ISNUMBER(MATCH(CH$11,$AK18:$AP18,0)),-1,0)*_xlfn.IFS(ISNUMBER($AD18),$AD18,ISNUMBER($AE18),$AE18,ISNUMBER($AF18),$AF18,AND($AD18=0,$AE18=0,$AF18=0),1)","v":0},{"$f":"IF(ISNUMBER(MATCH(CI$11,$AG18:$AJ18,0)),1,0)*IF(ISNUMBER($AF18),(1-$AF18),1) + IF(ISNUMBER(MATCH(CI$11,$AK18:$AP18,0)),-1,0)*_xlfn.IFS(ISNUMBER($AD18),$AD18,ISNUMBER($AE18),$AE18,ISNUMBER($AF18),$AF18,AND($AD18=0,$AE18=0,$AF18=0),1)","v":0},{"$f":"IF(ISNUMBER(MATCH(CJ$11,$AG18:$AJ18,0)),1,0)*IF(ISNUMBER($AF18),(1-$AF18),1) + IF(ISNUMBER(MATCH(CJ$11,$AK18:$AP18,0)),-1,0)*_xlfn.IFS(ISNUMBER($AD18),$AD18,ISNUMBER($AE18),$AE18,ISNUMBER($AF18),$AF18,AND($AD18=0,$AE18=0,$AF18=0),1)","v":0},{"$f":"IF(ISNUMBER(MATCH(CK$11,$AG18:$AJ18,0)),1,0)*IF(ISNUMBER($AF18),(1-$AF18),1) + IF(ISNUMBER(MATCH(CK$11,$AK18:$AP18,0)),-1,0)*_xlfn.IFS(ISNUMBER($AD18),$AD18,ISNUMBER($AE18),$AE18,ISNUMBER($AF18),$AF18,AND($AD18=0,$AE18=0,$AF18=0),1)","v":0},{"$f":"IF(ISNUMBER(MATCH(CL$11,$AG18:$AJ18,0)),1,0)*IF(ISNUMBER($AF18),(1-$AF18),1) + IF(ISNUMBER(MATCH(CL$11,$AK18:$AP18,0)),-1,0)*_xlfn.IFS(ISNUMBER($AD18),$AD18,ISNUMBER($AE18),$AE18,ISNUMBER($AF18),$AF18,AND($AD18=0,$AE18=0,$AF18=0),1)","v":0},{"$f":"IF(ISNUMBER(MATCH(CM$11,$AG18:$AJ18,0)),1,0)*IF(ISNUMBER($AF18),(1-$AF18),1) + IF(ISNUMBER(MATCH(CM$11,$AK18:$AP18,0)),-1,0)*_xlfn.IFS(ISNUMBER($AD18),$AD18,ISNUMBER($AE18),$AE18,ISNUMBER($AF18),$AF18,AND($AD18=0,$AE18=0,$AF18=0),1)","v":0},{"$f":"IF(ISNUMBER(MATCH(CN$11,$AG18:$AJ18,0)),1,0)*IF(ISNUMBER($AF18),(1-$AF18),1) + IF(ISNUMBER(MATCH(CN$11,$AK18:$AP18,0)),-1,0)*_xlfn.IFS(ISNUMBER($AD18),$AD18,ISNUMBER($AE18),$AE18,ISNUMBER($AF18),$AF18,AND($AD18=0,$AE18=0,$AF18=0),1)","v":0},{"$f":"IF(ISNUMBER(MATCH(CO$11,$AG18:$AJ18,0)),1,0)*IF(ISNUMBER($AF18),(1-$AF18),1) + IF(ISNUMBER(MATCH(CO$11,$AK18:$AP18,0)),-1,0)*_xlfn.IFS(ISNUMBER($AD18),$AD18,ISNUMBER($AE18),$AE18,ISNUMBER($AF18),$AF18,AND($AD18=0,$AE18=0,$AF18=0),1)","v":0},{"$f":"IF(ISNUMBER(MATCH(CP$11,$AG18:$AJ18,0)),1,0)*IF(ISNUMBER($AF18),(1-$AF18),1) + IF(ISNUMBER(MATCH(CP$11,$AK18:$AP18,0)),-1,0)*_xlfn.IFS(ISNUMBER($AD18),$AD18,ISNUMBER($AE18),$AE18,ISNUMBER($AF18),$AF18,AND($AD18=0,$AE18=0,$AF18=0),1)","v":0},{"$f":"IF(ISNUMBER(MATCH(CQ$11,$AG18:$AJ18,0)),1,0)*IF(ISNUMBER($AF18),(1-$AF18),1) + IF(ISNUMBER(MATCH(CQ$11,$AK18:$AP18,0)),-1,0)*_xlfn.IFS(ISNUMBER($AD18),$AD18,ISNUMBER($AE18),$AE18,ISNUMBER($AF18),$AF18,AND($AD18=0,$AE18=0,$AF18=0),1)","v":0},{"$f":"IF(ISNUMBER(MATCH(CR$11,$AG18:$AJ18,0)),1,0)*IF(ISNUMBER($AF18),(1-$AF18),1) + IF(ISNUMBER(MATCH(CR$11,$AK18:$AP18,0)),-1,0)*_xlfn.IFS(ISNUMBER($AD18),$AD18,ISNUMBER($AE18),$AE18,ISNUMBER($AF18),$AF18,AND($AD18=0,$AE18=0,$AF18=0),1)","v":0},{"$f":"IF(ISNUMBER(MATCH(CS$11,$AG18:$AJ18,0)),1,0)*IF(ISNUMBER($AF18),(1-$AF18),1) + IF(ISNUMBER(MATCH(CS$11,$AK18:$AP18,0)),-1,0)*_xlfn.IFS(ISNUMBER($AD18),$AD18,ISNUMBER($AE18),$AE18,ISNUMBER($AF18),$AF18,AND($AD18=0,$AE18=0,$AF18=0),1)","v":0},{"$f":"IF(ISNUMBER(MATCH(CT$11,$AG18:$AJ18,0)),1,0)*IF(ISNUMBER($AF18),(1-$AF18),1) + IF(ISNUMBER(MATCH(CT$11,$AK18:$AP18,0)),-1,0)*_xlfn.IFS(ISNUMBER($AD18),$AD18,ISNUMBER($AE18),$AE18,ISNUMBER($AF18),$AF18,AND($AD18=0,$AE18=0,$AF18=0),1)","v":0},{"$f":"IF(ISNUMBER(MATCH(CU$11,$AG18:$AJ18,0)),1,0)*IF(ISNUMBER($AF18),(1-$AF18),1) + IF(ISNUMBER(MATCH(CU$11,$AK18:$AP18,0)),-1,0)*_xlfn.IFS(ISNUMBER($AD18),$AD18,ISNUMBER($AE18),$AE18,ISNUMBER($AF18),$AF18,AND($AD18=0,$AE18=0,$AF18=0),1)","v":0},{"$f":"IF(ISNUMBER(MATCH(CV$11,$AG18:$AJ18,0)),1,0)*IF(ISNUMBER($AF18),(1-$AF18),1) + IF(ISNUMBER(MATCH(CV$11,$AK18:$AP18,0)),-1,0)*_xlfn.IFS(ISNUMBER($AD18),$AD18,ISNUMBER($AE18),$AE18,ISNUMBER($AF18),$AF18,AND($AD18=0,$AE18=0,$AF18=0),1)","v":0},{"$f":"IF(ISNUMBER(MATCH(CW$11,$AG18:$AJ18,0)),1,0)*IF(ISNUMBER($AF18),(1-$AF18),1) + IF(ISNUMBER(MATCH(CW$11,$AK18:$AP18,0)),-1,0)*_xlfn.IFS(ISNUMBER($AD18),$AD18,ISNUMBER($AE18),$AE18,ISNUMBER($AF18),$AF18,AND($AD18=0,$AE18=0,$AF18=0),1)","v":0},{"$f":"IF(ISNUMBER(MATCH(CX$11,$AG18:$AJ18,0)),1,0)*IF(ISNUMBER($AF18),(1-$AF18),1) + IF(ISNUMBER(MATCH(CX$11,$AK18:$AP18,0)),-1,0)*_xlfn.IFS(ISNUMBER($AD18),$AD18,ISNUMBER($AE18),$AE18,ISNUMBER($AF18),$AF18,AND($AD18=0,$AE18=0,$AF18=0),1)","v":0},{"$f":"IF(ISNUMBER(MATCH(CY$11,$AG18:$AJ18,0)),1,0)*IF(ISNUMBER($AF18),(1-$AF18),1) + IF(ISNUMBER(MATCH(CY$11,$AK18:$AP18,0)),-1,0)*_xlfn.IFS(ISNUMBER($AD18),$AD18,ISNUMBER($AE18),$AE18,ISNUMBER($AF18),$AF18,AND($AD18=0,$AE18=0,$AF18=0),1)","v":0},{"$f":"IF(ISNUMBER(MATCH(CZ$11,$AG18:$AJ18,0)),1,0)*IF(ISNUMBER($AF18),(1-$AF18),1) + IF(ISNUMBER(MATCH(CZ$11,$AK18:$AP18,0)),-1,0)*_xlfn.IFS(ISNUMBER($AD18),$AD18,ISNUMBER($AE18),$AE18,ISNUMBER($AF18),$AF18,AND($AD18=0,$AE18=0,$AF18=0),1)","v":0},{"$f":"IF(ISNUMBER(MATCH(DA$11,$AG18:$AJ18,0)),1,0)*IF(ISNUMBER($AF18),(1-$AF18),1) + IF(ISNUMBER(MATCH(DA$11,$AK18:$AP18,0)),-1,0)*_xlfn.IFS(ISNUMBER($AD18),$AD18,ISNUMBER($AE18),$AE18,ISNUMBER($AF18),$AF18,AND($AD18=0,$AE18=0,$AF18=0),1)","v":0},{"$f":"IF(ISNUMBER(MATCH(DB$11,$AG18:$AJ18,0)),1,0)*IF(ISNUMBER($AF18),(1-$AF18),1) + IF(ISNUMBER(MATCH(DB$11,$AK18:$AP18,0)),-1,0)*_xlfn.IFS(ISNUMBER($AD18),$AD18,ISNUMBER($AE18),$AE18,ISNUMBER($AF18),$AF18,AND($AD18=0,$AE18=0,$AF18=0),1)","v":0},{"$f":"IF(ISNUMBER(MATCH(DC$11,$AG18:$AJ18,0)),1,0)*IF(ISNUMBER($AF18),(1-$AF18),1) + IF(ISNUMBER(MATCH(DC$11,$AK18:$AP18,0)),-1,0)*_xlfn.IFS(ISNUMBER($AD18),$AD18,ISNUMBER($AE18),$AE18,ISNUMBER($AF18),$AF18,AND($AD18=0,$AE18=0,$AF18=0),1)","v":0},{"$f":"IF(ISNUMBER(MATCH(DD$11,$AG18:$AJ18,0)),1,0)*IF(ISNUMBER($AF18),(1-$AF18),1) + IF(ISNUMBER(MATCH(DD$11,$AK18:$AP18,0)),-1,0)*_xlfn.IFS(ISNUMBER($AD18),$AD18,ISNUMBER($AE18),$AE18,ISNUMBER($AF18),$AF18,AND($AD18=0,$AE18=0,$AF18=0),1)","v":0},{"$f":"IF(ISNUMBER(MATCH(DE$11,$AG18:$AJ18,0)),1,0)*IF(ISNUMBER($AF18),(1-$AF18),1) + IF(ISNUMBER(MATCH(DE$11,$AK18:$AP18,0)),-1,0)*_xlfn.IFS(ISNUMBER($AD18),$AD18,ISNUMBER($AE18),$AE18,ISNUMBER($AF18),$AF18,AND($AD18=0,$AE18=0,$AF18=0),1)","v":0},null,0,null,"0B","Riyadh",23.332999999999998,45.332999999999998,"Extremely hot","Dry",0,0,0,null,"TMY 1C temperature bins"]
[23,"Environment: humidity",{"$f":"INDIRECT(\"Input!\"&$C$2&A19)","v":"SE RD Mech"},null,"Losses","Critical",{"$f":"C50","v":{"$error":"#N/A"}},9,"Heat rejection to air-side",null,null,null,null,null,null,null,null,null,"e_crit_ups-drms",0,{"$error":"#N/A"},null,null,null,null,null,null,"COP",null,null,{"$f":"N18","v":{"$error":"#N/A"}},null,"q_crit_swb-ch","q_crit_ups-ch",null,null,"e_crit_swb-ch",null,null,null,null,null,null,{"$f":"IF(ISNUMBER(MATCH(AR$11,$AG19:$AJ19,0)),1,0)*IF(ISNUMBER($AF19),(1-$AF19),1) + IF(ISNUMBER(MATCH(AR$11,$AK19:$AP19,0)),-1,0)*_xlfn.IFS(ISNUMBER($AD19),$AD19,ISNUMBER($AE19),$AE19,ISNUMBER($AF19),$AF19,AND($AD19=0,$AE19=0,$AF19=0),1)","v":{"$error":"#N/A"}},{"$f":"IF(ISNUMBER(MATCH(AS$11,$AG19:$AJ19,0)),1,0)*IF(ISNUMBER($AF19),(1-$AF19),1) + IF(ISNUMBER(MATCH(AS$11,$AK19:$AP19,0)),-1,0)*_xlfn.IFS(ISNUMBER($AD19),$AD19,ISNUMBER($AE19),$AE19,ISNUMBER($AF19),$AF19,AND($AD19=0,$AE19=0,$AF19=0),1)","v":{"$error":"#N/A"}},{"$f":"IF(ISNUMBER(MATCH(AT$11,$AG19:$AJ19,0)),1,0)*IF(ISNUMBER($AF19),(1-$AF19),1) + IF(ISNUMBER(MATCH(AT$11,$AK19:$AP19,0)),-1,0)*_xlfn.IFS(ISNUMBER($AD19),$AD19,ISNUMBER($AE19),$AE19,ISNUMBER($AF19),$AF19,AND($AD19=0,$AE19=0,$AF19=0),1)","v":{"$error":"#N/A"}},{"$f":"IF(ISNUMBER(MATCH(AU$11,$AG19:$AJ19,0)),1,0)*IF(ISNUMBER($AF19),(1-$AF19),1) + IF(ISNUMBER(MATCH(AU$11,$AK19:$AP19,0)),-1,0)*_xlfn.IFS(ISNUMBER($AD19),$AD19,ISNUMBER($AE19),$AE19,ISNUMBER($AF19),$AF19,AND($AD19=0,$AE19=0,$AF19=0),1)","v":{"$error":"#N/A"}},{"$f":"IF(ISNUMBER(MATCH(AV$11,$AG19:$AJ19,0)),1,0)*IF(ISNUMBER($AF19),(1-$AF19),1) + IF(ISNUMBER(MATCH(AV$11,$AK19:$AP19,0)),-1,0)*_xlfn.IFS(ISNUMBER($AD19),$AD19,ISNUMBER($AE19),$AE19,ISNUMBER($AF19),$AF19,AND($AD19=0,$AE19=0,$AF19=0),1)","v":{"$error":"#N/A"}},{"$f":"IF(ISNUMBER(MATCH(AW$11,$AG19:$AJ19,0)),1,0)*IF(ISNUMBER($AF19),(1-$AF19),1) + IF(ISNUMBER(MATCH(AW$11,$AK19:$AP19,0)),-1,0)*_xlfn.IFS(ISNUMBER($AD19),$AD19,ISNUMBER($AE19),$AE19,ISNUMBER($AF19),$AF19,AND($AD19=0,$AE19=0,$AF19=0),1)","v":{"$error":"#N/A"}},{"$f":"IF(ISNUMBER(MATCH(AX$11,$AG19:$AJ19,0)),1,0)*IF(ISNUMBER($AF19),(1-$AF19),1) + IF(ISNUMBER(MATCH(AX$11,$AK19:$AP19,0)),-1,0)*_xlfn.IFS(ISNUMBER($AD19),$AD19,ISNUMBER($AE19),$AE19,ISNUMBER($AF19),$AF19,AND($AD19=0,$AE19=0,$AF19=0),1)","v":{"$error":"#N/A"}},{"$f":"IF(ISNUMBER(MATCH(AY$11,$AG19:$AJ19,0)),1,0)*IF(ISNUMBER($AF19),(1-$AF19),1) + IF(ISNUMBER(MATCH(AY$11,$AK19:$AP19,0)),-1,0)*_xlfn.IFS(ISNUMBER($AD19),$AD19,ISNUMBER($AE19),$AE19,ISNUMBER($AF19),$AF19,AND($AD19=0,$AE19=0,$AF19=0),1)","v":{"$error":"#N/A"}},{"$f":"IF(ISNUMBER(MATCH(AZ$11,$AG19:$AJ19,0)),1,0)*IF(ISNUMBER($AF19),(1-$AF19),1) + IF(ISNUMBER(MATCH(AZ$11,$AK19:$AP19,0)),-1,0)*_xlfn.IFS(ISNUMBER($AD19),$AD19,ISNUMBER($AE19),$AE19,ISNUMBER($AF19),$AF19,AND($AD19=0,$AE19=0,$AF19=0),1)","v":{"$error":"#N/A"}},{"$f":"IF(ISNUMBER(MATCH(BA$11,$AG19:$AJ19,0)),1,0)*IF(ISNUMBER($AF19),(1-$AF19),1) + IF(ISNUMBER(MATCH(BA$11,$AK19:$AP19,0)),-1,0)*_xlfn.IFS(ISNUMBER($AD19),$AD19,ISNUMBER($AE19),$AE19,ISNUMBER($AF19),$AF19,AND($AD19=0,$AE19=0,$AF19=0),1)","v":{"$error":"#N/A"}},{"$f":"IF(ISNUMBER(MATCH(BB$11,$AG19:$AJ19,0)),1,0)*IF(ISNUMBER($AF19),(1-$AF19),1) + IF(ISNUMBER(MATCH(BB$11,$AK19:$AP19,0)),-1,0)*_xlfn.IFS(ISNUMBER($AD19),$AD19,ISNUMBER($AE19),$AE19,ISNUMBER($AF19),$AF19,AND($AD19=0,$AE19=0,$AF19=0),1)","v":{"$error":"#N/A"}},{"$f":"IF(ISNUMBER(MATCH(BC$11,$AG19:$AJ19,0)),1,0)*IF(ISNUMBER($AF19),(1-$AF19),1) + IF(ISNUMBER(MATCH(BC$11,$AK19:$AP19,0)),-1,0)*_xlfn.IFS(ISNUMBER($AD19),$AD19,ISNUMBER($AE19),$AE19,ISNUMBER($AF19),$AF19,AND($AD19=0,$AE19=0,$AF19=0),1)","v":{"$error":"#N/A"}},{"$f":"IF(ISNUMBER(MATCH(BD$11,$AG19:$AJ19,0)),1,0)*IF(ISNUMBER($AF19),(1-$AF19),1) + IF(ISNUMBER(MATCH(BD$11,$AK19:$AP19,0)),-1,0)*_xlfn.IFS(ISNUMBER($AD19),$AD19,ISNUMBER($AE19),$AE19,ISNUMBER($AF19),$AF19,AND($AD19=0,$AE19=0,$AF19=0),1)","v":{"$error":"#N/A"}},{"$f":"IF(ISNUMBER(MATCH(BE$11,$AG19:$AJ19,0)),1,0)*IF(ISNUMBER($AF19),(1-$AF19),1) + IF(ISNUMBER(MATCH(BE$11,$AK19:$AP19,0)),-1,0)*_xlfn.IFS(ISNUMBER($AD19),$AD19,ISNUMBER($AE19),$AE19,ISNUMBER($AF19),$AF19,AND($AD19=0,$AE19=0,$AF19=0),1)","v":{"$error":"#N/A"}},{"$f":"IF(ISNUMBER(MATCH(BF$11,$AG19:$AJ19,0)),1,0)*IF(ISNUMBER($AF19),(1-$AF19),1) + IF(ISNUMBER(MATCH(BF$11,$AK19:$AP19,0)),-1,0)*_xlfn.IFS(ISNUMBER($AD19),$AD19,ISNUMBER($AE19),$AE19,ISNUMBER($AF19),$AF19,AND($AD19=0,$AE19=0,$AF19=0),1)","v":{"$error":"#N/A"}},{"$f":"IF(ISNUMBER(MATCH(BG$11,$AG19:$AJ19,0)),1,0)*IF(ISNUMBER($AF19),(1-$AF19),1) + IF(ISNUMBER(MATCH(BG$11,$AK19:$AP19,0)),-1,0)*_xlfn.IFS(ISNUMBER($AD19),$AD19,ISNUMBER($AE19),$AE19,ISNUMBER($AF19),$AF19,AND($AD19=0,$AE19=0,$AF19=0),1)","v":{"$error":"#N/A"}},{"$f":"IF(ISNUMBER(MATCH(BH$11,$AG19:$AJ19,0)),1,0)*IF(ISNUMBER($AF19),(1-$AF19),1) + IF(ISNUMBER(MATCH(BH$11,$AK19:$AP19,0)),-1,0)*_xlfn.IFS(ISNUMBER($AD19),$AD19,ISNUMBER($AE19),$AE19,ISNUMBER($AF19),$AF19,AND($AD19=0,$AE19=0,$AF19=0),1)","v":{"$error":"#N/A"}},{"$f":"IF(ISNUMBER(MATCH(BI$11,$AG19:$AJ19,0)),1,0)*IF(ISNUMBER($AF19),(1-$AF19),1) + IF(ISNUMBER(MATCH(BI$11,$AK19:$AP19,0)),-1,0)*_xlfn.IFS(ISNUMBER($AD19),$AD19,ISNUMBER($AE19),$AE19,ISNUMBER($AF19),$AF19,AND($AD19=0,$AE19=0,$AF19=0),1)","v":{"$error":"#N/A"}},{"$f":"IF(ISNUMBER(MATCH(BJ$11,$AG19:$AJ19,0)),1,0)*IF(ISNUMBER($AF19),(1-$AF19),1) + IF(ISNUMBER(MATCH(BJ$11,$AK19:$AP19,0)),-1,0)*_xlfn.IFS(ISNUMBER($AD19),$AD19,ISNUMBER($AE19),$AE19,ISNUMBER($AF19),$AF19,AND($AD19=0,$AE19=0,$AF19=0),1)","v":{"$error":"#N/A"}},{"$f":"IF(ISNUMBER(MATCH(BK$11,$AG19:$AJ19,0)),1,0)*IF(ISNUMBER($AF19),(1-$AF19),1) + IF(ISNUMBER(MATCH(BK$11,$AK19:$AP19,0)),-1,0)*_xlfn.IFS(ISNUMBER($AD19),$AD19,ISNUMBER($AE19),$AE19,ISNUMBER($AF19),$AF19,AND($AD19=0,$AE19=0,$AF19=0),1)","v":{"$error":"#N/A"}},{"$f":"IF(ISNUMBER(MATCH(BL$11,$AG19:$AJ19,0)),1,0)*IF(ISNUMBER($AF19),(1-$AF19),1) + IF(ISNUMBER(MATCH(BL$11,$AK19:$AP19,0)),-1,0)*_xlfn.IFS(ISNUMBER($AD19),$AD19,ISNUMBER($AE19),$AE19,ISNUMBER($AF19),$AF19,AND($AD19=0,$AE19=0,$AF19=0),1)","v":{"$error":"#N/A"}},{"$f":"IF(ISNUMBER(MATCH(BM$11,$AG19:$AJ19,0)),1,0)*IF(ISNUMBER($AF19),(1-$AF19),1) + IF(ISNUMBER(MATCH(BM$11,$AK19:$AP19,0)),-1,0)*_xlfn.IFS(ISNUMBER($AD19),$AD19,ISNUMBER($AE19),$AE19,ISNUMBER($AF19),$AF19,AND($AD19=0,$AE19=0,$AF19=0),1)","v":{"$error":"#N/A"}},{"$f":"IF(ISNUMBER(MATCH(BN$11,$AG19:$AJ19,0)),1,0)*IF(ISNUMBER($AF19),(1-$AF19),1) + IF(ISNUMBER(MATCH(BN$11,$AK19:$AP19,0)),-1,0)*_xlfn.IFS(ISNUMBER($AD19),$AD19,ISNUMBER($AE19),$AE19,ISNUMBER($AF19),$AF19,AND($AD19=0,$AE19=0,$AF19=0),1)","v":{"$error":"#N/A"}},{"$f":"IF(ISNUMBER(MATCH(BO$11,$AG19:$AJ19,0)),1,0)*IF(ISNUMBER($AF19),(1-$AF19),1) + IF(ISNUMBER(MATCH(BO$11,$AK19:$AP19,0)),-1,0)*_xlfn.IFS(ISNUMBER($AD19),$AD19,ISNUMBER($AE19),$AE19,ISNUMBER($AF19),$AF19,AND($AD19=0,$AE19=0,$AF19=0),1)","v":{"$error":"#N/A"}},{"$f":"IF(ISNUMBER(MATCH(BP$11,$AG19:$AJ19,0)),1,0)*IF(ISNUMBER($AF19),(1-$AF19),1) + IF(ISNUMBER(MATCH(BP$11,$AK19:$AP19,0)),-1,0)*_xlfn.IFS(ISNUMBER($AD19),$AD19,ISNUMBER($AE19),$AE19,ISNUMBER($AF19),$AF19,AND($AD19=0,$AE19=0,$AF19=0),1)","v":{"$error":"#N/A"}},{"$f":"IF(ISNUMBER(MATCH(BQ$11,$AG19:$AJ19,0)),1,0)*IF(ISNUMBER($AF19),(1-$AF19),1) + IF(ISNUMBER(MATCH(BQ$11,$AK19:$AP19,0)),-1,0)*_xlfn.IFS(ISNUMBER($AD19),$AD19,ISNUMBER($AE19),$AE19,ISNUMBER($AF19),$AF19,AND($AD19=0,$AE19=0,$AF19=0),1)","v":{"$error":"#N/A"}},{"$f":"IF(ISNUMBER(MATCH(BR$11,$AG19:$AJ19,0)),1,0)*IF(ISNUMBER($AF19),(1-$AF19),1) + IF(ISNUMBER(MATCH(BR$11,$AK19:$AP19,0)),-1,0)*_xlfn.IFS(ISNUMBER($AD19),$AD19,ISNUMBER($AE19),$AE19,ISNUMBER($AF19),$AF19,AND($AD19=0,$AE19=0,$AF19=0),1)","v":{"$error":"#N/A"}},{"$f":"IF(ISNUMBER(MATCH(BS$11,$AG19:$AJ19,0)),1,0)*IF(ISNUMBER($AF19),(1-$AF19),1) + IF(ISNUMBER(MATCH(BS$11,$AK19:$AP19,0)),-1,0)*_xlfn.IFS(ISNUMBER($AD19),$AD19,ISNUMBER($AE19),$AE19,ISNUMBER($AF19),$AF19,AND($AD19=0,$AE19=0,$AF19=0),1)","v":{"$error":"#N/A"}},{"$f":"IF(ISNUMBER(MATCH(BT$11,$AG19:$AJ19,0)),1,0)*IF(ISNUMBER($AF19),(1-$AF19),1) + IF(ISNUMBER(MATCH(BT$11,$AK19:$AP19,0)),-1,0)*_xlfn.IFS(ISNUMBER($AD19),$AD19,ISNUMBER($AE19),$AE19,ISNUMBER($AF19),$AF19,AND($AD19=0,$AE19=0,$AF19=0),1)","v":{"$error":"#N/A"}},{"$f":"IF(ISNUMBER(MATCH(BU$11,$AG19:$AJ19,0)),1,0)*IF(ISNUMBER($AF19),(1-$AF19),1) + IF(ISNUMBER(MATCH(BU$11,$AK19:$AP19,0)),-1,0)*_xlfn.IFS(ISNUMBER($AD19),$AD19,ISNUMBER($AE19),$AE19,ISNUMBER($AF19),$AF19,AND($AD19=0,$AE19=0,$AF19=0),1)","v":{"$error":"#N/A"}},{"$f":"IF(ISNUMBER(MATCH(BV$11,$AG19:$AJ19,0)),1,0)*IF(ISNUMBER($AF19),(1-$AF19),1) + IF(ISNUMBER(MATCH(BV$11,$AK19:$AP19,0)),-1,0)*_xlfn.IFS(ISNUMBER($AD19),$AD19,ISNUMBER($AE19),$AE19,ISNUMBER($AF19),$AF19,AND($AD19=0,$AE19=0,$AF19=0),1)","v":{"$error":"#N/A"}},{"$f":"IF(ISNUMBER(MATCH(BW$11,$AG19:$AJ19,0)),1,0)*IF(ISNUMBER($AF19),(1-$AF19),1) + IF(ISNUMBER(MATCH(BW$11,$AK19:$AP19,0)),-1,0)*_xlfn.IFS(ISNUMBER($AD19),$AD19,ISNUMBER($AE19),$AE19,ISNUMBER($AF19),$AF19,AND($AD19=0,$AE19=0,$AF19=0),1)","v":{"$error":"#N/A"}},{"$f":"IF(ISNUMBER(MATCH(BX$11,$AG19:$AJ19,0)),1,0)*IF(ISNUMBER($AF19),(1-$AF19),1) + IF(ISNUMBER(MATCH(BX$11,$AK19:$AP19,0)),-1,0)*_xlfn.IFS(ISNUMBER($AD19),$AD19,ISNUMBER($AE19),$AE19,ISNUMBER($AF19),$AF19,AND($AD19=0,$AE19=0,$AF19=0),1)","v":{"$error":"#N/A"}},{"$f":"IF(ISNUMBER(MATCH(BY$11,$AG19:$AJ19,0)),1,0)*IF(ISNUMBER($AF19),(1-$AF19),1) + IF(ISNUMBER(MATCH(BY$11,$AK19:$AP19,0)),-1,0)*_xlfn.IFS(ISNUMBER($AD19),$AD19,ISNUMBER($AE19),$AE19,ISNUMBER($AF19),$AF19,AND($AD19=0,$AE19=0,$AF19=0),1)","v":{"$error":"#N/A"}},{"$f":"IF(ISNUMBER(MATCH(BZ$11,$AG19:$AJ19,0)),1,0)*IF(ISNUMBER($AF19),(1-$AF19),1) + IF(ISNUMBER(MATCH(BZ$11,$AK19:$AP19,0)),-1,0)*_xlfn.IFS(ISNUMBER($AD19),$AD19,ISNUMBER($AE19),$AE19,ISNUMBER($AF19),$AF19,AND($AD19=0,$AE19=0,$AF19=0),1)","v":{"$error":"#N/A"}},{"$f":"IF(ISNUMBER(MATCH(CA$11,$AG19:$AJ19,0)),1,0)*IF(ISNUMBER($AF19),(1-$AF19),1) + IF(ISNUMBER(MATCH(CA$11,$AK19:$AP19,0)),-1,0)*_xlfn.IFS(ISNUMBER($AD19),$AD19,ISNUMBER($AE19),$AE19,ISNUMBER($AF19),$AF19,AND($AD19=0,$AE19=0,$AF19=0),1)","v":{"$error":"#N/A"}},{"$f":"IF(ISNUMBER(MATCH(CB$11,$AG19:$AJ19,0)),1,0)*IF(ISNUMBER($AF19),(1-$AF19),1) + IF(ISNUMBER(MATCH(CB$11,$AK19:$AP19,0)),-1,0)*_xlfn.IFS(ISNUMBER($AD19),$AD19,ISNUMBER($AE19),$AE19,ISNUMBER($AF19),$AF19,AND($AD19=0,$AE19=0,$AF19=0),1)","v":{"$error":"#N/A"}},{"$f":"IF(ISNUMBER(MATCH(CC$11,$AG19:$AJ19,0)),1,0)*IF(ISNUMBER($AF19),(1-$AF19),1) + IF(ISNUMBER(MATCH(CC$11,$AK19:$AP19,0)),-1,0)*_xlfn.IFS(ISNUMBER($AD19),$AD19,ISNUMBER($AE19),$AE19,ISNUMBER($AF19),$AF19,AND($AD19=0,$AE19=0,$AF19=0),1)","v":{"$error":"#N/A"}},{"$f":"IF(ISNUMBER(MATCH(CD$11,$AG19:$AJ19,0)),1,0)*IF(ISNUMBER($AF19),(1-$AF19),1) + IF(ISNUMBER(MATCH(CD$11,$AK19:$AP19,0)),-1,0)*_xlfn.IFS(ISNUMBER($AD19),$AD19,ISNUMBER($AE19),$AE19,ISNUMBER($AF19),$AF19,AND($AD19=0,$AE19=0,$AF19=0),1)","v":{"$error":"#N/A"}},{"$f":"IF(ISNUMBER(MATCH(CE$11,$AG19:$AJ19,0)),1,0)*IF(ISNUMBER($AF19),(1-$AF19),1) + IF(ISNUMBER(MATCH(CE$11,$AK19:$AP19,0)),-1,0)*_xlfn.IFS(ISNUMBER($AD19),$AD19,ISNUMBER($AE19),$AE19,ISNUMBER($AF19),$AF19,AND($AD19=0,$AE19=0,$AF19=0),1)","v":{"$error":"#N/A"}},{"$f":"IF(ISNUMBER(MATCH(CF$11,$AG19:$AJ19,0)),1,0)*IF(ISNUMBER($AF19),(1-$AF19),1) + IF(ISNUMBER(MATCH(CF$11,$AK19:$AP19,0)),-1,0)*_xlfn.IFS(ISNUMBER($AD19),$AD19,ISNUMBER($AE19),$AE19,ISNUMBER($AF19),$AF19,AND($AD19=0,$AE19=0,$AF19=0),1)","v":{"$error":"#N/A"}},{"$f":"IF(ISNUMBER(MATCH(CG$11,$AG19:$AJ19,0)),1,0)*IF(ISNUMBER($AF19),(1-$AF19),1) + IF(ISNUMBER(MATCH(CG$11,$AK19:$AP19,0)),-1,0)*_xlfn.IFS(ISNUMBER($AD19),$AD19,ISNUMBER($AE19),$AE19,ISNUMBER($AF19),$AF19,AND($AD19=0,$AE19=0,$AF19=0),1)","v":{"$error":"#N/A"}},{"$f":"IF(ISNUMBER(MATCH(CH$11,$AG19:$AJ19,0)),1,0)*IF(ISNUMBER($AF19),(1-$AF19),1) + IF(ISNUMBER(MATCH(CH$11,$AK19:$AP19,0)),-1,0)*_xlfn.IFS(ISNUMBER($AD19),$AD19,ISNUMBER($AE19),$AE19,ISNUMBER($AF19),$AF19,AND($AD19=0,$AE19=0,$AF19=0),1)","v":{"$error":"#N/A"}},{"$f":"IF(ISNUMBER(MATCH(CI$11,$AG19:$AJ19,0)),1,0)*IF(ISNUMBER($AF19),(1-$AF19),1) + IF(ISNUMBER(MATCH(CI$11,$AK19:$AP19,0)),-1,0)*_xlfn.IFS(ISNUMBER($AD19),$AD19,ISNUMBER($AE19),$AE19,ISNUMBER($AF19),$AF19,AND($AD19=0,$AE19=0,$AF19=0),1)","v":{"$error":"#N/A"}},{"$f":"IF(ISNUMBER(MATCH(CJ$11,$AG19:$AJ19,0)),1,0)*IF(ISNUMBER($AF19),(1-$AF19),1) + IF(ISNUMBER(MATCH(CJ$11,$AK19:$AP19,0)),-1,0)*_xlfn.IFS(ISNUMBER($AD19),$AD19,ISNUMBER($AE19),$AE19,ISNUMBER($AF19),$AF19,AND($AD19=0,$AE19=0,$AF19=0),1)","v":{"$error":"#N/A"}},{"$f":"IF(ISNUMBER(MATCH(CK$11,$AG19:$AJ19,0)),1,0)*IF(ISNUMBER($AF19),(1-$AF19),1) + IF(ISNUMBER(MATCH(CK$11,$AK19:$AP19,0)),-1,0)*_xlfn.IFS(ISNUMBER($AD19),$AD19,ISNUMBER($AE19),$AE19,ISNUMBER($AF19),$AF19,AND($AD19=0,$AE19=0,$AF19=0),1)","v":{"$error":"#N/A"}},{"$f":"IF(ISNUMBER(MATCH(CL$11,$AG19:$AJ19,0)),1,0)*IF(ISNUMBER($AF19),(1-$AF19),1) + IF(ISNUMBER(MATCH(CL$11,$AK19:$AP19,0)),-1,0)*_xlfn.IFS(ISNUMBER($AD19),$AD19,ISNUMBER($AE19),$AE19,ISNUMBER($AF19),$AF19,AND($AD19=0,$AE19=0,$AF19=0),1)","v":{"$error":"#N/A"}},{"$f":"IF(ISNUMBER(MATCH(CM$11,$AG19:$AJ19,0)),1,0)*IF(ISNUMBER($AF19),(1-$AF19),1) + IF(ISNUMBER(MATCH(CM$11,$AK19:$AP19,0)),-1,0)*_xlfn.IFS(ISNUMBER($AD19),$AD19,ISNUMBER($AE19),$AE19,ISNUMBER($AF19),$AF19,AND($AD19=0,$AE19=0,$AF19=0),1)","v":{"$error":"#N/A"}},{"$f":"IF(ISNUMBER(MATCH(CN$11,$AG19:$AJ19,0)),1,0)*IF(ISNUMBER($AF19),(1-$AF19),1) + IF(ISNUMBER(MATCH(CN$11,$AK19:$AP19,0)),-1,0)*_xlfn.IFS(ISNUMBER($AD19),$AD19,ISNUMBER($AE19),$AE19,ISNUMBER($AF19),$AF19,AND($AD19=0,$AE19=0,$AF19=0),1)","v":{"$error":"#N/A"}},{"$f":"IF(ISNUMBER(MATCH(CO$11,$AG19:$AJ19,0)),1,0)*IF(ISNUMBER($AF19),(1-$AF19),1) + IF(ISNUMBER(MATCH(CO$11,$AK19:$AP19,0)),-1,0)*_xlfn.IFS(ISNUMBER($AD19),$AD19,ISNUMBER($AE19),$AE19,ISNUMBER($AF19),$AF19,AND($AD19=0,$AE19=0,$AF19=0),1)","v":{"$error":"#N/A"}},{"$f":"IF(ISNUMBER(MATCH(CP$11,$AG19:$AJ19,0)),1,0)*IF(ISNUMBER($AF19),(1-$AF19),1) + IF(ISNUMBER(MATCH(CP$11,$AK19:$AP19,0)),-1,0)*_xlfn.IFS(ISNUMBER($AD19),$AD19,ISNUMBER($AE19),$AE19,ISNUMBER($AF19),$AF19,AND($AD19=0,$AE19=0,$AF19=0),1)","v":{"$error":"#N/A"}},{"$f":"IF(ISNUMBER(MATCH(CQ$11,$AG19:$AJ19,0)),1,0)*IF(ISNUMBER($AF19),(1-$AF19),1) + IF(ISNUMBER(MATCH(CQ$11,$AK19:$AP19,0)),-1,0)*_xlfn.IFS(ISNUMBER($AD19),$AD19,ISNUMBER($AE19),$AE19,ISNUMBER($AF19),$AF19,AND($AD19=0,$AE19=0,$AF19=0),1)","v":{"$error":"#N/A"}},{"$f":"IF(ISNUMBER(MATCH(CR$11,$AG19:$AJ19,0)),1,0)*IF(ISNUMBER($AF19),(1-$AF19),1) + IF(ISNUMBER(MATCH(CR$11,$AK19:$AP19,0)),-1,0)*_xlfn.IFS(ISNUMBER($AD19),$AD19,ISNUMBER($AE19),$AE19,ISNUMBER($AF19),$AF19,AND($AD19=0,$AE19=0,$AF19=0),1)","v":{"$error":"#N/A"}},{"$f":"IF(ISNUMBER(MATCH(CS$11,$AG19:$AJ19,0)),1,0)*IF(ISNUMBER($AF19),(1-$AF19),1) + IF(ISNUMBER(MATCH(CS$11,$AK19:$AP19,0)),-1,0)*_xlfn.IFS(ISNUMBER($AD19),$AD19,ISNUMBER($AE19),$AE19,ISNUMBER($AF19),$AF19,AND($AD19=0,$AE19=0,$AF19=0),1)","v":{"$error":"#N/A"}},{"$f":"IF(ISNUMBER(MATCH(CT$11,$AG19:$AJ19,0)),1,0)*IF(ISNUMBER($AF19),(1-$AF19),1) + IF(ISNUMBER(MATCH(CT$11,$AK19:$AP19,0)),-1,0)*_xlfn.IFS(ISNUMBER($AD19),$AD19,ISNUMBER($AE19),$AE19,ISNUMBER($AF19),$AF19,AND($AD19=0,$AE19=0,$AF19=0),1)","v":{"$error":"#N/A"}},{"$f":"IF(ISNUMBER(MATCH(CU$11,$AG19:$AJ19,0)),1,0)*IF(ISNUMBER($AF19),(1-$AF19),1) + IF(ISNUMBER(MATCH(CU$11,$AK19:$AP19,0)),-1,0)*_xlfn.IFS(ISNUMBER($AD19),$AD19,ISNUMBER($AE19),$AE19,ISNUMBER($AF19),$AF19,AND($AD19=0,$AE19=0,$AF19=0),1)","v":{"$error":"#N/A"}},{"$f":"IF(ISNUMBER(MATCH(CV$11,$AG19:$AJ19,0)),1,0)*IF(ISNUMBER($AF19),(1-$AF19),1) + IF(ISNUMBER(MATCH(CV$11,$AK19:$AP19,0)),-1,0)*_xlfn.IFS(ISNUMBER($AD19),$AD19,ISNUMBER($AE19),$AE19,ISNUMBER($AF19),$AF19,AND($AD19=0,$AE19=0,$AF19=0),1)","v":{"$error":"#N/A"}},{"$f":"IF(ISNUMBER(MATCH(CW$11,$AG19:$AJ19,0)),1,0)*IF(ISNUMBER($AF19),(1-$AF19),1) + IF(ISNUMBER(MATCH(CW$11,$AK19:$AP19,0)),-1,0)*_xlfn.IFS(ISNUMBER($AD19),$AD19,ISNUMBER($AE19),$AE19,ISNUMBER($AF19),$AF19,AND($AD19=0,$AE19=0,$AF19=0),1)","v":{"$error":"#N/A"}},{"$f":"IF(ISNUMBER(MATCH(CX$11,$AG19:$AJ19,0)),1,0)*IF(ISNUMBER($AF19),(1-$AF19),1) + IF(ISNUMBER(MATCH(CX$11,$AK19:$AP19,0)),-1,0)*_xlfn.IFS(ISNUMBER($AD19),$AD19,ISNUMBER($AE19),$AE19,ISNUMBER($AF19),$AF19,AND($AD19=0,$AE19=0,$AF19=0),1)","v":{"$error":"#N/A"}},{"$f":"IF(ISNUMBER(MATCH(CY$11,$AG19:$AJ19,0)),1,0)*IF(ISNUMBER($AF19),(1-$AF19),1) + IF(ISNUMBER(MATCH(CY$11,$AK19:$AP19,0)),-1,0)*_xlfn.IFS(ISNUMBER($AD19),$AD19,ISNUMBER($AE19),$AE19,ISNUMBER($AF19),$AF19,AND($AD19=0,$AE19=0,$AF19=0),1)","v":{"$error":"#N/A"}},{"$f":"IF(ISNUMBER(MATCH(CZ$11,$AG19:$AJ19,0)),1,0)*IF(ISNUMBER($AF19),(1-$AF19),1) + IF(ISNUMBER(MATCH(CZ$11,$AK19:$AP19,0)),-1,0)*_xlfn.IFS(ISNUMBER($AD19),$AD19,ISNUMBER($AE19),$AE19,ISNUMBER($AF19),$AF19,AND($AD19=0,$AE19=0,$AF19=0),1)","v":{"$error":"#N/A"}},{"$f":"IF(ISNUMBER(MATCH(DA$11,$AG19:$AJ19,0)),1,0)*IF(ISNUMBER($AF19),(1-$AF19),1) + IF(ISNUMBER(MATCH(DA$11,$AK19:$AP19,0)),-1,0)*_xlfn.IFS(ISNUMBER($AD19),$AD19,ISNUMBER($AE19),$AE19,ISNUMBER($AF19),$AF19,AND($AD19=0,$AE19=0,$AF19=0),1)","v":{"$error":"#N/A"}},{"$f":"IF(ISNUMBER(MATCH(DB$11,$AG19:$AJ19,0)),1,0)*IF(ISNUMBER($AF19),(1-$AF19),1) + IF(ISNUMBER(MATCH(DB$11,$AK19:$AP19,0)),-1,0)*_xlfn.IFS(ISNUMBER($AD19),$AD19,ISNUMBER($AE19),$AE19,ISNUMBER($AF19),$AF19,AND($AD19=0,$AE19=0,$AF19=0),1)","v":{"$error":"#N/A"}},{"$f":"IF(ISNUMBER(MATCH(DC$11,$AG19:$AJ19,0)),1,0)*IF(ISNUMBER($AF19),(1-$AF19),1) + IF(ISNUMBER(MATCH(DC$11,$AK19:$AP19,0)),-1,0)*_xlfn.IFS(ISNUMBER($AD19),$AD19,ISNUMBER($AE19),$AE19,ISNUMBER($AF19),$AF19,AND($AD19=0,$AE19=0,$AF19=0),1)","v":{"$error":"#N/A"}},{"$f":"IF(ISNUMBER(MATCH(DD$11,$AG19:$AJ19,0)),1,0)*IF(ISNUMBER($AF19),(1-$AF19),1) + IF(ISNUMBER(MATCH(DD$11,$AK19:$AP19,0)),-1,0)*_xlfn.IFS(ISNUMBER($AD19),$AD19,ISNUMBER($AE19),$AE19,ISNUMBER($AF19),$AF19,AND($AD19=0,$AE19=0,$AF19=0),1)","v":{"$error":"#N/A"}},{"$f":"IF(ISNUMBER(MATCH(DE$11,$AG19:$AJ19,0)),1,0)*IF(ISNUMBER($AF19),(1-$AF19),1) + IF(ISNUMBER(MATCH(DE$11,$AK19:$AP19,0)),-1,0)*_xlfn.IFS(ISNUMBER($AD19),$AD19,ISNUMBER($AE19),$AE19,ISNUMBER($AF19),$AF19,AND($AD19=0,$AE19=0,$AF19=0),1)","v":{"$error":"#N/A"}},null,0,null,"1A","Miami",38.561999999999998,-94.855999999999995,"Very hot","Humid",0,0,0,null,"t_db bin","LT ","HT",{"$f":"weather!C6","v":"0A"},{"$f":"weather!D6","v":"0B"},{"$f":"weather!E6","v":"1A"},{"$f":"weather!F6","v":"1B"},{"$f":"weather!G6","v":"2A"},{"$f":"weather!H6","v":"2B"},{"$f":"weather!I6","v":"3A"},{"$f":"weather!J6","v":"3B"},{"$f":"weather!K6","v":"3C"},{"$f":"weather!L6","v":"4A"},{"$f":"weather!M6","v":"4B"},{"$f":"weather!N6","v":"4C"},{"$f":"weather!O6","v":"5A"},{"$f":"weather!P6","v":"5B"},{"$f":"weather!Q6","v":"5C"},{"$f":"weather!R6","v":"6A"},{"$f":"weather!S6","v":"6B"},{"$f":"weather!T6","v":7},{"$f":"weather!U6","v":8},{"$f":"weather!V6","v":"RD99 Paris"},{"$f":"weather!W6","v":"RD99 Singapore"}]
[24,null,null,null,null,"Datarooms",{"$f":"E50","v":{"$error":"#N/A"}},10,"Critical workload efficiency",null,null,null,null,null,null,null,null,null,"e_crit_ups-hru,lt",0,{"$error":"#N/A"},null,null,null,null,"Power\nMech","TX","Conservation",null,null,null,null,"e_mech_u-tx",null,null,null,"e_mech_tx-swb","q_mech_tx-amb",null,null,null,null,null,{"$f":"IF(ISNUMBER(MATCH(AR$11,$AG20:$AJ20,0)),1,0)*IF(ISNUMBER($AF20),(1-$AF20),1) + IF(ISNUMBER(MATCH(AR$11,$AK20:$AP20,0)),-1,0)*_xlfn.IFS(ISNUMBER($AD20),$AD20,ISNUMBER($AE20),$AE20,ISNUMBER($AF20),$AF20,AND($AD20=0,$AE20=0,$AF20=0),1)","v":0},{"$f":"IF(ISNUMBER(MATCH(AS$11,$AG20:$AJ20,0)),1,0)*IF(ISNUMBER($AF20),(1-$AF20),1) + IF(ISNUMBER(MATCH(AS$11,$AK20:$AP20,0)),-1,0)*_xlfn.IFS(ISNUMBER($AD20),$AD20,ISNUMBER($AE20),$AE20,ISNUMBER($AF20),$AF20,AND($AD20=0,$AE20=0,$AF20=0),1)","v":0},{"$f":"IF(ISNUMBER(MATCH(AT$11,$AG20:$AJ20,0)),1,0)*IF(ISNUMBER($AF20),(1-$AF20),1) + IF(ISNUMBER(MATCH(AT$11,$AK20:$AP20,0)),-1,0)*_xlfn.IFS(ISNUMBER($AD20),$AD20,ISNUMBER($AE20),$AE20,ISNUMBER($AF20),$AF20,AND($AD20=0,$AE20=0,$AF20=0),1)","v":0},{"$f":"IF(ISNUMBER(MATCH(AU$11,$AG20:$AJ20,0)),1,0)*IF(ISNUMBER($AF20),(1-$AF20),1) + IF(ISNUMBER(MATCH(AU$11,$AK20:$AP20,0)),-1,0)*_xlfn.IFS(ISNUMBER($AD20),$AD20,ISNUMBER($AE20),$AE20,ISNUMBER($AF20),$AF20,AND($AD20=0,$AE20=0,$AF20=0),1)","v":0},{"$f":"IF(ISNUMBER(MATCH(AV$11,$AG20:$AJ20,0)),1,0)*IF(ISNUMBER($AF20),(1-$AF20),1) + IF(ISNUMBER(MATCH(AV$11,$AK20:$AP20,0)),-1,0)*_xlfn.IFS(ISNUMBER($AD20),$AD20,ISNUMBER($AE20),$AE20,ISNUMBER($AF20),$AF20,AND($AD20=0,$AE20=0,$AF20=0),1)","v":0},{"$f":"IF(ISNUMBER(MATCH(AW$11,$AG20:$AJ20,0)),1,0)*IF(ISNUMBER($AF20),(1-$AF20),1) + IF(ISNUMBER(MATCH(AW$11,$AK20:$AP20,0)),-1,0)*_xlfn.IFS(ISNUMBER($AD20),$AD20,ISNUMBER($AE20),$AE20,ISNUMBER($AF20),$AF20,AND($AD20=0,$AE20=0,$AF20=0),1)","v":0},{"$f":"IF(ISNUMBER(MATCH(AX$11,$AG20:$AJ20,0)),1,0)*IF(ISNUMBER($AF20),(1-$AF20),1) + IF(ISNUMBER(MATCH(AX$11,$AK20:$AP20,0)),-1,0)*_xlfn.IFS(ISNUMBER($AD20),$AD20,ISNUMBER($AE20),$AE20,ISNUMBER($AF20),$AF20,AND($AD20=0,$AE20=0,$AF20=0),1)","v":0},{"$f":"IF(ISNUMBER(MATCH(AY$11,$AG20:$AJ20,0)),1,0)*IF(ISNUMBER($AF20),(1-$AF20),1) + IF(ISNUMBER(MATCH(AY$11,$AK20:$AP20,0)),-1,0)*_xlfn.IFS(ISNUMBER($AD20),$AD20,ISNUMBER($AE20),$AE20,ISNUMBER($AF20),$AF20,AND($AD20=0,$AE20=0,$AF20=0),1)","v":0},{"$f":"IF(ISNUMBER(MATCH(AZ$11,$AG20:$AJ20,0)),1,0)*IF(ISNUMBER($AF20),(1-$AF20),1) + IF(ISNUMBER(MATCH(AZ$11,$AK20:$AP20,0)),-1,0)*_xlfn.IFS(ISNUMBER($AD20),$AD20,ISNUMBER($AE20),$AE20,ISNUMBER($AF20),$AF20,AND($AD20=0,$AE20=0,$AF20=0),1)","v":0},{"$f":"IF(ISNUMBER(MATCH(BA$11,$AG20:$AJ20,0)),1,0)*IF(ISNUMBER($AF20),(1-$AF20),1) + IF(ISNUMBER(MATCH(BA$11,$AK20:$AP20,0)),-1,0)*_xlfn.IFS(ISNUMBER($AD20),$AD20,ISNUMBER($AE20),$AE20,ISNUMBER($AF20),$AF20,AND($AD20=0,$AE20=0,$AF20=0),1)","v":0},{"$f":"IF(ISNUMBER(MATCH(BB$11,$AG20:$AJ20,0)),1,0)*IF(ISNUMBER($AF20),(1-$AF20),1) + IF(ISNUMBER(MATCH(BB$11,$AK20:$AP20,0)),-1,0)*_xlfn.IFS(ISNUMBER($AD20),$AD20,ISNUMBER($AE20),$AE20,ISNUMBER($AF20),$AF20,AND($AD20=0,$AE20=0,$AF20=0),1)","v":0},{"$f":"IF(ISNUMBER(MATCH(BC$11,$AG20:$AJ20,0)),1,0)*IF(ISNUMBER($AF20),(1-$AF20),1) + IF(ISNUMBER(MATCH(BC$11,$AK20:$AP20,0)),-1,0)*_xlfn.IFS(ISNUMBER($AD20),$AD20,ISNUMBER($AE20),$AE20,ISNUMBER($AF20),$AF20,AND($AD20=0,$AE20=0,$AF20=0),1)","v":0},{"$f":"IF(ISNUMBER(MATCH(BD$11,$AG20:$AJ20,0)),1,0)*IF(ISNUMBER($AF20),(1-$AF20),1) + IF(ISNUMBER(MATCH(BD$11,$AK20:$AP20,0)),-1,0)*_xlfn.IFS(ISNUMBER($AD20),$AD20,ISNUMBER($AE20),$AE20,ISNUMBER($AF20),$AF20,AND($AD20=0,$AE20=0,$AF20=0),1)","v":1},{"$f":"IF(ISNUMBER(MATCH(BE$11,$AG20:$AJ20,0)),1,0)*IF(ISNUMBER($AF20),(1-$AF20),1) + IF(ISNUMBER(MATCH(BE$11,$AK20:$AP20,0)),-1,0)*_xlfn.IFS(ISNUMBER($AD20),$AD20,ISNUMBER($AE20),$AE20,ISNUMBER($AF20),$AF20,AND($AD20=0,$AE20=0,$AF20=0),1)","v":-1},{"$f":"IF(ISNUMBER(MATCH(BF$11,$AG20:$AJ20,0)),1,0)*IF(ISNUMBER($AF20),(1-$AF20),1) + IF(ISNUMBER(MATCH(BF$11,$AK20:$AP20,0)),-1,0)*_xlfn.IFS(ISNUMBER($AD20),$AD20,ISNUMBER($AE20),$AE20,ISNUMBER($AF20),$AF20,AND($AD20=0,$AE20=0,$AF20=0),1)","v":-1},{"$f":"IF(ISNUMBER(MATCH(BG$11,$AG20:$AJ20,0)),1,0)*IF(ISNUMBER($AF20),(1-$AF20),1) + IF(ISNUMBER(MATCH(BG$11,$AK20:$AP20,0)),-1,0)*_xlfn.IFS(ISNUMBER($AD20),$AD20,ISNUMBER($AE20),$AE20,ISNUMBER($AF20),$AF20,AND($AD20=0,$AE20=0,$AF20=0),1)","v":0},{"$f":"IF(ISNUMBER(MATCH(BH$11,$AG20:$AJ20,0)),1,0)*IF(ISNUMBER($AF20),(1-$AF20),1) + IF(ISNUMBER(MATCH(BH$11,$AK20:$AP20,0)),-1,0)*_xlfn.IFS(ISNUMBER($AD20),$AD20,ISNUMBER($AE20),$AE20,ISNUMBER($AF20),$AF20,AND($AD20=0,$AE20=0,$AF20=0),1)","v":0},{"$f":"IF(ISNUMBER(MATCH(BI$11,$AG20:$AJ20,0)),1,0)*IF(ISNUMBER($AF20),(1-$AF20),1) + IF(ISNUMBER(MATCH(BI$11,$AK20:$AP20,0)),-1,0)*_xlfn.IFS(ISNUMBER($AD20),$AD20,ISNUMBER($AE20),$AE20,ISNUMBER($AF20),$AF20,AND($AD20=0,$AE20=0,$AF20=0),1)","v":0},{"$f":"IF(ISNUMBER(MATCH(BJ$11,$AG20:$AJ20,0)),1,0)*IF(ISNUMBER($AF20),(1-$AF20),1) + IF(ISNUMBER(MATCH(BJ$11,$AK20:$AP20,0)),-1,0)*_xlfn.IFS(ISNUMBER($AD20),$AD20,ISNUMBER($AE20),$AE20,ISNUMBER($AF20),$AF20,AND($AD20=0,$AE20=0,$AF20=0),1)","v":0},{"$f":"IF(ISNUMBER(MATCH(BK$11,$AG20:$AJ20,0)),1,0)*IF(ISNUMBER($AF20),(1-$AF20),1) + IF(ISNUMBER(MATCH(BK$11,$AK20:$AP20,0)),-1,0)*_xlfn.IFS(ISNUMBER($AD20),$AD20,ISNUMBER($AE20),$AE20,ISNUMBER($AF20),$AF20,AND($AD20=0,$AE20=0,$AF20=0),1)","v":0},{"$f":"IF(ISNUMBER(MATCH(BL$11,$AG20:$AJ20,0)),1,0)*IF(ISNUMBER($AF20),(1-$AF20),1) + IF(ISNUMBER(MATCH(BL$11,$AK20:$AP20,0)),-1,0)*_xlfn.IFS(ISNUMBER($AD20),$AD20,ISNUMBER($AE20),$AE20,ISNUMBER($AF20),$AF20,AND($AD20=0,$AE20=0,$AF20=0),1)","v":0},{"$f":"IF(ISNUMBER(MATCH(BM$11,$AG20:$AJ20,0)),1,0)*IF(ISNUMBER($AF20),(1-$AF20),1) + IF(ISNUMBER(MATCH(BM$11,$AK20:$AP20,0)),-1,0)*_xlfn.IFS(ISNUMBER($AD20),$AD20,ISNUMBER($AE20),$AE20,ISNUMBER($AF20),$AF20,AND($AD20=0,$AE20=0,$AF20=0),1)","v":0},{"$f":"IF(ISNUMBER(MATCH(BN$11,$AG20:$AJ20,0)),1,0)*IF(ISNUMBER($AF20),(1-$AF20),1) + IF(ISNUMBER(MATCH(BN$11,$AK20:$AP20,0)),-1,0)*_xlfn.IFS(ISNUMBER($AD20),$AD20,ISNUMBER($AE20),$AE20,ISNUMBER($AF20),$AF20,AND($AD20=0,$AE20=0,$AF20=0),1)","v":0},{"$f":"IF(ISNUMBER(MATCH(BO$11,$AG20:$AJ20,0)),1,0)*IF(ISNUMBER($AF20),(1-$AF20),1) + IF(ISNUMBER(MATCH(BO$11,$AK20:$AP20,0)),-1,0)*_xlfn.IFS(ISNUMBER($AD20),$AD20,ISNUMBER($AE20),$AE20,ISNUMBER($AF20),$AF20,AND($AD20=0,$AE20=0,$AF20=0),1)","v":0},{"$f":"IF(ISNUMBER(MATCH(BP$11,$AG20:$AJ20,0)),1,0)*IF(ISNUMBER($AF20),(1-$AF20),1) + IF(ISNUMBER(MATCH(BP$11,$AK20:$AP20,0)),-1,0)*_xlfn.IFS(ISNUMBER($AD20),$AD20,ISNUMBER($AE20),$AE20,ISNUMBER($AF20),$AF20,AND($AD20=0,$AE20=0,$AF20=0),1)","v":0},{"$f":"IF(ISNUMBER(MATCH(BQ$11,$AG20:$AJ20,0)),1,0)*IF(ISNUMBER($AF20),(1-$AF20),1) + IF(ISNUMBER(MATCH(BQ$11,$AK20:$AP20,0)),-1,0)*_xlfn.IFS(ISNUMBER($AD20),$AD20,ISNUMBER($AE20),$AE20,ISNUMBER($AF20),$AF20,AND($AD20=0,$AE20=0,$AF20=0),1)","v":0},{"$f":"IF(ISNUMBER(MATCH(BR$11,$AG20:$AJ20,0)),1,0)*IF(ISNUMBER($AF20),(1-$AF20),1) + IF(ISNUMBER(MATCH(BR$11,$AK20:$AP20,0)),-1,0)*_xlfn.IFS(ISNUMBER($AD20),$AD20,ISNUMBER($AE20),$AE20,ISNUMBER($AF20),$AF20,AND($AD20=0,$AE20=0,$AF20=0),1)","v":0},{"$f":"IF(ISNUMBER(MATCH(BS$11,$AG20:$AJ20,0)),1,0)*IF(ISNUMBER($AF20),(1-$AF20),1) + IF(ISNUMBER(MATCH(BS$11,$AK20:$AP20,0)),-1,0)*_xlfn.IFS(ISNUMBER($AD20),$AD20,ISNUMBER($AE20),$AE20,ISNUMBER($AF20),$AF20,AND($AD20=0,$AE20=0,$AF20=0),1)","v":0},{"$f":"IF(ISNUMBER(MATCH(BT$11,$AG20:$AJ20,0)),1,0)*IF(ISNUMBER($AF20),(1-$AF20),1) + IF(ISNUMBER(MATCH(BT$11,$AK20:$AP20,0)),-1,0)*_xlfn.IFS(ISNUMBER($AD20),$AD20,ISNUMBER($AE20),$AE20,ISNUMBER($AF20),$AF20,AND($AD20=0,$AE20=0,$AF20=0),1)","v":0},{"$f":"IF(ISNUMBER(MATCH(BU$11,$AG20:$AJ20,0)),1,0)*IF(ISNUMBER($AF20),(1-$AF20),1) + IF(ISNUMBER(MATCH(BU$11,$AK20:$AP20,0)),-1,0)*_xlfn.IFS(ISNUMBER($AD20),$AD20,ISNUMBER($AE20),$AE20,ISNUMBER($AF20),$AF20,AND($AD20=0,$AE20=0,$AF20=0),1)","v":0},{"$f":"IF(ISNUMBER(MATCH(BV$11,$AG20:$AJ20,0)),1,0)*IF(ISNUMBER($AF20),(1-$AF20),1) + IF(ISNUMBER(MATCH(BV$11,$AK20:$AP20,0)),-1,0)*_xlfn.IFS(ISNUMBER($AD20),$AD20,ISNUMBER($AE20),$AE20,ISNUMBER($AF20),$AF20,AND($AD20=0,$AE20=0,$AF20=0),1)","v":0},{"$f":"IF(ISNUMBER(MATCH(BW$11,$AG20:$AJ20,0)),1,0)*IF(ISNUMBER($AF20),(1-$AF20),1) + IF(ISNUMBER(MATCH(BW$11,$AK20:$AP20,0)),-1,0)*_xlfn.IFS(ISNUMBER($AD20),$AD20,ISNUMBER($AE20),$AE20,ISNUMBER($AF20),$AF20,AND($AD20=0,$AE20=0,$AF20=0),1)","v":0},{"$f":"IF(ISNUMBER(MATCH(BX$11,$AG20:$AJ20,0)),1,0)*IF(ISNUMBER($AF20),(1-$AF20),1) + IF(ISNUMBER(MATCH(BX$11,$AK20:$AP20,0)),-1,0)*_xlfn.IFS(ISNUMBER($AD20),$AD20,ISNUMBER($AE20),$AE20,ISNUMBER($AF20),$AF20,AND($AD20=0,$AE20=0,$AF20=0),1)","v":0},{"$f":"IF(ISNUMBER(MATCH(BY$11,$AG20:$AJ20,0)),1,0)*IF(ISNUMBER($AF20),(1-$AF20),1) + IF(ISNUMBER(MATCH(BY$11,$AK20:$AP20,0)),-1,0)*_xlfn.IFS(ISNUMBER($AD20),$AD20,ISNUMBER($AE20),$AE20,ISNUMBER($AF20),$AF20,AND($AD20=0,$AE20=0,$AF20=0),1)","v":0},{"$f":"IF(ISNUMBER(MATCH(BZ$11,$AG20:$AJ20,0)),1,0)*IF(ISNUMBER($AF20),(1-$AF20),1) + IF(ISNUMBER(MATCH(BZ$11,$AK20:$AP20,0)),-1,0)*_xlfn.IFS(ISNUMBER($AD20),$AD20,ISNUMBER($AE20),$AE20,ISNUMBER($AF20),$AF20,AND($AD20=0,$AE20=0,$AF20=0),1)","v":0},{"$f":"IF(ISNUMBER(MATCH(CA$11,$AG20:$AJ20,0)),1,0)*IF(ISNUMBER($AF20),(1-$AF20),1) + IF(ISNUMBER(MATCH(CA$11,$AK20:$AP20,0)),-1,0)*_xlfn.IFS(ISNUMBER($AD20),$AD20,ISNUMBER($AE20),$AE20,ISNUMBER($AF20),$AF20,AND($AD20=0,$AE20=0,$AF20=0),1)","v":0},{"$f":"IF(ISNUMBER(MATCH(CB$11,$AG20:$AJ20,0)),1,0)*IF(ISNUMBER($AF20),(1-$AF20),1) + IF(ISNUMBER(MATCH(CB$11,$AK20:$AP20,0)),-1,0)*_xlfn.IFS(ISNUMBER($AD20),$AD20,ISNUMBER($AE20),$AE20,ISNUMBER($AF20),$AF20,AND($AD20=0,$AE20=0,$AF20=0),1)","v":0},{"$f":"IF(ISNUMBER(MATCH(CC$11,$AG20:$AJ20,0)),1,0)*IF(ISNUMBER($AF20),(1-$AF20),1) + IF(ISNUMBER(MATCH(CC$11,$AK20:$AP20,0)),-1,0)*_xlfn.IFS(ISNUMBER($AD20),$AD20,ISNUMBER($AE20),$AE20,ISNUMBER($AF20),$AF20,AND($AD20=0,$AE20=0,$AF20=0),1)","v":0},{"$f":"IF(ISNUMBER(MATCH(CD$11,$AG20:$AJ20,0)),1,0)*IF(ISNUMBER($AF20),(1-$AF20),1) + IF(ISNUMBER(MATCH(CD$11,$AK20:$AP20,0)),-1,0)*_xlfn.IFS(ISNUMBER($AD20),$AD20,ISNUMBER($AE20),$AE20,ISNUMBER($AF20),$AF20,AND($AD20=0,$AE20=0,$AF20=0),1)","v":0},{"$f":"IF(ISNUMBER(MATCH(CE$11,$AG20:$AJ20,0)),1,0)*IF(ISNUMBER($AF20),(1-$AF20),1) + IF(ISNUMBER(MATCH(CE$11,$AK20:$AP20,0)),-1,0)*_xlfn.IFS(ISNUMBER($AD20),$AD20,ISNUMBER($AE20),$AE20,ISNUMBER($AF20),$AF20,AND($AD20=0,$AE20=0,$AF20=0),1)","v":0},{"$f":"IF(ISNUMBER(MATCH(CF$11,$AG20:$AJ20,0)),1,0)*IF(ISNUMBER($AF20),(1-$AF20),1) + IF(ISNUMBER(MATCH(CF$11,$AK20:$AP20,0)),-1,0)*_xlfn.IFS(ISNUMBER($AD20),$AD20,ISNUMBER($AE20),$AE20,ISNUMBER($AF20),$AF20,AND($AD20=0,$AE20=0,$AF20=0),1)","v":0},{"$f":"IF(ISNUMBER(MATCH(CG$11,$AG20:$AJ20,0)),1,0)*IF(ISNUMBER($AF20),(1-$AF20),1) + IF(ISNUMBER(MATCH(CG$11,$AK20:$AP20,0)),-1,0)*_xlfn.IFS(ISNUMBER($AD20),$AD20,ISNUMBER($AE20),$AE20,ISNUMBER($AF20),$AF20,AND($AD20=0,$AE20=0,$AF20=0),1)","v":0},{"$f":"IF(ISNUMBER(MATCH(CH$11,$AG20:$AJ20,0)),1,0)*IF(ISNUMBER($AF20),(1-$AF20),1) + IF(ISNUMBER(MATCH(CH$11,$AK20:$AP20,0)),-1,0)*_xlfn.IFS(ISNUMBER($AD20),$AD20,ISNUMBER($AE20),$AE20,ISNUMBER($AF20),$AF20,AND($AD20=0,$AE20=0,$AF20=0),1)","v":0},{"$f":"IF(ISNUMBER(MATCH(CI$11,$AG20:$AJ20,0)),1,0)*IF(ISNUMBER($AF20),(1-$AF20),1) + IF(ISNUMBER(MATCH(CI$11,$AK20:$AP20,0)),-1,0)*_xlfn.IFS(ISNUMBER($AD20),$AD20,ISNUMBER($AE20),$AE20,ISNUMBER($AF20),$AF20,AND($AD20=0,$AE20=0,$AF20=0),1)","v":0},{"$f":"IF(ISNUMBER(MATCH(CJ$11,$AG20:$AJ20,0)),1,0)*IF(ISNUMBER($AF20),(1-$AF20),1) + IF(ISNUMBER(MATCH(CJ$11,$AK20:$AP20,0)),-1,0)*_xlfn.IFS(ISNUMBER($AD20),$AD20,ISNUMBER($AE20),$AE20,ISNUMBER($AF20),$AF20,AND($AD20=0,$AE20=0,$AF20=0),1)","v":0},{"$f":"IF(ISNUMBER(MATCH(CK$11,$AG20:$AJ20,0)),1,0)*IF(ISNUMBER($AF20),(1-$AF20),1) + IF(ISNUMBER(MATCH(CK$11,$AK20:$AP20,0)),-1,0)*_xlfn.IFS(ISNUMBER($AD20),$AD20,ISNUMBER($AE20),$AE20,ISNUMBER($AF20),$AF20,AND($AD20=0,$AE20=0,$AF20=0),1)","v":0},{"$f":"IF(ISNUMBER(MATCH(CL$11,$AG20:$AJ20,0)),1,0)*IF(ISNUMBER($AF20),(1-$AF20),1) + IF(ISNUMBER(MATCH(CL$11,$AK20:$AP20,0)),-1,0)*_xlfn.IFS(ISNUMBER($AD20),$AD20,ISNUMBER($AE20),$AE20,ISNUMBER($AF20),$AF20,AND($AD20=0,$AE20=0,$AF20=0),1)","v":0},{"$f":"IF(ISNUMBER(MATCH(CM$11,$AG20:$AJ20,0)),1,0)*IF(ISNUMBER($AF20),(1-$AF20),1) + IF(ISNUMBER(MATCH(CM$11,$AK20:$AP20,0)),-1,0)*_xlfn.IFS(ISNUMBER($AD20),$AD20,ISNUMBER($AE20),$AE20,ISNUMBER($AF20),$AF20,AND($AD20=0,$AE20=0,$AF20=0),1)","v":0},{"$f":"IF(ISNUMBER(MATCH(CN$11,$AG20:$AJ20,0)),1,0)*IF(ISNUMBER($AF20),(1-$AF20),1) + IF(ISNUMBER(MATCH(CN$11,$AK20:$AP20,0)),-1,0)*_xlfn.IFS(ISNUMBER($AD20),$AD20,ISNUMBER($AE20),$AE20,ISNUMBER($AF20),$AF20,AND($AD20=0,$AE20=0,$AF20=0),1)","v":0},{"$f":"IF(ISNUMBER(MATCH(CO$11,$AG20:$AJ20,0)),1,0)*IF(ISNUMBER($AF20),(1-$AF20),1) + IF(ISNUMBER(MATCH(CO$11,$AK20:$AP20,0)),-1,0)*_xlfn.IFS(ISNUMBER($AD20),$AD20,ISNUMBER($AE20),$AE20,ISNUMBER($AF20),$AF20,AND($AD20=0,$AE20=0,$AF20=0),1)","v":0},{"$f":"IF(ISNUMBER(MATCH(CP$11,$AG20:$AJ20,0)),1,0)*IF(ISNUMBER($AF20),(1-$AF20),1) + IF(ISNUMBER(MATCH(CP$11,$AK20:$AP20,0)),-1,0)*_xlfn.IFS(ISNUMBER($AD20),$AD20,ISNUMBER($AE20),$AE20,ISNUMBER($AF20),$AF20,AND($AD20=0,$AE20=0,$AF20=0),1)","v":0},{"$f":"IF(ISNUMBER(MATCH(CQ$11,$AG20:$AJ20,0)),1,0)*IF(ISNUMBER($AF20),(1-$AF20),1) + IF(ISNUMBER(MATCH(CQ$11,$AK20:$AP20,0)),-1,0)*_xlfn.IFS(ISNUMBER($AD20),$AD20,ISNUMBER($AE20),$AE20,ISNUMBER($AF20),$AF20,AND($AD20=0,$AE20=0,$AF20=0),1)","v":0},{"$f":"IF(ISNUMBER(MATCH(CR$11,$AG20:$AJ20,0)),1,0)*IF(ISNUMBER($AF20),(1-$AF20),1) + IF(ISNUMBER(MATCH(CR$11,$AK20:$AP20,0)),-1,0)*_xlfn.IFS(ISNUMBER($AD20),$AD20,ISNUMBER($AE20),$AE20,ISNUMBER($AF20),$AF20,AND($AD20=0,$AE20=0,$AF20=0),1)","v":0},{"$f":"IF(ISNUMBER(MATCH(CS$11,$AG20:$AJ20,0)),1,0)*IF(ISNUMBER($AF20),(1-$AF20),1) + IF(ISNUMBER(MATCH(CS$11,$AK20:$AP20,0)),-1,0)*_xlfn.IFS(ISNUMBER($AD20),$AD20,ISNUMBER($AE20),$AE20,ISNUMBER($AF20),$AF20,AND($AD20=0,$AE20=0,$AF20=0),1)","v":0},{"$f":"IF(ISNUMBER(MATCH(CT$11,$AG20:$AJ20,0)),1,0)*IF(ISNUMBER($AF20),(1-$AF20),1) + IF(ISNUMBER(MATCH(CT$11,$AK20:$AP20,0)),-1,0)*_xlfn.IFS(ISNUMBER($AD20),$AD20,ISNUMBER($AE20),$AE20,ISNUMBER($AF20),$AF20,AND($AD20=0,$AE20=0,$AF20=0),1)","v":0},{"$f":"IF(ISNUMBER(MATCH(CU$11,$AG20:$AJ20,0)),1,0)*IF(ISNUMBER($AF20),(1-$AF20),1) + IF(ISNUMBER(MATCH(CU$11,$AK20:$AP20,0)),-1,0)*_xlfn.IFS(ISNUMBER($AD20),$AD20,ISNUMBER($AE20),$AE20,ISNUMBER($AF20),$AF20,AND($AD20=0,$AE20=0,$AF20=0),1)","v":0},{"$f":"IF(ISNUMBER(MATCH(CV$11,$AG20:$AJ20,0)),1,0)*IF(ISNUMBER($AF20),(1-$AF20),1) + IF(ISNUMBER(MATCH(CV$11,$AK20:$AP20,0)),-1,0)*_xlfn.IFS(ISNUMBER($AD20),$AD20,ISNUMBER($AE20),$AE20,ISNUMBER($AF20),$AF20,AND($AD20=0,$AE20=0,$AF20=0),1)","v":0},{"$f":"IF(ISNUMBER(MATCH(CW$11,$AG20:$AJ20,0)),1,0)*IF(ISNUMBER($AF20),(1-$AF20),1) + IF(ISNUMBER(MATCH(CW$11,$AK20:$AP20,0)),-1,0)*_xlfn.IFS(ISNUMBER($AD20),$AD20,ISNUMBER($AE20),$AE20,ISNUMBER($AF20),$AF20,AND($AD20=0,$AE20=0,$AF20=0),1)","v":0},{"$f":"IF(ISNUMBER(MATCH(CX$11,$AG20:$AJ20,0)),1,0)*IF(ISNUMBER($AF20),(1-$AF20),1) + IF(ISNUMBER(MATCH(CX$11,$AK20:$AP20,0)),-1,0)*_xlfn.IFS(ISNUMBER($AD20),$AD20,ISNUMBER($AE20),$AE20,ISNUMBER($AF20),$AF20,AND($AD20=0,$AE20=0,$AF20=0),1)","v":0},{"$f":"IF(ISNUMBER(MATCH(CY$11,$AG20:$AJ20,0)),1,0)*IF(ISNUMBER($AF20),(1-$AF20),1) + IF(ISNUMBER(MATCH(CY$11,$AK20:$AP20,0)),-1,0)*_xlfn.IFS(ISNUMBER($AD20),$AD20,ISNUMBER($AE20),$AE20,ISNUMBER($AF20),$AF20,AND($AD20=0,$AE20=0,$AF20=0),1)","v":0},{"$f":"IF(ISNUMBER(MATCH(CZ$11,$AG20:$AJ20,0)),1,0)*IF(ISNUMBER($AF20),(1-$AF20),1) + IF(ISNUMBER(MATCH(CZ$11,$AK20:$AP20,0)),-1,0)*_xlfn.IFS(ISNUMBER($AD20),$AD20,ISNUMBER($AE20),$AE20,ISNUMBER($AF20),$AF20,AND($AD20=0,$AE20=0,$AF20=0),1)","v":0},{"$f":"IF(ISNUMBER(MATCH(DA$11,$AG20:$AJ20,0)),1,0)*IF(ISNUMBER($AF20),(1-$AF20),1) + IF(ISNUMBER(MATCH(DA$11,$AK20:$AP20,0)),-1,0)*_xlfn.IFS(ISNUMBER($AD20),$AD20,ISNUMBER($AE20),$AE20,ISNUMBER($AF20),$AF20,AND($AD20=0,$AE20=0,$AF20=0),1)","v":0},{"$f":"IF(ISNUMBER(MATCH(DB$11,$AG20:$AJ20,0)),1,0)*IF(ISNUMBER($AF20),(1-$AF20),1) + IF(ISNUMBER(MATCH(DB$11,$AK20:$AP20,0)),-1,0)*_xlfn.IFS(ISNUMBER($AD20),$AD20,ISNUMBER($AE20),$AE20,ISNUMBER($AF20),$AF20,AND($AD20=0,$AE20=0,$AF20=0),1)","v":0},{"$f":"IF(ISNUMBER(MATCH(DC$11,$AG20:$AJ20,0)),1,0)*IF(ISNUMBER($AF20),(1-$AF20),1) + IF(ISNUMBER(MATCH(DC$11,$AK20:$AP20,0)),-1,0)*_xlfn.IFS(ISNUMBER($AD20),$AD20,ISNUMBER($AE20),$AE20,ISNUMBER($AF20),$AF20,AND($AD20=0,$AE20=0,$AF20=0),1)","v":0},{"$f":"IF(ISNUMBER(MATCH(DD$11,$AG20:$AJ20,0)),1,0)*IF(ISNUMBER($AF20),(1-$AF20),1) + IF(ISNUMBER(MATCH(DD$11,$AK20:$AP20,0)),-1,0)*_xlfn.IFS(ISNUMBER($AD20),$AD20,ISNUMBER($AE20),$AE20,ISNUMBER($AF20),$AF20,AND($AD20=0,$AE20=0,$AF20=0),1)","v":0},{"$f":"IF(ISNUMBER(MATCH(DE$11,$AG20:$AJ20,0)),1,0)*IF(ISNUMBER($AF20),(1-$AF20),1) + IF(ISNUMBER(MATCH(DE$11,$AK20:$AP20,0)),-1,0)*_xlfn.IFS(ISNUMBER($AD20),$AD20,ISNUMBER($AE20),$AE20,ISNUMBER($AF20),$AF20,AND($AD20=0,$AE20=0,$AF20=0),1)","v":0},null,0,null,"1B","Kuwait",29.273,47.497999999999998,"Very hot","Dry",0,0,0,null,-45,{"$f":"IF(DS20<=$DL$13,1,0)","v":{"$error":"#N/A"}},{"$f":"IF(DS20<=$DL$14,1,0)","v":{"$error":"#N/A"}},{"$f":"FREQUENCY(weather!C7:C8766,$DS$20:$DS$114)","v":0},{"$f":"FREQUENCY(weather!D7:D8766,$DS$20:$DS$114)","v":0},{"$f":"FREQUENCY(weather!E7:E8766,$DS$20:$DS$114)","v":0},{"$f":"FREQUENCY(weather!F7:F8766,$DS$20:$DS$114)","v":0},{"$f":"FREQUENCY(weather!G7:G8766,$DS$20:$DS$114)","v":0},{"$f":"FREQUENCY(weather!H7:H8766,$DS$20:$DS$114)","v":0},{"$f":"FREQUENCY(weather!I7:I8766,$DS$20:$DS$114)","v":0},{"$f":"FREQUENCY(weather!J7:J8766,$DS$20:$DS$114)","v":0},{"$f":"FREQUENCY(weather!K7:K8766,$DS$20:$DS$114)","v":0},{"$f":"FREQUENCY(weather!L7:L8766,$DS$20:$DS$114)","v":0},{"$f":"FREQUENCY(weather!M7:M8766,$DS$20:$DS$114)","v":0},{"$f":"FREQUENCY(weather!N7:N8766,$DS$20:$DS$114)","v":0},{"$f":"FREQUENCY(weather!O7:O8766,$DS$20:$DS$114)","v":0},{"$f":"FREQUENCY(weather!P7:P8766,$DS$20:$DS$114)","v":0},{"$f":"FREQUENCY(weather!Q7:Q8766,$DS$20:$DS$114)","v":0},{"$f":"FREQUENCY(weather!R7:R8766,$DS$20:$DS$114)","v":0},{"$f":"FREQUENCY(weather!S7:S8766,$DS$20:$DS$114)","v":0},{"$f":"FREQUENCY(weather!T7:T8766,$DS$20:$DS$114)","v":0},{"$f":"FREQUENCY(weather!U7:U8766,$DS$20:$DS$114)","v":0},{"$f":"FREQUENCY(weather!V7:V8766,$DS$20:$DS$114)","v":0},{"$f":"FREQUENCY(weather!W7:W8766,$DS$20:$DS$114)","v":0}]
[25,"Finanical Operations Manager",null,null,null,"Mech",{"$f":"D50+F50","v":{"$error":"#N/A"}},11,"Fixed water usage",null,null,null,null,null,null,null,null,null,"e_crit_ups-hru,ht",0,{"$error":"#N/A"},null,null,null,null,null,null,"Losses",null,{"$f":"P17","v":{"$error":"#N/A"}},null,null,"q_mech_tx-amb",null,null,null,"e_mech_u-tx",null,null,null,null,null,null,{"$f":"IF(ISNUMBER(MATCH(AR$11,$AG21:$AJ21,0)),1,0)*IF(ISNUMBER($AF21),(1-$AF21),1) + IF(ISNUMBER(MATCH(AR$11,$AK21:$AP21,0)),-1,0)*_xlfn.IFS(ISNUMBER($AD21),$AD21,ISNUMBER($AE21),$AE21,ISNUMBER($AF21),$AF21,AND($AD21=0,$AE21=0,$AF21=0),1)","v":{"$error":"#N/A"}},{"$f":"IF(ISNUMBER(MATCH(AS$11,$AG21:$AJ21,0)),1,0)*IF(ISNUMBER($AF21),(1-$AF21),1) + IF(ISNUMBER(MATCH(AS$11,$AK21:$AP21,0)),-1,0)*_xlfn.IFS(ISNUMBER($AD21),$AD21,ISNUMBER($AE21),$AE21,ISNUMBER($AF21),$AF21,AND($AD21=0,$AE21=0,$AF21=0),1)","v":{"$error":"#N/A"}},{"$f":"IF(ISNUMBER(MATCH(AT$11,$AG21:$AJ21,0)),1,0)*IF(ISNUMBER($AF21),(1-$AF21),1) + IF(ISNUMBER(MATCH(AT$11,$AK21:$AP21,0)),-1,0)*_xlfn.IFS(ISNUMBER($AD21),$AD21,ISNUMBER($AE21),$AE21,ISNUMBER($AF21),$AF21,AND($AD21=0,$AE21=0,$AF21=0),1)","v":{"$error":"#N/A"}},{"$f":"IF(ISNUMBER(MATCH(AU$11,$AG21:$AJ21,0)),1,0)*IF(ISNUMBER($AF21),(1-$AF21),1) + IF(ISNUMBER(MATCH(AU$11,$AK21:$AP21,0)),-1,0)*_xlfn.IFS(ISNUMBER($AD21),$AD21,ISNUMBER($AE21),$AE21,ISNUMBER($AF21),$AF21,AND($AD21=0,$AE21=0,$AF21=0),1)","v":{"$error":"#N/A"}},{"$f":"IF(ISNUMBER(MATCH(AV$11,$AG21:$AJ21,0)),1,0)*IF(ISNUMBER($AF21),(1-$AF21),1) + IF(ISNUMBER(MATCH(AV$11,$AK21:$AP21,0)),-1,0)*_xlfn.IFS(ISNUMBER($AD21),$AD21,ISNUMBER($AE21),$AE21,ISNUMBER($AF21),$AF21,AND($AD21=0,$AE21=0,$AF21=0),1)","v":{"$error":"#N/A"}},{"$f":"IF(ISNUMBER(MATCH(AW$11,$AG21:$AJ21,0)),1,0)*IF(ISNUMBER($AF21),(1-$AF21),1) + IF(ISNUMBER(MATCH(AW$11,$AK21:$AP21,0)),-1,0)*_xlfn.IFS(ISNUMBER($AD21),$AD21,ISNUMBER($AE21),$AE21,ISNUMBER($AF21),$AF21,AND($AD21=0,$AE21=0,$AF21=0),1)","v":{"$error":"#N/A"}},{"$f":"IF(ISNUMBER(MATCH(AX$11,$AG21:$AJ21,0)),1,0)*IF(ISNUMBER($AF21),(1-$AF21),1) + IF(ISNUMBER(MATCH(AX$11,$AK21:$AP21,0)),-1,0)*_xlfn.IFS(ISNUMBER($AD21),$AD21,ISNUMBER($AE21),$AE21,ISNUMBER($AF21),$AF21,AND($AD21=0,$AE21=0,$AF21=0),1)","v":{"$error":"#N/A"}},{"$f":"IF(ISNUMBER(MATCH(AY$11,$AG21:$AJ21,0)),1,0)*IF(ISNUMBER($AF21),(1-$AF21),1) + IF(ISNUMBER(MATCH(AY$11,$AK21:$AP21,0)),-1,0)*_xlfn.IFS(ISNUMBER($AD21),$AD21,ISNUMBER($AE21),$AE21,ISNUMBER($AF21),$AF21,AND($AD21=0,$AE21=0,$AF21=0),1)","v":{"$error":"#N/A"}},{"$f":"IF(ISNUMBER(MATCH(AZ$11,$AG21:$AJ21,0)),1,0)*IF(ISNUMBER($AF21),(1-$AF21),1) + IF(ISNUMBER(MATCH(AZ$11,$AK21:$AP21,0)),-1,0)*_xlfn.IFS(ISNUMBER($AD21),$AD21,ISNUMBER($AE21),$AE21,ISNUMBER($AF21),$AF21,AND($AD21=0,$AE21=0,$AF21=0),1)","v":{"$error":"#N/A"}},{"$f":"IF(ISNUMBER(MATCH(BA$11,$AG21:$AJ21,0)),1,0)*IF(ISNUMBER($AF21),(1-$AF21),1) + IF(ISNUMBER(MATCH(BA$11,$AK21:$AP21,0)),-1,0)*_xlfn.IFS(ISNUMBER($AD21),$AD21,ISNUMBER($AE21),$AE21,ISNUMBER($AF21),$AF21,AND($AD21=0,$AE21=0,$AF21=0),1)","v":{"$error":"#N/A"}},{"$f":"IF(ISNUMBER(MATCH(BB$11,$AG21:$AJ21,0)),1,0)*IF(ISNUMBER($AF21),(1-$AF21),1) + IF(ISNUMBER(MATCH(BB$11,$AK21:$AP21,0)),-1,0)*_xlfn.IFS(ISNUMBER($AD21),$AD21,ISNUMBER($AE21),$AE21,ISNUMBER($AF21),$AF21,AND($AD21=0,$AE21=0,$AF21=0),1)","v":{"$error":"#N/A"}},{"$f":"IF(ISNUMBER(MATCH(BC$11,$AG21:$AJ21,0)),1,0)*IF(ISNUMBER($AF21),(1-$AF21),1) + IF(ISNUMBER(MATCH(BC$11,$AK21:$AP21,0)),-1,0)*_xlfn.IFS(ISNUMBER($AD21),$AD21,ISNUMBER($AE21),$AE21,ISNUMBER($AF21),$AF21,AND($AD21=0,$AE21=0,$AF21=0),1)","v":{"$error":"#N/A"}},{"$f":"IF(ISNUMBER(MATCH(BD$11,$AG21:$AJ21,0)),1,0)*IF(ISNUMBER($AF21),(1-$AF21),1) + IF(ISNUMBER(MATCH(BD$11,$AK21:$AP21,0)),-1,0)*_xlfn.IFS(ISNUMBER($AD21),$AD21,ISNUMBER($AE21),$AE21,ISNUMBER($AF21),$AF21,AND($AD21=0,$AE21=0,$AF21=0),1)","v":{"$error":"#N/A"}},{"$f":"IF(ISNUMBER(MATCH(BE$11,$AG21:$AJ21,0)),1,0)*IF(ISNUMBER($AF21),(1-$AF21),1) + IF(ISNUMBER(MATCH(BE$11,$AK21:$AP21,0)),-1,0)*_xlfn.IFS(ISNUMBER($AD21),$AD21,ISNUMBER($AE21),$AE21,ISNUMBER($AF21),$AF21,AND($AD21=0,$AE21=0,$AF21=0),1)","v":{"$error":"#N/A"}},{"$f":"IF(ISNUMBER(MATCH(BF$11,$AG21:$AJ21,0)),1,0)*IF(ISNUMBER($AF21),(1-$AF21),1) + IF(ISNUMBER(MATCH(BF$11,$AK21:$AP21,0)),-1,0)*_xlfn.IFS(ISNUMBER($AD21),$AD21,ISNUMBER($AE21),$AE21,ISNUMBER($AF21),$AF21,AND($AD21=0,$AE21=0,$AF21=0),1)","v":{"$error":"#N/A"}},{"$f":"IF(ISNUMBER(MATCH(BG$11,$AG21:$AJ21,0)),1,0)*IF(ISNUMBER($AF21),(1-$AF21),1) + IF(ISNUMBER(MATCH(BG$11,$AK21:$AP21,0)),-1,0)*_xlfn.IFS(ISNUMBER($AD21),$AD21,ISNUMBER($AE21),$AE21,ISNUMBER($AF21),$AF21,AND($AD21=0,$AE21=0,$AF21=0),1)","v":{"$error":"#N/A"}},{"$f":"IF(ISNUMBER(MATCH(BH$11,$AG21:$AJ21,0)),1,0)*IF(ISNUMBER($AF21),(1-$AF21),1) + IF(ISNUMBER(MATCH(BH$11,$AK21:$AP21,0)),-1,0)*_xlfn.IFS(ISNUMBER($AD21),$AD21,ISNUMBER($AE21),$AE21,ISNUMBER($AF21),$AF21,AND($AD21=0,$AE21=0,$AF21=0),1)","v":{"$error":"#N/A"}},{"$f":"IF(ISNUMBER(MATCH(BI$11,$AG21:$AJ21,0)),1,0)*IF(ISNUMBER($AF21),(1-$AF21),1) + IF(ISNUMBER(MATCH(BI$11,$AK21:$AP21,0)),-1,0)*_xlfn.IFS(ISNUMBER($AD21),$AD21,ISNUMBER($AE21),$AE21,ISNUMBER($AF21),$AF21,AND($AD21=0,$AE21=0,$AF21=0),1)","v":{"$error":"#N/A"}},{"$f":"IF(ISNUMBER(MATCH(BJ$11,$AG21:$AJ21,0)),1,0)*IF(ISNUMBER($AF21),(1-$AF21),1) + IF(ISNUMBER(MATCH(BJ$11,$AK21:$AP21,0)),-1,0)*_xlfn.IFS(ISNUMBER($AD21),$AD21,ISNUMBER($AE21),$AE21,ISNUMBER($AF21),$AF21,AND($AD21=0,$AE21=0,$AF21=0),1)","v":{"$error":"#N/A"}},{"$f":"IF(ISNUMBER(MATCH(BK$11,$AG21:$AJ21,0)),1,0)*IF(ISNUMBER($AF21),(1-$AF21),1) + IF(ISNUMBER(MATCH(BK$11,$AK21:$AP21,0)),-1,0)*_xlfn.IFS(ISNUMBER($AD21),$AD21,ISNUMBER($AE21),$AE21,ISNUMBER($AF21),$AF21,AND($AD21=0,$AE21=0,$AF21=0),1)","v":{"$error":"#N/A"}},{"$f":"IF(ISNUMBER(MATCH(BL$11,$AG21:$AJ21,0)),1,0)*IF(ISNUMBER($AF21),(1-$AF21),1) + IF(ISNUMBER(MATCH(BL$11,$AK21:$AP21,0)),-1,0)*_xlfn.IFS(ISNUMBER($AD21),$AD21,ISNUMBER($AE21),$AE21,ISNUMBER($AF21),$AF21,AND($AD21=0,$AE21=0,$AF21=0),1)","v":{"$error":"#N/A"}},{"$f":"IF(ISNUMBER(MATCH(BM$11,$AG21:$AJ21,0)),1,0)*IF(ISNUMBER($AF21),(1-$AF21),1) + IF(ISNUMBER(MATCH(BM$11,$AK21:$AP21,0)),-1,0)*_xlfn.IFS(ISNUMBER($AD21),$AD21,ISNUMBER($AE21),$AE21,ISNUMBER($AF21),$AF21,AND($AD21=0,$AE21=0,$AF21=0),1)","v":{"$error":"#N/A"}},{"$f":"IF(ISNUMBER(MATCH(BN$11,$AG21:$AJ21,0)),1,0)*IF(ISNUMBER($AF21),(1-$AF21),1) + IF(ISNUMBER(MATCH(BN$11,$AK21:$AP21,0)),-1,0)*_xlfn.IFS(ISNUMBER($AD21),$AD21,ISNUMBER($AE21),$AE21,ISNUMBER($AF21),$AF21,AND($AD21=0,$AE21=0,$AF21=0),1)","v":{"$error":"#N/A"}},{"$f":"IF(ISNUMBER(MATCH(BO$11,$AG21:$AJ21,0)),1,0)*IF(ISNUMBER($AF21),(1-$AF21),1) + IF(ISNUMBER(MATCH(BO$11,$AK21:$AP21,0)),-1,0)*_xlfn.IFS(ISNUMBER($AD21),$AD21,ISNUMBER($AE21),$AE21,ISNUMBER($AF21),$AF21,AND($AD21=0,$AE21=0,$AF21=0),1)","v":{"$error":"#N/A"}},{"$f":"IF(ISNUMBER(MATCH(BP$11,$AG21:$AJ21,0)),1,0)*IF(ISNUMBER($AF21),(1-$AF21),1) + IF(ISNUMBER(MATCH(BP$11,$AK21:$AP21,0)),-1,0)*_xlfn.IFS(ISNUMBER($AD21),$AD21,ISNUMBER($AE21),$AE21,ISNUMBER($AF21),$AF21,AND($AD21=0,$AE21=0,$AF21=0),1)","v":{"$error":"#N/A"}},{"$f":"IF(ISNUMBER(MATCH(BQ$11,$AG21:$AJ21,0)),1,0)*IF(ISNUMBER($AF21),(1-$AF21),1) + IF(ISNUMBER(MATCH(BQ$11,$AK21:$AP21,0)),-1,0)*_xlfn.IFS(ISNUMBER($AD21),$AD21,ISNUMBER($AE21),$AE21,ISNUMBER($AF21),$AF21,AND($AD21=0,$AE21=0,$AF21=0),1)","v":{"$error":"#N/A"}},{"$f":"IF(ISNUMBER(MATCH(BR$11,$AG21:$AJ21,0)),1,0)*IF(ISNUMBER($AF21),(1-$AF21),1) + IF(ISNUMBER(MATCH(BR$11,$AK21:$AP21,0)),-1,0)*_xlfn.IFS(ISNUMBER($AD21),$AD21,ISNUMBER($AE21),$AE21,ISNUMBER($AF21),$AF21,AND($AD21=0,$AE21=0,$AF21=0),1)","v":{"$error":"#N/A"}},{"$f":"IF(ISNUMBER(MATCH(BS$11,$AG21:$AJ21,0)),1,0)*IF(ISNUMBER($AF21),(1-$AF21),1) + IF(ISNUMBER(MATCH(BS$11,$AK21:$AP21,0)),-1,0)*_xlfn.IFS(ISNUMBER($AD21),$AD21,ISNUMBER($AE21),$AE21,ISNUMBER($AF21),$AF21,AND($AD21=0,$AE21=0,$AF21=0),1)","v":{"$error":"#N/A"}},{"$f":"IF(ISNUMBER(MATCH(BT$11,$AG21:$AJ21,0)),1,0)*IF(ISNUMBER($AF21),(1-$AF21),1) + IF(ISNUMBER(MATCH(BT$11,$AK21:$AP21,0)),-1,0)*_xlfn.IFS(ISNUMBER($AD21),$AD21,ISNUMBER($AE21),$AE21,ISNUMBER($AF21),$AF21,AND($AD21=0,$AE21=0,$AF21=0),1)","v":{"$error":"#N/A"}},{"$f":"IF(ISNUMBER(MATCH(BU$11,$AG21:$AJ21,0)),1,0)*IF(ISNUMBER($AF21),(1-$AF21),1) + IF(ISNUMBER(MATCH(BU$11,$AK21:$AP21,0)),-1,0)*_xlfn.IFS(ISNUMBER($AD21),$AD21,ISNUMBER($AE21),$AE21,ISNUMBER($AF21),$AF21,AND($AD21=0,$AE21=0,$AF21=0),1)","v":{"$error":"#N/A"}},{"$f":"IF(ISNUMBER(MATCH(BV$11,$AG21:$AJ21,0)),1,0)*IF(ISNUMBER($AF21),(1-$AF21),1) + IF(ISNUMBER(MATCH(BV$11,$AK21:$AP21,0)),-1,0)*_xlfn.IFS(ISNUMBER($AD21),$AD21,ISNUMBER($AE21),$AE21,ISNUMBER($AF21),$AF21,AND($AD21=0,$AE21=0,$AF21=0),1)","v":{"$error":"#N/A"}},{"$f":"IF(ISNUMBER(MATCH(BW$11,$AG21:$AJ21,0)),1,0)*IF(ISNUMBER($AF21),(1-$AF21),1) + IF(ISNUMBER(MATCH(BW$11,$AK21:$AP21,0)),-1,0)*_xlfn.IFS(ISNUMBER($AD21),$AD21,ISNUMBER($AE21),$AE21,ISNUMBER($AF21),$AF21,AND($AD21=0,$AE21=0,$AF21=0),1)","v":{"$error":"#N/A"}},{"$f":"IF(ISNUMBER(MATCH(BX$11,$AG21:$AJ21,0)),1,0)*IF(ISNUMBER($AF21),(1-$AF21),1) + IF(ISNUMBER(MATCH(BX$11,$AK21:$AP21,0)),-1,0)*_xlfn.IFS(ISNUMBER($AD21),$AD21,ISNUMBER($AE21),$AE21,ISNUMBER($AF21),$AF21,AND($AD21=0,$AE21=0,$AF21=0),1)","v":{"$error":"#N/A"}},{"$f":"IF(ISNUMBER(MATCH(BY$11,$AG21:$AJ21,0)),1,0)*IF(ISNUMBER($AF21),(1-$AF21),1) + IF(ISNUMBER(MATCH(BY$11,$AK21:$AP21,0)),-1,0)*_xlfn.IFS(ISNUMBER($AD21),$AD21,ISNUMBER($AE21),$AE21,ISNUMBER($AF21),$AF21,AND($AD21=0,$AE21=0,$AF21=0),1)","v":{"$error":"#N/A"}},{"$f":"IF(ISNUMBER(MATCH(BZ$11,$AG21:$AJ21,0)),1,0)*IF(ISNUMBER($AF21),(1-$AF21),1) + IF(ISNUMBER(MATCH(BZ$11,$AK21:$AP21,0)),-1,0)*_xlfn.IFS(ISNUMBER($AD21),$AD21,ISNUMBER($AE21),$AE21,ISNUMBER($AF21),$AF21,AND($AD21=0,$AE21=0,$AF21=0),1)","v":{"$error":"#N/A"}},{"$f":"IF(ISNUMBER(MATCH(CA$11,$AG21:$AJ21,0)),1,0)*IF(ISNUMBER($AF21),(1-$AF21),1) + IF(ISNUMBER(MATCH(CA$11,$AK21:$AP21,0)),-1,0)*_xlfn.IFS(ISNUMBER($AD21),$AD21,ISNUMBER($AE21),$AE21,ISNUMBER($AF21),$AF21,AND($AD21=0,$AE21=0,$AF21=0),1)","v":{"$error":"#N/A"}},{"$f":"IF(ISNUMBER(MATCH(CB$11,$AG21:$AJ21,0)),1,0)*IF(ISNUMBER($AF21),(1-$AF21),1) + IF(ISNUMBER(MATCH(CB$11,$AK21:$AP21,0)),-1,0)*_xlfn.IFS(ISNUMBER($AD21),$AD21,ISNUMBER($AE21),$AE21,ISNUMBER($AF21),$AF21,AND($AD21=0,$AE21=0,$AF21=0),1)","v":{"$error":"#N/A"}},{"$f":"IF(ISNUMBER(MATCH(CC$11,$AG21:$AJ21,0)),1,0)*IF(ISNUMBER($AF21),(1-$AF21),1) + IF(ISNUMBER(MATCH(CC$11,$AK21:$AP21,0)),-1,0)*_xlfn.IFS(ISNUMBER($AD21),$AD21,ISNUMBER($AE21),$AE21,ISNUMBER($AF21),$AF21,AND($AD21=0,$AE21=0,$AF21=0),1)","v":{"$error":"#N/A"}},{"$f":"IF(ISNUMBER(MATCH(CD$11,$AG21:$AJ21,0)),1,0)*IF(ISNUMBER($AF21),(1-$AF21),1) + IF(ISNUMBER(MATCH(CD$11,$AK21:$AP21,0)),-1,0)*_xlfn.IFS(ISNUMBER($AD21),$AD21,ISNUMBER($AE21),$AE21,ISNUMBER($AF21),$AF21,AND($AD21=0,$AE21=0,$AF21=0),1)","v":{"$error":"#N/A"}},{"$f":"IF(ISNUMBER(MATCH(CE$11,$AG21:$AJ21,0)),1,0)*IF(ISNUMBER($AF21),(1-$AF21),1) + IF(ISNUMBER(MATCH(CE$11,$AK21:$AP21,0)),-1,0)*_xlfn.IFS(ISNUMBER($AD21),$AD21,ISNUMBER($AE21),$AE21,ISNUMBER($AF21),$AF21,AND($AD21=0,$AE21=0,$AF21=0),1)","v":{"$error":"#N/A"}},{"$f":"IF(ISNUMBER(MATCH(CF$11,$AG21:$AJ21,0)),1,0)*IF(ISNUMBER($AF21),(1-$AF21),1) + IF(ISNUMBER(MATCH(CF$11,$AK21:$AP21,0)),-1,0)*_xlfn.IFS(ISNUMBER($AD21),$AD21,ISNUMBER($AE21),$AE21,ISNUMBER($AF21),$AF21,AND($AD21=0,$AE21=0,$AF21=0),1)","v":{"$error":"#N/A"}},{"$f":"IF(ISNUMBER(MATCH(CG$11,$AG21:$AJ21,0)),1,0)*IF(ISNUMBER($AF21),(1-$AF21),1) + IF(ISNUMBER(MATCH(CG$11,$AK21:$AP21,0)),-1,0)*_xlfn.IFS(ISNUMBER($AD21),$AD21,ISNUMBER($AE21),$AE21,ISNUMBER($AF21),$AF21,AND($AD21=0,$AE21=0,$AF21=0),1)","v":{"$error":"#N/A"}},{"$f":"IF(ISNUMBER(MATCH(CH$11,$AG21:$AJ21,0)),1,0)*IF(ISNUMBER($AF21),(1-$AF21),1) + IF(ISNUMBER(MATCH(CH$11,$AK21:$AP21,0)),-1,0)*_xlfn.IFS(ISNUMBER($AD21),$AD21,ISNUMBER($AE21),$AE21,ISNUMBER($AF21),$AF21,AND($AD21=0,$AE21=0,$AF21=0),1)","v":{"$error":"#N/A"}},{"$f":"IF(ISNUMBER(MATCH(CI$11,$AG21:$AJ21,0)),1,0)*IF(ISNUMBER($AF21),(1-$AF21),1) + IF(ISNUMBER(MATCH(CI$11,$AK21:$AP21,0)),-1,0)*_xlfn.IFS(ISNUMBER($AD21),$AD21,ISNUMBER($AE21),$AE21,ISNUMBER($AF21),$AF21,AND($AD21=0,$AE21=0,$AF21=0),1)","v":{"$error":"#N/A"}},{"$f":"IF(ISNUMBER(MATCH(CJ$11,$AG21:$AJ21,0)),1,0)*IF(ISNUMBER($AF21),(1-$AF21),1) + IF(ISNUMBER(MATCH(CJ$11,$AK21:$AP21,0)),-1,0)*_xlfn.IFS(ISNUMBER($AD21),$AD21,ISNUMBER($AE21),$AE21,ISNUMBER($AF21),$AF21,AND($AD21=0,$AE21=0,$AF21=0),1)","v":{"$error":"#N/A"}},{"$f":"IF(ISNUMBER(MATCH(CK$11,$AG21:$AJ21,0)),1,0)*IF(ISNUMBER($AF21),(1-$AF21),1) + IF(ISNUMBER(MATCH(CK$11,$AK21:$AP21,0)),-1,0)*_xlfn.IFS(ISNUMBER($AD21),$AD21,ISNUMBER($AE21),$AE21,ISNUMBER($AF21),$AF21,AND($AD21=0,$AE21=0,$AF21=0),1)","v":{"$error":"#N/A"}},{"$f":"IF(ISNUMBER(MATCH(CL$11,$AG21:$AJ21,0)),1,0)*IF(ISNUMBER($AF21),(1-$AF21),1) + IF(ISNUMBER(MATCH(CL$11,$AK21:$AP21,0)),-1,0)*_xlfn.IFS(ISNUMBER($AD21),$AD21,ISNUMBER($AE21),$AE21,ISNUMBER($AF21),$AF21,AND($AD21=0,$AE21=0,$AF21=0),1)","v":{"$error":"#N/A"}},{"$f":"IF(ISNUMBER(MATCH(CM$11,$AG21:$AJ21,0)),1,0)*IF(ISNUMBER($AF21),(1-$AF21),1) + IF(ISNUMBER(MATCH(CM$11,$AK21:$AP21,0)),-1,0)*_xlfn.IFS(ISNUMBER($AD21),$AD21,ISNUMBER($AE21),$AE21,ISNUMBER($AF21),$AF21,AND($AD21=0,$AE21=0,$AF21=0),1)","v":{"$error":"#N/A"}},{"$f":"IF(ISNUMBER(MATCH(CN$11,$AG21:$AJ21,0)),1,0)*IF(ISNUMBER($AF21),(1-$AF21),1) + IF(ISNUMBER(MATCH(CN$11,$AK21:$AP21,0)),-1,0)*_xlfn.IFS(ISNUMBER($AD21),$AD21,ISNUMBER($AE21),$AE21,ISNUMBER($AF21),$AF21,AND($AD21=0,$AE21=0,$AF21=0),1)","v":{"$error":"#N/A"}},{"$f":"IF(ISNUMBER(MATCH(CO$11,$AG21:$AJ21,0)),1,0)*IF(ISNUMBER($AF21),(1-$AF21),1) + IF(ISNUMBER(MATCH(CO$11,$AK21:$AP21,0)),-1,0)*_xlfn.IFS(ISNUMBER($AD21),$AD21,ISNUMBER($AE21),$AE21,ISNUMBER($AF21),$AF21,AND($AD21=0,$AE21=0,$AF21=0),1)","v":{"$error":"#N/A"}},{"$f":"IF(ISNUMBER(MATCH(CP$11,$AG21:$AJ21,0)),1,0)*IF(ISNUMBER($AF21),(1-$AF21),1) + IF(ISNUMBER(MATCH(CP$11,$AK21:$AP21,0)),-1,0)*_xlfn.IFS(ISNUMBER($AD21),$AD21,ISNUMBER($AE21),$AE21,ISNUMBER($AF21),$AF21,AND($AD21=0,$AE21=0,$AF21=0),1)","v":{"$error":"#N/A"}},{"$f":"IF(ISNUMBER(MATCH(CQ$11,$AG21:$AJ21,0)),1,0)*IF(ISNUMBER($AF21),(1-$AF21),1) + IF(ISNUMBER(MATCH(CQ$11,$AK21:$AP21,0)),-1,0)*_xlfn.IFS(ISNUMBER($AD21),$AD21,ISNUMBER($AE21),$AE21,ISNUMBER($AF21),$AF21,AND($AD21=0,$AE21=0,$AF21=0),1)","v":{"$error":"#N/A"}},{"$f":"IF(ISNUMBER(MATCH(CR$11,$AG21:$AJ21,0)),1,0)*IF(ISNUMBER($AF21),(1-$AF21),1) + IF(ISNUMBER(MATCH(CR$11,$AK21:$AP21,0)),-1,0)*_xlfn.IFS(ISNUMBER($AD21),$AD21,ISNUMBER($AE21),$AE21,ISNUMBER($AF21),$AF21,AND($AD21=0,$AE21=0,$AF21=0),1)","v":{"$error":"#N/A"}},{"$f":"IF(ISNUMBER(MATCH(CS$11,$AG21:$AJ21,0)),1,0)*IF(ISNUMBER($AF21),(1-$AF21),1) + IF(ISNUMBER(MATCH(CS$11,$AK21:$AP21,0)),-1,0)*_xlfn.IFS(ISNUMBER($AD21),$AD21,ISNUMBER($AE21),$AE21,ISNUMBER($AF21),$AF21,AND($AD21=0,$AE21=0,$AF21=0),1)","v":{"$error":"#N/A"}},{"$f":"IF(ISNUMBER(MATCH(CT$11,$AG21:$AJ21,0)),1,0)*IF(ISNUMBER($AF21),(1-$AF21),1) + IF(ISNUMBER(MATCH(CT$11,$AK21:$AP21,0)),-1,0)*_xlfn.IFS(ISNUMBER($AD21),$AD21,ISNUMBER($AE21),$AE21,ISNUMBER($AF21),$AF21,AND($AD21=0,$AE21=0,$AF21=0),1)","v":{"$error":"#N/A"}},{"$f":"IF(ISNUMBER(MATCH(CU$11,$AG21:$AJ21,0)),1,0)*IF(ISNUMBER($AF21),(1-$AF21),1) + IF(ISNUMBER(MATCH(CU$11,$AK21:$AP21,0)),-1,0)*_xlfn.IFS(ISNUMBER($AD21),$AD21,ISNUMBER($AE21),$AE21,ISNUMBER($AF21),$AF21,AND($AD21=0,$AE21=0,$AF21=0),1)","v":{"$error":"#N/A"}},{"$f":"IF(ISNUMBER(MATCH(CV$11,$AG21:$AJ21,0)),1,0)*IF(ISNUMBER($AF21),(1-$AF21),1) + IF(ISNUMBER(MATCH(CV$11,$AK21:$AP21,0)),-1,0)*_xlfn.IFS(ISNUMBER($AD21),$AD21,ISNUMBER($AE21),$AE21,ISNUMBER($AF21),$AF21,AND($AD21=0,$AE21=0,$AF21=0),1)","v":{"$error":"#N/A"}},{"$f":"IF(ISNUMBER(MATCH(CW$11,$AG21:$AJ21,0)),1,0)*IF(ISNUMBER($AF21),(1-$AF21),1) + IF(ISNUMBER(MATCH(CW$11,$AK21:$AP21,0)),-1,0)*_xlfn.IFS(ISNUMBER($AD21),$AD21,ISNUMBER($AE21),$AE21,ISNUMBER($AF21),$AF21,AND($AD21=0,$AE21=0,$AF21=0),1)","v":{"$error":"#N/A"}},{"$f":"IF(ISNUMBER(MATCH(CX$11,$AG21:$AJ21,0)),1,0)*IF(ISNUMBER($AF21),(1-$AF21),1) + IF(ISNUMBER(MATCH(CX$11,$AK21:$AP21,0)),-1,0)*_xlfn.IFS(ISNUMBER($AD21),$AD21,ISNUMBER($AE21),$AE21,ISNUMBER($AF21),$AF21,AND($AD21=0,$AE21=0,$AF21=0),1)","v":{"$error":"#N/A"}},{"$f":"IF(ISNUMBER(MATCH(CY$11,$AG21:$AJ21,0)),1,0)*IF(ISNUMBER($AF21),(1-$AF21),1) + IF(ISNUMBER(MATCH(CY$11,$AK21:$AP21,0)),-1,0)*_xlfn.IFS(ISNUMBER($AD21),$AD21,ISNUMBER($AE21),$AE21,ISNUMBER($AF21),$AF21,AND($AD21=0,$AE21=0,$AF21=0),1)","v":{"$error":"#N/A"}},{"$f":"IF(ISNUMBER(MATCH(CZ$11,$AG21:$AJ21,0)),1,0)*IF(ISNUMBER($AF21),(1-$AF21),1) + IF(ISNUMBER(MATCH(CZ$11,$AK21:$AP21,0)),-1,0)*_xlfn.IFS(ISNUMBER($AD21),$AD21,ISNUMBER($AE21),$AE21,ISNUMBER($AF21),$AF21,AND($AD21=0,$AE21=0,$AF21=0),1)","v":{"$error":"#N/A"}},{"$f":"IF(ISNUMBER(MATCH(DA$11,$AG21:$AJ21,0)),1,0)*IF(ISNUMBER($AF21),(1-$AF21),1) + IF(ISNUMBER(MATCH(DA$11,$AK21:$AP21,0)),-1,0)*_xlfn.IFS(ISNUMBER($AD21),$AD21,ISNUMBER($AE21),$AE21,ISNUMBER($AF21),$AF21,AND($AD21=0,$AE21=0,$AF21=0),1)","v":{"$error":"#N/A"}},{"$f":"IF(ISNUMBER(MATCH(DB$11,$AG21:$AJ21,0)),1,0)*IF(ISNUMBER($AF21),(1-$AF21),1) + IF(ISNUMBER(MATCH(DB$11,$AK21:$AP21,0)),-1,0)*_xlfn.IFS(ISNUMBER($AD21),$AD21,ISNUMBER($AE21),$AE21,ISNUMBER($AF21),$AF21,AND($AD21=0,$AE21=0,$AF21=0),1)","v":{"$error":"#N/A"}},{"$f":"IF(ISNUMBER(MATCH(DC$11,$AG21:$AJ21,0)),1,0)*IF(ISNUMBER($AF21),(1-$AF21),1) + IF(ISNUMBER(MATCH(DC$11,$AK21:$AP21,0)),-1,0)*_xlfn.IFS(ISNUMBER($AD21),$AD21,ISNUMBER($AE21),$AE21,ISNUMBER($AF21),$AF21,AND($AD21=0,$AE21=0,$AF21=0),1)","v":{"$error":"#N/A"}},{"$f":"IF(ISNUMBER(MATCH(DD$11,$AG21:$AJ21,0)),1,0)*IF(ISNUMBER($AF21),(1-$AF21),1) + IF(ISNUMBER(MATCH(DD$11,$AK21:$AP21,0)),-1,0)*_xlfn.IFS(ISNUMBER($AD21),$AD21,ISNUMBER($AE21),$AE21,ISNUMBER($AF21),$AF21,AND($AD21=0,$AE21=0,$AF21=0),1)","v":{"$error":"#N/A"}},{"$f":"IF(ISNUMBER(MATCH(DE$11,$AG21:$AJ21,0)),1,0)*IF(ISNUMBER($AF21),(1-$AF21),1) + IF(ISNUMBER(MATCH(DE$11,$AK21:$AP21,0)),-1,0)*_xlfn.IFS(ISNUMBER($AD21),$AD21,ISNUMBER($AE21),$AE21,ISNUMBER($AF21),$AF21,AND($AD21=0,$AE21=0,$AF21=0),1)","v":{"$error":"#N/A"}},null,0,null,"2A","Houston",29.756,-95.367999999999995,"Hot","Humid",0,0,0,null,{"$f":"DS20+1","v":-44},{"$error":"#N/A"},{"$error":"#N/A"},0,0,0,0,0,0,0,0,0,0,0,0,0,0,0,0,0,0,0,0,0]
[26,"Electricity unit cost",{"$f":"INDIRECT(\"Input!\"&$C$2&A22)","v":"SE RD Air"},null,"Water usage","utility",{"$f":"G13*C30/1000*C37","v":{"$error":"#N/A"}},12,"Proportional water usage",null,null,null,null,null,null,null,null,null,"q_crit_ups-ch",0,{"$error":"#N/A"},null,null,null,null,null,"SWB","Conservation",null,null,null,null,"e_mech_tx-swb",null,null,null,"e_mech_swb-hru,lt","e_mech_swb-hru,ht","q_mech_swb-amb",null,null,null,null,{"$f":"IF(ISNUMBER(MATCH(AR$11,$AG22:$AJ22,0)),1,0)*IF(ISNUMBER($AF22),(1-$AF22),1) + IF(ISNUMBER(MATCH(AR$11,$AK22:$AP22,0)),-1,0)*_xlfn.IFS(ISNUMBER($AD22),$AD22,ISNUMBER($AE22),$AE22,ISNUMBER($AF22),$AF22,AND($AD22=0,$AE22=0,$AF22=0),1)","v":0},{"$f":"IF(ISNUMBER(MATCH(AS$11,$AG22:$AJ22,0)),1,0)*IF(ISNUMBER($AF22),(1-$AF22),1) + IF(ISNUMBER(MATCH(AS$11,$AK22:$AP22,0)),-1,0)*_xlfn.IFS(ISNUMBER($AD22),$AD22,ISNUMBER($AE22),$AE22,ISNUMBER($AF22),$AF22,AND($AD22=0,$AE22=0,$AF22=0),1)","v":0},{"$f":"IF(ISNUMBER(MATCH(AT$11,$AG22:$AJ22,0)),1,0)*IF(ISNUMBER($AF22),(1-$AF22),1) + IF(ISNUMBER(MATCH(AT$11,$AK22:$AP22,0)),-1,0)*_xlfn.IFS(ISNUMBER($AD22),$AD22,ISNUMBER($AE22),$AE22,ISNUMBER($AF22),$AF22,AND($AD22=0,$AE22=0,$AF22=0),1)","v":0},{"$f":"IF(ISNUMBER(MATCH(AU$11,$AG22:$AJ22,0)),1,0)*IF(ISNUMBER($AF22),(1-$AF22),1) + IF(ISNUMBER(MATCH(AU$11,$AK22:$AP22,0)),-1,0)*_xlfn.IFS(ISNUMBER($AD22),$AD22,ISNUMBER($AE22),$AE22,ISNUMBER($AF22),$AF22,AND($AD22=0,$AE22=0,$AF22=0),1)","v":0},{"$f":"IF(ISNUMBER(MATCH(AV$11,$AG22:$AJ22,0)),1,0)*IF(ISNUMBER($AF22),(1-$AF22),1) + IF(ISNUMBER(MATCH(AV$11,$AK22:$AP22,0)),-1,0)*_xlfn.IFS(ISNUMBER($AD22),$AD22,ISNUMBER($AE22),$AE22,ISNUMBER($AF22),$AF22,AND($AD22=0,$AE22=0,$AF22=0),1)","v":0},{"$f":"IF(ISNUMBER(MATCH(AW$11,$AG22:$AJ22,0)),1,0)*IF(ISNUMBER($AF22),(1-$AF22),1) + IF(ISNUMBER(MATCH(AW$11,$AK22:$AP22,0)),-1,0)*_xlfn.IFS(ISNUMBER($AD22),$AD22,ISNUMBER($AE22),$AE22,ISNUMBER($AF22),$AF22,AND($AD22=0,$AE22=0,$AF22=0),1)","v":0},{"$f":"IF(ISNUMBER(MATCH(AX$11,$AG22:$AJ22,0)),1,0)*IF(ISNUMBER($AF22),(1-$AF22),1) + IF(ISNUMBER(MATCH(AX$11,$AK22:$AP22,0)),-1,0)*_xlfn.IFS(ISNUMBER($AD22),$AD22,ISNUMBER($AE22),$AE22,ISNUMBER($AF22),$AF22,AND($AD22=0,$AE22=0,$AF22=0),1)","v":0},{"$f":"IF(ISNUMBER(MATCH(AY$11,$AG22:$AJ22,0)),1,0)*IF(ISNUMBER($AF22),(1-$AF22),1) + IF(ISNUMBER(MATCH(AY$11,$AK22:$AP22,0)),-1,0)*_xlfn.IFS(ISNUMBER($AD22),$AD22,ISNUMBER($AE22),$AE22,ISNUMBER($AF22),$AF22,AND($AD22=0,$AE22=0,$AF22=0),1)","v":0},{"$f":"IF(ISNUMBER(MATCH(AZ$11,$AG22:$AJ22,0)),1,0)*IF(ISNUMBER($AF22),(1-$AF22),1) + IF(ISNUMBER(MATCH(AZ$11,$AK22:$AP22,0)),-1,0)*_xlfn.IFS(ISNUMBER($AD22),$AD22,ISNUMBER($AE22),$AE22,ISNUMBER($AF22),$AF22,AND($AD22=0,$AE22=0,$AF22=0),1)","v":0},{"$f":"IF(ISNUMBER(MATCH(BA$11,$AG22:$AJ22,0)),1,0)*IF(ISNUMBER($AF22),(1-$AF22),1) + IF(ISNUMBER(MATCH(BA$11,$AK22:$AP22,0)),-1,0)*_xlfn.IFS(ISNUMBER($AD22),$AD22,ISNUMBER($AE22),$AE22,ISNUMBER($AF22),$AF22,AND($AD22=0,$AE22=0,$AF22=0),1)","v":0},{"$f":"IF(ISNUMBER(MATCH(BB$11,$AG22:$AJ22,0)),1,0)*IF(ISNUMBER($AF22),(1-$AF22),1) + IF(ISNUMBER(MATCH(BB$11,$AK22:$AP22,0)),-1,0)*_xlfn.IFS(ISNUMBER($AD22),$AD22,ISNUMBER($AE22),$AE22,ISNUMBER($AF22),$AF22,AND($AD22=0,$AE22=0,$AF22=0),1)","v":0},{"$f":"IF(ISNUMBER(MATCH(BC$11,$AG22:$AJ22,0)),1,0)*IF(ISNUMBER($AF22),(1-$AF22),1) + IF(ISNUMBER(MATCH(BC$11,$AK22:$AP22,0)),-1,0)*_xlfn.IFS(ISNUMBER($AD22),$AD22,ISNUMBER($AE22),$AE22,ISNUMBER($AF22),$AF22,AND($AD22=0,$AE22=0,$AF22=0),1)","v":0},{"$f":"IF(ISNUMBER(MATCH(BD$11,$AG22:$AJ22,0)),1,0)*IF(ISNUMBER($AF22),(1-$AF22),1) + IF(ISNUMBER(MATCH(BD$11,$AK22:$AP22,0)),-1,0)*_xlfn.IFS(ISNUMBER($AD22),$AD22,ISNUMBER($AE22),$AE22,ISNUMBER($AF22),$AF22,AND($AD22=0,$AE22=0,$AF22=0),1)","v":0},{"$f":"IF(ISNUMBER(MATCH(BE$11,$AG22:$AJ22,0)),1,0)*IF(ISNUMBER($AF22),(1-$AF22),1) + IF(ISNUMBER(MATCH(BE$11,$AK22:$AP22,0)),-1,0)*_xlfn.IFS(ISNUMBER($AD22),$AD22,ISNUMBER($AE22),$AE22,ISNUMBER($AF22),$AF22,AND($AD22=0,$AE22=0,$AF22=0),1)","v":1},{"$f":"IF(ISNUMBER(MATCH(BF$11,$AG22:$AJ22,0)),1,0)*IF(ISNUMBER($AF22),(1-$AF22),1) + IF(ISNUMBER(MATCH(BF$11,$AK22:$AP22,0)),-1,0)*_xlfn.IFS(ISNUMBER($AD22),$AD22,ISNUMBER($AE22),$AE22,ISNUMBER($AF22),$AF22,AND($AD22=0,$AE22=0,$AF22=0),1)","v":0},{"$f":"IF(ISNUMBER(MATCH(BG$11,$AG22:$AJ22,0)),1,0)*IF(ISNUMBER($AF22),(1-$AF22),1) + IF(ISNUMBER(MATCH(BG$11,$AK22:$AP22,0)),-1,0)*_xlfn.IFS(ISNUMBER($AD22),$AD22,ISNUMBER($AE22),$AE22,ISNUMBER($AF22),$AF22,AND($AD22=0,$AE22=0,$AF22=0),1)","v":-1},{"$f":"IF(ISNUMBER(MATCH(BH$11,$AG22:$AJ22,0)),1,0)*IF(ISNUMBER($AF22),(1-$AF22),1) + IF(ISNUMBER(MATCH(BH$11,$AK22:$AP22,0)),-1,0)*_xlfn.IFS(ISNUMBER($AD22),$AD22,ISNUMBER($AE22),$AE22,ISNUMBER($AF22),$AF22,AND($AD22=0,$AE22=0,$AF22=0),1)","v":-1},{"$f":"IF(ISNUMBER(MATCH(BI$11,$AG22:$AJ22,0)),1,0)*IF(ISNUMBER($AF22),(1-$AF22),1) + IF(ISNUMBER(MATCH(BI$11,$AK22:$AP22,0)),-1,0)*_xlfn.IFS(ISNUMBER($AD22),$AD22,ISNUMBER($AE22),$AE22,ISNUMBER($AF22),$AF22,AND($AD22=0,$AE22=0,$AF22=0),1)","v":-1},{"$f":"IF(ISNUMBER(MATCH(BJ$11,$AG22:$AJ22,0)),1,0)*IF(ISNUMBER($AF22),(1-$AF22),1) + IF(ISNUMBER(MATCH(BJ$11,$AK22:$AP22,0)),-1,0)*_xlfn.IFS(ISNUMBER($AD22),$AD22,ISNUMBER($AE22),$AE22,ISNUMBER($AF22),$AF22,AND($AD22=0,$AE22=0,$AF22=0),1)","v":0},{"$f":"IF(ISNUMBER(MATCH(BK$11,$AG22:$AJ22,0)),1,0)*IF(ISNUMBER($AF22),(1-$AF22),1) + IF(ISNUMBER(MATCH(BK$11,$AK22:$AP22,0)),-1,0)*_xlfn.IFS(ISNUMBER($AD22),$AD22,ISNUMBER($AE22),$AE22,ISNUMBER($AF22),$AF22,AND($AD22=0,$AE22=0,$AF22=0),1)","v":0},{"$f":"IF(ISNUMBER(MATCH(BL$11,$AG22:$AJ22,0)),1,0)*IF(ISNUMBER($AF22),(1-$AF22),1) + IF(ISNUMBER(MATCH(BL$11,$AK22:$AP22,0)),-1,0)*_xlfn.IFS(ISNUMBER($AD22),$AD22,ISNUMBER($AE22),$AE22,ISNUMBER($AF22),$AF22,AND($AD22=0,$AE22=0,$AF22=0),1)","v":0},{"$f":"IF(ISNUMBER(MATCH(BM$11,$AG22:$AJ22,0)),1,0)*IF(ISNUMBER($AF22),(1-$AF22),1) + IF(ISNUMBER(MATCH(BM$11,$AK22:$AP22,0)),-1,0)*_xlfn.IFS(ISNUMBER($AD22),$AD22,ISNUMBER($AE22),$AE22,ISNUMBER($AF22),$AF22,AND($AD22=0,$AE22=0,$AF22=0),1)","v":0},{"$f":"IF(ISNUMBER(MATCH(BN$11,$AG22:$AJ22,0)),1,0)*IF(ISNUMBER($AF22),(1-$AF22),1) + IF(ISNUMBER(MATCH(BN$11,$AK22:$AP22,0)),-1,0)*_xlfn.IFS(ISNUMBER($AD22),$AD22,ISNUMBER($AE22),$AE22,ISNUMBER($AF22),$AF22,AND($AD22=0,$AE22=0,$AF22=0),1)","v":0},{"$f":"IF(ISNUMBER(MATCH(BO$11,$AG22:$AJ22,0)),1,0)*IF(ISNUMBER($AF22),(1-$AF22),1) + IF(ISNUMBER(MATCH(BO$11,$AK22:$AP22,0)),-1,0)*_xlfn.IFS(ISNUMBER($AD22),$AD22,ISNUMBER($AE22),$AE22,ISNUMBER($AF22),$AF22,AND($AD22=0,$AE22=0,$AF22=0),1)","v":0},{"$f":"IF(ISNUMBER(MATCH(BP$11,$AG22:$AJ22,0)),1,0)*IF(ISNUMBER($AF22),(1-$AF22),1) + IF(ISNUMBER(MATCH(BP$11,$AK22:$AP22,0)),-1,0)*_xlfn.IFS(ISNUMBER($AD22),$AD22,ISNUMBER($AE22),$AE22,ISNUMBER($AF22),$AF22,AND($AD22=0,$AE22=0,$AF22=0),1)","v":0},{"$f":"IF(ISNUMBER(MATCH(BQ$11,$AG22:$AJ22,0)),1,0)*IF(ISNUMBER($AF22),(1-$AF22),1) + IF(ISNUMBER(MATCH(BQ$11,$AK22:$AP22,0)),-1,0)*_xlfn.IFS(ISNUMBER($AD22),$AD22,ISNUMBER($AE22),$AE22,ISNUMBER($AF22),$AF22,AND($AD22=0,$AE22=0,$AF22=0),1)","v":0},{"$f":"IF(ISNUMBER(MATCH(BR$11,$AG22:$AJ22,0)),1,0)*IF(ISNUMBER($AF22),(1-$AF22),1) + IF(ISNUMBER(MATCH(BR$11,$AK22:$AP22,0)),-1,0)*_xlfn.IFS(ISNUMBER($AD22),$AD22,ISNUMBER($AE22),$AE22,ISNUMBER($AF22),$AF22,AND($AD22=0,$AE22=0,$AF22=0),1)","v":0},{"$f":"IF(ISNUMBER(MATCH(BS$11,$AG22:$AJ22,0)),1,0)*IF(ISNUMBER($AF22),(1-$AF22),1) + IF(ISNUMBER(MATCH(BS$11,$AK22:$AP22,0)),-1,0)*_xlfn.IFS(ISNUMBER($AD22),$AD22,ISNUMBER($AE22),$AE22,ISNUMBER($AF22),$AF22,AND($AD22=0,$AE22=0,$AF22=0),1)","v":0},{"$f":"IF(ISNUMBER(MATCH(BT$11,$AG22:$AJ22,0)),1,0)*IF(ISNUMBER($AF22),(1-$AF22),1) + IF(ISNUMBER(MATCH(BT$11,$AK22:$AP22,0)),-1,0)*_xlfn.IFS(ISNUMBER($AD22),$AD22,ISNUMBER($AE22),$AE22,ISNUMBER($AF22),$AF22,AND($AD22=0,$AE22=0,$AF22=0),1)","v":0},{"$f":"IF(ISNUMBER(MATCH(BU$11,$AG22:$AJ22,0)),1,0)*IF(ISNUMBER($AF22),(1-$AF22),1) + IF(ISNUMBER(MATCH(BU$11,$AK22:$AP22,0)),-1,0)*_xlfn.IFS(ISNUMBER($AD22),$AD22,ISNUMBER($AE22),$AE22,ISNUMBER($AF22),$AF22,AND($AD22=0,$AE22=0,$AF22=0),1)","v":0},{"$f":"IF(ISNUMBER(MATCH(BV$11,$AG22:$AJ22,0)),1,0)*IF(ISNUMBER($AF22),(1-$AF22),1) + IF(ISNUMBER(MATCH(BV$11,$AK22:$AP22,0)),-1,0)*_xlfn.IFS(ISNUMBER($AD22),$AD22,ISNUMBER($AE22),$AE22,ISNUMBER($AF22),$AF22,AND($AD22=0,$AE22=0,$AF22=0),1)","v":0},{"$f":"IF(ISNUMBER(MATCH(BW$11,$AG22:$AJ22,0)),1,0)*IF(ISNUMBER($AF22),(1-$AF22),1) + IF(ISNUMBER(MATCH(BW$11,$AK22:$AP22,0)),-1,0)*_xlfn.IFS(ISNUMBER($AD22),$AD22,ISNUMBER($AE22),$AE22,ISNUMBER($AF22),$AF22,AND($AD22=0,$AE22=0,$AF22=0),1)","v":0},{"$f":"IF(ISNUMBER(MATCH(BX$11,$AG22:$AJ22,0)),1,0)*IF(ISNUMBER($AF22),(1-$AF22),1) + IF(ISNUMBER(MATCH(BX$11,$AK22:$AP22,0)),-1,0)*_xlfn.IFS(ISNUMBER($AD22),$AD22,ISNUMBER($AE22),$AE22,ISNUMBER($AF22),$AF22,AND($AD22=0,$AE22=0,$AF22=0),1)","v":0},{"$f":"IF(ISNUMBER(MATCH(BY$11,$AG22:$AJ22,0)),1,0)*IF(ISNUMBER($AF22),(1-$AF22),1) + IF(ISNUMBER(MATCH(BY$11,$AK22:$AP22,0)),-1,0)*_xlfn.IFS(ISNUMBER($AD22),$AD22,ISNUMBER($AE22),$AE22,ISNUMBER($AF22),$AF22,AND($AD22=0,$AE22=0,$AF22=0),1)","v":0},{"$f":"IF(ISNUMBER(MATCH(BZ$11,$AG22:$AJ22,0)),1,0)*IF(ISNUMBER($AF22),(1-$AF22),1) + IF(ISNUMBER(MATCH(BZ$11,$AK22:$AP22,0)),-1,0)*_xlfn.IFS(ISNUMBER($AD22),$AD22,ISNUMBER($AE22),$AE22,ISNUMBER($AF22),$AF22,AND($AD22=0,$AE22=0,$AF22=0),1)","v":0},{"$f":"IF(ISNUMBER(MATCH(CA$11,$AG22:$AJ22,0)),1,0)*IF(ISNUMBER($AF22),(1-$AF22),1) + IF(ISNUMBER(MATCH(CA$11,$AK22:$AP22,0)),-1,0)*_xlfn.IFS(ISNUMBER($AD22),$AD22,ISNUMBER($AE22),$AE22,ISNUMBER($AF22),$AF22,AND($AD22=0,$AE22=0,$AF22=0),1)","v":0},{"$f":"IF(ISNUMBER(MATCH(CB$11,$AG22:$AJ22,0)),1,0)*IF(ISNUMBER($AF22),(1-$AF22),1) + IF(ISNUMBER(MATCH(CB$11,$AK22:$AP22,0)),-1,0)*_xlfn.IFS(ISNUMBER($AD22),$AD22,ISNUMBER($AE22),$AE22,ISNUMBER($AF22),$AF22,AND($AD22=0,$AE22=0,$AF22=0),1)","v":0},{"$f":"IF(ISNUMBER(MATCH(CC$11,$AG22:$AJ22,0)),1,0)*IF(ISNUMBER($AF22),(1-$AF22),1) + IF(ISNUMBER(MATCH(CC$11,$AK22:$AP22,0)),-1,0)*_xlfn.IFS(ISNUMBER($AD22),$AD22,ISNUMBER($AE22),$AE22,ISNUMBER($AF22),$AF22,AND($AD22=0,$AE22=0,$AF22=0),1)","v":0},{"$f":"IF(ISNUMBER(MATCH(CD$11,$AG22:$AJ22,0)),1,0)*IF(ISNUMBER($AF22),(1-$AF22),1) + IF(ISNUMBER(MATCH(CD$11,$AK22:$AP22,0)),-1,0)*_xlfn.IFS(ISNUMBER($AD22),$AD22,ISNUMBER($AE22),$AE22,ISNUMBER($AF22),$AF22,AND($AD22=0,$AE22=0,$AF22=0),1)","v":0},{"$f":"IF(ISNUMBER(MATCH(CE$11,$AG22:$AJ22,0)),1,0)*IF(ISNUMBER($AF22),(1-$AF22),1) + IF(ISNUMBER(MATCH(CE$11,$AK22:$AP22,0)),-1,0)*_xlfn.IFS(ISNUMBER($AD22),$AD22,ISNUMBER($AE22),$AE22,ISNUMBER($AF22),$AF22,AND($AD22=0,$AE22=0,$AF22=0),1)","v":0},{"$f":"IF(ISNUMBER(MATCH(CF$11,$AG22:$AJ22,0)),1,0)*IF(ISNUMBER($AF22),(1-$AF22),1) + IF(ISNUMBER(MATCH(CF$11,$AK22:$AP22,0)),-1,0)*_xlfn.IFS(ISNUMBER($AD22),$AD22,ISNUMBER($AE22),$AE22,ISNUMBER($AF22),$AF22,AND($AD22=0,$AE22=0,$AF22=0),1)","v":0},{"$f":"IF(ISNUMBER(MATCH(CG$11,$AG22:$AJ22,0)),1,0)*IF(ISNUMBER($AF22),(1-$AF22),1) + IF(ISNUMBER(MATCH(CG$11,$AK22:$AP22,0)),-1,0)*_xlfn.IFS(ISNUMBER($AD22),$AD22,ISNUMBER($AE22),$AE22,ISNUMBER($AF22),$AF22,AND($AD22=0,$AE22=0,$AF22=0),1)","v":0},{"$f":"IF(ISNUMBER(MATCH(CH$11,$AG22:$AJ22,0)),1,0)*IF(ISNUMBER($AF22),(1-$AF22),1) + IF(ISNUMBER(MATCH(CH$11,$AK22:$AP22,0)),-1,0)*_xlfn.IFS(ISNUMBER($AD22),$AD22,ISNUMBER($AE22),$AE22,ISNUMBER($AF22),$AF22,AND($AD22=0,$AE22=0,$AF22=0),1)","v":0},{"$f":"IF(ISNUMBER(MATCH(CI$11,$AG22:$AJ22,0)),1,0)*IF(ISNUMBER($AF22),(1-$AF22),1) + IF(ISNUMBER(MATCH(CI$11,$AK22:$AP22,0)),-1,0)*_xlfn.IFS(ISNUMBER($AD22),$AD22,ISNUMBER($AE22),$AE22,ISNUMBER($AF22),$AF22,AND($AD22=0,$AE22=0,$AF22=0),1)","v":0},{"$f":"IF(ISNUMBER(MATCH(CJ$11,$AG22:$AJ22,0)),1,0)*IF(ISNUMBER($AF22),(1-$AF22),1) + IF(ISNUMBER(MATCH(CJ$11,$AK22:$AP22,0)),-1,0)*_xlfn.IFS(ISNUMBER($AD22),$AD22,ISNUMBER($AE22),$AE22,ISNUMBER($AF22),$AF22,AND($AD22=0,$AE22=0,$AF22=0),1)","v":0},{"$f":"IF(ISNUMBER(MATCH(CK$11,$AG22:$AJ22,0)),1,0)*IF(ISNUMBER($AF22),(1-$AF22),1) + IF(ISNUMBER(MATCH(CK$11,$AK22:$AP22,0)),-1,0)*_xlfn.IFS(ISNUMBER($AD22),$AD22,ISNUMBER($AE22),$AE22,ISNUMBER($AF22),$AF22,AND($AD22=0,$AE22=0,$AF22=0),1)","v":0},{"$f":"IF(ISNUMBER(MATCH(CL$11,$AG22:$AJ22,0)),1,0)*IF(ISNUMBER($AF22),(1-$AF22),1) + IF(ISNUMBER(MATCH(CL$11,$AK22:$AP22,0)),-1,0)*_xlfn.IFS(ISNUMBER($AD22),$AD22,ISNUMBER($AE22),$AE22,ISNUMBER($AF22),$AF22,AND($AD22=0,$AE22=0,$AF22=0),1)","v":0},{"$f":"IF(ISNUMBER(MATCH(CM$11,$AG22:$AJ22,0)),1,0)*IF(ISNUMBER($AF22),(1-$AF22),1) + IF(ISNUMBER(MATCH(CM$11,$AK22:$AP22,0)),-1,0)*_xlfn.IFS(ISNUMBER($AD22),$AD22,ISNUMBER($AE22),$AE22,ISNUMBER($AF22),$AF22,AND($AD22=0,$AE22=0,$AF22=0),1)","v":0},{"$f":"IF(ISNUMBER(MATCH(CN$11,$AG22:$AJ22,0)),1,0)*IF(ISNUMBER($AF22),(1-$AF22),1) + IF(ISNUMBER(MATCH(CN$11,$AK22:$AP22,0)),-1,0)*_xlfn.IFS(ISNUMBER($AD22),$AD22,ISNUMBER($AE22),$AE22,ISNUMBER($AF22),$AF22,AND($AD22=0,$AE22=0,$AF22=0),1)","v":0},{"$f":"IF(ISNUMBER(MATCH(CO$11,$AG22:$AJ22,0)),1,0)*IF(ISNUMBER($AF22),(1-$AF22),1) + IF(ISNUMBER(MATCH(CO$11,$AK22:$AP22,0)),-1,0)*_xlfn.IFS(ISNUMBER($AD22),$AD22,ISNUMBER($AE22),$AE22,ISNUMBER($AF22),$AF22,AND($AD22=0,$AE22=0,$AF22=0),1)","v":0},{"$f":"IF(ISNUMBER(MATCH(CP$11,$AG22:$AJ22,0)),1,0)*IF(ISNUMBER($AF22),(1-$AF22),1) + IF(ISNUMBER(MATCH(CP$11,$AK22:$AP22,0)),-1,0)*_xlfn.IFS(ISNUMBER($AD22),$AD22,ISNUMBER($AE22),$AE22,ISNUMBER($AF22),$AF22,AND($AD22=0,$AE22=0,$AF22=0),1)","v":0},{"$f":"IF(ISNUMBER(MATCH(CQ$11,$AG22:$AJ22,0)),1,0)*IF(ISNUMBER($AF22),(1-$AF22),1) + IF(ISNUMBER(MATCH(CQ$11,$AK22:$AP22,0)),-1,0)*_xlfn.IFS(ISNUMBER($AD22),$AD22,ISNUMBER($AE22),$AE22,ISNUMBER($AF22),$AF22,AND($AD22=0,$AE22=0,$AF22=0),1)","v":0},{"$f":"IF(ISNUMBER(MATCH(CR$11,$AG22:$AJ22,0)),1,0)*IF(ISNUMBER($AF22),(1-$AF22),1) + IF(ISNUMBER(MATCH(CR$11,$AK22:$AP22,0)),-1,0)*_xlfn.IFS(ISNUMBER($AD22),$AD22,ISNUMBER($AE22),$AE22,ISNUMBER($AF22),$AF22,AND($AD22=0,$AE22=0,$AF22=0),1)","v":0},{"$f":"IF(ISNUMBER(MATCH(CS$11,$AG22:$AJ22,0)),1,0)*IF(ISNUMBER($AF22),(1-$AF22),1) + IF(ISNUMBER(MATCH(CS$11,$AK22:$AP22,0)),-1,0)*_xlfn.IFS(ISNUMBER($AD22),$AD22,ISNUMBER($AE22),$AE22,ISNUMBER($AF22),$AF22,AND($AD22=0,$AE22=0,$AF22=0),1)","v":0},{"$f":"IF(ISNUMBER(MATCH(CT$11,$AG22:$AJ22,0)),1,0)*IF(ISNUMBER($AF22),(1-$AF22),1) + IF(ISNUMBER(MATCH(CT$11,$AK22:$AP22,0)),-1,0)*_xlfn.IFS(ISNUMBER($AD22),$AD22,ISNUMBER($AE22),$AE22,ISNUMBER($AF22),$AF22,AND($AD22=0,$AE22=0,$AF22=0),1)","v":0},{"$f":"IF(ISNUMBER(MATCH(CU$11,$AG22:$AJ22,0)),1,0)*IF(ISNUMBER($AF22),(1-$AF22),1) + IF(ISNUMBER(MATCH(CU$11,$AK22:$AP22,0)),-1,0)*_xlfn.IFS(ISNUMBER($AD22),$AD22,ISNUMBER($AE22),$AE22,ISNUMBER($AF22),$AF22,AND($AD22=0,$AE22=0,$AF22=0),1)","v":0},{"$f":"IF(ISNUMBER(MATCH(CV$11,$AG22:$AJ22,0)),1,0)*IF(ISNUMBER($AF22),(1-$AF22),1) + IF(ISNUMBER(MATCH(CV$11,$AK22:$AP22,0)),-1,0)*_xlfn.IFS(ISNUMBER($AD22),$AD22,ISNUMBER($AE22),$AE22,ISNUMBER($AF22),$AF22,AND($AD22=0,$AE22=0,$AF22=0),1)","v":0},{"$f":"IF(ISNUMBER(MATCH(CW$11,$AG22:$AJ22,0)),1,0)*IF(ISNUMBER($AF22),(1-$AF22),1) + IF(ISNUMBER(MATCH(CW$11,$AK22:$AP22,0)),-1,0)*_xlfn.IFS(ISNUMBER($AD22),$AD22,ISNUMBER($AE22),$AE22,ISNUMBER($AF22),$AF22,AND($AD22=0,$AE22=0,$AF22=0),1)","v":0},{"$f":"IF(ISNUMBER(MATCH(CX$11,$AG22:$AJ22,0)),1,0)*IF(ISNUMBER($AF22),(1-$AF22),1) + IF(ISNUMBER(MATCH(CX$11,$AK22:$AP22,0)),-1,0)*_xlfn.IFS(ISNUMBER($AD22),$AD22,ISNUMBER($AE22),$AE22,ISNUMBER($AF22),$AF22,AND($AD22=0,$AE22=0,$AF22=0),1)","v":0},{"$f":"IF(ISNUMBER(MATCH(CY$11,$AG22:$AJ22,0)),1,0)*IF(ISNUMBER($AF22),(1-$AF22),1) + IF(ISNUMBER(MATCH(CY$11,$AK22:$AP22,0)),-1,0)*_xlfn.IFS(ISNUMBER($AD22),$AD22,ISNUMBER($AE22),$AE22,ISNUMBER($AF22),$AF22,AND($AD22=0,$AE22=0,$AF22=0),1)","v":0},{"$f":"IF(ISNUMBER(MATCH(CZ$11,$AG22:$AJ22,0)),1,0)*IF(ISNUMBER($AF22),(1-$AF22),1) + IF(ISNUMBER(MATCH(CZ$11,$AK22:$AP22,0)),-1,0)*_xlfn.IFS(ISNUMBER($AD22),$AD22,ISNUMBER($AE22),$AE22,ISNUMBER($AF22),$AF22,AND($AD22=0,$AE22=0,$AF22=0),1)","v":0},{"$f":"IF(ISNUMBER(MATCH(DA$11,$AG22:$AJ22,0)),1,0)*IF(ISNUMBER($AF22),(1-$AF22),1) + IF(ISNUMBER(MATCH(DA$11,$AK22:$AP22,0)),-1,0)*_xlfn.IFS(ISNUMBER($AD22),$AD22,ISNUMBER($AE22),$AE22,ISNUMBER($AF22),$AF22,AND($AD22=0,$AE22=0,$AF22=0),1)","v":0},{"$f":"IF(ISNUMBER(MATCH(DB$11,$AG22:$AJ22,0)),1,0)*IF(ISNUMBER($AF22),(1-$AF22),1) + IF(ISNUMBER(MATCH(DB$11,$AK22:$AP22,0)),-1,0)*_xlfn.IFS(ISNUMBER($AD22),$AD22,ISNUMBER($AE22),$AE22,ISNUMBER($AF22),$AF22,AND($AD22=0,$AE22=0,$AF22=0),1)","v":0},{"$f":"IF(ISNUMBER(MATCH(DC$11,$AG22:$AJ22,0)),1,0)*IF(ISNUMBER($AF22),(1-$AF22),1) + IF(ISNUMBER(MATCH(DC$11,$AK22:$AP22,0)),-1,0)*_xlfn.IFS(ISNUMBER($AD22),$AD22,ISNUMBER($AE22),$AE22,ISNUMBER($AF22),$AF22,AND($AD22=0,$AE22=0,$AF22=0),1)","v":0},{"$f":"IF(ISNUMBER(MATCH(DD$11,$AG22:$AJ22,0)),1,0)*IF(ISNUMBER($AF22),(1-$AF22),1) + IF(ISNUMBER(MATCH(DD$11,$AK22:$AP22,0)),-1,0)*_xlfn.IFS(ISNUMBER($AD22),$AD22,ISNUMBER($AE22),$AE22,ISNUMBER($AF22),$AF22,AND($AD22=0,$AE22=0,$AF22=0),1)","v":0},{"$f":"IF(ISNUMBER(MATCH(DE$11,$AG22:$AJ22,0)),1,0)*IF(ISNUMBER($AF22),(1-$AF22),1) + IF(ISNUMBER(MATCH(DE$11,$AK22:$AP22,0)),-1,0)*_xlfn.IFS(ISNUMBER($AD22),$AD22,ISNUMBER($AE22),$AE22,ISNUMBER($AF22),$AF22,AND($AD22=0,$AE22=0,$AF22=0),1)","v":0},null,0,null,"2B","Phoenix",33.448,-112.074,"Hot","Dry",0,0,0,null,-43,{"$error":"#N/A"},{"$error":"#N/A"},0,0,0,0,0,0,0,0,0,0,0,0,0,0,0,0,0,0,0,0,0]
[27,"Core and shell unit cost",{"$f":"INDIRECT(\"Input!\"&$C$2&A23)","v":"SE RD Liquid"},null,null,"equipment",{"$f":"SUM(C52:F52)","v":{"$error":"#N/A"}},null,null,null,null,null,null,null,null,null,null,null,"q_crit_ch-amb",0,{"$error":"#N/A"},null,null,null,null,null,null,"Losses",null,{"$f":"Q17","v":{"$error":"#N/A"}},null,null,"q_mech_swb-amb",null,null,null,"e_mech_tx-swb",null,null,null,null,null,null,{"$f":"IF(ISNUMBER(MATCH(AR$11,$AG23:$AJ23,0)),1,0)*IF(ISNUMBER($AF23),(1-$AF23),1) + IF(ISNUMBER(MATCH(AR$11,$AK23:$AP23,0)),-1,0)*_xlfn.IFS(ISNUMBER($AD23),$AD23,ISNUMBER($AE23),$AE23,ISNUMBER($AF23),$AF23,AND($AD23=0,$AE23=0,$AF23=0),1)","v":{"$error":"#N/A"}},{"$f":"IF(ISNUMBER(MATCH(AS$11,$AG23:$AJ23,0)),1,0)*IF(ISNUMBER($AF23),(1-$AF23),1) + IF(ISNUMBER(MATCH(AS$11,$AK23:$AP23,0)),-1,0)*_xlfn.IFS(ISNUMBER($AD23),$AD23,ISNUMBER($AE23),$AE23,ISNUMBER($AF23),$AF23,AND($AD23=0,$AE23=0,$AF23=0),1)","v":{"$error":"#N/A"}},{"$f":"IF(ISNUMBER(MATCH(AT$11,$AG23:$AJ23,0)),1,0)*IF(ISNUMBER($AF23),(1-$AF23),1) + IF(ISNUMBER(MATCH(AT$11,$AK23:$AP23,0)),-1,0)*_xlfn.IFS(ISNUMBER($AD23),$AD23,ISNUMBER($AE23),$AE23,ISNUMBER($AF23),$AF23,AND($AD23=0,$AE23=0,$AF23=0),1)","v":{"$error":"#N/A"}},{"$f":"IF(ISNUMBER(MATCH(AU$11,$AG23:$AJ23,0)),1,0)*IF(ISNUMBER($AF23),(1-$AF23),1) + IF(ISNUMBER(MATCH(AU$11,$AK23:$AP23,0)),-1,0)*_xlfn.IFS(ISNUMBER($AD23),$AD23,ISNUMBER($AE23),$AE23,ISNUMBER($AF23),$AF23,AND($AD23=0,$AE23=0,$AF23=0),1)","v":{"$error":"#N/A"}},{"$f":"IF(ISNUMBER(MATCH(AV$11,$AG23:$AJ23,0)),1,0)*IF(ISNUMBER($AF23),(1-$AF23),1) + IF(ISNUMBER(MATCH(AV$11,$AK23:$AP23,0)),-1,0)*_xlfn.IFS(ISNUMBER($AD23),$AD23,ISNUMBER($AE23),$AE23,ISNUMBER($AF23),$AF23,AND($AD23=0,$AE23=0,$AF23=0),1)","v":{"$error":"#N/A"}},{"$f":"IF(ISNUMBER(MATCH(AW$11,$AG23:$AJ23,0)),1,0)*IF(ISNUMBER($AF23),(1-$AF23),1) + IF(ISNUMBER(MATCH(AW$11,$AK23:$AP23,0)),-1,0)*_xlfn.IFS(ISNUMBER($AD23),$AD23,ISNUMBER($AE23),$AE23,ISNUMBER($AF23),$AF23,AND($AD23=0,$AE23=0,$AF23=0),1)","v":{"$error":"#N/A"}},{"$f":"IF(ISNUMBER(MATCH(AX$11,$AG23:$AJ23,0)),1,0)*IF(ISNUMBER($AF23),(1-$AF23),1) + IF(ISNUMBER(MATCH(AX$11,$AK23:$AP23,0)),-1,0)*_xlfn.IFS(ISNUMBER($AD23),$AD23,ISNUMBER($AE23),$AE23,ISNUMBER($AF23),$AF23,AND($AD23=0,$AE23=0,$AF23=0),1)","v":{"$error":"#N/A"}},{"$f":"IF(ISNUMBER(MATCH(AY$11,$AG23:$AJ23,0)),1,0)*IF(ISNUMBER($AF23),(1-$AF23),1) + IF(ISNUMBER(MATCH(AY$11,$AK23:$AP23,0)),-1,0)*_xlfn.IFS(ISNUMBER($AD23),$AD23,ISNUMBER($AE23),$AE23,ISNUMBER($AF23),$AF23,AND($AD23=0,$AE23=0,$AF23=0),1)","v":{"$error":"#N/A"}},{"$f":"IF(ISNUMBER(MATCH(AZ$11,$AG23:$AJ23,0)),1,0)*IF(ISNUMBER($AF23),(1-$AF23),1) + IF(ISNUMBER(MATCH(AZ$11,$AK23:$AP23,0)),-1,0)*_xlfn.IFS(ISNUMBER($AD23),$AD23,ISNUMBER($AE23),$AE23,ISNUMBER($AF23),$AF23,AND($AD23=0,$AE23=0,$AF23=0),1)","v":{"$error":"#N/A"}},{"$f":"IF(ISNUMBER(MATCH(BA$11,$AG23:$AJ23,0)),1,0)*IF(ISNUMBER($AF23),(1-$AF23),1) + IF(ISNUMBER(MATCH(BA$11,$AK23:$AP23,0)),-1,0)*_xlfn.IFS(ISNUMBER($AD23),$AD23,ISNUMBER($AE23),$AE23,ISNUMBER($AF23),$AF23,AND($AD23=0,$AE23=0,$AF23=0),1)","v":{"$error":"#N/A"}},{"$f":"IF(ISNUMBER(MATCH(BB$11,$AG23:$AJ23,0)),1,0)*IF(ISNUMBER($AF23),(1-$AF23),1) + IF(ISNUMBER(MATCH(BB$11,$AK23:$AP23,0)),-1,0)*_xlfn.IFS(ISNUMBER($AD23),$AD23,ISNUMBER($AE23),$AE23,ISNUMBER($AF23),$AF23,AND($AD23=0,$AE23=0,$AF23=0),1)","v":{"$error":"#N/A"}},{"$f":"IF(ISNUMBER(MATCH(BC$11,$AG23:$AJ23,0)),1,0)*IF(ISNUMBER($AF23),(1-$AF23),1) + IF(ISNUMBER(MATCH(BC$11,$AK23:$AP23,0)),-1,0)*_xlfn.IFS(ISNUMBER($AD23),$AD23,ISNUMBER($AE23),$AE23,ISNUMBER($AF23),$AF23,AND($AD23=0,$AE23=0,$AF23=0),1)","v":{"$error":"#N/A"}},{"$f":"IF(ISNUMBER(MATCH(BD$11,$AG23:$AJ23,0)),1,0)*IF(ISNUMBER($AF23),(1-$AF23),1) + IF(ISNUMBER(MATCH(BD$11,$AK23:$AP23,0)),-1,0)*_xlfn.IFS(ISNUMBER($AD23),$AD23,ISNUMBER($AE23),$AE23,ISNUMBER($AF23),$AF23,AND($AD23=0,$AE23=0,$AF23=0),1)","v":{"$error":"#N/A"}},{"$f":"IF(ISNUMBER(MATCH(BE$11,$AG23:$AJ23,0)),1,0)*IF(ISNUMBER($AF23),(1-$AF23),1) + IF(ISNUMBER(MATCH(BE$11,$AK23:$AP23,0)),-1,0)*_xlfn.IFS(ISNUMBER($AD23),$AD23,ISNUMBER($AE23),$AE23,ISNUMBER($AF23),$AF23,AND($AD23=0,$AE23=0,$AF23=0),1)","v":{"$error":"#N/A"}},{"$f":"IF(ISNUMBER(MATCH(BF$11,$AG23:$AJ23,0)),1,0)*IF(ISNUMBER($AF23),(1-$AF23),1) + IF(ISNUMBER(MATCH(BF$11,$AK23:$AP23,0)),-1,0)*_xlfn.IFS(ISNUMBER($AD23),$AD23,ISNUMBER($AE23),$AE23,ISNUMBER($AF23),$AF23,AND($AD23=0,$AE23=0,$AF23=0),1)","v":{"$error":"#N/A"}},{"$f":"IF(ISNUMBER(MATCH(BG$11,$AG23:$AJ23,0)),1,0)*IF(ISNUMBER($AF23),(1-$AF23),1) + IF(ISNUMBER(MATCH(BG$11,$AK23:$AP23,0)),-1,0)*_xlfn.IFS(ISNUMBER($AD23),$AD23,ISNUMBER($AE23),$AE23,ISNUMBER($AF23),$AF23,AND($AD23=0,$AE23=0,$AF23=0),1)","v":{"$error":"#N/A"}},{"$f":"IF(ISNUMBER(MATCH(BH$11,$AG23:$AJ23,0)),1,0)*IF(ISNUMBER($AF23),(1-$AF23),1) + IF(ISNUMBER(MATCH(BH$11,$AK23:$AP23,0)),-1,0)*_xlfn.IFS(ISNUMBER($AD23),$AD23,ISNUMBER($AE23),$AE23,ISNUMBER($AF23),$AF23,AND($AD23=0,$AE23=0,$AF23=0),1)","v":{"$error":"#N/A"}},{"$f":"IF(ISNUMBER(MATCH(BI$11,$AG23:$AJ23,0)),1,0)*IF(ISNUMBER($AF23),(1-$AF23),1) + IF(ISNUMBER(MATCH(BI$11,$AK23:$AP23,0)),-1,0)*_xlfn.IFS(ISNUMBER($AD23),$AD23,ISNUMBER($AE23),$AE23,ISNUMBER($AF23),$AF23,AND($AD23=0,$AE23=0,$AF23=0),1)","v":{"$error":"#N/A"}},{"$f":"IF(ISNUMBER(MATCH(BJ$11,$AG23:$AJ23,0)),1,0)*IF(ISNUMBER($AF23),(1-$AF23),1) + IF(ISNUMBER(MATCH(BJ$11,$AK23:$AP23,0)),-1,0)*_xlfn.IFS(ISNUMBER($AD23),$AD23,ISNUMBER($AE23),$AE23,ISNUMBER($AF23),$AF23,AND($AD23=0,$AE23=0,$AF23=0),1)","v":{"$error":"#N/A"}},{"$f":"IF(ISNUMBER(MATCH(BK$11,$AG23:$AJ23,0)),1,0)*IF(ISNUMBER($AF23),(1-$AF23),1) + IF(ISNUMBER(MATCH(BK$11,$AK23:$AP23,0)),-1,0)*_xlfn.IFS(ISNUMBER($AD23),$AD23,ISNUMBER($AE23),$AE23,ISNUMBER($AF23),$AF23,AND($AD23=0,$AE23=0,$AF23=0),1)","v":{"$error":"#N/A"}},{"$f":"IF(ISNUMBER(MATCH(BL$11,$AG23:$AJ23,0)),1,0)*IF(ISNUMBER($AF23),(1-$AF23),1) + IF(ISNUMBER(MATCH(BL$11,$AK23:$AP23,0)),-1,0)*_xlfn.IFS(ISNUMBER($AD23),$AD23,ISNUMBER($AE23),$AE23,ISNUMBER($AF23),$AF23,AND($AD23=0,$AE23=0,$AF23=0),1)","v":{"$error":"#N/A"}},{"$f":"IF(ISNUMBER(MATCH(BM$11,$AG23:$AJ23,0)),1,0)*IF(ISNUMBER($AF23),(1-$AF23),1) + IF(ISNUMBER(MATCH(BM$11,$AK23:$AP23,0)),-1,0)*_xlfn.IFS(ISNUMBER($AD23),$AD23,ISNUMBER($AE23),$AE23,ISNUMBER($AF23),$AF23,AND($AD23=0,$AE23=0,$AF23=0),1)","v":{"$error":"#N/A"}},{"$f":"IF(ISNUMBER(MATCH(BN$11,$AG23:$AJ23,0)),1,0)*IF(ISNUMBER($AF23),(1-$AF23),1) + IF(ISNUMBER(MATCH(BN$11,$AK23:$AP23,0)),-1,0)*_xlfn.IFS(ISNUMBER($AD23),$AD23,ISNUMBER($AE23),$AE23,ISNUMBER($AF23),$AF23,AND($AD23=0,$AE23=0,$AF23=0),1)","v":{"$error":"#N/A"}},{"$f":"IF(ISNUMBER(MATCH(BO$11,$AG23:$AJ23,0)),1,0)*IF(ISNUMBER($AF23),(1-$AF23),1) + IF(ISNUMBER(MATCH(BO$11,$AK23:$AP23,0)),-1,0)*_xlfn.IFS(ISNUMBER($AD23),$AD23,ISNUMBER($AE23),$AE23,ISNUMBER($AF23),$AF23,AND($AD23=0,$AE23=0,$AF23=0),1)","v":{"$error":"#N/A"}},{"$f":"IF(ISNUMBER(MATCH(BP$11,$AG23:$AJ23,0)),1,0)*IF(ISNUMBER($AF23),(1-$AF23),1) + IF(ISNUMBER(MATCH(BP$11,$AK23:$AP23,0)),-1,0)*_xlfn.IFS(ISNUMBER($AD23),$AD23,ISNUMBER($AE23),$AE23,ISNUMBER($AF23),$AF23,AND($AD23=0,$AE23=0,$AF23=0),1)","v":{"$error":"#N/A"}},{"$f":"IF(ISNUMBER(MATCH(BQ$11,$AG23:$AJ23,0)),1,0)*IF(ISNUMBER($AF23),(1-$AF23),1) + IF(ISNUMBER(MATCH(BQ$11,$AK23:$AP23,0)),-1,0)*_xlfn.IFS(ISNUMBER($AD23),$AD23,ISNUMBER($AE23),$AE23,ISNUMBER($AF23),$AF23,AND($AD23=0,$AE23=0,$AF23=0),1)","v":{"$error":"#N/A"}},{"$f":"IF(ISNUMBER(MATCH(BR$11,$AG23:$AJ23,0)),1,0)*IF(ISNUMBER($AF23),(1-$AF23),1) + IF(ISNUMBER(MATCH(BR$11,$AK23:$AP23,0)),-1,0)*_xlfn.IFS(ISNUMBER($AD23),$AD23,ISNUMBER($AE23),$AE23,ISNUMBER($AF23),$AF23,AND($AD23=0,$AE23=0,$AF23=0),1)","v":{"$error":"#N/A"}},{"$f":"IF(ISNUMBER(MATCH(BS$11,$AG23:$AJ23,0)),1,0)*IF(ISNUMBER($AF23),(1-$AF23),1) + IF(ISNUMBER(MATCH(BS$11,$AK23:$AP23,0)),-1,0)*_xlfn.IFS(ISNUMBER($AD23),$AD23,ISNUMBER($AE23),$AE23,ISNUMBER($AF23),$AF23,AND($AD23=0,$AE23=0,$AF23=0),1)","v":{"$error":"#N/A"}},{"$f":"IF(ISNUMBER(MATCH(BT$11,$AG23:$AJ23,0)),1,0)*IF(ISNUMBER($AF23),(1-$AF23),1) + IF(ISNUMBER(MATCH(BT$11,$AK23:$AP23,0)),-1,0)*_xlfn.IFS(ISNUMBER($AD23),$AD23,ISNUMBER($AE23),$AE23,ISNUMBER($AF23),$AF23,AND($AD23=0,$AE23=0,$AF23=0),1)","v":{"$error":"#N/A"}},{"$f":"IF(ISNUMBER(MATCH(BU$11,$AG23:$AJ23,0)),1,0)*IF(ISNUMBER($AF23),(1-$AF23),1) + IF(ISNUMBER(MATCH(BU$11,$AK23:$AP23,0)),-1,0)*_xlfn.IFS(ISNUMBER($AD23),$AD23,ISNUMBER($AE23),$AE23,ISNUMBER($AF23),$AF23,AND($AD23=0,$AE23=0,$AF23=0),1)","v":{"$error":"#N/A"}},{"$f":"IF(ISNUMBER(MATCH(BV$11,$AG23:$AJ23,0)),1,0)*IF(ISNUMBER($AF23),(1-$AF23),1) + IF(ISNUMBER(MATCH(BV$11,$AK23:$AP23,0)),-1,0)*_xlfn.IFS(ISNUMBER($AD23),$AD23,ISNUMBER($AE23),$AE23,ISNUMBER($AF23),$AF23,AND($AD23=0,$AE23=0,$AF23=0),1)","v":{"$error":"#N/A"}},{"$f":"IF(ISNUMBER(MATCH(BW$11,$AG23:$AJ23,0)),1,0)*IF(ISNUMBER($AF23),(1-$AF23),1) + IF(ISNUMBER(MATCH(BW$11,$AK23:$AP23,0)),-1,0)*_xlfn.IFS(ISNUMBER($AD23),$AD23,ISNUMBER($AE23),$AE23,ISNUMBER($AF23),$AF23,AND($AD23=0,$AE23=0,$AF23=0),1)","v":{"$error":"#N/A"}},{"$f":"IF(ISNUMBER(MATCH(BX$11,$AG23:$AJ23,0)),1,0)*IF(ISNUMBER($AF23),(1-$AF23),1) + IF(ISNUMBER(MATCH(BX$11,$AK23:$AP23,0)),-1,0)*_xlfn.IFS(ISNUMBER($AD23),$AD23,ISNUMBER($AE23),$AE23,ISNUMBER($AF23),$AF23,AND($AD23=0,$AE23=0,$AF23=0),1)","v":{"$error":"#N/A"}},{"$f":"IF(ISNUMBER(MATCH(BY$11,$AG23:$AJ23,0)),1,0)*IF(ISNUMBER($AF23),(1-$AF23),1) + IF(ISNUMBER(MATCH(BY$11,$AK23:$AP23,0)),-1,0)*_xlfn.IFS(ISNUMBER($AD23),$AD23,ISNUMBER($AE23),$AE23,ISNUMBER($AF23),$AF23,AND($AD23=0,$AE23=0,$AF23=0),1)","v":{"$error":"#N/A"}},{"$f":"IF(ISNUMBER(MATCH(BZ$11,$AG23:$AJ23,0)),1,0)*IF(ISNUMBER($AF23),(1-$AF23),1) + IF(ISNUMBER(MATCH(BZ$11,$AK23:$AP23,0)),-1,0)*_xlfn.IFS(ISNUMBER($AD23),$AD23,ISNUMBER($AE23),$AE23,ISNUMBER($AF23),$AF23,AND($AD23=0,$AE23=0,$AF23=0),1)","v":{"$error":"#N/A"}},{"$f":"IF(ISNUMBER(MATCH(CA$11,$AG23:$AJ23,0)),1,0)*IF(ISNUMBER($AF23),(1-$AF23),1) + IF(ISNUMBER(MATCH(CA$11,$AK23:$AP23,0)),-1,0)*_xlfn.IFS(ISNUMBER($AD23),$AD23,ISNUMBER($AE23),$AE23,ISNUMBER($AF23),$AF23,AND($AD23=0,$AE23=0,$AF23=0),1)","v":{"$error":"#N/A"}},{"$f":"IF(ISNUMBER(MATCH(CB$11,$AG23:$AJ23,0)),1,0)*IF(ISNUMBER($AF23),(1-$AF23),1) + IF(ISNUMBER(MATCH(CB$11,$AK23:$AP23,0)),-1,0)*_xlfn.IFS(ISNUMBER($AD23),$AD23,ISNUMBER($AE23),$AE23,ISNUMBER($AF23),$AF23,AND($AD23=0,$AE23=0,$AF23=0),1)","v":{"$error":"#N/A"}},{"$f":"IF(ISNUMBER(MATCH(CC$11,$AG23:$AJ23,0)),1,0)*IF(ISNUMBER($AF23),(1-$AF23),1) + IF(ISNUMBER(MATCH(CC$11,$AK23:$AP23,0)),-1,0)*_xlfn.IFS(ISNUMBER($AD23),$AD23,ISNUMBER($AE23),$AE23,ISNUMBER($AF23),$AF23,AND($AD23=0,$AE23=0,$AF23=0),1)","v":{"$error":"#N/A"}},{"$f":"IF(ISNUMBER(MATCH(CD$11,$AG23:$AJ23,0)),1,0)*IF(ISNUMBER($AF23),(1-$AF23),1) + IF(ISNUMBER(MATCH(CD$11,$AK23:$AP23,0)),-1,0)*_xlfn.IFS(ISNUMBER($AD23),$AD23,ISNUMBER($AE23),$AE23,ISNUMBER($AF23),$AF23,AND($AD23=0,$AE23=0,$AF23=0),1)","v":{"$error":"#N/A"}},{"$f":"IF(ISNUMBER(MATCH(CE$11,$AG23:$AJ23,0)),1,0)*IF(ISNUMBER($AF23),(1-$AF23),1) + IF(ISNUMBER(MATCH(CE$11,$AK23:$AP23,0)),-1,0)*_xlfn.IFS(ISNUMBER($AD23),$AD23,ISNUMBER($AE23),$AE23,ISNUMBER($AF23),$AF23,AND($AD23=0,$AE23=0,$AF23=0),1)","v":{"$error":"#N/A"}},{"$f":"IF(ISNUMBER(MATCH(CF$11,$AG23:$AJ23,0)),1,0)*IF(ISNUMBER($AF23),(1-$AF23),1) + IF(ISNUMBER(MATCH(CF$11,$AK23:$AP23,0)),-1,0)*_xlfn.IFS(ISNUMBER($AD23),$AD23,ISNUMBER($AE23),$AE23,ISNUMBER($AF23),$AF23,AND($AD23=0,$AE23=0,$AF23=0),1)","v":{"$error":"#N/A"}},{"$f":"IF(ISNUMBER(MATCH(CG$11,$AG23:$AJ23,0)),1,0)*IF(ISNUMBER($AF23),(1-$AF23),1) + IF(ISNUMBER(MATCH(CG$11,$AK23:$AP23,0)),-1,0)*_xlfn.IFS(ISNUMBER($AD23),$AD23,ISNUMBER($AE23),$AE23,ISNUMBER($AF23),$AF23,AND($AD23=0,$AE23=0,$AF23=0),1)","v":{"$error":"#N/A"}},{"$f":"IF(ISNUMBER(MATCH(CH$11,$AG23:$AJ23,0)),1,0)*IF(ISNUMBER($AF23),(1-$AF23),1) + IF(ISNUMBER(MATCH(CH$11,$AK23:$AP23,0)),-1,0)*_xlfn.IFS(ISNUMBER($AD23),$AD23,ISNUMBER($AE23),$AE23,ISNUMBER($AF23),$AF23,AND($AD23=0,$AE23=0,$AF23=0),1)","v":{"$error":"#N/A"}},{"$f":"IF(ISNUMBER(MATCH(CI$11,$AG23:$AJ23,0)),1,0)*IF(ISNUMBER($AF23),(1-$AF23),1) + IF(ISNUMBER(MATCH(CI$11,$AK23:$AP23,0)),-1,0)*_xlfn.IFS(ISNUMBER($AD23),$AD23,ISNUMBER($AE23),$AE23,ISNUMBER($AF23),$AF23,AND($AD23=0,$AE23=0,$AF23=0),1)","v":{"$error":"#N/A"}},{"$f":"IF(ISNUMBER(MATCH(CJ$11,$AG23:$AJ23,0)),1,0)*IF(ISNUMBER($AF23),(1-$AF23),1) + IF(ISNUMBER(MATCH(CJ$11,$AK23:$AP23,0)),-1,0)*_xlfn.IFS(ISNUMBER($AD23),$AD23,ISNUMBER($AE23),$AE23,ISNUMBER($AF23),$AF23,AND($AD23=0,$AE23=0,$AF23=0),1)","v":{"$error":"#N/A"}},{"$f":"IF(ISNUMBER(MATCH(CK$11,$AG23:$AJ23,0)),1,0)*IF(ISNUMBER($AF23),(1-$AF23),1) + IF(ISNUMBER(MATCH(CK$11,$AK23:$AP23,0)),-1,0)*_xlfn.IFS(ISNUMBER($AD23),$AD23,ISNUMBER($AE23),$AE23,ISNUMBER($AF23),$AF23,AND($AD23=0,$AE23=0,$AF23=0),1)","v":{"$error":"#N/A"}},{"$f":"IF(ISNUMBER(MATCH(CL$11,$AG23:$AJ23,0)),1,0)*IF(ISNUMBER($AF23),(1-$AF23),1) + IF(ISNUMBER(MATCH(CL$11,$AK23:$AP23,0)),-1,0)*_xlfn.IFS(ISNUMBER($AD23),$AD23,ISNUMBER($AE23),$AE23,ISNUMBER($AF23),$AF23,AND($AD23=0,$AE23=0,$AF23=0),1)","v":{"$error":"#N/A"}},{"$f":"IF(ISNUMBER(MATCH(CM$11,$AG23:$AJ23,0)),1,0)*IF(ISNUMBER($AF23),(1-$AF23),1) + IF(ISNUMBER(MATCH(CM$11,$AK23:$AP23,0)),-1,0)*_xlfn.IFS(ISNUMBER($AD23),$AD23,ISNUMBER($AE23),$AE23,ISNUMBER($AF23),$AF23,AND($AD23=0,$AE23=0,$AF23=0),1)","v":{"$error":"#N/A"}},{"$f":"IF(ISNUMBER(MATCH(CN$11,$AG23:$AJ23,0)),1,0)*IF(ISNUMBER($AF23),(1-$AF23),1) + IF(ISNUMBER(MATCH(CN$11,$AK23:$AP23,0)),-1,0)*_xlfn.IFS(ISNUMBER($AD23),$AD23,ISNUMBER($AE23),$AE23,ISNUMBER($AF23),$AF23,AND($AD23=0,$AE23=0,$AF23=0),1)","v":{"$error":"#N/A"}},{"$f":"IF(ISNUMBER(MATCH(CO$11,$AG23:$AJ23,0)),1,0)*IF(ISNUMBER($AF23),(1-$AF23),1) + IF(ISNUMBER(MATCH(CO$11,$AK23:$AP23,0)),-1,0)*_xlfn.IFS(ISNUMBER($AD23),$AD23,ISNUMBER($AE23),$AE23,ISNUMBER($AF23),$AF23,AND($AD23=0,$AE23=0,$AF23=0),1)","v":{"$error":"#N/A"}},{"$f":"IF(ISNUMBER(MATCH(CP$11,$AG23:$AJ23,0)),1,0)*IF(ISNUMBER($AF23),(1-$AF23),1) + IF(ISNUMBER(MATCH(CP$11,$AK23:$AP23,0)),-1,0)*_xlfn.IFS(ISNUMBER($AD23),$AD23,ISNUMBER($AE23),$AE23,ISNUMBER($AF23),$AF23,AND($AD23=0,$AE23=0,$AF23=0),1)","v":{"$error":"#N/A"}},{"$f":"IF(ISNUMBER(MATCH(CQ$11,$AG23:$AJ23,0)),1,0)*IF(ISNUMBER($AF23),(1-$AF23),1) + IF(ISNUMBER(MATCH(CQ$11,$AK23:$AP23,0)),-1,0)*_xlfn.IFS(ISNUMBER($AD23),$AD23,ISNUMBER($AE23),$AE23,ISNUMBER($AF23),$AF23,AND($AD23=0,$AE23=0,$AF23=0),1)","v":{"$error":"#N/A"}},{"$f":"IF(ISNUMBER(MATCH(CR$11,$AG23:$AJ23,0)),1,0)*IF(ISNUMBER($AF23),(1-$AF23),1) + IF(ISNUMBER(MATCH(CR$11,$AK23:$AP23,0)),-1,0)*_xlfn.IFS(ISNUMBER($AD23),$AD23,ISNUMBER($AE23),$AE23,ISNUMBER($AF23),$AF23,AND($AD23=0,$AE23=0,$AF23=0),1)","v":{"$error":"#N/A"}},{"$f":"IF(ISNUMBER(MATCH(CS$11,$AG23:$AJ23,0)),1,0)*IF(ISNUMBER($AF23),(1-$AF23),1) + IF(ISNUMBER(MATCH(CS$11,$AK23:$AP23,0)),-1,0)*_xlfn.IFS(ISNUMBER($AD23),$AD23,ISNUMBER($AE23),$AE23,ISNUMBER($AF23),$AF23,AND($AD23=0,$AE23=0,$AF23=0),1)","v":{"$error":"#N/A"}},{"$f":"IF(ISNUMBER(MATCH(CT$11,$AG23:$AJ23,0)),1,0)*IF(ISNUMBER($AF23),(1-$AF23),1) + IF(ISNUMBER(MATCH(CT$11,$AK23:$AP23,0)),-1,0)*_xlfn.IFS(ISNUMBER($AD23),$AD23,ISNUMBER($AE23),$AE23,ISNUMBER($AF23),$AF23,AND($AD23=0,$AE23=0,$AF23=0),1)","v":{"$error":"#N/A"}},{"$f":"IF(ISNUMBER(MATCH(CU$11,$AG23:$AJ23,0)),1,0)*IF(ISNUMBER($AF23),(1-$AF23),1) + IF(ISNUMBER(MATCH(CU$11,$AK23:$AP23,0)),-1,0)*_xlfn.IFS(ISNUMBER($AD23),$AD23,ISNUMBER($AE23),$AE23,ISNUMBER($AF23),$AF23,AND($AD23=0,$AE23=0,$AF23=0),1)","v":{"$error":"#N/A"}},{"$f":"IF(ISNUMBER(MATCH(CV$11,$AG23:$AJ23,0)),1,0)*IF(ISNUMBER($AF23),(1-$AF23),1) + IF(ISNUMBER(MATCH(CV$11,$AK23:$AP23,0)),-1,0)*_xlfn.IFS(ISNUMBER($AD23),$AD23,ISNUMBER($AE23),$AE23,ISNUMBER($AF23),$AF23,AND($AD23=0,$AE23=0,$AF23=0),1)","v":{"$error":"#N/A"}},{"$f":"IF(ISNUMBER(MATCH(CW$11,$AG23:$AJ23,0)),1,0)*IF(ISNUMBER($AF23),(1-$AF23),1) + IF(ISNUMBER(MATCH(CW$11,$AK23:$AP23,0)),-1,0)*_xlfn.IFS(ISNUMBER($AD23),$AD23,ISNUMBER($AE23),$AE23,ISNUMBER($AF23),$AF23,AND($AD23=0,$AE23=0,$AF23=0),1)","v":{"$error":"#N/A"}},{"$f":"IF(ISNUMBER(MATCH(CX$11,$AG23:$AJ23,0)),1,0)*IF(ISNUMBER($AF23),(1-$AF23),1) + IF(ISNUMBER(MATCH(CX$11,$AK23:$AP23,0)),-1,0)*_xlfn.IFS(ISNUMBER($AD23),$AD23,ISNUMBER($AE23),$AE23,ISNUMBER($AF23),$AF23,AND($AD23=0,$AE23=0,$AF23=0),1)","v":{"$error":"#N/A"}},{"$f":"IF(ISNUMBER(MATCH(CY$11,$AG23:$AJ23,0)),1,0)*IF(ISNUMBER($AF23),(1-$AF23),1) + IF(ISNUMBER(MATCH(CY$11,$AK23:$AP23,0)),-1,0)*_xlfn.IFS(ISNUMBER($AD23),$AD23,ISNUMBER($AE23),$AE23,ISNUMBER($AF23),$AF23,AND($AD23=0,$AE23=0,$AF23=0),1)","v":{"$error":"#N/A"}},{"$f":"IF(ISNUMBER(MATCH(CZ$11,$AG23:$AJ23,0)),1,0)*IF(ISNUMBER($AF23),(1-$AF23),1) + IF(ISNUMBER(MATCH(CZ$11,$AK23:$AP23,0)),-1,0)*_xlfn.IFS(ISNUMBER($AD23),$AD23,ISNUMBER($AE23),$AE23,ISNUMBER($AF23),$AF23,AND($AD23=0,$AE23=0,$AF23=0),1)","v":{"$error":"#N/A"}},{"$f":"IF(ISNUMBER(MATCH(DA$11,$AG23:$AJ23,0)),1,0)*IF(ISNUMBER($AF23),(1-$AF23),1) + IF(ISNUMBER(MATCH(DA$11,$AK23:$AP23,0)),-1,0)*_xlfn.IFS(ISNUMBER($AD23),$AD23,ISNUMBER($AE23),$AE23,ISNUMBER($AF23),$AF23,AND($AD23=0,$AE23=0,$AF23=0),1)","v":{"$error":"#N/A"}},{"$f":"IF(ISNUMBER(MATCH(DB$11,$AG23:$AJ23,0)),1,0)*IF(ISNUMBER($AF23),(1-$AF23),1) + IF(ISNUMBER(MATCH(DB$11,$AK23:$AP23,0)),-1,0)*_xlfn.IFS(ISNUMBER($AD23),$AD23,ISNUMBER($AE23),$AE23,ISNUMBER($AF23),$AF23,AND($AD23=0,$AE23=0,$AF23=0),1)","v":{"$error":"#N/A"}},{"$f":"IF(ISNUMBER(MATCH(DC$11,$AG23:$AJ23,0)),1,0)*IF(ISNUMBER($AF23),(1-$AF23),1) + IF(ISNUMBER(MATCH(DC$11,$AK23:$AP23,0)),-1,0)*_xlfn.IFS(ISNUMBER($AD23),$AD23,ISNUMBER($AE23),$AE23,ISNUMBER($AF23),$AF23,AND($AD23=0,$AE23=0,$AF23=0),1)","v":{"$error":"#N/A"}},{"$f":"IF(ISNUMBER(MATCH(DD$11,$AG23:$AJ23,0)),1,0)*IF(ISNUMBER($AF23),(1-$AF23),1) + IF(ISNUMBER(MATCH(DD$11,$AK23:$AP23,0)),-1,0)*_xlfn.IFS(ISNUMBER($AD23),$AD23,ISNUMBER($AE23),$AE23,ISNUMBER($AF23),$AF23,AND($AD23=0,$AE23=0,$AF23=0),1)","v":{"$error":"#N/A"}},{"$f":"IF(ISNUMBER(MATCH(DE$11,$AG23:$AJ23,0)),1,0)*IF(ISNUMBER($AF23),(1-$AF23),1) + IF(ISNUMBER(MATCH(DE$11,$AK23:$AP23,0)),-1,0)*_xlfn.IFS(ISNUMBER($AD23),$AD23,ISNUMBER($AE23),$AE23,ISNUMBER($AF23),$AF23,AND($AD23=0,$AE23=0,$AF23=0),1)","v":{"$error":"#N/A"}},null,0,null,"3A","Memphis",35.149000000000001,-90.052000000000007,"Warm","Humid",0,0,0,null,-42,{"$error":"#N/A"},{"$error":"#N/A"},0,0,0,0,0,0,0,0,0,0,0,0,0,0,0,0,0,0,0,0,0]
[28,"Fit-out unit cost",{"$f":"INDIRECT(\"Input!\"&$C$2&A24)","v":"N+1"},null,"Floor area","facilities",{"$f":"SUM(C51:D51,F51)","v":{"$error":"#N/A"}},null,"Peak load",{"$f":"K24","v":0},{"$f":"VLOOKUP($AG$12,$S$12:$X$77,2,FALSE)","v":0},{"$f":"VLOOKUP($AG$14,$S$12:$X$77,2,FALSE)","v":0},{"$f":"VLOOKUP($AG$16,$S$12:$X$77,2,FALSE)","v":0},{"$f":"VLOOKUP($AK$18,$S$12:$X$77,2,FALSE) - VLOOKUP($AG$18,$S$12:$X$77,2,FALSE)","v":0},{"$f":"P24","v":0},{"$f":"VLOOKUP($AG$20,$S$12:$X$77,2,FALSE)","v":0},{"$f":"VLOOKUP($AG$22,$S$12:$X$77,2,FALSE)","v":0},null,"e_mech_u-tx",0,{"$error":"#N/A"},null,null,null,null,"Datarooms","OH","Conservation",null,null,null,null,"e_crit_swb-drms",null,null,null,"e_drms_oh-dr1","e_drms_oh-dr2","e_drms_oh-dr3","e_drms_oh-dr4",null,null,null,{"$f":"IF(ISNUMBER(MATCH(AR$11,$AG24:$AJ24,0)),1,0)*IF(ISNUMBER($AF24),(1-$AF24),1) + IF(ISNUMBER(MATCH(AR$11,$AK24:$AP24,0)),-1,0)*_xlfn.IFS(ISNUMBER($AD24),$AD24,ISNUMBER($AE24),$AE24,ISNUMBER($AF24),$AF24,AND($AD24=0,$AE24=0,$AF24=0),1)","v":0},{"$f":"IF(ISNUMBER(MATCH(AS$11,$AG24:$AJ24,0)),1,0)*IF(ISNUMBER($AF24),(1-$AF24),1) + IF(ISNUMBER(MATCH(AS$11,$AK24:$AP24,0)),-1,0)*_xlfn.IFS(ISNUMBER($AD24),$AD24,ISNUMBER($AE24),$AE24,ISNUMBER($AF24),$AF24,AND($AD24=0,$AE24=0,$AF24=0),1)","v":0},{"$f":"IF(ISNUMBER(MATCH(AT$11,$AG24:$AJ24,0)),1,0)*IF(ISNUMBER($AF24),(1-$AF24),1) + IF(ISNUMBER(MATCH(AT$11,$AK24:$AP24,0)),-1,0)*_xlfn.IFS(ISNUMBER($AD24),$AD24,ISNUMBER($AE24),$AE24,ISNUMBER($AF24),$AF24,AND($AD24=0,$AE24=0,$AF24=0),1)","v":0},{"$f":"IF(ISNUMBER(MATCH(AU$11,$AG24:$AJ24,0)),1,0)*IF(ISNUMBER($AF24),(1-$AF24),1) + IF(ISNUMBER(MATCH(AU$11,$AK24:$AP24,0)),-1,0)*_xlfn.IFS(ISNUMBER($AD24),$AD24,ISNUMBER($AE24),$AE24,ISNUMBER($AF24),$AF24,AND($AD24=0,$AE24=0,$AF24=0),1)","v":1},{"$f":"IF(ISNUMBER(MATCH(AV$11,$AG24:$AJ24,0)),1,0)*IF(ISNUMBER($AF24),(1-$AF24),1) + IF(ISNUMBER(MATCH(AV$11,$AK24:$AP24,0)),-1,0)*_xlfn.IFS(ISNUMBER($AD24),$AD24,ISNUMBER($AE24),$AE24,ISNUMBER($AF24),$AF24,AND($AD24=0,$AE24=0,$AF24=0),1)","v":0},{"$f":"IF(ISNUMBER(MATCH(AW$11,$AG24:$AJ24,0)),1,0)*IF(ISNUMBER($AF24),(1-$AF24),1) + IF(ISNUMBER(MATCH(AW$11,$AK24:$AP24,0)),-1,0)*_xlfn.IFS(ISNUMBER($AD24),$AD24,ISNUMBER($AE24),$AE24,ISNUMBER($AF24),$AF24,AND($AD24=0,$AE24=0,$AF24=0),1)","v":0},{"$f":"IF(ISNUMBER(MATCH(AX$11,$AG24:$AJ24,0)),1,0)*IF(ISNUMBER($AF24),(1-$AF24),1) + IF(ISNUMBER(MATCH(AX$11,$AK24:$AP24,0)),-1,0)*_xlfn.IFS(ISNUMBER($AD24),$AD24,ISNUMBER($AE24),$AE24,ISNUMBER($AF24),$AF24,AND($AD24=0,$AE24=0,$AF24=0),1)","v":0},{"$f":"IF(ISNUMBER(MATCH(AY$11,$AG24:$AJ24,0)),1,0)*IF(ISNUMBER($AF24),(1-$AF24),1) + IF(ISNUMBER(MATCH(AY$11,$AK24:$AP24,0)),-1,0)*_xlfn.IFS(ISNUMBER($AD24),$AD24,ISNUMBER($AE24),$AE24,ISNUMBER($AF24),$AF24,AND($AD24=0,$AE24=0,$AF24=0),1)","v":0},{"$f":"IF(ISNUMBER(MATCH(AZ$11,$AG24:$AJ24,0)),1,0)*IF(ISNUMBER($AF24),(1-$AF24),1) + IF(ISNUMBER(MATCH(AZ$11,$AK24:$AP24,0)),-1,0)*_xlfn.IFS(ISNUMBER($AD24),$AD24,ISNUMBER($AE24),$AE24,ISNUMBER($AF24),$AF24,AND($AD24=0,$AE24=0,$AF24=0),1)","v":0},{"$f":"IF(ISNUMBER(MATCH(BA$11,$AG24:$AJ24,0)),1,0)*IF(ISNUMBER($AF24),(1-$AF24),1) + IF(ISNUMBER(MATCH(BA$11,$AK24:$AP24,0)),-1,0)*_xlfn.IFS(ISNUMBER($AD24),$AD24,ISNUMBER($AE24),$AE24,ISNUMBER($AF24),$AF24,AND($AD24=0,$AE24=0,$AF24=0),1)","v":0},{"$f":"IF(ISNUMBER(MATCH(BB$11,$AG24:$AJ24,0)),1,0)*IF(ISNUMBER($AF24),(1-$AF24),1) + IF(ISNUMBER(MATCH(BB$11,$AK24:$AP24,0)),-1,0)*_xlfn.IFS(ISNUMBER($AD24),$AD24,ISNUMBER($AE24),$AE24,ISNUMBER($AF24),$AF24,AND($AD24=0,$AE24=0,$AF24=0),1)","v":0},{"$f":"IF(ISNUMBER(MATCH(BC$11,$AG24:$AJ24,0)),1,0)*IF(ISNUMBER($AF24),(1-$AF24),1) + IF(ISNUMBER(MATCH(BC$11,$AK24:$AP24,0)),-1,0)*_xlfn.IFS(ISNUMBER($AD24),$AD24,ISNUMBER($AE24),$AE24,ISNUMBER($AF24),$AF24,AND($AD24=0,$AE24=0,$AF24=0),1)","v":0},{"$f":"IF(ISNUMBER(MATCH(BD$11,$AG24:$AJ24,0)),1,0)*IF(ISNUMBER($AF24),(1-$AF24),1) + IF(ISNUMBER(MATCH(BD$11,$AK24:$AP24,0)),-1,0)*_xlfn.IFS(ISNUMBER($AD24),$AD24,ISNUMBER($AE24),$AE24,ISNUMBER($AF24),$AF24,AND($AD24=0,$AE24=0,$AF24=0),1)","v":0},{"$f":"IF(ISNUMBER(MATCH(BE$11,$AG24:$AJ24,0)),1,0)*IF(ISNUMBER($AF24),(1-$AF24),1) + IF(ISNUMBER(MATCH(BE$11,$AK24:$AP24,0)),-1,0)*_xlfn.IFS(ISNUMBER($AD24),$AD24,ISNUMBER($AE24),$AE24,ISNUMBER($AF24),$AF24,AND($AD24=0,$AE24=0,$AF24=0),1)","v":0},{"$f":"IF(ISNUMBER(MATCH(BF$11,$AG24:$AJ24,0)),1,0)*IF(ISNUMBER($AF24),(1-$AF24),1) + IF(ISNUMBER(MATCH(BF$11,$AK24:$AP24,0)),-1,0)*_xlfn.IFS(ISNUMBER($AD24),$AD24,ISNUMBER($AE24),$AE24,ISNUMBER($AF24),$AF24,AND($AD24=0,$AE24=0,$AF24=0),1)","v":0},{"$f":"IF(ISNUMBER(MATCH(BG$11,$AG24:$AJ24,0)),1,0)*IF(ISNUMBER($AF24),(1-$AF24),1) + IF(ISNUMBER(MATCH(BG$11,$AK24:$AP24,0)),-1,0)*_xlfn.IFS(ISNUMBER($AD24),$AD24,ISNUMBER($AE24),$AE24,ISNUMBER($AF24),$AF24,AND($AD24=0,$AE24=0,$AF24=0),1)","v":0},{"$f":"IF(ISNUMBER(MATCH(BH$11,$AG24:$AJ24,0)),1,0)*IF(ISNUMBER($AF24),(1-$AF24),1) + IF(ISNUMBER(MATCH(BH$11,$AK24:$AP24,0)),-1,0)*_xlfn.IFS(ISNUMBER($AD24),$AD24,ISNUMBER($AE24),$AE24,ISNUMBER($AF24),$AF24,AND($AD24=0,$AE24=0,$AF24=0),1)","v":0},{"$f":"IF(ISNUMBER(MATCH(BI$11,$AG24:$AJ24,0)),1,0)*IF(ISNUMBER($AF24),(1-$AF24),1) + IF(ISNUMBER(MATCH(BI$11,$AK24:$AP24,0)),-1,0)*_xlfn.IFS(ISNUMBER($AD24),$AD24,ISNUMBER($AE24),$AE24,ISNUMBER($AF24),$AF24,AND($AD24=0,$AE24=0,$AF24=0),1)","v":0},{"$f":"IF(ISNUMBER(MATCH(BJ$11,$AG24:$AJ24,0)),1,0)*IF(ISNUMBER($AF24),(1-$AF24),1) + IF(ISNUMBER(MATCH(BJ$11,$AK24:$AP24,0)),-1,0)*_xlfn.IFS(ISNUMBER($AD24),$AD24,ISNUMBER($AE24),$AE24,ISNUMBER($AF24),$AF24,AND($AD24=0,$AE24=0,$AF24=0),1)","v":0},{"$f":"IF(ISNUMBER(MATCH(BK$11,$AG24:$AJ24,0)),1,0)*IF(ISNUMBER($AF24),(1-$AF24),1) + IF(ISNUMBER(MATCH(BK$11,$AK24:$AP24,0)),-1,0)*_xlfn.IFS(ISNUMBER($AD24),$AD24,ISNUMBER($AE24),$AE24,ISNUMBER($AF24),$AF24,AND($AD24=0,$AE24=0,$AF24=0),1)","v":-1},{"$f":"IF(ISNUMBER(MATCH(BL$11,$AG24:$AJ24,0)),1,0)*IF(ISNUMBER($AF24),(1-$AF24),1) + IF(ISNUMBER(MATCH(BL$11,$AK24:$AP24,0)),-1,0)*_xlfn.IFS(ISNUMBER($AD24),$AD24,ISNUMBER($AE24),$AE24,ISNUMBER($AF24),$AF24,AND($AD24=0,$AE24=0,$AF24=0),1)","v":0},{"$f":"IF(ISNUMBER(MATCH(BM$11,$AG24:$AJ24,0)),1,0)*IF(ISNUMBER($AF24),(1-$AF24),1) + IF(ISNUMBER(MATCH(BM$11,$AK24:$AP24,0)),-1,0)*_xlfn.IFS(ISNUMBER($AD24),$AD24,ISNUMBER($AE24),$AE24,ISNUMBER($AF24),$AF24,AND($AD24=0,$AE24=0,$AF24=0),1)","v":0},{"$f":"IF(ISNUMBER(MATCH(BN$11,$AG24:$AJ24,0)),1,0)*IF(ISNUMBER($AF24),(1-$AF24),1) + IF(ISNUMBER(MATCH(BN$11,$AK24:$AP24,0)),-1,0)*_xlfn.IFS(ISNUMBER($AD24),$AD24,ISNUMBER($AE24),$AE24,ISNUMBER($AF24),$AF24,AND($AD24=0,$AE24=0,$AF24=0),1)","v":-1},{"$f":"IF(ISNUMBER(MATCH(BO$11,$AG24:$AJ24,0)),1,0)*IF(ISNUMBER($AF24),(1-$AF24),1) + IF(ISNUMBER(MATCH(BO$11,$AK24:$AP24,0)),-1,0)*_xlfn.IFS(ISNUMBER($AD24),$AD24,ISNUMBER($AE24),$AE24,ISNUMBER($AF24),$AF24,AND($AD24=0,$AE24=0,$AF24=0),1)","v":0},{"$f":"IF(ISNUMBER(MATCH(BP$11,$AG24:$AJ24,0)),1,0)*IF(ISNUMBER($AF24),(1-$AF24),1) + IF(ISNUMBER(MATCH(BP$11,$AK24:$AP24,0)),-1,0)*_xlfn.IFS(ISNUMBER($AD24),$AD24,ISNUMBER($AE24),$AE24,ISNUMBER($AF24),$AF24,AND($AD24=0,$AE24=0,$AF24=0),1)","v":0},{"$f":"IF(ISNUMBER(MATCH(BQ$11,$AG24:$AJ24,0)),1,0)*IF(ISNUMBER($AF24),(1-$AF24),1) + IF(ISNUMBER(MATCH(BQ$11,$AK24:$AP24,0)),-1,0)*_xlfn.IFS(ISNUMBER($AD24),$AD24,ISNUMBER($AE24),$AE24,ISNUMBER($AF24),$AF24,AND($AD24=0,$AE24=0,$AF24=0),1)","v":-1},{"$f":"IF(ISNUMBER(MATCH(BR$11,$AG24:$AJ24,0)),1,0)*IF(ISNUMBER($AF24),(1-$AF24),1) + IF(ISNUMBER(MATCH(BR$11,$AK24:$AP24,0)),-1,0)*_xlfn.IFS(ISNUMBER($AD24),$AD24,ISNUMBER($AE24),$AE24,ISNUMBER($AF24),$AF24,AND($AD24=0,$AE24=0,$AF24=0),1)","v":0},{"$f":"IF(ISNUMBER(MATCH(BS$11,$AG24:$AJ24,0)),1,0)*IF(ISNUMBER($AF24),(1-$AF24),1) + IF(ISNUMBER(MATCH(BS$11,$AK24:$AP24,0)),-1,0)*_xlfn.IFS(ISNUMBER($AD24),$AD24,ISNUMBER($AE24),$AE24,ISNUMBER($AF24),$AF24,AND($AD24=0,$AE24=0,$AF24=0),1)","v":0},{"$f":"IF(ISNUMBER(MATCH(BT$11,$AG24:$AJ24,0)),1,0)*IF(ISNUMBER($AF24),(1-$AF24),1) + IF(ISNUMBER(MATCH(BT$11,$AK24:$AP24,0)),-1,0)*_xlfn.IFS(ISNUMBER($AD24),$AD24,ISNUMBER($AE24),$AE24,ISNUMBER($AF24),$AF24,AND($AD24=0,$AE24=0,$AF24=0),1)","v":-1},{"$f":"IF(ISNUMBER(MATCH(BU$11,$AG24:$AJ24,0)),1,0)*IF(ISNUMBER($AF24),(1-$AF24),1) + IF(ISNUMBER(MATCH(BU$11,$AK24:$AP24,0)),-1,0)*_xlfn.IFS(ISNUMBER($AD24),$AD24,ISNUMBER($AE24),$AE24,ISNUMBER($AF24),$AF24,AND($AD24=0,$AE24=0,$AF24=0),1)","v":0},{"$f":"IF(ISNUMBER(MATCH(BV$11,$AG24:$AJ24,0)),1,0)*IF(ISNUMBER($AF24),(1-$AF24),1) + IF(ISNUMBER(MATCH(BV$11,$AK24:$AP24,0)),-1,0)*_xlfn.IFS(ISNUMBER($AD24),$AD24,ISNUMBER($AE24),$AE24,ISNUMBER($AF24),$AF24,AND($AD24=0,$AE24=0,$AF24=0),1)","v":0},{"$f":"IF(ISNUMBER(MATCH(BW$11,$AG24:$AJ24,0)),1,0)*IF(ISNUMBER($AF24),(1-$AF24),1) + IF(ISNUMBER(MATCH(BW$11,$AK24:$AP24,0)),-1,0)*_xlfn.IFS(ISNUMBER($AD24),$AD24,ISNUMBER($AE24),$AE24,ISNUMBER($AF24),$AF24,AND($AD24=0,$AE24=0,$AF24=0),1)","v":0},{"$f":"IF(ISNUMBER(MATCH(BX$11,$AG24:$AJ24,0)),1,0)*IF(ISNUMBER($AF24),(1-$AF24),1) + IF(ISNUMBER(MATCH(BX$11,$AK24:$AP24,0)),-1,0)*_xlfn.IFS(ISNUMBER($AD24),$AD24,ISNUMBER($AE24),$AE24,ISNUMBER($AF24),$AF24,AND($AD24=0,$AE24=0,$AF24=0),1)","v":0},{"$f":"IF(ISNUMBER(MATCH(BY$11,$AG24:$AJ24,0)),1,0)*IF(ISNUMBER($AF24),(1-$AF24),1) + IF(ISNUMBER(MATCH(BY$11,$AK24:$AP24,0)),-1,0)*_xlfn.IFS(ISNUMBER($AD24),$AD24,ISNUMBER($AE24),$AE24,ISNUMBER($AF24),$AF24,AND($AD24=0,$AE24=0,$AF24=0),1)","v":0},{"$f":"IF(ISNUMBER(MATCH(BZ$11,$AG24:$AJ24,0)),1,0)*IF(ISNUMBER($AF24),(1-$AF24),1) + IF(ISNUMBER(MATCH(BZ$11,$AK24:$AP24,0)),-1,0)*_xlfn.IFS(ISNUMBER($AD24),$AD24,ISNUMBER($AE24),$AE24,ISNUMBER($AF24),$AF24,AND($AD24=0,$AE24=0,$AF24=0),1)","v":0},{"$f":"IF(ISNUMBER(MATCH(CA$11,$AG24:$AJ24,0)),1,0)*IF(ISNUMBER($AF24),(1-$AF24),1) + IF(ISNUMBER(MATCH(CA$11,$AK24:$AP24,0)),-1,0)*_xlfn.IFS(ISNUMBER($AD24),$AD24,ISNUMBER($AE24),$AE24,ISNUMBER($AF24),$AF24,AND($AD24=0,$AE24=0,$AF24=0),1)","v":0},{"$f":"IF(ISNUMBER(MATCH(CB$11,$AG24:$AJ24,0)),1,0)*IF(ISNUMBER($AF24),(1-$AF24),1) + IF(ISNUMBER(MATCH(CB$11,$AK24:$AP24,0)),-1,0)*_xlfn.IFS(ISNUMBER($AD24),$AD24,ISNUMBER($AE24),$AE24,ISNUMBER($AF24),$AF24,AND($AD24=0,$AE24=0,$AF24=0),1)","v":0},{"$f":"IF(ISNUMBER(MATCH(CC$11,$AG24:$AJ24,0)),1,0)*IF(ISNUMBER($AF24),(1-$AF24),1) + IF(ISNUMBER(MATCH(CC$11,$AK24:$AP24,0)),-1,0)*_xlfn.IFS(ISNUMBER($AD24),$AD24,ISNUMBER($AE24),$AE24,ISNUMBER($AF24),$AF24,AND($AD24=0,$AE24=0,$AF24=0),1)","v":0},{"$f":"IF(ISNUMBER(MATCH(CD$11,$AG24:$AJ24,0)),1,0)*IF(ISNUMBER($AF24),(1-$AF24),1) + IF(ISNUMBER(MATCH(CD$11,$AK24:$AP24,0)),-1,0)*_xlfn.IFS(ISNUMBER($AD24),$AD24,ISNUMBER($AE24),$AE24,ISNUMBER($AF24),$AF24,AND($AD24=0,$AE24=0,$AF24=0),1)","v":0},{"$f":"IF(ISNUMBER(MATCH(CE$11,$AG24:$AJ24,0)),1,0)*IF(ISNUMBER($AF24),(1-$AF24),1) + IF(ISNUMBER(MATCH(CE$11,$AK24:$AP24,0)),-1,0)*_xlfn.IFS(ISNUMBER($AD24),$AD24,ISNUMBER($AE24),$AE24,ISNUMBER($AF24),$AF24,AND($AD24=0,$AE24=0,$AF24=0),1)","v":0},{"$f":"IF(ISNUMBER(MATCH(CF$11,$AG24:$AJ24,0)),1,0)*IF(ISNUMBER($AF24),(1-$AF24),1) + IF(ISNUMBER(MATCH(CF$11,$AK24:$AP24,0)),-1,0)*_xlfn.IFS(ISNUMBER($AD24),$AD24,ISNUMBER($AE24),$AE24,ISNUMBER($AF24),$AF24,AND($AD24=0,$AE24=0,$AF24=0),1)","v":0},{"$f":"IF(ISNUMBER(MATCH(CG$11,$AG24:$AJ24,0)),1,0)*IF(ISNUMBER($AF24),(1-$AF24),1) + IF(ISNUMBER(MATCH(CG$11,$AK24:$AP24,0)),-1,0)*_xlfn.IFS(ISNUMBER($AD24),$AD24,ISNUMBER($AE24),$AE24,ISNUMBER($AF24),$AF24,AND($AD24=0,$AE24=0,$AF24=0),1)","v":0},{"$f":"IF(ISNUMBER(MATCH(CH$11,$AG24:$AJ24,0)),1,0)*IF(ISNUMBER($AF24),(1-$AF24),1) + IF(ISNUMBER(MATCH(CH$11,$AK24:$AP24,0)),-1,0)*_xlfn.IFS(ISNUMBER($AD24),$AD24,ISNUMBER($AE24),$AE24,ISNUMBER($AF24),$AF24,AND($AD24=0,$AE24=0,$AF24=0),1)","v":0},{"$f":"IF(ISNUMBER(MATCH(CI$11,$AG24:$AJ24,0)),1,0)*IF(ISNUMBER($AF24),(1-$AF24),1) + IF(ISNUMBER(MATCH(CI$11,$AK24:$AP24,0)),-1,0)*_xlfn.IFS(ISNUMBER($AD24),$AD24,ISNUMBER($AE24),$AE24,ISNUMBER($AF24),$AF24,AND($AD24=0,$AE24=0,$AF24=0),1)","v":0},{"$f":"IF(ISNUMBER(MATCH(CJ$11,$AG24:$AJ24,0)),1,0)*IF(ISNUMBER($AF24),(1-$AF24),1) + IF(ISNUMBER(MATCH(CJ$11,$AK24:$AP24,0)),-1,0)*_xlfn.IFS(ISNUMBER($AD24),$AD24,ISNUMBER($AE24),$AE24,ISNUMBER($AF24),$AF24,AND($AD24=0,$AE24=0,$AF24=0),1)","v":0},{"$f":"IF(ISNUMBER(MATCH(CK$11,$AG24:$AJ24,0)),1,0)*IF(ISNUMBER($AF24),(1-$AF24),1) + IF(ISNUMBER(MATCH(CK$11,$AK24:$AP24,0)),-1,0)*_xlfn.IFS(ISNUMBER($AD24),$AD24,ISNUMBER($AE24),$AE24,ISNUMBER($AF24),$AF24,AND($AD24=0,$AE24=0,$AF24=0),1)","v":0},{"$f":"IF(ISNUMBER(MATCH(CL$11,$AG24:$AJ24,0)),1,0)*IF(ISNUMBER($AF24),(1-$AF24),1) + IF(ISNUMBER(MATCH(CL$11,$AK24:$AP24,0)),-1,0)*_xlfn.IFS(ISNUMBER($AD24),$AD24,ISNUMBER($AE24),$AE24,ISNUMBER($AF24),$AF24,AND($AD24=0,$AE24=0,$AF24=0),1)","v":0},{"$f":"IF(ISNUMBER(MATCH(CM$11,$AG24:$AJ24,0)),1,0)*IF(ISNUMBER($AF24),(1-$AF24),1) + IF(ISNUMBER(MATCH(CM$11,$AK24:$AP24,0)),-1,0)*_xlfn.IFS(ISNUMBER($AD24),$AD24,ISNUMBER($AE24),$AE24,ISNUMBER($AF24),$AF24,AND($AD24=0,$AE24=0,$AF24=0),1)","v":0},{"$f":"IF(ISNUMBER(MATCH(CN$11,$AG24:$AJ24,0)),1,0)*IF(ISNUMBER($AF24),(1-$AF24),1) + IF(ISNUMBER(MATCH(CN$11,$AK24:$AP24,0)),-1,0)*_xlfn.IFS(ISNUMBER($AD24),$AD24,ISNUMBER($AE24),$AE24,ISNUMBER($AF24),$AF24,AND($AD24=0,$AE24=0,$AF24=0),1)","v":0},{"$f":"IF(ISNUMBER(MATCH(CO$11,$AG24:$AJ24,0)),1,0)*IF(ISNUMBER($AF24),(1-$AF24),1) + IF(ISNUMBER(MATCH(CO$11,$AK24:$AP24,0)),-1,0)*_xlfn.IFS(ISNUMBER($AD24),$AD24,ISNUMBER($AE24),$AE24,ISNUMBER($AF24),$AF24,AND($AD24=0,$AE24=0,$AF24=0),1)","v":0},{"$f":"IF(ISNUMBER(MATCH(CP$11,$AG24:$AJ24,0)),1,0)*IF(ISNUMBER($AF24),(1-$AF24),1) + IF(ISNUMBER(MATCH(CP$11,$AK24:$AP24,0)),-1,0)*_xlfn.IFS(ISNUMBER($AD24),$AD24,ISNUMBER($AE24),$AE24,ISNUMBER($AF24),$AF24,AND($AD24=0,$AE24=0,$AF24=0),1)","v":0},{"$f":"IF(ISNUMBER(MATCH(CQ$11,$AG24:$AJ24,0)),1,0)*IF(ISNUMBER($AF24),(1-$AF24),1) + IF(ISNUMBER(MATCH(CQ$11,$AK24:$AP24,0)),-1,0)*_xlfn.IFS(ISNUMBER($AD24),$AD24,ISNUMBER($AE24),$AE24,ISNUMBER($AF24),$AF24,AND($AD24=0,$AE24=0,$AF24=0),1)","v":0},{"$f":"IF(ISNUMBER(MATCH(CR$11,$AG24:$AJ24,0)),1,0)*IF(ISNUMBER($AF24),(1-$AF24),1) + IF(ISNUMBER(MATCH(CR$11,$AK24:$AP24,0)),-1,0)*_xlfn.IFS(ISNUMBER($AD24),$AD24,ISNUMBER($AE24),$AE24,ISNUMBER($AF24),$AF24,AND($AD24=0,$AE24=0,$AF24=0),1)","v":0},{"$f":"IF(ISNUMBER(MATCH(CS$11,$AG24:$AJ24,0)),1,0)*IF(ISNUMBER($AF24),(1-$AF24),1) + IF(ISNUMBER(MATCH(CS$11,$AK24:$AP24,0)),-1,0)*_xlfn.IFS(ISNUMBER($AD24),$AD24,ISNUMBER($AE24),$AE24,ISNUMBER($AF24),$AF24,AND($AD24=0,$AE24=0,$AF24=0),1)","v":0},{"$f":"IF(ISNUMBER(MATCH(CT$11,$AG24:$AJ24,0)),1,0)*IF(ISNUMBER($AF24),(1-$AF24),1) + IF(ISNUMBER(MATCH(CT$11,$AK24:$AP24,0)),-1,0)*_xlfn.IFS(ISNUMBER($AD24),$AD24,ISNUMBER($AE24),$AE24,ISNUMBER($AF24),$AF24,AND($AD24=0,$AE24=0,$AF24=0),1)","v":0},{"$f":"IF(ISNUMBER(MATCH(CU$11,$AG24:$AJ24,0)),1,0)*IF(ISNUMBER($AF24),(1-$AF24),1) + IF(ISNUMBER(MATCH(CU$11,$AK24:$AP24,0)),-1,0)*_xlfn.IFS(ISNUMBER($AD24),$AD24,ISNUMBER($AE24),$AE24,ISNUMBER($AF24),$AF24,AND($AD24=0,$AE24=0,$AF24=0),1)","v":0},{"$f":"IF(ISNUMBER(MATCH(CV$11,$AG24:$AJ24,0)),1,0)*IF(ISNUMBER($AF24),(1-$AF24),1) + IF(ISNUMBER(MATCH(CV$11,$AK24:$AP24,0)),-1,0)*_xlfn.IFS(ISNUMBER($AD24),$AD24,ISNUMBER($AE24),$AE24,ISNUMBER($AF24),$AF24,AND($AD24=0,$AE24=0,$AF24=0),1)","v":0},{"$f":"IF(ISNUMBER(MATCH(CW$11,$AG24:$AJ24,0)),1,0)*IF(ISNUMBER($AF24),(1-$AF24),1) + IF(ISNUMBER(MATCH(CW$11,$AK24:$AP24,0)),-1,0)*_xlfn.IFS(ISNUMBER($AD24),$AD24,ISNUMBER($AE24),$AE24,ISNUMBER($AF24),$AF24,AND($AD24=0,$AE24=0,$AF24=0),1)","v":0},{"$f":"IF(ISNUMBER(MATCH(CX$11,$AG24:$AJ24,0)),1,0)*IF(ISNUMBER($AF24),(1-$AF24),1) + IF(ISNUMBER(MATCH(CX$11,$AK24:$AP24,0)),-1,0)*_xlfn.IFS(ISNUMBER($AD24),$AD24,ISNUMBER($AE24),$AE24,ISNUMBER($AF24),$AF24,AND($AD24=0,$AE24=0,$AF24=0),1)","v":0},{"$f":"IF(ISNUMBER(MATCH(CY$11,$AG24:$AJ24,0)),1,0)*IF(ISNUMBER($AF24),(1-$AF24),1) + IF(ISNUMBER(MATCH(CY$11,$AK24:$AP24,0)),-1,0)*_xlfn.IFS(ISNUMBER($AD24),$AD24,ISNUMBER($AE24),$AE24,ISNUMBER($AF24),$AF24,AND($AD24=0,$AE24=0,$AF24=0),1)","v":0},{"$f":"IF(ISNUMBER(MATCH(CZ$11,$AG24:$AJ24,0)),1,0)*IF(ISNUMBER($AF24),(1-$AF24),1) + IF(ISNUMBER(MATCH(CZ$11,$AK24:$AP24,0)),-1,0)*_xlfn.IFS(ISNUMBER($AD24),$AD24,ISNUMBER($AE24),$AE24,ISNUMBER($AF24),$AF24,AND($AD24=0,$AE24=0,$AF24=0),1)","v":0},{"$f":"IF(ISNUMBER(MATCH(DA$11,$AG24:$AJ24,0)),1,0)*IF(ISNUMBER($AF24),(1-$AF24),1) + IF(ISNUMBER(MATCH(DA$11,$AK24:$AP24,0)),-1,0)*_xlfn.IFS(ISNUMBER($AD24),$AD24,ISNUMBER($AE24),$AE24,ISNUMBER($AF24),$AF24,AND($AD24=0,$AE24=0,$AF24=0),1)","v":0},{"$f":"IF(ISNUMBER(MATCH(DB$11,$AG24:$AJ24,0)),1,0)*IF(ISNUMBER($AF24),(1-$AF24),1) + IF(ISNUMBER(MATCH(DB$11,$AK24:$AP24,0)),-1,0)*_xlfn.IFS(ISNUMBER($AD24),$AD24,ISNUMBER($AE24),$AE24,ISNUMBER($AF24),$AF24,AND($AD24=0,$AE24=0,$AF24=0),1)","v":0},{"$f":"IF(ISNUMBER(MATCH(DC$11,$AG24:$AJ24,0)),1,0)*IF(ISNUMBER($AF24),(1-$AF24),1) + IF(ISNUMBER(MATCH(DC$11,$AK24:$AP24,0)),-1,0)*_xlfn.IFS(ISNUMBER($AD24),$AD24,ISNUMBER($AE24),$AE24,ISNUMBER($AF24),$AF24,AND($AD24=0,$AE24=0,$AF24=0),1)","v":0},{"$f":"IF(ISNUMBER(MATCH(DD$11,$AG24:$AJ24,0)),1,0)*IF(ISNUMBER($AF24),(1-$AF24),1) + IF(ISNUMBER(MATCH(DD$11,$AK24:$AP24,0)),-1,0)*_xlfn.IFS(ISNUMBER($AD24),$AD24,ISNUMBER($AE24),$AE24,ISNUMBER($AF24),$AF24,AND($AD24=0,$AE24=0,$AF24=0),1)","v":0},{"$f":"IF(ISNUMBER(MATCH(DE$11,$AG24:$AJ24,0)),1,0)*IF(ISNUMBER($AF24),(1-$AF24),1) + IF(ISNUMBER(MATCH(DE$11,$AK24:$AP24,0)),-1,0)*_xlfn.IFS(ISNUMBER($AD24),$AD24,ISNUMBER($AE24),$AE24,ISNUMBER($AF24),$AF24,AND($AD24=0,$AE24=0,$AF24=0),1)","v":0},null,0,null,"3B","EI Paso",31.890999999999998,-106.41,"Warm","Dry",0,0,0,null,-41,{"$error":"#N/A"},{"$error":"#N/A"},0,0,0,0,0,0,0,0,0,0,0,0,0,0,0,0,0,0,0,0,0]
[29,"Water unit cost",{"$f":"INDIRECT(\"Input!\"&$C$2&A25)","v":0},null,null,"datarooms",{"$f":"E51","v":{"$error":"#N/A"}},null,"Annual average load",{"$f":"K25","v":{"$error":"#N/A"}},{"$f":"VLOOKUP($AG$12,$S$12:$X$77,3,FALSE)","v":{"$error":"#N/A"}},{"$f":"VLOOKUP($AG$14,$S$12:$X$77,3,FALSE)","v":{"$error":"#N/A"}},{"$f":"VLOOKUP($AG$16,$S$12:$X$77,3,FALSE)","v":{"$error":"#N/A"}},{"$f":"VLOOKUP($AK$18,$S$12:$X$77,3,FALSE) - VLOOKUP($AG$18,$S$12:$X$77,3,FALSE)","v":{"$error":"#N/A"}},{"$f":"P25","v":{"$error":"#N/A"}},{"$f":"VLOOKUP($AG$20,$S$12:$X$77,3,FALSE)","v":{"$error":"#N/A"}},{"$f":"VLOOKUP($AG$22,$S$12:$X$77,3,FALSE)","v":{"$error":"#N/A"}},null,"e_mech_tx-swb",0,{"$error":"#N/A"},null,null,null,null,null,"CRIT","Conservation",null,null,null,null,"e_crit_ups-drms",null,null,null,"e_drms_crit-dr1","e_drms_crit-dr2","e_drms_crit-dr3","e_drms_crit-dr4",null,null,null,{"$f":"IF(ISNUMBER(MATCH(AR$11,$AG25:$AJ25,0)),1,0)*IF(ISNUMBER($AF25),(1-$AF25),1) + IF(ISNUMBER(MATCH(AR$11,$AK25:$AP25,0)),-1,0)*_xlfn.IFS(ISNUMBER($AD25),$AD25,ISNUMBER($AE25),$AE25,ISNUMBER($AF25),$AF25,AND($AD25=0,$AE25=0,$AF25=0),1)","v":0},{"$f":"IF(ISNUMBER(MATCH(AS$11,$AG25:$AJ25,0)),1,0)*IF(ISNUMBER($AF25),(1-$AF25),1) + IF(ISNUMBER(MATCH(AS$11,$AK25:$AP25,0)),-1,0)*_xlfn.IFS(ISNUMBER($AD25),$AD25,ISNUMBER($AE25),$AE25,ISNUMBER($AF25),$AF25,AND($AD25=0,$AE25=0,$AF25=0),1)","v":0},{"$f":"IF(ISNUMBER(MATCH(AT$11,$AG25:$AJ25,0)),1,0)*IF(ISNUMBER($AF25),(1-$AF25),1) + IF(ISNUMBER(MATCH(AT$11,$AK25:$AP25,0)),-1,0)*_xlfn.IFS(ISNUMBER($AD25),$AD25,ISNUMBER($AE25),$AE25,ISNUMBER($AF25),$AF25,AND($AD25=0,$AE25=0,$AF25=0),1)","v":0},{"$f":"IF(ISNUMBER(MATCH(AU$11,$AG25:$AJ25,0)),1,0)*IF(ISNUMBER($AF25),(1-$AF25),1) + IF(ISNUMBER(MATCH(AU$11,$AK25:$AP25,0)),-1,0)*_xlfn.IFS(ISNUMBER($AD25),$AD25,ISNUMBER($AE25),$AE25,ISNUMBER($AF25),$AF25,AND($AD25=0,$AE25=0,$AF25=0),1)","v":0},{"$f":"IF(ISNUMBER(MATCH(AV$11,$AG25:$AJ25,0)),1,0)*IF(ISNUMBER($AF25),(1-$AF25),1) + IF(ISNUMBER(MATCH(AV$11,$AK25:$AP25,0)),-1,0)*_xlfn.IFS(ISNUMBER($AD25),$AD25,ISNUMBER($AE25),$AE25,ISNUMBER($AF25),$AF25,AND($AD25=0,$AE25=0,$AF25=0),1)","v":0},{"$f":"IF(ISNUMBER(MATCH(AW$11,$AG25:$AJ25,0)),1,0)*IF(ISNUMBER($AF25),(1-$AF25),1) + IF(ISNUMBER(MATCH(AW$11,$AK25:$AP25,0)),-1,0)*_xlfn.IFS(ISNUMBER($AD25),$AD25,ISNUMBER($AE25),$AE25,ISNUMBER($AF25),$AF25,AND($AD25=0,$AE25=0,$AF25=0),1)","v":0},{"$f":"IF(ISNUMBER(MATCH(AX$11,$AG25:$AJ25,0)),1,0)*IF(ISNUMBER($AF25),(1-$AF25),1) + IF(ISNUMBER(MATCH(AX$11,$AK25:$AP25,0)),-1,0)*_xlfn.IFS(ISNUMBER($AD25),$AD25,ISNUMBER($AE25),$AE25,ISNUMBER($AF25),$AF25,AND($AD25=0,$AE25=0,$AF25=0),1)","v":0},{"$f":"IF(ISNUMBER(MATCH(AY$11,$AG25:$AJ25,0)),1,0)*IF(ISNUMBER($AF25),(1-$AF25),1) + IF(ISNUMBER(MATCH(AY$11,$AK25:$AP25,0)),-1,0)*_xlfn.IFS(ISNUMBER($AD25),$AD25,ISNUMBER($AE25),$AE25,ISNUMBER($AF25),$AF25,AND($AD25=0,$AE25=0,$AF25=0),1)","v":1},{"$f":"IF(ISNUMBER(MATCH(AZ$11,$AG25:$AJ25,0)),1,0)*IF(ISNUMBER($AF25),(1-$AF25),1) + IF(ISNUMBER(MATCH(AZ$11,$AK25:$AP25,0)),-1,0)*_xlfn.IFS(ISNUMBER($AD25),$AD25,ISNUMBER($AE25),$AE25,ISNUMBER($AF25),$AF25,AND($AD25=0,$AE25=0,$AF25=0),1)","v":0},{"$f":"IF(ISNUMBER(MATCH(BA$11,$AG25:$AJ25,0)),1,0)*IF(ISNUMBER($AF25),(1-$AF25),1) + IF(ISNUMBER(MATCH(BA$11,$AK25:$AP25,0)),-1,0)*_xlfn.IFS(ISNUMBER($AD25),$AD25,ISNUMBER($AE25),$AE25,ISNUMBER($AF25),$AF25,AND($AD25=0,$AE25=0,$AF25=0),1)","v":0},{"$f":"IF(ISNUMBER(MATCH(BB$11,$AG25:$AJ25,0)),1,0)*IF(ISNUMBER($AF25),(1-$AF25),1) + IF(ISNUMBER(MATCH(BB$11,$AK25:$AP25,0)),-1,0)*_xlfn.IFS(ISNUMBER($AD25),$AD25,ISNUMBER($AE25),$AE25,ISNUMBER($AF25),$AF25,AND($AD25=0,$AE25=0,$AF25=0),1)","v":0},{"$f":"IF(ISNUMBER(MATCH(BC$11,$AG25:$AJ25,0)),1,0)*IF(ISNUMBER($AF25),(1-$AF25),1) + IF(ISNUMBER(MATCH(BC$11,$AK25:$AP25,0)),-1,0)*_xlfn.IFS(ISNUMBER($AD25),$AD25,ISNUMBER($AE25),$AE25,ISNUMBER($AF25),$AF25,AND($AD25=0,$AE25=0,$AF25=0),1)","v":0},{"$f":"IF(ISNUMBER(MATCH(BD$11,$AG25:$AJ25,0)),1,0)*IF(ISNUMBER($AF25),(1-$AF25),1) + IF(ISNUMBER(MATCH(BD$11,$AK25:$AP25,0)),-1,0)*_xlfn.IFS(ISNUMBER($AD25),$AD25,ISNUMBER($AE25),$AE25,ISNUMBER($AF25),$AF25,AND($AD25=0,$AE25=0,$AF25=0),1)","v":0},{"$f":"IF(ISNUMBER(MATCH(BE$11,$AG25:$AJ25,0)),1,0)*IF(ISNUMBER($AF25),(1-$AF25),1) + IF(ISNUMBER(MATCH(BE$11,$AK25:$AP25,0)),-1,0)*_xlfn.IFS(ISNUMBER($AD25),$AD25,ISNUMBER($AE25),$AE25,ISNUMBER($AF25),$AF25,AND($AD25=0,$AE25=0,$AF25=0),1)","v":0},{"$f":"IF(ISNUMBER(MATCH(BF$11,$AG25:$AJ25,0)),1,0)*IF(ISNUMBER($AF25),(1-$AF25),1) + IF(ISNUMBER(MATCH(BF$11,$AK25:$AP25,0)),-1,0)*_xlfn.IFS(ISNUMBER($AD25),$AD25,ISNUMBER($AE25),$AE25,ISNUMBER($AF25),$AF25,AND($AD25=0,$AE25=0,$AF25=0),1)","v":0},{"$f":"IF(ISNUMBER(MATCH(BG$11,$AG25:$AJ25,0)),1,0)*IF(ISNUMBER($AF25),(1-$AF25),1) + IF(ISNUMBER(MATCH(BG$11,$AK25:$AP25,0)),-1,0)*_xlfn.IFS(ISNUMBER($AD25),$AD25,ISNUMBER($AE25),$AE25,ISNUMBER($AF25),$AF25,AND($AD25=0,$AE25=0,$AF25=0),1)","v":0},{"$f":"IF(ISNUMBER(MATCH(BH$11,$AG25:$AJ25,0)),1,0)*IF(ISNUMBER($AF25),(1-$AF25),1) + IF(ISNUMBER(MATCH(BH$11,$AK25:$AP25,0)),-1,0)*_xlfn.IFS(ISNUMBER($AD25),$AD25,ISNUMBER($AE25),$AE25,ISNUMBER($AF25),$AF25,AND($AD25=0,$AE25=0,$AF25=0),1)","v":0},{"$f":"IF(ISNUMBER(MATCH(BI$11,$AG25:$AJ25,0)),1,0)*IF(ISNUMBER($AF25),(1-$AF25),1) + IF(ISNUMBER(MATCH(BI$11,$AK25:$AP25,0)),-1,0)*_xlfn.IFS(ISNUMBER($AD25),$AD25,ISNUMBER($AE25),$AE25,ISNUMBER($AF25),$AF25,AND($AD25=0,$AE25=0,$AF25=0),1)","v":0},{"$f":"IF(ISNUMBER(MATCH(BJ$11,$AG25:$AJ25,0)),1,0)*IF(ISNUMBER($AF25),(1-$AF25),1) + IF(ISNUMBER(MATCH(BJ$11,$AK25:$AP25,0)),-1,0)*_xlfn.IFS(ISNUMBER($AD25),$AD25,ISNUMBER($AE25),$AE25,ISNUMBER($AF25),$AF25,AND($AD25=0,$AE25=0,$AF25=0),1)","v":-1},{"$f":"IF(ISNUMBER(MATCH(BK$11,$AG25:$AJ25,0)),1,0)*IF(ISNUMBER($AF25),(1-$AF25),1) + IF(ISNUMBER(MATCH(BK$11,$AK25:$AP25,0)),-1,0)*_xlfn.IFS(ISNUMBER($AD25),$AD25,ISNUMBER($AE25),$AE25,ISNUMBER($AF25),$AF25,AND($AD25=0,$AE25=0,$AF25=0),1)","v":0},{"$f":"IF(ISNUMBER(MATCH(BL$11,$AG25:$AJ25,0)),1,0)*IF(ISNUMBER($AF25),(1-$AF25),1) + IF(ISNUMBER(MATCH(BL$11,$AK25:$AP25,0)),-1,0)*_xlfn.IFS(ISNUMBER($AD25),$AD25,ISNUMBER($AE25),$AE25,ISNUMBER($AF25),$AF25,AND($AD25=0,$AE25=0,$AF25=0),1)","v":0},{"$f":"IF(ISNUMBER(MATCH(BM$11,$AG25:$AJ25,0)),1,0)*IF(ISNUMBER($AF25),(1-$AF25),1) + IF(ISNUMBER(MATCH(BM$11,$AK25:$AP25,0)),-1,0)*_xlfn.IFS(ISNUMBER($AD25),$AD25,ISNUMBER($AE25),$AE25,ISNUMBER($AF25),$AF25,AND($AD25=0,$AE25=0,$AF25=0),1)","v":-1},{"$f":"IF(ISNUMBER(MATCH(BN$11,$AG25:$AJ25,0)),1,0)*IF(ISNUMBER($AF25),(1-$AF25),1) + IF(ISNUMBER(MATCH(BN$11,$AK25:$AP25,0)),-1,0)*_xlfn.IFS(ISNUMBER($AD25),$AD25,ISNUMBER($AE25),$AE25,ISNUMBER($AF25),$AF25,AND($AD25=0,$AE25=0,$AF25=0),1)","v":0},{"$f":"IF(ISNUMBER(MATCH(BO$11,$AG25:$AJ25,0)),1,0)*IF(ISNUMBER($AF25),(1-$AF25),1) + IF(ISNUMBER(MATCH(BO$11,$AK25:$AP25,0)),-1,0)*_xlfn.IFS(ISNUMBER($AD25),$AD25,ISNUMBER($AE25),$AE25,ISNUMBER($AF25),$AF25,AND($AD25=0,$AE25=0,$AF25=0),1)","v":0},{"$f":"IF(ISNUMBER(MATCH(BP$11,$AG25:$AJ25,0)),1,0)*IF(ISNUMBER($AF25),(1-$AF25),1) + IF(ISNUMBER(MATCH(BP$11,$AK25:$AP25,0)),-1,0)*_xlfn.IFS(ISNUMBER($AD25),$AD25,ISNUMBER($AE25),$AE25,ISNUMBER($AF25),$AF25,AND($AD25=0,$AE25=0,$AF25=0),1)","v":-1},{"$f":"IF(ISNUMBER(MATCH(BQ$11,$AG25:$AJ25,0)),1,0)*IF(ISNUMBER($AF25),(1-$AF25),1) + IF(ISNUMBER(MATCH(BQ$11,$AK25:$AP25,0)),-1,0)*_xlfn.IFS(ISNUMBER($AD25),$AD25,ISNUMBER($AE25),$AE25,ISNUMBER($AF25),$AF25,AND($AD25=0,$AE25=0,$AF25=0),1)","v":0},{"$f":"IF(ISNUMBER(MATCH(BR$11,$AG25:$AJ25,0)),1,0)*IF(ISNUMBER($AF25),(1-$AF25),1) + IF(ISNUMBER(MATCH(BR$11,$AK25:$AP25,0)),-1,0)*_xlfn.IFS(ISNUMBER($AD25),$AD25,ISNUMBER($AE25),$AE25,ISNUMBER($AF25),$AF25,AND($AD25=0,$AE25=0,$AF25=0),1)","v":0},{"$f":"IF(ISNUMBER(MATCH(BS$11,$AG25:$AJ25,0)),1,0)*IF(ISNUMBER($AF25),(1-$AF25),1) + IF(ISNUMBER(MATCH(BS$11,$AK25:$AP25,0)),-1,0)*_xlfn.IFS(ISNUMBER($AD25),$AD25,ISNUMBER($AE25),$AE25,ISNUMBER($AF25),$AF25,AND($AD25=0,$AE25=0,$AF25=0),1)","v":-1},{"$f":"IF(ISNUMBER(MATCH(BT$11,$AG25:$AJ25,0)),1,0)*IF(ISNUMBER($AF25),(1-$AF25),1) + IF(ISNUMBER(MATCH(BT$11,$AK25:$AP25,0)),-1,0)*_xlfn.IFS(ISNUMBER($AD25),$AD25,ISNUMBER($AE25),$AE25,ISNUMBER($AF25),$AF25,AND($AD25=0,$AE25=0,$AF25=0),1)","v":0},{"$f":"IF(ISNUMBER(MATCH(BU$11,$AG25:$AJ25,0)),1,0)*IF(ISNUMBER($AF25),(1-$AF25),1) + IF(ISNUMBER(MATCH(BU$11,$AK25:$AP25,0)),-1,0)*_xlfn.IFS(ISNUMBER($AD25),$AD25,ISNUMBER($AE25),$AE25,ISNUMBER($AF25),$AF25,AND($AD25=0,$AE25=0,$AF25=0),1)","v":0},{"$f":"IF(ISNUMBER(MATCH(BV$11,$AG25:$AJ25,0)),1,0)*IF(ISNUMBER($AF25),(1-$AF25),1) + IF(ISNUMBER(MATCH(BV$11,$AK25:$AP25,0)),-1,0)*_xlfn.IFS(ISNUMBER($AD25),$AD25,ISNUMBER($AE25),$AE25,ISNUMBER($AF25),$AF25,AND($AD25=0,$AE25=0,$AF25=0),1)","v":0},{"$f":"IF(ISNUMBER(MATCH(BW$11,$AG25:$AJ25,0)),1,0)*IF(ISNUMBER($AF25),(1-$AF25),1) + IF(ISNUMBER(MATCH(BW$11,$AK25:$AP25,0)),-1,0)*_xlfn.IFS(ISNUMBER($AD25),$AD25,ISNUMBER($AE25),$AE25,ISNUMBER($AF25),$AF25,AND($AD25=0,$AE25=0,$AF25=0),1)","v":0},{"$f":"IF(ISNUMBER(MATCH(BX$11,$AG25:$AJ25,0)),1,0)*IF(ISNUMBER($AF25),(1-$AF25),1) + IF(ISNUMBER(MATCH(BX$11,$AK25:$AP25,0)),-1,0)*_xlfn.IFS(ISNUMBER($AD25),$AD25,ISNUMBER($AE25),$AE25,ISNUMBER($AF25),$AF25,AND($AD25=0,$AE25=0,$AF25=0),1)","v":0},{"$f":"IF(ISNUMBER(MATCH(BY$11,$AG25:$AJ25,0)),1,0)*IF(ISNUMBER($AF25),(1-$AF25),1) + IF(ISNUMBER(MATCH(BY$11,$AK25:$AP25,0)),-1,0)*_xlfn.IFS(ISNUMBER($AD25),$AD25,ISNUMBER($AE25),$AE25,ISNUMBER($AF25),$AF25,AND($AD25=0,$AE25=0,$AF25=0),1)","v":0},{"$f":"IF(ISNUMBER(MATCH(BZ$11,$AG25:$AJ25,0)),1,0)*IF(ISNUMBER($AF25),(1-$AF25),1) + IF(ISNUMBER(MATCH(BZ$11,$AK25:$AP25,0)),-1,0)*_xlfn.IFS(ISNUMBER($AD25),$AD25,ISNUMBER($AE25),$AE25,ISNUMBER($AF25),$AF25,AND($AD25=0,$AE25=0,$AF25=0),1)","v":0},{"$f":"IF(ISNUMBER(MATCH(CA$11,$AG25:$AJ25,0)),1,0)*IF(ISNUMBER($AF25),(1-$AF25),1) + IF(ISNUMBER(MATCH(CA$11,$AK25:$AP25,0)),-1,0)*_xlfn.IFS(ISNUMBER($AD25),$AD25,ISNUMBER($AE25),$AE25,ISNUMBER($AF25),$AF25,AND($AD25=0,$AE25=0,$AF25=0),1)","v":0},{"$f":"IF(ISNUMBER(MATCH(CB$11,$AG25:$AJ25,0)),1,0)*IF(ISNUMBER($AF25),(1-$AF25),1) + IF(ISNUMBER(MATCH(CB$11,$AK25:$AP25,0)),-1,0)*_xlfn.IFS(ISNUMBER($AD25),$AD25,ISNUMBER($AE25),$AE25,ISNUMBER($AF25),$AF25,AND($AD25=0,$AE25=0,$AF25=0),1)","v":0},{"$f":"IF(ISNUMBER(MATCH(CC$11,$AG25:$AJ25,0)),1,0)*IF(ISNUMBER($AF25),(1-$AF25),1) + IF(ISNUMBER(MATCH(CC$11,$AK25:$AP25,0)),-1,0)*_xlfn.IFS(ISNUMBER($AD25),$AD25,ISNUMBER($AE25),$AE25,ISNUMBER($AF25),$AF25,AND($AD25=0,$AE25=0,$AF25=0),1)","v":0},{"$f":"IF(ISNUMBER(MATCH(CD$11,$AG25:$AJ25,0)),1,0)*IF(ISNUMBER($AF25),(1-$AF25),1) + IF(ISNUMBER(MATCH(CD$11,$AK25:$AP25,0)),-1,0)*_xlfn.IFS(ISNUMBER($AD25),$AD25,ISNUMBER($AE25),$AE25,ISNUMBER($AF25),$AF25,AND($AD25=0,$AE25=0,$AF25=0),1)","v":0},{"$f":"IF(ISNUMBER(MATCH(CE$11,$AG25:$AJ25,0)),1,0)*IF(ISNUMBER($AF25),(1-$AF25),1) + IF(ISNUMBER(MATCH(CE$11,$AK25:$AP25,0)),-1,0)*_xlfn.IFS(ISNUMBER($AD25),$AD25,ISNUMBER($AE25),$AE25,ISNUMBER($AF25),$AF25,AND($AD25=0,$AE25=0,$AF25=0),1)","v":0},{"$f":"IF(ISNUMBER(MATCH(CF$11,$AG25:$AJ25,0)),1,0)*IF(ISNUMBER($AF25),(1-$AF25),1) + IF(ISNUMBER(MATCH(CF$11,$AK25:$AP25,0)),-1,0)*_xlfn.IFS(ISNUMBER($AD25),$AD25,ISNUMBER($AE25),$AE25,ISNUMBER($AF25),$AF25,AND($AD25=0,$AE25=0,$AF25=0),1)","v":0},{"$f":"IF(ISNUMBER(MATCH(CG$11,$AG25:$AJ25,0)),1,0)*IF(ISNUMBER($AF25),(1-$AF25),1) + IF(ISNUMBER(MATCH(CG$11,$AK25:$AP25,0)),-1,0)*_xlfn.IFS(ISNUMBER($AD25),$AD25,ISNUMBER($AE25),$AE25,ISNUMBER($AF25),$AF25,AND($AD25=0,$AE25=0,$AF25=0),1)","v":0},{"$f":"IF(ISNUMBER(MATCH(CH$11,$AG25:$AJ25,0)),1,0)*IF(ISNUMBER($AF25),(1-$AF25),1) + IF(ISNUMBER(MATCH(CH$11,$AK25:$AP25,0)),-1,0)*_xlfn.IFS(ISNUMBER($AD25),$AD25,ISNUMBER($AE25),$AE25,ISNUMBER($AF25),$AF25,AND($AD25=0,$AE25=0,$AF25=0),1)","v":0},{"$f":"IF(ISNUMBER(MATCH(CI$11,$AG25:$AJ25,0)),1,0)*IF(ISNUMBER($AF25),(1-$AF25),1) + IF(ISNUMBER(MATCH(CI$11,$AK25:$AP25,0)),-1,0)*_xlfn.IFS(ISNUMBER($AD25),$AD25,ISNUMBER($AE25),$AE25,ISNUMBER($AF25),$AF25,AND($AD25=0,$AE25=0,$AF25=0),1)","v":0},{"$f":"IF(ISNUMBER(MATCH(CJ$11,$AG25:$AJ25,0)),1,0)*IF(ISNUMBER($AF25),(1-$AF25),1) + IF(ISNUMBER(MATCH(CJ$11,$AK25:$AP25,0)),-1,0)*_xlfn.IFS(ISNUMBER($AD25),$AD25,ISNUMBER($AE25),$AE25,ISNUMBER($AF25),$AF25,AND($AD25=0,$AE25=0,$AF25=0),1)","v":0},{"$f":"IF(ISNUMBER(MATCH(CK$11,$AG25:$AJ25,0)),1,0)*IF(ISNUMBER($AF25),(1-$AF25),1) + IF(ISNUMBER(MATCH(CK$11,$AK25:$AP25,0)),-1,0)*_xlfn.IFS(ISNUMBER($AD25),$AD25,ISNUMBER($AE25),$AE25,ISNUMBER($AF25),$AF25,AND($AD25=0,$AE25=0,$AF25=0),1)","v":0},{"$f":"IF(ISNUMBER(MATCH(CL$11,$AG25:$AJ25,0)),1,0)*IF(ISNUMBER($AF25),(1-$AF25),1) + IF(ISNUMBER(MATCH(CL$11,$AK25:$AP25,0)),-1,0)*_xlfn.IFS(ISNUMBER($AD25),$AD25,ISNUMBER($AE25),$AE25,ISNUMBER($AF25),$AF25,AND($AD25=0,$AE25=0,$AF25=0),1)","v":0},{"$f":"IF(ISNUMBER(MATCH(CM$11,$AG25:$AJ25,0)),1,0)*IF(ISNUMBER($AF25),(1-$AF25),1) + IF(ISNUMBER(MATCH(CM$11,$AK25:$AP25,0)),-1,0)*_xlfn.IFS(ISNUMBER($AD25),$AD25,ISNUMBER($AE25),$AE25,ISNUMBER($AF25),$AF25,AND($AD25=0,$AE25=0,$AF25=0),1)","v":0},{"$f":"IF(ISNUMBER(MATCH(CN$11,$AG25:$AJ25,0)),1,0)*IF(ISNUMBER($AF25),(1-$AF25),1) + IF(ISNUMBER(MATCH(CN$11,$AK25:$AP25,0)),-1,0)*_xlfn.IFS(ISNUMBER($AD25),$AD25,ISNUMBER($AE25),$AE25,ISNUMBER($AF25),$AF25,AND($AD25=0,$AE25=0,$AF25=0),1)","v":0},{"$f":"IF(ISNUMBER(MATCH(CO$11,$AG25:$AJ25,0)),1,0)*IF(ISNUMBER($AF25),(1-$AF25),1) + IF(ISNUMBER(MATCH(CO$11,$AK25:$AP25,0)),-1,0)*_xlfn.IFS(ISNUMBER($AD25),$AD25,ISNUMBER($AE25),$AE25,ISNUMBER($AF25),$AF25,AND($AD25=0,$AE25=0,$AF25=0),1)","v":0},{"$f":"IF(ISNUMBER(MATCH(CP$11,$AG25:$AJ25,0)),1,0)*IF(ISNUMBER($AF25),(1-$AF25),1) + IF(ISNUMBER(MATCH(CP$11,$AK25:$AP25,0)),-1,0)*_xlfn.IFS(ISNUMBER($AD25),$AD25,ISNUMBER($AE25),$AE25,ISNUMBER($AF25),$AF25,AND($AD25=0,$AE25=0,$AF25=0),1)","v":0},{"$f":"IF(ISNUMBER(MATCH(CQ$11,$AG25:$AJ25,0)),1,0)*IF(ISNUMBER($AF25),(1-$AF25),1) + IF(ISNUMBER(MATCH(CQ$11,$AK25:$AP25,0)),-1,0)*_xlfn.IFS(ISNUMBER($AD25),$AD25,ISNUMBER($AE25),$AE25,ISNUMBER($AF25),$AF25,AND($AD25=0,$AE25=0,$AF25=0),1)","v":0},{"$f":"IF(ISNUMBER(MATCH(CR$11,$AG25:$AJ25,0)),1,0)*IF(ISNUMBER($AF25),(1-$AF25),1) + IF(ISNUMBER(MATCH(CR$11,$AK25:$AP25,0)),-1,0)*_xlfn.IFS(ISNUMBER($AD25),$AD25,ISNUMBER($AE25),$AE25,ISNUMBER($AF25),$AF25,AND($AD25=0,$AE25=0,$AF25=0),1)","v":0},{"$f":"IF(ISNUMBER(MATCH(CS$11,$AG25:$AJ25,0)),1,0)*IF(ISNUMBER($AF25),(1-$AF25),1) + IF(ISNUMBER(MATCH(CS$11,$AK25:$AP25,0)),-1,0)*_xlfn.IFS(ISNUMBER($AD25),$AD25,ISNUMBER($AE25),$AE25,ISNUMBER($AF25),$AF25,AND($AD25=0,$AE25=0,$AF25=0),1)","v":0},{"$f":"IF(ISNUMBER(MATCH(CT$11,$AG25:$AJ25,0)),1,0)*IF(ISNUMBER($AF25),(1-$AF25),1) + IF(ISNUMBER(MATCH(CT$11,$AK25:$AP25,0)),-1,0)*_xlfn.IFS(ISNUMBER($AD25),$AD25,ISNUMBER($AE25),$AE25,ISNUMBER($AF25),$AF25,AND($AD25=0,$AE25=0,$AF25=0),1)","v":0},{"$f":"IF(ISNUMBER(MATCH(CU$11,$AG25:$AJ25,0)),1,0)*IF(ISNUMBER($AF25),(1-$AF25),1) + IF(ISNUMBER(MATCH(CU$11,$AK25:$AP25,0)),-1,0)*_xlfn.IFS(ISNUMBER($AD25),$AD25,ISNUMBER($AE25),$AE25,ISNUMBER($AF25),$AF25,AND($AD25=0,$AE25=0,$AF25=0),1)","v":0},{"$f":"IF(ISNUMBER(MATCH(CV$11,$AG25:$AJ25,0)),1,0)*IF(ISNUMBER($AF25),(1-$AF25),1) + IF(ISNUMBER(MATCH(CV$11,$AK25:$AP25,0)),-1,0)*_xlfn.IFS(ISNUMBER($AD25),$AD25,ISNUMBER($AE25),$AE25,ISNUMBER($AF25),$AF25,AND($AD25=0,$AE25=0,$AF25=0),1)","v":0},{"$f":"IF(ISNUMBER(MATCH(CW$11,$AG25:$AJ25,0)),1,0)*IF(ISNUMBER($AF25),(1-$AF25),1) + IF(ISNUMBER(MATCH(CW$11,$AK25:$AP25,0)),-1,0)*_xlfn.IFS(ISNUMBER($AD25),$AD25,ISNUMBER($AE25),$AE25,ISNUMBER($AF25),$AF25,AND($AD25=0,$AE25=0,$AF25=0),1)","v":0},{"$f":"IF(ISNUMBER(MATCH(CX$11,$AG25:$AJ25,0)),1,0)*IF(ISNUMBER($AF25),(1-$AF25),1) + IF(ISNUMBER(MATCH(CX$11,$AK25:$AP25,0)),-1,0)*_xlfn.IFS(ISNUMBER($AD25),$AD25,ISNUMBER($AE25),$AE25,ISNUMBER($AF25),$AF25,AND($AD25=0,$AE25=0,$AF25=0),1)","v":0},{"$f":"IF(ISNUMBER(MATCH(CY$11,$AG25:$AJ25,0)),1,0)*IF(ISNUMBER($AF25),(1-$AF25),1) + IF(ISNUMBER(MATCH(CY$11,$AK25:$AP25,0)),-1,0)*_xlfn.IFS(ISNUMBER($AD25),$AD25,ISNUMBER($AE25),$AE25,ISNUMBER($AF25),$AF25,AND($AD25=0,$AE25=0,$AF25=0),1)","v":0},{"$f":"IF(ISNUMBER(MATCH(CZ$11,$AG25:$AJ25,0)),1,0)*IF(ISNUMBER($AF25),(1-$AF25),1) + IF(ISNUMBER(MATCH(CZ$11,$AK25:$AP25,0)),-1,0)*_xlfn.IFS(ISNUMBER($AD25),$AD25,ISNUMBER($AE25),$AE25,ISNUMBER($AF25),$AF25,AND($AD25=0,$AE25=0,$AF25=0),1)","v":0},{"$f":"IF(ISNUMBER(MATCH(DA$11,$AG25:$AJ25,0)),1,0)*IF(ISNUMBER($AF25),(1-$AF25),1) + IF(ISNUMBER(MATCH(DA$11,$AK25:$AP25,0)),-1,0)*_xlfn.IFS(ISNUMBER($AD25),$AD25,ISNUMBER($AE25),$AE25,ISNUMBER($AF25),$AF25,AND($AD25=0,$AE25=0,$AF25=0),1)","v":0},{"$f":"IF(ISNUMBER(MATCH(DB$11,$AG25:$AJ25,0)),1,0)*IF(ISNUMBER($AF25),(1-$AF25),1) + IF(ISNUMBER(MATCH(DB$11,$AK25:$AP25,0)),-1,0)*_xlfn.IFS(ISNUMBER($AD25),$AD25,ISNUMBER($AE25),$AE25,ISNUMBER($AF25),$AF25,AND($AD25=0,$AE25=0,$AF25=0),1)","v":0},{"$f":"IF(ISNUMBER(MATCH(DC$11,$AG25:$AJ25,0)),1,0)*IF(ISNUMBER($AF25),(1-$AF25),1) + IF(ISNUMBER(MATCH(DC$11,$AK25:$AP25,0)),-1,0)*_xlfn.IFS(ISNUMBER($AD25),$AD25,ISNUMBER($AE25),$AE25,ISNUMBER($AF25),$AF25,AND($AD25=0,$AE25=0,$AF25=0),1)","v":0},{"$f":"IF(ISNUMBER(MATCH(DD$11,$AG25:$AJ25,0)),1,0)*IF(ISNUMBER($AF25),(1-$AF25),1) + IF(ISNUMBER(MATCH(DD$11,$AK25:$AP25,0)),-1,0)*_xlfn.IFS(ISNUMBER($AD25),$AD25,ISNUMBER($AE25),$AE25,ISNUMBER($AF25),$AF25,AND($AD25=0,$AE25=0,$AF25=0),1)","v":0},{"$f":"IF(ISNUMBER(MATCH(DE$11,$AG25:$AJ25,0)),1,0)*IF(ISNUMBER($AF25),(1-$AF25),1) + IF(ISNUMBER(MATCH(DE$11,$AK25:$AP25,0)),-1,0)*_xlfn.IFS(ISNUMBER($AD25),$AD25,ISNUMBER($AE25),$AE25,ISNUMBER($AF25),$AF25,AND($AD25=0,$AE25=0,$AF25=0),1)","v":0},null,0,null,"3C","San Francisco",37.779000000000003,-122.42,"Warm","Marine",0,0,0,null,-40,{"$error":"#N/A"},{"$error":"#N/A"},0,0,0,0,0,0,0,0,0,0,0,0,0,0,0,0,0,0,3,0,0]
[30,"Value of heat recovery",{"$f":"INDIRECT(\"Input!\"&$C$2&A26)","v":"RD99 Paris"},null,null,"overall",{"$f":"0.7*(SQRT(G24)+SQRT(G25))^2","v":{"$error":"#N/A"}},null,"Annual average overhead",0,{"$f":"VLOOKUP($AG$13,$S$12:$X$77,3,FALSE)","v":{"$error":"#N/A"}},{"$f":"VLOOKUP($AG$15,$S$12:$X$77,3,FALSE)","v":{"$error":"#N/A"}},{"$f":"VLOOKUP($AG$17,$S$12:$X$77,3,FALSE)","v":{"$error":"#N/A"}},{"$f":"VLOOKUP($AG$18,$S$12:$X$77,3,FALSE)","v":{"$error":"#N/A"}},0,{"$f":"VLOOKUP($AG$21,$S$12:$X$77,3,FALSE)","v":{"$error":"#N/A"}},{"$f":"VLOOKUP($AG$23,$S$12:$X$77,3,FALSE)","v":{"$error":"#N/A"}},null,"q_mech_tx-amb",0,{"$error":"#N/A"},null,null,null,null,null,"CRAH","Conservation",null,null,null,null,"q_drms-hru,lt",null,null,null,"q_drms_dr1-hru,lt","q_drms_dr2-hru,lt","q_drms_dr3-hru,lt","q_drms_dr4-hru,lt",null,null,null,{"$f":"IF(ISNUMBER(MATCH(AR$11,$AG26:$AJ26,0)),1,0)*IF(ISNUMBER($AF26),(1-$AF26),1) + IF(ISNUMBER(MATCH(AR$11,$AK26:$AP26,0)),-1,0)*_xlfn.IFS(ISNUMBER($AD26),$AD26,ISNUMBER($AE26),$AE26,ISNUMBER($AF26),$AF26,AND($AD26=0,$AE26=0,$AF26=0),1)","v":0},{"$f":"IF(ISNUMBER(MATCH(AS$11,$AG26:$AJ26,0)),1,0)*IF(ISNUMBER($AF26),(1-$AF26),1) + IF(ISNUMBER(MATCH(AS$11,$AK26:$AP26,0)),-1,0)*_xlfn.IFS(ISNUMBER($AD26),$AD26,ISNUMBER($AE26),$AE26,ISNUMBER($AF26),$AF26,AND($AD26=0,$AE26=0,$AF26=0),1)","v":0},{"$f":"IF(ISNUMBER(MATCH(AT$11,$AG26:$AJ26,0)),1,0)*IF(ISNUMBER($AF26),(1-$AF26),1) + IF(ISNUMBER(MATCH(AT$11,$AK26:$AP26,0)),-1,0)*_xlfn.IFS(ISNUMBER($AD26),$AD26,ISNUMBER($AE26),$AE26,ISNUMBER($AF26),$AF26,AND($AD26=0,$AE26=0,$AF26=0),1)","v":0},{"$f":"IF(ISNUMBER(MATCH(AU$11,$AG26:$AJ26,0)),1,0)*IF(ISNUMBER($AF26),(1-$AF26),1) + IF(ISNUMBER(MATCH(AU$11,$AK26:$AP26,0)),-1,0)*_xlfn.IFS(ISNUMBER($AD26),$AD26,ISNUMBER($AE26),$AE26,ISNUMBER($AF26),$AF26,AND($AD26=0,$AE26=0,$AF26=0),1)","v":0},{"$f":"IF(ISNUMBER(MATCH(AV$11,$AG26:$AJ26,0)),1,0)*IF(ISNUMBER($AF26),(1-$AF26),1) + IF(ISNUMBER(MATCH(AV$11,$AK26:$AP26,0)),-1,0)*_xlfn.IFS(ISNUMBER($AD26),$AD26,ISNUMBER($AE26),$AE26,ISNUMBER($AF26),$AF26,AND($AD26=0,$AE26=0,$AF26=0),1)","v":0},{"$f":"IF(ISNUMBER(MATCH(AW$11,$AG26:$AJ26,0)),1,0)*IF(ISNUMBER($AF26),(1-$AF26),1) + IF(ISNUMBER(MATCH(AW$11,$AK26:$AP26,0)),-1,0)*_xlfn.IFS(ISNUMBER($AD26),$AD26,ISNUMBER($AE26),$AE26,ISNUMBER($AF26),$AF26,AND($AD26=0,$AE26=0,$AF26=0),1)","v":0},{"$f":"IF(ISNUMBER(MATCH(AX$11,$AG26:$AJ26,0)),1,0)*IF(ISNUMBER($AF26),(1-$AF26),1) + IF(ISNUMBER(MATCH(AX$11,$AK26:$AP26,0)),-1,0)*_xlfn.IFS(ISNUMBER($AD26),$AD26,ISNUMBER($AE26),$AE26,ISNUMBER($AF26),$AF26,AND($AD26=0,$AE26=0,$AF26=0),1)","v":0},{"$f":"IF(ISNUMBER(MATCH(AY$11,$AG26:$AJ26,0)),1,0)*IF(ISNUMBER($AF26),(1-$AF26),1) + IF(ISNUMBER(MATCH(AY$11,$AK26:$AP26,0)),-1,0)*_xlfn.IFS(ISNUMBER($AD26),$AD26,ISNUMBER($AE26),$AE26,ISNUMBER($AF26),$AF26,AND($AD26=0,$AE26=0,$AF26=0),1)","v":0},{"$f":"IF(ISNUMBER(MATCH(AZ$11,$AG26:$AJ26,0)),1,0)*IF(ISNUMBER($AF26),(1-$AF26),1) + IF(ISNUMBER(MATCH(AZ$11,$AK26:$AP26,0)),-1,0)*_xlfn.IFS(ISNUMBER($AD26),$AD26,ISNUMBER($AE26),$AE26,ISNUMBER($AF26),$AF26,AND($AD26=0,$AE26=0,$AF26=0),1)","v":0},{"$f":"IF(ISNUMBER(MATCH(BA$11,$AG26:$AJ26,0)),1,0)*IF(ISNUMBER($AF26),(1-$AF26),1) + IF(ISNUMBER(MATCH(BA$11,$AK26:$AP26,0)),-1,0)*_xlfn.IFS(ISNUMBER($AD26),$AD26,ISNUMBER($AE26),$AE26,ISNUMBER($AF26),$AF26,AND($AD26=0,$AE26=0,$AF26=0),1)","v":0},{"$f":"IF(ISNUMBER(MATCH(BB$11,$AG26:$AJ26,0)),1,0)*IF(ISNUMBER($AF26),(1-$AF26),1) + IF(ISNUMBER(MATCH(BB$11,$AK26:$AP26,0)),-1,0)*_xlfn.IFS(ISNUMBER($AD26),$AD26,ISNUMBER($AE26),$AE26,ISNUMBER($AF26),$AF26,AND($AD26=0,$AE26=0,$AF26=0),1)","v":0},{"$f":"IF(ISNUMBER(MATCH(BC$11,$AG26:$AJ26,0)),1,0)*IF(ISNUMBER($AF26),(1-$AF26),1) + IF(ISNUMBER(MATCH(BC$11,$AK26:$AP26,0)),-1,0)*_xlfn.IFS(ISNUMBER($AD26),$AD26,ISNUMBER($AE26),$AE26,ISNUMBER($AF26),$AF26,AND($AD26=0,$AE26=0,$AF26=0),1)","v":0},{"$f":"IF(ISNUMBER(MATCH(BD$11,$AG26:$AJ26,0)),1,0)*IF(ISNUMBER($AF26),(1-$AF26),1) + IF(ISNUMBER(MATCH(BD$11,$AK26:$AP26,0)),-1,0)*_xlfn.IFS(ISNUMBER($AD26),$AD26,ISNUMBER($AE26),$AE26,ISNUMBER($AF26),$AF26,AND($AD26=0,$AE26=0,$AF26=0),1)","v":0},{"$f":"IF(ISNUMBER(MATCH(BE$11,$AG26:$AJ26,0)),1,0)*IF(ISNUMBER($AF26),(1-$AF26),1) + IF(ISNUMBER(MATCH(BE$11,$AK26:$AP26,0)),-1,0)*_xlfn.IFS(ISNUMBER($AD26),$AD26,ISNUMBER($AE26),$AE26,ISNUMBER($AF26),$AF26,AND($AD26=0,$AE26=0,$AF26=0),1)","v":0},{"$f":"IF(ISNUMBER(MATCH(BF$11,$AG26:$AJ26,0)),1,0)*IF(ISNUMBER($AF26),(1-$AF26),1) + IF(ISNUMBER(MATCH(BF$11,$AK26:$AP26,0)),-1,0)*_xlfn.IFS(ISNUMBER($AD26),$AD26,ISNUMBER($AE26),$AE26,ISNUMBER($AF26),$AF26,AND($AD26=0,$AE26=0,$AF26=0),1)","v":0},{"$f":"IF(ISNUMBER(MATCH(BG$11,$AG26:$AJ26,0)),1,0)*IF(ISNUMBER($AF26),(1-$AF26),1) + IF(ISNUMBER(MATCH(BG$11,$AK26:$AP26,0)),-1,0)*_xlfn.IFS(ISNUMBER($AD26),$AD26,ISNUMBER($AE26),$AE26,ISNUMBER($AF26),$AF26,AND($AD26=0,$AE26=0,$AF26=0),1)","v":0},{"$f":"IF(ISNUMBER(MATCH(BH$11,$AG26:$AJ26,0)),1,0)*IF(ISNUMBER($AF26),(1-$AF26),1) + IF(ISNUMBER(MATCH(BH$11,$AK26:$AP26,0)),-1,0)*_xlfn.IFS(ISNUMBER($AD26),$AD26,ISNUMBER($AE26),$AE26,ISNUMBER($AF26),$AF26,AND($AD26=0,$AE26=0,$AF26=0),1)","v":0},{"$f":"IF(ISNUMBER(MATCH(BI$11,$AG26:$AJ26,0)),1,0)*IF(ISNUMBER($AF26),(1-$AF26),1) + IF(ISNUMBER(MATCH(BI$11,$AK26:$AP26,0)),-1,0)*_xlfn.IFS(ISNUMBER($AD26),$AD26,ISNUMBER($AE26),$AE26,ISNUMBER($AF26),$AF26,AND($AD26=0,$AE26=0,$AF26=0),1)","v":0},{"$f":"IF(ISNUMBER(MATCH(BJ$11,$AG26:$AJ26,0)),1,0)*IF(ISNUMBER($AF26),(1-$AF26),1) + IF(ISNUMBER(MATCH(BJ$11,$AK26:$AP26,0)),-1,0)*_xlfn.IFS(ISNUMBER($AD26),$AD26,ISNUMBER($AE26),$AE26,ISNUMBER($AF26),$AF26,AND($AD26=0,$AE26=0,$AF26=0),1)","v":0},{"$f":"IF(ISNUMBER(MATCH(BK$11,$AG26:$AJ26,0)),1,0)*IF(ISNUMBER($AF26),(1-$AF26),1) + IF(ISNUMBER(MATCH(BK$11,$AK26:$AP26,0)),-1,0)*_xlfn.IFS(ISNUMBER($AD26),$AD26,ISNUMBER($AE26),$AE26,ISNUMBER($AF26),$AF26,AND($AD26=0,$AE26=0,$AF26=0),1)","v":0},{"$f":"IF(ISNUMBER(MATCH(BL$11,$AG26:$AJ26,0)),1,0)*IF(ISNUMBER($AF26),(1-$AF26),1) + IF(ISNUMBER(MATCH(BL$11,$AK26:$AP26,0)),-1,0)*_xlfn.IFS(ISNUMBER($AD26),$AD26,ISNUMBER($AE26),$AE26,ISNUMBER($AF26),$AF26,AND($AD26=0,$AE26=0,$AF26=0),1)","v":0},{"$f":"IF(ISNUMBER(MATCH(BM$11,$AG26:$AJ26,0)),1,0)*IF(ISNUMBER($AF26),(1-$AF26),1) + IF(ISNUMBER(MATCH(BM$11,$AK26:$AP26,0)),-1,0)*_xlfn.IFS(ISNUMBER($AD26),$AD26,ISNUMBER($AE26),$AE26,ISNUMBER($AF26),$AF26,AND($AD26=0,$AE26=0,$AF26=0),1)","v":0},{"$f":"IF(ISNUMBER(MATCH(BN$11,$AG26:$AJ26,0)),1,0)*IF(ISNUMBER($AF26),(1-$AF26),1) + IF(ISNUMBER(MATCH(BN$11,$AK26:$AP26,0)),-1,0)*_xlfn.IFS(ISNUMBER($AD26),$AD26,ISNUMBER($AE26),$AE26,ISNUMBER($AF26),$AF26,AND($AD26=0,$AE26=0,$AF26=0),1)","v":0},{"$f":"IF(ISNUMBER(MATCH(BO$11,$AG26:$AJ26,0)),1,0)*IF(ISNUMBER($AF26),(1-$AF26),1) + IF(ISNUMBER(MATCH(BO$11,$AK26:$AP26,0)),-1,0)*_xlfn.IFS(ISNUMBER($AD26),$AD26,ISNUMBER($AE26),$AE26,ISNUMBER($AF26),$AF26,AND($AD26=0,$AE26=0,$AF26=0),1)","v":0},{"$f":"IF(ISNUMBER(MATCH(BP$11,$AG26:$AJ26,0)),1,0)*IF(ISNUMBER($AF26),(1-$AF26),1) + IF(ISNUMBER(MATCH(BP$11,$AK26:$AP26,0)),-1,0)*_xlfn.IFS(ISNUMBER($AD26),$AD26,ISNUMBER($AE26),$AE26,ISNUMBER($AF26),$AF26,AND($AD26=0,$AE26=0,$AF26=0),1)","v":0},{"$f":"IF(ISNUMBER(MATCH(BQ$11,$AG26:$AJ26,0)),1,0)*IF(ISNUMBER($AF26),(1-$AF26),1) + IF(ISNUMBER(MATCH(BQ$11,$AK26:$AP26,0)),-1,0)*_xlfn.IFS(ISNUMBER($AD26),$AD26,ISNUMBER($AE26),$AE26,ISNUMBER($AF26),$AF26,AND($AD26=0,$AE26=0,$AF26=0),1)","v":0},{"$f":"IF(ISNUMBER(MATCH(BR$11,$AG26:$AJ26,0)),1,0)*IF(ISNUMBER($AF26),(1-$AF26),1) + IF(ISNUMBER(MATCH(BR$11,$AK26:$AP26,0)),-1,0)*_xlfn.IFS(ISNUMBER($AD26),$AD26,ISNUMBER($AE26),$AE26,ISNUMBER($AF26),$AF26,AND($AD26=0,$AE26=0,$AF26=0),1)","v":0},{"$f":"IF(ISNUMBER(MATCH(BS$11,$AG26:$AJ26,0)),1,0)*IF(ISNUMBER($AF26),(1-$AF26),1) + IF(ISNUMBER(MATCH(BS$11,$AK26:$AP26,0)),-1,0)*_xlfn.IFS(ISNUMBER($AD26),$AD26,ISNUMBER($AE26),$AE26,ISNUMBER($AF26),$AF26,AND($AD26=0,$AE26=0,$AF26=0),1)","v":0},{"$f":"IF(ISNUMBER(MATCH(BT$11,$AG26:$AJ26,0)),1,0)*IF(ISNUMBER($AF26),(1-$AF26),1) + IF(ISNUMBER(MATCH(BT$11,$AK26:$AP26,0)),-1,0)*_xlfn.IFS(ISNUMBER($AD26),$AD26,ISNUMBER($AE26),$AE26,ISNUMBER($AF26),$AF26,AND($AD26=0,$AE26=0,$AF26=0),1)","v":0},{"$f":"IF(ISNUMBER(MATCH(BU$11,$AG26:$AJ26,0)),1,0)*IF(ISNUMBER($AF26),(1-$AF26),1) + IF(ISNUMBER(MATCH(BU$11,$AK26:$AP26,0)),-1,0)*_xlfn.IFS(ISNUMBER($AD26),$AD26,ISNUMBER($AE26),$AE26,ISNUMBER($AF26),$AF26,AND($AD26=0,$AE26=0,$AF26=0),1)","v":-1},{"$f":"IF(ISNUMBER(MATCH(BV$11,$AG26:$AJ26,0)),1,0)*IF(ISNUMBER($AF26),(1-$AF26),1) + IF(ISNUMBER(MATCH(BV$11,$AK26:$AP26,0)),-1,0)*_xlfn.IFS(ISNUMBER($AD26),$AD26,ISNUMBER($AE26),$AE26,ISNUMBER($AF26),$AF26,AND($AD26=0,$AE26=0,$AF26=0),1)","v":0},{"$f":"IF(ISNUMBER(MATCH(BW$11,$AG26:$AJ26,0)),1,0)*IF(ISNUMBER($AF26),(1-$AF26),1) + IF(ISNUMBER(MATCH(BW$11,$AK26:$AP26,0)),-1,0)*_xlfn.IFS(ISNUMBER($AD26),$AD26,ISNUMBER($AE26),$AE26,ISNUMBER($AF26),$AF26,AND($AD26=0,$AE26=0,$AF26=0),1)","v":-1},{"$f":"IF(ISNUMBER(MATCH(BX$11,$AG26:$AJ26,0)),1,0)*IF(ISNUMBER($AF26),(1-$AF26),1) + IF(ISNUMBER(MATCH(BX$11,$AK26:$AP26,0)),-1,0)*_xlfn.IFS(ISNUMBER($AD26),$AD26,ISNUMBER($AE26),$AE26,ISNUMBER($AF26),$AF26,AND($AD26=0,$AE26=0,$AF26=0),1)","v":0},{"$f":"IF(ISNUMBER(MATCH(BY$11,$AG26:$AJ26,0)),1,0)*IF(ISNUMBER($AF26),(1-$AF26),1) + IF(ISNUMBER(MATCH(BY$11,$AK26:$AP26,0)),-1,0)*_xlfn.IFS(ISNUMBER($AD26),$AD26,ISNUMBER($AE26),$AE26,ISNUMBER($AF26),$AF26,AND($AD26=0,$AE26=0,$AF26=0),1)","v":-1},{"$f":"IF(ISNUMBER(MATCH(BZ$11,$AG26:$AJ26,0)),1,0)*IF(ISNUMBER($AF26),(1-$AF26),1) + IF(ISNUMBER(MATCH(BZ$11,$AK26:$AP26,0)),-1,0)*_xlfn.IFS(ISNUMBER($AD26),$AD26,ISNUMBER($AE26),$AE26,ISNUMBER($AF26),$AF26,AND($AD26=0,$AE26=0,$AF26=0),1)","v":0},{"$f":"IF(ISNUMBER(MATCH(CA$11,$AG26:$AJ26,0)),1,0)*IF(ISNUMBER($AF26),(1-$AF26),1) + IF(ISNUMBER(MATCH(CA$11,$AK26:$AP26,0)),-1,0)*_xlfn.IFS(ISNUMBER($AD26),$AD26,ISNUMBER($AE26),$AE26,ISNUMBER($AF26),$AF26,AND($AD26=0,$AE26=0,$AF26=0),1)","v":-1},{"$f":"IF(ISNUMBER(MATCH(CB$11,$AG26:$AJ26,0)),1,0)*IF(ISNUMBER($AF26),(1-$AF26),1) + IF(ISNUMBER(MATCH(CB$11,$AK26:$AP26,0)),-1,0)*_xlfn.IFS(ISNUMBER($AD26),$AD26,ISNUMBER($AE26),$AE26,ISNUMBER($AF26),$AF26,AND($AD26=0,$AE26=0,$AF26=0),1)","v":0},{"$f":"IF(ISNUMBER(MATCH(CC$11,$AG26:$AJ26,0)),1,0)*IF(ISNUMBER($AF26),(1-$AF26),1) + IF(ISNUMBER(MATCH(CC$11,$AK26:$AP26,0)),-1,0)*_xlfn.IFS(ISNUMBER($AD26),$AD26,ISNUMBER($AE26),$AE26,ISNUMBER($AF26),$AF26,AND($AD26=0,$AE26=0,$AF26=0),1)","v":0},{"$f":"IF(ISNUMBER(MATCH(CD$11,$AG26:$AJ26,0)),1,0)*IF(ISNUMBER($AF26),(1-$AF26),1) + IF(ISNUMBER(MATCH(CD$11,$AK26:$AP26,0)),-1,0)*_xlfn.IFS(ISNUMBER($AD26),$AD26,ISNUMBER($AE26),$AE26,ISNUMBER($AF26),$AF26,AND($AD26=0,$AE26=0,$AF26=0),1)","v":1},{"$f":"IF(ISNUMBER(MATCH(CE$11,$AG26:$AJ26,0)),1,0)*IF(ISNUMBER($AF26),(1-$AF26),1) + IF(ISNUMBER(MATCH(CE$11,$AK26:$AP26,0)),-1,0)*_xlfn.IFS(ISNUMBER($AD26),$AD26,ISNUMBER($AE26),$AE26,ISNUMBER($AF26),$AF26,AND($AD26=0,$AE26=0,$AF26=0),1)","v":0},{"$f":"IF(ISNUMBER(MATCH(CF$11,$AG26:$AJ26,0)),1,0)*IF(ISNUMBER($AF26),(1-$AF26),1) + IF(ISNUMBER(MATCH(CF$11,$AK26:$AP26,0)),-1,0)*_xlfn.IFS(ISNUMBER($AD26),$AD26,ISNUMBER($AE26),$AE26,ISNUMBER($AF26),$AF26,AND($AD26=0,$AE26=0,$AF26=0),1)","v":0},{"$f":"IF(ISNUMBER(MATCH(CG$11,$AG26:$AJ26,0)),1,0)*IF(ISNUMBER($AF26),(1-$AF26),1) + IF(ISNUMBER(MATCH(CG$11,$AK26:$AP26,0)),-1,0)*_xlfn.IFS(ISNUMBER($AD26),$AD26,ISNUMBER($AE26),$AE26,ISNUMBER($AF26),$AF26,AND($AD26=0,$AE26=0,$AF26=0),1)","v":0},{"$f":"IF(ISNUMBER(MATCH(CH$11,$AG26:$AJ26,0)),1,0)*IF(ISNUMBER($AF26),(1-$AF26),1) + IF(ISNUMBER(MATCH(CH$11,$AK26:$AP26,0)),-1,0)*_xlfn.IFS(ISNUMBER($AD26),$AD26,ISNUMBER($AE26),$AE26,ISNUMBER($AF26),$AF26,AND($AD26=0,$AE26=0,$AF26=0),1)","v":0},{"$f":"IF(ISNUMBER(MATCH(CI$11,$AG26:$AJ26,0)),1,0)*IF(ISNUMBER($AF26),(1-$AF26),1) + IF(ISNUMBER(MATCH(CI$11,$AK26:$AP26,0)),-1,0)*_xlfn.IFS(ISNUMBER($AD26),$AD26,ISNUMBER($AE26),$AE26,ISNUMBER($AF26),$AF26,AND($AD26=0,$AE26=0,$AF26=0),1)","v":0},{"$f":"IF(ISNUMBER(MATCH(CJ$11,$AG26:$AJ26,0)),1,0)*IF(ISNUMBER($AF26),(1-$AF26),1) + IF(ISNUMBER(MATCH(CJ$11,$AK26:$AP26,0)),-1,0)*_xlfn.IFS(ISNUMBER($AD26),$AD26,ISNUMBER($AE26),$AE26,ISNUMBER($AF26),$AF26,AND($AD26=0,$AE26=0,$AF26=0),1)","v":0},{"$f":"IF(ISNUMBER(MATCH(CK$11,$AG26:$AJ26,0)),1,0)*IF(ISNUMBER($AF26),(1-$AF26),1) + IF(ISNUMBER(MATCH(CK$11,$AK26:$AP26,0)),-1,0)*_xlfn.IFS(ISNUMBER($AD26),$AD26,ISNUMBER($AE26),$AE26,ISNUMBER($AF26),$AF26,AND($AD26=0,$AE26=0,$AF26=0),1)","v":0},{"$f":"IF(ISNUMBER(MATCH(CL$11,$AG26:$AJ26,0)),1,0)*IF(ISNUMBER($AF26),(1-$AF26),1) + IF(ISNUMBER(MATCH(CL$11,$AK26:$AP26,0)),-1,0)*_xlfn.IFS(ISNUMBER($AD26),$AD26,ISNUMBER($AE26),$AE26,ISNUMBER($AF26),$AF26,AND($AD26=0,$AE26=0,$AF26=0),1)","v":0},{"$f":"IF(ISNUMBER(MATCH(CM$11,$AG26:$AJ26,0)),1,0)*IF(ISNUMBER($AF26),(1-$AF26),1) + IF(ISNUMBER(MATCH(CM$11,$AK26:$AP26,0)),-1,0)*_xlfn.IFS(ISNUMBER($AD26),$AD26,ISNUMBER($AE26),$AE26,ISNUMBER($AF26),$AF26,AND($AD26=0,$AE26=0,$AF26=0),1)","v":0},{"$f":"IF(ISNUMBER(MATCH(CN$11,$AG26:$AJ26,0)),1,0)*IF(ISNUMBER($AF26),(1-$AF26),1) + IF(ISNUMBER(MATCH(CN$11,$AK26:$AP26,0)),-1,0)*_xlfn.IFS(ISNUMBER($AD26),$AD26,ISNUMBER($AE26),$AE26,ISNUMBER($AF26),$AF26,AND($AD26=0,$AE26=0,$AF26=0),1)","v":0},{"$f":"IF(ISNUMBER(MATCH(CO$11,$AG26:$AJ26,0)),1,0)*IF(ISNUMBER($AF26),(1-$AF26),1) + IF(ISNUMBER(MATCH(CO$11,$AK26:$AP26,0)),-1,0)*_xlfn.IFS(ISNUMBER($AD26),$AD26,ISNUMBER($AE26),$AE26,ISNUMBER($AF26),$AF26,AND($AD26=0,$AE26=0,$AF26=0),1)","v":0},{"$f":"IF(ISNUMBER(MATCH(CP$11,$AG26:$AJ26,0)),1,0)*IF(ISNUMBER($AF26),(1-$AF26),1) + IF(ISNUMBER(MATCH(CP$11,$AK26:$AP26,0)),-1,0)*_xlfn.IFS(ISNUMBER($AD26),$AD26,ISNUMBER($AE26),$AE26,ISNUMBER($AF26),$AF26,AND($AD26=0,$AE26=0,$AF26=0),1)","v":0},{"$f":"IF(ISNUMBER(MATCH(CQ$11,$AG26:$AJ26,0)),1,0)*IF(ISNUMBER($AF26),(1-$AF26),1) + IF(ISNUMBER(MATCH(CQ$11,$AK26:$AP26,0)),-1,0)*_xlfn.IFS(ISNUMBER($AD26),$AD26,ISNUMBER($AE26),$AE26,ISNUMBER($AF26),$AF26,AND($AD26=0,$AE26=0,$AF26=0),1)","v":0},{"$f":"IF(ISNUMBER(MATCH(CR$11,$AG26:$AJ26,0)),1,0)*IF(ISNUMBER($AF26),(1-$AF26),1) + IF(ISNUMBER(MATCH(CR$11,$AK26:$AP26,0)),-1,0)*_xlfn.IFS(ISNUMBER($AD26),$AD26,ISNUMBER($AE26),$AE26,ISNUMBER($AF26),$AF26,AND($AD26=0,$AE26=0,$AF26=0),1)","v":0},{"$f":"IF(ISNUMBER(MATCH(CS$11,$AG26:$AJ26,0)),1,0)*IF(ISNUMBER($AF26),(1-$AF26),1) + IF(ISNUMBER(MATCH(CS$11,$AK26:$AP26,0)),-1,0)*_xlfn.IFS(ISNUMBER($AD26),$AD26,ISNUMBER($AE26),$AE26,ISNUMBER($AF26),$AF26,AND($AD26=0,$AE26=0,$AF26=0),1)","v":0},{"$f":"IF(ISNUMBER(MATCH(CT$11,$AG26:$AJ26,0)),1,0)*IF(ISNUMBER($AF26),(1-$AF26),1) + IF(ISNUMBER(MATCH(CT$11,$AK26:$AP26,0)),-1,0)*_xlfn.IFS(ISNUMBER($AD26),$AD26,ISNUMBER($AE26),$AE26,ISNUMBER($AF26),$AF26,AND($AD26=0,$AE26=0,$AF26=0),1)","v":0},{"$f":"IF(ISNUMBER(MATCH(CU$11,$AG26:$AJ26,0)),1,0)*IF(ISNUMBER($AF26),(1-$AF26),1) + IF(ISNUMBER(MATCH(CU$11,$AK26:$AP26,0)),-1,0)*_xlfn.IFS(ISNUMBER($AD26),$AD26,ISNUMBER($AE26),$AE26,ISNUMBER($AF26),$AF26,AND($AD26=0,$AE26=0,$AF26=0),1)","v":0},{"$f":"IF(ISNUMBER(MATCH(CV$11,$AG26:$AJ26,0)),1,0)*IF(ISNUMBER($AF26),(1-$AF26),1) + IF(ISNUMBER(MATCH(CV$11,$AK26:$AP26,0)),-1,0)*_xlfn.IFS(ISNUMBER($AD26),$AD26,ISNUMBER($AE26),$AE26,ISNUMBER($AF26),$AF26,AND($AD26=0,$AE26=0,$AF26=0),1)","v":0},{"$f":"IF(ISNUMBER(MATCH(CW$11,$AG26:$AJ26,0)),1,0)*IF(ISNUMBER($AF26),(1-$AF26),1) + IF(ISNUMBER(MATCH(CW$11,$AK26:$AP26,0)),-1,0)*_xlfn.IFS(ISNUMBER($AD26),$AD26,ISNUMBER($AE26),$AE26,ISNUMBER($AF26),$AF26,AND($AD26=0,$AE26=0,$AF26=0),1)","v":0},{"$f":"IF(ISNUMBER(MATCH(CX$11,$AG26:$AJ26,0)),1,0)*IF(ISNUMBER($AF26),(1-$AF26),1) + IF(ISNUMBER(MATCH(CX$11,$AK26:$AP26,0)),-1,0)*_xlfn.IFS(ISNUMBER($AD26),$AD26,ISNUMBER($AE26),$AE26,ISNUMBER($AF26),$AF26,AND($AD26=0,$AE26=0,$AF26=0),1)","v":0},{"$f":"IF(ISNUMBER(MATCH(CY$11,$AG26:$AJ26,0)),1,0)*IF(ISNUMBER($AF26),(1-$AF26),1) + IF(ISNUMBER(MATCH(CY$11,$AK26:$AP26,0)),-1,0)*_xlfn.IFS(ISNUMBER($AD26),$AD26,ISNUMBER($AE26),$AE26,ISNUMBER($AF26),$AF26,AND($AD26=0,$AE26=0,$AF26=0),1)","v":0},{"$f":"IF(ISNUMBER(MATCH(CZ$11,$AG26:$AJ26,0)),1,0)*IF(ISNUMBER($AF26),(1-$AF26),1) + IF(ISNUMBER(MATCH(CZ$11,$AK26:$AP26,0)),-1,0)*_xlfn.IFS(ISNUMBER($AD26),$AD26,ISNUMBER($AE26),$AE26,ISNUMBER($AF26),$AF26,AND($AD26=0,$AE26=0,$AF26=0),1)","v":0},{"$f":"IF(ISNUMBER(MATCH(DA$11,$AG26:$AJ26,0)),1,0)*IF(ISNUMBER($AF26),(1-$AF26),1) + IF(ISNUMBER(MATCH(DA$11,$AK26:$AP26,0)),-1,0)*_xlfn.IFS(ISNUMBER($AD26),$AD26,ISNUMBER($AE26),$AE26,ISNUMBER($AF26),$AF26,AND($AD26=0,$AE26=0,$AF26=0),1)","v":0},{"$f":"IF(ISNUMBER(MATCH(DB$11,$AG26:$AJ26,0)),1,0)*IF(ISNUMBER($AF26),(1-$AF26),1) + IF(ISNUMBER(MATCH(DB$11,$AK26:$AP26,0)),-1,0)*_xlfn.IFS(ISNUMBER($AD26),$AD26,ISNUMBER($AE26),$AE26,ISNUMBER($AF26),$AF26,AND($AD26=0,$AE26=0,$AF26=0),1)","v":0},{"$f":"IF(ISNUMBER(MATCH(DC$11,$AG26:$AJ26,0)),1,0)*IF(ISNUMBER($AF26),(1-$AF26),1) + IF(ISNUMBER(MATCH(DC$11,$AK26:$AP26,0)),-1,0)*_xlfn.IFS(ISNUMBER($AD26),$AD26,ISNUMBER($AE26),$AE26,ISNUMBER($AF26),$AF26,AND($AD26=0,$AE26=0,$AF26=0),1)","v":0},{"$f":"IF(ISNUMBER(MATCH(DD$11,$AG26:$AJ26,0)),1,0)*IF(ISNUMBER($AF26),(1-$AF26),1) + IF(ISNUMBER(MATCH(DD$11,$AK26:$AP26,0)),-1,0)*_xlfn.IFS(ISNUMBER($AD26),$AD26,ISNUMBER($AE26),$AE26,ISNUMBER($AF26),$AF26,AND($AD26=0,$AE26=0,$AF26=0),1)","v":0},{"$f":"IF(ISNUMBER(MATCH(DE$11,$AG26:$AJ26,0)),1,0)*IF(ISNUMBER($AF26),(1-$AF26),1) + IF(ISNUMBER(MATCH(DE$11,$AK26:$AP26,0)),-1,0)*_xlfn.IFS(ISNUMBER($AD26),$AD26,ISNUMBER($AE26),$AE26,ISNUMBER($AF26),$AF26,AND($AD26=0,$AE26=0,$AF26=0),1)","v":0},null,0,null,"4A","St Louis",38.627222000000003,-90.197778,"Mixed","Humid",0,0,0,null,-39,{"$error":"#N/A"},{"$error":"#N/A"},0,0,0,0,0,0,0,0,0,0,0,0,0,0,0,0,0,0,9,0,0]
[31,"Core and shell maintenance",{"$f":"INDIRECT(\"Input!\"&$C$2&A27)","v":"RD99 Paris"},null,"Heat recovery rate",null,{"$f":"SUM(C53:F53)","v":{"$error":"#N/A"}},null,"Heat recovery potential",null,null,null,null,null,null,null,null,null,"e_mech_swb-hru,lt",0,{"$error":"#N/A"},null,null,null,null,null,"CDU","Conservation",null,null,null,null,"q_drms-hru,ht",null,null,null,"q_drms_dr1-hru,ht","q_drms_dr2-hru,ht","q_drms_dr3-hru,ht","q_drms_dr4-hru,ht",null,null,null,{"$f":"IF(ISNUMBER(MATCH(AR$11,$AG27:$AJ27,0)),1,0)*IF(ISNUMBER($AF27),(1-$AF27),1) + IF(ISNUMBER(MATCH(AR$11,$AK27:$AP27,0)),-1,0)*_xlfn.IFS(ISNUMBER($AD27),$AD27,ISNUMBER($AE27),$AE27,ISNUMBER($AF27),$AF27,AND($AD27=0,$AE27=0,$AF27=0),1)","v":0},{"$f":"IF(ISNUMBER(MATCH(AS$11,$AG27:$AJ27,0)),1,0)*IF(ISNUMBER($AF27),(1-$AF27),1) + IF(ISNUMBER(MATCH(AS$11,$AK27:$AP27,0)),-1,0)*_xlfn.IFS(ISNUMBER($AD27),$AD27,ISNUMBER($AE27),$AE27,ISNUMBER($AF27),$AF27,AND($AD27=0,$AE27=0,$AF27=0),1)","v":0},{"$f":"IF(ISNUMBER(MATCH(AT$11,$AG27:$AJ27,0)),1,0)*IF(ISNUMBER($AF27),(1-$AF27),1) + IF(ISNUMBER(MATCH(AT$11,$AK27:$AP27,0)),-1,0)*_xlfn.IFS(ISNUMBER($AD27),$AD27,ISNUMBER($AE27),$AE27,ISNUMBER($AF27),$AF27,AND($AD27=0,$AE27=0,$AF27=0),1)","v":0},{"$f":"IF(ISNUMBER(MATCH(AU$11,$AG27:$AJ27,0)),1,0)*IF(ISNUMBER($AF27),(1-$AF27),1) + IF(ISNUMBER(MATCH(AU$11,$AK27:$AP27,0)),-1,0)*_xlfn.IFS(ISNUMBER($AD27),$AD27,ISNUMBER($AE27),$AE27,ISNUMBER($AF27),$AF27,AND($AD27=0,$AE27=0,$AF27=0),1)","v":0},{"$f":"IF(ISNUMBER(MATCH(AV$11,$AG27:$AJ27,0)),1,0)*IF(ISNUMBER($AF27),(1-$AF27),1) + IF(ISNUMBER(MATCH(AV$11,$AK27:$AP27,0)),-1,0)*_xlfn.IFS(ISNUMBER($AD27),$AD27,ISNUMBER($AE27),$AE27,ISNUMBER($AF27),$AF27,AND($AD27=0,$AE27=0,$AF27=0),1)","v":0},{"$f":"IF(ISNUMBER(MATCH(AW$11,$AG27:$AJ27,0)),1,0)*IF(ISNUMBER($AF27),(1-$AF27),1) + IF(ISNUMBER(MATCH(AW$11,$AK27:$AP27,0)),-1,0)*_xlfn.IFS(ISNUMBER($AD27),$AD27,ISNUMBER($AE27),$AE27,ISNUMBER($AF27),$AF27,AND($AD27=0,$AE27=0,$AF27=0),1)","v":0},{"$f":"IF(ISNUMBER(MATCH(AX$11,$AG27:$AJ27,0)),1,0)*IF(ISNUMBER($AF27),(1-$AF27),1) + IF(ISNUMBER(MATCH(AX$11,$AK27:$AP27,0)),-1,0)*_xlfn.IFS(ISNUMBER($AD27),$AD27,ISNUMBER($AE27),$AE27,ISNUMBER($AF27),$AF27,AND($AD27=0,$AE27=0,$AF27=0),1)","v":0},{"$f":"IF(ISNUMBER(MATCH(AY$11,$AG27:$AJ27,0)),1,0)*IF(ISNUMBER($AF27),(1-$AF27),1) + IF(ISNUMBER(MATCH(AY$11,$AK27:$AP27,0)),-1,0)*_xlfn.IFS(ISNUMBER($AD27),$AD27,ISNUMBER($AE27),$AE27,ISNUMBER($AF27),$AF27,AND($AD27=0,$AE27=0,$AF27=0),1)","v":0},{"$f":"IF(ISNUMBER(MATCH(AZ$11,$AG27:$AJ27,0)),1,0)*IF(ISNUMBER($AF27),(1-$AF27),1) + IF(ISNUMBER(MATCH(AZ$11,$AK27:$AP27,0)),-1,0)*_xlfn.IFS(ISNUMBER($AD27),$AD27,ISNUMBER($AE27),$AE27,ISNUMBER($AF27),$AF27,AND($AD27=0,$AE27=0,$AF27=0),1)","v":0},{"$f":"IF(ISNUMBER(MATCH(BA$11,$AG27:$AJ27,0)),1,0)*IF(ISNUMBER($AF27),(1-$AF27),1) + IF(ISNUMBER(MATCH(BA$11,$AK27:$AP27,0)),-1,0)*_xlfn.IFS(ISNUMBER($AD27),$AD27,ISNUMBER($AE27),$AE27,ISNUMBER($AF27),$AF27,AND($AD27=0,$AE27=0,$AF27=0),1)","v":0},{"$f":"IF(ISNUMBER(MATCH(BB$11,$AG27:$AJ27,0)),1,0)*IF(ISNUMBER($AF27),(1-$AF27),1) + IF(ISNUMBER(MATCH(BB$11,$AK27:$AP27,0)),-1,0)*_xlfn.IFS(ISNUMBER($AD27),$AD27,ISNUMBER($AE27),$AE27,ISNUMBER($AF27),$AF27,AND($AD27=0,$AE27=0,$AF27=0),1)","v":0},{"$f":"IF(ISNUMBER(MATCH(BC$11,$AG27:$AJ27,0)),1,0)*IF(ISNUMBER($AF27),(1-$AF27),1) + IF(ISNUMBER(MATCH(BC$11,$AK27:$AP27,0)),-1,0)*_xlfn.IFS(ISNUMBER($AD27),$AD27,ISNUMBER($AE27),$AE27,ISNUMBER($AF27),$AF27,AND($AD27=0,$AE27=0,$AF27=0),1)","v":0},{"$f":"IF(ISNUMBER(MATCH(BD$11,$AG27:$AJ27,0)),1,0)*IF(ISNUMBER($AF27),(1-$AF27),1) + IF(ISNUMBER(MATCH(BD$11,$AK27:$AP27,0)),-1,0)*_xlfn.IFS(ISNUMBER($AD27),$AD27,ISNUMBER($AE27),$AE27,ISNUMBER($AF27),$AF27,AND($AD27=0,$AE27=0,$AF27=0),1)","v":0},{"$f":"IF(ISNUMBER(MATCH(BE$11,$AG27:$AJ27,0)),1,0)*IF(ISNUMBER($AF27),(1-$AF27),1) + IF(ISNUMBER(MATCH(BE$11,$AK27:$AP27,0)),-1,0)*_xlfn.IFS(ISNUMBER($AD27),$AD27,ISNUMBER($AE27),$AE27,ISNUMBER($AF27),$AF27,AND($AD27=0,$AE27=0,$AF27=0),1)","v":0},{"$f":"IF(ISNUMBER(MATCH(BF$11,$AG27:$AJ27,0)),1,0)*IF(ISNUMBER($AF27),(1-$AF27),1) + IF(ISNUMBER(MATCH(BF$11,$AK27:$AP27,0)),-1,0)*_xlfn.IFS(ISNUMBER($AD27),$AD27,ISNUMBER($AE27),$AE27,ISNUMBER($AF27),$AF27,AND($AD27=0,$AE27=0,$AF27=0),1)","v":0},{"$f":"IF(ISNUMBER(MATCH(BG$11,$AG27:$AJ27,0)),1,0)*IF(ISNUMBER($AF27),(1-$AF27),1) + IF(ISNUMBER(MATCH(BG$11,$AK27:$AP27,0)),-1,0)*_xlfn.IFS(ISNUMBER($AD27),$AD27,ISNUMBER($AE27),$AE27,ISNUMBER($AF27),$AF27,AND($AD27=0,$AE27=0,$AF27=0),1)","v":0},{"$f":"IF(ISNUMBER(MATCH(BH$11,$AG27:$AJ27,0)),1,0)*IF(ISNUMBER($AF27),(1-$AF27),1) + IF(ISNUMBER(MATCH(BH$11,$AK27:$AP27,0)),-1,0)*_xlfn.IFS(ISNUMBER($AD27),$AD27,ISNUMBER($AE27),$AE27,ISNUMBER($AF27),$AF27,AND($AD27=0,$AE27=0,$AF27=0),1)","v":0},{"$f":"IF(ISNUMBER(MATCH(BI$11,$AG27:$AJ27,0)),1,0)*IF(ISNUMBER($AF27),(1-$AF27),1) + IF(ISNUMBER(MATCH(BI$11,$AK27:$AP27,0)),-1,0)*_xlfn.IFS(ISNUMBER($AD27),$AD27,ISNUMBER($AE27),$AE27,ISNUMBER($AF27),$AF27,AND($AD27=0,$AE27=0,$AF27=0),1)","v":0},{"$f":"IF(ISNUMBER(MATCH(BJ$11,$AG27:$AJ27,0)),1,0)*IF(ISNUMBER($AF27),(1-$AF27),1) + IF(ISNUMBER(MATCH(BJ$11,$AK27:$AP27,0)),-1,0)*_xlfn.IFS(ISNUMBER($AD27),$AD27,ISNUMBER($AE27),$AE27,ISNUMBER($AF27),$AF27,AND($AD27=0,$AE27=0,$AF27=0),1)","v":0},{"$f":"IF(ISNUMBER(MATCH(BK$11,$AG27:$AJ27,0)),1,0)*IF(ISNUMBER($AF27),(1-$AF27),1) + IF(ISNUMBER(MATCH(BK$11,$AK27:$AP27,0)),-1,0)*_xlfn.IFS(ISNUMBER($AD27),$AD27,ISNUMBER($AE27),$AE27,ISNUMBER($AF27),$AF27,AND($AD27=0,$AE27=0,$AF27=0),1)","v":0},{"$f":"IF(ISNUMBER(MATCH(BL$11,$AG27:$AJ27,0)),1,0)*IF(ISNUMBER($AF27),(1-$AF27),1) + IF(ISNUMBER(MATCH(BL$11,$AK27:$AP27,0)),-1,0)*_xlfn.IFS(ISNUMBER($AD27),$AD27,ISNUMBER($AE27),$AE27,ISNUMBER($AF27),$AF27,AND($AD27=0,$AE27=0,$AF27=0),1)","v":0},{"$f":"IF(ISNUMBER(MATCH(BM$11,$AG27:$AJ27,0)),1,0)*IF(ISNUMBER($AF27),(1-$AF27),1) + IF(ISNUMBER(MATCH(BM$11,$AK27:$AP27,0)),-1,0)*_xlfn.IFS(ISNUMBER($AD27),$AD27,ISNUMBER($AE27),$AE27,ISNUMBER($AF27),$AF27,AND($AD27=0,$AE27=0,$AF27=0),1)","v":0},{"$f":"IF(ISNUMBER(MATCH(BN$11,$AG27:$AJ27,0)),1,0)*IF(ISNUMBER($AF27),(1-$AF27),1) + IF(ISNUMBER(MATCH(BN$11,$AK27:$AP27,0)),-1,0)*_xlfn.IFS(ISNUMBER($AD27),$AD27,ISNUMBER($AE27),$AE27,ISNUMBER($AF27),$AF27,AND($AD27=0,$AE27=0,$AF27=0),1)","v":0},{"$f":"IF(ISNUMBER(MATCH(BO$11,$AG27:$AJ27,0)),1,0)*IF(ISNUMBER($AF27),(1-$AF27),1) + IF(ISNUMBER(MATCH(BO$11,$AK27:$AP27,0)),-1,0)*_xlfn.IFS(ISNUMBER($AD27),$AD27,ISNUMBER($AE27),$AE27,ISNUMBER($AF27),$AF27,AND($AD27=0,$AE27=0,$AF27=0),1)","v":0},{"$f":"IF(ISNUMBER(MATCH(BP$11,$AG27:$AJ27,0)),1,0)*IF(ISNUMBER($AF27),(1-$AF27),1) + IF(ISNUMBER(MATCH(BP$11,$AK27:$AP27,0)),-1,0)*_xlfn.IFS(ISNUMBER($AD27),$AD27,ISNUMBER($AE27),$AE27,ISNUMBER($AF27),$AF27,AND($AD27=0,$AE27=0,$AF27=0),1)","v":0},{"$f":"IF(ISNUMBER(MATCH(BQ$11,$AG27:$AJ27,0)),1,0)*IF(ISNUMBER($AF27),(1-$AF27),1) + IF(ISNUMBER(MATCH(BQ$11,$AK27:$AP27,0)),-1,0)*_xlfn.IFS(ISNUMBER($AD27),$AD27,ISNUMBER($AE27),$AE27,ISNUMBER($AF27),$AF27,AND($AD27=0,$AE27=0,$AF27=0),1)","v":0},{"$f":"IF(ISNUMBER(MATCH(BR$11,$AG27:$AJ27,0)),1,0)*IF(ISNUMBER($AF27),(1-$AF27),1) + IF(ISNUMBER(MATCH(BR$11,$AK27:$AP27,0)),-1,0)*_xlfn.IFS(ISNUMBER($AD27),$AD27,ISNUMBER($AE27),$AE27,ISNUMBER($AF27),$AF27,AND($AD27=0,$AE27=0,$AF27=0),1)","v":0},{"$f":"IF(ISNUMBER(MATCH(BS$11,$AG27:$AJ27,0)),1,0)*IF(ISNUMBER($AF27),(1-$AF27),1) + IF(ISNUMBER(MATCH(BS$11,$AK27:$AP27,0)),-1,0)*_xlfn.IFS(ISNUMBER($AD27),$AD27,ISNUMBER($AE27),$AE27,ISNUMBER($AF27),$AF27,AND($AD27=0,$AE27=0,$AF27=0),1)","v":0},{"$f":"IF(ISNUMBER(MATCH(BT$11,$AG27:$AJ27,0)),1,0)*IF(ISNUMBER($AF27),(1-$AF27),1) + IF(ISNUMBER(MATCH(BT$11,$AK27:$AP27,0)),-1,0)*_xlfn.IFS(ISNUMBER($AD27),$AD27,ISNUMBER($AE27),$AE27,ISNUMBER($AF27),$AF27,AND($AD27=0,$AE27=0,$AF27=0),1)","v":0},{"$f":"IF(ISNUMBER(MATCH(BU$11,$AG27:$AJ27,0)),1,0)*IF(ISNUMBER($AF27),(1-$AF27),1) + IF(ISNUMBER(MATCH(BU$11,$AK27:$AP27,0)),-1,0)*_xlfn.IFS(ISNUMBER($AD27),$AD27,ISNUMBER($AE27),$AE27,ISNUMBER($AF27),$AF27,AND($AD27=0,$AE27=0,$AF27=0),1)","v":0},{"$f":"IF(ISNUMBER(MATCH(BV$11,$AG27:$AJ27,0)),1,0)*IF(ISNUMBER($AF27),(1-$AF27),1) + IF(ISNUMBER(MATCH(BV$11,$AK27:$AP27,0)),-1,0)*_xlfn.IFS(ISNUMBER($AD27),$AD27,ISNUMBER($AE27),$AE27,ISNUMBER($AF27),$AF27,AND($AD27=0,$AE27=0,$AF27=0),1)","v":-1},{"$f":"IF(ISNUMBER(MATCH(BW$11,$AG27:$AJ27,0)),1,0)*IF(ISNUMBER($AF27),(1-$AF27),1) + IF(ISNUMBER(MATCH(BW$11,$AK27:$AP27,0)),-1,0)*_xlfn.IFS(ISNUMBER($AD27),$AD27,ISNUMBER($AE27),$AE27,ISNUMBER($AF27),$AF27,AND($AD27=0,$AE27=0,$AF27=0),1)","v":0},{"$f":"IF(ISNUMBER(MATCH(BX$11,$AG27:$AJ27,0)),1,0)*IF(ISNUMBER($AF27),(1-$AF27),1) + IF(ISNUMBER(MATCH(BX$11,$AK27:$AP27,0)),-1,0)*_xlfn.IFS(ISNUMBER($AD27),$AD27,ISNUMBER($AE27),$AE27,ISNUMBER($AF27),$AF27,AND($AD27=0,$AE27=0,$AF27=0),1)","v":-1},{"$f":"IF(ISNUMBER(MATCH(BY$11,$AG27:$AJ27,0)),1,0)*IF(ISNUMBER($AF27),(1-$AF27),1) + IF(ISNUMBER(MATCH(BY$11,$AK27:$AP27,0)),-1,0)*_xlfn.IFS(ISNUMBER($AD27),$AD27,ISNUMBER($AE27),$AE27,ISNUMBER($AF27),$AF27,AND($AD27=0,$AE27=0,$AF27=0),1)","v":0},{"$f":"IF(ISNUMBER(MATCH(BZ$11,$AG27:$AJ27,0)),1,0)*IF(ISNUMBER($AF27),(1-$AF27),1) + IF(ISNUMBER(MATCH(BZ$11,$AK27:$AP27,0)),-1,0)*_xlfn.IFS(ISNUMBER($AD27),$AD27,ISNUMBER($AE27),$AE27,ISNUMBER($AF27),$AF27,AND($AD27=0,$AE27=0,$AF27=0),1)","v":-1},{"$f":"IF(ISNUMBER(MATCH(CA$11,$AG27:$AJ27,0)),1,0)*IF(ISNUMBER($AF27),(1-$AF27),1) + IF(ISNUMBER(MATCH(CA$11,$AK27:$AP27,0)),-1,0)*_xlfn.IFS(ISNUMBER($AD27),$AD27,ISNUMBER($AE27),$AE27,ISNUMBER($AF27),$AF27,AND($AD27=0,$AE27=0,$AF27=0),1)","v":0},{"$f":"IF(ISNUMBER(MATCH(CB$11,$AG27:$AJ27,0)),1,0)*IF(ISNUMBER($AF27),(1-$AF27),1) + IF(ISNUMBER(MATCH(CB$11,$AK27:$AP27,0)),-1,0)*_xlfn.IFS(ISNUMBER($AD27),$AD27,ISNUMBER($AE27),$AE27,ISNUMBER($AF27),$AF27,AND($AD27=0,$AE27=0,$AF27=0),1)","v":-1},{"$f":"IF(ISNUMBER(MATCH(CC$11,$AG27:$AJ27,0)),1,0)*IF(ISNUMBER($AF27),(1-$AF27),1) + IF(ISNUMBER(MATCH(CC$11,$AK27:$AP27,0)),-1,0)*_xlfn.IFS(ISNUMBER($AD27),$AD27,ISNUMBER($AE27),$AE27,ISNUMBER($AF27),$AF27,AND($AD27=0,$AE27=0,$AF27=0),1)","v":0},{"$f":"IF(ISNUMBER(MATCH(CD$11,$AG27:$AJ27,0)),1,0)*IF(ISNUMBER($AF27),(1-$AF27),1) + IF(ISNUMBER(MATCH(CD$11,$AK27:$AP27,0)),-1,0)*_xlfn.IFS(ISNUMBER($AD27),$AD27,ISNUMBER($AE27),$AE27,ISNUMBER($AF27),$AF27,AND($AD27=0,$AE27=0,$AF27=0),1)","v":0},{"$f":"IF(ISNUMBER(MATCH(CE$11,$AG27:$AJ27,0)),1,0)*IF(ISNUMBER($AF27),(1-$AF27),1) + IF(ISNUMBER(MATCH(CE$11,$AK27:$AP27,0)),-1,0)*_xlfn.IFS(ISNUMBER($AD27),$AD27,ISNUMBER($AE27),$AE27,ISNUMBER($AF27),$AF27,AND($AD27=0,$AE27=0,$AF27=0),1)","v":1},{"$f":"IF(ISNUMBER(MATCH(CF$11,$AG27:$AJ27,0)),1,0)*IF(ISNUMBER($AF27),(1-$AF27),1) + IF(ISNUMBER(MATCH(CF$11,$AK27:$AP27,0)),-1,0)*_xlfn.IFS(ISNUMBER($AD27),$AD27,ISNUMBER($AE27),$AE27,ISNUMBER($AF27),$AF27,AND($AD27=0,$AE27=0,$AF27=0),1)","v":0},{"$f":"IF(ISNUMBER(MATCH(CG$11,$AG27:$AJ27,0)),1,0)*IF(ISNUMBER($AF27),(1-$AF27),1) + IF(ISNUMBER(MATCH(CG$11,$AK27:$AP27,0)),-1,0)*_xlfn.IFS(ISNUMBER($AD27),$AD27,ISNUMBER($AE27),$AE27,ISNUMBER($AF27),$AF27,AND($AD27=0,$AE27=0,$AF27=0),1)","v":0},{"$f":"IF(ISNUMBER(MATCH(CH$11,$AG27:$AJ27,0)),1,0)*IF(ISNUMBER($AF27),(1-$AF27),1) + IF(ISNUMBER(MATCH(CH$11,$AK27:$AP27,0)),-1,0)*_xlfn.IFS(ISNUMBER($AD27),$AD27,ISNUMBER($AE27),$AE27,ISNUMBER($AF27),$AF27,AND($AD27=0,$AE27=0,$AF27=0),1)","v":0},{"$f":"IF(ISNUMBER(MATCH(CI$11,$AG27:$AJ27,0)),1,0)*IF(ISNUMBER($AF27),(1-$AF27),1) + IF(ISNUMBER(MATCH(CI$11,$AK27:$AP27,0)),-1,0)*_xlfn.IFS(ISNUMBER($AD27),$AD27,ISNUMBER($AE27),$AE27,ISNUMBER($AF27),$AF27,AND($AD27=0,$AE27=0,$AF27=0),1)","v":0},{"$f":"IF(ISNUMBER(MATCH(CJ$11,$AG27:$AJ27,0)),1,0)*IF(ISNUMBER($AF27),(1-$AF27),1) + IF(ISNUMBER(MATCH(CJ$11,$AK27:$AP27,0)),-1,0)*_xlfn.IFS(ISNUMBER($AD27),$AD27,ISNUMBER($AE27),$AE27,ISNUMBER($AF27),$AF27,AND($AD27=0,$AE27=0,$AF27=0),1)","v":0},{"$f":"IF(ISNUMBER(MATCH(CK$11,$AG27:$AJ27,0)),1,0)*IF(ISNUMBER($AF27),(1-$AF27),1) + IF(ISNUMBER(MATCH(CK$11,$AK27:$AP27,0)),-1,0)*_xlfn.IFS(ISNUMBER($AD27),$AD27,ISNUMBER($AE27),$AE27,ISNUMBER($AF27),$AF27,AND($AD27=0,$AE27=0,$AF27=0),1)","v":0},{"$f":"IF(ISNUMBER(MATCH(CL$11,$AG27:$AJ27,0)),1,0)*IF(ISNUMBER($AF27),(1-$AF27),1) + IF(ISNUMBER(MATCH(CL$11,$AK27:$AP27,0)),-1,0)*_xlfn.IFS(ISNUMBER($AD27),$AD27,ISNUMBER($AE27),$AE27,ISNUMBER($AF27),$AF27,AND($AD27=0,$AE27=0,$AF27=0),1)","v":0},{"$f":"IF(ISNUMBER(MATCH(CM$11,$AG27:$AJ27,0)),1,0)*IF(ISNUMBER($AF27),(1-$AF27),1) + IF(ISNUMBER(MATCH(CM$11,$AK27:$AP27,0)),-1,0)*_xlfn.IFS(ISNUMBER($AD27),$AD27,ISNUMBER($AE27),$AE27,ISNUMBER($AF27),$AF27,AND($AD27=0,$AE27=0,$AF27=0),1)","v":0},{"$f":"IF(ISNUMBER(MATCH(CN$11,$AG27:$AJ27,0)),1,0)*IF(ISNUMBER($AF27),(1-$AF27),1) + IF(ISNUMBER(MATCH(CN$11,$AK27:$AP27,0)),-1,0)*_xlfn.IFS(ISNUMBER($AD27),$AD27,ISNUMBER($AE27),$AE27,ISNUMBER($AF27),$AF27,AND($AD27=0,$AE27=0,$AF27=0),1)","v":0},{"$f":"IF(ISNUMBER(MATCH(CO$11,$AG27:$AJ27,0)),1,0)*IF(ISNUMBER($AF27),(1-$AF27),1) + IF(ISNUMBER(MATCH(CO$11,$AK27:$AP27,0)),-1,0)*_xlfn.IFS(ISNUMBER($AD27),$AD27,ISNUMBER($AE27),$AE27,ISNUMBER($AF27),$AF27,AND($AD27=0,$AE27=0,$AF27=0),1)","v":0},{"$f":"IF(ISNUMBER(MATCH(CP$11,$AG27:$AJ27,0)),1,0)*IF(ISNUMBER($AF27),(1-$AF27),1) + IF(ISNUMBER(MATCH(CP$11,$AK27:$AP27,0)),-1,0)*_xlfn.IFS(ISNUMBER($AD27),$AD27,ISNUMBER($AE27),$AE27,ISNUMBER($AF27),$AF27,AND($AD27=0,$AE27=0,$AF27=0),1)","v":0},{"$f":"IF(ISNUMBER(MATCH(CQ$11,$AG27:$AJ27,0)),1,0)*IF(ISNUMBER($AF27),(1-$AF27),1) + IF(ISNUMBER(MATCH(CQ$11,$AK27:$AP27,0)),-1,0)*_xlfn.IFS(ISNUMBER($AD27),$AD27,ISNUMBER($AE27),$AE27,ISNUMBER($AF27),$AF27,AND($AD27=0,$AE27=0,$AF27=0),1)","v":0},{"$f":"IF(ISNUMBER(MATCH(CR$11,$AG27:$AJ27,0)),1,0)*IF(ISNUMBER($AF27),(1-$AF27),1) + IF(ISNUMBER(MATCH(CR$11,$AK27:$AP27,0)),-1,0)*_xlfn.IFS(ISNUMBER($AD27),$AD27,ISNUMBER($AE27),$AE27,ISNUMBER($AF27),$AF27,AND($AD27=0,$AE27=0,$AF27=0),1)","v":0},{"$f":"IF(ISNUMBER(MATCH(CS$11,$AG27:$AJ27,0)),1,0)*IF(ISNUMBER($AF27),(1-$AF27),1) + IF(ISNUMBER(MATCH(CS$11,$AK27:$AP27,0)),-1,0)*_xlfn.IFS(ISNUMBER($AD27),$AD27,ISNUMBER($AE27),$AE27,ISNUMBER($AF27),$AF27,AND($AD27=0,$AE27=0,$AF27=0),1)","v":0},{"$f":"IF(ISNUMBER(MATCH(CT$11,$AG27:$AJ27,0)),1,0)*IF(ISNUMBER($AF27),(1-$AF27),1) + IF(ISNUMBER(MATCH(CT$11,$AK27:$AP27,0)),-1,0)*_xlfn.IFS(ISNUMBER($AD27),$AD27,ISNUMBER($AE27),$AE27,ISNUMBER($AF27),$AF27,AND($AD27=0,$AE27=0,$AF27=0),1)","v":0},{"$f":"IF(ISNUMBER(MATCH(CU$11,$AG27:$AJ27,0)),1,0)*IF(ISNUMBER($AF27),(1-$AF27),1) + IF(ISNUMBER(MATCH(CU$11,$AK27:$AP27,0)),-1,0)*_xlfn.IFS(ISNUMBER($AD27),$AD27,ISNUMBER($AE27),$AE27,ISNUMBER($AF27),$AF27,AND($AD27=0,$AE27=0,$AF27=0),1)","v":0},{"$f":"IF(ISNUMBER(MATCH(CV$11,$AG27:$AJ27,0)),1,0)*IF(ISNUMBER($AF27),(1-$AF27),1) + IF(ISNUMBER(MATCH(CV$11,$AK27:$AP27,0)),-1,0)*_xlfn.IFS(ISNUMBER($AD27),$AD27,ISNUMBER($AE27),$AE27,ISNUMBER($AF27),$AF27,AND($AD27=0,$AE27=0,$AF27=0),1)","v":0},{"$f":"IF(ISNUMBER(MATCH(CW$11,$AG27:$AJ27,0)),1,0)*IF(ISNUMBER($AF27),(1-$AF27),1) + IF(ISNUMBER(MATCH(CW$11,$AK27:$AP27,0)),-1,0)*_xlfn.IFS(ISNUMBER($AD27),$AD27,ISNUMBER($AE27),$AE27,ISNUMBER($AF27),$AF27,AND($AD27=0,$AE27=0,$AF27=0),1)","v":0},{"$f":"IF(ISNUMBER(MATCH(CX$11,$AG27:$AJ27,0)),1,0)*IF(ISNUMBER($AF27),(1-$AF27),1) + IF(ISNUMBER(MATCH(CX$11,$AK27:$AP27,0)),-1,0)*_xlfn.IFS(ISNUMBER($AD27),$AD27,ISNUMBER($AE27),$AE27,ISNUMBER($AF27),$AF27,AND($AD27=0,$AE27=0,$AF27=0),1)","v":0},{"$f":"IF(ISNUMBER(MATCH(CY$11,$AG27:$AJ27,0)),1,0)*IF(ISNUMBER($AF27),(1-$AF27),1) + IF(ISNUMBER(MATCH(CY$11,$AK27:$AP27,0)),-1,0)*_xlfn.IFS(ISNUMBER($AD27),$AD27,ISNUMBER($AE27),$AE27,ISNUMBER($AF27),$AF27,AND($AD27=0,$AE27=0,$AF27=0),1)","v":0},{"$f":"IF(ISNUMBER(MATCH(CZ$11,$AG27:$AJ27,0)),1,0)*IF(ISNUMBER($AF27),(1-$AF27),1) + IF(ISNUMBER(MATCH(CZ$11,$AK27:$AP27,0)),-1,0)*_xlfn.IFS(ISNUMBER($AD27),$AD27,ISNUMBER($AE27),$AE27,ISNUMBER($AF27),$AF27,AND($AD27=0,$AE27=0,$AF27=0),1)","v":0},{"$f":"IF(ISNUMBER(MATCH(DA$11,$AG27:$AJ27,0)),1,0)*IF(ISNUMBER($AF27),(1-$AF27),1) + IF(ISNUMBER(MATCH(DA$11,$AK27:$AP27,0)),-1,0)*_xlfn.IFS(ISNUMBER($AD27),$AD27,ISNUMBER($AE27),$AE27,ISNUMBER($AF27),$AF27,AND($AD27=0,$AE27=0,$AF27=0),1)","v":0},{"$f":"IF(ISNUMBER(MATCH(DB$11,$AG27:$AJ27,0)),1,0)*IF(ISNUMBER($AF27),(1-$AF27),1) + IF(ISNUMBER(MATCH(DB$11,$AK27:$AP27,0)),-1,0)*_xlfn.IFS(ISNUMBER($AD27),$AD27,ISNUMBER($AE27),$AE27,ISNUMBER($AF27),$AF27,AND($AD27=0,$AE27=0,$AF27=0),1)","v":0},{"$f":"IF(ISNUMBER(MATCH(DC$11,$AG27:$AJ27,0)),1,0)*IF(ISNUMBER($AF27),(1-$AF27),1) + IF(ISNUMBER(MATCH(DC$11,$AK27:$AP27,0)),-1,0)*_xlfn.IFS(ISNUMBER($AD27),$AD27,ISNUMBER($AE27),$AE27,ISNUMBER($AF27),$AF27,AND($AD27=0,$AE27=0,$AF27=0),1)","v":0},{"$f":"IF(ISNUMBER(MATCH(DD$11,$AG27:$AJ27,0)),1,0)*IF(ISNUMBER($AF27),(1-$AF27),1) + IF(ISNUMBER(MATCH(DD$11,$AK27:$AP27,0)),-1,0)*_xlfn.IFS(ISNUMBER($AD27),$AD27,ISNUMBER($AE27),$AE27,ISNUMBER($AF27),$AF27,AND($AD27=0,$AE27=0,$AF27=0),1)","v":0},{"$f":"IF(ISNUMBER(MATCH(DE$11,$AG27:$AJ27,0)),1,0)*IF(ISNUMBER($AF27),(1-$AF27),1) + IF(ISNUMBER(MATCH(DE$11,$AK27:$AP27,0)),-1,0)*_xlfn.IFS(ISNUMBER($AD27),$AD27,ISNUMBER($AE27),$AE27,ISNUMBER($AF27),$AF27,AND($AD27=0,$AE27=0,$AF27=0),1)","v":0},null,0,null,"4B","Albuquerque",35.084000000000003,-106.651,"Mixed","Dry",0,0,0,null,-38,{"$error":"#N/A"},{"$error":"#N/A"},0,0,0,0,0,0,0,0,0,0,0,0,0,0,0,0,0,0,25,0,0]
[32,"Equipment maintenance",{"$f":"INDIRECT(\"Input!\"&$C$2&A28)","v":0},null,"CO2e: utility",null,{"$f":"G13*C29*C37/1000000","v":{"$error":"#N/A"}},null,"Water usage",null,null,null,null,null,null,null,null,null,"e_mech_swb-hru,ht",0,{"$error":"#N/A"},null,null,null,null,null,"dataroom1","Conservation",null,null,null,null,"e_drms_crit-dr1",null,null,null,"q_dr1_cls,a","q_dr1_cls,l",null,null,null,null,null,{"$f":"IF(ISNUMBER(MATCH(AR$11,$AG28:$AJ28,0)),1,0)*IF(ISNUMBER($AF28),(1-$AF28),1) + IF(ISNUMBER(MATCH(AR$11,$AK28:$AP28,0)),-1,0)*_xlfn.IFS(ISNUMBER($AD28),$AD28,ISNUMBER($AE28),$AE28,ISNUMBER($AF28),$AF28,AND($AD28=0,$AE28=0,$AF28=0),1)","v":0},{"$f":"IF(ISNUMBER(MATCH(AS$11,$AG28:$AJ28,0)),1,0)*IF(ISNUMBER($AF28),(1-$AF28),1) + IF(ISNUMBER(MATCH(AS$11,$AK28:$AP28,0)),-1,0)*_xlfn.IFS(ISNUMBER($AD28),$AD28,ISNUMBER($AE28),$AE28,ISNUMBER($AF28),$AF28,AND($AD28=0,$AE28=0,$AF28=0),1)","v":0},{"$f":"IF(ISNUMBER(MATCH(AT$11,$AG28:$AJ28,0)),1,0)*IF(ISNUMBER($AF28),(1-$AF28),1) + IF(ISNUMBER(MATCH(AT$11,$AK28:$AP28,0)),-1,0)*_xlfn.IFS(ISNUMBER($AD28),$AD28,ISNUMBER($AE28),$AE28,ISNUMBER($AF28),$AF28,AND($AD28=0,$AE28=0,$AF28=0),1)","v":0},{"$f":"IF(ISNUMBER(MATCH(AU$11,$AG28:$AJ28,0)),1,0)*IF(ISNUMBER($AF28),(1-$AF28),1) + IF(ISNUMBER(MATCH(AU$11,$AK28:$AP28,0)),-1,0)*_xlfn.IFS(ISNUMBER($AD28),$AD28,ISNUMBER($AE28),$AE28,ISNUMBER($AF28),$AF28,AND($AD28=0,$AE28=0,$AF28=0),1)","v":0},{"$f":"IF(ISNUMBER(MATCH(AV$11,$AG28:$AJ28,0)),1,0)*IF(ISNUMBER($AF28),(1-$AF28),1) + IF(ISNUMBER(MATCH(AV$11,$AK28:$AP28,0)),-1,0)*_xlfn.IFS(ISNUMBER($AD28),$AD28,ISNUMBER($AE28),$AE28,ISNUMBER($AF28),$AF28,AND($AD28=0,$AE28=0,$AF28=0),1)","v":0},{"$f":"IF(ISNUMBER(MATCH(AW$11,$AG28:$AJ28,0)),1,0)*IF(ISNUMBER($AF28),(1-$AF28),1) + IF(ISNUMBER(MATCH(AW$11,$AK28:$AP28,0)),-1,0)*_xlfn.IFS(ISNUMBER($AD28),$AD28,ISNUMBER($AE28),$AE28,ISNUMBER($AF28),$AF28,AND($AD28=0,$AE28=0,$AF28=0),1)","v":0},{"$f":"IF(ISNUMBER(MATCH(AX$11,$AG28:$AJ28,0)),1,0)*IF(ISNUMBER($AF28),(1-$AF28),1) + IF(ISNUMBER(MATCH(AX$11,$AK28:$AP28,0)),-1,0)*_xlfn.IFS(ISNUMBER($AD28),$AD28,ISNUMBER($AE28),$AE28,ISNUMBER($AF28),$AF28,AND($AD28=0,$AE28=0,$AF28=0),1)","v":0},{"$f":"IF(ISNUMBER(MATCH(AY$11,$AG28:$AJ28,0)),1,0)*IF(ISNUMBER($AF28),(1-$AF28),1) + IF(ISNUMBER(MATCH(AY$11,$AK28:$AP28,0)),-1,0)*_xlfn.IFS(ISNUMBER($AD28),$AD28,ISNUMBER($AE28),$AE28,ISNUMBER($AF28),$AF28,AND($AD28=0,$AE28=0,$AF28=0),1)","v":0},{"$f":"IF(ISNUMBER(MATCH(AZ$11,$AG28:$AJ28,0)),1,0)*IF(ISNUMBER($AF28),(1-$AF28),1) + IF(ISNUMBER(MATCH(AZ$11,$AK28:$AP28,0)),-1,0)*_xlfn.IFS(ISNUMBER($AD28),$AD28,ISNUMBER($AE28),$AE28,ISNUMBER($AF28),$AF28,AND($AD28=0,$AE28=0,$AF28=0),1)","v":0},{"$f":"IF(ISNUMBER(MATCH(BA$11,$AG28:$AJ28,0)),1,0)*IF(ISNUMBER($AF28),(1-$AF28),1) + IF(ISNUMBER(MATCH(BA$11,$AK28:$AP28,0)),-1,0)*_xlfn.IFS(ISNUMBER($AD28),$AD28,ISNUMBER($AE28),$AE28,ISNUMBER($AF28),$AF28,AND($AD28=0,$AE28=0,$AF28=0),1)","v":0},{"$f":"IF(ISNUMBER(MATCH(BB$11,$AG28:$AJ28,0)),1,0)*IF(ISNUMBER($AF28),(1-$AF28),1) + IF(ISNUMBER(MATCH(BB$11,$AK28:$AP28,0)),-1,0)*_xlfn.IFS(ISNUMBER($AD28),$AD28,ISNUMBER($AE28),$AE28,ISNUMBER($AF28),$AF28,AND($AD28=0,$AE28=0,$AF28=0),1)","v":0},{"$f":"IF(ISNUMBER(MATCH(BC$11,$AG28:$AJ28,0)),1,0)*IF(ISNUMBER($AF28),(1-$AF28),1) + IF(ISNUMBER(MATCH(BC$11,$AK28:$AP28,0)),-1,0)*_xlfn.IFS(ISNUMBER($AD28),$AD28,ISNUMBER($AE28),$AE28,ISNUMBER($AF28),$AF28,AND($AD28=0,$AE28=0,$AF28=0),1)","v":0},{"$f":"IF(ISNUMBER(MATCH(BD$11,$AG28:$AJ28,0)),1,0)*IF(ISNUMBER($AF28),(1-$AF28),1) + IF(ISNUMBER(MATCH(BD$11,$AK28:$AP28,0)),-1,0)*_xlfn.IFS(ISNUMBER($AD28),$AD28,ISNUMBER($AE28),$AE28,ISNUMBER($AF28),$AF28,AND($AD28=0,$AE28=0,$AF28=0),1)","v":0},{"$f":"IF(ISNUMBER(MATCH(BE$11,$AG28:$AJ28,0)),1,0)*IF(ISNUMBER($AF28),(1-$AF28),1) + IF(ISNUMBER(MATCH(BE$11,$AK28:$AP28,0)),-1,0)*_xlfn.IFS(ISNUMBER($AD28),$AD28,ISNUMBER($AE28),$AE28,ISNUMBER($AF28),$AF28,AND($AD28=0,$AE28=0,$AF28=0),1)","v":0},{"$f":"IF(ISNUMBER(MATCH(BF$11,$AG28:$AJ28,0)),1,0)*IF(ISNUMBER($AF28),(1-$AF28),1) + IF(ISNUMBER(MATCH(BF$11,$AK28:$AP28,0)),-1,0)*_xlfn.IFS(ISNUMBER($AD28),$AD28,ISNUMBER($AE28),$AE28,ISNUMBER($AF28),$AF28,AND($AD28=0,$AE28=0,$AF28=0),1)","v":0},{"$f":"IF(ISNUMBER(MATCH(BG$11,$AG28:$AJ28,0)),1,0)*IF(ISNUMBER($AF28),(1-$AF28),1) + IF(ISNUMBER(MATCH(BG$11,$AK28:$AP28,0)),-1,0)*_xlfn.IFS(ISNUMBER($AD28),$AD28,ISNUMBER($AE28),$AE28,ISNUMBER($AF28),$AF28,AND($AD28=0,$AE28=0,$AF28=0),1)","v":0},{"$f":"IF(ISNUMBER(MATCH(BH$11,$AG28:$AJ28,0)),1,0)*IF(ISNUMBER($AF28),(1-$AF28),1) + IF(ISNUMBER(MATCH(BH$11,$AK28:$AP28,0)),-1,0)*_xlfn.IFS(ISNUMBER($AD28),$AD28,ISNUMBER($AE28),$AE28,ISNUMBER($AF28),$AF28,AND($AD28=0,$AE28=0,$AF28=0),1)","v":0},{"$f":"IF(ISNUMBER(MATCH(BI$11,$AG28:$AJ28,0)),1,0)*IF(ISNUMBER($AF28),(1-$AF28),1) + IF(ISNUMBER(MATCH(BI$11,$AK28:$AP28,0)),-1,0)*_xlfn.IFS(ISNUMBER($AD28),$AD28,ISNUMBER($AE28),$AE28,ISNUMBER($AF28),$AF28,AND($AD28=0,$AE28=0,$AF28=0),1)","v":0},{"$f":"IF(ISNUMBER(MATCH(BJ$11,$AG28:$AJ28,0)),1,0)*IF(ISNUMBER($AF28),(1-$AF28),1) + IF(ISNUMBER(MATCH(BJ$11,$AK28:$AP28,0)),-1,0)*_xlfn.IFS(ISNUMBER($AD28),$AD28,ISNUMBER($AE28),$AE28,ISNUMBER($AF28),$AF28,AND($AD28=0,$AE28=0,$AF28=0),1)","v":1},{"$f":"IF(ISNUMBER(MATCH(BK$11,$AG28:$AJ28,0)),1,0)*IF(ISNUMBER($AF28),(1-$AF28),1) + IF(ISNUMBER(MATCH(BK$11,$AK28:$AP28,0)),-1,0)*_xlfn.IFS(ISNUMBER($AD28),$AD28,ISNUMBER($AE28),$AE28,ISNUMBER($AF28),$AF28,AND($AD28=0,$AE28=0,$AF28=0),1)","v":0},{"$f":"IF(ISNUMBER(MATCH(BL$11,$AG28:$AJ28,0)),1,0)*IF(ISNUMBER($AF28),(1-$AF28),1) + IF(ISNUMBER(MATCH(BL$11,$AK28:$AP28,0)),-1,0)*_xlfn.IFS(ISNUMBER($AD28),$AD28,ISNUMBER($AE28),$AE28,ISNUMBER($AF28),$AF28,AND($AD28=0,$AE28=0,$AF28=0),1)","v":0},{"$f":"IF(ISNUMBER(MATCH(BM$11,$AG28:$AJ28,0)),1,0)*IF(ISNUMBER($AF28),(1-$AF28),1) + IF(ISNUMBER(MATCH(BM$11,$AK28:$AP28,0)),-1,0)*_xlfn.IFS(ISNUMBER($AD28),$AD28,ISNUMBER($AE28),$AE28,ISNUMBER($AF28),$AF28,AND($AD28=0,$AE28=0,$AF28=0),1)","v":0},{"$f":"IF(ISNUMBER(MATCH(BN$11,$AG28:$AJ28,0)),1,0)*IF(ISNUMBER($AF28),(1-$AF28),1) + IF(ISNUMBER(MATCH(BN$11,$AK28:$AP28,0)),-1,0)*_xlfn.IFS(ISNUMBER($AD28),$AD28,ISNUMBER($AE28),$AE28,ISNUMBER($AF28),$AF28,AND($AD28=0,$AE28=0,$AF28=0),1)","v":0},{"$f":"IF(ISNUMBER(MATCH(BO$11,$AG28:$AJ28,0)),1,0)*IF(ISNUMBER($AF28),(1-$AF28),1) + IF(ISNUMBER(MATCH(BO$11,$AK28:$AP28,0)),-1,0)*_xlfn.IFS(ISNUMBER($AD28),$AD28,ISNUMBER($AE28),$AE28,ISNUMBER($AF28),$AF28,AND($AD28=0,$AE28=0,$AF28=0),1)","v":0},{"$f":"IF(ISNUMBER(MATCH(BP$11,$AG28:$AJ28,0)),1,0)*IF(ISNUMBER($AF28),(1-$AF28),1) + IF(ISNUMBER(MATCH(BP$11,$AK28:$AP28,0)),-1,0)*_xlfn.IFS(ISNUMBER($AD28),$AD28,ISNUMBER($AE28),$AE28,ISNUMBER($AF28),$AF28,AND($AD28=0,$AE28=0,$AF28=0),1)","v":0},{"$f":"IF(ISNUMBER(MATCH(BQ$11,$AG28:$AJ28,0)),1,0)*IF(ISNUMBER($AF28),(1-$AF28),1) + IF(ISNUMBER(MATCH(BQ$11,$AK28:$AP28,0)),-1,0)*_xlfn.IFS(ISNUMBER($AD28),$AD28,ISNUMBER($AE28),$AE28,ISNUMBER($AF28),$AF28,AND($AD28=0,$AE28=0,$AF28=0),1)","v":0},{"$f":"IF(ISNUMBER(MATCH(BR$11,$AG28:$AJ28,0)),1,0)*IF(ISNUMBER($AF28),(1-$AF28),1) + IF(ISNUMBER(MATCH(BR$11,$AK28:$AP28,0)),-1,0)*_xlfn.IFS(ISNUMBER($AD28),$AD28,ISNUMBER($AE28),$AE28,ISNUMBER($AF28),$AF28,AND($AD28=0,$AE28=0,$AF28=0),1)","v":0},{"$f":"IF(ISNUMBER(MATCH(BS$11,$AG28:$AJ28,0)),1,0)*IF(ISNUMBER($AF28),(1-$AF28),1) + IF(ISNUMBER(MATCH(BS$11,$AK28:$AP28,0)),-1,0)*_xlfn.IFS(ISNUMBER($AD28),$AD28,ISNUMBER($AE28),$AE28,ISNUMBER($AF28),$AF28,AND($AD28=0,$AE28=0,$AF28=0),1)","v":0},{"$f":"IF(ISNUMBER(MATCH(BT$11,$AG28:$AJ28,0)),1,0)*IF(ISNUMBER($AF28),(1-$AF28),1) + IF(ISNUMBER(MATCH(BT$11,$AK28:$AP28,0)),-1,0)*_xlfn.IFS(ISNUMBER($AD28),$AD28,ISNUMBER($AE28),$AE28,ISNUMBER($AF28),$AF28,AND($AD28=0,$AE28=0,$AF28=0),1)","v":0},{"$f":"IF(ISNUMBER(MATCH(BU$11,$AG28:$AJ28,0)),1,0)*IF(ISNUMBER($AF28),(1-$AF28),1) + IF(ISNUMBER(MATCH(BU$11,$AK28:$AP28,0)),-1,0)*_xlfn.IFS(ISNUMBER($AD28),$AD28,ISNUMBER($AE28),$AE28,ISNUMBER($AF28),$AF28,AND($AD28=0,$AE28=0,$AF28=0),1)","v":0},{"$f":"IF(ISNUMBER(MATCH(BV$11,$AG28:$AJ28,0)),1,0)*IF(ISNUMBER($AF28),(1-$AF28),1) + IF(ISNUMBER(MATCH(BV$11,$AK28:$AP28,0)),-1,0)*_xlfn.IFS(ISNUMBER($AD28),$AD28,ISNUMBER($AE28),$AE28,ISNUMBER($AF28),$AF28,AND($AD28=0,$AE28=0,$AF28=0),1)","v":0},{"$f":"IF(ISNUMBER(MATCH(BW$11,$AG28:$AJ28,0)),1,0)*IF(ISNUMBER($AF28),(1-$AF28),1) + IF(ISNUMBER(MATCH(BW$11,$AK28:$AP28,0)),-1,0)*_xlfn.IFS(ISNUMBER($AD28),$AD28,ISNUMBER($AE28),$AE28,ISNUMBER($AF28),$AF28,AND($AD28=0,$AE28=0,$AF28=0),1)","v":0},{"$f":"IF(ISNUMBER(MATCH(BX$11,$AG28:$AJ28,0)),1,0)*IF(ISNUMBER($AF28),(1-$AF28),1) + IF(ISNUMBER(MATCH(BX$11,$AK28:$AP28,0)),-1,0)*_xlfn.IFS(ISNUMBER($AD28),$AD28,ISNUMBER($AE28),$AE28,ISNUMBER($AF28),$AF28,AND($AD28=0,$AE28=0,$AF28=0),1)","v":0},{"$f":"IF(ISNUMBER(MATCH(BY$11,$AG28:$AJ28,0)),1,0)*IF(ISNUMBER($AF28),(1-$AF28),1) + IF(ISNUMBER(MATCH(BY$11,$AK28:$AP28,0)),-1,0)*_xlfn.IFS(ISNUMBER($AD28),$AD28,ISNUMBER($AE28),$AE28,ISNUMBER($AF28),$AF28,AND($AD28=0,$AE28=0,$AF28=0),1)","v":0},{"$f":"IF(ISNUMBER(MATCH(BZ$11,$AG28:$AJ28,0)),1,0)*IF(ISNUMBER($AF28),(1-$AF28),1) + IF(ISNUMBER(MATCH(BZ$11,$AK28:$AP28,0)),-1,0)*_xlfn.IFS(ISNUMBER($AD28),$AD28,ISNUMBER($AE28),$AE28,ISNUMBER($AF28),$AF28,AND($AD28=0,$AE28=0,$AF28=0),1)","v":0},{"$f":"IF(ISNUMBER(MATCH(CA$11,$AG28:$AJ28,0)),1,0)*IF(ISNUMBER($AF28),(1-$AF28),1) + IF(ISNUMBER(MATCH(CA$11,$AK28:$AP28,0)),-1,0)*_xlfn.IFS(ISNUMBER($AD28),$AD28,ISNUMBER($AE28),$AE28,ISNUMBER($AF28),$AF28,AND($AD28=0,$AE28=0,$AF28=0),1)","v":0},{"$f":"IF(ISNUMBER(MATCH(CB$11,$AG28:$AJ28,0)),1,0)*IF(ISNUMBER($AF28),(1-$AF28),1) + IF(ISNUMBER(MATCH(CB$11,$AK28:$AP28,0)),-1,0)*_xlfn.IFS(ISNUMBER($AD28),$AD28,ISNUMBER($AE28),$AE28,ISNUMBER($AF28),$AF28,AND($AD28=0,$AE28=0,$AF28=0),1)","v":0},{"$f":"IF(ISNUMBER(MATCH(CC$11,$AG28:$AJ28,0)),1,0)*IF(ISNUMBER($AF28),(1-$AF28),1) + IF(ISNUMBER(MATCH(CC$11,$AK28:$AP28,0)),-1,0)*_xlfn.IFS(ISNUMBER($AD28),$AD28,ISNUMBER($AE28),$AE28,ISNUMBER($AF28),$AF28,AND($AD28=0,$AE28=0,$AF28=0),1)","v":0},{"$f":"IF(ISNUMBER(MATCH(CD$11,$AG28:$AJ28,0)),1,0)*IF(ISNUMBER($AF28),(1-$AF28),1) + IF(ISNUMBER(MATCH(CD$11,$AK28:$AP28,0)),-1,0)*_xlfn.IFS(ISNUMBER($AD28),$AD28,ISNUMBER($AE28),$AE28,ISNUMBER($AF28),$AF28,AND($AD28=0,$AE28=0,$AF28=0),1)","v":0},{"$f":"IF(ISNUMBER(MATCH(CE$11,$AG28:$AJ28,0)),1,0)*IF(ISNUMBER($AF28),(1-$AF28),1) + IF(ISNUMBER(MATCH(CE$11,$AK28:$AP28,0)),-1,0)*_xlfn.IFS(ISNUMBER($AD28),$AD28,ISNUMBER($AE28),$AE28,ISNUMBER($AF28),$AF28,AND($AD28=0,$AE28=0,$AF28=0),1)","v":0},{"$f":"IF(ISNUMBER(MATCH(CF$11,$AG28:$AJ28,0)),1,0)*IF(ISNUMBER($AF28),(1-$AF28),1) + IF(ISNUMBER(MATCH(CF$11,$AK28:$AP28,0)),-1,0)*_xlfn.IFS(ISNUMBER($AD28),$AD28,ISNUMBER($AE28),$AE28,ISNUMBER($AF28),$AF28,AND($AD28=0,$AE28=0,$AF28=0),1)","v":-1},{"$f":"IF(ISNUMBER(MATCH(CG$11,$AG28:$AJ28,0)),1,0)*IF(ISNUMBER($AF28),(1-$AF28),1) + IF(ISNUMBER(MATCH(CG$11,$AK28:$AP28,0)),-1,0)*_xlfn.IFS(ISNUMBER($AD28),$AD28,ISNUMBER($AE28),$AE28,ISNUMBER($AF28),$AF28,AND($AD28=0,$AE28=0,$AF28=0),1)","v":-1},{"$f":"IF(ISNUMBER(MATCH(CH$11,$AG28:$AJ28,0)),1,0)*IF(ISNUMBER($AF28),(1-$AF28),1) + IF(ISNUMBER(MATCH(CH$11,$AK28:$AP28,0)),-1,0)*_xlfn.IFS(ISNUMBER($AD28),$AD28,ISNUMBER($AE28),$AE28,ISNUMBER($AF28),$AF28,AND($AD28=0,$AE28=0,$AF28=0),1)","v":0},{"$f":"IF(ISNUMBER(MATCH(CI$11,$AG28:$AJ28,0)),1,0)*IF(ISNUMBER($AF28),(1-$AF28),1) + IF(ISNUMBER(MATCH(CI$11,$AK28:$AP28,0)),-1,0)*_xlfn.IFS(ISNUMBER($AD28),$AD28,ISNUMBER($AE28),$AE28,ISNUMBER($AF28),$AF28,AND($AD28=0,$AE28=0,$AF28=0),1)","v":0},{"$f":"IF(ISNUMBER(MATCH(CJ$11,$AG28:$AJ28,0)),1,0)*IF(ISNUMBER($AF28),(1-$AF28),1) + IF(ISNUMBER(MATCH(CJ$11,$AK28:$AP28,0)),-1,0)*_xlfn.IFS(ISNUMBER($AD28),$AD28,ISNUMBER($AE28),$AE28,ISNUMBER($AF28),$AF28,AND($AD28=0,$AE28=0,$AF28=0),1)","v":0},{"$f":"IF(ISNUMBER(MATCH(CK$11,$AG28:$AJ28,0)),1,0)*IF(ISNUMBER($AF28),(1-$AF28),1) + IF(ISNUMBER(MATCH(CK$11,$AK28:$AP28,0)),-1,0)*_xlfn.IFS(ISNUMBER($AD28),$AD28,ISNUMBER($AE28),$AE28,ISNUMBER($AF28),$AF28,AND($AD28=0,$AE28=0,$AF28=0),1)","v":0},{"$f":"IF(ISNUMBER(MATCH(CL$11,$AG28:$AJ28,0)),1,0)*IF(ISNUMBER($AF28),(1-$AF28),1) + IF(ISNUMBER(MATCH(CL$11,$AK28:$AP28,0)),-1,0)*_xlfn.IFS(ISNUMBER($AD28),$AD28,ISNUMBER($AE28),$AE28,ISNUMBER($AF28),$AF28,AND($AD28=0,$AE28=0,$AF28=0),1)","v":0},{"$f":"IF(ISNUMBER(MATCH(CM$11,$AG28:$AJ28,0)),1,0)*IF(ISNUMBER($AF28),(1-$AF28),1) + IF(ISNUMBER(MATCH(CM$11,$AK28:$AP28,0)),-1,0)*_xlfn.IFS(ISNUMBER($AD28),$AD28,ISNUMBER($AE28),$AE28,ISNUMBER($AF28),$AF28,AND($AD28=0,$AE28=0,$AF28=0),1)","v":0},{"$f":"IF(ISNUMBER(MATCH(CN$11,$AG28:$AJ28,0)),1,0)*IF(ISNUMBER($AF28),(1-$AF28),1) + IF(ISNUMBER(MATCH(CN$11,$AK28:$AP28,0)),-1,0)*_xlfn.IFS(ISNUMBER($AD28),$AD28,ISNUMBER($AE28),$AE28,ISNUMBER($AF28),$AF28,AND($AD28=0,$AE28=0,$AF28=0),1)","v":0},{"$f":"IF(ISNUMBER(MATCH(CO$11,$AG28:$AJ28,0)),1,0)*IF(ISNUMBER($AF28),(1-$AF28),1) + IF(ISNUMBER(MATCH(CO$11,$AK28:$AP28,0)),-1,0)*_xlfn.IFS(ISNUMBER($AD28),$AD28,ISNUMBER($AE28),$AE28,ISNUMBER($AF28),$AF28,AND($AD28=0,$AE28=0,$AF28=0),1)","v":0},{"$f":"IF(ISNUMBER(MATCH(CP$11,$AG28:$AJ28,0)),1,0)*IF(ISNUMBER($AF28),(1-$AF28),1) + IF(ISNUMBER(MATCH(CP$11,$AK28:$AP28,0)),-1,0)*_xlfn.IFS(ISNUMBER($AD28),$AD28,ISNUMBER($AE28),$AE28,ISNUMBER($AF28),$AF28,AND($AD28=0,$AE28=0,$AF28=0),1)","v":0},{"$f":"IF(ISNUMBER(MATCH(CQ$11,$AG28:$AJ28,0)),1,0)*IF(ISNUMBER($AF28),(1-$AF28),1) + IF(ISNUMBER(MATCH(CQ$11,$AK28:$AP28,0)),-1,0)*_xlfn.IFS(ISNUMBER($AD28),$AD28,ISNUMBER($AE28),$AE28,ISNUMBER($AF28),$AF28,AND($AD28=0,$AE28=0,$AF28=0),1)","v":0},{"$f":"IF(ISNUMBER(MATCH(CR$11,$AG28:$AJ28,0)),1,0)*IF(ISNUMBER($AF28),(1-$AF28),1) + IF(ISNUMBER(MATCH(CR$11,$AK28:$AP28,0)),-1,0)*_xlfn.IFS(ISNUMBER($AD28),$AD28,ISNUMBER($AE28),$AE28,ISNUMBER($AF28),$AF28,AND($AD28=0,$AE28=0,$AF28=0),1)","v":0},{"$f":"IF(ISNUMBER(MATCH(CS$11,$AG28:$AJ28,0)),1,0)*IF(ISNUMBER($AF28),(1-$AF28),1) + IF(ISNUMBER(MATCH(CS$11,$AK28:$AP28,0)),-1,0)*_xlfn.IFS(ISNUMBER($AD28),$AD28,ISNUMBER($AE28),$AE28,ISNUMBER($AF28),$AF28,AND($AD28=0,$AE28=0,$AF28=0),1)","v":0},{"$f":"IF(ISNUMBER(MATCH(CT$11,$AG28:$AJ28,0)),1,0)*IF(ISNUMBER($AF28),(1-$AF28),1) + IF(ISNUMBER(MATCH(CT$11,$AK28:$AP28,0)),-1,0)*_xlfn.IFS(ISNUMBER($AD28),$AD28,ISNUMBER($AE28),$AE28,ISNUMBER($AF28),$AF28,AND($AD28=0,$AE28=0,$AF28=0),1)","v":0},{"$f":"IF(ISNUMBER(MATCH(CU$11,$AG28:$AJ28,0)),1,0)*IF(ISNUMBER($AF28),(1-$AF28),1) + IF(ISNUMBER(MATCH(CU$11,$AK28:$AP28,0)),-1,0)*_xlfn.IFS(ISNUMBER($AD28),$AD28,ISNUMBER($AE28),$AE28,ISNUMBER($AF28),$AF28,AND($AD28=0,$AE28=0,$AF28=0),1)","v":0},{"$f":"IF(ISNUMBER(MATCH(CV$11,$AG28:$AJ28,0)),1,0)*IF(ISNUMBER($AF28),(1-$AF28),1) + IF(ISNUMBER(MATCH(CV$11,$AK28:$AP28,0)),-1,0)*_xlfn.IFS(ISNUMBER($AD28),$AD28,ISNUMBER($AE28),$AE28,ISNUMBER($AF28),$AF28,AND($AD28=0,$AE28=0,$AF28=0),1)","v":0},{"$f":"IF(ISNUMBER(MATCH(CW$11,$AG28:$AJ28,0)),1,0)*IF(ISNUMBER($AF28),(1-$AF28),1) + IF(ISNUMBER(MATCH(CW$11,$AK28:$AP28,0)),-1,0)*_xlfn.IFS(ISNUMBER($AD28),$AD28,ISNUMBER($AE28),$AE28,ISNUMBER($AF28),$AF28,AND($AD28=0,$AE28=0,$AF28=0),1)","v":0},{"$f":"IF(ISNUMBER(MATCH(CX$11,$AG28:$AJ28,0)),1,0)*IF(ISNUMBER($AF28),(1-$AF28),1) + IF(ISNUMBER(MATCH(CX$11,$AK28:$AP28,0)),-1,0)*_xlfn.IFS(ISNUMBER($AD28),$AD28,ISNUMBER($AE28),$AE28,ISNUMBER($AF28),$AF28,AND($AD28=0,$AE28=0,$AF28=0),1)","v":0},{"$f":"IF(ISNUMBER(MATCH(CY$11,$AG28:$AJ28,0)),1,0)*IF(ISNUMBER($AF28),(1-$AF28),1) + IF(ISNUMBER(MATCH(CY$11,$AK28:$AP28,0)),-1,0)*_xlfn.IFS(ISNUMBER($AD28),$AD28,ISNUMBER($AE28),$AE28,ISNUMBER($AF28),$AF28,AND($AD28=0,$AE28=0,$AF28=0),1)","v":0},{"$f":"IF(ISNUMBER(MATCH(CZ$11,$AG28:$AJ28,0)),1,0)*IF(ISNUMBER($AF28),(1-$AF28),1) + IF(ISNUMBER(MATCH(CZ$11,$AK28:$AP28,0)),-1,0)*_xlfn.IFS(ISNUMBER($AD28),$AD28,ISNUMBER($AE28),$AE28,ISNUMBER($AF28),$AF28,AND($AD28=0,$AE28=0,$AF28=0),1)","v":0},{"$f":"IF(ISNUMBER(MATCH(DA$11,$AG28:$AJ28,0)),1,0)*IF(ISNUMBER($AF28),(1-$AF28),1) + IF(ISNUMBER(MATCH(DA$11,$AK28:$AP28,0)),-1,0)*_xlfn.IFS(ISNUMBER($AD28),$AD28,ISNUMBER($AE28),$AE28,ISNUMBER($AF28),$AF28,AND($AD28=0,$AE28=0,$AF28=0),1)","v":0},{"$f":"IF(ISNUMBER(MATCH(DB$11,$AG28:$AJ28,0)),1,0)*IF(ISNUMBER($AF28),(1-$AF28),1) + IF(ISNUMBER(MATCH(DB$11,$AK28:$AP28,0)),-1,0)*_xlfn.IFS(ISNUMBER($AD28),$AD28,ISNUMBER($AE28),$AE28,ISNUMBER($AF28),$AF28,AND($AD28=0,$AE28=0,$AF28=0),1)","v":0},{"$f":"IF(ISNUMBER(MATCH(DC$11,$AG28:$AJ28,0)),1,0)*IF(ISNUMBER($AF28),(1-$AF28),1) + IF(ISNUMBER(MATCH(DC$11,$AK28:$AP28,0)),-1,0)*_xlfn.IFS(ISNUMBER($AD28),$AD28,ISNUMBER($AE28),$AE28,ISNUMBER($AF28),$AF28,AND($AD28=0,$AE28=0,$AF28=0),1)","v":0},{"$f":"IF(ISNUMBER(MATCH(DD$11,$AG28:$AJ28,0)),1,0)*IF(ISNUMBER($AF28),(1-$AF28),1) + IF(ISNUMBER(MATCH(DD$11,$AK28:$AP28,0)),-1,0)*_xlfn.IFS(ISNUMBER($AD28),$AD28,ISNUMBER($AE28),$AE28,ISNUMBER($AF28),$AF28,AND($AD28=0,$AE28=0,$AF28=0),1)","v":0},{"$f":"IF(ISNUMBER(MATCH(DE$11,$AG28:$AJ28,0)),1,0)*IF(ISNUMBER($AF28),(1-$AF28),1) + IF(ISNUMBER(MATCH(DE$11,$AK28:$AP28,0)),-1,0)*_xlfn.IFS(ISNUMBER($AD28),$AD28,ISNUMBER($AE28),$AE28,ISNUMBER($AF28),$AF28,AND($AD28=0,$AE28=0,$AF28=0),1)","v":0},null,0,null,"4C","Salem-McNary",44.912999999999997,-122.999,"Mixed","Marine",0,0,0,null,-37,{"$error":"#N/A"},{"$error":"#N/A"},0,0,0,0,0,0,0,0,0,0,0,0,0,0,0,0,0,0,19,0,0]
[33,"electricity CO2 impact",{"$f":"INDIRECT(\"Input!\"&$C$2&A29)","v":"Benchmark  Case"},null,null,null,null,null,"OPEX power",{"$f":"J25*$C$37*$C$22","v":{"$error":"#N/A"}},{"$error":"#N/A"},{"$error":"#N/A"},{"$error":"#N/A"},{"$error":"#N/A"},{"$error":"#N/A"},{"$error":"#N/A"},{"$error":"#N/A"},null,"q_mech_swb-amb",0,{"$error":"#N/A"},null,null,null,null,null,null,"Conservation",null,null,null,null,"q_dr1_cls,a","e_drms_oh-dr1",null,null,"q_drms_dr1-hru,lt",null,null,null,null,null,null,{"$f":"IF(ISNUMBER(MATCH(AR$11,$AG29:$AJ29,0)),1,0)*IF(ISNUMBER($AF29),(1-$AF29),1) + IF(ISNUMBER(MATCH(AR$11,$AK29:$AP29,0)),-1,0)*_xlfn.IFS(ISNUMBER($AD29),$AD29,ISNUMBER($AE29),$AE29,ISNUMBER($AF29),$AF29,AND($AD29=0,$AE29=0,$AF29=0),1)","v":0},{"$f":"IF(ISNUMBER(MATCH(AS$11,$AG29:$AJ29,0)),1,0)*IF(ISNUMBER($AF29),(1-$AF29),1) + IF(ISNUMBER(MATCH(AS$11,$AK29:$AP29,0)),-1,0)*_xlfn.IFS(ISNUMBER($AD29),$AD29,ISNUMBER($AE29),$AE29,ISNUMBER($AF29),$AF29,AND($AD29=0,$AE29=0,$AF29=0),1)","v":0},{"$f":"IF(ISNUMBER(MATCH(AT$11,$AG29:$AJ29,0)),1,0)*IF(ISNUMBER($AF29),(1-$AF29),1) + IF(ISNUMBER(MATCH(AT$11,$AK29:$AP29,0)),-1,0)*_xlfn.IFS(ISNUMBER($AD29),$AD29,ISNUMBER($AE29),$AE29,ISNUMBER($AF29),$AF29,AND($AD29=0,$AE29=0,$AF29=0),1)","v":0},{"$f":"IF(ISNUMBER(MATCH(AU$11,$AG29:$AJ29,0)),1,0)*IF(ISNUMBER($AF29),(1-$AF29),1) + IF(ISNUMBER(MATCH(AU$11,$AK29:$AP29,0)),-1,0)*_xlfn.IFS(ISNUMBER($AD29),$AD29,ISNUMBER($AE29),$AE29,ISNUMBER($AF29),$AF29,AND($AD29=0,$AE29=0,$AF29=0),1)","v":0},{"$f":"IF(ISNUMBER(MATCH(AV$11,$AG29:$AJ29,0)),1,0)*IF(ISNUMBER($AF29),(1-$AF29),1) + IF(ISNUMBER(MATCH(AV$11,$AK29:$AP29,0)),-1,0)*_xlfn.IFS(ISNUMBER($AD29),$AD29,ISNUMBER($AE29),$AE29,ISNUMBER($AF29),$AF29,AND($AD29=0,$AE29=0,$AF29=0),1)","v":0},{"$f":"IF(ISNUMBER(MATCH(AW$11,$AG29:$AJ29,0)),1,0)*IF(ISNUMBER($AF29),(1-$AF29),1) + IF(ISNUMBER(MATCH(AW$11,$AK29:$AP29,0)),-1,0)*_xlfn.IFS(ISNUMBER($AD29),$AD29,ISNUMBER($AE29),$AE29,ISNUMBER($AF29),$AF29,AND($AD29=0,$AE29=0,$AF29=0),1)","v":0},{"$f":"IF(ISNUMBER(MATCH(AX$11,$AG29:$AJ29,0)),1,0)*IF(ISNUMBER($AF29),(1-$AF29),1) + IF(ISNUMBER(MATCH(AX$11,$AK29:$AP29,0)),-1,0)*_xlfn.IFS(ISNUMBER($AD29),$AD29,ISNUMBER($AE29),$AE29,ISNUMBER($AF29),$AF29,AND($AD29=0,$AE29=0,$AF29=0),1)","v":0},{"$f":"IF(ISNUMBER(MATCH(AY$11,$AG29:$AJ29,0)),1,0)*IF(ISNUMBER($AF29),(1-$AF29),1) + IF(ISNUMBER(MATCH(AY$11,$AK29:$AP29,0)),-1,0)*_xlfn.IFS(ISNUMBER($AD29),$AD29,ISNUMBER($AE29),$AE29,ISNUMBER($AF29),$AF29,AND($AD29=0,$AE29=0,$AF29=0),1)","v":0},{"$f":"IF(ISNUMBER(MATCH(AZ$11,$AG29:$AJ29,0)),1,0)*IF(ISNUMBER($AF29),(1-$AF29),1) + IF(ISNUMBER(MATCH(AZ$11,$AK29:$AP29,0)),-1,0)*_xlfn.IFS(ISNUMBER($AD29),$AD29,ISNUMBER($AE29),$AE29,ISNUMBER($AF29),$AF29,AND($AD29=0,$AE29=0,$AF29=0),1)","v":0},{"$f":"IF(ISNUMBER(MATCH(BA$11,$AG29:$AJ29,0)),1,0)*IF(ISNUMBER($AF29),(1-$AF29),1) + IF(ISNUMBER(MATCH(BA$11,$AK29:$AP29,0)),-1,0)*_xlfn.IFS(ISNUMBER($AD29),$AD29,ISNUMBER($AE29),$AE29,ISNUMBER($AF29),$AF29,AND($AD29=0,$AE29=0,$AF29=0),1)","v":0},{"$f":"IF(ISNUMBER(MATCH(BB$11,$AG29:$AJ29,0)),1,0)*IF(ISNUMBER($AF29),(1-$AF29),1) + IF(ISNUMBER(MATCH(BB$11,$AK29:$AP29,0)),-1,0)*_xlfn.IFS(ISNUMBER($AD29),$AD29,ISNUMBER($AE29),$AE29,ISNUMBER($AF29),$AF29,AND($AD29=0,$AE29=0,$AF29=0),1)","v":0},{"$f":"IF(ISNUMBER(MATCH(BC$11,$AG29:$AJ29,0)),1,0)*IF(ISNUMBER($AF29),(1-$AF29),1) + IF(ISNUMBER(MATCH(BC$11,$AK29:$AP29,0)),-1,0)*_xlfn.IFS(ISNUMBER($AD29),$AD29,ISNUMBER($AE29),$AE29,ISNUMBER($AF29),$AF29,AND($AD29=0,$AE29=0,$AF29=0),1)","v":0},{"$f":"IF(ISNUMBER(MATCH(BD$11,$AG29:$AJ29,0)),1,0)*IF(ISNUMBER($AF29),(1-$AF29),1) + IF(ISNUMBER(MATCH(BD$11,$AK29:$AP29,0)),-1,0)*_xlfn.IFS(ISNUMBER($AD29),$AD29,ISNUMBER($AE29),$AE29,ISNUMBER($AF29),$AF29,AND($AD29=0,$AE29=0,$AF29=0),1)","v":0},{"$f":"IF(ISNUMBER(MATCH(BE$11,$AG29:$AJ29,0)),1,0)*IF(ISNUMBER($AF29),(1-$AF29),1) + IF(ISNUMBER(MATCH(BE$11,$AK29:$AP29,0)),-1,0)*_xlfn.IFS(ISNUMBER($AD29),$AD29,ISNUMBER($AE29),$AE29,ISNUMBER($AF29),$AF29,AND($AD29=0,$AE29=0,$AF29=0),1)","v":0},{"$f":"IF(ISNUMBER(MATCH(BF$11,$AG29:$AJ29,0)),1,0)*IF(ISNUMBER($AF29),(1-$AF29),1) + IF(ISNUMBER(MATCH(BF$11,$AK29:$AP29,0)),-1,0)*_xlfn.IFS(ISNUMBER($AD29),$AD29,ISNUMBER($AE29),$AE29,ISNUMBER($AF29),$AF29,AND($AD29=0,$AE29=0,$AF29=0),1)","v":0},{"$f":"IF(ISNUMBER(MATCH(BG$11,$AG29:$AJ29,0)),1,0)*IF(ISNUMBER($AF29),(1-$AF29),1) + IF(ISNUMBER(MATCH(BG$11,$AK29:$AP29,0)),-1,0)*_xlfn.IFS(ISNUMBER($AD29),$AD29,ISNUMBER($AE29),$AE29,ISNUMBER($AF29),$AF29,AND($AD29=0,$AE29=0,$AF29=0),1)","v":0},{"$f":"IF(ISNUMBER(MATCH(BH$11,$AG29:$AJ29,0)),1,0)*IF(ISNUMBER($AF29),(1-$AF29),1) + IF(ISNUMBER(MATCH(BH$11,$AK29:$AP29,0)),-1,0)*_xlfn.IFS(ISNUMBER($AD29),$AD29,ISNUMBER($AE29),$AE29,ISNUMBER($AF29),$AF29,AND($AD29=0,$AE29=0,$AF29=0),1)","v":0},{"$f":"IF(ISNUMBER(MATCH(BI$11,$AG29:$AJ29,0)),1,0)*IF(ISNUMBER($AF29),(1-$AF29),1) + IF(ISNUMBER(MATCH(BI$11,$AK29:$AP29,0)),-1,0)*_xlfn.IFS(ISNUMBER($AD29),$AD29,ISNUMBER($AE29),$AE29,ISNUMBER($AF29),$AF29,AND($AD29=0,$AE29=0,$AF29=0),1)","v":0},{"$f":"IF(ISNUMBER(MATCH(BJ$11,$AG29:$AJ29,0)),1,0)*IF(ISNUMBER($AF29),(1-$AF29),1) + IF(ISNUMBER(MATCH(BJ$11,$AK29:$AP29,0)),-1,0)*_xlfn.IFS(ISNUMBER($AD29),$AD29,ISNUMBER($AE29),$AE29,ISNUMBER($AF29),$AF29,AND($AD29=0,$AE29=0,$AF29=0),1)","v":0},{"$f":"IF(ISNUMBER(MATCH(BK$11,$AG29:$AJ29,0)),1,0)*IF(ISNUMBER($AF29),(1-$AF29),1) + IF(ISNUMBER(MATCH(BK$11,$AK29:$AP29,0)),-1,0)*_xlfn.IFS(ISNUMBER($AD29),$AD29,ISNUMBER($AE29),$AE29,ISNUMBER($AF29),$AF29,AND($AD29=0,$AE29=0,$AF29=0),1)","v":1},{"$f":"IF(ISNUMBER(MATCH(BL$11,$AG29:$AJ29,0)),1,0)*IF(ISNUMBER($AF29),(1-$AF29),1) + IF(ISNUMBER(MATCH(BL$11,$AK29:$AP29,0)),-1,0)*_xlfn.IFS(ISNUMBER($AD29),$AD29,ISNUMBER($AE29),$AE29,ISNUMBER($AF29),$AF29,AND($AD29=0,$AE29=0,$AF29=0),1)","v":0},{"$f":"IF(ISNUMBER(MATCH(BM$11,$AG29:$AJ29,0)),1,0)*IF(ISNUMBER($AF29),(1-$AF29),1) + IF(ISNUMBER(MATCH(BM$11,$AK29:$AP29,0)),-1,0)*_xlfn.IFS(ISNUMBER($AD29),$AD29,ISNUMBER($AE29),$AE29,ISNUMBER($AF29),$AF29,AND($AD29=0,$AE29=0,$AF29=0),1)","v":0},{"$f":"IF(ISNUMBER(MATCH(BN$11,$AG29:$AJ29,0)),1,0)*IF(ISNUMBER($AF29),(1-$AF29),1) + IF(ISNUMBER(MATCH(BN$11,$AK29:$AP29,0)),-1,0)*_xlfn.IFS(ISNUMBER($AD29),$AD29,ISNUMBER($AE29),$AE29,ISNUMBER($AF29),$AF29,AND($AD29=0,$AE29=0,$AF29=0),1)","v":0},{"$f":"IF(ISNUMBER(MATCH(BO$11,$AG29:$AJ29,0)),1,0)*IF(ISNUMBER($AF29),(1-$AF29),1) + IF(ISNUMBER(MATCH(BO$11,$AK29:$AP29,0)),-1,0)*_xlfn.IFS(ISNUMBER($AD29),$AD29,ISNUMBER($AE29),$AE29,ISNUMBER($AF29),$AF29,AND($AD29=0,$AE29=0,$AF29=0),1)","v":0},{"$f":"IF(ISNUMBER(MATCH(BP$11,$AG29:$AJ29,0)),1,0)*IF(ISNUMBER($AF29),(1-$AF29),1) + IF(ISNUMBER(MATCH(BP$11,$AK29:$AP29,0)),-1,0)*_xlfn.IFS(ISNUMBER($AD29),$AD29,ISNUMBER($AE29),$AE29,ISNUMBER($AF29),$AF29,AND($AD29=0,$AE29=0,$AF29=0),1)","v":0},{"$f":"IF(ISNUMBER(MATCH(BQ$11,$AG29:$AJ29,0)),1,0)*IF(ISNUMBER($AF29),(1-$AF29),1) + IF(ISNUMBER(MATCH(BQ$11,$AK29:$AP29,0)),-1,0)*_xlfn.IFS(ISNUMBER($AD29),$AD29,ISNUMBER($AE29),$AE29,ISNUMBER($AF29),$AF29,AND($AD29=0,$AE29=0,$AF29=0),1)","v":0},{"$f":"IF(ISNUMBER(MATCH(BR$11,$AG29:$AJ29,0)),1,0)*IF(ISNUMBER($AF29),(1-$AF29),1) + IF(ISNUMBER(MATCH(BR$11,$AK29:$AP29,0)),-1,0)*_xlfn.IFS(ISNUMBER($AD29),$AD29,ISNUMBER($AE29),$AE29,ISNUMBER($AF29),$AF29,AND($AD29=0,$AE29=0,$AF29=0),1)","v":0},{"$f":"IF(ISNUMBER(MATCH(BS$11,$AG29:$AJ29,0)),1,0)*IF(ISNUMBER($AF29),(1-$AF29),1) + IF(ISNUMBER(MATCH(BS$11,$AK29:$AP29,0)),-1,0)*_xlfn.IFS(ISNUMBER($AD29),$AD29,ISNUMBER($AE29),$AE29,ISNUMBER($AF29),$AF29,AND($AD29=0,$AE29=0,$AF29=0),1)","v":0},{"$f":"IF(ISNUMBER(MATCH(BT$11,$AG29:$AJ29,0)),1,0)*IF(ISNUMBER($AF29),(1-$AF29),1) + IF(ISNUMBER(MATCH(BT$11,$AK29:$AP29,0)),-1,0)*_xlfn.IFS(ISNUMBER($AD29),$AD29,ISNUMBER($AE29),$AE29,ISNUMBER($AF29),$AF29,AND($AD29=0,$AE29=0,$AF29=0),1)","v":0},{"$f":"IF(ISNUMBER(MATCH(BU$11,$AG29:$AJ29,0)),1,0)*IF(ISNUMBER($AF29),(1-$AF29),1) + IF(ISNUMBER(MATCH(BU$11,$AK29:$AP29,0)),-1,0)*_xlfn.IFS(ISNUMBER($AD29),$AD29,ISNUMBER($AE29),$AE29,ISNUMBER($AF29),$AF29,AND($AD29=0,$AE29=0,$AF29=0),1)","v":-1},{"$f":"IF(ISNUMBER(MATCH(BV$11,$AG29:$AJ29,0)),1,0)*IF(ISNUMBER($AF29),(1-$AF29),1) + IF(ISNUMBER(MATCH(BV$11,$AK29:$AP29,0)),-1,0)*_xlfn.IFS(ISNUMBER($AD29),$AD29,ISNUMBER($AE29),$AE29,ISNUMBER($AF29),$AF29,AND($AD29=0,$AE29=0,$AF29=0),1)","v":0},{"$f":"IF(ISNUMBER(MATCH(BW$11,$AG29:$AJ29,0)),1,0)*IF(ISNUMBER($AF29),(1-$AF29),1) + IF(ISNUMBER(MATCH(BW$11,$AK29:$AP29,0)),-1,0)*_xlfn.IFS(ISNUMBER($AD29),$AD29,ISNUMBER($AE29),$AE29,ISNUMBER($AF29),$AF29,AND($AD29=0,$AE29=0,$AF29=0),1)","v":0},{"$f":"IF(ISNUMBER(MATCH(BX$11,$AG29:$AJ29,0)),1,0)*IF(ISNUMBER($AF29),(1-$AF29),1) + IF(ISNUMBER(MATCH(BX$11,$AK29:$AP29,0)),-1,0)*_xlfn.IFS(ISNUMBER($AD29),$AD29,ISNUMBER($AE29),$AE29,ISNUMBER($AF29),$AF29,AND($AD29=0,$AE29=0,$AF29=0),1)","v":0},{"$f":"IF(ISNUMBER(MATCH(BY$11,$AG29:$AJ29,0)),1,0)*IF(ISNUMBER($AF29),(1-$AF29),1) + IF(ISNUMBER(MATCH(BY$11,$AK29:$AP29,0)),-1,0)*_xlfn.IFS(ISNUMBER($AD29),$AD29,ISNUMBER($AE29),$AE29,ISNUMBER($AF29),$AF29,AND($AD29=0,$AE29=0,$AF29=0),1)","v":0},{"$f":"IF(ISNUMBER(MATCH(BZ$11,$AG29:$AJ29,0)),1,0)*IF(ISNUMBER($AF29),(1-$AF29),1) + IF(ISNUMBER(MATCH(BZ$11,$AK29:$AP29,0)),-1,0)*_xlfn.IFS(ISNUMBER($AD29),$AD29,ISNUMBER($AE29),$AE29,ISNUMBER($AF29),$AF29,AND($AD29=0,$AE29=0,$AF29=0),1)","v":0},{"$f":"IF(ISNUMBER(MATCH(CA$11,$AG29:$AJ29,0)),1,0)*IF(ISNUMBER($AF29),(1-$AF29),1) + IF(ISNUMBER(MATCH(CA$11,$AK29:$AP29,0)),-1,0)*_xlfn.IFS(ISNUMBER($AD29),$AD29,ISNUMBER($AE29),$AE29,ISNUMBER($AF29),$AF29,AND($AD29=0,$AE29=0,$AF29=0),1)","v":0},{"$f":"IF(ISNUMBER(MATCH(CB$11,$AG29:$AJ29,0)),1,0)*IF(ISNUMBER($AF29),(1-$AF29),1) + IF(ISNUMBER(MATCH(CB$11,$AK29:$AP29,0)),-1,0)*_xlfn.IFS(ISNUMBER($AD29),$AD29,ISNUMBER($AE29),$AE29,ISNUMBER($AF29),$AF29,AND($AD29=0,$AE29=0,$AF29=0),1)","v":0},{"$f":"IF(ISNUMBER(MATCH(CC$11,$AG29:$AJ29,0)),1,0)*IF(ISNUMBER($AF29),(1-$AF29),1) + IF(ISNUMBER(MATCH(CC$11,$AK29:$AP29,0)),-1,0)*_xlfn.IFS(ISNUMBER($AD29),$AD29,ISNUMBER($AE29),$AE29,ISNUMBER($AF29),$AF29,AND($AD29=0,$AE29=0,$AF29=0),1)","v":0},{"$f":"IF(ISNUMBER(MATCH(CD$11,$AG29:$AJ29,0)),1,0)*IF(ISNUMBER($AF29),(1-$AF29),1) + IF(ISNUMBER(MATCH(CD$11,$AK29:$AP29,0)),-1,0)*_xlfn.IFS(ISNUMBER($AD29),$AD29,ISNUMBER($AE29),$AE29,ISNUMBER($AF29),$AF29,AND($AD29=0,$AE29=0,$AF29=0),1)","v":0},{"$f":"IF(ISNUMBER(MATCH(CE$11,$AG29:$AJ29,0)),1,0)*IF(ISNUMBER($AF29),(1-$AF29),1) + IF(ISNUMBER(MATCH(CE$11,$AK29:$AP29,0)),-1,0)*_xlfn.IFS(ISNUMBER($AD29),$AD29,ISNUMBER($AE29),$AE29,ISNUMBER($AF29),$AF29,AND($AD29=0,$AE29=0,$AF29=0),1)","v":0},{"$f":"IF(ISNUMBER(MATCH(CF$11,$AG29:$AJ29,0)),1,0)*IF(ISNUMBER($AF29),(1-$AF29),1) + IF(ISNUMBER(MATCH(CF$11,$AK29:$AP29,0)),-1,0)*_xlfn.IFS(ISNUMBER($AD29),$AD29,ISNUMBER($AE29),$AE29,ISNUMBER($AF29),$AF29,AND($AD29=0,$AE29=0,$AF29=0),1)","v":1},{"$f":"IF(ISNUMBER(MATCH(CG$11,$AG29:$AJ29,0)),1,0)*IF(ISNUMBER($AF29),(1-$AF29),1) + IF(ISNUMBER(MATCH(CG$11,$AK29:$AP29,0)),-1,0)*_xlfn.IFS(ISNUMBER($AD29),$AD29,ISNUMBER($AE29),$AE29,ISNUMBER($AF29),$AF29,AND($AD29=0,$AE29=0,$AF29=0),1)","v":0},{"$f":"IF(ISNUMBER(MATCH(CH$11,$AG29:$AJ29,0)),1,0)*IF(ISNUMBER($AF29),(1-$AF29),1) + IF(ISNUMBER(MATCH(CH$11,$AK29:$AP29,0)),-1,0)*_xlfn.IFS(ISNUMBER($AD29),$AD29,ISNUMBER($AE29),$AE29,ISNUMBER($AF29),$AF29,AND($AD29=0,$AE29=0,$AF29=0),1)","v":0},{"$f":"IF(ISNUMBER(MATCH(CI$11,$AG29:$AJ29,0)),1,0)*IF(ISNUMBER($AF29),(1-$AF29),1) + IF(ISNUMBER(MATCH(CI$11,$AK29:$AP29,0)),-1,0)*_xlfn.IFS(ISNUMBER($AD29),$AD29,ISNUMBER($AE29),$AE29,ISNUMBER($AF29),$AF29,AND($AD29=0,$AE29=0,$AF29=0),1)","v":0},{"$f":"IF(ISNUMBER(MATCH(CJ$11,$AG29:$AJ29,0)),1,0)*IF(ISNUMBER($AF29),(1-$AF29),1) + IF(ISNUMBER(MATCH(CJ$11,$AK29:$AP29,0)),-1,0)*_xlfn.IFS(ISNUMBER($AD29),$AD29,ISNUMBER($AE29),$AE29,ISNUMBER($AF29),$AF29,AND($AD29=0,$AE29=0,$AF29=0),1)","v":0},{"$f":"IF(ISNUMBER(MATCH(CK$11,$AG29:$AJ29,0)),1,0)*IF(ISNUMBER($AF29),(1-$AF29),1) + IF(ISNUMBER(MATCH(CK$11,$AK29:$AP29,0)),-1,0)*_xlfn.IFS(ISNUMBER($AD29),$AD29,ISNUMBER($AE29),$AE29,ISNUMBER($AF29),$AF29,AND($AD29=0,$AE29=0,$AF29=0),1)","v":0},{"$f":"IF(ISNUMBER(MATCH(CL$11,$AG29:$AJ29,0)),1,0)*IF(ISNUMBER($AF29),(1-$AF29),1) + IF(ISNUMBER(MATCH(CL$11,$AK29:$AP29,0)),-1,0)*_xlfn.IFS(ISNUMBER($AD29),$AD29,ISNUMBER($AE29),$AE29,ISNUMBER($AF29),$AF29,AND($AD29=0,$AE29=0,$AF29=0),1)","v":0},{"$f":"IF(ISNUMBER(MATCH(CM$11,$AG29:$AJ29,0)),1,0)*IF(ISNUMBER($AF29),(1-$AF29),1) + IF(ISNUMBER(MATCH(CM$11,$AK29:$AP29,0)),-1,0)*_xlfn.IFS(ISNUMBER($AD29),$AD29,ISNUMBER($AE29),$AE29,ISNUMBER($AF29),$AF29,AND($AD29=0,$AE29=0,$AF29=0),1)","v":0},{"$f":"IF(ISNUMBER(MATCH(CN$11,$AG29:$AJ29,0)),1,0)*IF(ISNUMBER($AF29),(1-$AF29),1) + IF(ISNUMBER(MATCH(CN$11,$AK29:$AP29,0)),-1,0)*_xlfn.IFS(ISNUMBER($AD29),$AD29,ISNUMBER($AE29),$AE29,ISNUMBER($AF29),$AF29,AND($AD29=0,$AE29=0,$AF29=0),1)","v":0},{"$f":"IF(ISNUMBER(MATCH(CO$11,$AG29:$AJ29,0)),1,0)*IF(ISNUMBER($AF29),(1-$AF29),1) + IF(ISNUMBER(MATCH(CO$11,$AK29:$AP29,0)),-1,0)*_xlfn.IFS(ISNUMBER($AD29),$AD29,ISNUMBER($AE29),$AE29,ISNUMBER($AF29),$AF29,AND($AD29=0,$AE29=0,$AF29=0),1)","v":0},{"$f":"IF(ISNUMBER(MATCH(CP$11,$AG29:$AJ29,0)),1,0)*IF(ISNUMBER($AF29),(1-$AF29),1) + IF(ISNUMBER(MATCH(CP$11,$AK29:$AP29,0)),-1,0)*_xlfn.IFS(ISNUMBER($AD29),$AD29,ISNUMBER($AE29),$AE29,ISNUMBER($AF29),$AF29,AND($AD29=0,$AE29=0,$AF29=0),1)","v":0},{"$f":"IF(ISNUMBER(MATCH(CQ$11,$AG29:$AJ29,0)),1,0)*IF(ISNUMBER($AF29),(1-$AF29),1) + IF(ISNUMBER(MATCH(CQ$11,$AK29:$AP29,0)),-1,0)*_xlfn.IFS(ISNUMBER($AD29),$AD29,ISNUMBER($AE29),$AE29,ISNUMBER($AF29),$AF29,AND($AD29=0,$AE29=0,$AF29=0),1)","v":0},{"$f":"IF(ISNUMBER(MATCH(CR$11,$AG29:$AJ29,0)),1,0)*IF(ISNUMBER($AF29),(1-$AF29),1) + IF(ISNUMBER(MATCH(CR$11,$AK29:$AP29,0)),-1,0)*_xlfn.IFS(ISNUMBER($AD29),$AD29,ISNUMBER($AE29),$AE29,ISNUMBER($AF29),$AF29,AND($AD29=0,$AE29=0,$AF29=0),1)","v":0},{"$f":"IF(ISNUMBER(MATCH(CS$11,$AG29:$AJ29,0)),1,0)*IF(ISNUMBER($AF29),(1-$AF29),1) + IF(ISNUMBER(MATCH(CS$11,$AK29:$AP29,0)),-1,0)*_xlfn.IFS(ISNUMBER($AD29),$AD29,ISNUMBER($AE29),$AE29,ISNUMBER($AF29),$AF29,AND($AD29=0,$AE29=0,$AF29=0),1)","v":0},{"$f":"IF(ISNUMBER(MATCH(CT$11,$AG29:$AJ29,0)),1,0)*IF(ISNUMBER($AF29),(1-$AF29),1) + IF(ISNUMBER(MATCH(CT$11,$AK29:$AP29,0)),-1,0)*_xlfn.IFS(ISNUMBER($AD29),$AD29,ISNUMBER($AE29),$AE29,ISNUMBER($AF29),$AF29,AND($AD29=0,$AE29=0,$AF29=0),1)","v":0},{"$f":"IF(ISNUMBER(MATCH(CU$11,$AG29:$AJ29,0)),1,0)*IF(ISNUMBER($AF29),(1-$AF29),1) + IF(ISNUMBER(MATCH(CU$11,$AK29:$AP29,0)),-1,0)*_xlfn.IFS(ISNUMBER($AD29),$AD29,ISNUMBER($AE29),$AE29,ISNUMBER($AF29),$AF29,AND($AD29=0,$AE29=0,$AF29=0),1)","v":0},{"$f":"IF(ISNUMBER(MATCH(CV$11,$AG29:$AJ29,0)),1,0)*IF(ISNUMBER($AF29),(1-$AF29),1) + IF(ISNUMBER(MATCH(CV$11,$AK29:$AP29,0)),-1,0)*_xlfn.IFS(ISNUMBER($AD29),$AD29,ISNUMBER($AE29),$AE29,ISNUMBER($AF29),$AF29,AND($AD29=0,$AE29=0,$AF29=0),1)","v":0},{"$f":"IF(ISNUMBER(MATCH(CW$11,$AG29:$AJ29,0)),1,0)*IF(ISNUMBER($AF29),(1-$AF29),1) + IF(ISNUMBER(MATCH(CW$11,$AK29:$AP29,0)),-1,0)*_xlfn.IFS(ISNUMBER($AD29),$AD29,ISNUMBER($AE29),$AE29,ISNUMBER($AF29),$AF29,AND($AD29=0,$AE29=0,$AF29=0),1)","v":0},{"$f":"IF(ISNUMBER(MATCH(CX$11,$AG29:$AJ29,0)),1,0)*IF(ISNUMBER($AF29),(1-$AF29),1) + IF(ISNUMBER(MATCH(CX$11,$AK29:$AP29,0)),-1,0)*_xlfn.IFS(ISNUMBER($AD29),$AD29,ISNUMBER($AE29),$AE29,ISNUMBER($AF29),$AF29,AND($AD29=0,$AE29=0,$AF29=0),1)","v":0},{"$f":"IF(ISNUMBER(MATCH(CY$11,$AG29:$AJ29,0)),1,0)*IF(ISNUMBER($AF29),(1-$AF29),1) + IF(ISNUMBER(MATCH(CY$11,$AK29:$AP29,0)),-1,0)*_xlfn.IFS(ISNUMBER($AD29),$AD29,ISNUMBER($AE29),$AE29,ISNUMBER($AF29),$AF29,AND($AD29=0,$AE29=0,$AF29=0),1)","v":0},{"$f":"IF(ISNUMBER(MATCH(CZ$11,$AG29:$AJ29,0)),1,0)*IF(ISNUMBER($AF29),(1-$AF29),1) + IF(ISNUMBER(MATCH(CZ$11,$AK29:$AP29,0)),-1,0)*_xlfn.IFS(ISNUMBER($AD29),$AD29,ISNUMBER($AE29),$AE29,ISNUMBER($AF29),$AF29,AND($AD29=0,$AE29=0,$AF29=0),1)","v":0},{"$f":"IF(ISNUMBER(MATCH(DA$11,$AG29:$AJ29,0)),1,0)*IF(ISNUMBER($AF29),(1-$AF29),1) + IF(ISNUMBER(MATCH(DA$11,$AK29:$AP29,0)),-1,0)*_xlfn.IFS(ISNUMBER($AD29),$AD29,ISNUMBER($AE29),$AE29,ISNUMBER($AF29),$AF29,AND($AD29=0,$AE29=0,$AF29=0),1)","v":0},{"$f":"IF(ISNUMBER(MATCH(DB$11,$AG29:$AJ29,0)),1,0)*IF(ISNUMBER($AF29),(1-$AF29),1) + IF(ISNUMBER(MATCH(DB$11,$AK29:$AP29,0)),-1,0)*_xlfn.IFS(ISNUMBER($AD29),$AD29,ISNUMBER($AE29),$AE29,ISNUMBER($AF29),$AF29,AND($AD29=0,$AE29=0,$AF29=0),1)","v":0},{"$f":"IF(ISNUMBER(MATCH(DC$11,$AG29:$AJ29,0)),1,0)*IF(ISNUMBER($AF29),(1-$AF29),1) + IF(ISNUMBER(MATCH(DC$11,$AK29:$AP29,0)),-1,0)*_xlfn.IFS(ISNUMBER($AD29),$AD29,ISNUMBER($AE29),$AE29,ISNUMBER($AF29),$AF29,AND($AD29=0,$AE29=0,$AF29=0),1)","v":0},{"$f":"IF(ISNUMBER(MATCH(DD$11,$AG29:$AJ29,0)),1,0)*IF(ISNUMBER($AF29),(1-$AF29),1) + IF(ISNUMBER(MATCH(DD$11,$AK29:$AP29,0)),-1,0)*_xlfn.IFS(ISNUMBER($AD29),$AD29,ISNUMBER($AE29),$AE29,ISNUMBER($AF29),$AF29,AND($AD29=0,$AE29=0,$AF29=0),1)","v":0},{"$f":"IF(ISNUMBER(MATCH(DE$11,$AG29:$AJ29,0)),1,0)*IF(ISNUMBER($AF29),(1-$AF29),1) + IF(ISNUMBER(MATCH(DE$11,$AK29:$AP29,0)),-1,0)*_xlfn.IFS(ISNUMBER($AD29),$AD29,ISNUMBER($AE29),$AE29,ISNUMBER($AF29),$AF29,AND($AD29=0,$AE29=0,$AF29=0),1)","v":0},null,0,null,"5A","Chicago",41.875999999999998,-87.623999999999995,"Cool","Humid",0,0,0,null,-36,{"$error":"#N/A"},{"$error":"#N/A"},0,0,0,0,0,0,0,0,0,0,0,0,0,0,0,0,0,0,21,0,0]
[34,"electricity water impact",{"$f":"INDIRECT(\"Input!\"&$C$2&A30)","v":0.2},null,"Financial metrics",null,null,null,"OPEX maintenance",{"$f":"J36*$C$28+J37*$C$27","v":{"$error":"#N/A"}},{"$error":"#N/A"},{"$error":"#N/A"},{"$error":"#N/A"},{"$error":"#N/A"},{"$error":"#N/A"},{"$error":"#N/A"},{"$error":"#N/A"},null,"e_drms_crit-dr1",0,{"$error":"#N/A"},null,null,null,null,null,null,"Conservation",null,null,null,null,"q_drms_dr1-hru,ht",null,null,null,"q_dr1_cls,l",null,null,null,null,null,null,{"$f":"IF(ISNUMBER(MATCH(AR$11,$AG30:$AJ30,0)),1,0)*IF(ISNUMBER($AF30),(1-$AF30),1) + IF(ISNUMBER(MATCH(AR$11,$AK30:$AP30,0)),-1,0)*_xlfn.IFS(ISNUMBER($AD30),$AD30,ISNUMBER($AE30),$AE30,ISNUMBER($AF30),$AF30,AND($AD30=0,$AE30=0,$AF30=0),1)","v":0},{"$f":"IF(ISNUMBER(MATCH(AS$11,$AG30:$AJ30,0)),1,0)*IF(ISNUMBER($AF30),(1-$AF30),1) + IF(ISNUMBER(MATCH(AS$11,$AK30:$AP30,0)),-1,0)*_xlfn.IFS(ISNUMBER($AD30),$AD30,ISNUMBER($AE30),$AE30,ISNUMBER($AF30),$AF30,AND($AD30=0,$AE30=0,$AF30=0),1)","v":0},{"$f":"IF(ISNUMBER(MATCH(AT$11,$AG30:$AJ30,0)),1,0)*IF(ISNUMBER($AF30),(1-$AF30),1) + IF(ISNUMBER(MATCH(AT$11,$AK30:$AP30,0)),-1,0)*_xlfn.IFS(ISNUMBER($AD30),$AD30,ISNUMBER($AE30),$AE30,ISNUMBER($AF30),$AF30,AND($AD30=0,$AE30=0,$AF30=0),1)","v":0},{"$f":"IF(ISNUMBER(MATCH(AU$11,$AG30:$AJ30,0)),1,0)*IF(ISNUMBER($AF30),(1-$AF30),1) + IF(ISNUMBER(MATCH(AU$11,$AK30:$AP30,0)),-1,0)*_xlfn.IFS(ISNUMBER($AD30),$AD30,ISNUMBER($AE30),$AE30,ISNUMBER($AF30),$AF30,AND($AD30=0,$AE30=0,$AF30=0),1)","v":0},{"$f":"IF(ISNUMBER(MATCH(AV$11,$AG30:$AJ30,0)),1,0)*IF(ISNUMBER($AF30),(1-$AF30),1) + IF(ISNUMBER(MATCH(AV$11,$AK30:$AP30,0)),-1,0)*_xlfn.IFS(ISNUMBER($AD30),$AD30,ISNUMBER($AE30),$AE30,ISNUMBER($AF30),$AF30,AND($AD30=0,$AE30=0,$AF30=0),1)","v":0},{"$f":"IF(ISNUMBER(MATCH(AW$11,$AG30:$AJ30,0)),1,0)*IF(ISNUMBER($AF30),(1-$AF30),1) + IF(ISNUMBER(MATCH(AW$11,$AK30:$AP30,0)),-1,0)*_xlfn.IFS(ISNUMBER($AD30),$AD30,ISNUMBER($AE30),$AE30,ISNUMBER($AF30),$AF30,AND($AD30=0,$AE30=0,$AF30=0),1)","v":0},{"$f":"IF(ISNUMBER(MATCH(AX$11,$AG30:$AJ30,0)),1,0)*IF(ISNUMBER($AF30),(1-$AF30),1) + IF(ISNUMBER(MATCH(AX$11,$AK30:$AP30,0)),-1,0)*_xlfn.IFS(ISNUMBER($AD30),$AD30,ISNUMBER($AE30),$AE30,ISNUMBER($AF30),$AF30,AND($AD30=0,$AE30=0,$AF30=0),1)","v":0},{"$f":"IF(ISNUMBER(MATCH(AY$11,$AG30:$AJ30,0)),1,0)*IF(ISNUMBER($AF30),(1-$AF30),1) + IF(ISNUMBER(MATCH(AY$11,$AK30:$AP30,0)),-1,0)*_xlfn.IFS(ISNUMBER($AD30),$AD30,ISNUMBER($AE30),$AE30,ISNUMBER($AF30),$AF30,AND($AD30=0,$AE30=0,$AF30=0),1)","v":0},{"$f":"IF(ISNUMBER(MATCH(AZ$11,$AG30:$AJ30,0)),1,0)*IF(ISNUMBER($AF30),(1-$AF30),1) + IF(ISNUMBER(MATCH(AZ$11,$AK30:$AP30,0)),-1,0)*_xlfn.IFS(ISNUMBER($AD30),$AD30,ISNUMBER($AE30),$AE30,ISNUMBER($AF30),$AF30,AND($AD30=0,$AE30=0,$AF30=0),1)","v":0},{"$f":"IF(ISNUMBER(MATCH(BA$11,$AG30:$AJ30,0)),1,0)*IF(ISNUMBER($AF30),(1-$AF30),1) + IF(ISNUMBER(MATCH(BA$11,$AK30:$AP30,0)),-1,0)*_xlfn.IFS(ISNUMBER($AD30),$AD30,ISNUMBER($AE30),$AE30,ISNUMBER($AF30),$AF30,AND($AD30=0,$AE30=0,$AF30=0),1)","v":0},{"$f":"IF(ISNUMBER(MATCH(BB$11,$AG30:$AJ30,0)),1,0)*IF(ISNUMBER($AF30),(1-$AF30),1) + IF(ISNUMBER(MATCH(BB$11,$AK30:$AP30,0)),-1,0)*_xlfn.IFS(ISNUMBER($AD30),$AD30,ISNUMBER($AE30),$AE30,ISNUMBER($AF30),$AF30,AND($AD30=0,$AE30=0,$AF30=0),1)","v":0},{"$f":"IF(ISNUMBER(MATCH(BC$11,$AG30:$AJ30,0)),1,0)*IF(ISNUMBER($AF30),(1-$AF30),1) + IF(ISNUMBER(MATCH(BC$11,$AK30:$AP30,0)),-1,0)*_xlfn.IFS(ISNUMBER($AD30),$AD30,ISNUMBER($AE30),$AE30,ISNUMBER($AF30),$AF30,AND($AD30=0,$AE30=0,$AF30=0),1)","v":0},{"$f":"IF(ISNUMBER(MATCH(BD$11,$AG30:$AJ30,0)),1,0)*IF(ISNUMBER($AF30),(1-$AF30),1) + IF(ISNUMBER(MATCH(BD$11,$AK30:$AP30,0)),-1,0)*_xlfn.IFS(ISNUMBER($AD30),$AD30,ISNUMBER($AE30),$AE30,ISNUMBER($AF30),$AF30,AND($AD30=0,$AE30=0,$AF30=0),1)","v":0},{"$f":"IF(ISNUMBER(MATCH(BE$11,$AG30:$AJ30,0)),1,0)*IF(ISNUMBER($AF30),(1-$AF30),1) + IF(ISNUMBER(MATCH(BE$11,$AK30:$AP30,0)),-1,0)*_xlfn.IFS(ISNUMBER($AD30),$AD30,ISNUMBER($AE30),$AE30,ISNUMBER($AF30),$AF30,AND($AD30=0,$AE30=0,$AF30=0),1)","v":0},{"$f":"IF(ISNUMBER(MATCH(BF$11,$AG30:$AJ30,0)),1,0)*IF(ISNUMBER($AF30),(1-$AF30),1) + IF(ISNUMBER(MATCH(BF$11,$AK30:$AP30,0)),-1,0)*_xlfn.IFS(ISNUMBER($AD30),$AD30,ISNUMBER($AE30),$AE30,ISNUMBER($AF30),$AF30,AND($AD30=0,$AE30=0,$AF30=0),1)","v":0},{"$f":"IF(ISNUMBER(MATCH(BG$11,$AG30:$AJ30,0)),1,0)*IF(ISNUMBER($AF30),(1-$AF30),1) + IF(ISNUMBER(MATCH(BG$11,$AK30:$AP30,0)),-1,0)*_xlfn.IFS(ISNUMBER($AD30),$AD30,ISNUMBER($AE30),$AE30,ISNUMBER($AF30),$AF30,AND($AD30=0,$AE30=0,$AF30=0),1)","v":0},{"$f":"IF(ISNUMBER(MATCH(BH$11,$AG30:$AJ30,0)),1,0)*IF(ISNUMBER($AF30),(1-$AF30),1) + IF(ISNUMBER(MATCH(BH$11,$AK30:$AP30,0)),-1,0)*_xlfn.IFS(ISNUMBER($AD30),$AD30,ISNUMBER($AE30),$AE30,ISNUMBER($AF30),$AF30,AND($AD30=0,$AE30=0,$AF30=0),1)","v":0},{"$f":"IF(ISNUMBER(MATCH(BI$11,$AG30:$AJ30,0)),1,0)*IF(ISNUMBER($AF30),(1-$AF30),1) + IF(ISNUMBER(MATCH(BI$11,$AK30:$AP30,0)),-1,0)*_xlfn.IFS(ISNUMBER($AD30),$AD30,ISNUMBER($AE30),$AE30,ISNUMBER($AF30),$AF30,AND($AD30=0,$AE30=0,$AF30=0),1)","v":0},{"$f":"IF(ISNUMBER(MATCH(BJ$11,$AG30:$AJ30,0)),1,0)*IF(ISNUMBER($AF30),(1-$AF30),1) + IF(ISNUMBER(MATCH(BJ$11,$AK30:$AP30,0)),-1,0)*_xlfn.IFS(ISNUMBER($AD30),$AD30,ISNUMBER($AE30),$AE30,ISNUMBER($AF30),$AF30,AND($AD30=0,$AE30=0,$AF30=0),1)","v":0},{"$f":"IF(ISNUMBER(MATCH(BK$11,$AG30:$AJ30,0)),1,0)*IF(ISNUMBER($AF30),(1-$AF30),1) + IF(ISNUMBER(MATCH(BK$11,$AK30:$AP30,0)),-1,0)*_xlfn.IFS(ISNUMBER($AD30),$AD30,ISNUMBER($AE30),$AE30,ISNUMBER($AF30),$AF30,AND($AD30=0,$AE30=0,$AF30=0),1)","v":0},{"$f":"IF(ISNUMBER(MATCH(BL$11,$AG30:$AJ30,0)),1,0)*IF(ISNUMBER($AF30),(1-$AF30),1) + IF(ISNUMBER(MATCH(BL$11,$AK30:$AP30,0)),-1,0)*_xlfn.IFS(ISNUMBER($AD30),$AD30,ISNUMBER($AE30),$AE30,ISNUMBER($AF30),$AF30,AND($AD30=0,$AE30=0,$AF30=0),1)","v":0},{"$f":"IF(ISNUMBER(MATCH(BM$11,$AG30:$AJ30,0)),1,0)*IF(ISNUMBER($AF30),(1-$AF30),1) + IF(ISNUMBER(MATCH(BM$11,$AK30:$AP30,0)),-1,0)*_xlfn.IFS(ISNUMBER($AD30),$AD30,ISNUMBER($AE30),$AE30,ISNUMBER($AF30),$AF30,AND($AD30=0,$AE30=0,$AF30=0),1)","v":0},{"$f":"IF(ISNUMBER(MATCH(BN$11,$AG30:$AJ30,0)),1,0)*IF(ISNUMBER($AF30),(1-$AF30),1) + IF(ISNUMBER(MATCH(BN$11,$AK30:$AP30,0)),-1,0)*_xlfn.IFS(ISNUMBER($AD30),$AD30,ISNUMBER($AE30),$AE30,ISNUMBER($AF30),$AF30,AND($AD30=0,$AE30=0,$AF30=0),1)","v":0},{"$f":"IF(ISNUMBER(MATCH(BO$11,$AG30:$AJ30,0)),1,0)*IF(ISNUMBER($AF30),(1-$AF30),1) + IF(ISNUMBER(MATCH(BO$11,$AK30:$AP30,0)),-1,0)*_xlfn.IFS(ISNUMBER($AD30),$AD30,ISNUMBER($AE30),$AE30,ISNUMBER($AF30),$AF30,AND($AD30=0,$AE30=0,$AF30=0),1)","v":0},{"$f":"IF(ISNUMBER(MATCH(BP$11,$AG30:$AJ30,0)),1,0)*IF(ISNUMBER($AF30),(1-$AF30),1) + IF(ISNUMBER(MATCH(BP$11,$AK30:$AP30,0)),-1,0)*_xlfn.IFS(ISNUMBER($AD30),$AD30,ISNUMBER($AE30),$AE30,ISNUMBER($AF30),$AF30,AND($AD30=0,$AE30=0,$AF30=0),1)","v":0},{"$f":"IF(ISNUMBER(MATCH(BQ$11,$AG30:$AJ30,0)),1,0)*IF(ISNUMBER($AF30),(1-$AF30),1) + IF(ISNUMBER(MATCH(BQ$11,$AK30:$AP30,0)),-1,0)*_xlfn.IFS(ISNUMBER($AD30),$AD30,ISNUMBER($AE30),$AE30,ISNUMBER($AF30),$AF30,AND($AD30=0,$AE30=0,$AF30=0),1)","v":0},{"$f":"IF(ISNUMBER(MATCH(BR$11,$AG30:$AJ30,0)),1,0)*IF(ISNUMBER($AF30),(1-$AF30),1) + IF(ISNUMBER(MATCH(BR$11,$AK30:$AP30,0)),-1,0)*_xlfn.IFS(ISNUMBER($AD30),$AD30,ISNUMBER($AE30),$AE30,ISNUMBER($AF30),$AF30,AND($AD30=0,$AE30=0,$AF30=0),1)","v":0},{"$f":"IF(ISNUMBER(MATCH(BS$11,$AG30:$AJ30,0)),1,0)*IF(ISNUMBER($AF30),(1-$AF30),1) + IF(ISNUMBER(MATCH(BS$11,$AK30:$AP30,0)),-1,0)*_xlfn.IFS(ISNUMBER($AD30),$AD30,ISNUMBER($AE30),$AE30,ISNUMBER($AF30),$AF30,AND($AD30=0,$AE30=0,$AF30=0),1)","v":0},{"$f":"IF(ISNUMBER(MATCH(BT$11,$AG30:$AJ30,0)),1,0)*IF(ISNUMBER($AF30),(1-$AF30),1) + IF(ISNUMBER(MATCH(BT$11,$AK30:$AP30,0)),-1,0)*_xlfn.IFS(ISNUMBER($AD30),$AD30,ISNUMBER($AE30),$AE30,ISNUMBER($AF30),$AF30,AND($AD30=0,$AE30=0,$AF30=0),1)","v":0},{"$f":"IF(ISNUMBER(MATCH(BU$11,$AG30:$AJ30,0)),1,0)*IF(ISNUMBER($AF30),(1-$AF30),1) + IF(ISNUMBER(MATCH(BU$11,$AK30:$AP30,0)),-1,0)*_xlfn.IFS(ISNUMBER($AD30),$AD30,ISNUMBER($AE30),$AE30,ISNUMBER($AF30),$AF30,AND($AD30=0,$AE30=0,$AF30=0),1)","v":0},{"$f":"IF(ISNUMBER(MATCH(BV$11,$AG30:$AJ30,0)),1,0)*IF(ISNUMBER($AF30),(1-$AF30),1) + IF(ISNUMBER(MATCH(BV$11,$AK30:$AP30,0)),-1,0)*_xlfn.IFS(ISNUMBER($AD30),$AD30,ISNUMBER($AE30),$AE30,ISNUMBER($AF30),$AF30,AND($AD30=0,$AE30=0,$AF30=0),1)","v":1},{"$f":"IF(ISNUMBER(MATCH(BW$11,$AG30:$AJ30,0)),1,0)*IF(ISNUMBER($AF30),(1-$AF30),1) + IF(ISNUMBER(MATCH(BW$11,$AK30:$AP30,0)),-1,0)*_xlfn.IFS(ISNUMBER($AD30),$AD30,ISNUMBER($AE30),$AE30,ISNUMBER($AF30),$AF30,AND($AD30=0,$AE30=0,$AF30=0),1)","v":0},{"$f":"IF(ISNUMBER(MATCH(BX$11,$AG30:$AJ30,0)),1,0)*IF(ISNUMBER($AF30),(1-$AF30),1) + IF(ISNUMBER(MATCH(BX$11,$AK30:$AP30,0)),-1,0)*_xlfn.IFS(ISNUMBER($AD30),$AD30,ISNUMBER($AE30),$AE30,ISNUMBER($AF30),$AF30,AND($AD30=0,$AE30=0,$AF30=0),1)","v":0},{"$f":"IF(ISNUMBER(MATCH(BY$11,$AG30:$AJ30,0)),1,0)*IF(ISNUMBER($AF30),(1-$AF30),1) + IF(ISNUMBER(MATCH(BY$11,$AK30:$AP30,0)),-1,0)*_xlfn.IFS(ISNUMBER($AD30),$AD30,ISNUMBER($AE30),$AE30,ISNUMBER($AF30),$AF30,AND($AD30=0,$AE30=0,$AF30=0),1)","v":0},{"$f":"IF(ISNUMBER(MATCH(BZ$11,$AG30:$AJ30,0)),1,0)*IF(ISNUMBER($AF30),(1-$AF30),1) + IF(ISNUMBER(MATCH(BZ$11,$AK30:$AP30,0)),-1,0)*_xlfn.IFS(ISNUMBER($AD30),$AD30,ISNUMBER($AE30),$AE30,ISNUMBER($AF30),$AF30,AND($AD30=0,$AE30=0,$AF30=0),1)","v":0},{"$f":"IF(ISNUMBER(MATCH(CA$11,$AG30:$AJ30,0)),1,0)*IF(ISNUMBER($AF30),(1-$AF30),1) + IF(ISNUMBER(MATCH(CA$11,$AK30:$AP30,0)),-1,0)*_xlfn.IFS(ISNUMBER($AD30),$AD30,ISNUMBER($AE30),$AE30,ISNUMBER($AF30),$AF30,AND($AD30=0,$AE30=0,$AF30=0),1)","v":0},{"$f":"IF(ISNUMBER(MATCH(CB$11,$AG30:$AJ30,0)),1,0)*IF(ISNUMBER($AF30),(1-$AF30),1) + IF(ISNUMBER(MATCH(CB$11,$AK30:$AP30,0)),-1,0)*_xlfn.IFS(ISNUMBER($AD30),$AD30,ISNUMBER($AE30),$AE30,ISNUMBER($AF30),$AF30,AND($AD30=0,$AE30=0,$AF30=0),1)","v":0},{"$f":"IF(ISNUMBER(MATCH(CC$11,$AG30:$AJ30,0)),1,0)*IF(ISNUMBER($AF30),(1-$AF30),1) + IF(ISNUMBER(MATCH(CC$11,$AK30:$AP30,0)),-1,0)*_xlfn.IFS(ISNUMBER($AD30),$AD30,ISNUMBER($AE30),$AE30,ISNUMBER($AF30),$AF30,AND($AD30=0,$AE30=0,$AF30=0),1)","v":0},{"$f":"IF(ISNUMBER(MATCH(CD$11,$AG30:$AJ30,0)),1,0)*IF(ISNUMBER($AF30),(1-$AF30),1) + IF(ISNUMBER(MATCH(CD$11,$AK30:$AP30,0)),-1,0)*_xlfn.IFS(ISNUMBER($AD30),$AD30,ISNUMBER($AE30),$AE30,ISNUMBER($AF30),$AF30,AND($AD30=0,$AE30=0,$AF30=0),1)","v":0},{"$f":"IF(ISNUMBER(MATCH(CE$11,$AG30:$AJ30,0)),1,0)*IF(ISNUMBER($AF30),(1-$AF30),1) + IF(ISNUMBER(MATCH(CE$11,$AK30:$AP30,0)),-1,0)*_xlfn.IFS(ISNUMBER($AD30),$AD30,ISNUMBER($AE30),$AE30,ISNUMBER($AF30),$AF30,AND($AD30=0,$AE30=0,$AF30=0),1)","v":0},{"$f":"IF(ISNUMBER(MATCH(CF$11,$AG30:$AJ30,0)),1,0)*IF(ISNUMBER($AF30),(1-$AF30),1) + IF(ISNUMBER(MATCH(CF$11,$AK30:$AP30,0)),-1,0)*_xlfn.IFS(ISNUMBER($AD30),$AD30,ISNUMBER($AE30),$AE30,ISNUMBER($AF30),$AF30,AND($AD30=0,$AE30=0,$AF30=0),1)","v":0},{"$f":"IF(ISNUMBER(MATCH(CG$11,$AG30:$AJ30,0)),1,0)*IF(ISNUMBER($AF30),(1-$AF30),1) + IF(ISNUMBER(MATCH(CG$11,$AK30:$AP30,0)),-1,0)*_xlfn.IFS(ISNUMBER($AD30),$AD30,ISNUMBER($AE30),$AE30,ISNUMBER($AF30),$AF30,AND($AD30=0,$AE30=0,$AF30=0),1)","v":-1},{"$f":"IF(ISNUMBER(MATCH(CH$11,$AG30:$AJ30,0)),1,0)*IF(ISNUMBER($AF30),(1-$AF30),1) + IF(ISNUMBER(MATCH(CH$11,$AK30:$AP30,0)),-1,0)*_xlfn.IFS(ISNUMBER($AD30),$AD30,ISNUMBER($AE30),$AE30,ISNUMBER($AF30),$AF30,AND($AD30=0,$AE30=0,$AF30=0),1)","v":0},{"$f":"IF(ISNUMBER(MATCH(CI$11,$AG30:$AJ30,0)),1,0)*IF(ISNUMBER($AF30),(1-$AF30),1) + IF(ISNUMBER(MATCH(CI$11,$AK30:$AP30,0)),-1,0)*_xlfn.IFS(ISNUMBER($AD30),$AD30,ISNUMBER($AE30),$AE30,ISNUMBER($AF30),$AF30,AND($AD30=0,$AE30=0,$AF30=0),1)","v":0},{"$f":"IF(ISNUMBER(MATCH(CJ$11,$AG30:$AJ30,0)),1,0)*IF(ISNUMBER($AF30),(1-$AF30),1) + IF(ISNUMBER(MATCH(CJ$11,$AK30:$AP30,0)),-1,0)*_xlfn.IFS(ISNUMBER($AD30),$AD30,ISNUMBER($AE30),$AE30,ISNUMBER($AF30),$AF30,AND($AD30=0,$AE30=0,$AF30=0),1)","v":0},{"$f":"IF(ISNUMBER(MATCH(CK$11,$AG30:$AJ30,0)),1,0)*IF(ISNUMBER($AF30),(1-$AF30),1) + IF(ISNUMBER(MATCH(CK$11,$AK30:$AP30,0)),-1,0)*_xlfn.IFS(ISNUMBER($AD30),$AD30,ISNUMBER($AE30),$AE30,ISNUMBER($AF30),$AF30,AND($AD30=0,$AE30=0,$AF30=0),1)","v":0},{"$f":"IF(ISNUMBER(MATCH(CL$11,$AG30:$AJ30,0)),1,0)*IF(ISNUMBER($AF30),(1-$AF30),1) + IF(ISNUMBER(MATCH(CL$11,$AK30:$AP30,0)),-1,0)*_xlfn.IFS(ISNUMBER($AD30),$AD30,ISNUMBER($AE30),$AE30,ISNUMBER($AF30),$AF30,AND($AD30=0,$AE30=0,$AF30=0),1)","v":0},{"$f":"IF(ISNUMBER(MATCH(CM$11,$AG30:$AJ30,0)),1,0)*IF(ISNUMBER($AF30),(1-$AF30),1) + IF(ISNUMBER(MATCH(CM$11,$AK30:$AP30,0)),-1,0)*_xlfn.IFS(ISNUMBER($AD30),$AD30,ISNUMBER($AE30),$AE30,ISNUMBER($AF30),$AF30,AND($AD30=0,$AE30=0,$AF30=0),1)","v":0},{"$f":"IF(ISNUMBER(MATCH(CN$11,$AG30:$AJ30,0)),1,0)*IF(ISNUMBER($AF30),(1-$AF30),1) + IF(ISNUMBER(MATCH(CN$11,$AK30:$AP30,0)),-1,0)*_xlfn.IFS(ISNUMBER($AD30),$AD30,ISNUMBER($AE30),$AE30,ISNUMBER($AF30),$AF30,AND($AD30=0,$AE30=0,$AF30=0),1)","v":0},{"$f":"IF(ISNUMBER(MATCH(CO$11,$AG30:$AJ30,0)),1,0)*IF(ISNUMBER($AF30),(1-$AF30),1) + IF(ISNUMBER(MATCH(CO$11,$AK30:$AP30,0)),-1,0)*_xlfn.IFS(ISNUMBER($AD30),$AD30,ISNUMBER($AE30),$AE30,ISNUMBER($AF30),$AF30,AND($AD30=0,$AE30=0,$AF30=0),1)","v":0},{"$f":"IF(ISNUMBER(MATCH(CP$11,$AG30:$AJ30,0)),1,0)*IF(ISNUMBER($AF30),(1-$AF30),1) + IF(ISNUMBER(MATCH(CP$11,$AK30:$AP30,0)),-1,0)*_xlfn.IFS(ISNUMBER($AD30),$AD30,ISNUMBER($AE30),$AE30,ISNUMBER($AF30),$AF30,AND($AD30=0,$AE30=0,$AF30=0),1)","v":0},{"$f":"IF(ISNUMBER(MATCH(CQ$11,$AG30:$AJ30,0)),1,0)*IF(ISNUMBER($AF30),(1-$AF30),1) + IF(ISNUMBER(MATCH(CQ$11,$AK30:$AP30,0)),-1,0)*_xlfn.IFS(ISNUMBER($AD30),$AD30,ISNUMBER($AE30),$AE30,ISNUMBER($AF30),$AF30,AND($AD30=0,$AE30=0,$AF30=0),1)","v":0},{"$f":"IF(ISNUMBER(MATCH(CR$11,$AG30:$AJ30,0)),1,0)*IF(ISNUMBER($AF30),(1-$AF30),1) + IF(ISNUMBER(MATCH(CR$11,$AK30:$AP30,0)),-1,0)*_xlfn.IFS(ISNUMBER($AD30),$AD30,ISNUMBER($AE30),$AE30,ISNUMBER($AF30),$AF30,AND($AD30=0,$AE30=0,$AF30=0),1)","v":0},{"$f":"IF(ISNUMBER(MATCH(CS$11,$AG30:$AJ30,0)),1,0)*IF(ISNUMBER($AF30),(1-$AF30),1) + IF(ISNUMBER(MATCH(CS$11,$AK30:$AP30,0)),-1,0)*_xlfn.IFS(ISNUMBER($AD30),$AD30,ISNUMBER($AE30),$AE30,ISNUMBER($AF30),$AF30,AND($AD30=0,$AE30=0,$AF30=0),1)","v":0},{"$f":"IF(ISNUMBER(MATCH(CT$11,$AG30:$AJ30,0)),1,0)*IF(ISNUMBER($AF30),(1-$AF30),1) + IF(ISNUMBER(MATCH(CT$11,$AK30:$AP30,0)),-1,0)*_xlfn.IFS(ISNUMBER($AD30),$AD30,ISNUMBER($AE30),$AE30,ISNUMBER($AF30),$AF30,AND($AD30=0,$AE30=0,$AF30=0),1)","v":0},{"$f":"IF(ISNUMBER(MATCH(CU$11,$AG30:$AJ30,0)),1,0)*IF(ISNUMBER($AF30),(1-$AF30),1) + IF(ISNUMBER(MATCH(CU$11,$AK30:$AP30,0)),-1,0)*_xlfn.IFS(ISNUMBER($AD30),$AD30,ISNUMBER($AE30),$AE30,ISNUMBER($AF30),$AF30,AND($AD30=0,$AE30=0,$AF30=0),1)","v":0},{"$f":"IF(ISNUMBER(MATCH(CV$11,$AG30:$AJ30,0)),1,0)*IF(ISNUMBER($AF30),(1-$AF30),1) + IF(ISNUMBER(MATCH(CV$11,$AK30:$AP30,0)),-1,0)*_xlfn.IFS(ISNUMBER($AD30),$AD30,ISNUMBER($AE30),$AE30,ISNUMBER($AF30),$AF30,AND($AD30=0,$AE30=0,$AF30=0),1)","v":0},{"$f":"IF(ISNUMBER(MATCH(CW$11,$AG30:$AJ30,0)),1,0)*IF(ISNUMBER($AF30),(1-$AF30),1) + IF(ISNUMBER(MATCH(CW$11,$AK30:$AP30,0)),-1,0)*_xlfn.IFS(ISNUMBER($AD30),$AD30,ISNUMBER($AE30),$AE30,ISNUMBER($AF30),$AF30,AND($AD30=0,$AE30=0,$AF30=0),1)","v":0},{"$f":"IF(ISNUMBER(MATCH(CX$11,$AG30:$AJ30,0)),1,0)*IF(ISNUMBER($AF30),(1-$AF30),1) + IF(ISNUMBER(MATCH(CX$11,$AK30:$AP30,0)),-1,0)*_xlfn.IFS(ISNUMBER($AD30),$AD30,ISNUMBER($AE30),$AE30,ISNUMBER($AF30),$AF30,AND($AD30=0,$AE30=0,$AF30=0),1)","v":0},{"$f":"IF(ISNUMBER(MATCH(CY$11,$AG30:$AJ30,0)),1,0)*IF(ISNUMBER($AF30),(1-$AF30),1) + IF(ISNUMBER(MATCH(CY$11,$AK30:$AP30,0)),-1,0)*_xlfn.IFS(ISNUMBER($AD30),$AD30,ISNUMBER($AE30),$AE30,ISNUMBER($AF30),$AF30,AND($AD30=0,$AE30=0,$AF30=0),1)","v":0},{"$f":"IF(ISNUMBER(MATCH(CZ$11,$AG30:$AJ30,0)),1,0)*IF(ISNUMBER($AF30),(1-$AF30),1) + IF(ISNUMBER(MATCH(CZ$11,$AK30:$AP30,0)),-1,0)*_xlfn.IFS(ISNUMBER($AD30),$AD30,ISNUMBER($AE30),$AE30,ISNUMBER($AF30),$AF30,AND($AD30=0,$AE30=0,$AF30=0),1)","v":0},{"$f":"IF(ISNUMBER(MATCH(DA$11,$AG30:$AJ30,0)),1,0)*IF(ISNUMBER($AF30),(1-$AF30),1) + IF(ISNUMBER(MATCH(DA$11,$AK30:$AP30,0)),-1,0)*_xlfn.IFS(ISNUMBER($AD30),$AD30,ISNUMBER($AE30),$AE30,ISNUMBER($AF30),$AF30,AND($AD30=0,$AE30=0,$AF30=0),1)","v":0},{"$f":"IF(ISNUMBER(MATCH(DB$11,$AG30:$AJ30,0)),1,0)*IF(ISNUMBER($AF30),(1-$AF30),1) + IF(ISNUMBER(MATCH(DB$11,$AK30:$AP30,0)),-1,0)*_xlfn.IFS(ISNUMBER($AD30),$AD30,ISNUMBER($AE30),$AE30,ISNUMBER($AF30),$AF30,AND($AD30=0,$AE30=0,$AF30=0),1)","v":0},{"$f":"IF(ISNUMBER(MATCH(DC$11,$AG30:$AJ30,0)),1,0)*IF(ISNUMBER($AF30),(1-$AF30),1) + IF(ISNUMBER(MATCH(DC$11,$AK30:$AP30,0)),-1,0)*_xlfn.IFS(ISNUMBER($AD30),$AD30,ISNUMBER($AE30),$AE30,ISNUMBER($AF30),$AF30,AND($AD30=0,$AE30=0,$AF30=0),1)","v":0},{"$f":"IF(ISNUMBER(MATCH(DD$11,$AG30:$AJ30,0)),1,0)*IF(ISNUMBER($AF30),(1-$AF30),1) + IF(ISNUMBER(MATCH(DD$11,$AK30:$AP30,0)),-1,0)*_xlfn.IFS(ISNUMBER($AD30),$AD30,ISNUMBER($AE30),$AE30,ISNUMBER($AF30),$AF30,AND($AD30=0,$AE30=0,$AF30=0),1)","v":0},{"$f":"IF(ISNUMBER(MATCH(DE$11,$AG30:$AJ30,0)),1,0)*IF(ISNUMBER($AF30),(1-$AF30),1) + IF(ISNUMBER(MATCH(DE$11,$AK30:$AP30,0)),-1,0)*_xlfn.IFS(ISNUMBER($AD30),$AD30,ISNUMBER($AE30),$AE30,ISNUMBER($AF30),$AF30,AND($AD30=0,$AE30=0,$AF30=0),1)","v":0},null,0,null,"5B","Boise",43.987000000000002,-115.739,"Cool","Dry",0,0,0,null,-35,{"$error":"#N/A"},{"$error":"#N/A"},0,0,0,0,0,0,0,0,0,0,0,0,0,0,0,0,0,0,35,0,0]
[35,"Facility, Power and Cooling  lifespan",{"$f":"INDIRECT(\"Input!\"&$C$2&A31)","v":1800},null,"CAPEX",null,{"$f":"SUM(G37:G41)","v":{"$error":"#N/A"}},null,"OPEX: water cost, equipment",null,null,null,null,null,null,null,null,null,"e_drms_oh-dr1",0,{"$error":"#N/A"},null,null,null,null,null,"CRIT","Load",{"$f":"J52*$C$5","v":{"$error":"#N/A"}},null,null,null,"e_drms_crit-dr1",null,null,null,null,null,null,null,null,null,null,{"$f":"IF(ISNUMBER(MATCH(AR$11,$AG31:$AJ31,0)),1,0)*IF(ISNUMBER($AF31),(1-$AF31),1) + IF(ISNUMBER(MATCH(AR$11,$AK31:$AP31,0)),-1,0)*_xlfn.IFS(ISNUMBER($AD31),$AD31,ISNUMBER($AE31),$AE31,ISNUMBER($AF31),$AF31,AND($AD31=0,$AE31=0,$AF31=0),1)","v":0},{"$f":"IF(ISNUMBER(MATCH(AS$11,$AG31:$AJ31,0)),1,0)*IF(ISNUMBER($AF31),(1-$AF31),1) + IF(ISNUMBER(MATCH(AS$11,$AK31:$AP31,0)),-1,0)*_xlfn.IFS(ISNUMBER($AD31),$AD31,ISNUMBER($AE31),$AE31,ISNUMBER($AF31),$AF31,AND($AD31=0,$AE31=0,$AF31=0),1)","v":0},{"$f":"IF(ISNUMBER(MATCH(AT$11,$AG31:$AJ31,0)),1,0)*IF(ISNUMBER($AF31),(1-$AF31),1) + IF(ISNUMBER(MATCH(AT$11,$AK31:$AP31,0)),-1,0)*_xlfn.IFS(ISNUMBER($AD31),$AD31,ISNUMBER($AE31),$AE31,ISNUMBER($AF31),$AF31,AND($AD31=0,$AE31=0,$AF31=0),1)","v":0},{"$f":"IF(ISNUMBER(MATCH(AU$11,$AG31:$AJ31,0)),1,0)*IF(ISNUMBER($AF31),(1-$AF31),1) + IF(ISNUMBER(MATCH(AU$11,$AK31:$AP31,0)),-1,0)*_xlfn.IFS(ISNUMBER($AD31),$AD31,ISNUMBER($AE31),$AE31,ISNUMBER($AF31),$AF31,AND($AD31=0,$AE31=0,$AF31=0),1)","v":0},{"$f":"IF(ISNUMBER(MATCH(AV$11,$AG31:$AJ31,0)),1,0)*IF(ISNUMBER($AF31),(1-$AF31),1) + IF(ISNUMBER(MATCH(AV$11,$AK31:$AP31,0)),-1,0)*_xlfn.IFS(ISNUMBER($AD31),$AD31,ISNUMBER($AE31),$AE31,ISNUMBER($AF31),$AF31,AND($AD31=0,$AE31=0,$AF31=0),1)","v":0},{"$f":"IF(ISNUMBER(MATCH(AW$11,$AG31:$AJ31,0)),1,0)*IF(ISNUMBER($AF31),(1-$AF31),1) + IF(ISNUMBER(MATCH(AW$11,$AK31:$AP31,0)),-1,0)*_xlfn.IFS(ISNUMBER($AD31),$AD31,ISNUMBER($AE31),$AE31,ISNUMBER($AF31),$AF31,AND($AD31=0,$AE31=0,$AF31=0),1)","v":0},{"$f":"IF(ISNUMBER(MATCH(AX$11,$AG31:$AJ31,0)),1,0)*IF(ISNUMBER($AF31),(1-$AF31),1) + IF(ISNUMBER(MATCH(AX$11,$AK31:$AP31,0)),-1,0)*_xlfn.IFS(ISNUMBER($AD31),$AD31,ISNUMBER($AE31),$AE31,ISNUMBER($AF31),$AF31,AND($AD31=0,$AE31=0,$AF31=0),1)","v":0},{"$f":"IF(ISNUMBER(MATCH(AY$11,$AG31:$AJ31,0)),1,0)*IF(ISNUMBER($AF31),(1-$AF31),1) + IF(ISNUMBER(MATCH(AY$11,$AK31:$AP31,0)),-1,0)*_xlfn.IFS(ISNUMBER($AD31),$AD31,ISNUMBER($AE31),$AE31,ISNUMBER($AF31),$AF31,AND($AD31=0,$AE31=0,$AF31=0),1)","v":0},{"$f":"IF(ISNUMBER(MATCH(AZ$11,$AG31:$AJ31,0)),1,0)*IF(ISNUMBER($AF31),(1-$AF31),1) + IF(ISNUMBER(MATCH(AZ$11,$AK31:$AP31,0)),-1,0)*_xlfn.IFS(ISNUMBER($AD31),$AD31,ISNUMBER($AE31),$AE31,ISNUMBER($AF31),$AF31,AND($AD31=0,$AE31=0,$AF31=0),1)","v":0},{"$f":"IF(ISNUMBER(MATCH(BA$11,$AG31:$AJ31,0)),1,0)*IF(ISNUMBER($AF31),(1-$AF31),1) + IF(ISNUMBER(MATCH(BA$11,$AK31:$AP31,0)),-1,0)*_xlfn.IFS(ISNUMBER($AD31),$AD31,ISNUMBER($AE31),$AE31,ISNUMBER($AF31),$AF31,AND($AD31=0,$AE31=0,$AF31=0),1)","v":0},{"$f":"IF(ISNUMBER(MATCH(BB$11,$AG31:$AJ31,0)),1,0)*IF(ISNUMBER($AF31),(1-$AF31),1) + IF(ISNUMBER(MATCH(BB$11,$AK31:$AP31,0)),-1,0)*_xlfn.IFS(ISNUMBER($AD31),$AD31,ISNUMBER($AE31),$AE31,ISNUMBER($AF31),$AF31,AND($AD31=0,$AE31=0,$AF31=0),1)","v":0},{"$f":"IF(ISNUMBER(MATCH(BC$11,$AG31:$AJ31,0)),1,0)*IF(ISNUMBER($AF31),(1-$AF31),1) + IF(ISNUMBER(MATCH(BC$11,$AK31:$AP31,0)),-1,0)*_xlfn.IFS(ISNUMBER($AD31),$AD31,ISNUMBER($AE31),$AE31,ISNUMBER($AF31),$AF31,AND($AD31=0,$AE31=0,$AF31=0),1)","v":0},{"$f":"IF(ISNUMBER(MATCH(BD$11,$AG31:$AJ31,0)),1,0)*IF(ISNUMBER($AF31),(1-$AF31),1) + IF(ISNUMBER(MATCH(BD$11,$AK31:$AP31,0)),-1,0)*_xlfn.IFS(ISNUMBER($AD31),$AD31,ISNUMBER($AE31),$AE31,ISNUMBER($AF31),$AF31,AND($AD31=0,$AE31=0,$AF31=0),1)","v":0},{"$f":"IF(ISNUMBER(MATCH(BE$11,$AG31:$AJ31,0)),1,0)*IF(ISNUMBER($AF31),(1-$AF31),1) + IF(ISNUMBER(MATCH(BE$11,$AK31:$AP31,0)),-1,0)*_xlfn.IFS(ISNUMBER($AD31),$AD31,ISNUMBER($AE31),$AE31,ISNUMBER($AF31),$AF31,AND($AD31=0,$AE31=0,$AF31=0),1)","v":0},{"$f":"IF(ISNUMBER(MATCH(BF$11,$AG31:$AJ31,0)),1,0)*IF(ISNUMBER($AF31),(1-$AF31),1) + IF(ISNUMBER(MATCH(BF$11,$AK31:$AP31,0)),-1,0)*_xlfn.IFS(ISNUMBER($AD31),$AD31,ISNUMBER($AE31),$AE31,ISNUMBER($AF31),$AF31,AND($AD31=0,$AE31=0,$AF31=0),1)","v":0},{"$f":"IF(ISNUMBER(MATCH(BG$11,$AG31:$AJ31,0)),1,0)*IF(ISNUMBER($AF31),(1-$AF31),1) + IF(ISNUMBER(MATCH(BG$11,$AK31:$AP31,0)),-1,0)*_xlfn.IFS(ISNUMBER($AD31),$AD31,ISNUMBER($AE31),$AE31,ISNUMBER($AF31),$AF31,AND($AD31=0,$AE31=0,$AF31=0),1)","v":0},{"$f":"IF(ISNUMBER(MATCH(BH$11,$AG31:$AJ31,0)),1,0)*IF(ISNUMBER($AF31),(1-$AF31),1) + IF(ISNUMBER(MATCH(BH$11,$AK31:$AP31,0)),-1,0)*_xlfn.IFS(ISNUMBER($AD31),$AD31,ISNUMBER($AE31),$AE31,ISNUMBER($AF31),$AF31,AND($AD31=0,$AE31=0,$AF31=0),1)","v":0},{"$f":"IF(ISNUMBER(MATCH(BI$11,$AG31:$AJ31,0)),1,0)*IF(ISNUMBER($AF31),(1-$AF31),1) + IF(ISNUMBER(MATCH(BI$11,$AK31:$AP31,0)),-1,0)*_xlfn.IFS(ISNUMBER($AD31),$AD31,ISNUMBER($AE31),$AE31,ISNUMBER($AF31),$AF31,AND($AD31=0,$AE31=0,$AF31=0),1)","v":0},{"$f":"IF(ISNUMBER(MATCH(BJ$11,$AG31:$AJ31,0)),1,0)*IF(ISNUMBER($AF31),(1-$AF31),1) + IF(ISNUMBER(MATCH(BJ$11,$AK31:$AP31,0)),-1,0)*_xlfn.IFS(ISNUMBER($AD31),$AD31,ISNUMBER($AE31),$AE31,ISNUMBER($AF31),$AF31,AND($AD31=0,$AE31=0,$AF31=0),1)","v":1},{"$f":"IF(ISNUMBER(MATCH(BK$11,$AG31:$AJ31,0)),1,0)*IF(ISNUMBER($AF31),(1-$AF31),1) + IF(ISNUMBER(MATCH(BK$11,$AK31:$AP31,0)),-1,0)*_xlfn.IFS(ISNUMBER($AD31),$AD31,ISNUMBER($AE31),$AE31,ISNUMBER($AF31),$AF31,AND($AD31=0,$AE31=0,$AF31=0),1)","v":0},{"$f":"IF(ISNUMBER(MATCH(BL$11,$AG31:$AJ31,0)),1,0)*IF(ISNUMBER($AF31),(1-$AF31),1) + IF(ISNUMBER(MATCH(BL$11,$AK31:$AP31,0)),-1,0)*_xlfn.IFS(ISNUMBER($AD31),$AD31,ISNUMBER($AE31),$AE31,ISNUMBER($AF31),$AF31,AND($AD31=0,$AE31=0,$AF31=0),1)","v":0},{"$f":"IF(ISNUMBER(MATCH(BM$11,$AG31:$AJ31,0)),1,0)*IF(ISNUMBER($AF31),(1-$AF31),1) + IF(ISNUMBER(MATCH(BM$11,$AK31:$AP31,0)),-1,0)*_xlfn.IFS(ISNUMBER($AD31),$AD31,ISNUMBER($AE31),$AE31,ISNUMBER($AF31),$AF31,AND($AD31=0,$AE31=0,$AF31=0),1)","v":0},{"$f":"IF(ISNUMBER(MATCH(BN$11,$AG31:$AJ31,0)),1,0)*IF(ISNUMBER($AF31),(1-$AF31),1) + IF(ISNUMBER(MATCH(BN$11,$AK31:$AP31,0)),-1,0)*_xlfn.IFS(ISNUMBER($AD31),$AD31,ISNUMBER($AE31),$AE31,ISNUMBER($AF31),$AF31,AND($AD31=0,$AE31=0,$AF31=0),1)","v":0},{"$f":"IF(ISNUMBER(MATCH(BO$11,$AG31:$AJ31,0)),1,0)*IF(ISNUMBER($AF31),(1-$AF31),1) + IF(ISNUMBER(MATCH(BO$11,$AK31:$AP31,0)),-1,0)*_xlfn.IFS(ISNUMBER($AD31),$AD31,ISNUMBER($AE31),$AE31,ISNUMBER($AF31),$AF31,AND($AD31=0,$AE31=0,$AF31=0),1)","v":0},{"$f":"IF(ISNUMBER(MATCH(BP$11,$AG31:$AJ31,0)),1,0)*IF(ISNUMBER($AF31),(1-$AF31),1) + IF(ISNUMBER(MATCH(BP$11,$AK31:$AP31,0)),-1,0)*_xlfn.IFS(ISNUMBER($AD31),$AD31,ISNUMBER($AE31),$AE31,ISNUMBER($AF31),$AF31,AND($AD31=0,$AE31=0,$AF31=0),1)","v":0},{"$f":"IF(ISNUMBER(MATCH(BQ$11,$AG31:$AJ31,0)),1,0)*IF(ISNUMBER($AF31),(1-$AF31),1) + IF(ISNUMBER(MATCH(BQ$11,$AK31:$AP31,0)),-1,0)*_xlfn.IFS(ISNUMBER($AD31),$AD31,ISNUMBER($AE31),$AE31,ISNUMBER($AF31),$AF31,AND($AD31=0,$AE31=0,$AF31=0),1)","v":0},{"$f":"IF(ISNUMBER(MATCH(BR$11,$AG31:$AJ31,0)),1,0)*IF(ISNUMBER($AF31),(1-$AF31),1) + IF(ISNUMBER(MATCH(BR$11,$AK31:$AP31,0)),-1,0)*_xlfn.IFS(ISNUMBER($AD31),$AD31,ISNUMBER($AE31),$AE31,ISNUMBER($AF31),$AF31,AND($AD31=0,$AE31=0,$AF31=0),1)","v":0},{"$f":"IF(ISNUMBER(MATCH(BS$11,$AG31:$AJ31,0)),1,0)*IF(ISNUMBER($AF31),(1-$AF31),1) + IF(ISNUMBER(MATCH(BS$11,$AK31:$AP31,0)),-1,0)*_xlfn.IFS(ISNUMBER($AD31),$AD31,ISNUMBER($AE31),$AE31,ISNUMBER($AF31),$AF31,AND($AD31=0,$AE31=0,$AF31=0),1)","v":0},{"$f":"IF(ISNUMBER(MATCH(BT$11,$AG31:$AJ31,0)),1,0)*IF(ISNUMBER($AF31),(1-$AF31),1) + IF(ISNUMBER(MATCH(BT$11,$AK31:$AP31,0)),-1,0)*_xlfn.IFS(ISNUMBER($AD31),$AD31,ISNUMBER($AE31),$AE31,ISNUMBER($AF31),$AF31,AND($AD31=0,$AE31=0,$AF31=0),1)","v":0},{"$f":"IF(ISNUMBER(MATCH(BU$11,$AG31:$AJ31,0)),1,0)*IF(ISNUMBER($AF31),(1-$AF31),1) + IF(ISNUMBER(MATCH(BU$11,$AK31:$AP31,0)),-1,0)*_xlfn.IFS(ISNUMBER($AD31),$AD31,ISNUMBER($AE31),$AE31,ISNUMBER($AF31),$AF31,AND($AD31=0,$AE31=0,$AF31=0),1)","v":0},{"$f":"IF(ISNUMBER(MATCH(BV$11,$AG31:$AJ31,0)),1,0)*IF(ISNUMBER($AF31),(1-$AF31),1) + IF(ISNUMBER(MATCH(BV$11,$AK31:$AP31,0)),-1,0)*_xlfn.IFS(ISNUMBER($AD31),$AD31,ISNUMBER($AE31),$AE31,ISNUMBER($AF31),$AF31,AND($AD31=0,$AE31=0,$AF31=0),1)","v":0},{"$f":"IF(ISNUMBER(MATCH(BW$11,$AG31:$AJ31,0)),1,0)*IF(ISNUMBER($AF31),(1-$AF31),1) + IF(ISNUMBER(MATCH(BW$11,$AK31:$AP31,0)),-1,0)*_xlfn.IFS(ISNUMBER($AD31),$AD31,ISNUMBER($AE31),$AE31,ISNUMBER($AF31),$AF31,AND($AD31=0,$AE31=0,$AF31=0),1)","v":0},{"$f":"IF(ISNUMBER(MATCH(BX$11,$AG31:$AJ31,0)),1,0)*IF(ISNUMBER($AF31),(1-$AF31),1) + IF(ISNUMBER(MATCH(BX$11,$AK31:$AP31,0)),-1,0)*_xlfn.IFS(ISNUMBER($AD31),$AD31,ISNUMBER($AE31),$AE31,ISNUMBER($AF31),$AF31,AND($AD31=0,$AE31=0,$AF31=0),1)","v":0},{"$f":"IF(ISNUMBER(MATCH(BY$11,$AG31:$AJ31,0)),1,0)*IF(ISNUMBER($AF31),(1-$AF31),1) + IF(ISNUMBER(MATCH(BY$11,$AK31:$AP31,0)),-1,0)*_xlfn.IFS(ISNUMBER($AD31),$AD31,ISNUMBER($AE31),$AE31,ISNUMBER($AF31),$AF31,AND($AD31=0,$AE31=0,$AF31=0),1)","v":0},{"$f":"IF(ISNUMBER(MATCH(BZ$11,$AG31:$AJ31,0)),1,0)*IF(ISNUMBER($AF31),(1-$AF31),1) + IF(ISNUMBER(MATCH(BZ$11,$AK31:$AP31,0)),-1,0)*_xlfn.IFS(ISNUMBER($AD31),$AD31,ISNUMBER($AE31),$AE31,ISNUMBER($AF31),$AF31,AND($AD31=0,$AE31=0,$AF31=0),1)","v":0},{"$f":"IF(ISNUMBER(MATCH(CA$11,$AG31:$AJ31,0)),1,0)*IF(ISNUMBER($AF31),(1-$AF31),1) + IF(ISNUMBER(MATCH(CA$11,$AK31:$AP31,0)),-1,0)*_xlfn.IFS(ISNUMBER($AD31),$AD31,ISNUMBER($AE31),$AE31,ISNUMBER($AF31),$AF31,AND($AD31=0,$AE31=0,$AF31=0),1)","v":0},{"$f":"IF(ISNUMBER(MATCH(CB$11,$AG31:$AJ31,0)),1,0)*IF(ISNUMBER($AF31),(1-$AF31),1) + IF(ISNUMBER(MATCH(CB$11,$AK31:$AP31,0)),-1,0)*_xlfn.IFS(ISNUMBER($AD31),$AD31,ISNUMBER($AE31),$AE31,ISNUMBER($AF31),$AF31,AND($AD31=0,$AE31=0,$AF31=0),1)","v":0},{"$f":"IF(ISNUMBER(MATCH(CC$11,$AG31:$AJ31,0)),1,0)*IF(ISNUMBER($AF31),(1-$AF31),1) + IF(ISNUMBER(MATCH(CC$11,$AK31:$AP31,0)),-1,0)*_xlfn.IFS(ISNUMBER($AD31),$AD31,ISNUMBER($AE31),$AE31,ISNUMBER($AF31),$AF31,AND($AD31=0,$AE31=0,$AF31=0),1)","v":0},{"$f":"IF(ISNUMBER(MATCH(CD$11,$AG31:$AJ31,0)),1,0)*IF(ISNUMBER($AF31),(1-$AF31),1) + IF(ISNUMBER(MATCH(CD$11,$AK31:$AP31,0)),-1,0)*_xlfn.IFS(ISNUMBER($AD31),$AD31,ISNUMBER($AE31),$AE31,ISNUMBER($AF31),$AF31,AND($AD31=0,$AE31=0,$AF31=0),1)","v":0},{"$f":"IF(ISNUMBER(MATCH(CE$11,$AG31:$AJ31,0)),1,0)*IF(ISNUMBER($AF31),(1-$AF31),1) + IF(ISNUMBER(MATCH(CE$11,$AK31:$AP31,0)),-1,0)*_xlfn.IFS(ISNUMBER($AD31),$AD31,ISNUMBER($AE31),$AE31,ISNUMBER($AF31),$AF31,AND($AD31=0,$AE31=0,$AF31=0),1)","v":0},{"$f":"IF(ISNUMBER(MATCH(CF$11,$AG31:$AJ31,0)),1,0)*IF(ISNUMBER($AF31),(1-$AF31),1) + IF(ISNUMBER(MATCH(CF$11,$AK31:$AP31,0)),-1,0)*_xlfn.IFS(ISNUMBER($AD31),$AD31,ISNUMBER($AE31),$AE31,ISNUMBER($AF31),$AF31,AND($AD31=0,$AE31=0,$AF31=0),1)","v":0},{"$f":"IF(ISNUMBER(MATCH(CG$11,$AG31:$AJ31,0)),1,0)*IF(ISNUMBER($AF31),(1-$AF31),1) + IF(ISNUMBER(MATCH(CG$11,$AK31:$AP31,0)),-1,0)*_xlfn.IFS(ISNUMBER($AD31),$AD31,ISNUMBER($AE31),$AE31,ISNUMBER($AF31),$AF31,AND($AD31=0,$AE31=0,$AF31=0),1)","v":0},{"$f":"IF(ISNUMBER(MATCH(CH$11,$AG31:$AJ31,0)),1,0)*IF(ISNUMBER($AF31),(1-$AF31),1) + IF(ISNUMBER(MATCH(CH$11,$AK31:$AP31,0)),-1,0)*_xlfn.IFS(ISNUMBER($AD31),$AD31,ISNUMBER($AE31),$AE31,ISNUMBER($AF31),$AF31,AND($AD31=0,$AE31=0,$AF31=0),1)","v":0},{"$f":"IF(ISNUMBER(MATCH(CI$11,$AG31:$AJ31,0)),1,0)*IF(ISNUMBER($AF31),(1-$AF31),1) + IF(ISNUMBER(MATCH(CI$11,$AK31:$AP31,0)),-1,0)*_xlfn.IFS(ISNUMBER($AD31),$AD31,ISNUMBER($AE31),$AE31,ISNUMBER($AF31),$AF31,AND($AD31=0,$AE31=0,$AF31=0),1)","v":0},{"$f":"IF(ISNUMBER(MATCH(CJ$11,$AG31:$AJ31,0)),1,0)*IF(ISNUMBER($AF31),(1-$AF31),1) + IF(ISNUMBER(MATCH(CJ$11,$AK31:$AP31,0)),-1,0)*_xlfn.IFS(ISNUMBER($AD31),$AD31,ISNUMBER($AE31),$AE31,ISNUMBER($AF31),$AF31,AND($AD31=0,$AE31=0,$AF31=0),1)","v":0},{"$f":"IF(ISNUMBER(MATCH(CK$11,$AG31:$AJ31,0)),1,0)*IF(ISNUMBER($AF31),(1-$AF31),1) + IF(ISNUMBER(MATCH(CK$11,$AK31:$AP31,0)),-1,0)*_xlfn.IFS(ISNUMBER($AD31),$AD31,ISNUMBER($AE31),$AE31,ISNUMBER($AF31),$AF31,AND($AD31=0,$AE31=0,$AF31=0),1)","v":0},{"$f":"IF(ISNUMBER(MATCH(CL$11,$AG31:$AJ31,0)),1,0)*IF(ISNUMBER($AF31),(1-$AF31),1) + IF(ISNUMBER(MATCH(CL$11,$AK31:$AP31,0)),-1,0)*_xlfn.IFS(ISNUMBER($AD31),$AD31,ISNUMBER($AE31),$AE31,ISNUMBER($AF31),$AF31,AND($AD31=0,$AE31=0,$AF31=0),1)","v":0},{"$f":"IF(ISNUMBER(MATCH(CM$11,$AG31:$AJ31,0)),1,0)*IF(ISNUMBER($AF31),(1-$AF31),1) + IF(ISNUMBER(MATCH(CM$11,$AK31:$AP31,0)),-1,0)*_xlfn.IFS(ISNUMBER($AD31),$AD31,ISNUMBER($AE31),$AE31,ISNUMBER($AF31),$AF31,AND($AD31=0,$AE31=0,$AF31=0),1)","v":0},{"$f":"IF(ISNUMBER(MATCH(CN$11,$AG31:$AJ31,0)),1,0)*IF(ISNUMBER($AF31),(1-$AF31),1) + IF(ISNUMBER(MATCH(CN$11,$AK31:$AP31,0)),-1,0)*_xlfn.IFS(ISNUMBER($AD31),$AD31,ISNUMBER($AE31),$AE31,ISNUMBER($AF31),$AF31,AND($AD31=0,$AE31=0,$AF31=0),1)","v":0},{"$f":"IF(ISNUMBER(MATCH(CO$11,$AG31:$AJ31,0)),1,0)*IF(ISNUMBER($AF31),(1-$AF31),1) + IF(ISNUMBER(MATCH(CO$11,$AK31:$AP31,0)),-1,0)*_xlfn.IFS(ISNUMBER($AD31),$AD31,ISNUMBER($AE31),$AE31,ISNUMBER($AF31),$AF31,AND($AD31=0,$AE31=0,$AF31=0),1)","v":0},{"$f":"IF(ISNUMBER(MATCH(CP$11,$AG31:$AJ31,0)),1,0)*IF(ISNUMBER($AF31),(1-$AF31),1) + IF(ISNUMBER(MATCH(CP$11,$AK31:$AP31,0)),-1,0)*_xlfn.IFS(ISNUMBER($AD31),$AD31,ISNUMBER($AE31),$AE31,ISNUMBER($AF31),$AF31,AND($AD31=0,$AE31=0,$AF31=0),1)","v":0},{"$f":"IF(ISNUMBER(MATCH(CQ$11,$AG31:$AJ31,0)),1,0)*IF(ISNUMBER($AF31),(1-$AF31),1) + IF(ISNUMBER(MATCH(CQ$11,$AK31:$AP31,0)),-1,0)*_xlfn.IFS(ISNUMBER($AD31),$AD31,ISNUMBER($AE31),$AE31,ISNUMBER($AF31),$AF31,AND($AD31=0,$AE31=0,$AF31=0),1)","v":0},{"$f":"IF(ISNUMBER(MATCH(CR$11,$AG31:$AJ31,0)),1,0)*IF(ISNUMBER($AF31),(1-$AF31),1) + IF(ISNUMBER(MATCH(CR$11,$AK31:$AP31,0)),-1,0)*_xlfn.IFS(ISNUMBER($AD31),$AD31,ISNUMBER($AE31),$AE31,ISNUMBER($AF31),$AF31,AND($AD31=0,$AE31=0,$AF31=0),1)","v":0},{"$f":"IF(ISNUMBER(MATCH(CS$11,$AG31:$AJ31,0)),1,0)*IF(ISNUMBER($AF31),(1-$AF31),1) + IF(ISNUMBER(MATCH(CS$11,$AK31:$AP31,0)),-1,0)*_xlfn.IFS(ISNUMBER($AD31),$AD31,ISNUMBER($AE31),$AE31,ISNUMBER($AF31),$AF31,AND($AD31=0,$AE31=0,$AF31=0),1)","v":0},{"$f":"IF(ISNUMBER(MATCH(CT$11,$AG31:$AJ31,0)),1,0)*IF(ISNUMBER($AF31),(1-$AF31),1) + IF(ISNUMBER(MATCH(CT$11,$AK31:$AP31,0)),-1,0)*_xlfn.IFS(ISNUMBER($AD31),$AD31,ISNUMBER($AE31),$AE31,ISNUMBER($AF31),$AF31,AND($AD31=0,$AE31=0,$AF31=0),1)","v":0},{"$f":"IF(ISNUMBER(MATCH(CU$11,$AG31:$AJ31,0)),1,0)*IF(ISNUMBER($AF31),(1-$AF31),1) + IF(ISNUMBER(MATCH(CU$11,$AK31:$AP31,0)),-1,0)*_xlfn.IFS(ISNUMBER($AD31),$AD31,ISNUMBER($AE31),$AE31,ISNUMBER($AF31),$AF31,AND($AD31=0,$AE31=0,$AF31=0),1)","v":0},{"$f":"IF(ISNUMBER(MATCH(CV$11,$AG31:$AJ31,0)),1,0)*IF(ISNUMBER($AF31),(1-$AF31),1) + IF(ISNUMBER(MATCH(CV$11,$AK31:$AP31,0)),-1,0)*_xlfn.IFS(ISNUMBER($AD31),$AD31,ISNUMBER($AE31),$AE31,ISNUMBER($AF31),$AF31,AND($AD31=0,$AE31=0,$AF31=0),1)","v":0},{"$f":"IF(ISNUMBER(MATCH(CW$11,$AG31:$AJ31,0)),1,0)*IF(ISNUMBER($AF31),(1-$AF31),1) + IF(ISNUMBER(MATCH(CW$11,$AK31:$AP31,0)),-1,0)*_xlfn.IFS(ISNUMBER($AD31),$AD31,ISNUMBER($AE31),$AE31,ISNUMBER($AF31),$AF31,AND($AD31=0,$AE31=0,$AF31=0),1)","v":0},{"$f":"IF(ISNUMBER(MATCH(CX$11,$AG31:$AJ31,0)),1,0)*IF(ISNUMBER($AF31),(1-$AF31),1) + IF(ISNUMBER(MATCH(CX$11,$AK31:$AP31,0)),-1,0)*_xlfn.IFS(ISNUMBER($AD31),$AD31,ISNUMBER($AE31),$AE31,ISNUMBER($AF31),$AF31,AND($AD31=0,$AE31=0,$AF31=0),1)","v":0},{"$f":"IF(ISNUMBER(MATCH(CY$11,$AG31:$AJ31,0)),1,0)*IF(ISNUMBER($AF31),(1-$AF31),1) + IF(ISNUMBER(MATCH(CY$11,$AK31:$AP31,0)),-1,0)*_xlfn.IFS(ISNUMBER($AD31),$AD31,ISNUMBER($AE31),$AE31,ISNUMBER($AF31),$AF31,AND($AD31=0,$AE31=0,$AF31=0),1)","v":0},{"$f":"IF(ISNUMBER(MATCH(CZ$11,$AG31:$AJ31,0)),1,0)*IF(ISNUMBER($AF31),(1-$AF31),1) + IF(ISNUMBER(MATCH(CZ$11,$AK31:$AP31,0)),-1,0)*_xlfn.IFS(ISNUMBER($AD31),$AD31,ISNUMBER($AE31),$AE31,ISNUMBER($AF31),$AF31,AND($AD31=0,$AE31=0,$AF31=0),1)","v":0},{"$f":"IF(ISNUMBER(MATCH(DA$11,$AG31:$AJ31,0)),1,0)*IF(ISNUMBER($AF31),(1-$AF31),1) + IF(ISNUMBER(MATCH(DA$11,$AK31:$AP31,0)),-1,0)*_xlfn.IFS(ISNUMBER($AD31),$AD31,ISNUMBER($AE31),$AE31,ISNUMBER($AF31),$AF31,AND($AD31=0,$AE31=0,$AF31=0),1)","v":0},{"$f":"IF(ISNUMBER(MATCH(DB$11,$AG31:$AJ31,0)),1,0)*IF(ISNUMBER($AF31),(1-$AF31),1) + IF(ISNUMBER(MATCH(DB$11,$AK31:$AP31,0)),-1,0)*_xlfn.IFS(ISNUMBER($AD31),$AD31,ISNUMBER($AE31),$AE31,ISNUMBER($AF31),$AF31,AND($AD31=0,$AE31=0,$AF31=0),1)","v":0},{"$f":"IF(ISNUMBER(MATCH(DC$11,$AG31:$AJ31,0)),1,0)*IF(ISNUMBER($AF31),(1-$AF31),1) + IF(ISNUMBER(MATCH(DC$11,$AK31:$AP31,0)),-1,0)*_xlfn.IFS(ISNUMBER($AD31),$AD31,ISNUMBER($AE31),$AE31,ISNUMBER($AF31),$AF31,AND($AD31=0,$AE31=0,$AF31=0),1)","v":0},{"$f":"IF(ISNUMBER(MATCH(DD$11,$AG31:$AJ31,0)),1,0)*IF(ISNUMBER($AF31),(1-$AF31),1) + IF(ISNUMBER(MATCH(DD$11,$AK31:$AP31,0)),-1,0)*_xlfn.IFS(ISNUMBER($AD31),$AD31,ISNUMBER($AE31),$AE31,ISNUMBER($AF31),$AF31,AND($AD31=0,$AE31=0,$AF31=0),1)","v":0},{"$f":"IF(ISNUMBER(MATCH(DE$11,$AG31:$AJ31,0)),1,0)*IF(ISNUMBER($AF31),(1-$AF31),1) + IF(ISNUMBER(MATCH(DE$11,$AK31:$AP31,0)),-1,0)*_xlfn.IFS(ISNUMBER($AD31),$AD31,ISNUMBER($AE31),$AE31,ISNUMBER($AF31),$AF31,AND($AD31=0,$AE31=0,$AF31=0),1)","v":0},null,{"$error":"#N/A"},null,"5C","Bremerton",47.564999999999998,-122.625,"Cool","Marine",0,0,0,null,-34,{"$error":"#N/A"},{"$error":"#N/A"},0,0,0,0,0,0,0,0,0,0,0,0,0,0,0,0,0,0,37,0,0]
[36,"IT equipment lifespan",{"$f":"INDIRECT(\"Input!\"&$C$2&A32)","v":1800},null,"OPEX",null,{"$f":"SUM(G42:G45)","v":{"$error":"#N/A"}},null,"OPEX: heat recovery revenue",null,null,null,null,null,null,null,null,null,"w_drms-dr1",0,{"$error":"#N/A"},null,null,null,null,null,"MECH","Prop",null,{"$f":"J57","v":{"$error":"#N/A"}},null,null,"e_drms_oh-dr1",null,null,null,"e_drms_crit-dr1",null,null,null,null,null,null,{"$f":"IF(ISNUMBER(MATCH(AR$11,$AG32:$AJ32,0)),1,0)*IF(ISNUMBER($AF32),(1-$AF32),1) + IF(ISNUMBER(MATCH(AR$11,$AK32:$AP32,0)),-1,0)*_xlfn.IFS(ISNUMBER($AD32),$AD32,ISNUMBER($AE32),$AE32,ISNUMBER($AF32),$AF32,AND($AD32=0,$AE32=0,$AF32=0),1)","v":{"$error":"#N/A"}},{"$f":"IF(ISNUMBER(MATCH(AS$11,$AG32:$AJ32,0)),1,0)*IF(ISNUMBER($AF32),(1-$AF32),1) + IF(ISNUMBER(MATCH(AS$11,$AK32:$AP32,0)),-1,0)*_xlfn.IFS(ISNUMBER($AD32),$AD32,ISNUMBER($AE32),$AE32,ISNUMBER($AF32),$AF32,AND($AD32=0,$AE32=0,$AF32=0),1)","v":{"$error":"#N/A"}},{"$f":"IF(ISNUMBER(MATCH(AT$11,$AG32:$AJ32,0)),1,0)*IF(ISNUMBER($AF32),(1-$AF32),1) + IF(ISNUMBER(MATCH(AT$11,$AK32:$AP32,0)),-1,0)*_xlfn.IFS(ISNUMBER($AD32),$AD32,ISNUMBER($AE32),$AE32,ISNUMBER($AF32),$AF32,AND($AD32=0,$AE32=0,$AF32=0),1)","v":{"$error":"#N/A"}},{"$f":"IF(ISNUMBER(MATCH(AU$11,$AG32:$AJ32,0)),1,0)*IF(ISNUMBER($AF32),(1-$AF32),1) + IF(ISNUMBER(MATCH(AU$11,$AK32:$AP32,0)),-1,0)*_xlfn.IFS(ISNUMBER($AD32),$AD32,ISNUMBER($AE32),$AE32,ISNUMBER($AF32),$AF32,AND($AD32=0,$AE32=0,$AF32=0),1)","v":{"$error":"#N/A"}},{"$f":"IF(ISNUMBER(MATCH(AV$11,$AG32:$AJ32,0)),1,0)*IF(ISNUMBER($AF32),(1-$AF32),1) + IF(ISNUMBER(MATCH(AV$11,$AK32:$AP32,0)),-1,0)*_xlfn.IFS(ISNUMBER($AD32),$AD32,ISNUMBER($AE32),$AE32,ISNUMBER($AF32),$AF32,AND($AD32=0,$AE32=0,$AF32=0),1)","v":{"$error":"#N/A"}},{"$f":"IF(ISNUMBER(MATCH(AW$11,$AG32:$AJ32,0)),1,0)*IF(ISNUMBER($AF32),(1-$AF32),1) + IF(ISNUMBER(MATCH(AW$11,$AK32:$AP32,0)),-1,0)*_xlfn.IFS(ISNUMBER($AD32),$AD32,ISNUMBER($AE32),$AE32,ISNUMBER($AF32),$AF32,AND($AD32=0,$AE32=0,$AF32=0),1)","v":{"$error":"#N/A"}},{"$f":"IF(ISNUMBER(MATCH(AX$11,$AG32:$AJ32,0)),1,0)*IF(ISNUMBER($AF32),(1-$AF32),1) + IF(ISNUMBER(MATCH(AX$11,$AK32:$AP32,0)),-1,0)*_xlfn.IFS(ISNUMBER($AD32),$AD32,ISNUMBER($AE32),$AE32,ISNUMBER($AF32),$AF32,AND($AD32=0,$AE32=0,$AF32=0),1)","v":{"$error":"#N/A"}},{"$f":"IF(ISNUMBER(MATCH(AY$11,$AG32:$AJ32,0)),1,0)*IF(ISNUMBER($AF32),(1-$AF32),1) + IF(ISNUMBER(MATCH(AY$11,$AK32:$AP32,0)),-1,0)*_xlfn.IFS(ISNUMBER($AD32),$AD32,ISNUMBER($AE32),$AE32,ISNUMBER($AF32),$AF32,AND($AD32=0,$AE32=0,$AF32=0),1)","v":{"$error":"#N/A"}},{"$f":"IF(ISNUMBER(MATCH(AZ$11,$AG32:$AJ32,0)),1,0)*IF(ISNUMBER($AF32),(1-$AF32),1) + IF(ISNUMBER(MATCH(AZ$11,$AK32:$AP32,0)),-1,0)*_xlfn.IFS(ISNUMBER($AD32),$AD32,ISNUMBER($AE32),$AE32,ISNUMBER($AF32),$AF32,AND($AD32=0,$AE32=0,$AF32=0),1)","v":{"$error":"#N/A"}},{"$f":"IF(ISNUMBER(MATCH(BA$11,$AG32:$AJ32,0)),1,0)*IF(ISNUMBER($AF32),(1-$AF32),1) + IF(ISNUMBER(MATCH(BA$11,$AK32:$AP32,0)),-1,0)*_xlfn.IFS(ISNUMBER($AD32),$AD32,ISNUMBER($AE32),$AE32,ISNUMBER($AF32),$AF32,AND($AD32=0,$AE32=0,$AF32=0),1)","v":{"$error":"#N/A"}},{"$f":"IF(ISNUMBER(MATCH(BB$11,$AG32:$AJ32,0)),1,0)*IF(ISNUMBER($AF32),(1-$AF32),1) + IF(ISNUMBER(MATCH(BB$11,$AK32:$AP32,0)),-1,0)*_xlfn.IFS(ISNUMBER($AD32),$AD32,ISNUMBER($AE32),$AE32,ISNUMBER($AF32),$AF32,AND($AD32=0,$AE32=0,$AF32=0),1)","v":{"$error":"#N/A"}},{"$f":"IF(ISNUMBER(MATCH(BC$11,$AG32:$AJ32,0)),1,0)*IF(ISNUMBER($AF32),(1-$AF32),1) + IF(ISNUMBER(MATCH(BC$11,$AK32:$AP32,0)),-1,0)*_xlfn.IFS(ISNUMBER($AD32),$AD32,ISNUMBER($AE32),$AE32,ISNUMBER($AF32),$AF32,AND($AD32=0,$AE32=0,$AF32=0),1)","v":{"$error":"#N/A"}},{"$f":"IF(ISNUMBER(MATCH(BD$11,$AG32:$AJ32,0)),1,0)*IF(ISNUMBER($AF32),(1-$AF32),1) + IF(ISNUMBER(MATCH(BD$11,$AK32:$AP32,0)),-1,0)*_xlfn.IFS(ISNUMBER($AD32),$AD32,ISNUMBER($AE32),$AE32,ISNUMBER($AF32),$AF32,AND($AD32=0,$AE32=0,$AF32=0),1)","v":{"$error":"#N/A"}},{"$f":"IF(ISNUMBER(MATCH(BE$11,$AG32:$AJ32,0)),1,0)*IF(ISNUMBER($AF32),(1-$AF32),1) + IF(ISNUMBER(MATCH(BE$11,$AK32:$AP32,0)),-1,0)*_xlfn.IFS(ISNUMBER($AD32),$AD32,ISNUMBER($AE32),$AE32,ISNUMBER($AF32),$AF32,AND($AD32=0,$AE32=0,$AF32=0),1)","v":{"$error":"#N/A"}},{"$f":"IF(ISNUMBER(MATCH(BF$11,$AG32:$AJ32,0)),1,0)*IF(ISNUMBER($AF32),(1-$AF32),1) + IF(ISNUMBER(MATCH(BF$11,$AK32:$AP32,0)),-1,0)*_xlfn.IFS(ISNUMBER($AD32),$AD32,ISNUMBER($AE32),$AE32,ISNUMBER($AF32),$AF32,AND($AD32=0,$AE32=0,$AF32=0),1)","v":{"$error":"#N/A"}},{"$f":"IF(ISNUMBER(MATCH(BG$11,$AG32:$AJ32,0)),1,0)*IF(ISNUMBER($AF32),(1-$AF32),1) + IF(ISNUMBER(MATCH(BG$11,$AK32:$AP32,0)),-1,0)*_xlfn.IFS(ISNUMBER($AD32),$AD32,ISNUMBER($AE32),$AE32,ISNUMBER($AF32),$AF32,AND($AD32=0,$AE32=0,$AF32=0),1)","v":{"$error":"#N/A"}},{"$f":"IF(ISNUMBER(MATCH(BH$11,$AG32:$AJ32,0)),1,0)*IF(ISNUMBER($AF32),(1-$AF32),1) + IF(ISNUMBER(MATCH(BH$11,$AK32:$AP32,0)),-1,0)*_xlfn.IFS(ISNUMBER($AD32),$AD32,ISNUMBER($AE32),$AE32,ISNUMBER($AF32),$AF32,AND($AD32=0,$AE32=0,$AF32=0),1)","v":{"$error":"#N/A"}},{"$f":"IF(ISNUMBER(MATCH(BI$11,$AG32:$AJ32,0)),1,0)*IF(ISNUMBER($AF32),(1-$AF32),1) + IF(ISNUMBER(MATCH(BI$11,$AK32:$AP32,0)),-1,0)*_xlfn.IFS(ISNUMBER($AD32),$AD32,ISNUMBER($AE32),$AE32,ISNUMBER($AF32),$AF32,AND($AD32=0,$AE32=0,$AF32=0),1)","v":{"$error":"#N/A"}},{"$f":"IF(ISNUMBER(MATCH(BJ$11,$AG32:$AJ32,0)),1,0)*IF(ISNUMBER($AF32),(1-$AF32),1) + IF(ISNUMBER(MATCH(BJ$11,$AK32:$AP32,0)),-1,0)*_xlfn.IFS(ISNUMBER($AD32),$AD32,ISNUMBER($AE32),$AE32,ISNUMBER($AF32),$AF32,AND($AD32=0,$AE32=0,$AF32=0),1)","v":{"$error":"#N/A"}},{"$f":"IF(ISNUMBER(MATCH(BK$11,$AG32:$AJ32,0)),1,0)*IF(ISNUMBER($AF32),(1-$AF32),1) + IF(ISNUMBER(MATCH(BK$11,$AK32:$AP32,0)),-1,0)*_xlfn.IFS(ISNUMBER($AD32),$AD32,ISNUMBER($AE32),$AE32,ISNUMBER($AF32),$AF32,AND($AD32=0,$AE32=0,$AF32=0),1)","v":{"$error":"#N/A"}},{"$f":"IF(ISNUMBER(MATCH(BL$11,$AG32:$AJ32,0)),1,0)*IF(ISNUMBER($AF32),(1-$AF32),1) + IF(ISNUMBER(MATCH(BL$11,$AK32:$AP32,0)),-1,0)*_xlfn.IFS(ISNUMBER($AD32),$AD32,ISNUMBER($AE32),$AE32,ISNUMBER($AF32),$AF32,AND($AD32=0,$AE32=0,$AF32=0),1)","v":{"$error":"#N/A"}},{"$f":"IF(ISNUMBER(MATCH(BM$11,$AG32:$AJ32,0)),1,0)*IF(ISNUMBER($AF32),(1-$AF32),1) + IF(ISNUMBER(MATCH(BM$11,$AK32:$AP32,0)),-1,0)*_xlfn.IFS(ISNUMBER($AD32),$AD32,ISNUMBER($AE32),$AE32,ISNUMBER($AF32),$AF32,AND($AD32=0,$AE32=0,$AF32=0),1)","v":{"$error":"#N/A"}},{"$f":"IF(ISNUMBER(MATCH(BN$11,$AG32:$AJ32,0)),1,0)*IF(ISNUMBER($AF32),(1-$AF32),1) + IF(ISNUMBER(MATCH(BN$11,$AK32:$AP32,0)),-1,0)*_xlfn.IFS(ISNUMBER($AD32),$AD32,ISNUMBER($AE32),$AE32,ISNUMBER($AF32),$AF32,AND($AD32=0,$AE32=0,$AF32=0),1)","v":{"$error":"#N/A"}},{"$f":"IF(ISNUMBER(MATCH(BO$11,$AG32:$AJ32,0)),1,0)*IF(ISNUMBER($AF32),(1-$AF32),1) + IF(ISNUMBER(MATCH(BO$11,$AK32:$AP32,0)),-1,0)*_xlfn.IFS(ISNUMBER($AD32),$AD32,ISNUMBER($AE32),$AE32,ISNUMBER($AF32),$AF32,AND($AD32=0,$AE32=0,$AF32=0),1)","v":{"$error":"#N/A"}},{"$f":"IF(ISNUMBER(MATCH(BP$11,$AG32:$AJ32,0)),1,0)*IF(ISNUMBER($AF32),(1-$AF32),1) + IF(ISNUMBER(MATCH(BP$11,$AK32:$AP32,0)),-1,0)*_xlfn.IFS(ISNUMBER($AD32),$AD32,ISNUMBER($AE32),$AE32,ISNUMBER($AF32),$AF32,AND($AD32=0,$AE32=0,$AF32=0),1)","v":{"$error":"#N/A"}},{"$f":"IF(ISNUMBER(MATCH(BQ$11,$AG32:$AJ32,0)),1,0)*IF(ISNUMBER($AF32),(1-$AF32),1) + IF(ISNUMBER(MATCH(BQ$11,$AK32:$AP32,0)),-1,0)*_xlfn.IFS(ISNUMBER($AD32),$AD32,ISNUMBER($AE32),$AE32,ISNUMBER($AF32),$AF32,AND($AD32=0,$AE32=0,$AF32=0),1)","v":{"$error":"#N/A"}},{"$f":"IF(ISNUMBER(MATCH(BR$11,$AG32:$AJ32,0)),1,0)*IF(ISNUMBER($AF32),(1-$AF32),1) + IF(ISNUMBER(MATCH(BR$11,$AK32:$AP32,0)),-1,0)*_xlfn.IFS(ISNUMBER($AD32),$AD32,ISNUMBER($AE32),$AE32,ISNUMBER($AF32),$AF32,AND($AD32=0,$AE32=0,$AF32=0),1)","v":{"$error":"#N/A"}},{"$f":"IF(ISNUMBER(MATCH(BS$11,$AG32:$AJ32,0)),1,0)*IF(ISNUMBER($AF32),(1-$AF32),1) + IF(ISNUMBER(MATCH(BS$11,$AK32:$AP32,0)),-1,0)*_xlfn.IFS(ISNUMBER($AD32),$AD32,ISNUMBER($AE32),$AE32,ISNUMBER($AF32),$AF32,AND($AD32=0,$AE32=0,$AF32=0),1)","v":{"$error":"#N/A"}},{"$f":"IF(ISNUMBER(MATCH(BT$11,$AG32:$AJ32,0)),1,0)*IF(ISNUMBER($AF32),(1-$AF32),1) + IF(ISNUMBER(MATCH(BT$11,$AK32:$AP32,0)),-1,0)*_xlfn.IFS(ISNUMBER($AD32),$AD32,ISNUMBER($AE32),$AE32,ISNUMBER($AF32),$AF32,AND($AD32=0,$AE32=0,$AF32=0),1)","v":{"$error":"#N/A"}},{"$f":"IF(ISNUMBER(MATCH(BU$11,$AG32:$AJ32,0)),1,0)*IF(ISNUMBER($AF32),(1-$AF32),1) + IF(ISNUMBER(MATCH(BU$11,$AK32:$AP32,0)),-1,0)*_xlfn.IFS(ISNUMBER($AD32),$AD32,ISNUMBER($AE32),$AE32,ISNUMBER($AF32),$AF32,AND($AD32=0,$AE32=0,$AF32=0),1)","v":{"$error":"#N/A"}},{"$f":"IF(ISNUMBER(MATCH(BV$11,$AG32:$AJ32,0)),1,0)*IF(ISNUMBER($AF32),(1-$AF32),1) + IF(ISNUMBER(MATCH(BV$11,$AK32:$AP32,0)),-1,0)*_xlfn.IFS(ISNUMBER($AD32),$AD32,ISNUMBER($AE32),$AE32,ISNUMBER($AF32),$AF32,AND($AD32=0,$AE32=0,$AF32=0),1)","v":{"$error":"#N/A"}},{"$f":"IF(ISNUMBER(MATCH(BW$11,$AG32:$AJ32,0)),1,0)*IF(ISNUMBER($AF32),(1-$AF32),1) + IF(ISNUMBER(MATCH(BW$11,$AK32:$AP32,0)),-1,0)*_xlfn.IFS(ISNUMBER($AD32),$AD32,ISNUMBER($AE32),$AE32,ISNUMBER($AF32),$AF32,AND($AD32=0,$AE32=0,$AF32=0),1)","v":{"$error":"#N/A"}},{"$f":"IF(ISNUMBER(MATCH(BX$11,$AG32:$AJ32,0)),1,0)*IF(ISNUMBER($AF32),(1-$AF32),1) + IF(ISNUMBER(MATCH(BX$11,$AK32:$AP32,0)),-1,0)*_xlfn.IFS(ISNUMBER($AD32),$AD32,ISNUMBER($AE32),$AE32,ISNUMBER($AF32),$AF32,AND($AD32=0,$AE32=0,$AF32=0),1)","v":{"$error":"#N/A"}},{"$f":"IF(ISNUMBER(MATCH(BY$11,$AG32:$AJ32,0)),1,0)*IF(ISNUMBER($AF32),(1-$AF32),1) + IF(ISNUMBER(MATCH(BY$11,$AK32:$AP32,0)),-1,0)*_xlfn.IFS(ISNUMBER($AD32),$AD32,ISNUMBER($AE32),$AE32,ISNUMBER($AF32),$AF32,AND($AD32=0,$AE32=0,$AF32=0),1)","v":{"$error":"#N/A"}},{"$f":"IF(ISNUMBER(MATCH(BZ$11,$AG32:$AJ32,0)),1,0)*IF(ISNUMBER($AF32),(1-$AF32),1) + IF(ISNUMBER(MATCH(BZ$11,$AK32:$AP32,0)),-1,0)*_xlfn.IFS(ISNUMBER($AD32),$AD32,ISNUMBER($AE32),$AE32,ISNUMBER($AF32),$AF32,AND($AD32=0,$AE32=0,$AF32=0),1)","v":{"$error":"#N/A"}},{"$f":"IF(ISNUMBER(MATCH(CA$11,$AG32:$AJ32,0)),1,0)*IF(ISNUMBER($AF32),(1-$AF32),1) + IF(ISNUMBER(MATCH(CA$11,$AK32:$AP32,0)),-1,0)*_xlfn.IFS(ISNUMBER($AD32),$AD32,ISNUMBER($AE32),$AE32,ISNUMBER($AF32),$AF32,AND($AD32=0,$AE32=0,$AF32=0),1)","v":{"$error":"#N/A"}},{"$f":"IF(ISNUMBER(MATCH(CB$11,$AG32:$AJ32,0)),1,0)*IF(ISNUMBER($AF32),(1-$AF32),1) + IF(ISNUMBER(MATCH(CB$11,$AK32:$AP32,0)),-1,0)*_xlfn.IFS(ISNUMBER($AD32),$AD32,ISNUMBER($AE32),$AE32,ISNUMBER($AF32),$AF32,AND($AD32=0,$AE32=0,$AF32=0),1)","v":{"$error":"#N/A"}},{"$f":"IF(ISNUMBER(MATCH(CC$11,$AG32:$AJ32,0)),1,0)*IF(ISNUMBER($AF32),(1-$AF32),1) + IF(ISNUMBER(MATCH(CC$11,$AK32:$AP32,0)),-1,0)*_xlfn.IFS(ISNUMBER($AD32),$AD32,ISNUMBER($AE32),$AE32,ISNUMBER($AF32),$AF32,AND($AD32=0,$AE32=0,$AF32=0),1)","v":{"$error":"#N/A"}},{"$f":"IF(ISNUMBER(MATCH(CD$11,$AG32:$AJ32,0)),1,0)*IF(ISNUMBER($AF32),(1-$AF32),1) + IF(ISNUMBER(MATCH(CD$11,$AK32:$AP32,0)),-1,0)*_xlfn.IFS(ISNUMBER($AD32),$AD32,ISNUMBER($AE32),$AE32,ISNUMBER($AF32),$AF32,AND($AD32=0,$AE32=0,$AF32=0),1)","v":{"$error":"#N/A"}},{"$f":"IF(ISNUMBER(MATCH(CE$11,$AG32:$AJ32,0)),1,0)*IF(ISNUMBER($AF32),(1-$AF32),1) + IF(ISNUMBER(MATCH(CE$11,$AK32:$AP32,0)),-1,0)*_xlfn.IFS(ISNUMBER($AD32),$AD32,ISNUMBER($AE32),$AE32,ISNUMBER($AF32),$AF32,AND($AD32=0,$AE32=0,$AF32=0),1)","v":{"$error":"#N/A"}},{"$f":"IF(ISNUMBER(MATCH(CF$11,$AG32:$AJ32,0)),1,0)*IF(ISNUMBER($AF32),(1-$AF32),1) + IF(ISNUMBER(MATCH(CF$11,$AK32:$AP32,0)),-1,0)*_xlfn.IFS(ISNUMBER($AD32),$AD32,ISNUMBER($AE32),$AE32,ISNUMBER($AF32),$AF32,AND($AD32=0,$AE32=0,$AF32=0),1)","v":{"$error":"#N/A"}},{"$f":"IF(ISNUMBER(MATCH(CG$11,$AG32:$AJ32,0)),1,0)*IF(ISNUMBER($AF32),(1-$AF32),1) + IF(ISNUMBER(MATCH(CG$11,$AK32:$AP32,0)),-1,0)*_xlfn.IFS(ISNUMBER($AD32),$AD32,ISNUMBER($AE32),$AE32,ISNUMBER($AF32),$AF32,AND($AD32=0,$AE32=0,$AF32=0),1)","v":{"$error":"#N/A"}},{"$f":"IF(ISNUMBER(MATCH(CH$11,$AG32:$AJ32,0)),1,0)*IF(ISNUMBER($AF32),(1-$AF32),1) + IF(ISNUMBER(MATCH(CH$11,$AK32:$AP32,0)),-1,0)*_xlfn.IFS(ISNUMBER($AD32),$AD32,ISNUMBER($AE32),$AE32,ISNUMBER($AF32),$AF32,AND($AD32=0,$AE32=0,$AF32=0),1)","v":{"$error":"#N/A"}},{"$f":"IF(ISNUMBER(MATCH(CI$11,$AG32:$AJ32,0)),1,0)*IF(ISNUMBER($AF32),(1-$AF32),1) + IF(ISNUMBER(MATCH(CI$11,$AK32:$AP32,0)),-1,0)*_xlfn.IFS(ISNUMBER($AD32),$AD32,ISNUMBER($AE32),$AE32,ISNUMBER($AF32),$AF32,AND($AD32=0,$AE32=0,$AF32=0),1)","v":{"$error":"#N/A"}},{"$f":"IF(ISNUMBER(MATCH(CJ$11,$AG32:$AJ32,0)),1,0)*IF(ISNUMBER($AF32),(1-$AF32),1) + IF(ISNUMBER(MATCH(CJ$11,$AK32:$AP32,0)),-1,0)*_xlfn.IFS(ISNUMBER($AD32),$AD32,ISNUMBER($AE32),$AE32,ISNUMBER($AF32),$AF32,AND($AD32=0,$AE32=0,$AF32=0),1)","v":{"$error":"#N/A"}},{"$f":"IF(ISNUMBER(MATCH(CK$11,$AG32:$AJ32,0)),1,0)*IF(ISNUMBER($AF32),(1-$AF32),1) + IF(ISNUMBER(MATCH(CK$11,$AK32:$AP32,0)),-1,0)*_xlfn.IFS(ISNUMBER($AD32),$AD32,ISNUMBER($AE32),$AE32,ISNUMBER($AF32),$AF32,AND($AD32=0,$AE32=0,$AF32=0),1)","v":{"$error":"#N/A"}},{"$f":"IF(ISNUMBER(MATCH(CL$11,$AG32:$AJ32,0)),1,0)*IF(ISNUMBER($AF32),(1-$AF32),1) + IF(ISNUMBER(MATCH(CL$11,$AK32:$AP32,0)),-1,0)*_xlfn.IFS(ISNUMBER($AD32),$AD32,ISNUMBER($AE32),$AE32,ISNUMBER($AF32),$AF32,AND($AD32=0,$AE32=0,$AF32=0),1)","v":{"$error":"#N/A"}},{"$f":"IF(ISNUMBER(MATCH(CM$11,$AG32:$AJ32,0)),1,0)*IF(ISNUMBER($AF32),(1-$AF32),1) + IF(ISNUMBER(MATCH(CM$11,$AK32:$AP32,0)),-1,0)*_xlfn.IFS(ISNUMBER($AD32),$AD32,ISNUMBER($AE32),$AE32,ISNUMBER($AF32),$AF32,AND($AD32=0,$AE32=0,$AF32=0),1)","v":{"$error":"#N/A"}},{"$f":"IF(ISNUMBER(MATCH(CN$11,$AG32:$AJ32,0)),1,0)*IF(ISNUMBER($AF32),(1-$AF32),1) + IF(ISNUMBER(MATCH(CN$11,$AK32:$AP32,0)),-1,0)*_xlfn.IFS(ISNUMBER($AD32),$AD32,ISNUMBER($AE32),$AE32,ISNUMBER($AF32),$AF32,AND($AD32=0,$AE32=0,$AF32=0),1)","v":{"$error":"#N/A"}},{"$f":"IF(ISNUMBER(MATCH(CO$11,$AG32:$AJ32,0)),1,0)*IF(ISNUMBER($AF32),(1-$AF32),1) + IF(ISNUMBER(MATCH(CO$11,$AK32:$AP32,0)),-1,0)*_xlfn.IFS(ISNUMBER($AD32),$AD32,ISNUMBER($AE32),$AE32,ISNUMBER($AF32),$AF32,AND($AD32=0,$AE32=0,$AF32=0),1)","v":{"$error":"#N/A"}},{"$f":"IF(ISNUMBER(MATCH(CP$11,$AG32:$AJ32,0)),1,0)*IF(ISNUMBER($AF32),(1-$AF32),1) + IF(ISNUMBER(MATCH(CP$11,$AK32:$AP32,0)),-1,0)*_xlfn.IFS(ISNUMBER($AD32),$AD32,ISNUMBER($AE32),$AE32,ISNUMBER($AF32),$AF32,AND($AD32=0,$AE32=0,$AF32=0),1)","v":{"$error":"#N/A"}},{"$f":"IF(ISNUMBER(MATCH(CQ$11,$AG32:$AJ32,0)),1,0)*IF(ISNUMBER($AF32),(1-$AF32),1) + IF(ISNUMBER(MATCH(CQ$11,$AK32:$AP32,0)),-1,0)*_xlfn.IFS(ISNUMBER($AD32),$AD32,ISNUMBER($AE32),$AE32,ISNUMBER($AF32),$AF32,AND($AD32=0,$AE32=0,$AF32=0),1)","v":{"$error":"#N/A"}},{"$f":"IF(ISNUMBER(MATCH(CR$11,$AG32:$AJ32,0)),1,0)*IF(ISNUMBER($AF32),(1-$AF32),1) + IF(ISNUMBER(MATCH(CR$11,$AK32:$AP32,0)),-1,0)*_xlfn.IFS(ISNUMBER($AD32),$AD32,ISNUMBER($AE32),$AE32,ISNUMBER($AF32),$AF32,AND($AD32=0,$AE32=0,$AF32=0),1)","v":{"$error":"#N/A"}},{"$f":"IF(ISNUMBER(MATCH(CS$11,$AG32:$AJ32,0)),1,0)*IF(ISNUMBER($AF32),(1-$AF32),1) + IF(ISNUMBER(MATCH(CS$11,$AK32:$AP32,0)),-1,0)*_xlfn.IFS(ISNUMBER($AD32),$AD32,ISNUMBER($AE32),$AE32,ISNUMBER($AF32),$AF32,AND($AD32=0,$AE32=0,$AF32=0),1)","v":{"$error":"#N/A"}},{"$f":"IF(ISNUMBER(MATCH(CT$11,$AG32:$AJ32,0)),1,0)*IF(ISNUMBER($AF32),(1-$AF32),1) + IF(ISNUMBER(MATCH(CT$11,$AK32:$AP32,0)),-1,0)*_xlfn.IFS(ISNUMBER($AD32),$AD32,ISNUMBER($AE32),$AE32,ISNUMBER($AF32),$AF32,AND($AD32=0,$AE32=0,$AF32=0),1)","v":{"$error":"#N/A"}},{"$f":"IF(ISNUMBER(MATCH(CU$11,$AG32:$AJ32,0)),1,0)*IF(ISNUMBER($AF32),(1-$AF32),1) + IF(ISNUMBER(MATCH(CU$11,$AK32:$AP32,0)),-1,0)*_xlfn.IFS(ISNUMBER($AD32),$AD32,ISNUMBER($AE32),$AE32,ISNUMBER($AF32),$AF32,AND($AD32=0,$AE32=0,$AF32=0),1)","v":{"$error":"#N/A"}},{"$f":"IF(ISNUMBER(MATCH(CV$11,$AG32:$AJ32,0)),1,0)*IF(ISNUMBER($AF32),(1-$AF32),1) + IF(ISNUMBER(MATCH(CV$11,$AK32:$AP32,0)),-1,0)*_xlfn.IFS(ISNUMBER($AD32),$AD32,ISNUMBER($AE32),$AE32,ISNUMBER($AF32),$AF32,AND($AD32=0,$AE32=0,$AF32=0),1)","v":{"$error":"#N/A"}},{"$f":"IF(ISNUMBER(MATCH(CW$11,$AG32:$AJ32,0)),1,0)*IF(ISNUMBER($AF32),(1-$AF32),1) + IF(ISNUMBER(MATCH(CW$11,$AK32:$AP32,0)),-1,0)*_xlfn.IFS(ISNUMBER($AD32),$AD32,ISNUMBER($AE32),$AE32,ISNUMBER($AF32),$AF32,AND($AD32=0,$AE32=0,$AF32=0),1)","v":{"$error":"#N/A"}},{"$f":"IF(ISNUMBER(MATCH(CX$11,$AG32:$AJ32,0)),1,0)*IF(ISNUMBER($AF32),(1-$AF32),1) + IF(ISNUMBER(MATCH(CX$11,$AK32:$AP32,0)),-1,0)*_xlfn.IFS(ISNUMBER($AD32),$AD32,ISNUMBER($AE32),$AE32,ISNUMBER($AF32),$AF32,AND($AD32=0,$AE32=0,$AF32=0),1)","v":{"$error":"#N/A"}},{"$f":"IF(ISNUMBER(MATCH(CY$11,$AG32:$AJ32,0)),1,0)*IF(ISNUMBER($AF32),(1-$AF32),1) + IF(ISNUMBER(MATCH(CY$11,$AK32:$AP32,0)),-1,0)*_xlfn.IFS(ISNUMBER($AD32),$AD32,ISNUMBER($AE32),$AE32,ISNUMBER($AF32),$AF32,AND($AD32=0,$AE32=0,$AF32=0),1)","v":{"$error":"#N/A"}},{"$f":"IF(ISNUMBER(MATCH(CZ$11,$AG32:$AJ32,0)),1,0)*IF(ISNUMBER($AF32),(1-$AF32),1) + IF(ISNUMBER(MATCH(CZ$11,$AK32:$AP32,0)),-1,0)*_xlfn.IFS(ISNUMBER($AD32),$AD32,ISNUMBER($AE32),$AE32,ISNUMBER($AF32),$AF32,AND($AD32=0,$AE32=0,$AF32=0),1)","v":{"$error":"#N/A"}},{"$f":"IF(ISNUMBER(MATCH(DA$11,$AG32:$AJ32,0)),1,0)*IF(ISNUMBER($AF32),(1-$AF32),1) + IF(ISNUMBER(MATCH(DA$11,$AK32:$AP32,0)),-1,0)*_xlfn.IFS(ISNUMBER($AD32),$AD32,ISNUMBER($AE32),$AE32,ISNUMBER($AF32),$AF32,AND($AD32=0,$AE32=0,$AF32=0),1)","v":{"$error":"#N/A"}},{"$f":"IF(ISNUMBER(MATCH(DB$11,$AG32:$AJ32,0)),1,0)*IF(ISNUMBER($AF32),(1-$AF32),1) + IF(ISNUMBER(MATCH(DB$11,$AK32:$AP32,0)),-1,0)*_xlfn.IFS(ISNUMBER($AD32),$AD32,ISNUMBER($AE32),$AE32,ISNUMBER($AF32),$AF32,AND($AD32=0,$AE32=0,$AF32=0),1)","v":{"$error":"#N/A"}},{"$f":"IF(ISNUMBER(MATCH(DC$11,$AG32:$AJ32,0)),1,0)*IF(ISNUMBER($AF32),(1-$AF32),1) + IF(ISNUMBER(MATCH(DC$11,$AK32:$AP32,0)),-1,0)*_xlfn.IFS(ISNUMBER($AD32),$AD32,ISNUMBER($AE32),$AE32,ISNUMBER($AF32),$AF32,AND($AD32=0,$AE32=0,$AF32=0),1)","v":{"$error":"#N/A"}},{"$f":"IF(ISNUMBER(MATCH(DD$11,$AG32:$AJ32,0)),1,0)*IF(ISNUMBER($AF32),(1-$AF32),1) + IF(ISNUMBER(MATCH(DD$11,$AK32:$AP32,0)),-1,0)*_xlfn.IFS(ISNUMBER($AD32),$AD32,ISNUMBER($AE32),$AE32,ISNUMBER($AF32),$AF32,AND($AD32=0,$AE32=0,$AF32=0),1)","v":{"$error":"#N/A"}},{"$f":"IF(ISNUMBER(MATCH(DE$11,$AG32:$AJ32,0)),1,0)*IF(ISNUMBER($AF32),(1-$AF32),1) + IF(ISNUMBER(MATCH(DE$11,$AK32:$AP32,0)),-1,0)*_xlfn.IFS(ISNUMBER($AD32),$AD32,ISNUMBER($AE32),$AE32,ISNUMBER($AF32),$AF32,AND($AD32=0,$AE32=0,$AF32=0),1)","v":{"$error":"#N/A"}},null,0,null,"6A","Montreal","Canada",45.508889000000003,"Cold","Humid",0,0,0,null,-33,{"$error":"#N/A"},{"$error":"#N/A"},0,0,0,0,0,0,0,0,0,0,0,0,0,0,0,0,0,0,27,0,0]
[37,"Discount rate for NPV",{"$f":"INDIRECT(\"Input!\"&$C$2&A33)","v":1},null,"CAPEX per Workload",null,{"$f":"G31/G17/1000","v":{"$error":"#N/A"}},null,"OPEX total",{"$f":"SUM(J29:J32)","v":{"$error":"#N/A"}},{"$error":"#N/A"},{"$error":"#N/A"},{"$error":"#N/A"},{"$error":"#N/A"},{"$error":"#N/A"},{"$error":"#N/A"},{"$error":"#N/A"},null,"e_drms_crit-dr2",0,{"$error":"#N/A"},null,null,null,null,null,"HRU,LT","Prop",null,{"$f":"J59","v":{"$error":"#N/A"}},null,null,"q_dr1_cls,a",null,null,null,"e_drms_crit-dr1",null,null,null,null,null,null,{"$f":"IF(ISNUMBER(MATCH(AR$11,$AG33:$AJ33,0)),1,0)*IF(ISNUMBER($AF33),(1-$AF33),1) + IF(ISNUMBER(MATCH(AR$11,$AK33:$AP33,0)),-1,0)*_xlfn.IFS(ISNUMBER($AD33),$AD33,ISNUMBER($AE33),$AE33,ISNUMBER($AF33),$AF33,AND($AD33=0,$AE33=0,$AF33=0),1)","v":{"$error":"#N/A"}},{"$f":"IF(ISNUMBER(MATCH(AS$11,$AG33:$AJ33,0)),1,0)*IF(ISNUMBER($AF33),(1-$AF33),1) + IF(ISNUMBER(MATCH(AS$11,$AK33:$AP33,0)),-1,0)*_xlfn.IFS(ISNUMBER($AD33),$AD33,ISNUMBER($AE33),$AE33,ISNUMBER($AF33),$AF33,AND($AD33=0,$AE33=0,$AF33=0),1)","v":{"$error":"#N/A"}},{"$f":"IF(ISNUMBER(MATCH(AT$11,$AG33:$AJ33,0)),1,0)*IF(ISNUMBER($AF33),(1-$AF33),1) + IF(ISNUMBER(MATCH(AT$11,$AK33:$AP33,0)),-1,0)*_xlfn.IFS(ISNUMBER($AD33),$AD33,ISNUMBER($AE33),$AE33,ISNUMBER($AF33),$AF33,AND($AD33=0,$AE33=0,$AF33=0),1)","v":{"$error":"#N/A"}},{"$f":"IF(ISNUMBER(MATCH(AU$11,$AG33:$AJ33,0)),1,0)*IF(ISNUMBER($AF33),(1-$AF33),1) + IF(ISNUMBER(MATCH(AU$11,$AK33:$AP33,0)),-1,0)*_xlfn.IFS(ISNUMBER($AD33),$AD33,ISNUMBER($AE33),$AE33,ISNUMBER($AF33),$AF33,AND($AD33=0,$AE33=0,$AF33=0),1)","v":{"$error":"#N/A"}},{"$f":"IF(ISNUMBER(MATCH(AV$11,$AG33:$AJ33,0)),1,0)*IF(ISNUMBER($AF33),(1-$AF33),1) + IF(ISNUMBER(MATCH(AV$11,$AK33:$AP33,0)),-1,0)*_xlfn.IFS(ISNUMBER($AD33),$AD33,ISNUMBER($AE33),$AE33,ISNUMBER($AF33),$AF33,AND($AD33=0,$AE33=0,$AF33=0),1)","v":{"$error":"#N/A"}},{"$f":"IF(ISNUMBER(MATCH(AW$11,$AG33:$AJ33,0)),1,0)*IF(ISNUMBER($AF33),(1-$AF33),1) + IF(ISNUMBER(MATCH(AW$11,$AK33:$AP33,0)),-1,0)*_xlfn.IFS(ISNUMBER($AD33),$AD33,ISNUMBER($AE33),$AE33,ISNUMBER($AF33),$AF33,AND($AD33=0,$AE33=0,$AF33=0),1)","v":{"$error":"#N/A"}},{"$f":"IF(ISNUMBER(MATCH(AX$11,$AG33:$AJ33,0)),1,0)*IF(ISNUMBER($AF33),(1-$AF33),1) + IF(ISNUMBER(MATCH(AX$11,$AK33:$AP33,0)),-1,0)*_xlfn.IFS(ISNUMBER($AD33),$AD33,ISNUMBER($AE33),$AE33,ISNUMBER($AF33),$AF33,AND($AD33=0,$AE33=0,$AF33=0),1)","v":{"$error":"#N/A"}},{"$f":"IF(ISNUMBER(MATCH(AY$11,$AG33:$AJ33,0)),1,0)*IF(ISNUMBER($AF33),(1-$AF33),1) + IF(ISNUMBER(MATCH(AY$11,$AK33:$AP33,0)),-1,0)*_xlfn.IFS(ISNUMBER($AD33),$AD33,ISNUMBER($AE33),$AE33,ISNUMBER($AF33),$AF33,AND($AD33=0,$AE33=0,$AF33=0),1)","v":{"$error":"#N/A"}},{"$f":"IF(ISNUMBER(MATCH(AZ$11,$AG33:$AJ33,0)),1,0)*IF(ISNUMBER($AF33),(1-$AF33),1) + IF(ISNUMBER(MATCH(AZ$11,$AK33:$AP33,0)),-1,0)*_xlfn.IFS(ISNUMBER($AD33),$AD33,ISNUMBER($AE33),$AE33,ISNUMBER($AF33),$AF33,AND($AD33=0,$AE33=0,$AF33=0),1)","v":{"$error":"#N/A"}},{"$f":"IF(ISNUMBER(MATCH(BA$11,$AG33:$AJ33,0)),1,0)*IF(ISNUMBER($AF33),(1-$AF33),1) + IF(ISNUMBER(MATCH(BA$11,$AK33:$AP33,0)),-1,0)*_xlfn.IFS(ISNUMBER($AD33),$AD33,ISNUMBER($AE33),$AE33,ISNUMBER($AF33),$AF33,AND($AD33=0,$AE33=0,$AF33=0),1)","v":{"$error":"#N/A"}},{"$f":"IF(ISNUMBER(MATCH(BB$11,$AG33:$AJ33,0)),1,0)*IF(ISNUMBER($AF33),(1-$AF33),1) + IF(ISNUMBER(MATCH(BB$11,$AK33:$AP33,0)),-1,0)*_xlfn.IFS(ISNUMBER($AD33),$AD33,ISNUMBER($AE33),$AE33,ISNUMBER($AF33),$AF33,AND($AD33=0,$AE33=0,$AF33=0),1)","v":{"$error":"#N/A"}},{"$f":"IF(ISNUMBER(MATCH(BC$11,$AG33:$AJ33,0)),1,0)*IF(ISNUMBER($AF33),(1-$AF33),1) + IF(ISNUMBER(MATCH(BC$11,$AK33:$AP33,0)),-1,0)*_xlfn.IFS(ISNUMBER($AD33),$AD33,ISNUMBER($AE33),$AE33,ISNUMBER($AF33),$AF33,AND($AD33=0,$AE33=0,$AF33=0),1)","v":{"$error":"#N/A"}},{"$f":"IF(ISNUMBER(MATCH(BD$11,$AG33:$AJ33,0)),1,0)*IF(ISNUMBER($AF33),(1-$AF33),1) + IF(ISNUMBER(MATCH(BD$11,$AK33:$AP33,0)),-1,0)*_xlfn.IFS(ISNUMBER($AD33),$AD33,ISNUMBER($AE33),$AE33,ISNUMBER($AF33),$AF33,AND($AD33=0,$AE33=0,$AF33=0),1)","v":{"$error":"#N/A"}},{"$f":"IF(ISNUMBER(MATCH(BE$11,$AG33:$AJ33,0)),1,0)*IF(ISNUMBER($AF33),(1-$AF33),1) + IF(ISNUMBER(MATCH(BE$11,$AK33:$AP33,0)),-1,0)*_xlfn.IFS(ISNUMBER($AD33),$AD33,ISNUMBER($AE33),$AE33,ISNUMBER($AF33),$AF33,AND($AD33=0,$AE33=0,$AF33=0),1)","v":{"$error":"#N/A"}},{"$f":"IF(ISNUMBER(MATCH(BF$11,$AG33:$AJ33,0)),1,0)*IF(ISNUMBER($AF33),(1-$AF33),1) + IF(ISNUMBER(MATCH(BF$11,$AK33:$AP33,0)),-1,0)*_xlfn.IFS(ISNUMBER($AD33),$AD33,ISNUMBER($AE33),$AE33,ISNUMBER($AF33),$AF33,AND($AD33=0,$AE33=0,$AF33=0),1)","v":{"$error":"#N/A"}},{"$f":"IF(ISNUMBER(MATCH(BG$11,$AG33:$AJ33,0)),1,0)*IF(ISNUMBER($AF33),(1-$AF33),1) + IF(ISNUMBER(MATCH(BG$11,$AK33:$AP33,0)),-1,0)*_xlfn.IFS(ISNUMBER($AD33),$AD33,ISNUMBER($AE33),$AE33,ISNUMBER($AF33),$AF33,AND($AD33=0,$AE33=0,$AF33=0),1)","v":{"$error":"#N/A"}},{"$f":"IF(ISNUMBER(MATCH(BH$11,$AG33:$AJ33,0)),1,0)*IF(ISNUMBER($AF33),(1-$AF33),1) + IF(ISNUMBER(MATCH(BH$11,$AK33:$AP33,0)),-1,0)*_xlfn.IFS(ISNUMBER($AD33),$AD33,ISNUMBER($AE33),$AE33,ISNUMBER($AF33),$AF33,AND($AD33=0,$AE33=0,$AF33=0),1)","v":{"$error":"#N/A"}},{"$f":"IF(ISNUMBER(MATCH(BI$11,$AG33:$AJ33,0)),1,0)*IF(ISNUMBER($AF33),(1-$AF33),1) + IF(ISNUMBER(MATCH(BI$11,$AK33:$AP33,0)),-1,0)*_xlfn.IFS(ISNUMBER($AD33),$AD33,ISNUMBER($AE33),$AE33,ISNUMBER($AF33),$AF33,AND($AD33=0,$AE33=0,$AF33=0),1)","v":{"$error":"#N/A"}},{"$f":"IF(ISNUMBER(MATCH(BJ$11,$AG33:$AJ33,0)),1,0)*IF(ISNUMBER($AF33),(1-$AF33),1) + IF(ISNUMBER(MATCH(BJ$11,$AK33:$AP33,0)),-1,0)*_xlfn.IFS(ISNUMBER($AD33),$AD33,ISNUMBER($AE33),$AE33,ISNUMBER($AF33),$AF33,AND($AD33=0,$AE33=0,$AF33=0),1)","v":{"$error":"#N/A"}},{"$f":"IF(ISNUMBER(MATCH(BK$11,$AG33:$AJ33,0)),1,0)*IF(ISNUMBER($AF33),(1-$AF33),1) + IF(ISNUMBER(MATCH(BK$11,$AK33:$AP33,0)),-1,0)*_xlfn.IFS(ISNUMBER($AD33),$AD33,ISNUMBER($AE33),$AE33,ISNUMBER($AF33),$AF33,AND($AD33=0,$AE33=0,$AF33=0),1)","v":{"$error":"#N/A"}},{"$f":"IF(ISNUMBER(MATCH(BL$11,$AG33:$AJ33,0)),1,0)*IF(ISNUMBER($AF33),(1-$AF33),1) + IF(ISNUMBER(MATCH(BL$11,$AK33:$AP33,0)),-1,0)*_xlfn.IFS(ISNUMBER($AD33),$AD33,ISNUMBER($AE33),$AE33,ISNUMBER($AF33),$AF33,AND($AD33=0,$AE33=0,$AF33=0),1)","v":{"$error":"#N/A"}},{"$f":"IF(ISNUMBER(MATCH(BM$11,$AG33:$AJ33,0)),1,0)*IF(ISNUMBER($AF33),(1-$AF33),1) + IF(ISNUMBER(MATCH(BM$11,$AK33:$AP33,0)),-1,0)*_xlfn.IFS(ISNUMBER($AD33),$AD33,ISNUMBER($AE33),$AE33,ISNUMBER($AF33),$AF33,AND($AD33=0,$AE33=0,$AF33=0),1)","v":{"$error":"#N/A"}},{"$f":"IF(ISNUMBER(MATCH(BN$11,$AG33:$AJ33,0)),1,0)*IF(ISNUMBER($AF33),(1-$AF33),1) + IF(ISNUMBER(MATCH(BN$11,$AK33:$AP33,0)),-1,0)*_xlfn.IFS(ISNUMBER($AD33),$AD33,ISNUMBER($AE33),$AE33,ISNUMBER($AF33),$AF33,AND($AD33=0,$AE33=0,$AF33=0),1)","v":{"$error":"#N/A"}},{"$f":"IF(ISNUMBER(MATCH(BO$11,$AG33:$AJ33,0)),1,0)*IF(ISNUMBER($AF33),(1-$AF33),1) + IF(ISNUMBER(MATCH(BO$11,$AK33:$AP33,0)),-1,0)*_xlfn.IFS(ISNUMBER($AD33),$AD33,ISNUMBER($AE33),$AE33,ISNUMBER($AF33),$AF33,AND($AD33=0,$AE33=0,$AF33=0),1)","v":{"$error":"#N/A"}},{"$f":"IF(ISNUMBER(MATCH(BP$11,$AG33:$AJ33,0)),1,0)*IF(ISNUMBER($AF33),(1-$AF33),1) + IF(ISNUMBER(MATCH(BP$11,$AK33:$AP33,0)),-1,0)*_xlfn.IFS(ISNUMBER($AD33),$AD33,ISNUMBER($AE33),$AE33,ISNUMBER($AF33),$AF33,AND($AD33=0,$AE33=0,$AF33=0),1)","v":{"$error":"#N/A"}},{"$f":"IF(ISNUMBER(MATCH(BQ$11,$AG33:$AJ33,0)),1,0)*IF(ISNUMBER($AF33),(1-$AF33),1) + IF(ISNUMBER(MATCH(BQ$11,$AK33:$AP33,0)),-1,0)*_xlfn.IFS(ISNUMBER($AD33),$AD33,ISNUMBER($AE33),$AE33,ISNUMBER($AF33),$AF33,AND($AD33=0,$AE33=0,$AF33=0),1)","v":{"$error":"#N/A"}},{"$f":"IF(ISNUMBER(MATCH(BR$11,$AG33:$AJ33,0)),1,0)*IF(ISNUMBER($AF33),(1-$AF33),1) + IF(ISNUMBER(MATCH(BR$11,$AK33:$AP33,0)),-1,0)*_xlfn.IFS(ISNUMBER($AD33),$AD33,ISNUMBER($AE33),$AE33,ISNUMBER($AF33),$AF33,AND($AD33=0,$AE33=0,$AF33=0),1)","v":{"$error":"#N/A"}},{"$f":"IF(ISNUMBER(MATCH(BS$11,$AG33:$AJ33,0)),1,0)*IF(ISNUMBER($AF33),(1-$AF33),1) + IF(ISNUMBER(MATCH(BS$11,$AK33:$AP33,0)),-1,0)*_xlfn.IFS(ISNUMBER($AD33),$AD33,ISNUMBER($AE33),$AE33,ISNUMBER($AF33),$AF33,AND($AD33=0,$AE33=0,$AF33=0),1)","v":{"$error":"#N/A"}},{"$f":"IF(ISNUMBER(MATCH(BT$11,$AG33:$AJ33,0)),1,0)*IF(ISNUMBER($AF33),(1-$AF33),1) + IF(ISNUMBER(MATCH(BT$11,$AK33:$AP33,0)),-1,0)*_xlfn.IFS(ISNUMBER($AD33),$AD33,ISNUMBER($AE33),$AE33,ISNUMBER($AF33),$AF33,AND($AD33=0,$AE33=0,$AF33=0),1)","v":{"$error":"#N/A"}},{"$f":"IF(ISNUMBER(MATCH(BU$11,$AG33:$AJ33,0)),1,0)*IF(ISNUMBER($AF33),(1-$AF33),1) + IF(ISNUMBER(MATCH(BU$11,$AK33:$AP33,0)),-1,0)*_xlfn.IFS(ISNUMBER($AD33),$AD33,ISNUMBER($AE33),$AE33,ISNUMBER($AF33),$AF33,AND($AD33=0,$AE33=0,$AF33=0),1)","v":{"$error":"#N/A"}},{"$f":"IF(ISNUMBER(MATCH(BV$11,$AG33:$AJ33,0)),1,0)*IF(ISNUMBER($AF33),(1-$AF33),1) + IF(ISNUMBER(MATCH(BV$11,$AK33:$AP33,0)),-1,0)*_xlfn.IFS(ISNUMBER($AD33),$AD33,ISNUMBER($AE33),$AE33,ISNUMBER($AF33),$AF33,AND($AD33=0,$AE33=0,$AF33=0),1)","v":{"$error":"#N/A"}},{"$f":"IF(ISNUMBER(MATCH(BW$11,$AG33:$AJ33,0)),1,0)*IF(ISNUMBER($AF33),(1-$AF33),1) + IF(ISNUMBER(MATCH(BW$11,$AK33:$AP33,0)),-1,0)*_xlfn.IFS(ISNUMBER($AD33),$AD33,ISNUMBER($AE33),$AE33,ISNUMBER($AF33),$AF33,AND($AD33=0,$AE33=0,$AF33=0),1)","v":{"$error":"#N/A"}},{"$f":"IF(ISNUMBER(MATCH(BX$11,$AG33:$AJ33,0)),1,0)*IF(ISNUMBER($AF33),(1-$AF33),1) + IF(ISNUMBER(MATCH(BX$11,$AK33:$AP33,0)),-1,0)*_xlfn.IFS(ISNUMBER($AD33),$AD33,ISNUMBER($AE33),$AE33,ISNUMBER($AF33),$AF33,AND($AD33=0,$AE33=0,$AF33=0),1)","v":{"$error":"#N/A"}},{"$f":"IF(ISNUMBER(MATCH(BY$11,$AG33:$AJ33,0)),1,0)*IF(ISNUMBER($AF33),(1-$AF33),1) + IF(ISNUMBER(MATCH(BY$11,$AK33:$AP33,0)),-1,0)*_xlfn.IFS(ISNUMBER($AD33),$AD33,ISNUMBER($AE33),$AE33,ISNUMBER($AF33),$AF33,AND($AD33=0,$AE33=0,$AF33=0),1)","v":{"$error":"#N/A"}},{"$f":"IF(ISNUMBER(MATCH(BZ$11,$AG33:$AJ33,0)),1,0)*IF(ISNUMBER($AF33),(1-$AF33),1) + IF(ISNUMBER(MATCH(BZ$11,$AK33:$AP33,0)),-1,0)*_xlfn.IFS(ISNUMBER($AD33),$AD33,ISNUMBER($AE33),$AE33,ISNUMBER($AF33),$AF33,AND($AD33=0,$AE33=0,$AF33=0),1)","v":{"$error":"#N/A"}},{"$f":"IF(ISNUMBER(MATCH(CA$11,$AG33:$AJ33,0)),1,0)*IF(ISNUMBER($AF33),(1-$AF33),1) + IF(ISNUMBER(MATCH(CA$11,$AK33:$AP33,0)),-1,0)*_xlfn.IFS(ISNUMBER($AD33),$AD33,ISNUMBER($AE33),$AE33,ISNUMBER($AF33),$AF33,AND($AD33=0,$AE33=0,$AF33=0),1)","v":{"$error":"#N/A"}},{"$f":"IF(ISNUMBER(MATCH(CB$11,$AG33:$AJ33,0)),1,0)*IF(ISNUMBER($AF33),(1-$AF33),1) + IF(ISNUMBER(MATCH(CB$11,$AK33:$AP33,0)),-1,0)*_xlfn.IFS(ISNUMBER($AD33),$AD33,ISNUMBER($AE33),$AE33,ISNUMBER($AF33),$AF33,AND($AD33=0,$AE33=0,$AF33=0),1)","v":{"$error":"#N/A"}},{"$f":"IF(ISNUMBER(MATCH(CC$11,$AG33:$AJ33,0)),1,0)*IF(ISNUMBER($AF33),(1-$AF33),1) + IF(ISNUMBER(MATCH(CC$11,$AK33:$AP33,0)),-1,0)*_xlfn.IFS(ISNUMBER($AD33),$AD33,ISNUMBER($AE33),$AE33,ISNUMBER($AF33),$AF33,AND($AD33=0,$AE33=0,$AF33=0),1)","v":{"$error":"#N/A"}},{"$f":"IF(ISNUMBER(MATCH(CD$11,$AG33:$AJ33,0)),1,0)*IF(ISNUMBER($AF33),(1-$AF33),1) + IF(ISNUMBER(MATCH(CD$11,$AK33:$AP33,0)),-1,0)*_xlfn.IFS(ISNUMBER($AD33),$AD33,ISNUMBER($AE33),$AE33,ISNUMBER($AF33),$AF33,AND($AD33=0,$AE33=0,$AF33=0),1)","v":{"$error":"#N/A"}},{"$f":"IF(ISNUMBER(MATCH(CE$11,$AG33:$AJ33,0)),1,0)*IF(ISNUMBER($AF33),(1-$AF33),1) + IF(ISNUMBER(MATCH(CE$11,$AK33:$AP33,0)),-1,0)*_xlfn.IFS(ISNUMBER($AD33),$AD33,ISNUMBER($AE33),$AE33,ISNUMBER($AF33),$AF33,AND($AD33=0,$AE33=0,$AF33=0),1)","v":{"$error":"#N/A"}},{"$f":"IF(ISNUMBER(MATCH(CF$11,$AG33:$AJ33,0)),1,0)*IF(ISNUMBER($AF33),(1-$AF33),1) + IF(ISNUMBER(MATCH(CF$11,$AK33:$AP33,0)),-1,0)*_xlfn.IFS(ISNUMBER($AD33),$AD33,ISNUMBER($AE33),$AE33,ISNUMBER($AF33),$AF33,AND($AD33=0,$AE33=0,$AF33=0),1)","v":{"$error":"#N/A"}},{"$f":"IF(ISNUMBER(MATCH(CG$11,$AG33:$AJ33,0)),1,0)*IF(ISNUMBER($AF33),(1-$AF33),1) + IF(ISNUMBER(MATCH(CG$11,$AK33:$AP33,0)),-1,0)*_xlfn.IFS(ISNUMBER($AD33),$AD33,ISNUMBER($AE33),$AE33,ISNUMBER($AF33),$AF33,AND($AD33=0,$AE33=0,$AF33=0),1)","v":{"$error":"#N/A"}},{"$f":"IF(ISNUMBER(MATCH(CH$11,$AG33:$AJ33,0)),1,0)*IF(ISNUMBER($AF33),(1-$AF33),1) + IF(ISNUMBER(MATCH(CH$11,$AK33:$AP33,0)),-1,0)*_xlfn.IFS(ISNUMBER($AD33),$AD33,ISNUMBER($AE33),$AE33,ISNUMBER($AF33),$AF33,AND($AD33=0,$AE33=0,$AF33=0),1)","v":{"$error":"#N/A"}},{"$f":"IF(ISNUMBER(MATCH(CI$11,$AG33:$AJ33,0)),1,0)*IF(ISNUMBER($AF33),(1-$AF33),1) + IF(ISNUMBER(MATCH(CI$11,$AK33:$AP33,0)),-1,0)*_xlfn.IFS(ISNUMBER($AD33),$AD33,ISNUMBER($AE33),$AE33,ISNUMBER($AF33),$AF33,AND($AD33=0,$AE33=0,$AF33=0),1)","v":{"$error":"#N/A"}},{"$f":"IF(ISNUMBER(MATCH(CJ$11,$AG33:$AJ33,0)),1,0)*IF(ISNUMBER($AF33),(1-$AF33),1) + IF(ISNUMBER(MATCH(CJ$11,$AK33:$AP33,0)),-1,0)*_xlfn.IFS(ISNUMBER($AD33),$AD33,ISNUMBER($AE33),$AE33,ISNUMBER($AF33),$AF33,AND($AD33=0,$AE33=0,$AF33=0),1)","v":{"$error":"#N/A"}},{"$f":"IF(ISNUMBER(MATCH(CK$11,$AG33:$AJ33,0)),1,0)*IF(ISNUMBER($AF33),(1-$AF33),1) + IF(ISNUMBER(MATCH(CK$11,$AK33:$AP33,0)),-1,0)*_xlfn.IFS(ISNUMBER($AD33),$AD33,ISNUMBER($AE33),$AE33,ISNUMBER($AF33),$AF33,AND($AD33=0,$AE33=0,$AF33=0),1)","v":{"$error":"#N/A"}},{"$f":"IF(ISNUMBER(MATCH(CL$11,$AG33:$AJ33,0)),1,0)*IF(ISNUMBER($AF33),(1-$AF33),1) + IF(ISNUMBER(MATCH(CL$11,$AK33:$AP33,0)),-1,0)*_xlfn.IFS(ISNUMBER($AD33),$AD33,ISNUMBER($AE33),$AE33,ISNUMBER($AF33),$AF33,AND($AD33=0,$AE33=0,$AF33=0),1)","v":{"$error":"#N/A"}},{"$f":"IF(ISNUMBER(MATCH(CM$11,$AG33:$AJ33,0)),1,0)*IF(ISNUMBER($AF33),(1-$AF33),1) + IF(ISNUMBER(MATCH(CM$11,$AK33:$AP33,0)),-1,0)*_xlfn.IFS(ISNUMBER($AD33),$AD33,ISNUMBER($AE33),$AE33,ISNUMBER($AF33),$AF33,AND($AD33=0,$AE33=0,$AF33=0),1)","v":{"$error":"#N/A"}},{"$f":"IF(ISNUMBER(MATCH(CN$11,$AG33:$AJ33,0)),1,0)*IF(ISNUMBER($AF33),(1-$AF33),1) + IF(ISNUMBER(MATCH(CN$11,$AK33:$AP33,0)),-1,0)*_xlfn.IFS(ISNUMBER($AD33),$AD33,ISNUMBER($AE33),$AE33,ISNUMBER($AF33),$AF33,AND($AD33=0,$AE33=0,$AF33=0),1)","v":{"$error":"#N/A"}},{"$f":"IF(ISNUMBER(MATCH(CO$11,$AG33:$AJ33,0)),1,0)*IF(ISNUMBER($AF33),(1-$AF33),1) + IF(ISNUMBER(MATCH(CO$11,$AK33:$AP33,0)),-1,0)*_xlfn.IFS(ISNUMBER($AD33),$AD33,ISNUMBER($AE33),$AE33,ISNUMBER($AF33),$AF33,AND($AD33=0,$AE33=0,$AF33=0),1)","v":{"$error":"#N/A"}},{"$f":"IF(ISNUMBER(MATCH(CP$11,$AG33:$AJ33,0)),1,0)*IF(ISNUMBER($AF33),(1-$AF33),1) + IF(ISNUMBER(MATCH(CP$11,$AK33:$AP33,0)),-1,0)*_xlfn.IFS(ISNUMBER($AD33),$AD33,ISNUMBER($AE33),$AE33,ISNUMBER($AF33),$AF33,AND($AD33=0,$AE33=0,$AF33=0),1)","v":{"$error":"#N/A"}},{"$f":"IF(ISNUMBER(MATCH(CQ$11,$AG33:$AJ33,0)),1,0)*IF(ISNUMBER($AF33),(1-$AF33),1) + IF(ISNUMBER(MATCH(CQ$11,$AK33:$AP33,0)),-1,0)*_xlfn.IFS(ISNUMBER($AD33),$AD33,ISNUMBER($AE33),$AE33,ISNUMBER($AF33),$AF33,AND($AD33=0,$AE33=0,$AF33=0),1)","v":{"$error":"#N/A"}},{"$f":"IF(ISNUMBER(MATCH(CR$11,$AG33:$AJ33,0)),1,0)*IF(ISNUMBER($AF33),(1-$AF33),1) + IF(ISNUMBER(MATCH(CR$11,$AK33:$AP33,0)),-1,0)*_xlfn.IFS(ISNUMBER($AD33),$AD33,ISNUMBER($AE33),$AE33,ISNUMBER($AF33),$AF33,AND($AD33=0,$AE33=0,$AF33=0),1)","v":{"$error":"#N/A"}},{"$f":"IF(ISNUMBER(MATCH(CS$11,$AG33:$AJ33,0)),1,0)*IF(ISNUMBER($AF33),(1-$AF33),1) + IF(ISNUMBER(MATCH(CS$11,$AK33:$AP33,0)),-1,0)*_xlfn.IFS(ISNUMBER($AD33),$AD33,ISNUMBER($AE33),$AE33,ISNUMBER($AF33),$AF33,AND($AD33=0,$AE33=0,$AF33=0),1)","v":{"$error":"#N/A"}},{"$f":"IF(ISNUMBER(MATCH(CT$11,$AG33:$AJ33,0)),1,0)*IF(ISNUMBER($AF33),(1-$AF33),1) + IF(ISNUMBER(MATCH(CT$11,$AK33:$AP33,0)),-1,0)*_xlfn.IFS(ISNUMBER($AD33),$AD33,ISNUMBER($AE33),$AE33,ISNUMBER($AF33),$AF33,AND($AD33=0,$AE33=0,$AF33=0),1)","v":{"$error":"#N/A"}},{"$f":"IF(ISNUMBER(MATCH(CU$11,$AG33:$AJ33,0)),1,0)*IF(ISNUMBER($AF33),(1-$AF33),1) + IF(ISNUMBER(MATCH(CU$11,$AK33:$AP33,0)),-1,0)*_xlfn.IFS(ISNUMBER($AD33),$AD33,ISNUMBER($AE33),$AE33,ISNUMBER($AF33),$AF33,AND($AD33=0,$AE33=0,$AF33=0),1)","v":{"$error":"#N/A"}},{"$f":"IF(ISNUMBER(MATCH(CV$11,$AG33:$AJ33,0)),1,0)*IF(ISNUMBER($AF33),(1-$AF33),1) + IF(ISNUMBER(MATCH(CV$11,$AK33:$AP33,0)),-1,0)*_xlfn.IFS(ISNUMBER($AD33),$AD33,ISNUMBER($AE33),$AE33,ISNUMBER($AF33),$AF33,AND($AD33=0,$AE33=0,$AF33=0),1)","v":{"$error":"#N/A"}},{"$f":"IF(ISNUMBER(MATCH(CW$11,$AG33:$AJ33,0)),1,0)*IF(ISNUMBER($AF33),(1-$AF33),1) + IF(ISNUMBER(MATCH(CW$11,$AK33:$AP33,0)),-1,0)*_xlfn.IFS(ISNUMBER($AD33),$AD33,ISNUMBER($AE33),$AE33,ISNUMBER($AF33),$AF33,AND($AD33=0,$AE33=0,$AF33=0),1)","v":{"$error":"#N/A"}},{"$f":"IF(ISNUMBER(MATCH(CX$11,$AG33:$AJ33,0)),1,0)*IF(ISNUMBER($AF33),(1-$AF33),1) + IF(ISNUMBER(MATCH(CX$11,$AK33:$AP33,0)),-1,0)*_xlfn.IFS(ISNUMBER($AD33),$AD33,ISNUMBER($AE33),$AE33,ISNUMBER($AF33),$AF33,AND($AD33=0,$AE33=0,$AF33=0),1)","v":{"$error":"#N/A"}},{"$f":"IF(ISNUMBER(MATCH(CY$11,$AG33:$AJ33,0)),1,0)*IF(ISNUMBER($AF33),(1-$AF33),1) + IF(ISNUMBER(MATCH(CY$11,$AK33:$AP33,0)),-1,0)*_xlfn.IFS(ISNUMBER($AD33),$AD33,ISNUMBER($AE33),$AE33,ISNUMBER($AF33),$AF33,AND($AD33=0,$AE33=0,$AF33=0),1)","v":{"$error":"#N/A"}},{"$f":"IF(ISNUMBER(MATCH(CZ$11,$AG33:$AJ33,0)),1,0)*IF(ISNUMBER($AF33),(1-$AF33),1) + IF(ISNUMBER(MATCH(CZ$11,$AK33:$AP33,0)),-1,0)*_xlfn.IFS(ISNUMBER($AD33),$AD33,ISNUMBER($AE33),$AE33,ISNUMBER($AF33),$AF33,AND($AD33=0,$AE33=0,$AF33=0),1)","v":{"$error":"#N/A"}},{"$f":"IF(ISNUMBER(MATCH(DA$11,$AG33:$AJ33,0)),1,0)*IF(ISNUMBER($AF33),(1-$AF33),1) + IF(ISNUMBER(MATCH(DA$11,$AK33:$AP33,0)),-1,0)*_xlfn.IFS(ISNUMBER($AD33),$AD33,ISNUMBER($AE33),$AE33,ISNUMBER($AF33),$AF33,AND($AD33=0,$AE33=0,$AF33=0),1)","v":{"$error":"#N/A"}},{"$f":"IF(ISNUMBER(MATCH(DB$11,$AG33:$AJ33,0)),1,0)*IF(ISNUMBER($AF33),(1-$AF33),1) + IF(ISNUMBER(MATCH(DB$11,$AK33:$AP33,0)),-1,0)*_xlfn.IFS(ISNUMBER($AD33),$AD33,ISNUMBER($AE33),$AE33,ISNUMBER($AF33),$AF33,AND($AD33=0,$AE33=0,$AF33=0),1)","v":{"$error":"#N/A"}},{"$f":"IF(ISNUMBER(MATCH(DC$11,$AG33:$AJ33,0)),1,0)*IF(ISNUMBER($AF33),(1-$AF33),1) + IF(ISNUMBER(MATCH(DC$11,$AK33:$AP33,0)),-1,0)*_xlfn.IFS(ISNUMBER($AD33),$AD33,ISNUMBER($AE33),$AE33,ISNUMBER($AF33),$AF33,AND($AD33=0,$AE33=0,$AF33=0),1)","v":{"$error":"#N/A"}},{"$f":"IF(ISNUMBER(MATCH(DD$11,$AG33:$AJ33,0)),1,0)*IF(ISNUMBER($AF33),(1-$AF33),1) + IF(ISNUMBER(MATCH(DD$11,$AK33:$AP33,0)),-1,0)*_xlfn.IFS(ISNUMBER($AD33),$AD33,ISNUMBER($AE33),$AE33,ISNUMBER($AF33),$AF33,AND($AD33=0,$AE33=0,$AF33=0),1)","v":{"$error":"#N/A"}},{"$f":"IF(ISNUMBER(MATCH(DE$11,$AG33:$AJ33,0)),1,0)*IF(ISNUMBER($AF33),(1-$AF33),1) + IF(ISNUMBER(MATCH(DE$11,$AK33:$AP33,0)),-1,0)*_xlfn.IFS(ISNUMBER($AD33),$AD33,ISNUMBER($AE33),$AE33,ISNUMBER($AF33),$AF33,AND($AD33=0,$AE33=0,$AF33=0),1)","v":{"$error":"#N/A"}},null,0,null,"6B","Helena",46.606000000000002,-111.964,"Cold","Dry",0,0,0,null,-32,{"$error":"#N/A"},{"$error":"#N/A"},0,0,0,0,0,0,0,0,0,0,0,0,0,0,0,0,0,0,38,0,0]
[38,"CAPEX Financing rate",{"$f":"INDIRECT(\"Input!\"&$C$2&A34)","v":0},null,null,null,null,null,"Number",{"$f":"IF(J12>0,ROUNDUP(J24/J12/$C$5,0)*_xlfn.IFS(OR($C$14=\"N\",$C$14=\"N+1\"),1,$C$14=\"2N\",2)+IF($C$14=\"N+1\",1,0),\"NA\")","v":{"$error":"#N/A"}},{"$f":"IF(K12>0,ROUNDUP(K24/K12/$C$5,0)*_xlfn.IFS(OR($C$14=\"N\",$C$14=\"N+1\"),1,$C$14=\"2N\",2)+IF($C$14=\"N+1\",1,0),\"NA\")","v":{"$error":"#N/A"}},{"$f":"IF(L12>0,ROUNDUP(L24/L12/$C$5,0)*_xlfn.IFS(OR($C$14=\"N\",$C$14=\"N+1\"),1,$C$14=\"2N\",2)+IF($C$14=\"N+1\",1,0),\"NA\")","v":{"$error":"#N/A"}},{"$f":"IF(M12>0,ROUNDUP(M24/M12/$C$5,0)*_xlfn.IFS(OR($C$14=\"N\",$C$14=\"N+1\"),1,$C$14=\"2N\",2)+IF($C$14=\"N+1\",1,0),\"NA\")","v":{"$error":"#N/A"}},{"$f":"IF(N12>0,ROUNDUP(N24/N12/$C$5,0)*_xlfn.IFS(OR($C$14=\"N\",$C$14=\"N+1\"),1,$C$14=\"2N\",2)+IF($C$14=\"N+1\",1,0),\"NA\")","v":{"$error":"#N/A"}},{"$f":"IF(O12>0,ROUNDUP(O24/O12/$C$5,0)*_xlfn.IFS(OR($C$17=\"N\",$C$17=\"N+1\"),1,$C$17=\"2N\",2)+IF($C$17=\"N+1\",1,0),\"NA\")","v":{"$error":"#N/A"}},{"$f":"IF(P12>0,ROUNDUP(P24/P12/$C$5,0)*_xlfn.IFS(OR($C$17=\"N\",$C$17=\"N+1\"),1,$C$17=\"2N\",2)+IF($C$17=\"N+1\",1,0),\"NA\")","v":{"$error":"#N/A"}},{"$f":"IF(Q12>0,ROUNDUP(Q24/Q12/$C$5,0)*_xlfn.IFS(OR($C$17=\"N\",$C$17=\"N+1\"),1,$C$17=\"2N\",2)+IF($C$17=\"N+1\",1,0),\"NA\")","v":{"$error":"#N/A"}},null,"e_drms_oh-dr2",0,{"$error":"#N/A"},null,null,null,null,null,"Workload","Prop",null,{"$f":"J60","v":{"$error":"#N/A"}},null,null,"w_drms-dr1",null,null,null,"e_drms_crit-dr1",null,null,null,null,null,null,{"$f":"IF(ISNUMBER(MATCH(AR$11,$AG34:$AJ34,0)),1,0)*IF(ISNUMBER($AF34),(1-$AF34),1) + IF(ISNUMBER(MATCH(AR$11,$AK34:$AP34,0)),-1,0)*_xlfn.IFS(ISNUMBER($AD34),$AD34,ISNUMBER($AE34),$AE34,ISNUMBER($AF34),$AF34,AND($AD34=0,$AE34=0,$AF34=0),1)","v":{"$error":"#N/A"}},{"$f":"IF(ISNUMBER(MATCH(AS$11,$AG34:$AJ34,0)),1,0)*IF(ISNUMBER($AF34),(1-$AF34),1) + IF(ISNUMBER(MATCH(AS$11,$AK34:$AP34,0)),-1,0)*_xlfn.IFS(ISNUMBER($AD34),$AD34,ISNUMBER($AE34),$AE34,ISNUMBER($AF34),$AF34,AND($AD34=0,$AE34=0,$AF34=0),1)","v":{"$error":"#N/A"}},{"$f":"IF(ISNUMBER(MATCH(AT$11,$AG34:$AJ34,0)),1,0)*IF(ISNUMBER($AF34),(1-$AF34),1) + IF(ISNUMBER(MATCH(AT$11,$AK34:$AP34,0)),-1,0)*_xlfn.IFS(ISNUMBER($AD34),$AD34,ISNUMBER($AE34),$AE34,ISNUMBER($AF34),$AF34,AND($AD34=0,$AE34=0,$AF34=0),1)","v":{"$error":"#N/A"}},{"$f":"IF(ISNUMBER(MATCH(AU$11,$AG34:$AJ34,0)),1,0)*IF(ISNUMBER($AF34),(1-$AF34),1) + IF(ISNUMBER(MATCH(AU$11,$AK34:$AP34,0)),-1,0)*_xlfn.IFS(ISNUMBER($AD34),$AD34,ISNUMBER($AE34),$AE34,ISNUMBER($AF34),$AF34,AND($AD34=0,$AE34=0,$AF34=0),1)","v":{"$error":"#N/A"}},{"$f":"IF(ISNUMBER(MATCH(AV$11,$AG34:$AJ34,0)),1,0)*IF(ISNUMBER($AF34),(1-$AF34),1) + IF(ISNUMBER(MATCH(AV$11,$AK34:$AP34,0)),-1,0)*_xlfn.IFS(ISNUMBER($AD34),$AD34,ISNUMBER($AE34),$AE34,ISNUMBER($AF34),$AF34,AND($AD34=0,$AE34=0,$AF34=0),1)","v":{"$error":"#N/A"}},{"$f":"IF(ISNUMBER(MATCH(AW$11,$AG34:$AJ34,0)),1,0)*IF(ISNUMBER($AF34),(1-$AF34),1) + IF(ISNUMBER(MATCH(AW$11,$AK34:$AP34,0)),-1,0)*_xlfn.IFS(ISNUMBER($AD34),$AD34,ISNUMBER($AE34),$AE34,ISNUMBER($AF34),$AF34,AND($AD34=0,$AE34=0,$AF34=0),1)","v":{"$error":"#N/A"}},{"$f":"IF(ISNUMBER(MATCH(AX$11,$AG34:$AJ34,0)),1,0)*IF(ISNUMBER($AF34),(1-$AF34),1) + IF(ISNUMBER(MATCH(AX$11,$AK34:$AP34,0)),-1,0)*_xlfn.IFS(ISNUMBER($AD34),$AD34,ISNUMBER($AE34),$AE34,ISNUMBER($AF34),$AF34,AND($AD34=0,$AE34=0,$AF34=0),1)","v":{"$error":"#N/A"}},{"$f":"IF(ISNUMBER(MATCH(AY$11,$AG34:$AJ34,0)),1,0)*IF(ISNUMBER($AF34),(1-$AF34),1) + IF(ISNUMBER(MATCH(AY$11,$AK34:$AP34,0)),-1,0)*_xlfn.IFS(ISNUMBER($AD34),$AD34,ISNUMBER($AE34),$AE34,ISNUMBER($AF34),$AF34,AND($AD34=0,$AE34=0,$AF34=0),1)","v":{"$error":"#N/A"}},{"$f":"IF(ISNUMBER(MATCH(AZ$11,$AG34:$AJ34,0)),1,0)*IF(ISNUMBER($AF34),(1-$AF34),1) + IF(ISNUMBER(MATCH(AZ$11,$AK34:$AP34,0)),-1,0)*_xlfn.IFS(ISNUMBER($AD34),$AD34,ISNUMBER($AE34),$AE34,ISNUMBER($AF34),$AF34,AND($AD34=0,$AE34=0,$AF34=0),1)","v":{"$error":"#N/A"}},{"$f":"IF(ISNUMBER(MATCH(BA$11,$AG34:$AJ34,0)),1,0)*IF(ISNUMBER($AF34),(1-$AF34),1) + IF(ISNUMBER(MATCH(BA$11,$AK34:$AP34,0)),-1,0)*_xlfn.IFS(ISNUMBER($AD34),$AD34,ISNUMBER($AE34),$AE34,ISNUMBER($AF34),$AF34,AND($AD34=0,$AE34=0,$AF34=0),1)","v":{"$error":"#N/A"}},{"$f":"IF(ISNUMBER(MATCH(BB$11,$AG34:$AJ34,0)),1,0)*IF(ISNUMBER($AF34),(1-$AF34),1) + IF(ISNUMBER(MATCH(BB$11,$AK34:$AP34,0)),-1,0)*_xlfn.IFS(ISNUMBER($AD34),$AD34,ISNUMBER($AE34),$AE34,ISNUMBER($AF34),$AF34,AND($AD34=0,$AE34=0,$AF34=0),1)","v":{"$error":"#N/A"}},{"$f":"IF(ISNUMBER(MATCH(BC$11,$AG34:$AJ34,0)),1,0)*IF(ISNUMBER($AF34),(1-$AF34),1) + IF(ISNUMBER(MATCH(BC$11,$AK34:$AP34,0)),-1,0)*_xlfn.IFS(ISNUMBER($AD34),$AD34,ISNUMBER($AE34),$AE34,ISNUMBER($AF34),$AF34,AND($AD34=0,$AE34=0,$AF34=0),1)","v":{"$error":"#N/A"}},{"$f":"IF(ISNUMBER(MATCH(BD$11,$AG34:$AJ34,0)),1,0)*IF(ISNUMBER($AF34),(1-$AF34),1) + IF(ISNUMBER(MATCH(BD$11,$AK34:$AP34,0)),-1,0)*_xlfn.IFS(ISNUMBER($AD34),$AD34,ISNUMBER($AE34),$AE34,ISNUMBER($AF34),$AF34,AND($AD34=0,$AE34=0,$AF34=0),1)","v":{"$error":"#N/A"}},{"$f":"IF(ISNUMBER(MATCH(BE$11,$AG34:$AJ34,0)),1,0)*IF(ISNUMBER($AF34),(1-$AF34),1) + IF(ISNUMBER(MATCH(BE$11,$AK34:$AP34,0)),-1,0)*_xlfn.IFS(ISNUMBER($AD34),$AD34,ISNUMBER($AE34),$AE34,ISNUMBER($AF34),$AF34,AND($AD34=0,$AE34=0,$AF34=0),1)","v":{"$error":"#N/A"}},{"$f":"IF(ISNUMBER(MATCH(BF$11,$AG34:$AJ34,0)),1,0)*IF(ISNUMBER($AF34),(1-$AF34),1) + IF(ISNUMBER(MATCH(BF$11,$AK34:$AP34,0)),-1,0)*_xlfn.IFS(ISNUMBER($AD34),$AD34,ISNUMBER($AE34),$AE34,ISNUMBER($AF34),$AF34,AND($AD34=0,$AE34=0,$AF34=0),1)","v":{"$error":"#N/A"}},{"$f":"IF(ISNUMBER(MATCH(BG$11,$AG34:$AJ34,0)),1,0)*IF(ISNUMBER($AF34),(1-$AF34),1) + IF(ISNUMBER(MATCH(BG$11,$AK34:$AP34,0)),-1,0)*_xlfn.IFS(ISNUMBER($AD34),$AD34,ISNUMBER($AE34),$AE34,ISNUMBER($AF34),$AF34,AND($AD34=0,$AE34=0,$AF34=0),1)","v":{"$error":"#N/A"}},{"$f":"IF(ISNUMBER(MATCH(BH$11,$AG34:$AJ34,0)),1,0)*IF(ISNUMBER($AF34),(1-$AF34),1) + IF(ISNUMBER(MATCH(BH$11,$AK34:$AP34,0)),-1,0)*_xlfn.IFS(ISNUMBER($AD34),$AD34,ISNUMBER($AE34),$AE34,ISNUMBER($AF34),$AF34,AND($AD34=0,$AE34=0,$AF34=0),1)","v":{"$error":"#N/A"}},{"$f":"IF(ISNUMBER(MATCH(BI$11,$AG34:$AJ34,0)),1,0)*IF(ISNUMBER($AF34),(1-$AF34),1) + IF(ISNUMBER(MATCH(BI$11,$AK34:$AP34,0)),-1,0)*_xlfn.IFS(ISNUMBER($AD34),$AD34,ISNUMBER($AE34),$AE34,ISNUMBER($AF34),$AF34,AND($AD34=0,$AE34=0,$AF34=0),1)","v":{"$error":"#N/A"}},{"$f":"IF(ISNUMBER(MATCH(BJ$11,$AG34:$AJ34,0)),1,0)*IF(ISNUMBER($AF34),(1-$AF34),1) + IF(ISNUMBER(MATCH(BJ$11,$AK34:$AP34,0)),-1,0)*_xlfn.IFS(ISNUMBER($AD34),$AD34,ISNUMBER($AE34),$AE34,ISNUMBER($AF34),$AF34,AND($AD34=0,$AE34=0,$AF34=0),1)","v":{"$error":"#N/A"}},{"$f":"IF(ISNUMBER(MATCH(BK$11,$AG34:$AJ34,0)),1,0)*IF(ISNUMBER($AF34),(1-$AF34),1) + IF(ISNUMBER(MATCH(BK$11,$AK34:$AP34,0)),-1,0)*_xlfn.IFS(ISNUMBER($AD34),$AD34,ISNUMBER($AE34),$AE34,ISNUMBER($AF34),$AF34,AND($AD34=0,$AE34=0,$AF34=0),1)","v":{"$error":"#N/A"}},{"$f":"IF(ISNUMBER(MATCH(BL$11,$AG34:$AJ34,0)),1,0)*IF(ISNUMBER($AF34),(1-$AF34),1) + IF(ISNUMBER(MATCH(BL$11,$AK34:$AP34,0)),-1,0)*_xlfn.IFS(ISNUMBER($AD34),$AD34,ISNUMBER($AE34),$AE34,ISNUMBER($AF34),$AF34,AND($AD34=0,$AE34=0,$AF34=0),1)","v":{"$error":"#N/A"}},{"$f":"IF(ISNUMBER(MATCH(BM$11,$AG34:$AJ34,0)),1,0)*IF(ISNUMBER($AF34),(1-$AF34),1) + IF(ISNUMBER(MATCH(BM$11,$AK34:$AP34,0)),-1,0)*_xlfn.IFS(ISNUMBER($AD34),$AD34,ISNUMBER($AE34),$AE34,ISNUMBER($AF34),$AF34,AND($AD34=0,$AE34=0,$AF34=0),1)","v":{"$error":"#N/A"}},{"$f":"IF(ISNUMBER(MATCH(BN$11,$AG34:$AJ34,0)),1,0)*IF(ISNUMBER($AF34),(1-$AF34),1) + IF(ISNUMBER(MATCH(BN$11,$AK34:$AP34,0)),-1,0)*_xlfn.IFS(ISNUMBER($AD34),$AD34,ISNUMBER($AE34),$AE34,ISNUMBER($AF34),$AF34,AND($AD34=0,$AE34=0,$AF34=0),1)","v":{"$error":"#N/A"}},{"$f":"IF(ISNUMBER(MATCH(BO$11,$AG34:$AJ34,0)),1,0)*IF(ISNUMBER($AF34),(1-$AF34),1) + IF(ISNUMBER(MATCH(BO$11,$AK34:$AP34,0)),-1,0)*_xlfn.IFS(ISNUMBER($AD34),$AD34,ISNUMBER($AE34),$AE34,ISNUMBER($AF34),$AF34,AND($AD34=0,$AE34=0,$AF34=0),1)","v":{"$error":"#N/A"}},{"$f":"IF(ISNUMBER(MATCH(BP$11,$AG34:$AJ34,0)),1,0)*IF(ISNUMBER($AF34),(1-$AF34),1) + IF(ISNUMBER(MATCH(BP$11,$AK34:$AP34,0)),-1,0)*_xlfn.IFS(ISNUMBER($AD34),$AD34,ISNUMBER($AE34),$AE34,ISNUMBER($AF34),$AF34,AND($AD34=0,$AE34=0,$AF34=0),1)","v":{"$error":"#N/A"}},{"$f":"IF(ISNUMBER(MATCH(BQ$11,$AG34:$AJ34,0)),1,0)*IF(ISNUMBER($AF34),(1-$AF34),1) + IF(ISNUMBER(MATCH(BQ$11,$AK34:$AP34,0)),-1,0)*_xlfn.IFS(ISNUMBER($AD34),$AD34,ISNUMBER($AE34),$AE34,ISNUMBER($AF34),$AF34,AND($AD34=0,$AE34=0,$AF34=0),1)","v":{"$error":"#N/A"}},{"$f":"IF(ISNUMBER(MATCH(BR$11,$AG34:$AJ34,0)),1,0)*IF(ISNUMBER($AF34),(1-$AF34),1) + IF(ISNUMBER(MATCH(BR$11,$AK34:$AP34,0)),-1,0)*_xlfn.IFS(ISNUMBER($AD34),$AD34,ISNUMBER($AE34),$AE34,ISNUMBER($AF34),$AF34,AND($AD34=0,$AE34=0,$AF34=0),1)","v":{"$error":"#N/A"}},{"$f":"IF(ISNUMBER(MATCH(BS$11,$AG34:$AJ34,0)),1,0)*IF(ISNUMBER($AF34),(1-$AF34),1) + IF(ISNUMBER(MATCH(BS$11,$AK34:$AP34,0)),-1,0)*_xlfn.IFS(ISNUMBER($AD34),$AD34,ISNUMBER($AE34),$AE34,ISNUMBER($AF34),$AF34,AND($AD34=0,$AE34=0,$AF34=0),1)","v":{"$error":"#N/A"}},{"$f":"IF(ISNUMBER(MATCH(BT$11,$AG34:$AJ34,0)),1,0)*IF(ISNUMBER($AF34),(1-$AF34),1) + IF(ISNUMBER(MATCH(BT$11,$AK34:$AP34,0)),-1,0)*_xlfn.IFS(ISNUMBER($AD34),$AD34,ISNUMBER($AE34),$AE34,ISNUMBER($AF34),$AF34,AND($AD34=0,$AE34=0,$AF34=0),1)","v":{"$error":"#N/A"}},{"$f":"IF(ISNUMBER(MATCH(BU$11,$AG34:$AJ34,0)),1,0)*IF(ISNUMBER($AF34),(1-$AF34),1) + IF(ISNUMBER(MATCH(BU$11,$AK34:$AP34,0)),-1,0)*_xlfn.IFS(ISNUMBER($AD34),$AD34,ISNUMBER($AE34),$AE34,ISNUMBER($AF34),$AF34,AND($AD34=0,$AE34=0,$AF34=0),1)","v":{"$error":"#N/A"}},{"$f":"IF(ISNUMBER(MATCH(BV$11,$AG34:$AJ34,0)),1,0)*IF(ISNUMBER($AF34),(1-$AF34),1) + IF(ISNUMBER(MATCH(BV$11,$AK34:$AP34,0)),-1,0)*_xlfn.IFS(ISNUMBER($AD34),$AD34,ISNUMBER($AE34),$AE34,ISNUMBER($AF34),$AF34,AND($AD34=0,$AE34=0,$AF34=0),1)","v":{"$error":"#N/A"}},{"$f":"IF(ISNUMBER(MATCH(BW$11,$AG34:$AJ34,0)),1,0)*IF(ISNUMBER($AF34),(1-$AF34),1) + IF(ISNUMBER(MATCH(BW$11,$AK34:$AP34,0)),-1,0)*_xlfn.IFS(ISNUMBER($AD34),$AD34,ISNUMBER($AE34),$AE34,ISNUMBER($AF34),$AF34,AND($AD34=0,$AE34=0,$AF34=0),1)","v":{"$error":"#N/A"}},{"$f":"IF(ISNUMBER(MATCH(BX$11,$AG34:$AJ34,0)),1,0)*IF(ISNUMBER($AF34),(1-$AF34),1) + IF(ISNUMBER(MATCH(BX$11,$AK34:$AP34,0)),-1,0)*_xlfn.IFS(ISNUMBER($AD34),$AD34,ISNUMBER($AE34),$AE34,ISNUMBER($AF34),$AF34,AND($AD34=0,$AE34=0,$AF34=0),1)","v":{"$error":"#N/A"}},{"$f":"IF(ISNUMBER(MATCH(BY$11,$AG34:$AJ34,0)),1,0)*IF(ISNUMBER($AF34),(1-$AF34),1) + IF(ISNUMBER(MATCH(BY$11,$AK34:$AP34,0)),-1,0)*_xlfn.IFS(ISNUMBER($AD34),$AD34,ISNUMBER($AE34),$AE34,ISNUMBER($AF34),$AF34,AND($AD34=0,$AE34=0,$AF34=0),1)","v":{"$error":"#N/A"}},{"$f":"IF(ISNUMBER(MATCH(BZ$11,$AG34:$AJ34,0)),1,0)*IF(ISNUMBER($AF34),(1-$AF34),1) + IF(ISNUMBER(MATCH(BZ$11,$AK34:$AP34,0)),-1,0)*_xlfn.IFS(ISNUMBER($AD34),$AD34,ISNUMBER($AE34),$AE34,ISNUMBER($AF34),$AF34,AND($AD34=0,$AE34=0,$AF34=0),1)","v":{"$error":"#N/A"}},{"$f":"IF(ISNUMBER(MATCH(CA$11,$AG34:$AJ34,0)),1,0)*IF(ISNUMBER($AF34),(1-$AF34),1) + IF(ISNUMBER(MATCH(CA$11,$AK34:$AP34,0)),-1,0)*_xlfn.IFS(ISNUMBER($AD34),$AD34,ISNUMBER($AE34),$AE34,ISNUMBER($AF34),$AF34,AND($AD34=0,$AE34=0,$AF34=0),1)","v":{"$error":"#N/A"}},{"$f":"IF(ISNUMBER(MATCH(CB$11,$AG34:$AJ34,0)),1,0)*IF(ISNUMBER($AF34),(1-$AF34),1) + IF(ISNUMBER(MATCH(CB$11,$AK34:$AP34,0)),-1,0)*_xlfn.IFS(ISNUMBER($AD34),$AD34,ISNUMBER($AE34),$AE34,ISNUMBER($AF34),$AF34,AND($AD34=0,$AE34=0,$AF34=0),1)","v":{"$error":"#N/A"}},{"$f":"IF(ISNUMBER(MATCH(CC$11,$AG34:$AJ34,0)),1,0)*IF(ISNUMBER($AF34),(1-$AF34),1) + IF(ISNUMBER(MATCH(CC$11,$AK34:$AP34,0)),-1,0)*_xlfn.IFS(ISNUMBER($AD34),$AD34,ISNUMBER($AE34),$AE34,ISNUMBER($AF34),$AF34,AND($AD34=0,$AE34=0,$AF34=0),1)","v":{"$error":"#N/A"}},{"$f":"IF(ISNUMBER(MATCH(CD$11,$AG34:$AJ34,0)),1,0)*IF(ISNUMBER($AF34),(1-$AF34),1) + IF(ISNUMBER(MATCH(CD$11,$AK34:$AP34,0)),-1,0)*_xlfn.IFS(ISNUMBER($AD34),$AD34,ISNUMBER($AE34),$AE34,ISNUMBER($AF34),$AF34,AND($AD34=0,$AE34=0,$AF34=0),1)","v":{"$error":"#N/A"}},{"$f":"IF(ISNUMBER(MATCH(CE$11,$AG34:$AJ34,0)),1,0)*IF(ISNUMBER($AF34),(1-$AF34),1) + IF(ISNUMBER(MATCH(CE$11,$AK34:$AP34,0)),-1,0)*_xlfn.IFS(ISNUMBER($AD34),$AD34,ISNUMBER($AE34),$AE34,ISNUMBER($AF34),$AF34,AND($AD34=0,$AE34=0,$AF34=0),1)","v":{"$error":"#N/A"}},{"$f":"IF(ISNUMBER(MATCH(CF$11,$AG34:$AJ34,0)),1,0)*IF(ISNUMBER($AF34),(1-$AF34),1) + IF(ISNUMBER(MATCH(CF$11,$AK34:$AP34,0)),-1,0)*_xlfn.IFS(ISNUMBER($AD34),$AD34,ISNUMBER($AE34),$AE34,ISNUMBER($AF34),$AF34,AND($AD34=0,$AE34=0,$AF34=0),1)","v":{"$error":"#N/A"}},{"$f":"IF(ISNUMBER(MATCH(CG$11,$AG34:$AJ34,0)),1,0)*IF(ISNUMBER($AF34),(1-$AF34),1) + IF(ISNUMBER(MATCH(CG$11,$AK34:$AP34,0)),-1,0)*_xlfn.IFS(ISNUMBER($AD34),$AD34,ISNUMBER($AE34),$AE34,ISNUMBER($AF34),$AF34,AND($AD34=0,$AE34=0,$AF34=0),1)","v":{"$error":"#N/A"}},{"$f":"IF(ISNUMBER(MATCH(CH$11,$AG34:$AJ34,0)),1,0)*IF(ISNUMBER($AF34),(1-$AF34),1) + IF(ISNUMBER(MATCH(CH$11,$AK34:$AP34,0)),-1,0)*_xlfn.IFS(ISNUMBER($AD34),$AD34,ISNUMBER($AE34),$AE34,ISNUMBER($AF34),$AF34,AND($AD34=0,$AE34=0,$AF34=0),1)","v":{"$error":"#N/A"}},{"$f":"IF(ISNUMBER(MATCH(CI$11,$AG34:$AJ34,0)),1,0)*IF(ISNUMBER($AF34),(1-$AF34),1) + IF(ISNUMBER(MATCH(CI$11,$AK34:$AP34,0)),-1,0)*_xlfn.IFS(ISNUMBER($AD34),$AD34,ISNUMBER($AE34),$AE34,ISNUMBER($AF34),$AF34,AND($AD34=0,$AE34=0,$AF34=0),1)","v":{"$error":"#N/A"}},{"$f":"IF(ISNUMBER(MATCH(CJ$11,$AG34:$AJ34,0)),1,0)*IF(ISNUMBER($AF34),(1-$AF34),1) + IF(ISNUMBER(MATCH(CJ$11,$AK34:$AP34,0)),-1,0)*_xlfn.IFS(ISNUMBER($AD34),$AD34,ISNUMBER($AE34),$AE34,ISNUMBER($AF34),$AF34,AND($AD34=0,$AE34=0,$AF34=0),1)","v":{"$error":"#N/A"}},{"$f":"IF(ISNUMBER(MATCH(CK$11,$AG34:$AJ34,0)),1,0)*IF(ISNUMBER($AF34),(1-$AF34),1) + IF(ISNUMBER(MATCH(CK$11,$AK34:$AP34,0)),-1,0)*_xlfn.IFS(ISNUMBER($AD34),$AD34,ISNUMBER($AE34),$AE34,ISNUMBER($AF34),$AF34,AND($AD34=0,$AE34=0,$AF34=0),1)","v":{"$error":"#N/A"}},{"$f":"IF(ISNUMBER(MATCH(CL$11,$AG34:$AJ34,0)),1,0)*IF(ISNUMBER($AF34),(1-$AF34),1) + IF(ISNUMBER(MATCH(CL$11,$AK34:$AP34,0)),-1,0)*_xlfn.IFS(ISNUMBER($AD34),$AD34,ISNUMBER($AE34),$AE34,ISNUMBER($AF34),$AF34,AND($AD34=0,$AE34=0,$AF34=0),1)","v":{"$error":"#N/A"}},{"$f":"IF(ISNUMBER(MATCH(CM$11,$AG34:$AJ34,0)),1,0)*IF(ISNUMBER($AF34),(1-$AF34),1) + IF(ISNUMBER(MATCH(CM$11,$AK34:$AP34,0)),-1,0)*_xlfn.IFS(ISNUMBER($AD34),$AD34,ISNUMBER($AE34),$AE34,ISNUMBER($AF34),$AF34,AND($AD34=0,$AE34=0,$AF34=0),1)","v":{"$error":"#N/A"}},{"$f":"IF(ISNUMBER(MATCH(CN$11,$AG34:$AJ34,0)),1,0)*IF(ISNUMBER($AF34),(1-$AF34),1) + IF(ISNUMBER(MATCH(CN$11,$AK34:$AP34,0)),-1,0)*_xlfn.IFS(ISNUMBER($AD34),$AD34,ISNUMBER($AE34),$AE34,ISNUMBER($AF34),$AF34,AND($AD34=0,$AE34=0,$AF34=0),1)","v":{"$error":"#N/A"}},{"$f":"IF(ISNUMBER(MATCH(CO$11,$AG34:$AJ34,0)),1,0)*IF(ISNUMBER($AF34),(1-$AF34),1) + IF(ISNUMBER(MATCH(CO$11,$AK34:$AP34,0)),-1,0)*_xlfn.IFS(ISNUMBER($AD34),$AD34,ISNUMBER($AE34),$AE34,ISNUMBER($AF34),$AF34,AND($AD34=0,$AE34=0,$AF34=0),1)","v":{"$error":"#N/A"}},{"$f":"IF(ISNUMBER(MATCH(CP$11,$AG34:$AJ34,0)),1,0)*IF(ISNUMBER($AF34),(1-$AF34),1) + IF(ISNUMBER(MATCH(CP$11,$AK34:$AP34,0)),-1,0)*_xlfn.IFS(ISNUMBER($AD34),$AD34,ISNUMBER($AE34),$AE34,ISNUMBER($AF34),$AF34,AND($AD34=0,$AE34=0,$AF34=0),1)","v":{"$error":"#N/A"}},{"$f":"IF(ISNUMBER(MATCH(CQ$11,$AG34:$AJ34,0)),1,0)*IF(ISNUMBER($AF34),(1-$AF34),1) + IF(ISNUMBER(MATCH(CQ$11,$AK34:$AP34,0)),-1,0)*_xlfn.IFS(ISNUMBER($AD34),$AD34,ISNUMBER($AE34),$AE34,ISNUMBER($AF34),$AF34,AND($AD34=0,$AE34=0,$AF34=0),1)","v":{"$error":"#N/A"}},{"$f":"IF(ISNUMBER(MATCH(CR$11,$AG34:$AJ34,0)),1,0)*IF(ISNUMBER($AF34),(1-$AF34),1) + IF(ISNUMBER(MATCH(CR$11,$AK34:$AP34,0)),-1,0)*_xlfn.IFS(ISNUMBER($AD34),$AD34,ISNUMBER($AE34),$AE34,ISNUMBER($AF34),$AF34,AND($AD34=0,$AE34=0,$AF34=0),1)","v":{"$error":"#N/A"}},{"$f":"IF(ISNUMBER(MATCH(CS$11,$AG34:$AJ34,0)),1,0)*IF(ISNUMBER($AF34),(1-$AF34),1) + IF(ISNUMBER(MATCH(CS$11,$AK34:$AP34,0)),-1,0)*_xlfn.IFS(ISNUMBER($AD34),$AD34,ISNUMBER($AE34),$AE34,ISNUMBER($AF34),$AF34,AND($AD34=0,$AE34=0,$AF34=0),1)","v":{"$error":"#N/A"}},{"$f":"IF(ISNUMBER(MATCH(CT$11,$AG34:$AJ34,0)),1,0)*IF(ISNUMBER($AF34),(1-$AF34),1) + IF(ISNUMBER(MATCH(CT$11,$AK34:$AP34,0)),-1,0)*_xlfn.IFS(ISNUMBER($AD34),$AD34,ISNUMBER($AE34),$AE34,ISNUMBER($AF34),$AF34,AND($AD34=0,$AE34=0,$AF34=0),1)","v":{"$error":"#N/A"}},{"$f":"IF(ISNUMBER(MATCH(CU$11,$AG34:$AJ34,0)),1,0)*IF(ISNUMBER($AF34),(1-$AF34),1) + IF(ISNUMBER(MATCH(CU$11,$AK34:$AP34,0)),-1,0)*_xlfn.IFS(ISNUMBER($AD34),$AD34,ISNUMBER($AE34),$AE34,ISNUMBER($AF34),$AF34,AND($AD34=0,$AE34=0,$AF34=0),1)","v":{"$error":"#N/A"}},{"$f":"IF(ISNUMBER(MATCH(CV$11,$AG34:$AJ34,0)),1,0)*IF(ISNUMBER($AF34),(1-$AF34),1) + IF(ISNUMBER(MATCH(CV$11,$AK34:$AP34,0)),-1,0)*_xlfn.IFS(ISNUMBER($AD34),$AD34,ISNUMBER($AE34),$AE34,ISNUMBER($AF34),$AF34,AND($AD34=0,$AE34=0,$AF34=0),1)","v":{"$error":"#N/A"}},{"$f":"IF(ISNUMBER(MATCH(CW$11,$AG34:$AJ34,0)),1,0)*IF(ISNUMBER($AF34),(1-$AF34),1) + IF(ISNUMBER(MATCH(CW$11,$AK34:$AP34,0)),-1,0)*_xlfn.IFS(ISNUMBER($AD34),$AD34,ISNUMBER($AE34),$AE34,ISNUMBER($AF34),$AF34,AND($AD34=0,$AE34=0,$AF34=0),1)","v":{"$error":"#N/A"}},{"$f":"IF(ISNUMBER(MATCH(CX$11,$AG34:$AJ34,0)),1,0)*IF(ISNUMBER($AF34),(1-$AF34),1) + IF(ISNUMBER(MATCH(CX$11,$AK34:$AP34,0)),-1,0)*_xlfn.IFS(ISNUMBER($AD34),$AD34,ISNUMBER($AE34),$AE34,ISNUMBER($AF34),$AF34,AND($AD34=0,$AE34=0,$AF34=0),1)","v":{"$error":"#N/A"}},{"$f":"IF(ISNUMBER(MATCH(CY$11,$AG34:$AJ34,0)),1,0)*IF(ISNUMBER($AF34),(1-$AF34),1) + IF(ISNUMBER(MATCH(CY$11,$AK34:$AP34,0)),-1,0)*_xlfn.IFS(ISNUMBER($AD34),$AD34,ISNUMBER($AE34),$AE34,ISNUMBER($AF34),$AF34,AND($AD34=0,$AE34=0,$AF34=0),1)","v":{"$error":"#N/A"}},{"$f":"IF(ISNUMBER(MATCH(CZ$11,$AG34:$AJ34,0)),1,0)*IF(ISNUMBER($AF34),(1-$AF34),1) + IF(ISNUMBER(MATCH(CZ$11,$AK34:$AP34,0)),-1,0)*_xlfn.IFS(ISNUMBER($AD34),$AD34,ISNUMBER($AE34),$AE34,ISNUMBER($AF34),$AF34,AND($AD34=0,$AE34=0,$AF34=0),1)","v":{"$error":"#N/A"}},{"$f":"IF(ISNUMBER(MATCH(DA$11,$AG34:$AJ34,0)),1,0)*IF(ISNUMBER($AF34),(1-$AF34),1) + IF(ISNUMBER(MATCH(DA$11,$AK34:$AP34,0)),-1,0)*_xlfn.IFS(ISNUMBER($AD34),$AD34,ISNUMBER($AE34),$AE34,ISNUMBER($AF34),$AF34,AND($AD34=0,$AE34=0,$AF34=0),1)","v":{"$error":"#N/A"}},{"$f":"IF(ISNUMBER(MATCH(DB$11,$AG34:$AJ34,0)),1,0)*IF(ISNUMBER($AF34),(1-$AF34),1) + IF(ISNUMBER(MATCH(DB$11,$AK34:$AP34,0)),-1,0)*_xlfn.IFS(ISNUMBER($AD34),$AD34,ISNUMBER($AE34),$AE34,ISNUMBER($AF34),$AF34,AND($AD34=0,$AE34=0,$AF34=0),1)","v":{"$error":"#N/A"}},{"$f":"IF(ISNUMBER(MATCH(DC$11,$AG34:$AJ34,0)),1,0)*IF(ISNUMBER($AF34),(1-$AF34),1) + IF(ISNUMBER(MATCH(DC$11,$AK34:$AP34,0)),-1,0)*_xlfn.IFS(ISNUMBER($AD34),$AD34,ISNUMBER($AE34),$AE34,ISNUMBER($AF34),$AF34,AND($AD34=0,$AE34=0,$AF34=0),1)","v":{"$error":"#N/A"}},{"$f":"IF(ISNUMBER(MATCH(DD$11,$AG34:$AJ34,0)),1,0)*IF(ISNUMBER($AF34),(1-$AF34),1) + IF(ISNUMBER(MATCH(DD$11,$AK34:$AP34,0)),-1,0)*_xlfn.IFS(ISNUMBER($AD34),$AD34,ISNUMBER($AE34),$AE34,ISNUMBER($AF34),$AF34,AND($AD34=0,$AE34=0,$AF34=0),1)","v":{"$error":"#N/A"}},{"$f":"IF(ISNUMBER(MATCH(DE$11,$AG34:$AJ34,0)),1,0)*IF(ISNUMBER($AF34),(1-$AF34),1) + IF(ISNUMBER(MATCH(DE$11,$AK34:$AP34,0)),-1,0)*_xlfn.IFS(ISNUMBER($AD34),$AD34,ISNUMBER($AE34),$AE34,ISNUMBER($AF34),$AF34,AND($AD34=0,$AE34=0,$AF34=0),1)","v":{"$error":"#N/A"}},null,0,null,7,"Duluth",46.773000000000003,-92.125,"Very cold","Dry",0,0,0,null,-31,{"$error":"#N/A"},{"$error":"#N/A"},0,0,0,0,0,0,0,0,0,0,0,0,0,0,0,0,0,0,30,0,0]
[39,"CAPEX % Financed",{"$f":"INDIRECT(\"Input!\"&$C$2&A35)","v":0.03},null,null,null,null,null,"Area (based on peak)",{"$f":"(IF(ISNUMBER(J34),J13*J34,0)+J14*J24/$C$5)*IF($C$14=\"2N\",2,1)","v":{"$error":"#N/A"}},{"$f":"(IF(ISNUMBER(K34),K13*K34,0)+K14*K24/$C$5)*IF($C$14=\"2N\",2,1)","v":{"$error":"#N/A"}},{"$error":"#N/A"},{"$error":"#N/A"},{"$error":"#N/A"},{"$error":"#N/A"},{"$error":"#N/A"},{"$error":"#N/A"},null,"w_drms-dr2",0,{"$error":"#N/A"},null,null,null,null,null,"dataroom2","Conservation",null,null,null,null,"e_drms_crit-dr2",null,null,null,"q_dr2_cls,a","q_dr2_cls,l",null,null,null,null,null,{"$f":"IF(ISNUMBER(MATCH(AR$11,$AG35:$AJ35,0)),1,0)*IF(ISNUMBER($AF35),(1-$AF35),1) + IF(ISNUMBER(MATCH(AR$11,$AK35:$AP35,0)),-1,0)*_xlfn.IFS(ISNUMBER($AD35),$AD35,ISNUMBER($AE35),$AE35,ISNUMBER($AF35),$AF35,AND($AD35=0,$AE35=0,$AF35=0),1)","v":0},{"$f":"IF(ISNUMBER(MATCH(AS$11,$AG35:$AJ35,0)),1,0)*IF(ISNUMBER($AF35),(1-$AF35),1) + IF(ISNUMBER(MATCH(AS$11,$AK35:$AP35,0)),-1,0)*_xlfn.IFS(ISNUMBER($AD35),$AD35,ISNUMBER($AE35),$AE35,ISNUMBER($AF35),$AF35,AND($AD35=0,$AE35=0,$AF35=0),1)","v":0},{"$f":"IF(ISNUMBER(MATCH(AT$11,$AG35:$AJ35,0)),1,0)*IF(ISNUMBER($AF35),(1-$AF35),1) + IF(ISNUMBER(MATCH(AT$11,$AK35:$AP35,0)),-1,0)*_xlfn.IFS(ISNUMBER($AD35),$AD35,ISNUMBER($AE35),$AE35,ISNUMBER($AF35),$AF35,AND($AD35=0,$AE35=0,$AF35=0),1)","v":0},{"$f":"IF(ISNUMBER(MATCH(AU$11,$AG35:$AJ35,0)),1,0)*IF(ISNUMBER($AF35),(1-$AF35),1) + IF(ISNUMBER(MATCH(AU$11,$AK35:$AP35,0)),-1,0)*_xlfn.IFS(ISNUMBER($AD35),$AD35,ISNUMBER($AE35),$AE35,ISNUMBER($AF35),$AF35,AND($AD35=0,$AE35=0,$AF35=0),1)","v":0},{"$f":"IF(ISNUMBER(MATCH(AV$11,$AG35:$AJ35,0)),1,0)*IF(ISNUMBER($AF35),(1-$AF35),1) + IF(ISNUMBER(MATCH(AV$11,$AK35:$AP35,0)),-1,0)*_xlfn.IFS(ISNUMBER($AD35),$AD35,ISNUMBER($AE35),$AE35,ISNUMBER($AF35),$AF35,AND($AD35=0,$AE35=0,$AF35=0),1)","v":0},{"$f":"IF(ISNUMBER(MATCH(AW$11,$AG35:$AJ35,0)),1,0)*IF(ISNUMBER($AF35),(1-$AF35),1) + IF(ISNUMBER(MATCH(AW$11,$AK35:$AP35,0)),-1,0)*_xlfn.IFS(ISNUMBER($AD35),$AD35,ISNUMBER($AE35),$AE35,ISNUMBER($AF35),$AF35,AND($AD35=0,$AE35=0,$AF35=0),1)","v":0},{"$f":"IF(ISNUMBER(MATCH(AX$11,$AG35:$AJ35,0)),1,0)*IF(ISNUMBER($AF35),(1-$AF35),1) + IF(ISNUMBER(MATCH(AX$11,$AK35:$AP35,0)),-1,0)*_xlfn.IFS(ISNUMBER($AD35),$AD35,ISNUMBER($AE35),$AE35,ISNUMBER($AF35),$AF35,AND($AD35=0,$AE35=0,$AF35=0),1)","v":0},{"$f":"IF(ISNUMBER(MATCH(AY$11,$AG35:$AJ35,0)),1,0)*IF(ISNUMBER($AF35),(1-$AF35),1) + IF(ISNUMBER(MATCH(AY$11,$AK35:$AP35,0)),-1,0)*_xlfn.IFS(ISNUMBER($AD35),$AD35,ISNUMBER($AE35),$AE35,ISNUMBER($AF35),$AF35,AND($AD35=0,$AE35=0,$AF35=0),1)","v":0},{"$f":"IF(ISNUMBER(MATCH(AZ$11,$AG35:$AJ35,0)),1,0)*IF(ISNUMBER($AF35),(1-$AF35),1) + IF(ISNUMBER(MATCH(AZ$11,$AK35:$AP35,0)),-1,0)*_xlfn.IFS(ISNUMBER($AD35),$AD35,ISNUMBER($AE35),$AE35,ISNUMBER($AF35),$AF35,AND($AD35=0,$AE35=0,$AF35=0),1)","v":0},{"$f":"IF(ISNUMBER(MATCH(BA$11,$AG35:$AJ35,0)),1,0)*IF(ISNUMBER($AF35),(1-$AF35),1) + IF(ISNUMBER(MATCH(BA$11,$AK35:$AP35,0)),-1,0)*_xlfn.IFS(ISNUMBER($AD35),$AD35,ISNUMBER($AE35),$AE35,ISNUMBER($AF35),$AF35,AND($AD35=0,$AE35=0,$AF35=0),1)","v":0},{"$f":"IF(ISNUMBER(MATCH(BB$11,$AG35:$AJ35,0)),1,0)*IF(ISNUMBER($AF35),(1-$AF35),1) + IF(ISNUMBER(MATCH(BB$11,$AK35:$AP35,0)),-1,0)*_xlfn.IFS(ISNUMBER($AD35),$AD35,ISNUMBER($AE35),$AE35,ISNUMBER($AF35),$AF35,AND($AD35=0,$AE35=0,$AF35=0),1)","v":0},{"$f":"IF(ISNUMBER(MATCH(BC$11,$AG35:$AJ35,0)),1,0)*IF(ISNUMBER($AF35),(1-$AF35),1) + IF(ISNUMBER(MATCH(BC$11,$AK35:$AP35,0)),-1,0)*_xlfn.IFS(ISNUMBER($AD35),$AD35,ISNUMBER($AE35),$AE35,ISNUMBER($AF35),$AF35,AND($AD35=0,$AE35=0,$AF35=0),1)","v":0},{"$f":"IF(ISNUMBER(MATCH(BD$11,$AG35:$AJ35,0)),1,0)*IF(ISNUMBER($AF35),(1-$AF35),1) + IF(ISNUMBER(MATCH(BD$11,$AK35:$AP35,0)),-1,0)*_xlfn.IFS(ISNUMBER($AD35),$AD35,ISNUMBER($AE35),$AE35,ISNUMBER($AF35),$AF35,AND($AD35=0,$AE35=0,$AF35=0),1)","v":0},{"$f":"IF(ISNUMBER(MATCH(BE$11,$AG35:$AJ35,0)),1,0)*IF(ISNUMBER($AF35),(1-$AF35),1) + IF(ISNUMBER(MATCH(BE$11,$AK35:$AP35,0)),-1,0)*_xlfn.IFS(ISNUMBER($AD35),$AD35,ISNUMBER($AE35),$AE35,ISNUMBER($AF35),$AF35,AND($AD35=0,$AE35=0,$AF35=0),1)","v":0},{"$f":"IF(ISNUMBER(MATCH(BF$11,$AG35:$AJ35,0)),1,0)*IF(ISNUMBER($AF35),(1-$AF35),1) + IF(ISNUMBER(MATCH(BF$11,$AK35:$AP35,0)),-1,0)*_xlfn.IFS(ISNUMBER($AD35),$AD35,ISNUMBER($AE35),$AE35,ISNUMBER($AF35),$AF35,AND($AD35=0,$AE35=0,$AF35=0),1)","v":0},{"$f":"IF(ISNUMBER(MATCH(BG$11,$AG35:$AJ35,0)),1,0)*IF(ISNUMBER($AF35),(1-$AF35),1) + IF(ISNUMBER(MATCH(BG$11,$AK35:$AP35,0)),-1,0)*_xlfn.IFS(ISNUMBER($AD35),$AD35,ISNUMBER($AE35),$AE35,ISNUMBER($AF35),$AF35,AND($AD35=0,$AE35=0,$AF35=0),1)","v":0},{"$f":"IF(ISNUMBER(MATCH(BH$11,$AG35:$AJ35,0)),1,0)*IF(ISNUMBER($AF35),(1-$AF35),1) + IF(ISNUMBER(MATCH(BH$11,$AK35:$AP35,0)),-1,0)*_xlfn.IFS(ISNUMBER($AD35),$AD35,ISNUMBER($AE35),$AE35,ISNUMBER($AF35),$AF35,AND($AD35=0,$AE35=0,$AF35=0),1)","v":0},{"$f":"IF(ISNUMBER(MATCH(BI$11,$AG35:$AJ35,0)),1,0)*IF(ISNUMBER($AF35),(1-$AF35),1) + IF(ISNUMBER(MATCH(BI$11,$AK35:$AP35,0)),-1,0)*_xlfn.IFS(ISNUMBER($AD35),$AD35,ISNUMBER($AE35),$AE35,ISNUMBER($AF35),$AF35,AND($AD35=0,$AE35=0,$AF35=0),1)","v":0},{"$f":"IF(ISNUMBER(MATCH(BJ$11,$AG35:$AJ35,0)),1,0)*IF(ISNUMBER($AF35),(1-$AF35),1) + IF(ISNUMBER(MATCH(BJ$11,$AK35:$AP35,0)),-1,0)*_xlfn.IFS(ISNUMBER($AD35),$AD35,ISNUMBER($AE35),$AE35,ISNUMBER($AF35),$AF35,AND($AD35=0,$AE35=0,$AF35=0),1)","v":0},{"$f":"IF(ISNUMBER(MATCH(BK$11,$AG35:$AJ35,0)),1,0)*IF(ISNUMBER($AF35),(1-$AF35),1) + IF(ISNUMBER(MATCH(BK$11,$AK35:$AP35,0)),-1,0)*_xlfn.IFS(ISNUMBER($AD35),$AD35,ISNUMBER($AE35),$AE35,ISNUMBER($AF35),$AF35,AND($AD35=0,$AE35=0,$AF35=0),1)","v":0},{"$f":"IF(ISNUMBER(MATCH(BL$11,$AG35:$AJ35,0)),1,0)*IF(ISNUMBER($AF35),(1-$AF35),1) + IF(ISNUMBER(MATCH(BL$11,$AK35:$AP35,0)),-1,0)*_xlfn.IFS(ISNUMBER($AD35),$AD35,ISNUMBER($AE35),$AE35,ISNUMBER($AF35),$AF35,AND($AD35=0,$AE35=0,$AF35=0),1)","v":0},{"$f":"IF(ISNUMBER(MATCH(BM$11,$AG35:$AJ35,0)),1,0)*IF(ISNUMBER($AF35),(1-$AF35),1) + IF(ISNUMBER(MATCH(BM$11,$AK35:$AP35,0)),-1,0)*_xlfn.IFS(ISNUMBER($AD35),$AD35,ISNUMBER($AE35),$AE35,ISNUMBER($AF35),$AF35,AND($AD35=0,$AE35=0,$AF35=0),1)","v":1},{"$f":"IF(ISNUMBER(MATCH(BN$11,$AG35:$AJ35,0)),1,0)*IF(ISNUMBER($AF35),(1-$AF35),1) + IF(ISNUMBER(MATCH(BN$11,$AK35:$AP35,0)),-1,0)*_xlfn.IFS(ISNUMBER($AD35),$AD35,ISNUMBER($AE35),$AE35,ISNUMBER($AF35),$AF35,AND($AD35=0,$AE35=0,$AF35=0),1)","v":0},{"$f":"IF(ISNUMBER(MATCH(BO$11,$AG35:$AJ35,0)),1,0)*IF(ISNUMBER($AF35),(1-$AF35),1) + IF(ISNUMBER(MATCH(BO$11,$AK35:$AP35,0)),-1,0)*_xlfn.IFS(ISNUMBER($AD35),$AD35,ISNUMBER($AE35),$AE35,ISNUMBER($AF35),$AF35,AND($AD35=0,$AE35=0,$AF35=0),1)","v":0},{"$f":"IF(ISNUMBER(MATCH(BP$11,$AG35:$AJ35,0)),1,0)*IF(ISNUMBER($AF35),(1-$AF35),1) + IF(ISNUMBER(MATCH(BP$11,$AK35:$AP35,0)),-1,0)*_xlfn.IFS(ISNUMBER($AD35),$AD35,ISNUMBER($AE35),$AE35,ISNUMBER($AF35),$AF35,AND($AD35=0,$AE35=0,$AF35=0),1)","v":0},{"$f":"IF(ISNUMBER(MATCH(BQ$11,$AG35:$AJ35,0)),1,0)*IF(ISNUMBER($AF35),(1-$AF35),1) + IF(ISNUMBER(MATCH(BQ$11,$AK35:$AP35,0)),-1,0)*_xlfn.IFS(ISNUMBER($AD35),$AD35,ISNUMBER($AE35),$AE35,ISNUMBER($AF35),$AF35,AND($AD35=0,$AE35=0,$AF35=0),1)","v":0},{"$f":"IF(ISNUMBER(MATCH(BR$11,$AG35:$AJ35,0)),1,0)*IF(ISNUMBER($AF35),(1-$AF35),1) + IF(ISNUMBER(MATCH(BR$11,$AK35:$AP35,0)),-1,0)*_xlfn.IFS(ISNUMBER($AD35),$AD35,ISNUMBER($AE35),$AE35,ISNUMBER($AF35),$AF35,AND($AD35=0,$AE35=0,$AF35=0),1)","v":0},{"$f":"IF(ISNUMBER(MATCH(BS$11,$AG35:$AJ35,0)),1,0)*IF(ISNUMBER($AF35),(1-$AF35),1) + IF(ISNUMBER(MATCH(BS$11,$AK35:$AP35,0)),-1,0)*_xlfn.IFS(ISNUMBER($AD35),$AD35,ISNUMBER($AE35),$AE35,ISNUMBER($AF35),$AF35,AND($AD35=0,$AE35=0,$AF35=0),1)","v":0},{"$f":"IF(ISNUMBER(MATCH(BT$11,$AG35:$AJ35,0)),1,0)*IF(ISNUMBER($AF35),(1-$AF35),1) + IF(ISNUMBER(MATCH(BT$11,$AK35:$AP35,0)),-1,0)*_xlfn.IFS(ISNUMBER($AD35),$AD35,ISNUMBER($AE35),$AE35,ISNUMBER($AF35),$AF35,AND($AD35=0,$AE35=0,$AF35=0),1)","v":0},{"$f":"IF(ISNUMBER(MATCH(BU$11,$AG35:$AJ35,0)),1,0)*IF(ISNUMBER($AF35),(1-$AF35),1) + IF(ISNUMBER(MATCH(BU$11,$AK35:$AP35,0)),-1,0)*_xlfn.IFS(ISNUMBER($AD35),$AD35,ISNUMBER($AE35),$AE35,ISNUMBER($AF35),$AF35,AND($AD35=0,$AE35=0,$AF35=0),1)","v":0},{"$f":"IF(ISNUMBER(MATCH(BV$11,$AG35:$AJ35,0)),1,0)*IF(ISNUMBER($AF35),(1-$AF35),1) + IF(ISNUMBER(MATCH(BV$11,$AK35:$AP35,0)),-1,0)*_xlfn.IFS(ISNUMBER($AD35),$AD35,ISNUMBER($AE35),$AE35,ISNUMBER($AF35),$AF35,AND($AD35=0,$AE35=0,$AF35=0),1)","v":0},{"$f":"IF(ISNUMBER(MATCH(BW$11,$AG35:$AJ35,0)),1,0)*IF(ISNUMBER($AF35),(1-$AF35),1) + IF(ISNUMBER(MATCH(BW$11,$AK35:$AP35,0)),-1,0)*_xlfn.IFS(ISNUMBER($AD35),$AD35,ISNUMBER($AE35),$AE35,ISNUMBER($AF35),$AF35,AND($AD35=0,$AE35=0,$AF35=0),1)","v":0},{"$f":"IF(ISNUMBER(MATCH(BX$11,$AG35:$AJ35,0)),1,0)*IF(ISNUMBER($AF35),(1-$AF35),1) + IF(ISNUMBER(MATCH(BX$11,$AK35:$AP35,0)),-1,0)*_xlfn.IFS(ISNUMBER($AD35),$AD35,ISNUMBER($AE35),$AE35,ISNUMBER($AF35),$AF35,AND($AD35=0,$AE35=0,$AF35=0),1)","v":0},{"$f":"IF(ISNUMBER(MATCH(BY$11,$AG35:$AJ35,0)),1,0)*IF(ISNUMBER($AF35),(1-$AF35),1) + IF(ISNUMBER(MATCH(BY$11,$AK35:$AP35,0)),-1,0)*_xlfn.IFS(ISNUMBER($AD35),$AD35,ISNUMBER($AE35),$AE35,ISNUMBER($AF35),$AF35,AND($AD35=0,$AE35=0,$AF35=0),1)","v":0},{"$f":"IF(ISNUMBER(MATCH(BZ$11,$AG35:$AJ35,0)),1,0)*IF(ISNUMBER($AF35),(1-$AF35),1) + IF(ISNUMBER(MATCH(BZ$11,$AK35:$AP35,0)),-1,0)*_xlfn.IFS(ISNUMBER($AD35),$AD35,ISNUMBER($AE35),$AE35,ISNUMBER($AF35),$AF35,AND($AD35=0,$AE35=0,$AF35=0),1)","v":0},{"$f":"IF(ISNUMBER(MATCH(CA$11,$AG35:$AJ35,0)),1,0)*IF(ISNUMBER($AF35),(1-$AF35),1) + IF(ISNUMBER(MATCH(CA$11,$AK35:$AP35,0)),-1,0)*_xlfn.IFS(ISNUMBER($AD35),$AD35,ISNUMBER($AE35),$AE35,ISNUMBER($AF35),$AF35,AND($AD35=0,$AE35=0,$AF35=0),1)","v":0},{"$f":"IF(ISNUMBER(MATCH(CB$11,$AG35:$AJ35,0)),1,0)*IF(ISNUMBER($AF35),(1-$AF35),1) + IF(ISNUMBER(MATCH(CB$11,$AK35:$AP35,0)),-1,0)*_xlfn.IFS(ISNUMBER($AD35),$AD35,ISNUMBER($AE35),$AE35,ISNUMBER($AF35),$AF35,AND($AD35=0,$AE35=0,$AF35=0),1)","v":0},{"$f":"IF(ISNUMBER(MATCH(CC$11,$AG35:$AJ35,0)),1,0)*IF(ISNUMBER($AF35),(1-$AF35),1) + IF(ISNUMBER(MATCH(CC$11,$AK35:$AP35,0)),-1,0)*_xlfn.IFS(ISNUMBER($AD35),$AD35,ISNUMBER($AE35),$AE35,ISNUMBER($AF35),$AF35,AND($AD35=0,$AE35=0,$AF35=0),1)","v":0},{"$f":"IF(ISNUMBER(MATCH(CD$11,$AG35:$AJ35,0)),1,0)*IF(ISNUMBER($AF35),(1-$AF35),1) + IF(ISNUMBER(MATCH(CD$11,$AK35:$AP35,0)),-1,0)*_xlfn.IFS(ISNUMBER($AD35),$AD35,ISNUMBER($AE35),$AE35,ISNUMBER($AF35),$AF35,AND($AD35=0,$AE35=0,$AF35=0),1)","v":0},{"$f":"IF(ISNUMBER(MATCH(CE$11,$AG35:$AJ35,0)),1,0)*IF(ISNUMBER($AF35),(1-$AF35),1) + IF(ISNUMBER(MATCH(CE$11,$AK35:$AP35,0)),-1,0)*_xlfn.IFS(ISNUMBER($AD35),$AD35,ISNUMBER($AE35),$AE35,ISNUMBER($AF35),$AF35,AND($AD35=0,$AE35=0,$AF35=0),1)","v":0},{"$f":"IF(ISNUMBER(MATCH(CF$11,$AG35:$AJ35,0)),1,0)*IF(ISNUMBER($AF35),(1-$AF35),1) + IF(ISNUMBER(MATCH(CF$11,$AK35:$AP35,0)),-1,0)*_xlfn.IFS(ISNUMBER($AD35),$AD35,ISNUMBER($AE35),$AE35,ISNUMBER($AF35),$AF35,AND($AD35=0,$AE35=0,$AF35=0),1)","v":0},{"$f":"IF(ISNUMBER(MATCH(CG$11,$AG35:$AJ35,0)),1,0)*IF(ISNUMBER($AF35),(1-$AF35),1) + IF(ISNUMBER(MATCH(CG$11,$AK35:$AP35,0)),-1,0)*_xlfn.IFS(ISNUMBER($AD35),$AD35,ISNUMBER($AE35),$AE35,ISNUMBER($AF35),$AF35,AND($AD35=0,$AE35=0,$AF35=0),1)","v":0},{"$f":"IF(ISNUMBER(MATCH(CH$11,$AG35:$AJ35,0)),1,0)*IF(ISNUMBER($AF35),(1-$AF35),1) + IF(ISNUMBER(MATCH(CH$11,$AK35:$AP35,0)),-1,0)*_xlfn.IFS(ISNUMBER($AD35),$AD35,ISNUMBER($AE35),$AE35,ISNUMBER($AF35),$AF35,AND($AD35=0,$AE35=0,$AF35=0),1)","v":-1},{"$f":"IF(ISNUMBER(MATCH(CI$11,$AG35:$AJ35,0)),1,0)*IF(ISNUMBER($AF35),(1-$AF35),1) + IF(ISNUMBER(MATCH(CI$11,$AK35:$AP35,0)),-1,0)*_xlfn.IFS(ISNUMBER($AD35),$AD35,ISNUMBER($AE35),$AE35,ISNUMBER($AF35),$AF35,AND($AD35=0,$AE35=0,$AF35=0),1)","v":-1},{"$f":"IF(ISNUMBER(MATCH(CJ$11,$AG35:$AJ35,0)),1,0)*IF(ISNUMBER($AF35),(1-$AF35),1) + IF(ISNUMBER(MATCH(CJ$11,$AK35:$AP35,0)),-1,0)*_xlfn.IFS(ISNUMBER($AD35),$AD35,ISNUMBER($AE35),$AE35,ISNUMBER($AF35),$AF35,AND($AD35=0,$AE35=0,$AF35=0),1)","v":0},{"$f":"IF(ISNUMBER(MATCH(CK$11,$AG35:$AJ35,0)),1,0)*IF(ISNUMBER($AF35),(1-$AF35),1) + IF(ISNUMBER(MATCH(CK$11,$AK35:$AP35,0)),-1,0)*_xlfn.IFS(ISNUMBER($AD35),$AD35,ISNUMBER($AE35),$AE35,ISNUMBER($AF35),$AF35,AND($AD35=0,$AE35=0,$AF35=0),1)","v":0},{"$f":"IF(ISNUMBER(MATCH(CL$11,$AG35:$AJ35,0)),1,0)*IF(ISNUMBER($AF35),(1-$AF35),1) + IF(ISNUMBER(MATCH(CL$11,$AK35:$AP35,0)),-1,0)*_xlfn.IFS(ISNUMBER($AD35),$AD35,ISNUMBER($AE35),$AE35,ISNUMBER($AF35),$AF35,AND($AD35=0,$AE35=0,$AF35=0),1)","v":0},{"$f":"IF(ISNUMBER(MATCH(CM$11,$AG35:$AJ35,0)),1,0)*IF(ISNUMBER($AF35),(1-$AF35),1) + IF(ISNUMBER(MATCH(CM$11,$AK35:$AP35,0)),-1,0)*_xlfn.IFS(ISNUMBER($AD35),$AD35,ISNUMBER($AE35),$AE35,ISNUMBER($AF35),$AF35,AND($AD35=0,$AE35=0,$AF35=0),1)","v":0},{"$f":"IF(ISNUMBER(MATCH(CN$11,$AG35:$AJ35,0)),1,0)*IF(ISNUMBER($AF35),(1-$AF35),1) + IF(ISNUMBER(MATCH(CN$11,$AK35:$AP35,0)),-1,0)*_xlfn.IFS(ISNUMBER($AD35),$AD35,ISNUMBER($AE35),$AE35,ISNUMBER($AF35),$AF35,AND($AD35=0,$AE35=0,$AF35=0),1)","v":0},{"$f":"IF(ISNUMBER(MATCH(CO$11,$AG35:$AJ35,0)),1,0)*IF(ISNUMBER($AF35),(1-$AF35),1) + IF(ISNUMBER(MATCH(CO$11,$AK35:$AP35,0)),-1,0)*_xlfn.IFS(ISNUMBER($AD35),$AD35,ISNUMBER($AE35),$AE35,ISNUMBER($AF35),$AF35,AND($AD35=0,$AE35=0,$AF35=0),1)","v":0},{"$f":"IF(ISNUMBER(MATCH(CP$11,$AG35:$AJ35,0)),1,0)*IF(ISNUMBER($AF35),(1-$AF35),1) + IF(ISNUMBER(MATCH(CP$11,$AK35:$AP35,0)),-1,0)*_xlfn.IFS(ISNUMBER($AD35),$AD35,ISNUMBER($AE35),$AE35,ISNUMBER($AF35),$AF35,AND($AD35=0,$AE35=0,$AF35=0),1)","v":0},{"$f":"IF(ISNUMBER(MATCH(CQ$11,$AG35:$AJ35,0)),1,0)*IF(ISNUMBER($AF35),(1-$AF35),1) + IF(ISNUMBER(MATCH(CQ$11,$AK35:$AP35,0)),-1,0)*_xlfn.IFS(ISNUMBER($AD35),$AD35,ISNUMBER($AE35),$AE35,ISNUMBER($AF35),$AF35,AND($AD35=0,$AE35=0,$AF35=0),1)","v":0},{"$f":"IF(ISNUMBER(MATCH(CR$11,$AG35:$AJ35,0)),1,0)*IF(ISNUMBER($AF35),(1-$AF35),1) + IF(ISNUMBER(MATCH(CR$11,$AK35:$AP35,0)),-1,0)*_xlfn.IFS(ISNUMBER($AD35),$AD35,ISNUMBER($AE35),$AE35,ISNUMBER($AF35),$AF35,AND($AD35=0,$AE35=0,$AF35=0),1)","v":0},{"$f":"IF(ISNUMBER(MATCH(CS$11,$AG35:$AJ35,0)),1,0)*IF(ISNUMBER($AF35),(1-$AF35),1) + IF(ISNUMBER(MATCH(CS$11,$AK35:$AP35,0)),-1,0)*_xlfn.IFS(ISNUMBER($AD35),$AD35,ISNUMBER($AE35),$AE35,ISNUMBER($AF35),$AF35,AND($AD35=0,$AE35=0,$AF35=0),1)","v":0},{"$f":"IF(ISNUMBER(MATCH(CT$11,$AG35:$AJ35,0)),1,0)*IF(ISNUMBER($AF35),(1-$AF35),1) + IF(ISNUMBER(MATCH(CT$11,$AK35:$AP35,0)),-1,0)*_xlfn.IFS(ISNUMBER($AD35),$AD35,ISNUMBER($AE35),$AE35,ISNUMBER($AF35),$AF35,AND($AD35=0,$AE35=0,$AF35=0),1)","v":0},{"$f":"IF(ISNUMBER(MATCH(CU$11,$AG35:$AJ35,0)),1,0)*IF(ISNUMBER($AF35),(1-$AF35),1) + IF(ISNUMBER(MATCH(CU$11,$AK35:$AP35,0)),-1,0)*_xlfn.IFS(ISNUMBER($AD35),$AD35,ISNUMBER($AE35),$AE35,ISNUMBER($AF35),$AF35,AND($AD35=0,$AE35=0,$AF35=0),1)","v":0},{"$f":"IF(ISNUMBER(MATCH(CV$11,$AG35:$AJ35,0)),1,0)*IF(ISNUMBER($AF35),(1-$AF35),1) + IF(ISNUMBER(MATCH(CV$11,$AK35:$AP35,0)),-1,0)*_xlfn.IFS(ISNUMBER($AD35),$AD35,ISNUMBER($AE35),$AE35,ISNUMBER($AF35),$AF35,AND($AD35=0,$AE35=0,$AF35=0),1)","v":0},{"$f":"IF(ISNUMBER(MATCH(CW$11,$AG35:$AJ35,0)),1,0)*IF(ISNUMBER($AF35),(1-$AF35),1) + IF(ISNUMBER(MATCH(CW$11,$AK35:$AP35,0)),-1,0)*_xlfn.IFS(ISNUMBER($AD35),$AD35,ISNUMBER($AE35),$AE35,ISNUMBER($AF35),$AF35,AND($AD35=0,$AE35=0,$AF35=0),1)","v":0},{"$f":"IF(ISNUMBER(MATCH(CX$11,$AG35:$AJ35,0)),1,0)*IF(ISNUMBER($AF35),(1-$AF35),1) + IF(ISNUMBER(MATCH(CX$11,$AK35:$AP35,0)),-1,0)*_xlfn.IFS(ISNUMBER($AD35),$AD35,ISNUMBER($AE35),$AE35,ISNUMBER($AF35),$AF35,AND($AD35=0,$AE35=0,$AF35=0),1)","v":0},{"$f":"IF(ISNUMBER(MATCH(CY$11,$AG35:$AJ35,0)),1,0)*IF(ISNUMBER($AF35),(1-$AF35),1) + IF(ISNUMBER(MATCH(CY$11,$AK35:$AP35,0)),-1,0)*_xlfn.IFS(ISNUMBER($AD35),$AD35,ISNUMBER($AE35),$AE35,ISNUMBER($AF35),$AF35,AND($AD35=0,$AE35=0,$AF35=0),1)","v":0},{"$f":"IF(ISNUMBER(MATCH(CZ$11,$AG35:$AJ35,0)),1,0)*IF(ISNUMBER($AF35),(1-$AF35),1) + IF(ISNUMBER(MATCH(CZ$11,$AK35:$AP35,0)),-1,0)*_xlfn.IFS(ISNUMBER($AD35),$AD35,ISNUMBER($AE35),$AE35,ISNUMBER($AF35),$AF35,AND($AD35=0,$AE35=0,$AF35=0),1)","v":0},{"$f":"IF(ISNUMBER(MATCH(DA$11,$AG35:$AJ35,0)),1,0)*IF(ISNUMBER($AF35),(1-$AF35),1) + IF(ISNUMBER(MATCH(DA$11,$AK35:$AP35,0)),-1,0)*_xlfn.IFS(ISNUMBER($AD35),$AD35,ISNUMBER($AE35),$AE35,ISNUMBER($AF35),$AF35,AND($AD35=0,$AE35=0,$AF35=0),1)","v":0},{"$f":"IF(ISNUMBER(MATCH(DB$11,$AG35:$AJ35,0)),1,0)*IF(ISNUMBER($AF35),(1-$AF35),1) + IF(ISNUMBER(MATCH(DB$11,$AK35:$AP35,0)),-1,0)*_xlfn.IFS(ISNUMBER($AD35),$AD35,ISNUMBER($AE35),$AE35,ISNUMBER($AF35),$AF35,AND($AD35=0,$AE35=0,$AF35=0),1)","v":0},{"$f":"IF(ISNUMBER(MATCH(DC$11,$AG35:$AJ35,0)),1,0)*IF(ISNUMBER($AF35),(1-$AF35),1) + IF(ISNUMBER(MATCH(DC$11,$AK35:$AP35,0)),-1,0)*_xlfn.IFS(ISNUMBER($AD35),$AD35,ISNUMBER($AE35),$AE35,ISNUMBER($AF35),$AF35,AND($AD35=0,$AE35=0,$AF35=0),1)","v":0},{"$f":"IF(ISNUMBER(MATCH(DD$11,$AG35:$AJ35,0)),1,0)*IF(ISNUMBER($AF35),(1-$AF35),1) + IF(ISNUMBER(MATCH(DD$11,$AK35:$AP35,0)),-1,0)*_xlfn.IFS(ISNUMBER($AD35),$AD35,ISNUMBER($AE35),$AE35,ISNUMBER($AF35),$AF35,AND($AD35=0,$AE35=0,$AF35=0),1)","v":0},{"$f":"IF(ISNUMBER(MATCH(DE$11,$AG35:$AJ35,0)),1,0)*IF(ISNUMBER($AF35),(1-$AF35),1) + IF(ISNUMBER(MATCH(DE$11,$AK35:$AP35,0)),-1,0)*_xlfn.IFS(ISNUMBER($AD35),$AD35,ISNUMBER($AE35),$AE35,ISNUMBER($AF35),$AF35,AND($AD35=0,$AE35=0,$AF35=0),1)","v":0},null,0,null,8,"Fairbanks",64.837999999999994,-147.71700000000001,"Subartic/artic","Dry",0,0,0,null,-30,{"$error":"#N/A"},{"$error":"#N/A"},0,0,0,0,0,0,0,0,0,0,0,0,0,0,0,0,0,0,39,0,0]
[40,"CAPEX Years Financed",{"$f":"INDIRECT(\"Input!\"&$C$2&A36)","v":0.03},null,"Financial breakdown",null,null,null,"CAPEX equipment",{"$f":"(IF(ISNUMBER(J34),J34*J15,0)+J24*J16/$C$5)*IF($C$14=\"2N\",2,1)","v":{"$error":"#N/A"}},{"$f":"(IF(ISNUMBER(K34),K34*K15,0)+K24*K16/$C$5)*IF($C$14=\"2N\",2,1)","v":{"$error":"#N/A"}},{"$error":"#N/A"},{"$error":"#N/A"},{"$error":"#N/A"},{"$error":"#N/A"},{"$error":"#N/A"},{"$error":"#N/A"},null,"e_drms_crit-dr3",0,{"$error":"#N/A"},null,null,null,null,null,null,"Conservation",null,null,null,null,"q_dr2_cls,a","e_drms_oh-dr2",null,null,"q_drms_dr2-hru,lt",null,null,null,null,null,null,{"$f":"IF(ISNUMBER(MATCH(AR$11,$AG36:$AJ36,0)),1,0)*IF(ISNUMBER($AF36),(1-$AF36),1) + IF(ISNUMBER(MATCH(AR$11,$AK36:$AP36,0)),-1,0)*_xlfn.IFS(ISNUMBER($AD36),$AD36,ISNUMBER($AE36),$AE36,ISNUMBER($AF36),$AF36,AND($AD36=0,$AE36=0,$AF36=0),1)","v":0},{"$f":"IF(ISNUMBER(MATCH(AS$11,$AG36:$AJ36,0)),1,0)*IF(ISNUMBER($AF36),(1-$AF36),1) + IF(ISNUMBER(MATCH(AS$11,$AK36:$AP36,0)),-1,0)*_xlfn.IFS(ISNUMBER($AD36),$AD36,ISNUMBER($AE36),$AE36,ISNUMBER($AF36),$AF36,AND($AD36=0,$AE36=0,$AF36=0),1)","v":0},{"$f":"IF(ISNUMBER(MATCH(AT$11,$AG36:$AJ36,0)),1,0)*IF(ISNUMBER($AF36),(1-$AF36),1) + IF(ISNUMBER(MATCH(AT$11,$AK36:$AP36,0)),-1,0)*_xlfn.IFS(ISNUMBER($AD36),$AD36,ISNUMBER($AE36),$AE36,ISNUMBER($AF36),$AF36,AND($AD36=0,$AE36=0,$AF36=0),1)","v":0},{"$f":"IF(ISNUMBER(MATCH(AU$11,$AG36:$AJ36,0)),1,0)*IF(ISNUMBER($AF36),(1-$AF36),1) + IF(ISNUMBER(MATCH(AU$11,$AK36:$AP36,0)),-1,0)*_xlfn.IFS(ISNUMBER($AD36),$AD36,ISNUMBER($AE36),$AE36,ISNUMBER($AF36),$AF36,AND($AD36=0,$AE36=0,$AF36=0),1)","v":0},{"$f":"IF(ISNUMBER(MATCH(AV$11,$AG36:$AJ36,0)),1,0)*IF(ISNUMBER($AF36),(1-$AF36),1) + IF(ISNUMBER(MATCH(AV$11,$AK36:$AP36,0)),-1,0)*_xlfn.IFS(ISNUMBER($AD36),$AD36,ISNUMBER($AE36),$AE36,ISNUMBER($AF36),$AF36,AND($AD36=0,$AE36=0,$AF36=0),1)","v":0},{"$f":"IF(ISNUMBER(MATCH(AW$11,$AG36:$AJ36,0)),1,0)*IF(ISNUMBER($AF36),(1-$AF36),1) + IF(ISNUMBER(MATCH(AW$11,$AK36:$AP36,0)),-1,0)*_xlfn.IFS(ISNUMBER($AD36),$AD36,ISNUMBER($AE36),$AE36,ISNUMBER($AF36),$AF36,AND($AD36=0,$AE36=0,$AF36=0),1)","v":0},{"$f":"IF(ISNUMBER(MATCH(AX$11,$AG36:$AJ36,0)),1,0)*IF(ISNUMBER($AF36),(1-$AF36),1) + IF(ISNUMBER(MATCH(AX$11,$AK36:$AP36,0)),-1,0)*_xlfn.IFS(ISNUMBER($AD36),$AD36,ISNUMBER($AE36),$AE36,ISNUMBER($AF36),$AF36,AND($AD36=0,$AE36=0,$AF36=0),1)","v":0},{"$f":"IF(ISNUMBER(MATCH(AY$11,$AG36:$AJ36,0)),1,0)*IF(ISNUMBER($AF36),(1-$AF36),1) + IF(ISNUMBER(MATCH(AY$11,$AK36:$AP36,0)),-1,0)*_xlfn.IFS(ISNUMBER($AD36),$AD36,ISNUMBER($AE36),$AE36,ISNUMBER($AF36),$AF36,AND($AD36=0,$AE36=0,$AF36=0),1)","v":0},{"$f":"IF(ISNUMBER(MATCH(AZ$11,$AG36:$AJ36,0)),1,0)*IF(ISNUMBER($AF36),(1-$AF36),1) + IF(ISNUMBER(MATCH(AZ$11,$AK36:$AP36,0)),-1,0)*_xlfn.IFS(ISNUMBER($AD36),$AD36,ISNUMBER($AE36),$AE36,ISNUMBER($AF36),$AF36,AND($AD36=0,$AE36=0,$AF36=0),1)","v":0},{"$f":"IF(ISNUMBER(MATCH(BA$11,$AG36:$AJ36,0)),1,0)*IF(ISNUMBER($AF36),(1-$AF36),1) + IF(ISNUMBER(MATCH(BA$11,$AK36:$AP36,0)),-1,0)*_xlfn.IFS(ISNUMBER($AD36),$AD36,ISNUMBER($AE36),$AE36,ISNUMBER($AF36),$AF36,AND($AD36=0,$AE36=0,$AF36=0),1)","v":0},{"$f":"IF(ISNUMBER(MATCH(BB$11,$AG36:$AJ36,0)),1,0)*IF(ISNUMBER($AF36),(1-$AF36),1) + IF(ISNUMBER(MATCH(BB$11,$AK36:$AP36,0)),-1,0)*_xlfn.IFS(ISNUMBER($AD36),$AD36,ISNUMBER($AE36),$AE36,ISNUMBER($AF36),$AF36,AND($AD36=0,$AE36=0,$AF36=0),1)","v":0},{"$f":"IF(ISNUMBER(MATCH(BC$11,$AG36:$AJ36,0)),1,0)*IF(ISNUMBER($AF36),(1-$AF36),1) + IF(ISNUMBER(MATCH(BC$11,$AK36:$AP36,0)),-1,0)*_xlfn.IFS(ISNUMBER($AD36),$AD36,ISNUMBER($AE36),$AE36,ISNUMBER($AF36),$AF36,AND($AD36=0,$AE36=0,$AF36=0),1)","v":0},{"$f":"IF(ISNUMBER(MATCH(BD$11,$AG36:$AJ36,0)),1,0)*IF(ISNUMBER($AF36),(1-$AF36),1) + IF(ISNUMBER(MATCH(BD$11,$AK36:$AP36,0)),-1,0)*_xlfn.IFS(ISNUMBER($AD36),$AD36,ISNUMBER($AE36),$AE36,ISNUMBER($AF36),$AF36,AND($AD36=0,$AE36=0,$AF36=0),1)","v":0},{"$f":"IF(ISNUMBER(MATCH(BE$11,$AG36:$AJ36,0)),1,0)*IF(ISNUMBER($AF36),(1-$AF36),1) + IF(ISNUMBER(MATCH(BE$11,$AK36:$AP36,0)),-1,0)*_xlfn.IFS(ISNUMBER($AD36),$AD36,ISNUMBER($AE36),$AE36,ISNUMBER($AF36),$AF36,AND($AD36=0,$AE36=0,$AF36=0),1)","v":0},{"$f":"IF(ISNUMBER(MATCH(BF$11,$AG36:$AJ36,0)),1,0)*IF(ISNUMBER($AF36),(1-$AF36),1) + IF(ISNUMBER(MATCH(BF$11,$AK36:$AP36,0)),-1,0)*_xlfn.IFS(ISNUMBER($AD36),$AD36,ISNUMBER($AE36),$AE36,ISNUMBER($AF36),$AF36,AND($AD36=0,$AE36=0,$AF36=0),1)","v":0},{"$f":"IF(ISNUMBER(MATCH(BG$11,$AG36:$AJ36,0)),1,0)*IF(ISNUMBER($AF36),(1-$AF36),1) + IF(ISNUMBER(MATCH(BG$11,$AK36:$AP36,0)),-1,0)*_xlfn.IFS(ISNUMBER($AD36),$AD36,ISNUMBER($AE36),$AE36,ISNUMBER($AF36),$AF36,AND($AD36=0,$AE36=0,$AF36=0),1)","v":0},{"$f":"IF(ISNUMBER(MATCH(BH$11,$AG36:$AJ36,0)),1,0)*IF(ISNUMBER($AF36),(1-$AF36),1) + IF(ISNUMBER(MATCH(BH$11,$AK36:$AP36,0)),-1,0)*_xlfn.IFS(ISNUMBER($AD36),$AD36,ISNUMBER($AE36),$AE36,ISNUMBER($AF36),$AF36,AND($AD36=0,$AE36=0,$AF36=0),1)","v":0},{"$f":"IF(ISNUMBER(MATCH(BI$11,$AG36:$AJ36,0)),1,0)*IF(ISNUMBER($AF36),(1-$AF36),1) + IF(ISNUMBER(MATCH(BI$11,$AK36:$AP36,0)),-1,0)*_xlfn.IFS(ISNUMBER($AD36),$AD36,ISNUMBER($AE36),$AE36,ISNUMBER($AF36),$AF36,AND($AD36=0,$AE36=0,$AF36=0),1)","v":0},{"$f":"IF(ISNUMBER(MATCH(BJ$11,$AG36:$AJ36,0)),1,0)*IF(ISNUMBER($AF36),(1-$AF36),1) + IF(ISNUMBER(MATCH(BJ$11,$AK36:$AP36,0)),-1,0)*_xlfn.IFS(ISNUMBER($AD36),$AD36,ISNUMBER($AE36),$AE36,ISNUMBER($AF36),$AF36,AND($AD36=0,$AE36=0,$AF36=0),1)","v":0},{"$f":"IF(ISNUMBER(MATCH(BK$11,$AG36:$AJ36,0)),1,0)*IF(ISNUMBER($AF36),(1-$AF36),1) + IF(ISNUMBER(MATCH(BK$11,$AK36:$AP36,0)),-1,0)*_xlfn.IFS(ISNUMBER($AD36),$AD36,ISNUMBER($AE36),$AE36,ISNUMBER($AF36),$AF36,AND($AD36=0,$AE36=0,$AF36=0),1)","v":0},{"$f":"IF(ISNUMBER(MATCH(BL$11,$AG36:$AJ36,0)),1,0)*IF(ISNUMBER($AF36),(1-$AF36),1) + IF(ISNUMBER(MATCH(BL$11,$AK36:$AP36,0)),-1,0)*_xlfn.IFS(ISNUMBER($AD36),$AD36,ISNUMBER($AE36),$AE36,ISNUMBER($AF36),$AF36,AND($AD36=0,$AE36=0,$AF36=0),1)","v":0},{"$f":"IF(ISNUMBER(MATCH(BM$11,$AG36:$AJ36,0)),1,0)*IF(ISNUMBER($AF36),(1-$AF36),1) + IF(ISNUMBER(MATCH(BM$11,$AK36:$AP36,0)),-1,0)*_xlfn.IFS(ISNUMBER($AD36),$AD36,ISNUMBER($AE36),$AE36,ISNUMBER($AF36),$AF36,AND($AD36=0,$AE36=0,$AF36=0),1)","v":0},{"$f":"IF(ISNUMBER(MATCH(BN$11,$AG36:$AJ36,0)),1,0)*IF(ISNUMBER($AF36),(1-$AF36),1) + IF(ISNUMBER(MATCH(BN$11,$AK36:$AP36,0)),-1,0)*_xlfn.IFS(ISNUMBER($AD36),$AD36,ISNUMBER($AE36),$AE36,ISNUMBER($AF36),$AF36,AND($AD36=0,$AE36=0,$AF36=0),1)","v":1},{"$f":"IF(ISNUMBER(MATCH(BO$11,$AG36:$AJ36,0)),1,0)*IF(ISNUMBER($AF36),(1-$AF36),1) + IF(ISNUMBER(MATCH(BO$11,$AK36:$AP36,0)),-1,0)*_xlfn.IFS(ISNUMBER($AD36),$AD36,ISNUMBER($AE36),$AE36,ISNUMBER($AF36),$AF36,AND($AD36=0,$AE36=0,$AF36=0),1)","v":0},{"$f":"IF(ISNUMBER(MATCH(BP$11,$AG36:$AJ36,0)),1,0)*IF(ISNUMBER($AF36),(1-$AF36),1) + IF(ISNUMBER(MATCH(BP$11,$AK36:$AP36,0)),-1,0)*_xlfn.IFS(ISNUMBER($AD36),$AD36,ISNUMBER($AE36),$AE36,ISNUMBER($AF36),$AF36,AND($AD36=0,$AE36=0,$AF36=0),1)","v":0},{"$f":"IF(ISNUMBER(MATCH(BQ$11,$AG36:$AJ36,0)),1,0)*IF(ISNUMBER($AF36),(1-$AF36),1) + IF(ISNUMBER(MATCH(BQ$11,$AK36:$AP36,0)),-1,0)*_xlfn.IFS(ISNUMBER($AD36),$AD36,ISNUMBER($AE36),$AE36,ISNUMBER($AF36),$AF36,AND($AD36=0,$AE36=0,$AF36=0),1)","v":0},{"$f":"IF(ISNUMBER(MATCH(BR$11,$AG36:$AJ36,0)),1,0)*IF(ISNUMBER($AF36),(1-$AF36),1) + IF(ISNUMBER(MATCH(BR$11,$AK36:$AP36,0)),-1,0)*_xlfn.IFS(ISNUMBER($AD36),$AD36,ISNUMBER($AE36),$AE36,ISNUMBER($AF36),$AF36,AND($AD36=0,$AE36=0,$AF36=0),1)","v":0},{"$f":"IF(ISNUMBER(MATCH(BS$11,$AG36:$AJ36,0)),1,0)*IF(ISNUMBER($AF36),(1-$AF36),1) + IF(ISNUMBER(MATCH(BS$11,$AK36:$AP36,0)),-1,0)*_xlfn.IFS(ISNUMBER($AD36),$AD36,ISNUMBER($AE36),$AE36,ISNUMBER($AF36),$AF36,AND($AD36=0,$AE36=0,$AF36=0),1)","v":0},{"$f":"IF(ISNUMBER(MATCH(BT$11,$AG36:$AJ36,0)),1,0)*IF(ISNUMBER($AF36),(1-$AF36),1) + IF(ISNUMBER(MATCH(BT$11,$AK36:$AP36,0)),-1,0)*_xlfn.IFS(ISNUMBER($AD36),$AD36,ISNUMBER($AE36),$AE36,ISNUMBER($AF36),$AF36,AND($AD36=0,$AE36=0,$AF36=0),1)","v":0},{"$f":"IF(ISNUMBER(MATCH(BU$11,$AG36:$AJ36,0)),1,0)*IF(ISNUMBER($AF36),(1-$AF36),1) + IF(ISNUMBER(MATCH(BU$11,$AK36:$AP36,0)),-1,0)*_xlfn.IFS(ISNUMBER($AD36),$AD36,ISNUMBER($AE36),$AE36,ISNUMBER($AF36),$AF36,AND($AD36=0,$AE36=0,$AF36=0),1)","v":0},{"$f":"IF(ISNUMBER(MATCH(BV$11,$AG36:$AJ36,0)),1,0)*IF(ISNUMBER($AF36),(1-$AF36),1) + IF(ISNUMBER(MATCH(BV$11,$AK36:$AP36,0)),-1,0)*_xlfn.IFS(ISNUMBER($AD36),$AD36,ISNUMBER($AE36),$AE36,ISNUMBER($AF36),$AF36,AND($AD36=0,$AE36=0,$AF36=0),1)","v":0},{"$f":"IF(ISNUMBER(MATCH(BW$11,$AG36:$AJ36,0)),1,0)*IF(ISNUMBER($AF36),(1-$AF36),1) + IF(ISNUMBER(MATCH(BW$11,$AK36:$AP36,0)),-1,0)*_xlfn.IFS(ISNUMBER($AD36),$AD36,ISNUMBER($AE36),$AE36,ISNUMBER($AF36),$AF36,AND($AD36=0,$AE36=0,$AF36=0),1)","v":-1},{"$f":"IF(ISNUMBER(MATCH(BX$11,$AG36:$AJ36,0)),1,0)*IF(ISNUMBER($AF36),(1-$AF36),1) + IF(ISNUMBER(MATCH(BX$11,$AK36:$AP36,0)),-1,0)*_xlfn.IFS(ISNUMBER($AD36),$AD36,ISNUMBER($AE36),$AE36,ISNUMBER($AF36),$AF36,AND($AD36=0,$AE36=0,$AF36=0),1)","v":0},{"$f":"IF(ISNUMBER(MATCH(BY$11,$AG36:$AJ36,0)),1,0)*IF(ISNUMBER($AF36),(1-$AF36),1) + IF(ISNUMBER(MATCH(BY$11,$AK36:$AP36,0)),-1,0)*_xlfn.IFS(ISNUMBER($AD36),$AD36,ISNUMBER($AE36),$AE36,ISNUMBER($AF36),$AF36,AND($AD36=0,$AE36=0,$AF36=0),1)","v":0},{"$f":"IF(ISNUMBER(MATCH(BZ$11,$AG36:$AJ36,0)),1,0)*IF(ISNUMBER($AF36),(1-$AF36),1) + IF(ISNUMBER(MATCH(BZ$11,$AK36:$AP36,0)),-1,0)*_xlfn.IFS(ISNUMBER($AD36),$AD36,ISNUMBER($AE36),$AE36,ISNUMBER($AF36),$AF36,AND($AD36=0,$AE36=0,$AF36=0),1)","v":0},{"$f":"IF(ISNUMBER(MATCH(CA$11,$AG36:$AJ36,0)),1,0)*IF(ISNUMBER($AF36),(1-$AF36),1) + IF(ISNUMBER(MATCH(CA$11,$AK36:$AP36,0)),-1,0)*_xlfn.IFS(ISNUMBER($AD36),$AD36,ISNUMBER($AE36),$AE36,ISNUMBER($AF36),$AF36,AND($AD36=0,$AE36=0,$AF36=0),1)","v":0},{"$f":"IF(ISNUMBER(MATCH(CB$11,$AG36:$AJ36,0)),1,0)*IF(ISNUMBER($AF36),(1-$AF36),1) + IF(ISNUMBER(MATCH(CB$11,$AK36:$AP36,0)),-1,0)*_xlfn.IFS(ISNUMBER($AD36),$AD36,ISNUMBER($AE36),$AE36,ISNUMBER($AF36),$AF36,AND($AD36=0,$AE36=0,$AF36=0),1)","v":0},{"$f":"IF(ISNUMBER(MATCH(CC$11,$AG36:$AJ36,0)),1,0)*IF(ISNUMBER($AF36),(1-$AF36),1) + IF(ISNUMBER(MATCH(CC$11,$AK36:$AP36,0)),-1,0)*_xlfn.IFS(ISNUMBER($AD36),$AD36,ISNUMBER($AE36),$AE36,ISNUMBER($AF36),$AF36,AND($AD36=0,$AE36=0,$AF36=0),1)","v":0},{"$f":"IF(ISNUMBER(MATCH(CD$11,$AG36:$AJ36,0)),1,0)*IF(ISNUMBER($AF36),(1-$AF36),1) + IF(ISNUMBER(MATCH(CD$11,$AK36:$AP36,0)),-1,0)*_xlfn.IFS(ISNUMBER($AD36),$AD36,ISNUMBER($AE36),$AE36,ISNUMBER($AF36),$AF36,AND($AD36=0,$AE36=0,$AF36=0),1)","v":0},{"$f":"IF(ISNUMBER(MATCH(CE$11,$AG36:$AJ36,0)),1,0)*IF(ISNUMBER($AF36),(1-$AF36),1) + IF(ISNUMBER(MATCH(CE$11,$AK36:$AP36,0)),-1,0)*_xlfn.IFS(ISNUMBER($AD36),$AD36,ISNUMBER($AE36),$AE36,ISNUMBER($AF36),$AF36,AND($AD36=0,$AE36=0,$AF36=0),1)","v":0},{"$f":"IF(ISNUMBER(MATCH(CF$11,$AG36:$AJ36,0)),1,0)*IF(ISNUMBER($AF36),(1-$AF36),1) + IF(ISNUMBER(MATCH(CF$11,$AK36:$AP36,0)),-1,0)*_xlfn.IFS(ISNUMBER($AD36),$AD36,ISNUMBER($AE36),$AE36,ISNUMBER($AF36),$AF36,AND($AD36=0,$AE36=0,$AF36=0),1)","v":0},{"$f":"IF(ISNUMBER(MATCH(CG$11,$AG36:$AJ36,0)),1,0)*IF(ISNUMBER($AF36),(1-$AF36),1) + IF(ISNUMBER(MATCH(CG$11,$AK36:$AP36,0)),-1,0)*_xlfn.IFS(ISNUMBER($AD36),$AD36,ISNUMBER($AE36),$AE36,ISNUMBER($AF36),$AF36,AND($AD36=0,$AE36=0,$AF36=0),1)","v":0},{"$f":"IF(ISNUMBER(MATCH(CH$11,$AG36:$AJ36,0)),1,0)*IF(ISNUMBER($AF36),(1-$AF36),1) + IF(ISNUMBER(MATCH(CH$11,$AK36:$AP36,0)),-1,0)*_xlfn.IFS(ISNUMBER($AD36),$AD36,ISNUMBER($AE36),$AE36,ISNUMBER($AF36),$AF36,AND($AD36=0,$AE36=0,$AF36=0),1)","v":1},{"$f":"IF(ISNUMBER(MATCH(CI$11,$AG36:$AJ36,0)),1,0)*IF(ISNUMBER($AF36),(1-$AF36),1) + IF(ISNUMBER(MATCH(CI$11,$AK36:$AP36,0)),-1,0)*_xlfn.IFS(ISNUMBER($AD36),$AD36,ISNUMBER($AE36),$AE36,ISNUMBER($AF36),$AF36,AND($AD36=0,$AE36=0,$AF36=0),1)","v":0},{"$f":"IF(ISNUMBER(MATCH(CJ$11,$AG36:$AJ36,0)),1,0)*IF(ISNUMBER($AF36),(1-$AF36),1) + IF(ISNUMBER(MATCH(CJ$11,$AK36:$AP36,0)),-1,0)*_xlfn.IFS(ISNUMBER($AD36),$AD36,ISNUMBER($AE36),$AE36,ISNUMBER($AF36),$AF36,AND($AD36=0,$AE36=0,$AF36=0),1)","v":0},{"$f":"IF(ISNUMBER(MATCH(CK$11,$AG36:$AJ36,0)),1,0)*IF(ISNUMBER($AF36),(1-$AF36),1) + IF(ISNUMBER(MATCH(CK$11,$AK36:$AP36,0)),-1,0)*_xlfn.IFS(ISNUMBER($AD36),$AD36,ISNUMBER($AE36),$AE36,ISNUMBER($AF36),$AF36,AND($AD36=0,$AE36=0,$AF36=0),1)","v":0},{"$f":"IF(ISNUMBER(MATCH(CL$11,$AG36:$AJ36,0)),1,0)*IF(ISNUMBER($AF36),(1-$AF36),1) + IF(ISNUMBER(MATCH(CL$11,$AK36:$AP36,0)),-1,0)*_xlfn.IFS(ISNUMBER($AD36),$AD36,ISNUMBER($AE36),$AE36,ISNUMBER($AF36),$AF36,AND($AD36=0,$AE36=0,$AF36=0),1)","v":0},{"$f":"IF(ISNUMBER(MATCH(CM$11,$AG36:$AJ36,0)),1,0)*IF(ISNUMBER($AF36),(1-$AF36),1) + IF(ISNUMBER(MATCH(CM$11,$AK36:$AP36,0)),-1,0)*_xlfn.IFS(ISNUMBER($AD36),$AD36,ISNUMBER($AE36),$AE36,ISNUMBER($AF36),$AF36,AND($AD36=0,$AE36=0,$AF36=0),1)","v":0},{"$f":"IF(ISNUMBER(MATCH(CN$11,$AG36:$AJ36,0)),1,0)*IF(ISNUMBER($AF36),(1-$AF36),1) + IF(ISNUMBER(MATCH(CN$11,$AK36:$AP36,0)),-1,0)*_xlfn.IFS(ISNUMBER($AD36),$AD36,ISNUMBER($AE36),$AE36,ISNUMBER($AF36),$AF36,AND($AD36=0,$AE36=0,$AF36=0),1)","v":0},{"$f":"IF(ISNUMBER(MATCH(CO$11,$AG36:$AJ36,0)),1,0)*IF(ISNUMBER($AF36),(1-$AF36),1) + IF(ISNUMBER(MATCH(CO$11,$AK36:$AP36,0)),-1,0)*_xlfn.IFS(ISNUMBER($AD36),$AD36,ISNUMBER($AE36),$AE36,ISNUMBER($AF36),$AF36,AND($AD36=0,$AE36=0,$AF36=0),1)","v":0},{"$f":"IF(ISNUMBER(MATCH(CP$11,$AG36:$AJ36,0)),1,0)*IF(ISNUMBER($AF36),(1-$AF36),1) + IF(ISNUMBER(MATCH(CP$11,$AK36:$AP36,0)),-1,0)*_xlfn.IFS(ISNUMBER($AD36),$AD36,ISNUMBER($AE36),$AE36,ISNUMBER($AF36),$AF36,AND($AD36=0,$AE36=0,$AF36=0),1)","v":0},{"$f":"IF(ISNUMBER(MATCH(CQ$11,$AG36:$AJ36,0)),1,0)*IF(ISNUMBER($AF36),(1-$AF36),1) + IF(ISNUMBER(MATCH(CQ$11,$AK36:$AP36,0)),-1,0)*_xlfn.IFS(ISNUMBER($AD36),$AD36,ISNUMBER($AE36),$AE36,ISNUMBER($AF36),$AF36,AND($AD36=0,$AE36=0,$AF36=0),1)","v":0},{"$f":"IF(ISNUMBER(MATCH(CR$11,$AG36:$AJ36,0)),1,0)*IF(ISNUMBER($AF36),(1-$AF36),1) + IF(ISNUMBER(MATCH(CR$11,$AK36:$AP36,0)),-1,0)*_xlfn.IFS(ISNUMBER($AD36),$AD36,ISNUMBER($AE36),$AE36,ISNUMBER($AF36),$AF36,AND($AD36=0,$AE36=0,$AF36=0),1)","v":0},{"$f":"IF(ISNUMBER(MATCH(CS$11,$AG36:$AJ36,0)),1,0)*IF(ISNUMBER($AF36),(1-$AF36),1) + IF(ISNUMBER(MATCH(CS$11,$AK36:$AP36,0)),-1,0)*_xlfn.IFS(ISNUMBER($AD36),$AD36,ISNUMBER($AE36),$AE36,ISNUMBER($AF36),$AF36,AND($AD36=0,$AE36=0,$AF36=0),1)","v":0},{"$f":"IF(ISNUMBER(MATCH(CT$11,$AG36:$AJ36,0)),1,0)*IF(ISNUMBER($AF36),(1-$AF36),1) + IF(ISNUMBER(MATCH(CT$11,$AK36:$AP36,0)),-1,0)*_xlfn.IFS(ISNUMBER($AD36),$AD36,ISNUMBER($AE36),$AE36,ISNUMBER($AF36),$AF36,AND($AD36=0,$AE36=0,$AF36=0),1)","v":0},{"$f":"IF(ISNUMBER(MATCH(CU$11,$AG36:$AJ36,0)),1,0)*IF(ISNUMBER($AF36),(1-$AF36),1) + IF(ISNUMBER(MATCH(CU$11,$AK36:$AP36,0)),-1,0)*_xlfn.IFS(ISNUMBER($AD36),$AD36,ISNUMBER($AE36),$AE36,ISNUMBER($AF36),$AF36,AND($AD36=0,$AE36=0,$AF36=0),1)","v":0},{"$f":"IF(ISNUMBER(MATCH(CV$11,$AG36:$AJ36,0)),1,0)*IF(ISNUMBER($AF36),(1-$AF36),1) + IF(ISNUMBER(MATCH(CV$11,$AK36:$AP36,0)),-1,0)*_xlfn.IFS(ISNUMBER($AD36),$AD36,ISNUMBER($AE36),$AE36,ISNUMBER($AF36),$AF36,AND($AD36=0,$AE36=0,$AF36=0),1)","v":0},{"$f":"IF(ISNUMBER(MATCH(CW$11,$AG36:$AJ36,0)),1,0)*IF(ISNUMBER($AF36),(1-$AF36),1) + IF(ISNUMBER(MATCH(CW$11,$AK36:$AP36,0)),-1,0)*_xlfn.IFS(ISNUMBER($AD36),$AD36,ISNUMBER($AE36),$AE36,ISNUMBER($AF36),$AF36,AND($AD36=0,$AE36=0,$AF36=0),1)","v":0},{"$f":"IF(ISNUMBER(MATCH(CX$11,$AG36:$AJ36,0)),1,0)*IF(ISNUMBER($AF36),(1-$AF36),1) + IF(ISNUMBER(MATCH(CX$11,$AK36:$AP36,0)),-1,0)*_xlfn.IFS(ISNUMBER($AD36),$AD36,ISNUMBER($AE36),$AE36,ISNUMBER($AF36),$AF36,AND($AD36=0,$AE36=0,$AF36=0),1)","v":0},{"$f":"IF(ISNUMBER(MATCH(CY$11,$AG36:$AJ36,0)),1,0)*IF(ISNUMBER($AF36),(1-$AF36),1) + IF(ISNUMBER(MATCH(CY$11,$AK36:$AP36,0)),-1,0)*_xlfn.IFS(ISNUMBER($AD36),$AD36,ISNUMBER($AE36),$AE36,ISNUMBER($AF36),$AF36,AND($AD36=0,$AE36=0,$AF36=0),1)","v":0},{"$f":"IF(ISNUMBER(MATCH(CZ$11,$AG36:$AJ36,0)),1,0)*IF(ISNUMBER($AF36),(1-$AF36),1) + IF(ISNUMBER(MATCH(CZ$11,$AK36:$AP36,0)),-1,0)*_xlfn.IFS(ISNUMBER($AD36),$AD36,ISNUMBER($AE36),$AE36,ISNUMBER($AF36),$AF36,AND($AD36=0,$AE36=0,$AF36=0),1)","v":0},{"$f":"IF(ISNUMBER(MATCH(DA$11,$AG36:$AJ36,0)),1,0)*IF(ISNUMBER($AF36),(1-$AF36),1) + IF(ISNUMBER(MATCH(DA$11,$AK36:$AP36,0)),-1,0)*_xlfn.IFS(ISNUMBER($AD36),$AD36,ISNUMBER($AE36),$AE36,ISNUMBER($AF36),$AF36,AND($AD36=0,$AE36=0,$AF36=0),1)","v":0},{"$f":"IF(ISNUMBER(MATCH(DB$11,$AG36:$AJ36,0)),1,0)*IF(ISNUMBER($AF36),(1-$AF36),1) + IF(ISNUMBER(MATCH(DB$11,$AK36:$AP36,0)),-1,0)*_xlfn.IFS(ISNUMBER($AD36),$AD36,ISNUMBER($AE36),$AE36,ISNUMBER($AF36),$AF36,AND($AD36=0,$AE36=0,$AF36=0),1)","v":0},{"$f":"IF(ISNUMBER(MATCH(DC$11,$AG36:$AJ36,0)),1,0)*IF(ISNUMBER($AF36),(1-$AF36),1) + IF(ISNUMBER(MATCH(DC$11,$AK36:$AP36,0)),-1,0)*_xlfn.IFS(ISNUMBER($AD36),$AD36,ISNUMBER($AE36),$AE36,ISNUMBER($AF36),$AF36,AND($AD36=0,$AE36=0,$AF36=0),1)","v":0},{"$f":"IF(ISNUMBER(MATCH(DD$11,$AG36:$AJ36,0)),1,0)*IF(ISNUMBER($AF36),(1-$AF36),1) + IF(ISNUMBER(MATCH(DD$11,$AK36:$AP36,0)),-1,0)*_xlfn.IFS(ISNUMBER($AD36),$AD36,ISNUMBER($AE36),$AE36,ISNUMBER($AF36),$AF36,AND($AD36=0,$AE36=0,$AF36=0),1)","v":0},{"$f":"IF(ISNUMBER(MATCH(DE$11,$AG36:$AJ36,0)),1,0)*IF(ISNUMBER($AF36),(1-$AF36),1) + IF(ISNUMBER(MATCH(DE$11,$AK36:$AP36,0)),-1,0)*_xlfn.IFS(ISNUMBER($AD36),$AD36,ISNUMBER($AE36),$AE36,ISNUMBER($AF36),$AF36,AND($AD36=0,$AE36=0,$AF36=0),1)","v":0},null,0,null,"RD99 Paris","Paris",48.817999999999998,2.3159999999999998,"RD99 Paris","RD99 Paris",0,0,0,null,-29,{"$error":"#N/A"},{"$error":"#N/A"},0,0,0,0,0,0,0,0,0,0,0,0,0,0,0,0,0,1,46,0,0]
[{"$f":"A36+1","v":41},"Annual hours ",{"$f":"INDIRECT(\"Input!\"&$C$2&A37)","v":369},null,"CAPEX","power equip.",{"$f":"SUM(C57:D57)","v":{"$error":"#N/A"}},null,"CAPEX core and shell",{"$f":"J35*$C$23","v":{"$error":"#N/A"}},{"$error":"#N/A"},{"$error":"#N/A"},{"$error":"#N/A"},{"$error":"#N/A"},{"$error":"#N/A"},{"$error":"#N/A"},{"$error":"#N/A"},null,"e_drms_oh-dr3",0,{"$error":"#N/A"},null,null,null,null,null,null,"Conservation",null,null,null,null,"q_drms_dr2-hru,ht",null,null,null,"q_dr2_cls,l",null,null,null,null,null,null,{"$f":"IF(ISNUMBER(MATCH(AR$11,$AG37:$AJ37,0)),1,0)*IF(ISNUMBER($AF37),(1-$AF37),1) + IF(ISNUMBER(MATCH(AR$11,$AK37:$AP37,0)),-1,0)*_xlfn.IFS(ISNUMBER($AD37),$AD37,ISNUMBER($AE37),$AE37,ISNUMBER($AF37),$AF37,AND($AD37=0,$AE37=0,$AF37=0),1)","v":0},{"$f":"IF(ISNUMBER(MATCH(AS$11,$AG37:$AJ37,0)),1,0)*IF(ISNUMBER($AF37),(1-$AF37),1) + IF(ISNUMBER(MATCH(AS$11,$AK37:$AP37,0)),-1,0)*_xlfn.IFS(ISNUMBER($AD37),$AD37,ISNUMBER($AE37),$AE37,ISNUMBER($AF37),$AF37,AND($AD37=0,$AE37=0,$AF37=0),1)","v":0},{"$f":"IF(ISNUMBER(MATCH(AT$11,$AG37:$AJ37,0)),1,0)*IF(ISNUMBER($AF37),(1-$AF37),1) + IF(ISNUMBER(MATCH(AT$11,$AK37:$AP37,0)),-1,0)*_xlfn.IFS(ISNUMBER($AD37),$AD37,ISNUMBER($AE37),$AE37,ISNUMBER($AF37),$AF37,AND($AD37=0,$AE37=0,$AF37=0),1)","v":0},{"$f":"IF(ISNUMBER(MATCH(AU$11,$AG37:$AJ37,0)),1,0)*IF(ISNUMBER($AF37),(1-$AF37),1) + IF(ISNUMBER(MATCH(AU$11,$AK37:$AP37,0)),-1,0)*_xlfn.IFS(ISNUMBER($AD37),$AD37,ISNUMBER($AE37),$AE37,ISNUMBER($AF37),$AF37,AND($AD37=0,$AE37=0,$AF37=0),1)","v":0},{"$f":"IF(ISNUMBER(MATCH(AV$11,$AG37:$AJ37,0)),1,0)*IF(ISNUMBER($AF37),(1-$AF37),1) + IF(ISNUMBER(MATCH(AV$11,$AK37:$AP37,0)),-1,0)*_xlfn.IFS(ISNUMBER($AD37),$AD37,ISNUMBER($AE37),$AE37,ISNUMBER($AF37),$AF37,AND($AD37=0,$AE37=0,$AF37=0),1)","v":0},{"$f":"IF(ISNUMBER(MATCH(AW$11,$AG37:$AJ37,0)),1,0)*IF(ISNUMBER($AF37),(1-$AF37),1) + IF(ISNUMBER(MATCH(AW$11,$AK37:$AP37,0)),-1,0)*_xlfn.IFS(ISNUMBER($AD37),$AD37,ISNUMBER($AE37),$AE37,ISNUMBER($AF37),$AF37,AND($AD37=0,$AE37=0,$AF37=0),1)","v":0},{"$f":"IF(ISNUMBER(MATCH(AX$11,$AG37:$AJ37,0)),1,0)*IF(ISNUMBER($AF37),(1-$AF37),1) + IF(ISNUMBER(MATCH(AX$11,$AK37:$AP37,0)),-1,0)*_xlfn.IFS(ISNUMBER($AD37),$AD37,ISNUMBER($AE37),$AE37,ISNUMBER($AF37),$AF37,AND($AD37=0,$AE37=0,$AF37=0),1)","v":0},{"$f":"IF(ISNUMBER(MATCH(AY$11,$AG37:$AJ37,0)),1,0)*IF(ISNUMBER($AF37),(1-$AF37),1) + IF(ISNUMBER(MATCH(AY$11,$AK37:$AP37,0)),-1,0)*_xlfn.IFS(ISNUMBER($AD37),$AD37,ISNUMBER($AE37),$AE37,ISNUMBER($AF37),$AF37,AND($AD37=0,$AE37=0,$AF37=0),1)","v":0},{"$f":"IF(ISNUMBER(MATCH(AZ$11,$AG37:$AJ37,0)),1,0)*IF(ISNUMBER($AF37),(1-$AF37),1) + IF(ISNUMBER(MATCH(AZ$11,$AK37:$AP37,0)),-1,0)*_xlfn.IFS(ISNUMBER($AD37),$AD37,ISNUMBER($AE37),$AE37,ISNUMBER($AF37),$AF37,AND($AD37=0,$AE37=0,$AF37=0),1)","v":0},{"$f":"IF(ISNUMBER(MATCH(BA$11,$AG37:$AJ37,0)),1,0)*IF(ISNUMBER($AF37),(1-$AF37),1) + IF(ISNUMBER(MATCH(BA$11,$AK37:$AP37,0)),-1,0)*_xlfn.IFS(ISNUMBER($AD37),$AD37,ISNUMBER($AE37),$AE37,ISNUMBER($AF37),$AF37,AND($AD37=0,$AE37=0,$AF37=0),1)","v":0},{"$f":"IF(ISNUMBER(MATCH(BB$11,$AG37:$AJ37,0)),1,0)*IF(ISNUMBER($AF37),(1-$AF37),1) + IF(ISNUMBER(MATCH(BB$11,$AK37:$AP37,0)),-1,0)*_xlfn.IFS(ISNUMBER($AD37),$AD37,ISNUMBER($AE37),$AE37,ISNUMBER($AF37),$AF37,AND($AD37=0,$AE37=0,$AF37=0),1)","v":0},{"$f":"IF(ISNUMBER(MATCH(BC$11,$AG37:$AJ37,0)),1,0)*IF(ISNUMBER($AF37),(1-$AF37),1) + IF(ISNUMBER(MATCH(BC$11,$AK37:$AP37,0)),-1,0)*_xlfn.IFS(ISNUMBER($AD37),$AD37,ISNUMBER($AE37),$AE37,ISNUMBER($AF37),$AF37,AND($AD37=0,$AE37=0,$AF37=0),1)","v":0},{"$f":"IF(ISNUMBER(MATCH(BD$11,$AG37:$AJ37,0)),1,0)*IF(ISNUMBER($AF37),(1-$AF37),1) + IF(ISNUMBER(MATCH(BD$11,$AK37:$AP37,0)),-1,0)*_xlfn.IFS(ISNUMBER($AD37),$AD37,ISNUMBER($AE37),$AE37,ISNUMBER($AF37),$AF37,AND($AD37=0,$AE37=0,$AF37=0),1)","v":0},{"$f":"IF(ISNUMBER(MATCH(BE$11,$AG37:$AJ37,0)),1,0)*IF(ISNUMBER($AF37),(1-$AF37),1) + IF(ISNUMBER(MATCH(BE$11,$AK37:$AP37,0)),-1,0)*_xlfn.IFS(ISNUMBER($AD37),$AD37,ISNUMBER($AE37),$AE37,ISNUMBER($AF37),$AF37,AND($AD37=0,$AE37=0,$AF37=0),1)","v":0},{"$f":"IF(ISNUMBER(MATCH(BF$11,$AG37:$AJ37,0)),1,0)*IF(ISNUMBER($AF37),(1-$AF37),1) + IF(ISNUMBER(MATCH(BF$11,$AK37:$AP37,0)),-1,0)*_xlfn.IFS(ISNUMBER($AD37),$AD37,ISNUMBER($AE37),$AE37,ISNUMBER($AF37),$AF37,AND($AD37=0,$AE37=0,$AF37=0),1)","v":0},{"$f":"IF(ISNUMBER(MATCH(BG$11,$AG37:$AJ37,0)),1,0)*IF(ISNUMBER($AF37),(1-$AF37),1) + IF(ISNUMBER(MATCH(BG$11,$AK37:$AP37,0)),-1,0)*_xlfn.IFS(ISNUMBER($AD37),$AD37,ISNUMBER($AE37),$AE37,ISNUMBER($AF37),$AF37,AND($AD37=0,$AE37=0,$AF37=0),1)","v":0},{"$f":"IF(ISNUMBER(MATCH(BH$11,$AG37:$AJ37,0)),1,0)*IF(ISNUMBER($AF37),(1-$AF37),1) + IF(ISNUMBER(MATCH(BH$11,$AK37:$AP37,0)),-1,0)*_xlfn.IFS(ISNUMBER($AD37),$AD37,ISNUMBER($AE37),$AE37,ISNUMBER($AF37),$AF37,AND($AD37=0,$AE37=0,$AF37=0),1)","v":0},{"$f":"IF(ISNUMBER(MATCH(BI$11,$AG37:$AJ37,0)),1,0)*IF(ISNUMBER($AF37),(1-$AF37),1) + IF(ISNUMBER(MATCH(BI$11,$AK37:$AP37,0)),-1,0)*_xlfn.IFS(ISNUMBER($AD37),$AD37,ISNUMBER($AE37),$AE37,ISNUMBER($AF37),$AF37,AND($AD37=0,$AE37=0,$AF37=0),1)","v":0},{"$f":"IF(ISNUMBER(MATCH(BJ$11,$AG37:$AJ37,0)),1,0)*IF(ISNUMBER($AF37),(1-$AF37),1) + IF(ISNUMBER(MATCH(BJ$11,$AK37:$AP37,0)),-1,0)*_xlfn.IFS(ISNUMBER($AD37),$AD37,ISNUMBER($AE37),$AE37,ISNUMBER($AF37),$AF37,AND($AD37=0,$AE37=0,$AF37=0),1)","v":0},{"$f":"IF(ISNUMBER(MATCH(BK$11,$AG37:$AJ37,0)),1,0)*IF(ISNUMBER($AF37),(1-$AF37),1) + IF(ISNUMBER(MATCH(BK$11,$AK37:$AP37,0)),-1,0)*_xlfn.IFS(ISNUMBER($AD37),$AD37,ISNUMBER($AE37),$AE37,ISNUMBER($AF37),$AF37,AND($AD37=0,$AE37=0,$AF37=0),1)","v":0},{"$f":"IF(ISNUMBER(MATCH(BL$11,$AG37:$AJ37,0)),1,0)*IF(ISNUMBER($AF37),(1-$AF37),1) + IF(ISNUMBER(MATCH(BL$11,$AK37:$AP37,0)),-1,0)*_xlfn.IFS(ISNUMBER($AD37),$AD37,ISNUMBER($AE37),$AE37,ISNUMBER($AF37),$AF37,AND($AD37=0,$AE37=0,$AF37=0),1)","v":0},{"$f":"IF(ISNUMBER(MATCH(BM$11,$AG37:$AJ37,0)),1,0)*IF(ISNUMBER($AF37),(1-$AF37),1) + IF(ISNUMBER(MATCH(BM$11,$AK37:$AP37,0)),-1,0)*_xlfn.IFS(ISNUMBER($AD37),$AD37,ISNUMBER($AE37),$AE37,ISNUMBER($AF37),$AF37,AND($AD37=0,$AE37=0,$AF37=0),1)","v":0},{"$f":"IF(ISNUMBER(MATCH(BN$11,$AG37:$AJ37,0)),1,0)*IF(ISNUMBER($AF37),(1-$AF37),1) + IF(ISNUMBER(MATCH(BN$11,$AK37:$AP37,0)),-1,0)*_xlfn.IFS(ISNUMBER($AD37),$AD37,ISNUMBER($AE37),$AE37,ISNUMBER($AF37),$AF37,AND($AD37=0,$AE37=0,$AF37=0),1)","v":0},{"$f":"IF(ISNUMBER(MATCH(BO$11,$AG37:$AJ37,0)),1,0)*IF(ISNUMBER($AF37),(1-$AF37),1) + IF(ISNUMBER(MATCH(BO$11,$AK37:$AP37,0)),-1,0)*_xlfn.IFS(ISNUMBER($AD37),$AD37,ISNUMBER($AE37),$AE37,ISNUMBER($AF37),$AF37,AND($AD37=0,$AE37=0,$AF37=0),1)","v":0},{"$f":"IF(ISNUMBER(MATCH(BP$11,$AG37:$AJ37,0)),1,0)*IF(ISNUMBER($AF37),(1-$AF37),1) + IF(ISNUMBER(MATCH(BP$11,$AK37:$AP37,0)),-1,0)*_xlfn.IFS(ISNUMBER($AD37),$AD37,ISNUMBER($AE37),$AE37,ISNUMBER($AF37),$AF37,AND($AD37=0,$AE37=0,$AF37=0),1)","v":0},{"$f":"IF(ISNUMBER(MATCH(BQ$11,$AG37:$AJ37,0)),1,0)*IF(ISNUMBER($AF37),(1-$AF37),1) + IF(ISNUMBER(MATCH(BQ$11,$AK37:$AP37,0)),-1,0)*_xlfn.IFS(ISNUMBER($AD37),$AD37,ISNUMBER($AE37),$AE37,ISNUMBER($AF37),$AF37,AND($AD37=0,$AE37=0,$AF37=0),1)","v":0},{"$f":"IF(ISNUMBER(MATCH(BR$11,$AG37:$AJ37,0)),1,0)*IF(ISNUMBER($AF37),(1-$AF37),1) + IF(ISNUMBER(MATCH(BR$11,$AK37:$AP37,0)),-1,0)*_xlfn.IFS(ISNUMBER($AD37),$AD37,ISNUMBER($AE37),$AE37,ISNUMBER($AF37),$AF37,AND($AD37=0,$AE37=0,$AF37=0),1)","v":0},{"$f":"IF(ISNUMBER(MATCH(BS$11,$AG37:$AJ37,0)),1,0)*IF(ISNUMBER($AF37),(1-$AF37),1) + IF(ISNUMBER(MATCH(BS$11,$AK37:$AP37,0)),-1,0)*_xlfn.IFS(ISNUMBER($AD37),$AD37,ISNUMBER($AE37),$AE37,ISNUMBER($AF37),$AF37,AND($AD37=0,$AE37=0,$AF37=0),1)","v":0},{"$f":"IF(ISNUMBER(MATCH(BT$11,$AG37:$AJ37,0)),1,0)*IF(ISNUMBER($AF37),(1-$AF37),1) + IF(ISNUMBER(MATCH(BT$11,$AK37:$AP37,0)),-1,0)*_xlfn.IFS(ISNUMBER($AD37),$AD37,ISNUMBER($AE37),$AE37,ISNUMBER($AF37),$AF37,AND($AD37=0,$AE37=0,$AF37=0),1)","v":0},{"$f":"IF(ISNUMBER(MATCH(BU$11,$AG37:$AJ37,0)),1,0)*IF(ISNUMBER($AF37),(1-$AF37),1) + IF(ISNUMBER(MATCH(BU$11,$AK37:$AP37,0)),-1,0)*_xlfn.IFS(ISNUMBER($AD37),$AD37,ISNUMBER($AE37),$AE37,ISNUMBER($AF37),$AF37,AND($AD37=0,$AE37=0,$AF37=0),1)","v":0},{"$f":"IF(ISNUMBER(MATCH(BV$11,$AG37:$AJ37,0)),1,0)*IF(ISNUMBER($AF37),(1-$AF37),1) + IF(ISNUMBER(MATCH(BV$11,$AK37:$AP37,0)),-1,0)*_xlfn.IFS(ISNUMBER($AD37),$AD37,ISNUMBER($AE37),$AE37,ISNUMBER($AF37),$AF37,AND($AD37=0,$AE37=0,$AF37=0),1)","v":0},{"$f":"IF(ISNUMBER(MATCH(BW$11,$AG37:$AJ37,0)),1,0)*IF(ISNUMBER($AF37),(1-$AF37),1) + IF(ISNUMBER(MATCH(BW$11,$AK37:$AP37,0)),-1,0)*_xlfn.IFS(ISNUMBER($AD37),$AD37,ISNUMBER($AE37),$AE37,ISNUMBER($AF37),$AF37,AND($AD37=0,$AE37=0,$AF37=0),1)","v":0},{"$f":"IF(ISNUMBER(MATCH(BX$11,$AG37:$AJ37,0)),1,0)*IF(ISNUMBER($AF37),(1-$AF37),1) + IF(ISNUMBER(MATCH(BX$11,$AK37:$AP37,0)),-1,0)*_xlfn.IFS(ISNUMBER($AD37),$AD37,ISNUMBER($AE37),$AE37,ISNUMBER($AF37),$AF37,AND($AD37=0,$AE37=0,$AF37=0),1)","v":1},{"$f":"IF(ISNUMBER(MATCH(BY$11,$AG37:$AJ37,0)),1,0)*IF(ISNUMBER($AF37),(1-$AF37),1) + IF(ISNUMBER(MATCH(BY$11,$AK37:$AP37,0)),-1,0)*_xlfn.IFS(ISNUMBER($AD37),$AD37,ISNUMBER($AE37),$AE37,ISNUMBER($AF37),$AF37,AND($AD37=0,$AE37=0,$AF37=0),1)","v":0},{"$f":"IF(ISNUMBER(MATCH(BZ$11,$AG37:$AJ37,0)),1,0)*IF(ISNUMBER($AF37),(1-$AF37),1) + IF(ISNUMBER(MATCH(BZ$11,$AK37:$AP37,0)),-1,0)*_xlfn.IFS(ISNUMBER($AD37),$AD37,ISNUMBER($AE37),$AE37,ISNUMBER($AF37),$AF37,AND($AD37=0,$AE37=0,$AF37=0),1)","v":0},{"$f":"IF(ISNUMBER(MATCH(CA$11,$AG37:$AJ37,0)),1,0)*IF(ISNUMBER($AF37),(1-$AF37),1) + IF(ISNUMBER(MATCH(CA$11,$AK37:$AP37,0)),-1,0)*_xlfn.IFS(ISNUMBER($AD37),$AD37,ISNUMBER($AE37),$AE37,ISNUMBER($AF37),$AF37,AND($AD37=0,$AE37=0,$AF37=0),1)","v":0},{"$f":"IF(ISNUMBER(MATCH(CB$11,$AG37:$AJ37,0)),1,0)*IF(ISNUMBER($AF37),(1-$AF37),1) + IF(ISNUMBER(MATCH(CB$11,$AK37:$AP37,0)),-1,0)*_xlfn.IFS(ISNUMBER($AD37),$AD37,ISNUMBER($AE37),$AE37,ISNUMBER($AF37),$AF37,AND($AD37=0,$AE37=0,$AF37=0),1)","v":0},{"$f":"IF(ISNUMBER(MATCH(CC$11,$AG37:$AJ37,0)),1,0)*IF(ISNUMBER($AF37),(1-$AF37),1) + IF(ISNUMBER(MATCH(CC$11,$AK37:$AP37,0)),-1,0)*_xlfn.IFS(ISNUMBER($AD37),$AD37,ISNUMBER($AE37),$AE37,ISNUMBER($AF37),$AF37,AND($AD37=0,$AE37=0,$AF37=0),1)","v":0},{"$f":"IF(ISNUMBER(MATCH(CD$11,$AG37:$AJ37,0)),1,0)*IF(ISNUMBER($AF37),(1-$AF37),1) + IF(ISNUMBER(MATCH(CD$11,$AK37:$AP37,0)),-1,0)*_xlfn.IFS(ISNUMBER($AD37),$AD37,ISNUMBER($AE37),$AE37,ISNUMBER($AF37),$AF37,AND($AD37=0,$AE37=0,$AF37=0),1)","v":0},{"$f":"IF(ISNUMBER(MATCH(CE$11,$AG37:$AJ37,0)),1,0)*IF(ISNUMBER($AF37),(1-$AF37),1) + IF(ISNUMBER(MATCH(CE$11,$AK37:$AP37,0)),-1,0)*_xlfn.IFS(ISNUMBER($AD37),$AD37,ISNUMBER($AE37),$AE37,ISNUMBER($AF37),$AF37,AND($AD37=0,$AE37=0,$AF37=0),1)","v":0},{"$f":"IF(ISNUMBER(MATCH(CF$11,$AG37:$AJ37,0)),1,0)*IF(ISNUMBER($AF37),(1-$AF37),1) + IF(ISNUMBER(MATCH(CF$11,$AK37:$AP37,0)),-1,0)*_xlfn.IFS(ISNUMBER($AD37),$AD37,ISNUMBER($AE37),$AE37,ISNUMBER($AF37),$AF37,AND($AD37=0,$AE37=0,$AF37=0),1)","v":0},{"$f":"IF(ISNUMBER(MATCH(CG$11,$AG37:$AJ37,0)),1,0)*IF(ISNUMBER($AF37),(1-$AF37),1) + IF(ISNUMBER(MATCH(CG$11,$AK37:$AP37,0)),-1,0)*_xlfn.IFS(ISNUMBER($AD37),$AD37,ISNUMBER($AE37),$AE37,ISNUMBER($AF37),$AF37,AND($AD37=0,$AE37=0,$AF37=0),1)","v":0},{"$f":"IF(ISNUMBER(MATCH(CH$11,$AG37:$AJ37,0)),1,0)*IF(ISNUMBER($AF37),(1-$AF37),1) + IF(ISNUMBER(MATCH(CH$11,$AK37:$AP37,0)),-1,0)*_xlfn.IFS(ISNUMBER($AD37),$AD37,ISNUMBER($AE37),$AE37,ISNUMBER($AF37),$AF37,AND($AD37=0,$AE37=0,$AF37=0),1)","v":0},{"$f":"IF(ISNUMBER(MATCH(CI$11,$AG37:$AJ37,0)),1,0)*IF(ISNUMBER($AF37),(1-$AF37),1) + IF(ISNUMBER(MATCH(CI$11,$AK37:$AP37,0)),-1,0)*_xlfn.IFS(ISNUMBER($AD37),$AD37,ISNUMBER($AE37),$AE37,ISNUMBER($AF37),$AF37,AND($AD37=0,$AE37=0,$AF37=0),1)","v":-1},{"$f":"IF(ISNUMBER(MATCH(CJ$11,$AG37:$AJ37,0)),1,0)*IF(ISNUMBER($AF37),(1-$AF37),1) + IF(ISNUMBER(MATCH(CJ$11,$AK37:$AP37,0)),-1,0)*_xlfn.IFS(ISNUMBER($AD37),$AD37,ISNUMBER($AE37),$AE37,ISNUMBER($AF37),$AF37,AND($AD37=0,$AE37=0,$AF37=0),1)","v":0},{"$f":"IF(ISNUMBER(MATCH(CK$11,$AG37:$AJ37,0)),1,0)*IF(ISNUMBER($AF37),(1-$AF37),1) + IF(ISNUMBER(MATCH(CK$11,$AK37:$AP37,0)),-1,0)*_xlfn.IFS(ISNUMBER($AD37),$AD37,ISNUMBER($AE37),$AE37,ISNUMBER($AF37),$AF37,AND($AD37=0,$AE37=0,$AF37=0),1)","v":0},{"$f":"IF(ISNUMBER(MATCH(CL$11,$AG37:$AJ37,0)),1,0)*IF(ISNUMBER($AF37),(1-$AF37),1) + IF(ISNUMBER(MATCH(CL$11,$AK37:$AP37,0)),-1,0)*_xlfn.IFS(ISNUMBER($AD37),$AD37,ISNUMBER($AE37),$AE37,ISNUMBER($AF37),$AF37,AND($AD37=0,$AE37=0,$AF37=0),1)","v":0},{"$f":"IF(ISNUMBER(MATCH(CM$11,$AG37:$AJ37,0)),1,0)*IF(ISNUMBER($AF37),(1-$AF37),1) + IF(ISNUMBER(MATCH(CM$11,$AK37:$AP37,0)),-1,0)*_xlfn.IFS(ISNUMBER($AD37),$AD37,ISNUMBER($AE37),$AE37,ISNUMBER($AF37),$AF37,AND($AD37=0,$AE37=0,$AF37=0),1)","v":0},{"$f":"IF(ISNUMBER(MATCH(CN$11,$AG37:$AJ37,0)),1,0)*IF(ISNUMBER($AF37),(1-$AF37),1) + IF(ISNUMBER(MATCH(CN$11,$AK37:$AP37,0)),-1,0)*_xlfn.IFS(ISNUMBER($AD37),$AD37,ISNUMBER($AE37),$AE37,ISNUMBER($AF37),$AF37,AND($AD37=0,$AE37=0,$AF37=0),1)","v":0},{"$f":"IF(ISNUMBER(MATCH(CO$11,$AG37:$AJ37,0)),1,0)*IF(ISNUMBER($AF37),(1-$AF37),1) + IF(ISNUMBER(MATCH(CO$11,$AK37:$AP37,0)),-1,0)*_xlfn.IFS(ISNUMBER($AD37),$AD37,ISNUMBER($AE37),$AE37,ISNUMBER($AF37),$AF37,AND($AD37=0,$AE37=0,$AF37=0),1)","v":0},{"$f":"IF(ISNUMBER(MATCH(CP$11,$AG37:$AJ37,0)),1,0)*IF(ISNUMBER($AF37),(1-$AF37),1) + IF(ISNUMBER(MATCH(CP$11,$AK37:$AP37,0)),-1,0)*_xlfn.IFS(ISNUMBER($AD37),$AD37,ISNUMBER($AE37),$AE37,ISNUMBER($AF37),$AF37,AND($AD37=0,$AE37=0,$AF37=0),1)","v":0},{"$f":"IF(ISNUMBER(MATCH(CQ$11,$AG37:$AJ37,0)),1,0)*IF(ISNUMBER($AF37),(1-$AF37),1) + IF(ISNUMBER(MATCH(CQ$11,$AK37:$AP37,0)),-1,0)*_xlfn.IFS(ISNUMBER($AD37),$AD37,ISNUMBER($AE37),$AE37,ISNUMBER($AF37),$AF37,AND($AD37=0,$AE37=0,$AF37=0),1)","v":0},{"$f":"IF(ISNUMBER(MATCH(CR$11,$AG37:$AJ37,0)),1,0)*IF(ISNUMBER($AF37),(1-$AF37),1) + IF(ISNUMBER(MATCH(CR$11,$AK37:$AP37,0)),-1,0)*_xlfn.IFS(ISNUMBER($AD37),$AD37,ISNUMBER($AE37),$AE37,ISNUMBER($AF37),$AF37,AND($AD37=0,$AE37=0,$AF37=0),1)","v":0},{"$f":"IF(ISNUMBER(MATCH(CS$11,$AG37:$AJ37,0)),1,0)*IF(ISNUMBER($AF37),(1-$AF37),1) + IF(ISNUMBER(MATCH(CS$11,$AK37:$AP37,0)),-1,0)*_xlfn.IFS(ISNUMBER($AD37),$AD37,ISNUMBER($AE37),$AE37,ISNUMBER($AF37),$AF37,AND($AD37=0,$AE37=0,$AF37=0),1)","v":0},{"$f":"IF(ISNUMBER(MATCH(CT$11,$AG37:$AJ37,0)),1,0)*IF(ISNUMBER($AF37),(1-$AF37),1) + IF(ISNUMBER(MATCH(CT$11,$AK37:$AP37,0)),-1,0)*_xlfn.IFS(ISNUMBER($AD37),$AD37,ISNUMBER($AE37),$AE37,ISNUMBER($AF37),$AF37,AND($AD37=0,$AE37=0,$AF37=0),1)","v":0},{"$f":"IF(ISNUMBER(MATCH(CU$11,$AG37:$AJ37,0)),1,0)*IF(ISNUMBER($AF37),(1-$AF37),1) + IF(ISNUMBER(MATCH(CU$11,$AK37:$AP37,0)),-1,0)*_xlfn.IFS(ISNUMBER($AD37),$AD37,ISNUMBER($AE37),$AE37,ISNUMBER($AF37),$AF37,AND($AD37=0,$AE37=0,$AF37=0),1)","v":0},{"$f":"IF(ISNUMBER(MATCH(CV$11,$AG37:$AJ37,0)),1,0)*IF(ISNUMBER($AF37),(1-$AF37),1) + IF(ISNUMBER(MATCH(CV$11,$AK37:$AP37,0)),-1,0)*_xlfn.IFS(ISNUMBER($AD37),$AD37,ISNUMBER($AE37),$AE37,ISNUMBER($AF37),$AF37,AND($AD37=0,$AE37=0,$AF37=0),1)","v":0},{"$f":"IF(ISNUMBER(MATCH(CW$11,$AG37:$AJ37,0)),1,0)*IF(ISNUMBER($AF37),(1-$AF37),1) + IF(ISNUMBER(MATCH(CW$11,$AK37:$AP37,0)),-1,0)*_xlfn.IFS(ISNUMBER($AD37),$AD37,ISNUMBER($AE37),$AE37,ISNUMBER($AF37),$AF37,AND($AD37=0,$AE37=0,$AF37=0),1)","v":0},{"$f":"IF(ISNUMBER(MATCH(CX$11,$AG37:$AJ37,0)),1,0)*IF(ISNUMBER($AF37),(1-$AF37),1) + IF(ISNUMBER(MATCH(CX$11,$AK37:$AP37,0)),-1,0)*_xlfn.IFS(ISNUMBER($AD37),$AD37,ISNUMBER($AE37),$AE37,ISNUMBER($AF37),$AF37,AND($AD37=0,$AE37=0,$AF37=0),1)","v":0},{"$f":"IF(ISNUMBER(MATCH(CY$11,$AG37:$AJ37,0)),1,0)*IF(ISNUMBER($AF37),(1-$AF37),1) + IF(ISNUMBER(MATCH(CY$11,$AK37:$AP37,0)),-1,0)*_xlfn.IFS(ISNUMBER($AD37),$AD37,ISNUMBER($AE37),$AE37,ISNUMBER($AF37),$AF37,AND($AD37=0,$AE37=0,$AF37=0),1)","v":0},{"$f":"IF(ISNUMBER(MATCH(CZ$11,$AG37:$AJ37,0)),1,0)*IF(ISNUMBER($AF37),(1-$AF37),1) + IF(ISNUMBER(MATCH(CZ$11,$AK37:$AP37,0)),-1,0)*_xlfn.IFS(ISNUMBER($AD37),$AD37,ISNUMBER($AE37),$AE37,ISNUMBER($AF37),$AF37,AND($AD37=0,$AE37=0,$AF37=0),1)","v":0},{"$f":"IF(ISNUMBER(MATCH(DA$11,$AG37:$AJ37,0)),1,0)*IF(ISNUMBER($AF37),(1-$AF37),1) + IF(ISNUMBER(MATCH(DA$11,$AK37:$AP37,0)),-1,0)*_xlfn.IFS(ISNUMBER($AD37),$AD37,ISNUMBER($AE37),$AE37,ISNUMBER($AF37),$AF37,AND($AD37=0,$AE37=0,$AF37=0),1)","v":0},{"$f":"IF(ISNUMBER(MATCH(DB$11,$AG37:$AJ37,0)),1,0)*IF(ISNUMBER($AF37),(1-$AF37),1) + IF(ISNUMBER(MATCH(DB$11,$AK37:$AP37,0)),-1,0)*_xlfn.IFS(ISNUMBER($AD37),$AD37,ISNUMBER($AE37),$AE37,ISNUMBER($AF37),$AF37,AND($AD37=0,$AE37=0,$AF37=0),1)","v":0},{"$f":"IF(ISNUMBER(MATCH(DC$11,$AG37:$AJ37,0)),1,0)*IF(ISNUMBER($AF37),(1-$AF37),1) + IF(ISNUMBER(MATCH(DC$11,$AK37:$AP37,0)),-1,0)*_xlfn.IFS(ISNUMBER($AD37),$AD37,ISNUMBER($AE37),$AE37,ISNUMBER($AF37),$AF37,AND($AD37=0,$AE37=0,$AF37=0),1)","v":0},{"$f":"IF(ISNUMBER(MATCH(DD$11,$AG37:$AJ37,0)),1,0)*IF(ISNUMBER($AF37),(1-$AF37),1) + IF(ISNUMBER(MATCH(DD$11,$AK37:$AP37,0)),-1,0)*_xlfn.IFS(ISNUMBER($AD37),$AD37,ISNUMBER($AE37),$AE37,ISNUMBER($AF37),$AF37,AND($AD37=0,$AE37=0,$AF37=0),1)","v":0},{"$f":"IF(ISNUMBER(MATCH(DE$11,$AG37:$AJ37,0)),1,0)*IF(ISNUMBER($AF37),(1-$AF37),1) + IF(ISNUMBER(MATCH(DE$11,$AK37:$AP37,0)),-1,0)*_xlfn.IFS(ISNUMBER($AD37),$AD37,ISNUMBER($AE37),$AE37,ISNUMBER($AF37),$AF37,AND($AD37=0,$AE37=0,$AF37=0),1)","v":0},null,0,null,"Singapore","Singapore",1.2833330000000001,103.833333,"RD99 Singapore","RD99 Singapore",0,0,0,null,-28,{"$error":"#N/A"},{"$error":"#N/A"},0,0,0,0,0,0,0,0,0,0,0,0,0,0,0,0,0,8,53,0,0]
[null,null,null,null,null,"cooling equip.",{"$f":"F57","v":{"$error":"#N/A"}},null,"CAPEX fit-out",{"$f":"J35*$C$24","v":{"$error":"#N/A"}},{"$error":"#N/A"},{"$error":"#N/A"},{"$error":"#N/A"},{"$error":"#N/A"},{"$error":"#N/A"},{"$error":"#N/A"},{"$error":"#N/A"},null,"w_drms-dr3",0,{"$error":"#N/A"},null,null,null,null,null,"CRIT","Load",{"$f":"K52*$C$5","v":{"$error":"#N/A"}},null,null,null,"e_drms_crit-dr2",null,null,null,null,null,null,null,null,null,null,{"$f":"IF(ISNUMBER(MATCH(AR$11,$AG38:$AJ38,0)),1,0)*IF(ISNUMBER($AF38),(1-$AF38),1) + IF(ISNUMBER(MATCH(AR$11,$AK38:$AP38,0)),-1,0)*_xlfn.IFS(ISNUMBER($AD38),$AD38,ISNUMBER($AE38),$AE38,ISNUMBER($AF38),$AF38,AND($AD38=0,$AE38=0,$AF38=0),1)","v":0},{"$f":"IF(ISNUMBER(MATCH(AS$11,$AG38:$AJ38,0)),1,0)*IF(ISNUMBER($AF38),(1-$AF38),1) + IF(ISNUMBER(MATCH(AS$11,$AK38:$AP38,0)),-1,0)*_xlfn.IFS(ISNUMBER($AD38),$AD38,ISNUMBER($AE38),$AE38,ISNUMBER($AF38),$AF38,AND($AD38=0,$AE38=0,$AF38=0),1)","v":0},{"$f":"IF(ISNUMBER(MATCH(AT$11,$AG38:$AJ38,0)),1,0)*IF(ISNUMBER($AF38),(1-$AF38),1) + IF(ISNUMBER(MATCH(AT$11,$AK38:$AP38,0)),-1,0)*_xlfn.IFS(ISNUMBER($AD38),$AD38,ISNUMBER($AE38),$AE38,ISNUMBER($AF38),$AF38,AND($AD38=0,$AE38=0,$AF38=0),1)","v":0},{"$f":"IF(ISNUMBER(MATCH(AU$11,$AG38:$AJ38,0)),1,0)*IF(ISNUMBER($AF38),(1-$AF38),1) + IF(ISNUMBER(MATCH(AU$11,$AK38:$AP38,0)),-1,0)*_xlfn.IFS(ISNUMBER($AD38),$AD38,ISNUMBER($AE38),$AE38,ISNUMBER($AF38),$AF38,AND($AD38=0,$AE38=0,$AF38=0),1)","v":0},{"$f":"IF(ISNUMBER(MATCH(AV$11,$AG38:$AJ38,0)),1,0)*IF(ISNUMBER($AF38),(1-$AF38),1) + IF(ISNUMBER(MATCH(AV$11,$AK38:$AP38,0)),-1,0)*_xlfn.IFS(ISNUMBER($AD38),$AD38,ISNUMBER($AE38),$AE38,ISNUMBER($AF38),$AF38,AND($AD38=0,$AE38=0,$AF38=0),1)","v":0},{"$f":"IF(ISNUMBER(MATCH(AW$11,$AG38:$AJ38,0)),1,0)*IF(ISNUMBER($AF38),(1-$AF38),1) + IF(ISNUMBER(MATCH(AW$11,$AK38:$AP38,0)),-1,0)*_xlfn.IFS(ISNUMBER($AD38),$AD38,ISNUMBER($AE38),$AE38,ISNUMBER($AF38),$AF38,AND($AD38=0,$AE38=0,$AF38=0),1)","v":0},{"$f":"IF(ISNUMBER(MATCH(AX$11,$AG38:$AJ38,0)),1,0)*IF(ISNUMBER($AF38),(1-$AF38),1) + IF(ISNUMBER(MATCH(AX$11,$AK38:$AP38,0)),-1,0)*_xlfn.IFS(ISNUMBER($AD38),$AD38,ISNUMBER($AE38),$AE38,ISNUMBER($AF38),$AF38,AND($AD38=0,$AE38=0,$AF38=0),1)","v":0},{"$f":"IF(ISNUMBER(MATCH(AY$11,$AG38:$AJ38,0)),1,0)*IF(ISNUMBER($AF38),(1-$AF38),1) + IF(ISNUMBER(MATCH(AY$11,$AK38:$AP38,0)),-1,0)*_xlfn.IFS(ISNUMBER($AD38),$AD38,ISNUMBER($AE38),$AE38,ISNUMBER($AF38),$AF38,AND($AD38=0,$AE38=0,$AF38=0),1)","v":0},{"$f":"IF(ISNUMBER(MATCH(AZ$11,$AG38:$AJ38,0)),1,0)*IF(ISNUMBER($AF38),(1-$AF38),1) + IF(ISNUMBER(MATCH(AZ$11,$AK38:$AP38,0)),-1,0)*_xlfn.IFS(ISNUMBER($AD38),$AD38,ISNUMBER($AE38),$AE38,ISNUMBER($AF38),$AF38,AND($AD38=0,$AE38=0,$AF38=0),1)","v":0},{"$f":"IF(ISNUMBER(MATCH(BA$11,$AG38:$AJ38,0)),1,0)*IF(ISNUMBER($AF38),(1-$AF38),1) + IF(ISNUMBER(MATCH(BA$11,$AK38:$AP38,0)),-1,0)*_xlfn.IFS(ISNUMBER($AD38),$AD38,ISNUMBER($AE38),$AE38,ISNUMBER($AF38),$AF38,AND($AD38=0,$AE38=0,$AF38=0),1)","v":0},{"$f":"IF(ISNUMBER(MATCH(BB$11,$AG38:$AJ38,0)),1,0)*IF(ISNUMBER($AF38),(1-$AF38),1) + IF(ISNUMBER(MATCH(BB$11,$AK38:$AP38,0)),-1,0)*_xlfn.IFS(ISNUMBER($AD38),$AD38,ISNUMBER($AE38),$AE38,ISNUMBER($AF38),$AF38,AND($AD38=0,$AE38=0,$AF38=0),1)","v":0},{"$f":"IF(ISNUMBER(MATCH(BC$11,$AG38:$AJ38,0)),1,0)*IF(ISNUMBER($AF38),(1-$AF38),1) + IF(ISNUMBER(MATCH(BC$11,$AK38:$AP38,0)),-1,0)*_xlfn.IFS(ISNUMBER($AD38),$AD38,ISNUMBER($AE38),$AE38,ISNUMBER($AF38),$AF38,AND($AD38=0,$AE38=0,$AF38=0),1)","v":0},{"$f":"IF(ISNUMBER(MATCH(BD$11,$AG38:$AJ38,0)),1,0)*IF(ISNUMBER($AF38),(1-$AF38),1) + IF(ISNUMBER(MATCH(BD$11,$AK38:$AP38,0)),-1,0)*_xlfn.IFS(ISNUMBER($AD38),$AD38,ISNUMBER($AE38),$AE38,ISNUMBER($AF38),$AF38,AND($AD38=0,$AE38=0,$AF38=0),1)","v":0},{"$f":"IF(ISNUMBER(MATCH(BE$11,$AG38:$AJ38,0)),1,0)*IF(ISNUMBER($AF38),(1-$AF38),1) + IF(ISNUMBER(MATCH(BE$11,$AK38:$AP38,0)),-1,0)*_xlfn.IFS(ISNUMBER($AD38),$AD38,ISNUMBER($AE38),$AE38,ISNUMBER($AF38),$AF38,AND($AD38=0,$AE38=0,$AF38=0),1)","v":0},{"$f":"IF(ISNUMBER(MATCH(BF$11,$AG38:$AJ38,0)),1,0)*IF(ISNUMBER($AF38),(1-$AF38),1) + IF(ISNUMBER(MATCH(BF$11,$AK38:$AP38,0)),-1,0)*_xlfn.IFS(ISNUMBER($AD38),$AD38,ISNUMBER($AE38),$AE38,ISNUMBER($AF38),$AF38,AND($AD38=0,$AE38=0,$AF38=0),1)","v":0},{"$f":"IF(ISNUMBER(MATCH(BG$11,$AG38:$AJ38,0)),1,0)*IF(ISNUMBER($AF38),(1-$AF38),1) + IF(ISNUMBER(MATCH(BG$11,$AK38:$AP38,0)),-1,0)*_xlfn.IFS(ISNUMBER($AD38),$AD38,ISNUMBER($AE38),$AE38,ISNUMBER($AF38),$AF38,AND($AD38=0,$AE38=0,$AF38=0),1)","v":0},{"$f":"IF(ISNUMBER(MATCH(BH$11,$AG38:$AJ38,0)),1,0)*IF(ISNUMBER($AF38),(1-$AF38),1) + IF(ISNUMBER(MATCH(BH$11,$AK38:$AP38,0)),-1,0)*_xlfn.IFS(ISNUMBER($AD38),$AD38,ISNUMBER($AE38),$AE38,ISNUMBER($AF38),$AF38,AND($AD38=0,$AE38=0,$AF38=0),1)","v":0},{"$f":"IF(ISNUMBER(MATCH(BI$11,$AG38:$AJ38,0)),1,0)*IF(ISNUMBER($AF38),(1-$AF38),1) + IF(ISNUMBER(MATCH(BI$11,$AK38:$AP38,0)),-1,0)*_xlfn.IFS(ISNUMBER($AD38),$AD38,ISNUMBER($AE38),$AE38,ISNUMBER($AF38),$AF38,AND($AD38=0,$AE38=0,$AF38=0),1)","v":0},{"$f":"IF(ISNUMBER(MATCH(BJ$11,$AG38:$AJ38,0)),1,0)*IF(ISNUMBER($AF38),(1-$AF38),1) + IF(ISNUMBER(MATCH(BJ$11,$AK38:$AP38,0)),-1,0)*_xlfn.IFS(ISNUMBER($AD38),$AD38,ISNUMBER($AE38),$AE38,ISNUMBER($AF38),$AF38,AND($AD38=0,$AE38=0,$AF38=0),1)","v":0},{"$f":"IF(ISNUMBER(MATCH(BK$11,$AG38:$AJ38,0)),1,0)*IF(ISNUMBER($AF38),(1-$AF38),1) + IF(ISNUMBER(MATCH(BK$11,$AK38:$AP38,0)),-1,0)*_xlfn.IFS(ISNUMBER($AD38),$AD38,ISNUMBER($AE38),$AE38,ISNUMBER($AF38),$AF38,AND($AD38=0,$AE38=0,$AF38=0),1)","v":0},{"$f":"IF(ISNUMBER(MATCH(BL$11,$AG38:$AJ38,0)),1,0)*IF(ISNUMBER($AF38),(1-$AF38),1) + IF(ISNUMBER(MATCH(BL$11,$AK38:$AP38,0)),-1,0)*_xlfn.IFS(ISNUMBER($AD38),$AD38,ISNUMBER($AE38),$AE38,ISNUMBER($AF38),$AF38,AND($AD38=0,$AE38=0,$AF38=0),1)","v":0},{"$f":"IF(ISNUMBER(MATCH(BM$11,$AG38:$AJ38,0)),1,0)*IF(ISNUMBER($AF38),(1-$AF38),1) + IF(ISNUMBER(MATCH(BM$11,$AK38:$AP38,0)),-1,0)*_xlfn.IFS(ISNUMBER($AD38),$AD38,ISNUMBER($AE38),$AE38,ISNUMBER($AF38),$AF38,AND($AD38=0,$AE38=0,$AF38=0),1)","v":1},{"$f":"IF(ISNUMBER(MATCH(BN$11,$AG38:$AJ38,0)),1,0)*IF(ISNUMBER($AF38),(1-$AF38),1) + IF(ISNUMBER(MATCH(BN$11,$AK38:$AP38,0)),-1,0)*_xlfn.IFS(ISNUMBER($AD38),$AD38,ISNUMBER($AE38),$AE38,ISNUMBER($AF38),$AF38,AND($AD38=0,$AE38=0,$AF38=0),1)","v":0},{"$f":"IF(ISNUMBER(MATCH(BO$11,$AG38:$AJ38,0)),1,0)*IF(ISNUMBER($AF38),(1-$AF38),1) + IF(ISNUMBER(MATCH(BO$11,$AK38:$AP38,0)),-1,0)*_xlfn.IFS(ISNUMBER($AD38),$AD38,ISNUMBER($AE38),$AE38,ISNUMBER($AF38),$AF38,AND($AD38=0,$AE38=0,$AF38=0),1)","v":0},{"$f":"IF(ISNUMBER(MATCH(BP$11,$AG38:$AJ38,0)),1,0)*IF(ISNUMBER($AF38),(1-$AF38),1) + IF(ISNUMBER(MATCH(BP$11,$AK38:$AP38,0)),-1,0)*_xlfn.IFS(ISNUMBER($AD38),$AD38,ISNUMBER($AE38),$AE38,ISNUMBER($AF38),$AF38,AND($AD38=0,$AE38=0,$AF38=0),1)","v":0},{"$f":"IF(ISNUMBER(MATCH(BQ$11,$AG38:$AJ38,0)),1,0)*IF(ISNUMBER($AF38),(1-$AF38),1) + IF(ISNUMBER(MATCH(BQ$11,$AK38:$AP38,0)),-1,0)*_xlfn.IFS(ISNUMBER($AD38),$AD38,ISNUMBER($AE38),$AE38,ISNUMBER($AF38),$AF38,AND($AD38=0,$AE38=0,$AF38=0),1)","v":0},{"$f":"IF(ISNUMBER(MATCH(BR$11,$AG38:$AJ38,0)),1,0)*IF(ISNUMBER($AF38),(1-$AF38),1) + IF(ISNUMBER(MATCH(BR$11,$AK38:$AP38,0)),-1,0)*_xlfn.IFS(ISNUMBER($AD38),$AD38,ISNUMBER($AE38),$AE38,ISNUMBER($AF38),$AF38,AND($AD38=0,$AE38=0,$AF38=0),1)","v":0},{"$f":"IF(ISNUMBER(MATCH(BS$11,$AG38:$AJ38,0)),1,0)*IF(ISNUMBER($AF38),(1-$AF38),1) + IF(ISNUMBER(MATCH(BS$11,$AK38:$AP38,0)),-1,0)*_xlfn.IFS(ISNUMBER($AD38),$AD38,ISNUMBER($AE38),$AE38,ISNUMBER($AF38),$AF38,AND($AD38=0,$AE38=0,$AF38=0),1)","v":0},{"$f":"IF(ISNUMBER(MATCH(BT$11,$AG38:$AJ38,0)),1,0)*IF(ISNUMBER($AF38),(1-$AF38),1) + IF(ISNUMBER(MATCH(BT$11,$AK38:$AP38,0)),-1,0)*_xlfn.IFS(ISNUMBER($AD38),$AD38,ISNUMBER($AE38),$AE38,ISNUMBER($AF38),$AF38,AND($AD38=0,$AE38=0,$AF38=0),1)","v":0},{"$f":"IF(ISNUMBER(MATCH(BU$11,$AG38:$AJ38,0)),1,0)*IF(ISNUMBER($AF38),(1-$AF38),1) + IF(ISNUMBER(MATCH(BU$11,$AK38:$AP38,0)),-1,0)*_xlfn.IFS(ISNUMBER($AD38),$AD38,ISNUMBER($AE38),$AE38,ISNUMBER($AF38),$AF38,AND($AD38=0,$AE38=0,$AF38=0),1)","v":0},{"$f":"IF(ISNUMBER(MATCH(BV$11,$AG38:$AJ38,0)),1,0)*IF(ISNUMBER($AF38),(1-$AF38),1) + IF(ISNUMBER(MATCH(BV$11,$AK38:$AP38,0)),-1,0)*_xlfn.IFS(ISNUMBER($AD38),$AD38,ISNUMBER($AE38),$AE38,ISNUMBER($AF38),$AF38,AND($AD38=0,$AE38=0,$AF38=0),1)","v":0},{"$f":"IF(ISNUMBER(MATCH(BW$11,$AG38:$AJ38,0)),1,0)*IF(ISNUMBER($AF38),(1-$AF38),1) + IF(ISNUMBER(MATCH(BW$11,$AK38:$AP38,0)),-1,0)*_xlfn.IFS(ISNUMBER($AD38),$AD38,ISNUMBER($AE38),$AE38,ISNUMBER($AF38),$AF38,AND($AD38=0,$AE38=0,$AF38=0),1)","v":0},{"$f":"IF(ISNUMBER(MATCH(BX$11,$AG38:$AJ38,0)),1,0)*IF(ISNUMBER($AF38),(1-$AF38),1) + IF(ISNUMBER(MATCH(BX$11,$AK38:$AP38,0)),-1,0)*_xlfn.IFS(ISNUMBER($AD38),$AD38,ISNUMBER($AE38),$AE38,ISNUMBER($AF38),$AF38,AND($AD38=0,$AE38=0,$AF38=0),1)","v":0},{"$f":"IF(ISNUMBER(MATCH(BY$11,$AG38:$AJ38,0)),1,0)*IF(ISNUMBER($AF38),(1-$AF38),1) + IF(ISNUMBER(MATCH(BY$11,$AK38:$AP38,0)),-1,0)*_xlfn.IFS(ISNUMBER($AD38),$AD38,ISNUMBER($AE38),$AE38,ISNUMBER($AF38),$AF38,AND($AD38=0,$AE38=0,$AF38=0),1)","v":0},{"$f":"IF(ISNUMBER(MATCH(BZ$11,$AG38:$AJ38,0)),1,0)*IF(ISNUMBER($AF38),(1-$AF38),1) + IF(ISNUMBER(MATCH(BZ$11,$AK38:$AP38,0)),-1,0)*_xlfn.IFS(ISNUMBER($AD38),$AD38,ISNUMBER($AE38),$AE38,ISNUMBER($AF38),$AF38,AND($AD38=0,$AE38=0,$AF38=0),1)","v":0},{"$f":"IF(ISNUMBER(MATCH(CA$11,$AG38:$AJ38,0)),1,0)*IF(ISNUMBER($AF38),(1-$AF38),1) + IF(ISNUMBER(MATCH(CA$11,$AK38:$AP38,0)),-1,0)*_xlfn.IFS(ISNUMBER($AD38),$AD38,ISNUMBER($AE38),$AE38,ISNUMBER($AF38),$AF38,AND($AD38=0,$AE38=0,$AF38=0),1)","v":0},{"$f":"IF(ISNUMBER(MATCH(CB$11,$AG38:$AJ38,0)),1,0)*IF(ISNUMBER($AF38),(1-$AF38),1) + IF(ISNUMBER(MATCH(CB$11,$AK38:$AP38,0)),-1,0)*_xlfn.IFS(ISNUMBER($AD38),$AD38,ISNUMBER($AE38),$AE38,ISNUMBER($AF38),$AF38,AND($AD38=0,$AE38=0,$AF38=0),1)","v":0},{"$f":"IF(ISNUMBER(MATCH(CC$11,$AG38:$AJ38,0)),1,0)*IF(ISNUMBER($AF38),(1-$AF38),1) + IF(ISNUMBER(MATCH(CC$11,$AK38:$AP38,0)),-1,0)*_xlfn.IFS(ISNUMBER($AD38),$AD38,ISNUMBER($AE38),$AE38,ISNUMBER($AF38),$AF38,AND($AD38=0,$AE38=0,$AF38=0),1)","v":0},{"$f":"IF(ISNUMBER(MATCH(CD$11,$AG38:$AJ38,0)),1,0)*IF(ISNUMBER($AF38),(1-$AF38),1) + IF(ISNUMBER(MATCH(CD$11,$AK38:$AP38,0)),-1,0)*_xlfn.IFS(ISNUMBER($AD38),$AD38,ISNUMBER($AE38),$AE38,ISNUMBER($AF38),$AF38,AND($AD38=0,$AE38=0,$AF38=0),1)","v":0},{"$f":"IF(ISNUMBER(MATCH(CE$11,$AG38:$AJ38,0)),1,0)*IF(ISNUMBER($AF38),(1-$AF38),1) + IF(ISNUMBER(MATCH(CE$11,$AK38:$AP38,0)),-1,0)*_xlfn.IFS(ISNUMBER($AD38),$AD38,ISNUMBER($AE38),$AE38,ISNUMBER($AF38),$AF38,AND($AD38=0,$AE38=0,$AF38=0),1)","v":0},{"$f":"IF(ISNUMBER(MATCH(CF$11,$AG38:$AJ38,0)),1,0)*IF(ISNUMBER($AF38),(1-$AF38),1) + IF(ISNUMBER(MATCH(CF$11,$AK38:$AP38,0)),-1,0)*_xlfn.IFS(ISNUMBER($AD38),$AD38,ISNUMBER($AE38),$AE38,ISNUMBER($AF38),$AF38,AND($AD38=0,$AE38=0,$AF38=0),1)","v":0},{"$f":"IF(ISNUMBER(MATCH(CG$11,$AG38:$AJ38,0)),1,0)*IF(ISNUMBER($AF38),(1-$AF38),1) + IF(ISNUMBER(MATCH(CG$11,$AK38:$AP38,0)),-1,0)*_xlfn.IFS(ISNUMBER($AD38),$AD38,ISNUMBER($AE38),$AE38,ISNUMBER($AF38),$AF38,AND($AD38=0,$AE38=0,$AF38=0),1)","v":0},{"$f":"IF(ISNUMBER(MATCH(CH$11,$AG38:$AJ38,0)),1,0)*IF(ISNUMBER($AF38),(1-$AF38),1) + IF(ISNUMBER(MATCH(CH$11,$AK38:$AP38,0)),-1,0)*_xlfn.IFS(ISNUMBER($AD38),$AD38,ISNUMBER($AE38),$AE38,ISNUMBER($AF38),$AF38,AND($AD38=0,$AE38=0,$AF38=0),1)","v":0},{"$f":"IF(ISNUMBER(MATCH(CI$11,$AG38:$AJ38,0)),1,0)*IF(ISNUMBER($AF38),(1-$AF38),1) + IF(ISNUMBER(MATCH(CI$11,$AK38:$AP38,0)),-1,0)*_xlfn.IFS(ISNUMBER($AD38),$AD38,ISNUMBER($AE38),$AE38,ISNUMBER($AF38),$AF38,AND($AD38=0,$AE38=0,$AF38=0),1)","v":0},{"$f":"IF(ISNUMBER(MATCH(CJ$11,$AG38:$AJ38,0)),1,0)*IF(ISNUMBER($AF38),(1-$AF38),1) + IF(ISNUMBER(MATCH(CJ$11,$AK38:$AP38,0)),-1,0)*_xlfn.IFS(ISNUMBER($AD38),$AD38,ISNUMBER($AE38),$AE38,ISNUMBER($AF38),$AF38,AND($AD38=0,$AE38=0,$AF38=0),1)","v":0},{"$f":"IF(ISNUMBER(MATCH(CK$11,$AG38:$AJ38,0)),1,0)*IF(ISNUMBER($AF38),(1-$AF38),1) + IF(ISNUMBER(MATCH(CK$11,$AK38:$AP38,0)),-1,0)*_xlfn.IFS(ISNUMBER($AD38),$AD38,ISNUMBER($AE38),$AE38,ISNUMBER($AF38),$AF38,AND($AD38=0,$AE38=0,$AF38=0),1)","v":0},{"$f":"IF(ISNUMBER(MATCH(CL$11,$AG38:$AJ38,0)),1,0)*IF(ISNUMBER($AF38),(1-$AF38),1) + IF(ISNUMBER(MATCH(CL$11,$AK38:$AP38,0)),-1,0)*_xlfn.IFS(ISNUMBER($AD38),$AD38,ISNUMBER($AE38),$AE38,ISNUMBER($AF38),$AF38,AND($AD38=0,$AE38=0,$AF38=0),1)","v":0},{"$f":"IF(ISNUMBER(MATCH(CM$11,$AG38:$AJ38,0)),1,0)*IF(ISNUMBER($AF38),(1-$AF38),1) + IF(ISNUMBER(MATCH(CM$11,$AK38:$AP38,0)),-1,0)*_xlfn.IFS(ISNUMBER($AD38),$AD38,ISNUMBER($AE38),$AE38,ISNUMBER($AF38),$AF38,AND($AD38=0,$AE38=0,$AF38=0),1)","v":0},{"$f":"IF(ISNUMBER(MATCH(CN$11,$AG38:$AJ38,0)),1,0)*IF(ISNUMBER($AF38),(1-$AF38),1) + IF(ISNUMBER(MATCH(CN$11,$AK38:$AP38,0)),-1,0)*_xlfn.IFS(ISNUMBER($AD38),$AD38,ISNUMBER($AE38),$AE38,ISNUMBER($AF38),$AF38,AND($AD38=0,$AE38=0,$AF38=0),1)","v":0},{"$f":"IF(ISNUMBER(MATCH(CO$11,$AG38:$AJ38,0)),1,0)*IF(ISNUMBER($AF38),(1-$AF38),1) + IF(ISNUMBER(MATCH(CO$11,$AK38:$AP38,0)),-1,0)*_xlfn.IFS(ISNUMBER($AD38),$AD38,ISNUMBER($AE38),$AE38,ISNUMBER($AF38),$AF38,AND($AD38=0,$AE38=0,$AF38=0),1)","v":0},{"$f":"IF(ISNUMBER(MATCH(CP$11,$AG38:$AJ38,0)),1,0)*IF(ISNUMBER($AF38),(1-$AF38),1) + IF(ISNUMBER(MATCH(CP$11,$AK38:$AP38,0)),-1,0)*_xlfn.IFS(ISNUMBER($AD38),$AD38,ISNUMBER($AE38),$AE38,ISNUMBER($AF38),$AF38,AND($AD38=0,$AE38=0,$AF38=0),1)","v":0},{"$f":"IF(ISNUMBER(MATCH(CQ$11,$AG38:$AJ38,0)),1,0)*IF(ISNUMBER($AF38),(1-$AF38),1) + IF(ISNUMBER(MATCH(CQ$11,$AK38:$AP38,0)),-1,0)*_xlfn.IFS(ISNUMBER($AD38),$AD38,ISNUMBER($AE38),$AE38,ISNUMBER($AF38),$AF38,AND($AD38=0,$AE38=0,$AF38=0),1)","v":0},{"$f":"IF(ISNUMBER(MATCH(CR$11,$AG38:$AJ38,0)),1,0)*IF(ISNUMBER($AF38),(1-$AF38),1) + IF(ISNUMBER(MATCH(CR$11,$AK38:$AP38,0)),-1,0)*_xlfn.IFS(ISNUMBER($AD38),$AD38,ISNUMBER($AE38),$AE38,ISNUMBER($AF38),$AF38,AND($AD38=0,$AE38=0,$AF38=0),1)","v":0},{"$f":"IF(ISNUMBER(MATCH(CS$11,$AG38:$AJ38,0)),1,0)*IF(ISNUMBER($AF38),(1-$AF38),1) + IF(ISNUMBER(MATCH(CS$11,$AK38:$AP38,0)),-1,0)*_xlfn.IFS(ISNUMBER($AD38),$AD38,ISNUMBER($AE38),$AE38,ISNUMBER($AF38),$AF38,AND($AD38=0,$AE38=0,$AF38=0),1)","v":0},{"$f":"IF(ISNUMBER(MATCH(CT$11,$AG38:$AJ38,0)),1,0)*IF(ISNUMBER($AF38),(1-$AF38),1) + IF(ISNUMBER(MATCH(CT$11,$AK38:$AP38,0)),-1,0)*_xlfn.IFS(ISNUMBER($AD38),$AD38,ISNUMBER($AE38),$AE38,ISNUMBER($AF38),$AF38,AND($AD38=0,$AE38=0,$AF38=0),1)","v":0},{"$f":"IF(ISNUMBER(MATCH(CU$11,$AG38:$AJ38,0)),1,0)*IF(ISNUMBER($AF38),(1-$AF38),1) + IF(ISNUMBER(MATCH(CU$11,$AK38:$AP38,0)),-1,0)*_xlfn.IFS(ISNUMBER($AD38),$AD38,ISNUMBER($AE38),$AE38,ISNUMBER($AF38),$AF38,AND($AD38=0,$AE38=0,$AF38=0),1)","v":0},{"$f":"IF(ISNUMBER(MATCH(CV$11,$AG38:$AJ38,0)),1,0)*IF(ISNUMBER($AF38),(1-$AF38),1) + IF(ISNUMBER(MATCH(CV$11,$AK38:$AP38,0)),-1,0)*_xlfn.IFS(ISNUMBER($AD38),$AD38,ISNUMBER($AE38),$AE38,ISNUMBER($AF38),$AF38,AND($AD38=0,$AE38=0,$AF38=0),1)","v":0},{"$f":"IF(ISNUMBER(MATCH(CW$11,$AG38:$AJ38,0)),1,0)*IF(ISNUMBER($AF38),(1-$AF38),1) + IF(ISNUMBER(MATCH(CW$11,$AK38:$AP38,0)),-1,0)*_xlfn.IFS(ISNUMBER($AD38),$AD38,ISNUMBER($AE38),$AE38,ISNUMBER($AF38),$AF38,AND($AD38=0,$AE38=0,$AF38=0),1)","v":0},{"$f":"IF(ISNUMBER(MATCH(CX$11,$AG38:$AJ38,0)),1,0)*IF(ISNUMBER($AF38),(1-$AF38),1) + IF(ISNUMBER(MATCH(CX$11,$AK38:$AP38,0)),-1,0)*_xlfn.IFS(ISNUMBER($AD38),$AD38,ISNUMBER($AE38),$AE38,ISNUMBER($AF38),$AF38,AND($AD38=0,$AE38=0,$AF38=0),1)","v":0},{"$f":"IF(ISNUMBER(MATCH(CY$11,$AG38:$AJ38,0)),1,0)*IF(ISNUMBER($AF38),(1-$AF38),1) + IF(ISNUMBER(MATCH(CY$11,$AK38:$AP38,0)),-1,0)*_xlfn.IFS(ISNUMBER($AD38),$AD38,ISNUMBER($AE38),$AE38,ISNUMBER($AF38),$AF38,AND($AD38=0,$AE38=0,$AF38=0),1)","v":0},{"$f":"IF(ISNUMBER(MATCH(CZ$11,$AG38:$AJ38,0)),1,0)*IF(ISNUMBER($AF38),(1-$AF38),1) + IF(ISNUMBER(MATCH(CZ$11,$AK38:$AP38,0)),-1,0)*_xlfn.IFS(ISNUMBER($AD38),$AD38,ISNUMBER($AE38),$AE38,ISNUMBER($AF38),$AF38,AND($AD38=0,$AE38=0,$AF38=0),1)","v":0},{"$f":"IF(ISNUMBER(MATCH(DA$11,$AG38:$AJ38,0)),1,0)*IF(ISNUMBER($AF38),(1-$AF38),1) + IF(ISNUMBER(MATCH(DA$11,$AK38:$AP38,0)),-1,0)*_xlfn.IFS(ISNUMBER($AD38),$AD38,ISNUMBER($AE38),$AE38,ISNUMBER($AF38),$AF38,AND($AD38=0,$AE38=0,$AF38=0),1)","v":0},{"$f":"IF(ISNUMBER(MATCH(DB$11,$AG38:$AJ38,0)),1,0)*IF(ISNUMBER($AF38),(1-$AF38),1) + IF(ISNUMBER(MATCH(DB$11,$AK38:$AP38,0)),-1,0)*_xlfn.IFS(ISNUMBER($AD38),$AD38,ISNUMBER($AE38),$AE38,ISNUMBER($AF38),$AF38,AND($AD38=0,$AE38=0,$AF38=0),1)","v":0},{"$f":"IF(ISNUMBER(MATCH(DC$11,$AG38:$AJ38,0)),1,0)*IF(ISNUMBER($AF38),(1-$AF38),1) + IF(ISNUMBER(MATCH(DC$11,$AK38:$AP38,0)),-1,0)*_xlfn.IFS(ISNUMBER($AD38),$AD38,ISNUMBER($AE38),$AE38,ISNUMBER($AF38),$AF38,AND($AD38=0,$AE38=0,$AF38=0),1)","v":0},{"$f":"IF(ISNUMBER(MATCH(DD$11,$AG38:$AJ38,0)),1,0)*IF(ISNUMBER($AF38),(1-$AF38),1) + IF(ISNUMBER(MATCH(DD$11,$AK38:$AP38,0)),-1,0)*_xlfn.IFS(ISNUMBER($AD38),$AD38,ISNUMBER($AE38),$AE38,ISNUMBER($AF38),$AF38,AND($AD38=0,$AE38=0,$AF38=0),1)","v":0},{"$f":"IF(ISNUMBER(MATCH(DE$11,$AG38:$AJ38,0)),1,0)*IF(ISNUMBER($AF38),(1-$AF38),1) + IF(ISNUMBER(MATCH(DE$11,$AK38:$AP38,0)),-1,0)*_xlfn.IFS(ISNUMBER($AD38),$AD38,ISNUMBER($AE38),$AE38,ISNUMBER($AF38),$AF38,AND($AD38=0,$AE38=0,$AF38=0),1)","v":0},null,{"$error":"#N/A"},null,null,null,null,null,null,null,null,null,null,null,-27,{"$error":"#N/A"},{"$error":"#N/A"},0,0,0,0,0,0,0,0,0,0,0,0,0,0,0,0,2,7,50,0,0]
[null,null,null,null,null,"data equip.",{"$f":"E57","v":{"$error":"#N/A"}},null,"CAPEX total",{"$f":"SUM(J36:J38)","v":{"$error":"#N/A"}},{"$error":"#N/A"},{"$error":"#N/A"},{"$error":"#N/A"},{"$error":"#N/A"},{"$error":"#N/A"},{"$error":"#N/A"},{"$error":"#N/A"},null,"e_drms_crit-dr4",0,{"$error":"#N/A"},null,null,null,null,null,"MECH","Prop",null,{"$f":"K57","v":{"$error":"#N/A"}},null,null,"e_drms_oh-dr2",null,null,null,"e_drms_crit-dr2",null,null,null,null,null,null,{"$f":"IF(ISNUMBER(MATCH(AR$11,$AG39:$AJ39,0)),1,0)*IF(ISNUMBER($AF39),(1-$AF39),1) + IF(ISNUMBER(MATCH(AR$11,$AK39:$AP39,0)),-1,0)*_xlfn.IFS(ISNUMBER($AD39),$AD39,ISNUMBER($AE39),$AE39,ISNUMBER($AF39),$AF39,AND($AD39=0,$AE39=0,$AF39=0),1)","v":{"$error":"#N/A"}},{"$f":"IF(ISNUMBER(MATCH(AS$11,$AG39:$AJ39,0)),1,0)*IF(ISNUMBER($AF39),(1-$AF39),1) + IF(ISNUMBER(MATCH(AS$11,$AK39:$AP39,0)),-1,0)*_xlfn.IFS(ISNUMBER($AD39),$AD39,ISNUMBER($AE39),$AE39,ISNUMBER($AF39),$AF39,AND($AD39=0,$AE39=0,$AF39=0),1)","v":{"$error":"#N/A"}},{"$f":"IF(ISNUMBER(MATCH(AT$11,$AG39:$AJ39,0)),1,0)*IF(ISNUMBER($AF39),(1-$AF39),1) + IF(ISNUMBER(MATCH(AT$11,$AK39:$AP39,0)),-1,0)*_xlfn.IFS(ISNUMBER($AD39),$AD39,ISNUMBER($AE39),$AE39,ISNUMBER($AF39),$AF39,AND($AD39=0,$AE39=0,$AF39=0),1)","v":{"$error":"#N/A"}},{"$f":"IF(ISNUMBER(MATCH(AU$11,$AG39:$AJ39,0)),1,0)*IF(ISNUMBER($AF39),(1-$AF39),1) + IF(ISNUMBER(MATCH(AU$11,$AK39:$AP39,0)),-1,0)*_xlfn.IFS(ISNUMBER($AD39),$AD39,ISNUMBER($AE39),$AE39,ISNUMBER($AF39),$AF39,AND($AD39=0,$AE39=0,$AF39=0),1)","v":{"$error":"#N/A"}},{"$f":"IF(ISNUMBER(MATCH(AV$11,$AG39:$AJ39,0)),1,0)*IF(ISNUMBER($AF39),(1-$AF39),1) + IF(ISNUMBER(MATCH(AV$11,$AK39:$AP39,0)),-1,0)*_xlfn.IFS(ISNUMBER($AD39),$AD39,ISNUMBER($AE39),$AE39,ISNUMBER($AF39),$AF39,AND($AD39=0,$AE39=0,$AF39=0),1)","v":{"$error":"#N/A"}},{"$f":"IF(ISNUMBER(MATCH(AW$11,$AG39:$AJ39,0)),1,0)*IF(ISNUMBER($AF39),(1-$AF39),1) + IF(ISNUMBER(MATCH(AW$11,$AK39:$AP39,0)),-1,0)*_xlfn.IFS(ISNUMBER($AD39),$AD39,ISNUMBER($AE39),$AE39,ISNUMBER($AF39),$AF39,AND($AD39=0,$AE39=0,$AF39=0),1)","v":{"$error":"#N/A"}},{"$f":"IF(ISNUMBER(MATCH(AX$11,$AG39:$AJ39,0)),1,0)*IF(ISNUMBER($AF39),(1-$AF39),1) + IF(ISNUMBER(MATCH(AX$11,$AK39:$AP39,0)),-1,0)*_xlfn.IFS(ISNUMBER($AD39),$AD39,ISNUMBER($AE39),$AE39,ISNUMBER($AF39),$AF39,AND($AD39=0,$AE39=0,$AF39=0),1)","v":{"$error":"#N/A"}},{"$f":"IF(ISNUMBER(MATCH(AY$11,$AG39:$AJ39,0)),1,0)*IF(ISNUMBER($AF39),(1-$AF39),1) + IF(ISNUMBER(MATCH(AY$11,$AK39:$AP39,0)),-1,0)*_xlfn.IFS(ISNUMBER($AD39),$AD39,ISNUMBER($AE39),$AE39,ISNUMBER($AF39),$AF39,AND($AD39=0,$AE39=0,$AF39=0),1)","v":{"$error":"#N/A"}},{"$f":"IF(ISNUMBER(MATCH(AZ$11,$AG39:$AJ39,0)),1,0)*IF(ISNUMBER($AF39),(1-$AF39),1) + IF(ISNUMBER(MATCH(AZ$11,$AK39:$AP39,0)),-1,0)*_xlfn.IFS(ISNUMBER($AD39),$AD39,ISNUMBER($AE39),$AE39,ISNUMBER($AF39),$AF39,AND($AD39=0,$AE39=0,$AF39=0),1)","v":{"$error":"#N/A"}},{"$f":"IF(ISNUMBER(MATCH(BA$11,$AG39:$AJ39,0)),1,0)*IF(ISNUMBER($AF39),(1-$AF39),1) + IF(ISNUMBER(MATCH(BA$11,$AK39:$AP39,0)),-1,0)*_xlfn.IFS(ISNUMBER($AD39),$AD39,ISNUMBER($AE39),$AE39,ISNUMBER($AF39),$AF39,AND($AD39=0,$AE39=0,$AF39=0),1)","v":{"$error":"#N/A"}},{"$f":"IF(ISNUMBER(MATCH(BB$11,$AG39:$AJ39,0)),1,0)*IF(ISNUMBER($AF39),(1-$AF39),1) + IF(ISNUMBER(MATCH(BB$11,$AK39:$AP39,0)),-1,0)*_xlfn.IFS(ISNUMBER($AD39),$AD39,ISNUMBER($AE39),$AE39,ISNUMBER($AF39),$AF39,AND($AD39=0,$AE39=0,$AF39=0),1)","v":{"$error":"#N/A"}},{"$f":"IF(ISNUMBER(MATCH(BC$11,$AG39:$AJ39,0)),1,0)*IF(ISNUMBER($AF39),(1-$AF39),1) + IF(ISNUMBER(MATCH(BC$11,$AK39:$AP39,0)),-1,0)*_xlfn.IFS(ISNUMBER($AD39),$AD39,ISNUMBER($AE39),$AE39,ISNUMBER($AF39),$AF39,AND($AD39=0,$AE39=0,$AF39=0),1)","v":{"$error":"#N/A"}},{"$f":"IF(ISNUMBER(MATCH(BD$11,$AG39:$AJ39,0)),1,0)*IF(ISNUMBER($AF39),(1-$AF39),1) + IF(ISNUMBER(MATCH(BD$11,$AK39:$AP39,0)),-1,0)*_xlfn.IFS(ISNUMBER($AD39),$AD39,ISNUMBER($AE39),$AE39,ISNUMBER($AF39),$AF39,AND($AD39=0,$AE39=0,$AF39=0),1)","v":{"$error":"#N/A"}},{"$f":"IF(ISNUMBER(MATCH(BE$11,$AG39:$AJ39,0)),1,0)*IF(ISNUMBER($AF39),(1-$AF39),1) + IF(ISNUMBER(MATCH(BE$11,$AK39:$AP39,0)),-1,0)*_xlfn.IFS(ISNUMBER($AD39),$AD39,ISNUMBER($AE39),$AE39,ISNUMBER($AF39),$AF39,AND($AD39=0,$AE39=0,$AF39=0),1)","v":{"$error":"#N/A"}},{"$f":"IF(ISNUMBER(MATCH(BF$11,$AG39:$AJ39,0)),1,0)*IF(ISNUMBER($AF39),(1-$AF39),1) + IF(ISNUMBER(MATCH(BF$11,$AK39:$AP39,0)),-1,0)*_xlfn.IFS(ISNUMBER($AD39),$AD39,ISNUMBER($AE39),$AE39,ISNUMBER($AF39),$AF39,AND($AD39=0,$AE39=0,$AF39=0),1)","v":{"$error":"#N/A"}},{"$f":"IF(ISNUMBER(MATCH(BG$11,$AG39:$AJ39,0)),1,0)*IF(ISNUMBER($AF39),(1-$AF39),1) + IF(ISNUMBER(MATCH(BG$11,$AK39:$AP39,0)),-1,0)*_xlfn.IFS(ISNUMBER($AD39),$AD39,ISNUMBER($AE39),$AE39,ISNUMBER($AF39),$AF39,AND($AD39=0,$AE39=0,$AF39=0),1)","v":{"$error":"#N/A"}},{"$f":"IF(ISNUMBER(MATCH(BH$11,$AG39:$AJ39,0)),1,0)*IF(ISNUMBER($AF39),(1-$AF39),1) + IF(ISNUMBER(MATCH(BH$11,$AK39:$AP39,0)),-1,0)*_xlfn.IFS(ISNUMBER($AD39),$AD39,ISNUMBER($AE39),$AE39,ISNUMBER($AF39),$AF39,AND($AD39=0,$AE39=0,$AF39=0),1)","v":{"$error":"#N/A"}},{"$f":"IF(ISNUMBER(MATCH(BI$11,$AG39:$AJ39,0)),1,0)*IF(ISNUMBER($AF39),(1-$AF39),1) + IF(ISNUMBER(MATCH(BI$11,$AK39:$AP39,0)),-1,0)*_xlfn.IFS(ISNUMBER($AD39),$AD39,ISNUMBER($AE39),$AE39,ISNUMBER($AF39),$AF39,AND($AD39=0,$AE39=0,$AF39=0),1)","v":{"$error":"#N/A"}},{"$f":"IF(ISNUMBER(MATCH(BJ$11,$AG39:$AJ39,0)),1,0)*IF(ISNUMBER($AF39),(1-$AF39),1) + IF(ISNUMBER(MATCH(BJ$11,$AK39:$AP39,0)),-1,0)*_xlfn.IFS(ISNUMBER($AD39),$AD39,ISNUMBER($AE39),$AE39,ISNUMBER($AF39),$AF39,AND($AD39=0,$AE39=0,$AF39=0),1)","v":{"$error":"#N/A"}},{"$f":"IF(ISNUMBER(MATCH(BK$11,$AG39:$AJ39,0)),1,0)*IF(ISNUMBER($AF39),(1-$AF39),1) + IF(ISNUMBER(MATCH(BK$11,$AK39:$AP39,0)),-1,0)*_xlfn.IFS(ISNUMBER($AD39),$AD39,ISNUMBER($AE39),$AE39,ISNUMBER($AF39),$AF39,AND($AD39=0,$AE39=0,$AF39=0),1)","v":{"$error":"#N/A"}},{"$f":"IF(ISNUMBER(MATCH(BL$11,$AG39:$AJ39,0)),1,0)*IF(ISNUMBER($AF39),(1-$AF39),1) + IF(ISNUMBER(MATCH(BL$11,$AK39:$AP39,0)),-1,0)*_xlfn.IFS(ISNUMBER($AD39),$AD39,ISNUMBER($AE39),$AE39,ISNUMBER($AF39),$AF39,AND($AD39=0,$AE39=0,$AF39=0),1)","v":{"$error":"#N/A"}},{"$f":"IF(ISNUMBER(MATCH(BM$11,$AG39:$AJ39,0)),1,0)*IF(ISNUMBER($AF39),(1-$AF39),1) + IF(ISNUMBER(MATCH(BM$11,$AK39:$AP39,0)),-1,0)*_xlfn.IFS(ISNUMBER($AD39),$AD39,ISNUMBER($AE39),$AE39,ISNUMBER($AF39),$AF39,AND($AD39=0,$AE39=0,$AF39=0),1)","v":{"$error":"#N/A"}},{"$f":"IF(ISNUMBER(MATCH(BN$11,$AG39:$AJ39,0)),1,0)*IF(ISNUMBER($AF39),(1-$AF39),1) + IF(ISNUMBER(MATCH(BN$11,$AK39:$AP39,0)),-1,0)*_xlfn.IFS(ISNUMBER($AD39),$AD39,ISNUMBER($AE39),$AE39,ISNUMBER($AF39),$AF39,AND($AD39=0,$AE39=0,$AF39=0),1)","v":{"$error":"#N/A"}},{"$f":"IF(ISNUMBER(MATCH(BO$11,$AG39:$AJ39,0)),1,0)*IF(ISNUMBER($AF39),(1-$AF39),1) + IF(ISNUMBER(MATCH(BO$11,$AK39:$AP39,0)),-1,0)*_xlfn.IFS(ISNUMBER($AD39),$AD39,ISNUMBER($AE39),$AE39,ISNUMBER($AF39),$AF39,AND($AD39=0,$AE39=0,$AF39=0),1)","v":{"$error":"#N/A"}},{"$f":"IF(ISNUMBER(MATCH(BP$11,$AG39:$AJ39,0)),1,0)*IF(ISNUMBER($AF39),(1-$AF39),1) + IF(ISNUMBER(MATCH(BP$11,$AK39:$AP39,0)),-1,0)*_xlfn.IFS(ISNUMBER($AD39),$AD39,ISNUMBER($AE39),$AE39,ISNUMBER($AF39),$AF39,AND($AD39=0,$AE39=0,$AF39=0),1)","v":{"$error":"#N/A"}},{"$f":"IF(ISNUMBER(MATCH(BQ$11,$AG39:$AJ39,0)),1,0)*IF(ISNUMBER($AF39),(1-$AF39),1) + IF(ISNUMBER(MATCH(BQ$11,$AK39:$AP39,0)),-1,0)*_xlfn.IFS(ISNUMBER($AD39),$AD39,ISNUMBER($AE39),$AE39,ISNUMBER($AF39),$AF39,AND($AD39=0,$AE39=0,$AF39=0),1)","v":{"$error":"#N/A"}},{"$f":"IF(ISNUMBER(MATCH(BR$11,$AG39:$AJ39,0)),1,0)*IF(ISNUMBER($AF39),(1-$AF39),1) + IF(ISNUMBER(MATCH(BR$11,$AK39:$AP39,0)),-1,0)*_xlfn.IFS(ISNUMBER($AD39),$AD39,ISNUMBER($AE39),$AE39,ISNUMBER($AF39),$AF39,AND($AD39=0,$AE39=0,$AF39=0),1)","v":{"$error":"#N/A"}},{"$f":"IF(ISNUMBER(MATCH(BS$11,$AG39:$AJ39,0)),1,0)*IF(ISNUMBER($AF39),(1-$AF39),1) + IF(ISNUMBER(MATCH(BS$11,$AK39:$AP39,0)),-1,0)*_xlfn.IFS(ISNUMBER($AD39),$AD39,ISNUMBER($AE39),$AE39,ISNUMBER($AF39),$AF39,AND($AD39=0,$AE39=0,$AF39=0),1)","v":{"$error":"#N/A"}},{"$f":"IF(ISNUMBER(MATCH(BT$11,$AG39:$AJ39,0)),1,0)*IF(ISNUMBER($AF39),(1-$AF39),1) + IF(ISNUMBER(MATCH(BT$11,$AK39:$AP39,0)),-1,0)*_xlfn.IFS(ISNUMBER($AD39),$AD39,ISNUMBER($AE39),$AE39,ISNUMBER($AF39),$AF39,AND($AD39=0,$AE39=0,$AF39=0),1)","v":{"$error":"#N/A"}},{"$f":"IF(ISNUMBER(MATCH(BU$11,$AG39:$AJ39,0)),1,0)*IF(ISNUMBER($AF39),(1-$AF39),1) + IF(ISNUMBER(MATCH(BU$11,$AK39:$AP39,0)),-1,0)*_xlfn.IFS(ISNUMBER($AD39),$AD39,ISNUMBER($AE39),$AE39,ISNUMBER($AF39),$AF39,AND($AD39=0,$AE39=0,$AF39=0),1)","v":{"$error":"#N/A"}},{"$f":"IF(ISNUMBER(MATCH(BV$11,$AG39:$AJ39,0)),1,0)*IF(ISNUMBER($AF39),(1-$AF39),1) + IF(ISNUMBER(MATCH(BV$11,$AK39:$AP39,0)),-1,0)*_xlfn.IFS(ISNUMBER($AD39),$AD39,ISNUMBER($AE39),$AE39,ISNUMBER($AF39),$AF39,AND($AD39=0,$AE39=0,$AF39=0),1)","v":{"$error":"#N/A"}},{"$f":"IF(ISNUMBER(MATCH(BW$11,$AG39:$AJ39,0)),1,0)*IF(ISNUMBER($AF39),(1-$AF39),1) + IF(ISNUMBER(MATCH(BW$11,$AK39:$AP39,0)),-1,0)*_xlfn.IFS(ISNUMBER($AD39),$AD39,ISNUMBER($AE39),$AE39,ISNUMBER($AF39),$AF39,AND($AD39=0,$AE39=0,$AF39=0),1)","v":{"$error":"#N/A"}},{"$f":"IF(ISNUMBER(MATCH(BX$11,$AG39:$AJ39,0)),1,0)*IF(ISNUMBER($AF39),(1-$AF39),1) + IF(ISNUMBER(MATCH(BX$11,$AK39:$AP39,0)),-1,0)*_xlfn.IFS(ISNUMBER($AD39),$AD39,ISNUMBER($AE39),$AE39,ISNUMBER($AF39),$AF39,AND($AD39=0,$AE39=0,$AF39=0),1)","v":{"$error":"#N/A"}},{"$f":"IF(ISNUMBER(MATCH(BY$11,$AG39:$AJ39,0)),1,0)*IF(ISNUMBER($AF39),(1-$AF39),1) + IF(ISNUMBER(MATCH(BY$11,$AK39:$AP39,0)),-1,0)*_xlfn.IFS(ISNUMBER($AD39),$AD39,ISNUMBER($AE39),$AE39,ISNUMBER($AF39),$AF39,AND($AD39=0,$AE39=0,$AF39=0),1)","v":{"$error":"#N/A"}},{"$f":"IF(ISNUMBER(MATCH(BZ$11,$AG39:$AJ39,0)),1,0)*IF(ISNUMBER($AF39),(1-$AF39),1) + IF(ISNUMBER(MATCH(BZ$11,$AK39:$AP39,0)),-1,0)*_xlfn.IFS(ISNUMBER($AD39),$AD39,ISNUMBER($AE39),$AE39,ISNUMBER($AF39),$AF39,AND($AD39=0,$AE39=0,$AF39=0),1)","v":{"$error":"#N/A"}},{"$f":"IF(ISNUMBER(MATCH(CA$11,$AG39:$AJ39,0)),1,0)*IF(ISNUMBER($AF39),(1-$AF39),1) + IF(ISNUMBER(MATCH(CA$11,$AK39:$AP39,0)),-1,0)*_xlfn.IFS(ISNUMBER($AD39),$AD39,ISNUMBER($AE39),$AE39,ISNUMBER($AF39),$AF39,AND($AD39=0,$AE39=0,$AF39=0),1)","v":{"$error":"#N/A"}},{"$f":"IF(ISNUMBER(MATCH(CB$11,$AG39:$AJ39,0)),1,0)*IF(ISNUMBER($AF39),(1-$AF39),1) + IF(ISNUMBER(MATCH(CB$11,$AK39:$AP39,0)),-1,0)*_xlfn.IFS(ISNUMBER($AD39),$AD39,ISNUMBER($AE39),$AE39,ISNUMBER($AF39),$AF39,AND($AD39=0,$AE39=0,$AF39=0),1)","v":{"$error":"#N/A"}},{"$f":"IF(ISNUMBER(MATCH(CC$11,$AG39:$AJ39,0)),1,0)*IF(ISNUMBER($AF39),(1-$AF39),1) + IF(ISNUMBER(MATCH(CC$11,$AK39:$AP39,0)),-1,0)*_xlfn.IFS(ISNUMBER($AD39),$AD39,ISNUMBER($AE39),$AE39,ISNUMBER($AF39),$AF39,AND($AD39=0,$AE39=0,$AF39=0),1)","v":{"$error":"#N/A"}},{"$f":"IF(ISNUMBER(MATCH(CD$11,$AG39:$AJ39,0)),1,0)*IF(ISNUMBER($AF39),(1-$AF39),1) + IF(ISNUMBER(MATCH(CD$11,$AK39:$AP39,0)),-1,0)*_xlfn.IFS(ISNUMBER($AD39),$AD39,ISNUMBER($AE39),$AE39,ISNUMBER($AF39),$AF39,AND($AD39=0,$AE39=0,$AF39=0),1)","v":{"$error":"#N/A"}},{"$f":"IF(ISNUMBER(MATCH(CE$11,$AG39:$AJ39,0)),1,0)*IF(ISNUMBER($AF39),(1-$AF39),1) + IF(ISNUMBER(MATCH(CE$11,$AK39:$AP39,0)),-1,0)*_xlfn.IFS(ISNUMBER($AD39),$AD39,ISNUMBER($AE39),$AE39,ISNUMBER($AF39),$AF39,AND($AD39=0,$AE39=0,$AF39=0),1)","v":{"$error":"#N/A"}},{"$f":"IF(ISNUMBER(MATCH(CF$11,$AG39:$AJ39,0)),1,0)*IF(ISNUMBER($AF39),(1-$AF39),1) + IF(ISNUMBER(MATCH(CF$11,$AK39:$AP39,0)),-1,0)*_xlfn.IFS(ISNUMBER($AD39),$AD39,ISNUMBER($AE39),$AE39,ISNUMBER($AF39),$AF39,AND($AD39=0,$AE39=0,$AF39=0),1)","v":{"$error":"#N/A"}},{"$f":"IF(ISNUMBER(MATCH(CG$11,$AG39:$AJ39,0)),1,0)*IF(ISNUMBER($AF39),(1-$AF39),1) + IF(ISNUMBER(MATCH(CG$11,$AK39:$AP39,0)),-1,0)*_xlfn.IFS(ISNUMBER($AD39),$AD39,ISNUMBER($AE39),$AE39,ISNUMBER($AF39),$AF39,AND($AD39=0,$AE39=0,$AF39=0),1)","v":{"$error":"#N/A"}},{"$f":"IF(ISNUMBER(MATCH(CH$11,$AG39:$AJ39,0)),1,0)*IF(ISNUMBER($AF39),(1-$AF39),1) + IF(ISNUMBER(MATCH(CH$11,$AK39:$AP39,0)),-1,0)*_xlfn.IFS(ISNUMBER($AD39),$AD39,ISNUMBER($AE39),$AE39,ISNUMBER($AF39),$AF39,AND($AD39=0,$AE39=0,$AF39=0),1)","v":{"$error":"#N/A"}},{"$f":"IF(ISNUMBER(MATCH(CI$11,$AG39:$AJ39,0)),1,0)*IF(ISNUMBER($AF39),(1-$AF39),1) + IF(ISNUMBER(MATCH(CI$11,$AK39:$AP39,0)),-1,0)*_xlfn.IFS(ISNUMBER($AD39),$AD39,ISNUMBER($AE39),$AE39,ISNUMBER($AF39),$AF39,AND($AD39=0,$AE39=0,$AF39=0),1)","v":{"$error":"#N/A"}},{"$f":"IF(ISNUMBER(MATCH(CJ$11,$AG39:$AJ39,0)),1,0)*IF(ISNUMBER($AF39),(1-$AF39),1) + IF(ISNUMBER(MATCH(CJ$11,$AK39:$AP39,0)),-1,0)*_xlfn.IFS(ISNUMBER($AD39),$AD39,ISNUMBER($AE39),$AE39,ISNUMBER($AF39),$AF39,AND($AD39=0,$AE39=0,$AF39=0),1)","v":{"$error":"#N/A"}},{"$f":"IF(ISNUMBER(MATCH(CK$11,$AG39:$AJ39,0)),1,0)*IF(ISNUMBER($AF39),(1-$AF39),1) + IF(ISNUMBER(MATCH(CK$11,$AK39:$AP39,0)),-1,0)*_xlfn.IFS(ISNUMBER($AD39),$AD39,ISNUMBER($AE39),$AE39,ISNUMBER($AF39),$AF39,AND($AD39=0,$AE39=0,$AF39=0),1)","v":{"$error":"#N/A"}},{"$f":"IF(ISNUMBER(MATCH(CL$11,$AG39:$AJ39,0)),1,0)*IF(ISNUMBER($AF39),(1-$AF39),1) + IF(ISNUMBER(MATCH(CL$11,$AK39:$AP39,0)),-1,0)*_xlfn.IFS(ISNUMBER($AD39),$AD39,ISNUMBER($AE39),$AE39,ISNUMBER($AF39),$AF39,AND($AD39=0,$AE39=0,$AF39=0),1)","v":{"$error":"#N/A"}},{"$f":"IF(ISNUMBER(MATCH(CM$11,$AG39:$AJ39,0)),1,0)*IF(ISNUMBER($AF39),(1-$AF39),1) + IF(ISNUMBER(MATCH(CM$11,$AK39:$AP39,0)),-1,0)*_xlfn.IFS(ISNUMBER($AD39),$AD39,ISNUMBER($AE39),$AE39,ISNUMBER($AF39),$AF39,AND($AD39=0,$AE39=0,$AF39=0),1)","v":{"$error":"#N/A"}},{"$f":"IF(ISNUMBER(MATCH(CN$11,$AG39:$AJ39,0)),1,0)*IF(ISNUMBER($AF39),(1-$AF39),1) + IF(ISNUMBER(MATCH(CN$11,$AK39:$AP39,0)),-1,0)*_xlfn.IFS(ISNUMBER($AD39),$AD39,ISNUMBER($AE39),$AE39,ISNUMBER($AF39),$AF39,AND($AD39=0,$AE39=0,$AF39=0),1)","v":{"$error":"#N/A"}},{"$f":"IF(ISNUMBER(MATCH(CO$11,$AG39:$AJ39,0)),1,0)*IF(ISNUMBER($AF39),(1-$AF39),1) + IF(ISNUMBER(MATCH(CO$11,$AK39:$AP39,0)),-1,0)*_xlfn.IFS(ISNUMBER($AD39),$AD39,ISNUMBER($AE39),$AE39,ISNUMBER($AF39),$AF39,AND($AD39=0,$AE39=0,$AF39=0),1)","v":{"$error":"#N/A"}},{"$f":"IF(ISNUMBER(MATCH(CP$11,$AG39:$AJ39,0)),1,0)*IF(ISNUMBER($AF39),(1-$AF39),1) + IF(ISNUMBER(MATCH(CP$11,$AK39:$AP39,0)),-1,0)*_xlfn.IFS(ISNUMBER($AD39),$AD39,ISNUMBER($AE39),$AE39,ISNUMBER($AF39),$AF39,AND($AD39=0,$AE39=0,$AF39=0),1)","v":{"$error":"#N/A"}},{"$f":"IF(ISNUMBER(MATCH(CQ$11,$AG39:$AJ39,0)),1,0)*IF(ISNUMBER($AF39),(1-$AF39),1) + IF(ISNUMBER(MATCH(CQ$11,$AK39:$AP39,0)),-1,0)*_xlfn.IFS(ISNUMBER($AD39),$AD39,ISNUMBER($AE39),$AE39,ISNUMBER($AF39),$AF39,AND($AD39=0,$AE39=0,$AF39=0),1)","v":{"$error":"#N/A"}},{"$f":"IF(ISNUMBER(MATCH(CR$11,$AG39:$AJ39,0)),1,0)*IF(ISNUMBER($AF39),(1-$AF39),1) + IF(ISNUMBER(MATCH(CR$11,$AK39:$AP39,0)),-1,0)*_xlfn.IFS(ISNUMBER($AD39),$AD39,ISNUMBER($AE39),$AE39,ISNUMBER($AF39),$AF39,AND($AD39=0,$AE39=0,$AF39=0),1)","v":{"$error":"#N/A"}},{"$f":"IF(ISNUMBER(MATCH(CS$11,$AG39:$AJ39,0)),1,0)*IF(ISNUMBER($AF39),(1-$AF39),1) + IF(ISNUMBER(MATCH(CS$11,$AK39:$AP39,0)),-1,0)*_xlfn.IFS(ISNUMBER($AD39),$AD39,ISNUMBER($AE39),$AE39,ISNUMBER($AF39),$AF39,AND($AD39=0,$AE39=0,$AF39=0),1)","v":{"$error":"#N/A"}},{"$f":"IF(ISNUMBER(MATCH(CT$11,$AG39:$AJ39,0)),1,0)*IF(ISNUMBER($AF39),(1-$AF39),1) + IF(ISNUMBER(MATCH(CT$11,$AK39:$AP39,0)),-1,0)*_xlfn.IFS(ISNUMBER($AD39),$AD39,ISNUMBER($AE39),$AE39,ISNUMBER($AF39),$AF39,AND($AD39=0,$AE39=0,$AF39=0),1)","v":{"$error":"#N/A"}},{"$f":"IF(ISNUMBER(MATCH(CU$11,$AG39:$AJ39,0)),1,0)*IF(ISNUMBER($AF39),(1-$AF39),1) + IF(ISNUMBER(MATCH(CU$11,$AK39:$AP39,0)),-1,0)*_xlfn.IFS(ISNUMBER($AD39),$AD39,ISNUMBER($AE39),$AE39,ISNUMBER($AF39),$AF39,AND($AD39=0,$AE39=0,$AF39=0),1)","v":{"$error":"#N/A"}},{"$f":"IF(ISNUMBER(MATCH(CV$11,$AG39:$AJ39,0)),1,0)*IF(ISNUMBER($AF39),(1-$AF39),1) + IF(ISNUMBER(MATCH(CV$11,$AK39:$AP39,0)),-1,0)*_xlfn.IFS(ISNUMBER($AD39),$AD39,ISNUMBER($AE39),$AE39,ISNUMBER($AF39),$AF39,AND($AD39=0,$AE39=0,$AF39=0),1)","v":{"$error":"#N/A"}},{"$f":"IF(ISNUMBER(MATCH(CW$11,$AG39:$AJ39,0)),1,0)*IF(ISNUMBER($AF39),(1-$AF39),1) + IF(ISNUMBER(MATCH(CW$11,$AK39:$AP39,0)),-1,0)*_xlfn.IFS(ISNUMBER($AD39),$AD39,ISNUMBER($AE39),$AE39,ISNUMBER($AF39),$AF39,AND($AD39=0,$AE39=0,$AF39=0),1)","v":{"$error":"#N/A"}},{"$f":"IF(ISNUMBER(MATCH(CX$11,$AG39:$AJ39,0)),1,0)*IF(ISNUMBER($AF39),(1-$AF39),1) + IF(ISNUMBER(MATCH(CX$11,$AK39:$AP39,0)),-1,0)*_xlfn.IFS(ISNUMBER($AD39),$AD39,ISNUMBER($AE39),$AE39,ISNUMBER($AF39),$AF39,AND($AD39=0,$AE39=0,$AF39=0),1)","v":{"$error":"#N/A"}},{"$f":"IF(ISNUMBER(MATCH(CY$11,$AG39:$AJ39,0)),1,0)*IF(ISNUMBER($AF39),(1-$AF39),1) + IF(ISNUMBER(MATCH(CY$11,$AK39:$AP39,0)),-1,0)*_xlfn.IFS(ISNUMBER($AD39),$AD39,ISNUMBER($AE39),$AE39,ISNUMBER($AF39),$AF39,AND($AD39=0,$AE39=0,$AF39=0),1)","v":{"$error":"#N/A"}},{"$f":"IF(ISNUMBER(MATCH(CZ$11,$AG39:$AJ39,0)),1,0)*IF(ISNUMBER($AF39),(1-$AF39),1) + IF(ISNUMBER(MATCH(CZ$11,$AK39:$AP39,0)),-1,0)*_xlfn.IFS(ISNUMBER($AD39),$AD39,ISNUMBER($AE39),$AE39,ISNUMBER($AF39),$AF39,AND($AD39=0,$AE39=0,$AF39=0),1)","v":{"$error":"#N/A"}},{"$f":"IF(ISNUMBER(MATCH(DA$11,$AG39:$AJ39,0)),1,0)*IF(ISNUMBER($AF39),(1-$AF39),1) + IF(ISNUMBER(MATCH(DA$11,$AK39:$AP39,0)),-1,0)*_xlfn.IFS(ISNUMBER($AD39),$AD39,ISNUMBER($AE39),$AE39,ISNUMBER($AF39),$AF39,AND($AD39=0,$AE39=0,$AF39=0),1)","v":{"$error":"#N/A"}},{"$f":"IF(ISNUMBER(MATCH(DB$11,$AG39:$AJ39,0)),1,0)*IF(ISNUMBER($AF39),(1-$AF39),1) + IF(ISNUMBER(MATCH(DB$11,$AK39:$AP39,0)),-1,0)*_xlfn.IFS(ISNUMBER($AD39),$AD39,ISNUMBER($AE39),$AE39,ISNUMBER($AF39),$AF39,AND($AD39=0,$AE39=0,$AF39=0),1)","v":{"$error":"#N/A"}},{"$f":"IF(ISNUMBER(MATCH(DC$11,$AG39:$AJ39,0)),1,0)*IF(ISNUMBER($AF39),(1-$AF39),1) + IF(ISNUMBER(MATCH(DC$11,$AK39:$AP39,0)),-1,0)*_xlfn.IFS(ISNUMBER($AD39),$AD39,ISNUMBER($AE39),$AE39,ISNUMBER($AF39),$AF39,AND($AD39=0,$AE39=0,$AF39=0),1)","v":{"$error":"#N/A"}},{"$f":"IF(ISNUMBER(MATCH(DD$11,$AG39:$AJ39,0)),1,0)*IF(ISNUMBER($AF39),(1-$AF39),1) + IF(ISNUMBER(MATCH(DD$11,$AK39:$AP39,0)),-1,0)*_xlfn.IFS(ISNUMBER($AD39),$AD39,ISNUMBER($AE39),$AE39,ISNUMBER($AF39),$AF39,AND($AD39=0,$AE39=0,$AF39=0),1)","v":{"$error":"#N/A"}},{"$f":"IF(ISNUMBER(MATCH(DE$11,$AG39:$AJ39,0)),1,0)*IF(ISNUMBER($AF39),(1-$AF39),1) + IF(ISNUMBER(MATCH(DE$11,$AK39:$AP39,0)),-1,0)*_xlfn.IFS(ISNUMBER($AD39),$AD39,ISNUMBER($AE39),$AE39,ISNUMBER($AF39),$AF39,AND($AD39=0,$AE39=0,$AF39=0),1)","v":{"$error":"#N/A"}},null,0,null,null,null,null,null,null,null,null,null,null,null,-26,{"$error":"#N/A"},{"$error":"#N/A"},0,0,0,0,0,0,0,0,0,0,0,0,0,0,0,0,3,12,50,0,0]
[null,null,null,null,null,"core and shell",{"$f":"SUM(C58:F58)","v":{"$error":"#N/A"}},null,null,{"$f":"IF(J25>0,J26/J25,)","v":{"$error":"#N/A"}},{"$f":"IF(K25>0,K26/K25,)","v":{"$error":"#N/A"}},{"$f":"IF(L25>0,L26/L25,)","v":{"$error":"#N/A"}},{"$f":"IF(M25>0,M26/M25,)","v":{"$error":"#N/A"}},{"$f":"IF(N26>0,N25/N26,)","v":{"$error":"#N/A"}},{"$f":"IF(O25>0,O26/O25,)","v":{"$error":"#N/A"}},{"$f":"IF(P25>0,P26/P25,)","v":{"$error":"#N/A"}},{"$f":"IF(Q25>0,Q26/Q25,)","v":{"$error":"#N/A"}},null,"e_drms_oh-dr4",0,{"$error":"#N/A"},null,null,null,null,null,"HRU,LT","Prop",null,{"$f":"K59","v":{"$error":"#N/A"}},null,null,"q_dr2_cls,a",null,null,null,"e_drms_crit-dr2",null,null,null,null,null,null,{"$f":"IF(ISNUMBER(MATCH(AR$11,$AG40:$AJ40,0)),1,0)*IF(ISNUMBER($AF40),(1-$AF40),1) + IF(ISNUMBER(MATCH(AR$11,$AK40:$AP40,0)),-1,0)*_xlfn.IFS(ISNUMBER($AD40),$AD40,ISNUMBER($AE40),$AE40,ISNUMBER($AF40),$AF40,AND($AD40=0,$AE40=0,$AF40=0),1)","v":{"$error":"#N/A"}},{"$f":"IF(ISNUMBER(MATCH(AS$11,$AG40:$AJ40,0)),1,0)*IF(ISNUMBER($AF40),(1-$AF40),1) + IF(ISNUMBER(MATCH(AS$11,$AK40:$AP40,0)),-1,0)*_xlfn.IFS(ISNUMBER($AD40),$AD40,ISNUMBER($AE40),$AE40,ISNUMBER($AF40),$AF40,AND($AD40=0,$AE40=0,$AF40=0),1)","v":{"$error":"#N/A"}},{"$f":"IF(ISNUMBER(MATCH(AT$11,$AG40:$AJ40,0)),1,0)*IF(ISNUMBER($AF40),(1-$AF40),1) + IF(ISNUMBER(MATCH(AT$11,$AK40:$AP40,0)),-1,0)*_xlfn.IFS(ISNUMBER($AD40),$AD40,ISNUMBER($AE40),$AE40,ISNUMBER($AF40),$AF40,AND($AD40=0,$AE40=0,$AF40=0),1)","v":{"$error":"#N/A"}},{"$f":"IF(ISNUMBER(MATCH(AU$11,$AG40:$AJ40,0)),1,0)*IF(ISNUMBER($AF40),(1-$AF40),1) + IF(ISNUMBER(MATCH(AU$11,$AK40:$AP40,0)),-1,0)*_xlfn.IFS(ISNUMBER($AD40),$AD40,ISNUMBER($AE40),$AE40,ISNUMBER($AF40),$AF40,AND($AD40=0,$AE40=0,$AF40=0),1)","v":{"$error":"#N/A"}},{"$f":"IF(ISNUMBER(MATCH(AV$11,$AG40:$AJ40,0)),1,0)*IF(ISNUMBER($AF40),(1-$AF40),1) + IF(ISNUMBER(MATCH(AV$11,$AK40:$AP40,0)),-1,0)*_xlfn.IFS(ISNUMBER($AD40),$AD40,ISNUMBER($AE40),$AE40,ISNUMBER($AF40),$AF40,AND($AD40=0,$AE40=0,$AF40=0),1)","v":{"$error":"#N/A"}},{"$f":"IF(ISNUMBER(MATCH(AW$11,$AG40:$AJ40,0)),1,0)*IF(ISNUMBER($AF40),(1-$AF40),1) + IF(ISNUMBER(MATCH(AW$11,$AK40:$AP40,0)),-1,0)*_xlfn.IFS(ISNUMBER($AD40),$AD40,ISNUMBER($AE40),$AE40,ISNUMBER($AF40),$AF40,AND($AD40=0,$AE40=0,$AF40=0),1)","v":{"$error":"#N/A"}},{"$f":"IF(ISNUMBER(MATCH(AX$11,$AG40:$AJ40,0)),1,0)*IF(ISNUMBER($AF40),(1-$AF40),1) + IF(ISNUMBER(MATCH(AX$11,$AK40:$AP40,0)),-1,0)*_xlfn.IFS(ISNUMBER($AD40),$AD40,ISNUMBER($AE40),$AE40,ISNUMBER($AF40),$AF40,AND($AD40=0,$AE40=0,$AF40=0),1)","v":{"$error":"#N/A"}},{"$f":"IF(ISNUMBER(MATCH(AY$11,$AG40:$AJ40,0)),1,0)*IF(ISNUMBER($AF40),(1-$AF40),1) + IF(ISNUMBER(MATCH(AY$11,$AK40:$AP40,0)),-1,0)*_xlfn.IFS(ISNUMBER($AD40),$AD40,ISNUMBER($AE40),$AE40,ISNUMBER($AF40),$AF40,AND($AD40=0,$AE40=0,$AF40=0),1)","v":{"$error":"#N/A"}},{"$f":"IF(ISNUMBER(MATCH(AZ$11,$AG40:$AJ40,0)),1,0)*IF(ISNUMBER($AF40),(1-$AF40),1) + IF(ISNUMBER(MATCH(AZ$11,$AK40:$AP40,0)),-1,0)*_xlfn.IFS(ISNUMBER($AD40),$AD40,ISNUMBER($AE40),$AE40,ISNUMBER($AF40),$AF40,AND($AD40=0,$AE40=0,$AF40=0),1)","v":{"$error":"#N/A"}},{"$f":"IF(ISNUMBER(MATCH(BA$11,$AG40:$AJ40,0)),1,0)*IF(ISNUMBER($AF40),(1-$AF40),1) + IF(ISNUMBER(MATCH(BA$11,$AK40:$AP40,0)),-1,0)*_xlfn.IFS(ISNUMBER($AD40),$AD40,ISNUMBER($AE40),$AE40,ISNUMBER($AF40),$AF40,AND($AD40=0,$AE40=0,$AF40=0),1)","v":{"$error":"#N/A"}},{"$f":"IF(ISNUMBER(MATCH(BB$11,$AG40:$AJ40,0)),1,0)*IF(ISNUMBER($AF40),(1-$AF40),1) + IF(ISNUMBER(MATCH(BB$11,$AK40:$AP40,0)),-1,0)*_xlfn.IFS(ISNUMBER($AD40),$AD40,ISNUMBER($AE40),$AE40,ISNUMBER($AF40),$AF40,AND($AD40=0,$AE40=0,$AF40=0),1)","v":{"$error":"#N/A"}},{"$f":"IF(ISNUMBER(MATCH(BC$11,$AG40:$AJ40,0)),1,0)*IF(ISNUMBER($AF40),(1-$AF40),1) + IF(ISNUMBER(MATCH(BC$11,$AK40:$AP40,0)),-1,0)*_xlfn.IFS(ISNUMBER($AD40),$AD40,ISNUMBER($AE40),$AE40,ISNUMBER($AF40),$AF40,AND($AD40=0,$AE40=0,$AF40=0),1)","v":{"$error":"#N/A"}},{"$f":"IF(ISNUMBER(MATCH(BD$11,$AG40:$AJ40,0)),1,0)*IF(ISNUMBER($AF40),(1-$AF40),1) + IF(ISNUMBER(MATCH(BD$11,$AK40:$AP40,0)),-1,0)*_xlfn.IFS(ISNUMBER($AD40),$AD40,ISNUMBER($AE40),$AE40,ISNUMBER($AF40),$AF40,AND($AD40=0,$AE40=0,$AF40=0),1)","v":{"$error":"#N/A"}},{"$f":"IF(ISNUMBER(MATCH(BE$11,$AG40:$AJ40,0)),1,0)*IF(ISNUMBER($AF40),(1-$AF40),1) + IF(ISNUMBER(MATCH(BE$11,$AK40:$AP40,0)),-1,0)*_xlfn.IFS(ISNUMBER($AD40),$AD40,ISNUMBER($AE40),$AE40,ISNUMBER($AF40),$AF40,AND($AD40=0,$AE40=0,$AF40=0),1)","v":{"$error":"#N/A"}},{"$f":"IF(ISNUMBER(MATCH(BF$11,$AG40:$AJ40,0)),1,0)*IF(ISNUMBER($AF40),(1-$AF40),1) + IF(ISNUMBER(MATCH(BF$11,$AK40:$AP40,0)),-1,0)*_xlfn.IFS(ISNUMBER($AD40),$AD40,ISNUMBER($AE40),$AE40,ISNUMBER($AF40),$AF40,AND($AD40=0,$AE40=0,$AF40=0),1)","v":{"$error":"#N/A"}},{"$f":"IF(ISNUMBER(MATCH(BG$11,$AG40:$AJ40,0)),1,0)*IF(ISNUMBER($AF40),(1-$AF40),1) + IF(ISNUMBER(MATCH(BG$11,$AK40:$AP40,0)),-1,0)*_xlfn.IFS(ISNUMBER($AD40),$AD40,ISNUMBER($AE40),$AE40,ISNUMBER($AF40),$AF40,AND($AD40=0,$AE40=0,$AF40=0),1)","v":{"$error":"#N/A"}},{"$f":"IF(ISNUMBER(MATCH(BH$11,$AG40:$AJ40,0)),1,0)*IF(ISNUMBER($AF40),(1-$AF40),1) + IF(ISNUMBER(MATCH(BH$11,$AK40:$AP40,0)),-1,0)*_xlfn.IFS(ISNUMBER($AD40),$AD40,ISNUMBER($AE40),$AE40,ISNUMBER($AF40),$AF40,AND($AD40=0,$AE40=0,$AF40=0),1)","v":{"$error":"#N/A"}},{"$f":"IF(ISNUMBER(MATCH(BI$11,$AG40:$AJ40,0)),1,0)*IF(ISNUMBER($AF40),(1-$AF40),1) + IF(ISNUMBER(MATCH(BI$11,$AK40:$AP40,0)),-1,0)*_xlfn.IFS(ISNUMBER($AD40),$AD40,ISNUMBER($AE40),$AE40,ISNUMBER($AF40),$AF40,AND($AD40=0,$AE40=0,$AF40=0),1)","v":{"$error":"#N/A"}},{"$f":"IF(ISNUMBER(MATCH(BJ$11,$AG40:$AJ40,0)),1,0)*IF(ISNUMBER($AF40),(1-$AF40),1) + IF(ISNUMBER(MATCH(BJ$11,$AK40:$AP40,0)),-1,0)*_xlfn.IFS(ISNUMBER($AD40),$AD40,ISNUMBER($AE40),$AE40,ISNUMBER($AF40),$AF40,AND($AD40=0,$AE40=0,$AF40=0),1)","v":{"$error":"#N/A"}},{"$f":"IF(ISNUMBER(MATCH(BK$11,$AG40:$AJ40,0)),1,0)*IF(ISNUMBER($AF40),(1-$AF40),1) + IF(ISNUMBER(MATCH(BK$11,$AK40:$AP40,0)),-1,0)*_xlfn.IFS(ISNUMBER($AD40),$AD40,ISNUMBER($AE40),$AE40,ISNUMBER($AF40),$AF40,AND($AD40=0,$AE40=0,$AF40=0),1)","v":{"$error":"#N/A"}},{"$f":"IF(ISNUMBER(MATCH(BL$11,$AG40:$AJ40,0)),1,0)*IF(ISNUMBER($AF40),(1-$AF40),1) + IF(ISNUMBER(MATCH(BL$11,$AK40:$AP40,0)),-1,0)*_xlfn.IFS(ISNUMBER($AD40),$AD40,ISNUMBER($AE40),$AE40,ISNUMBER($AF40),$AF40,AND($AD40=0,$AE40=0,$AF40=0),1)","v":{"$error":"#N/A"}},{"$f":"IF(ISNUMBER(MATCH(BM$11,$AG40:$AJ40,0)),1,0)*IF(ISNUMBER($AF40),(1-$AF40),1) + IF(ISNUMBER(MATCH(BM$11,$AK40:$AP40,0)),-1,0)*_xlfn.IFS(ISNUMBER($AD40),$AD40,ISNUMBER($AE40),$AE40,ISNUMBER($AF40),$AF40,AND($AD40=0,$AE40=0,$AF40=0),1)","v":{"$error":"#N/A"}},{"$f":"IF(ISNUMBER(MATCH(BN$11,$AG40:$AJ40,0)),1,0)*IF(ISNUMBER($AF40),(1-$AF40),1) + IF(ISNUMBER(MATCH(BN$11,$AK40:$AP40,0)),-1,0)*_xlfn.IFS(ISNUMBER($AD40),$AD40,ISNUMBER($AE40),$AE40,ISNUMBER($AF40),$AF40,AND($AD40=0,$AE40=0,$AF40=0),1)","v":{"$error":"#N/A"}},{"$f":"IF(ISNUMBER(MATCH(BO$11,$AG40:$AJ40,0)),1,0)*IF(ISNUMBER($AF40),(1-$AF40),1) + IF(ISNUMBER(MATCH(BO$11,$AK40:$AP40,0)),-1,0)*_xlfn.IFS(ISNUMBER($AD40),$AD40,ISNUMBER($AE40),$AE40,ISNUMBER($AF40),$AF40,AND($AD40=0,$AE40=0,$AF40=0),1)","v":{"$error":"#N/A"}},{"$f":"IF(ISNUMBER(MATCH(BP$11,$AG40:$AJ40,0)),1,0)*IF(ISNUMBER($AF40),(1-$AF40),1) + IF(ISNUMBER(MATCH(BP$11,$AK40:$AP40,0)),-1,0)*_xlfn.IFS(ISNUMBER($AD40),$AD40,ISNUMBER($AE40),$AE40,ISNUMBER($AF40),$AF40,AND($AD40=0,$AE40=0,$AF40=0),1)","v":{"$error":"#N/A"}},{"$f":"IF(ISNUMBER(MATCH(BQ$11,$AG40:$AJ40,0)),1,0)*IF(ISNUMBER($AF40),(1-$AF40),1) + IF(ISNUMBER(MATCH(BQ$11,$AK40:$AP40,0)),-1,0)*_xlfn.IFS(ISNUMBER($AD40),$AD40,ISNUMBER($AE40),$AE40,ISNUMBER($AF40),$AF40,AND($AD40=0,$AE40=0,$AF40=0),1)","v":{"$error":"#N/A"}},{"$f":"IF(ISNUMBER(MATCH(BR$11,$AG40:$AJ40,0)),1,0)*IF(ISNUMBER($AF40),(1-$AF40),1) + IF(ISNUMBER(MATCH(BR$11,$AK40:$AP40,0)),-1,0)*_xlfn.IFS(ISNUMBER($AD40),$AD40,ISNUMBER($AE40),$AE40,ISNUMBER($AF40),$AF40,AND($AD40=0,$AE40=0,$AF40=0),1)","v":{"$error":"#N/A"}},{"$f":"IF(ISNUMBER(MATCH(BS$11,$AG40:$AJ40,0)),1,0)*IF(ISNUMBER($AF40),(1-$AF40),1) + IF(ISNUMBER(MATCH(BS$11,$AK40:$AP40,0)),-1,0)*_xlfn.IFS(ISNUMBER($AD40),$AD40,ISNUMBER($AE40),$AE40,ISNUMBER($AF40),$AF40,AND($AD40=0,$AE40=0,$AF40=0),1)","v":{"$error":"#N/A"}},{"$f":"IF(ISNUMBER(MATCH(BT$11,$AG40:$AJ40,0)),1,0)*IF(ISNUMBER($AF40),(1-$AF40),1) + IF(ISNUMBER(MATCH(BT$11,$AK40:$AP40,0)),-1,0)*_xlfn.IFS(ISNUMBER($AD40),$AD40,ISNUMBER($AE40),$AE40,ISNUMBER($AF40),$AF40,AND($AD40=0,$AE40=0,$AF40=0),1)","v":{"$error":"#N/A"}},{"$f":"IF(ISNUMBER(MATCH(BU$11,$AG40:$AJ40,0)),1,0)*IF(ISNUMBER($AF40),(1-$AF40),1) + IF(ISNUMBER(MATCH(BU$11,$AK40:$AP40,0)),-1,0)*_xlfn.IFS(ISNUMBER($AD40),$AD40,ISNUMBER($AE40),$AE40,ISNUMBER($AF40),$AF40,AND($AD40=0,$AE40=0,$AF40=0),1)","v":{"$error":"#N/A"}},{"$f":"IF(ISNUMBER(MATCH(BV$11,$AG40:$AJ40,0)),1,0)*IF(ISNUMBER($AF40),(1-$AF40),1) + IF(ISNUMBER(MATCH(BV$11,$AK40:$AP40,0)),-1,0)*_xlfn.IFS(ISNUMBER($AD40),$AD40,ISNUMBER($AE40),$AE40,ISNUMBER($AF40),$AF40,AND($AD40=0,$AE40=0,$AF40=0),1)","v":{"$error":"#N/A"}},{"$f":"IF(ISNUMBER(MATCH(BW$11,$AG40:$AJ40,0)),1,0)*IF(ISNUMBER($AF40),(1-$AF40),1) + IF(ISNUMBER(MATCH(BW$11,$AK40:$AP40,0)),-1,0)*_xlfn.IFS(ISNUMBER($AD40),$AD40,ISNUMBER($AE40),$AE40,ISNUMBER($AF40),$AF40,AND($AD40=0,$AE40=0,$AF40=0),1)","v":{"$error":"#N/A"}},{"$f":"IF(ISNUMBER(MATCH(BX$11,$AG40:$AJ40,0)),1,0)*IF(ISNUMBER($AF40),(1-$AF40),1) + IF(ISNUMBER(MATCH(BX$11,$AK40:$AP40,0)),-1,0)*_xlfn.IFS(ISNUMBER($AD40),$AD40,ISNUMBER($AE40),$AE40,ISNUMBER($AF40),$AF40,AND($AD40=0,$AE40=0,$AF40=0),1)","v":{"$error":"#N/A"}},{"$f":"IF(ISNUMBER(MATCH(BY$11,$AG40:$AJ40,0)),1,0)*IF(ISNUMBER($AF40),(1-$AF40),1) + IF(ISNUMBER(MATCH(BY$11,$AK40:$AP40,0)),-1,0)*_xlfn.IFS(ISNUMBER($AD40),$AD40,ISNUMBER($AE40),$AE40,ISNUMBER($AF40),$AF40,AND($AD40=0,$AE40=0,$AF40=0),1)","v":{"$error":"#N/A"}},{"$f":"IF(ISNUMBER(MATCH(BZ$11,$AG40:$AJ40,0)),1,0)*IF(ISNUMBER($AF40),(1-$AF40),1) + IF(ISNUMBER(MATCH(BZ$11,$AK40:$AP40,0)),-1,0)*_xlfn.IFS(ISNUMBER($AD40),$AD40,ISNUMBER($AE40),$AE40,ISNUMBER($AF40),$AF40,AND($AD40=0,$AE40=0,$AF40=0),1)","v":{"$error":"#N/A"}},{"$f":"IF(ISNUMBER(MATCH(CA$11,$AG40:$AJ40,0)),1,0)*IF(ISNUMBER($AF40),(1-$AF40),1) + IF(ISNUMBER(MATCH(CA$11,$AK40:$AP40,0)),-1,0)*_xlfn.IFS(ISNUMBER($AD40),$AD40,ISNUMBER($AE40),$AE40,ISNUMBER($AF40),$AF40,AND($AD40=0,$AE40=0,$AF40=0),1)","v":{"$error":"#N/A"}},{"$f":"IF(ISNUMBER(MATCH(CB$11,$AG40:$AJ40,0)),1,0)*IF(ISNUMBER($AF40),(1-$AF40),1) + IF(ISNUMBER(MATCH(CB$11,$AK40:$AP40,0)),-1,0)*_xlfn.IFS(ISNUMBER($AD40),$AD40,ISNUMBER($AE40),$AE40,ISNUMBER($AF40),$AF40,AND($AD40=0,$AE40=0,$AF40=0),1)","v":{"$error":"#N/A"}},{"$f":"IF(ISNUMBER(MATCH(CC$11,$AG40:$AJ40,0)),1,0)*IF(ISNUMBER($AF40),(1-$AF40),1) + IF(ISNUMBER(MATCH(CC$11,$AK40:$AP40,0)),-1,0)*_xlfn.IFS(ISNUMBER($AD40),$AD40,ISNUMBER($AE40),$AE40,ISNUMBER($AF40),$AF40,AND($AD40=0,$AE40=0,$AF40=0),1)","v":{"$error":"#N/A"}},{"$f":"IF(ISNUMBER(MATCH(CD$11,$AG40:$AJ40,0)),1,0)*IF(ISNUMBER($AF40),(1-$AF40),1) + IF(ISNUMBER(MATCH(CD$11,$AK40:$AP40,0)),-1,0)*_xlfn.IFS(ISNUMBER($AD40),$AD40,ISNUMBER($AE40),$AE40,ISNUMBER($AF40),$AF40,AND($AD40=0,$AE40=0,$AF40=0),1)","v":{"$error":"#N/A"}},{"$f":"IF(ISNUMBER(MATCH(CE$11,$AG40:$AJ40,0)),1,0)*IF(ISNUMBER($AF40),(1-$AF40),1) + IF(ISNUMBER(MATCH(CE$11,$AK40:$AP40,0)),-1,0)*_xlfn.IFS(ISNUMBER($AD40),$AD40,ISNUMBER($AE40),$AE40,ISNUMBER($AF40),$AF40,AND($AD40=0,$AE40=0,$AF40=0),1)","v":{"$error":"#N/A"}},{"$f":"IF(ISNUMBER(MATCH(CF$11,$AG40:$AJ40,0)),1,0)*IF(ISNUMBER($AF40),(1-$AF40),1) + IF(ISNUMBER(MATCH(CF$11,$AK40:$AP40,0)),-1,0)*_xlfn.IFS(ISNUMBER($AD40),$AD40,ISNUMBER($AE40),$AE40,ISNUMBER($AF40),$AF40,AND($AD40=0,$AE40=0,$AF40=0),1)","v":{"$error":"#N/A"}},{"$f":"IF(ISNUMBER(MATCH(CG$11,$AG40:$AJ40,0)),1,0)*IF(ISNUMBER($AF40),(1-$AF40),1) + IF(ISNUMBER(MATCH(CG$11,$AK40:$AP40,0)),-1,0)*_xlfn.IFS(ISNUMBER($AD40),$AD40,ISNUMBER($AE40),$AE40,ISNUMBER($AF40),$AF40,AND($AD40=0,$AE40=0,$AF40=0),1)","v":{"$error":"#N/A"}},{"$f":"IF(ISNUMBER(MATCH(CH$11,$AG40:$AJ40,0)),1,0)*IF(ISNUMBER($AF40),(1-$AF40),1) + IF(ISNUMBER(MATCH(CH$11,$AK40:$AP40,0)),-1,0)*_xlfn.IFS(ISNUMBER($AD40),$AD40,ISNUMBER($AE40),$AE40,ISNUMBER($AF40),$AF40,AND($AD40=0,$AE40=0,$AF40=0),1)","v":{"$error":"#N/A"}},{"$f":"IF(ISNUMBER(MATCH(CI$11,$AG40:$AJ40,0)),1,0)*IF(ISNUMBER($AF40),(1-$AF40),1) + IF(ISNUMBER(MATCH(CI$11,$AK40:$AP40,0)),-1,0)*_xlfn.IFS(ISNUMBER($AD40),$AD40,ISNUMBER($AE40),$AE40,ISNUMBER($AF40),$AF40,AND($AD40=0,$AE40=0,$AF40=0),1)","v":{"$error":"#N/A"}},{"$f":"IF(ISNUMBER(MATCH(CJ$11,$AG40:$AJ40,0)),1,0)*IF(ISNUMBER($AF40),(1-$AF40),1) + IF(ISNUMBER(MATCH(CJ$11,$AK40:$AP40,0)),-1,0)*_xlfn.IFS(ISNUMBER($AD40),$AD40,ISNUMBER($AE40),$AE40,ISNUMBER($AF40),$AF40,AND($AD40=0,$AE40=0,$AF40=0),1)","v":{"$error":"#N/A"}},{"$f":"IF(ISNUMBER(MATCH(CK$11,$AG40:$AJ40,0)),1,0)*IF(ISNUMBER($AF40),(1-$AF40),1) + IF(ISNUMBER(MATCH(CK$11,$AK40:$AP40,0)),-1,0)*_xlfn.IFS(ISNUMBER($AD40),$AD40,ISNUMBER($AE40),$AE40,ISNUMBER($AF40),$AF40,AND($AD40=0,$AE40=0,$AF40=0),1)","v":{"$error":"#N/A"}},{"$f":"IF(ISNUMBER(MATCH(CL$11,$AG40:$AJ40,0)),1,0)*IF(ISNUMBER($AF40),(1-$AF40),1) + IF(ISNUMBER(MATCH(CL$11,$AK40:$AP40,0)),-1,0)*_xlfn.IFS(ISNUMBER($AD40),$AD40,ISNUMBER($AE40),$AE40,ISNUMBER($AF40),$AF40,AND($AD40=0,$AE40=0,$AF40=0),1)","v":{"$error":"#N/A"}},{"$f":"IF(ISNUMBER(MATCH(CM$11,$AG40:$AJ40,0)),1,0)*IF(ISNUMBER($AF40),(1-$AF40),1) + IF(ISNUMBER(MATCH(CM$11,$AK40:$AP40,0)),-1,0)*_xlfn.IFS(ISNUMBER($AD40),$AD40,ISNUMBER($AE40),$AE40,ISNUMBER($AF40),$AF40,AND($AD40=0,$AE40=0,$AF40=0),1)","v":{"$error":"#N/A"}},{"$f":"IF(ISNUMBER(MATCH(CN$11,$AG40:$AJ40,0)),1,0)*IF(ISNUMBER($AF40),(1-$AF40),1) + IF(ISNUMBER(MATCH(CN$11,$AK40:$AP40,0)),-1,0)*_xlfn.IFS(ISNUMBER($AD40),$AD40,ISNUMBER($AE40),$AE40,ISNUMBER($AF40),$AF40,AND($AD40=0,$AE40=0,$AF40=0),1)","v":{"$error":"#N/A"}},{"$f":"IF(ISNUMBER(MATCH(CO$11,$AG40:$AJ40,0)),1,0)*IF(ISNUMBER($AF40),(1-$AF40),1) + IF(ISNUMBER(MATCH(CO$11,$AK40:$AP40,0)),-1,0)*_xlfn.IFS(ISNUMBER($AD40),$AD40,ISNUMBER($AE40),$AE40,ISNUMBER($AF40),$AF40,AND($AD40=0,$AE40=0,$AF40=0),1)","v":{"$error":"#N/A"}},{"$f":"IF(ISNUMBER(MATCH(CP$11,$AG40:$AJ40,0)),1,0)*IF(ISNUMBER($AF40),(1-$AF40),1) + IF(ISNUMBER(MATCH(CP$11,$AK40:$AP40,0)),-1,0)*_xlfn.IFS(ISNUMBER($AD40),$AD40,ISNUMBER($AE40),$AE40,ISNUMBER($AF40),$AF40,AND($AD40=0,$AE40=0,$AF40=0),1)","v":{"$error":"#N/A"}},{"$f":"IF(ISNUMBER(MATCH(CQ$11,$AG40:$AJ40,0)),1,0)*IF(ISNUMBER($AF40),(1-$AF40),1) + IF(ISNUMBER(MATCH(CQ$11,$AK40:$AP40,0)),-1,0)*_xlfn.IFS(ISNUMBER($AD40),$AD40,ISNUMBER($AE40),$AE40,ISNUMBER($AF40),$AF40,AND($AD40=0,$AE40=0,$AF40=0),1)","v":{"$error":"#N/A"}},{"$f":"IF(ISNUMBER(MATCH(CR$11,$AG40:$AJ40,0)),1,0)*IF(ISNUMBER($AF40),(1-$AF40),1) + IF(ISNUMBER(MATCH(CR$11,$AK40:$AP40,0)),-1,0)*_xlfn.IFS(ISNUMBER($AD40),$AD40,ISNUMBER($AE40),$AE40,ISNUMBER($AF40),$AF40,AND($AD40=0,$AE40=0,$AF40=0),1)","v":{"$error":"#N/A"}},{"$f":"IF(ISNUMBER(MATCH(CS$11,$AG40:$AJ40,0)),1,0)*IF(ISNUMBER($AF40),(1-$AF40),1) + IF(ISNUMBER(MATCH(CS$11,$AK40:$AP40,0)),-1,0)*_xlfn.IFS(ISNUMBER($AD40),$AD40,ISNUMBER($AE40),$AE40,ISNUMBER($AF40),$AF40,AND($AD40=0,$AE40=0,$AF40=0),1)","v":{"$error":"#N/A"}},{"$f":"IF(ISNUMBER(MATCH(CT$11,$AG40:$AJ40,0)),1,0)*IF(ISNUMBER($AF40),(1-$AF40),1) + IF(ISNUMBER(MATCH(CT$11,$AK40:$AP40,0)),-1,0)*_xlfn.IFS(ISNUMBER($AD40),$AD40,ISNUMBER($AE40),$AE40,ISNUMBER($AF40),$AF40,AND($AD40=0,$AE40=0,$AF40=0),1)","v":{"$error":"#N/A"}},{"$f":"IF(ISNUMBER(MATCH(CU$11,$AG40:$AJ40,0)),1,0)*IF(ISNUMBER($AF40),(1-$AF40),1) + IF(ISNUMBER(MATCH(CU$11,$AK40:$AP40,0)),-1,0)*_xlfn.IFS(ISNUMBER($AD40),$AD40,ISNUMBER($AE40),$AE40,ISNUMBER($AF40),$AF40,AND($AD40=0,$AE40=0,$AF40=0),1)","v":{"$error":"#N/A"}},{"$f":"IF(ISNUMBER(MATCH(CV$11,$AG40:$AJ40,0)),1,0)*IF(ISNUMBER($AF40),(1-$AF40),1) + IF(ISNUMBER(MATCH(CV$11,$AK40:$AP40,0)),-1,0)*_xlfn.IFS(ISNUMBER($AD40),$AD40,ISNUMBER($AE40),$AE40,ISNUMBER($AF40),$AF40,AND($AD40=0,$AE40=0,$AF40=0),1)","v":{"$error":"#N/A"}},{"$f":"IF(ISNUMBER(MATCH(CW$11,$AG40:$AJ40,0)),1,0)*IF(ISNUMBER($AF40),(1-$AF40),1) + IF(ISNUMBER(MATCH(CW$11,$AK40:$AP40,0)),-1,0)*_xlfn.IFS(ISNUMBER($AD40),$AD40,ISNUMBER($AE40),$AE40,ISNUMBER($AF40),$AF40,AND($AD40=0,$AE40=0,$AF40=0),1)","v":{"$error":"#N/A"}},{"$f":"IF(ISNUMBER(MATCH(CX$11,$AG40:$AJ40,0)),1,0)*IF(ISNUMBER($AF40),(1-$AF40),1) + IF(ISNUMBER(MATCH(CX$11,$AK40:$AP40,0)),-1,0)*_xlfn.IFS(ISNUMBER($AD40),$AD40,ISNUMBER($AE40),$AE40,ISNUMBER($AF40),$AF40,AND($AD40=0,$AE40=0,$AF40=0),1)","v":{"$error":"#N/A"}},{"$f":"IF(ISNUMBER(MATCH(CY$11,$AG40:$AJ40,0)),1,0)*IF(ISNUMBER($AF40),(1-$AF40),1) + IF(ISNUMBER(MATCH(CY$11,$AK40:$AP40,0)),-1,0)*_xlfn.IFS(ISNUMBER($AD40),$AD40,ISNUMBER($AE40),$AE40,ISNUMBER($AF40),$AF40,AND($AD40=0,$AE40=0,$AF40=0),1)","v":{"$error":"#N/A"}},{"$f":"IF(ISNUMBER(MATCH(CZ$11,$AG40:$AJ40,0)),1,0)*IF(ISNUMBER($AF40),(1-$AF40),1) + IF(ISNUMBER(MATCH(CZ$11,$AK40:$AP40,0)),-1,0)*_xlfn.IFS(ISNUMBER($AD40),$AD40,ISNUMBER($AE40),$AE40,ISNUMBER($AF40),$AF40,AND($AD40=0,$AE40=0,$AF40=0),1)","v":{"$error":"#N/A"}},{"$f":"IF(ISNUMBER(MATCH(DA$11,$AG40:$AJ40,0)),1,0)*IF(ISNUMBER($AF40),(1-$AF40),1) + IF(ISNUMBER(MATCH(DA$11,$AK40:$AP40,0)),-1,0)*_xlfn.IFS(ISNUMBER($AD40),$AD40,ISNUMBER($AE40),$AE40,ISNUMBER($AF40),$AF40,AND($AD40=0,$AE40=0,$AF40=0),1)","v":{"$error":"#N/A"}},{"$f":"IF(ISNUMBER(MATCH(DB$11,$AG40:$AJ40,0)),1,0)*IF(ISNUMBER($AF40),(1-$AF40),1) + IF(ISNUMBER(MATCH(DB$11,$AK40:$AP40,0)),-1,0)*_xlfn.IFS(ISNUMBER($AD40),$AD40,ISNUMBER($AE40),$AE40,ISNUMBER($AF40),$AF40,AND($AD40=0,$AE40=0,$AF40=0),1)","v":{"$error":"#N/A"}},{"$f":"IF(ISNUMBER(MATCH(DC$11,$AG40:$AJ40,0)),1,0)*IF(ISNUMBER($AF40),(1-$AF40),1) + IF(ISNUMBER(MATCH(DC$11,$AK40:$AP40,0)),-1,0)*_xlfn.IFS(ISNUMBER($AD40),$AD40,ISNUMBER($AE40),$AE40,ISNUMBER($AF40),$AF40,AND($AD40=0,$AE40=0,$AF40=0),1)","v":{"$error":"#N/A"}},{"$f":"IF(ISNUMBER(MATCH(DD$11,$AG40:$AJ40,0)),1,0)*IF(ISNUMBER($AF40),(1-$AF40),1) + IF(ISNUMBER(MATCH(DD$11,$AK40:$AP40,0)),-1,0)*_xlfn.IFS(ISNUMBER($AD40),$AD40,ISNUMBER($AE40),$AE40,ISNUMBER($AF40),$AF40,AND($AD40=0,$AE40=0,$AF40=0),1)","v":{"$error":"#N/A"}},{"$f":"IF(ISNUMBER(MATCH(DE$11,$AG40:$AJ40,0)),1,0)*IF(ISNUMBER($AF40),(1-$AF40),1) + IF(ISNUMBER(MATCH(DE$11,$AK40:$AP40,0)),-1,0)*_xlfn.IFS(ISNUMBER($AD40),$AD40,ISNUMBER($AE40),$AE40,ISNUMBER($AF40),$AF40,AND($AD40=0,$AE40=0,$AF40=0),1)","v":{"$error":"#N/A"}},null,0,null,null,null,null,null,null,null,null,null,null,null,-25,{"$error":"#N/A"},{"$error":"#N/A"},0,0,0,0,0,0,0,0,0,0,0,0,0,0,0,0,7,11,70,0,0]
[null,null,null,null,null,"fit-out",{"$f":"SUM(C59:F59)","v":{"$error":"#N/A"}},null,null,null,null,null,null,null,null,null,null,null,"q_drms_dr1-hru,lt",0,{"$error":"#N/A"},null,null,null,null,null,"Workload","Prop",null,{"$f":"K60","v":{"$error":"#N/A"}},null,null,"w_drms-dr2",null,null,null,"e_drms_crit-dr2",null,null,null,null,null,null,{"$f":"IF(ISNUMBER(MATCH(AR$11,$AG41:$AJ41,0)),1,0)*IF(ISNUMBER($AF41),(1-$AF41),1) + IF(ISNUMBER(MATCH(AR$11,$AK41:$AP41,0)),-1,0)*_xlfn.IFS(ISNUMBER($AD41),$AD41,ISNUMBER($AE41),$AE41,ISNUMBER($AF41),$AF41,AND($AD41=0,$AE41=0,$AF41=0),1)","v":{"$error":"#N/A"}},{"$f":"IF(ISNUMBER(MATCH(AS$11,$AG41:$AJ41,0)),1,0)*IF(ISNUMBER($AF41),(1-$AF41),1) + IF(ISNUMBER(MATCH(AS$11,$AK41:$AP41,0)),-1,0)*_xlfn.IFS(ISNUMBER($AD41),$AD41,ISNUMBER($AE41),$AE41,ISNUMBER($AF41),$AF41,AND($AD41=0,$AE41=0,$AF41=0),1)","v":{"$error":"#N/A"}},{"$f":"IF(ISNUMBER(MATCH(AT$11,$AG41:$AJ41,0)),1,0)*IF(ISNUMBER($AF41),(1-$AF41),1) + IF(ISNUMBER(MATCH(AT$11,$AK41:$AP41,0)),-1,0)*_xlfn.IFS(ISNUMBER($AD41),$AD41,ISNUMBER($AE41),$AE41,ISNUMBER($AF41),$AF41,AND($AD41=0,$AE41=0,$AF41=0),1)","v":{"$error":"#N/A"}},{"$f":"IF(ISNUMBER(MATCH(AU$11,$AG41:$AJ41,0)),1,0)*IF(ISNUMBER($AF41),(1-$AF41),1) + IF(ISNUMBER(MATCH(AU$11,$AK41:$AP41,0)),-1,0)*_xlfn.IFS(ISNUMBER($AD41),$AD41,ISNUMBER($AE41),$AE41,ISNUMBER($AF41),$AF41,AND($AD41=0,$AE41=0,$AF41=0),1)","v":{"$error":"#N/A"}},{"$f":"IF(ISNUMBER(MATCH(AV$11,$AG41:$AJ41,0)),1,0)*IF(ISNUMBER($AF41),(1-$AF41),1) + IF(ISNUMBER(MATCH(AV$11,$AK41:$AP41,0)),-1,0)*_xlfn.IFS(ISNUMBER($AD41),$AD41,ISNUMBER($AE41),$AE41,ISNUMBER($AF41),$AF41,AND($AD41=0,$AE41=0,$AF41=0),1)","v":{"$error":"#N/A"}},{"$f":"IF(ISNUMBER(MATCH(AW$11,$AG41:$AJ41,0)),1,0)*IF(ISNUMBER($AF41),(1-$AF41),1) + IF(ISNUMBER(MATCH(AW$11,$AK41:$AP41,0)),-1,0)*_xlfn.IFS(ISNUMBER($AD41),$AD41,ISNUMBER($AE41),$AE41,ISNUMBER($AF41),$AF41,AND($AD41=0,$AE41=0,$AF41=0),1)","v":{"$error":"#N/A"}},{"$f":"IF(ISNUMBER(MATCH(AX$11,$AG41:$AJ41,0)),1,0)*IF(ISNUMBER($AF41),(1-$AF41),1) + IF(ISNUMBER(MATCH(AX$11,$AK41:$AP41,0)),-1,0)*_xlfn.IFS(ISNUMBER($AD41),$AD41,ISNUMBER($AE41),$AE41,ISNUMBER($AF41),$AF41,AND($AD41=0,$AE41=0,$AF41=0),1)","v":{"$error":"#N/A"}},{"$f":"IF(ISNUMBER(MATCH(AY$11,$AG41:$AJ41,0)),1,0)*IF(ISNUMBER($AF41),(1-$AF41),1) + IF(ISNUMBER(MATCH(AY$11,$AK41:$AP41,0)),-1,0)*_xlfn.IFS(ISNUMBER($AD41),$AD41,ISNUMBER($AE41),$AE41,ISNUMBER($AF41),$AF41,AND($AD41=0,$AE41=0,$AF41=0),1)","v":{"$error":"#N/A"}},{"$f":"IF(ISNUMBER(MATCH(AZ$11,$AG41:$AJ41,0)),1,0)*IF(ISNUMBER($AF41),(1-$AF41),1) + IF(ISNUMBER(MATCH(AZ$11,$AK41:$AP41,0)),-1,0)*_xlfn.IFS(ISNUMBER($AD41),$AD41,ISNUMBER($AE41),$AE41,ISNUMBER($AF41),$AF41,AND($AD41=0,$AE41=0,$AF41=0),1)","v":{"$error":"#N/A"}},{"$f":"IF(ISNUMBER(MATCH(BA$11,$AG41:$AJ41,0)),1,0)*IF(ISNUMBER($AF41),(1-$AF41),1) + IF(ISNUMBER(MATCH(BA$11,$AK41:$AP41,0)),-1,0)*_xlfn.IFS(ISNUMBER($AD41),$AD41,ISNUMBER($AE41),$AE41,ISNUMBER($AF41),$AF41,AND($AD41=0,$AE41=0,$AF41=0),1)","v":{"$error":"#N/A"}},{"$f":"IF(ISNUMBER(MATCH(BB$11,$AG41:$AJ41,0)),1,0)*IF(ISNUMBER($AF41),(1-$AF41),1) + IF(ISNUMBER(MATCH(BB$11,$AK41:$AP41,0)),-1,0)*_xlfn.IFS(ISNUMBER($AD41),$AD41,ISNUMBER($AE41),$AE41,ISNUMBER($AF41),$AF41,AND($AD41=0,$AE41=0,$AF41=0),1)","v":{"$error":"#N/A"}},{"$f":"IF(ISNUMBER(MATCH(BC$11,$AG41:$AJ41,0)),1,0)*IF(ISNUMBER($AF41),(1-$AF41),1) + IF(ISNUMBER(MATCH(BC$11,$AK41:$AP41,0)),-1,0)*_xlfn.IFS(ISNUMBER($AD41),$AD41,ISNUMBER($AE41),$AE41,ISNUMBER($AF41),$AF41,AND($AD41=0,$AE41=0,$AF41=0),1)","v":{"$error":"#N/A"}},{"$f":"IF(ISNUMBER(MATCH(BD$11,$AG41:$AJ41,0)),1,0)*IF(ISNUMBER($AF41),(1-$AF41),1) + IF(ISNUMBER(MATCH(BD$11,$AK41:$AP41,0)),-1,0)*_xlfn.IFS(ISNUMBER($AD41),$AD41,ISNUMBER($AE41),$AE41,ISNUMBER($AF41),$AF41,AND($AD41=0,$AE41=0,$AF41=0),1)","v":{"$error":"#N/A"}},{"$f":"IF(ISNUMBER(MATCH(BE$11,$AG41:$AJ41,0)),1,0)*IF(ISNUMBER($AF41),(1-$AF41),1) + IF(ISNUMBER(MATCH(BE$11,$AK41:$AP41,0)),-1,0)*_xlfn.IFS(ISNUMBER($AD41),$AD41,ISNUMBER($AE41),$AE41,ISNUMBER($AF41),$AF41,AND($AD41=0,$AE41=0,$AF41=0),1)","v":{"$error":"#N/A"}},{"$f":"IF(ISNUMBER(MATCH(BF$11,$AG41:$AJ41,0)),1,0)*IF(ISNUMBER($AF41),(1-$AF41),1) + IF(ISNUMBER(MATCH(BF$11,$AK41:$AP41,0)),-1,0)*_xlfn.IFS(ISNUMBER($AD41),$AD41,ISNUMBER($AE41),$AE41,ISNUMBER($AF41),$AF41,AND($AD41=0,$AE41=0,$AF41=0),1)","v":{"$error":"#N/A"}},{"$f":"IF(ISNUMBER(MATCH(BG$11,$AG41:$AJ41,0)),1,0)*IF(ISNUMBER($AF41),(1-$AF41),1) + IF(ISNUMBER(MATCH(BG$11,$AK41:$AP41,0)),-1,0)*_xlfn.IFS(ISNUMBER($AD41),$AD41,ISNUMBER($AE41),$AE41,ISNUMBER($AF41),$AF41,AND($AD41=0,$AE41=0,$AF41=0),1)","v":{"$error":"#N/A"}},{"$f":"IF(ISNUMBER(MATCH(BH$11,$AG41:$AJ41,0)),1,0)*IF(ISNUMBER($AF41),(1-$AF41),1) + IF(ISNUMBER(MATCH(BH$11,$AK41:$AP41,0)),-1,0)*_xlfn.IFS(ISNUMBER($AD41),$AD41,ISNUMBER($AE41),$AE41,ISNUMBER($AF41),$AF41,AND($AD41=0,$AE41=0,$AF41=0),1)","v":{"$error":"#N/A"}},{"$f":"IF(ISNUMBER(MATCH(BI$11,$AG41:$AJ41,0)),1,0)*IF(ISNUMBER($AF41),(1-$AF41),1) + IF(ISNUMBER(MATCH(BI$11,$AK41:$AP41,0)),-1,0)*_xlfn.IFS(ISNUMBER($AD41),$AD41,ISNUMBER($AE41),$AE41,ISNUMBER($AF41),$AF41,AND($AD41=0,$AE41=0,$AF41=0),1)","v":{"$error":"#N/A"}},{"$f":"IF(ISNUMBER(MATCH(BJ$11,$AG41:$AJ41,0)),1,0)*IF(ISNUMBER($AF41),(1-$AF41),1) + IF(ISNUMBER(MATCH(BJ$11,$AK41:$AP41,0)),-1,0)*_xlfn.IFS(ISNUMBER($AD41),$AD41,ISNUMBER($AE41),$AE41,ISNUMBER($AF41),$AF41,AND($AD41=0,$AE41=0,$AF41=0),1)","v":{"$error":"#N/A"}},{"$f":"IF(ISNUMBER(MATCH(BK$11,$AG41:$AJ41,0)),1,0)*IF(ISNUMBER($AF41),(1-$AF41),1) + IF(ISNUMBER(MATCH(BK$11,$AK41:$AP41,0)),-1,0)*_xlfn.IFS(ISNUMBER($AD41),$AD41,ISNUMBER($AE41),$AE41,ISNUMBER($AF41),$AF41,AND($AD41=0,$AE41=0,$AF41=0),1)","v":{"$error":"#N/A"}},{"$f":"IF(ISNUMBER(MATCH(BL$11,$AG41:$AJ41,0)),1,0)*IF(ISNUMBER($AF41),(1-$AF41),1) + IF(ISNUMBER(MATCH(BL$11,$AK41:$AP41,0)),-1,0)*_xlfn.IFS(ISNUMBER($AD41),$AD41,ISNUMBER($AE41),$AE41,ISNUMBER($AF41),$AF41,AND($AD41=0,$AE41=0,$AF41=0),1)","v":{"$error":"#N/A"}},{"$f":"IF(ISNUMBER(MATCH(BM$11,$AG41:$AJ41,0)),1,0)*IF(ISNUMBER($AF41),(1-$AF41),1) + IF(ISNUMBER(MATCH(BM$11,$AK41:$AP41,0)),-1,0)*_xlfn.IFS(ISNUMBER($AD41),$AD41,ISNUMBER($AE41),$AE41,ISNUMBER($AF41),$AF41,AND($AD41=0,$AE41=0,$AF41=0),1)","v":{"$error":"#N/A"}},{"$f":"IF(ISNUMBER(MATCH(BN$11,$AG41:$AJ41,0)),1,0)*IF(ISNUMBER($AF41),(1-$AF41),1) + IF(ISNUMBER(MATCH(BN$11,$AK41:$AP41,0)),-1,0)*_xlfn.IFS(ISNUMBER($AD41),$AD41,ISNUMBER($AE41),$AE41,ISNUMBER($AF41),$AF41,AND($AD41=0,$AE41=0,$AF41=0),1)","v":{"$error":"#N/A"}},{"$f":"IF(ISNUMBER(MATCH(BO$11,$AG41:$AJ41,0)),1,0)*IF(ISNUMBER($AF41),(1-$AF41),1) + IF(ISNUMBER(MATCH(BO$11,$AK41:$AP41,0)),-1,0)*_xlfn.IFS(ISNUMBER($AD41),$AD41,ISNUMBER($AE41),$AE41,ISNUMBER($AF41),$AF41,AND($AD41=0,$AE41=0,$AF41=0),1)","v":{"$error":"#N/A"}},{"$f":"IF(ISNUMBER(MATCH(BP$11,$AG41:$AJ41,0)),1,0)*IF(ISNUMBER($AF41),(1-$AF41),1) + IF(ISNUMBER(MATCH(BP$11,$AK41:$AP41,0)),-1,0)*_xlfn.IFS(ISNUMBER($AD41),$AD41,ISNUMBER($AE41),$AE41,ISNUMBER($AF41),$AF41,AND($AD41=0,$AE41=0,$AF41=0),1)","v":{"$error":"#N/A"}},{"$f":"IF(ISNUMBER(MATCH(BQ$11,$AG41:$AJ41,0)),1,0)*IF(ISNUMBER($AF41),(1-$AF41),1) + IF(ISNUMBER(MATCH(BQ$11,$AK41:$AP41,0)),-1,0)*_xlfn.IFS(ISNUMBER($AD41),$AD41,ISNUMBER($AE41),$AE41,ISNUMBER($AF41),$AF41,AND($AD41=0,$AE41=0,$AF41=0),1)","v":{"$error":"#N/A"}},{"$f":"IF(ISNUMBER(MATCH(BR$11,$AG41:$AJ41,0)),1,0)*IF(ISNUMBER($AF41),(1-$AF41),1) + IF(ISNUMBER(MATCH(BR$11,$AK41:$AP41,0)),-1,0)*_xlfn.IFS(ISNUMBER($AD41),$AD41,ISNUMBER($AE41),$AE41,ISNUMBER($AF41),$AF41,AND($AD41=0,$AE41=0,$AF41=0),1)","v":{"$error":"#N/A"}},{"$f":"IF(ISNUMBER(MATCH(BS$11,$AG41:$AJ41,0)),1,0)*IF(ISNUMBER($AF41),(1-$AF41),1) + IF(ISNUMBER(MATCH(BS$11,$AK41:$AP41,0)),-1,0)*_xlfn.IFS(ISNUMBER($AD41),$AD41,ISNUMBER($AE41),$AE41,ISNUMBER($AF41),$AF41,AND($AD41=0,$AE41=0,$AF41=0),1)","v":{"$error":"#N/A"}},{"$f":"IF(ISNUMBER(MATCH(BT$11,$AG41:$AJ41,0)),1,0)*IF(ISNUMBER($AF41),(1-$AF41),1) + IF(ISNUMBER(MATCH(BT$11,$AK41:$AP41,0)),-1,0)*_xlfn.IFS(ISNUMBER($AD41),$AD41,ISNUMBER($AE41),$AE41,ISNUMBER($AF41),$AF41,AND($AD41=0,$AE41=0,$AF41=0),1)","v":{"$error":"#N/A"}},{"$f":"IF(ISNUMBER(MATCH(BU$11,$AG41:$AJ41,0)),1,0)*IF(ISNUMBER($AF41),(1-$AF41),1) + IF(ISNUMBER(MATCH(BU$11,$AK41:$AP41,0)),-1,0)*_xlfn.IFS(ISNUMBER($AD41),$AD41,ISNUMBER($AE41),$AE41,ISNUMBER($AF41),$AF41,AND($AD41=0,$AE41=0,$AF41=0),1)","v":{"$error":"#N/A"}},{"$f":"IF(ISNUMBER(MATCH(BV$11,$AG41:$AJ41,0)),1,0)*IF(ISNUMBER($AF41),(1-$AF41),1) + IF(ISNUMBER(MATCH(BV$11,$AK41:$AP41,0)),-1,0)*_xlfn.IFS(ISNUMBER($AD41),$AD41,ISNUMBER($AE41),$AE41,ISNUMBER($AF41),$AF41,AND($AD41=0,$AE41=0,$AF41=0),1)","v":{"$error":"#N/A"}},{"$f":"IF(ISNUMBER(MATCH(BW$11,$AG41:$AJ41,0)),1,0)*IF(ISNUMBER($AF41),(1-$AF41),1) + IF(ISNUMBER(MATCH(BW$11,$AK41:$AP41,0)),-1,0)*_xlfn.IFS(ISNUMBER($AD41),$AD41,ISNUMBER($AE41),$AE41,ISNUMBER($AF41),$AF41,AND($AD41=0,$AE41=0,$AF41=0),1)","v":{"$error":"#N/A"}},{"$f":"IF(ISNUMBER(MATCH(BX$11,$AG41:$AJ41,0)),1,0)*IF(ISNUMBER($AF41),(1-$AF41),1) + IF(ISNUMBER(MATCH(BX$11,$AK41:$AP41,0)),-1,0)*_xlfn.IFS(ISNUMBER($AD41),$AD41,ISNUMBER($AE41),$AE41,ISNUMBER($AF41),$AF41,AND($AD41=0,$AE41=0,$AF41=0),1)","v":{"$error":"#N/A"}},{"$f":"IF(ISNUMBER(MATCH(BY$11,$AG41:$AJ41,0)),1,0)*IF(ISNUMBER($AF41),(1-$AF41),1) + IF(ISNUMBER(MATCH(BY$11,$AK41:$AP41,0)),-1,0)*_xlfn.IFS(ISNUMBER($AD41),$AD41,ISNUMBER($AE41),$AE41,ISNUMBER($AF41),$AF41,AND($AD41=0,$AE41=0,$AF41=0),1)","v":{"$error":"#N/A"}},{"$f":"IF(ISNUMBER(MATCH(BZ$11,$AG41:$AJ41,0)),1,0)*IF(ISNUMBER($AF41),(1-$AF41),1) + IF(ISNUMBER(MATCH(BZ$11,$AK41:$AP41,0)),-1,0)*_xlfn.IFS(ISNUMBER($AD41),$AD41,ISNUMBER($AE41),$AE41,ISNUMBER($AF41),$AF41,AND($AD41=0,$AE41=0,$AF41=0),1)","v":{"$error":"#N/A"}},{"$f":"IF(ISNUMBER(MATCH(CA$11,$AG41:$AJ41,0)),1,0)*IF(ISNUMBER($AF41),(1-$AF41),1) + IF(ISNUMBER(MATCH(CA$11,$AK41:$AP41,0)),-1,0)*_xlfn.IFS(ISNUMBER($AD41),$AD41,ISNUMBER($AE41),$AE41,ISNUMBER($AF41),$AF41,AND($AD41=0,$AE41=0,$AF41=0),1)","v":{"$error":"#N/A"}},{"$f":"IF(ISNUMBER(MATCH(CB$11,$AG41:$AJ41,0)),1,0)*IF(ISNUMBER($AF41),(1-$AF41),1) + IF(ISNUMBER(MATCH(CB$11,$AK41:$AP41,0)),-1,0)*_xlfn.IFS(ISNUMBER($AD41),$AD41,ISNUMBER($AE41),$AE41,ISNUMBER($AF41),$AF41,AND($AD41=0,$AE41=0,$AF41=0),1)","v":{"$error":"#N/A"}},{"$f":"IF(ISNUMBER(MATCH(CC$11,$AG41:$AJ41,0)),1,0)*IF(ISNUMBER($AF41),(1-$AF41),1) + IF(ISNUMBER(MATCH(CC$11,$AK41:$AP41,0)),-1,0)*_xlfn.IFS(ISNUMBER($AD41),$AD41,ISNUMBER($AE41),$AE41,ISNUMBER($AF41),$AF41,AND($AD41=0,$AE41=0,$AF41=0),1)","v":{"$error":"#N/A"}},{"$f":"IF(ISNUMBER(MATCH(CD$11,$AG41:$AJ41,0)),1,0)*IF(ISNUMBER($AF41),(1-$AF41),1) + IF(ISNUMBER(MATCH(CD$11,$AK41:$AP41,0)),-1,0)*_xlfn.IFS(ISNUMBER($AD41),$AD41,ISNUMBER($AE41),$AE41,ISNUMBER($AF41),$AF41,AND($AD41=0,$AE41=0,$AF41=0),1)","v":{"$error":"#N/A"}},{"$f":"IF(ISNUMBER(MATCH(CE$11,$AG41:$AJ41,0)),1,0)*IF(ISNUMBER($AF41),(1-$AF41),1) + IF(ISNUMBER(MATCH(CE$11,$AK41:$AP41,0)),-1,0)*_xlfn.IFS(ISNUMBER($AD41),$AD41,ISNUMBER($AE41),$AE41,ISNUMBER($AF41),$AF41,AND($AD41=0,$AE41=0,$AF41=0),1)","v":{"$error":"#N/A"}},{"$f":"IF(ISNUMBER(MATCH(CF$11,$AG41:$AJ41,0)),1,0)*IF(ISNUMBER($AF41),(1-$AF41),1) + IF(ISNUMBER(MATCH(CF$11,$AK41:$AP41,0)),-1,0)*_xlfn.IFS(ISNUMBER($AD41),$AD41,ISNUMBER($AE41),$AE41,ISNUMBER($AF41),$AF41,AND($AD41=0,$AE41=0,$AF41=0),1)","v":{"$error":"#N/A"}},{"$f":"IF(ISNUMBER(MATCH(CG$11,$AG41:$AJ41,0)),1,0)*IF(ISNUMBER($AF41),(1-$AF41),1) + IF(ISNUMBER(MATCH(CG$11,$AK41:$AP41,0)),-1,0)*_xlfn.IFS(ISNUMBER($AD41),$AD41,ISNUMBER($AE41),$AE41,ISNUMBER($AF41),$AF41,AND($AD41=0,$AE41=0,$AF41=0),1)","v":{"$error":"#N/A"}},{"$f":"IF(ISNUMBER(MATCH(CH$11,$AG41:$AJ41,0)),1,0)*IF(ISNUMBER($AF41),(1-$AF41),1) + IF(ISNUMBER(MATCH(CH$11,$AK41:$AP41,0)),-1,0)*_xlfn.IFS(ISNUMBER($AD41),$AD41,ISNUMBER($AE41),$AE41,ISNUMBER($AF41),$AF41,AND($AD41=0,$AE41=0,$AF41=0),1)","v":{"$error":"#N/A"}},{"$f":"IF(ISNUMBER(MATCH(CI$11,$AG41:$AJ41,0)),1,0)*IF(ISNUMBER($AF41),(1-$AF41),1) + IF(ISNUMBER(MATCH(CI$11,$AK41:$AP41,0)),-1,0)*_xlfn.IFS(ISNUMBER($AD41),$AD41,ISNUMBER($AE41),$AE41,ISNUMBER($AF41),$AF41,AND($AD41=0,$AE41=0,$AF41=0),1)","v":{"$error":"#N/A"}},{"$f":"IF(ISNUMBER(MATCH(CJ$11,$AG41:$AJ41,0)),1,0)*IF(ISNUMBER($AF41),(1-$AF41),1) + IF(ISNUMBER(MATCH(CJ$11,$AK41:$AP41,0)),-1,0)*_xlfn.IFS(ISNUMBER($AD41),$AD41,ISNUMBER($AE41),$AE41,ISNUMBER($AF41),$AF41,AND($AD41=0,$AE41=0,$AF41=0),1)","v":{"$error":"#N/A"}},{"$f":"IF(ISNUMBER(MATCH(CK$11,$AG41:$AJ41,0)),1,0)*IF(ISNUMBER($AF41),(1-$AF41),1) + IF(ISNUMBER(MATCH(CK$11,$AK41:$AP41,0)),-1,0)*_xlfn.IFS(ISNUMBER($AD41),$AD41,ISNUMBER($AE41),$AE41,ISNUMBER($AF41),$AF41,AND($AD41=0,$AE41=0,$AF41=0),1)","v":{"$error":"#N/A"}},{"$f":"IF(ISNUMBER(MATCH(CL$11,$AG41:$AJ41,0)),1,0)*IF(ISNUMBER($AF41),(1-$AF41),1) + IF(ISNUMBER(MATCH(CL$11,$AK41:$AP41,0)),-1,0)*_xlfn.IFS(ISNUMBER($AD41),$AD41,ISNUMBER($AE41),$AE41,ISNUMBER($AF41),$AF41,AND($AD41=0,$AE41=0,$AF41=0),1)","v":{"$error":"#N/A"}},{"$f":"IF(ISNUMBER(MATCH(CM$11,$AG41:$AJ41,0)),1,0)*IF(ISNUMBER($AF41),(1-$AF41),1) + IF(ISNUMBER(MATCH(CM$11,$AK41:$AP41,0)),-1,0)*_xlfn.IFS(ISNUMBER($AD41),$AD41,ISNUMBER($AE41),$AE41,ISNUMBER($AF41),$AF41,AND($AD41=0,$AE41=0,$AF41=0),1)","v":{"$error":"#N/A"}},{"$f":"IF(ISNUMBER(MATCH(CN$11,$AG41:$AJ41,0)),1,0)*IF(ISNUMBER($AF41),(1-$AF41),1) + IF(ISNUMBER(MATCH(CN$11,$AK41:$AP41,0)),-1,0)*_xlfn.IFS(ISNUMBER($AD41),$AD41,ISNUMBER($AE41),$AE41,ISNUMBER($AF41),$AF41,AND($AD41=0,$AE41=0,$AF41=0),1)","v":{"$error":"#N/A"}},{"$f":"IF(ISNUMBER(MATCH(CO$11,$AG41:$AJ41,0)),1,0)*IF(ISNUMBER($AF41),(1-$AF41),1) + IF(ISNUMBER(MATCH(CO$11,$AK41:$AP41,0)),-1,0)*_xlfn.IFS(ISNUMBER($AD41),$AD41,ISNUMBER($AE41),$AE41,ISNUMBER($AF41),$AF41,AND($AD41=0,$AE41=0,$AF41=0),1)","v":{"$error":"#N/A"}},{"$f":"IF(ISNUMBER(MATCH(CP$11,$AG41:$AJ41,0)),1,0)*IF(ISNUMBER($AF41),(1-$AF41),1) + IF(ISNUMBER(MATCH(CP$11,$AK41:$AP41,0)),-1,0)*_xlfn.IFS(ISNUMBER($AD41),$AD41,ISNUMBER($AE41),$AE41,ISNUMBER($AF41),$AF41,AND($AD41=0,$AE41=0,$AF41=0),1)","v":{"$error":"#N/A"}},{"$f":"IF(ISNUMBER(MATCH(CQ$11,$AG41:$AJ41,0)),1,0)*IF(ISNUMBER($AF41),(1-$AF41),1) + IF(ISNUMBER(MATCH(CQ$11,$AK41:$AP41,0)),-1,0)*_xlfn.IFS(ISNUMBER($AD41),$AD41,ISNUMBER($AE41),$AE41,ISNUMBER($AF41),$AF41,AND($AD41=0,$AE41=0,$AF41=0),1)","v":{"$error":"#N/A"}},{"$f":"IF(ISNUMBER(MATCH(CR$11,$AG41:$AJ41,0)),1,0)*IF(ISNUMBER($AF41),(1-$AF41),1) + IF(ISNUMBER(MATCH(CR$11,$AK41:$AP41,0)),-1,0)*_xlfn.IFS(ISNUMBER($AD41),$AD41,ISNUMBER($AE41),$AE41,ISNUMBER($AF41),$AF41,AND($AD41=0,$AE41=0,$AF41=0),1)","v":{"$error":"#N/A"}},{"$f":"IF(ISNUMBER(MATCH(CS$11,$AG41:$AJ41,0)),1,0)*IF(ISNUMBER($AF41),(1-$AF41),1) + IF(ISNUMBER(MATCH(CS$11,$AK41:$AP41,0)),-1,0)*_xlfn.IFS(ISNUMBER($AD41),$AD41,ISNUMBER($AE41),$AE41,ISNUMBER($AF41),$AF41,AND($AD41=0,$AE41=0,$AF41=0),1)","v":{"$error":"#N/A"}},{"$f":"IF(ISNUMBER(MATCH(CT$11,$AG41:$AJ41,0)),1,0)*IF(ISNUMBER($AF41),(1-$AF41),1) + IF(ISNUMBER(MATCH(CT$11,$AK41:$AP41,0)),-1,0)*_xlfn.IFS(ISNUMBER($AD41),$AD41,ISNUMBER($AE41),$AE41,ISNUMBER($AF41),$AF41,AND($AD41=0,$AE41=0,$AF41=0),1)","v":{"$error":"#N/A"}},{"$f":"IF(ISNUMBER(MATCH(CU$11,$AG41:$AJ41,0)),1,0)*IF(ISNUMBER($AF41),(1-$AF41),1) + IF(ISNUMBER(MATCH(CU$11,$AK41:$AP41,0)),-1,0)*_xlfn.IFS(ISNUMBER($AD41),$AD41,ISNUMBER($AE41),$AE41,ISNUMBER($AF41),$AF41,AND($AD41=0,$AE41=0,$AF41=0),1)","v":{"$error":"#N/A"}},{"$f":"IF(ISNUMBER(MATCH(CV$11,$AG41:$AJ41,0)),1,0)*IF(ISNUMBER($AF41),(1-$AF41),1) + IF(ISNUMBER(MATCH(CV$11,$AK41:$AP41,0)),-1,0)*_xlfn.IFS(ISNUMBER($AD41),$AD41,ISNUMBER($AE41),$AE41,ISNUMBER($AF41),$AF41,AND($AD41=0,$AE41=0,$AF41=0),1)","v":{"$error":"#N/A"}},{"$f":"IF(ISNUMBER(MATCH(CW$11,$AG41:$AJ41,0)),1,0)*IF(ISNUMBER($AF41),(1-$AF41),1) + IF(ISNUMBER(MATCH(CW$11,$AK41:$AP41,0)),-1,0)*_xlfn.IFS(ISNUMBER($AD41),$AD41,ISNUMBER($AE41),$AE41,ISNUMBER($AF41),$AF41,AND($AD41=0,$AE41=0,$AF41=0),1)","v":{"$error":"#N/A"}},{"$f":"IF(ISNUMBER(MATCH(CX$11,$AG41:$AJ41,0)),1,0)*IF(ISNUMBER($AF41),(1-$AF41),1) + IF(ISNUMBER(MATCH(CX$11,$AK41:$AP41,0)),-1,0)*_xlfn.IFS(ISNUMBER($AD41),$AD41,ISNUMBER($AE41),$AE41,ISNUMBER($AF41),$AF41,AND($AD41=0,$AE41=0,$AF41=0),1)","v":{"$error":"#N/A"}},{"$f":"IF(ISNUMBER(MATCH(CY$11,$AG41:$AJ41,0)),1,0)*IF(ISNUMBER($AF41),(1-$AF41),1) + IF(ISNUMBER(MATCH(CY$11,$AK41:$AP41,0)),-1,0)*_xlfn.IFS(ISNUMBER($AD41),$AD41,ISNUMBER($AE41),$AE41,ISNUMBER($AF41),$AF41,AND($AD41=0,$AE41=0,$AF41=0),1)","v":{"$error":"#N/A"}},{"$f":"IF(ISNUMBER(MATCH(CZ$11,$AG41:$AJ41,0)),1,0)*IF(ISNUMBER($AF41),(1-$AF41),1) + IF(ISNUMBER(MATCH(CZ$11,$AK41:$AP41,0)),-1,0)*_xlfn.IFS(ISNUMBER($AD41),$AD41,ISNUMBER($AE41),$AE41,ISNUMBER($AF41),$AF41,AND($AD41=0,$AE41=0,$AF41=0),1)","v":{"$error":"#N/A"}},{"$f":"IF(ISNUMBER(MATCH(DA$11,$AG41:$AJ41,0)),1,0)*IF(ISNUMBER($AF41),(1-$AF41),1) + IF(ISNUMBER(MATCH(DA$11,$AK41:$AP41,0)),-1,0)*_xlfn.IFS(ISNUMBER($AD41),$AD41,ISNUMBER($AE41),$AE41,ISNUMBER($AF41),$AF41,AND($AD41=0,$AE41=0,$AF41=0),1)","v":{"$error":"#N/A"}},{"$f":"IF(ISNUMBER(MATCH(DB$11,$AG41:$AJ41,0)),1,0)*IF(ISNUMBER($AF41),(1-$AF41),1) + IF(ISNUMBER(MATCH(DB$11,$AK41:$AP41,0)),-1,0)*_xlfn.IFS(ISNUMBER($AD41),$AD41,ISNUMBER($AE41),$AE41,ISNUMBER($AF41),$AF41,AND($AD41=0,$AE41=0,$AF41=0),1)","v":{"$error":"#N/A"}},{"$f":"IF(ISNUMBER(MATCH(DC$11,$AG41:$AJ41,0)),1,0)*IF(ISNUMBER($AF41),(1-$AF41),1) + IF(ISNUMBER(MATCH(DC$11,$AK41:$AP41,0)),-1,0)*_xlfn.IFS(ISNUMBER($AD41),$AD41,ISNUMBER($AE41),$AE41,ISNUMBER($AF41),$AF41,AND($AD41=0,$AE41=0,$AF41=0),1)","v":{"$error":"#N/A"}},{"$f":"IF(ISNUMBER(MATCH(DD$11,$AG41:$AJ41,0)),1,0)*IF(ISNUMBER($AF41),(1-$AF41),1) + IF(ISNUMBER(MATCH(DD$11,$AK41:$AP41,0)),-1,0)*_xlfn.IFS(ISNUMBER($AD41),$AD41,ISNUMBER($AE41),$AE41,ISNUMBER($AF41),$AF41,AND($AD41=0,$AE41=0,$AF41=0),1)","v":{"$error":"#N/A"}},{"$f":"IF(ISNUMBER(MATCH(DE$11,$AG41:$AJ41,0)),1,0)*IF(ISNUMBER($AF41),(1-$AF41),1) + IF(ISNUMBER(MATCH(DE$11,$AK41:$AP41,0)),-1,0)*_xlfn.IFS(ISNUMBER($AD41),$AD41,ISNUMBER($AE41),$AE41,ISNUMBER($AF41),$AF41,AND($AD41=0,$AE41=0,$AF41=0),1)","v":{"$error":"#N/A"}},null,0,null,null,null,null,null,null,null,null,null,null,null,-24,{"$error":"#N/A"},{"$error":"#N/A"},0,0,0,0,0,0,0,0,0,0,0,0,0,2,0,3,9,26,92,0,0]
[null,null,null,null,"OPEX","electrical",{"$f":"SUM(C61:F61)","v":{"$error":"#N/A"}},null,null,"Datarooms",null,null,null,null,null,null,null,null,"q_drms_dr1-hru,ht",0,{"$error":"#N/A"},null,null,null,null,null,"dataroom3","Conservation",null,null,null,null,"e_drms_crit-dr3",null,null,null,"q_dr3_cls,a","q_dr3_cls,l",null,null,null,null,null,{"$f":"IF(ISNUMBER(MATCH(AR$11,$AG42:$AJ42,0)),1,0)*IF(ISNUMBER($AF42),(1-$AF42),1) + IF(ISNUMBER(MATCH(AR$11,$AK42:$AP42,0)),-1,0)*_xlfn.IFS(ISNUMBER($AD42),$AD42,ISNUMBER($AE42),$AE42,ISNUMBER($AF42),$AF42,AND($AD42=0,$AE42=0,$AF42=0),1)","v":0},{"$f":"IF(ISNUMBER(MATCH(AS$11,$AG42:$AJ42,0)),1,0)*IF(ISNUMBER($AF42),(1-$AF42),1) + IF(ISNUMBER(MATCH(AS$11,$AK42:$AP42,0)),-1,0)*_xlfn.IFS(ISNUMBER($AD42),$AD42,ISNUMBER($AE42),$AE42,ISNUMBER($AF42),$AF42,AND($AD42=0,$AE42=0,$AF42=0),1)","v":0},{"$f":"IF(ISNUMBER(MATCH(AT$11,$AG42:$AJ42,0)),1,0)*IF(ISNUMBER($AF42),(1-$AF42),1) + IF(ISNUMBER(MATCH(AT$11,$AK42:$AP42,0)),-1,0)*_xlfn.IFS(ISNUMBER($AD42),$AD42,ISNUMBER($AE42),$AE42,ISNUMBER($AF42),$AF42,AND($AD42=0,$AE42=0,$AF42=0),1)","v":0},{"$f":"IF(ISNUMBER(MATCH(AU$11,$AG42:$AJ42,0)),1,0)*IF(ISNUMBER($AF42),(1-$AF42),1) + IF(ISNUMBER(MATCH(AU$11,$AK42:$AP42,0)),-1,0)*_xlfn.IFS(ISNUMBER($AD42),$AD42,ISNUMBER($AE42),$AE42,ISNUMBER($AF42),$AF42,AND($AD42=0,$AE42=0,$AF42=0),1)","v":0},{"$f":"IF(ISNUMBER(MATCH(AV$11,$AG42:$AJ42,0)),1,0)*IF(ISNUMBER($AF42),(1-$AF42),1) + IF(ISNUMBER(MATCH(AV$11,$AK42:$AP42,0)),-1,0)*_xlfn.IFS(ISNUMBER($AD42),$AD42,ISNUMBER($AE42),$AE42,ISNUMBER($AF42),$AF42,AND($AD42=0,$AE42=0,$AF42=0),1)","v":0},{"$f":"IF(ISNUMBER(MATCH(AW$11,$AG42:$AJ42,0)),1,0)*IF(ISNUMBER($AF42),(1-$AF42),1) + IF(ISNUMBER(MATCH(AW$11,$AK42:$AP42,0)),-1,0)*_xlfn.IFS(ISNUMBER($AD42),$AD42,ISNUMBER($AE42),$AE42,ISNUMBER($AF42),$AF42,AND($AD42=0,$AE42=0,$AF42=0),1)","v":0},{"$f":"IF(ISNUMBER(MATCH(AX$11,$AG42:$AJ42,0)),1,0)*IF(ISNUMBER($AF42),(1-$AF42),1) + IF(ISNUMBER(MATCH(AX$11,$AK42:$AP42,0)),-1,0)*_xlfn.IFS(ISNUMBER($AD42),$AD42,ISNUMBER($AE42),$AE42,ISNUMBER($AF42),$AF42,AND($AD42=0,$AE42=0,$AF42=0),1)","v":0},{"$f":"IF(ISNUMBER(MATCH(AY$11,$AG42:$AJ42,0)),1,0)*IF(ISNUMBER($AF42),(1-$AF42),1) + IF(ISNUMBER(MATCH(AY$11,$AK42:$AP42,0)),-1,0)*_xlfn.IFS(ISNUMBER($AD42),$AD42,ISNUMBER($AE42),$AE42,ISNUMBER($AF42),$AF42,AND($AD42=0,$AE42=0,$AF42=0),1)","v":0},{"$f":"IF(ISNUMBER(MATCH(AZ$11,$AG42:$AJ42,0)),1,0)*IF(ISNUMBER($AF42),(1-$AF42),1) + IF(ISNUMBER(MATCH(AZ$11,$AK42:$AP42,0)),-1,0)*_xlfn.IFS(ISNUMBER($AD42),$AD42,ISNUMBER($AE42),$AE42,ISNUMBER($AF42),$AF42,AND($AD42=0,$AE42=0,$AF42=0),1)","v":0},{"$f":"IF(ISNUMBER(MATCH(BA$11,$AG42:$AJ42,0)),1,0)*IF(ISNUMBER($AF42),(1-$AF42),1) + IF(ISNUMBER(MATCH(BA$11,$AK42:$AP42,0)),-1,0)*_xlfn.IFS(ISNUMBER($AD42),$AD42,ISNUMBER($AE42),$AE42,ISNUMBER($AF42),$AF42,AND($AD42=0,$AE42=0,$AF42=0),1)","v":0},{"$f":"IF(ISNUMBER(MATCH(BB$11,$AG42:$AJ42,0)),1,0)*IF(ISNUMBER($AF42),(1-$AF42),1) + IF(ISNUMBER(MATCH(BB$11,$AK42:$AP42,0)),-1,0)*_xlfn.IFS(ISNUMBER($AD42),$AD42,ISNUMBER($AE42),$AE42,ISNUMBER($AF42),$AF42,AND($AD42=0,$AE42=0,$AF42=0),1)","v":0},{"$f":"IF(ISNUMBER(MATCH(BC$11,$AG42:$AJ42,0)),1,0)*IF(ISNUMBER($AF42),(1-$AF42),1) + IF(ISNUMBER(MATCH(BC$11,$AK42:$AP42,0)),-1,0)*_xlfn.IFS(ISNUMBER($AD42),$AD42,ISNUMBER($AE42),$AE42,ISNUMBER($AF42),$AF42,AND($AD42=0,$AE42=0,$AF42=0),1)","v":0},{"$f":"IF(ISNUMBER(MATCH(BD$11,$AG42:$AJ42,0)),1,0)*IF(ISNUMBER($AF42),(1-$AF42),1) + IF(ISNUMBER(MATCH(BD$11,$AK42:$AP42,0)),-1,0)*_xlfn.IFS(ISNUMBER($AD42),$AD42,ISNUMBER($AE42),$AE42,ISNUMBER($AF42),$AF42,AND($AD42=0,$AE42=0,$AF42=0),1)","v":0},{"$f":"IF(ISNUMBER(MATCH(BE$11,$AG42:$AJ42,0)),1,0)*IF(ISNUMBER($AF42),(1-$AF42),1) + IF(ISNUMBER(MATCH(BE$11,$AK42:$AP42,0)),-1,0)*_xlfn.IFS(ISNUMBER($AD42),$AD42,ISNUMBER($AE42),$AE42,ISNUMBER($AF42),$AF42,AND($AD42=0,$AE42=0,$AF42=0),1)","v":0},{"$f":"IF(ISNUMBER(MATCH(BF$11,$AG42:$AJ42,0)),1,0)*IF(ISNUMBER($AF42),(1-$AF42),1) + IF(ISNUMBER(MATCH(BF$11,$AK42:$AP42,0)),-1,0)*_xlfn.IFS(ISNUMBER($AD42),$AD42,ISNUMBER($AE42),$AE42,ISNUMBER($AF42),$AF42,AND($AD42=0,$AE42=0,$AF42=0),1)","v":0},{"$f":"IF(ISNUMBER(MATCH(BG$11,$AG42:$AJ42,0)),1,0)*IF(ISNUMBER($AF42),(1-$AF42),1) + IF(ISNUMBER(MATCH(BG$11,$AK42:$AP42,0)),-1,0)*_xlfn.IFS(ISNUMBER($AD42),$AD42,ISNUMBER($AE42),$AE42,ISNUMBER($AF42),$AF42,AND($AD42=0,$AE42=0,$AF42=0),1)","v":0},{"$f":"IF(ISNUMBER(MATCH(BH$11,$AG42:$AJ42,0)),1,0)*IF(ISNUMBER($AF42),(1-$AF42),1) + IF(ISNUMBER(MATCH(BH$11,$AK42:$AP42,0)),-1,0)*_xlfn.IFS(ISNUMBER($AD42),$AD42,ISNUMBER($AE42),$AE42,ISNUMBER($AF42),$AF42,AND($AD42=0,$AE42=0,$AF42=0),1)","v":0},{"$f":"IF(ISNUMBER(MATCH(BI$11,$AG42:$AJ42,0)),1,0)*IF(ISNUMBER($AF42),(1-$AF42),1) + IF(ISNUMBER(MATCH(BI$11,$AK42:$AP42,0)),-1,0)*_xlfn.IFS(ISNUMBER($AD42),$AD42,ISNUMBER($AE42),$AE42,ISNUMBER($AF42),$AF42,AND($AD42=0,$AE42=0,$AF42=0),1)","v":0},{"$f":"IF(ISNUMBER(MATCH(BJ$11,$AG42:$AJ42,0)),1,0)*IF(ISNUMBER($AF42),(1-$AF42),1) + IF(ISNUMBER(MATCH(BJ$11,$AK42:$AP42,0)),-1,0)*_xlfn.IFS(ISNUMBER($AD42),$AD42,ISNUMBER($AE42),$AE42,ISNUMBER($AF42),$AF42,AND($AD42=0,$AE42=0,$AF42=0),1)","v":0},{"$f":"IF(ISNUMBER(MATCH(BK$11,$AG42:$AJ42,0)),1,0)*IF(ISNUMBER($AF42),(1-$AF42),1) + IF(ISNUMBER(MATCH(BK$11,$AK42:$AP42,0)),-1,0)*_xlfn.IFS(ISNUMBER($AD42),$AD42,ISNUMBER($AE42),$AE42,ISNUMBER($AF42),$AF42,AND($AD42=0,$AE42=0,$AF42=0),1)","v":0},{"$f":"IF(ISNUMBER(MATCH(BL$11,$AG42:$AJ42,0)),1,0)*IF(ISNUMBER($AF42),(1-$AF42),1) + IF(ISNUMBER(MATCH(BL$11,$AK42:$AP42,0)),-1,0)*_xlfn.IFS(ISNUMBER($AD42),$AD42,ISNUMBER($AE42),$AE42,ISNUMBER($AF42),$AF42,AND($AD42=0,$AE42=0,$AF42=0),1)","v":0},{"$f":"IF(ISNUMBER(MATCH(BM$11,$AG42:$AJ42,0)),1,0)*IF(ISNUMBER($AF42),(1-$AF42),1) + IF(ISNUMBER(MATCH(BM$11,$AK42:$AP42,0)),-1,0)*_xlfn.IFS(ISNUMBER($AD42),$AD42,ISNUMBER($AE42),$AE42,ISNUMBER($AF42),$AF42,AND($AD42=0,$AE42=0,$AF42=0),1)","v":0},{"$f":"IF(ISNUMBER(MATCH(BN$11,$AG42:$AJ42,0)),1,0)*IF(ISNUMBER($AF42),(1-$AF42),1) + IF(ISNUMBER(MATCH(BN$11,$AK42:$AP42,0)),-1,0)*_xlfn.IFS(ISNUMBER($AD42),$AD42,ISNUMBER($AE42),$AE42,ISNUMBER($AF42),$AF42,AND($AD42=0,$AE42=0,$AF42=0),1)","v":0},{"$f":"IF(ISNUMBER(MATCH(BO$11,$AG42:$AJ42,0)),1,0)*IF(ISNUMBER($AF42),(1-$AF42),1) + IF(ISNUMBER(MATCH(BO$11,$AK42:$AP42,0)),-1,0)*_xlfn.IFS(ISNUMBER($AD42),$AD42,ISNUMBER($AE42),$AE42,ISNUMBER($AF42),$AF42,AND($AD42=0,$AE42=0,$AF42=0),1)","v":0},{"$f":"IF(ISNUMBER(MATCH(BP$11,$AG42:$AJ42,0)),1,0)*IF(ISNUMBER($AF42),(1-$AF42),1) + IF(ISNUMBER(MATCH(BP$11,$AK42:$AP42,0)),-1,0)*_xlfn.IFS(ISNUMBER($AD42),$AD42,ISNUMBER($AE42),$AE42,ISNUMBER($AF42),$AF42,AND($AD42=0,$AE42=0,$AF42=0),1)","v":1},{"$f":"IF(ISNUMBER(MATCH(BQ$11,$AG42:$AJ42,0)),1,0)*IF(ISNUMBER($AF42),(1-$AF42),1) + IF(ISNUMBER(MATCH(BQ$11,$AK42:$AP42,0)),-1,0)*_xlfn.IFS(ISNUMBER($AD42),$AD42,ISNUMBER($AE42),$AE42,ISNUMBER($AF42),$AF42,AND($AD42=0,$AE42=0,$AF42=0),1)","v":0},{"$f":"IF(ISNUMBER(MATCH(BR$11,$AG42:$AJ42,0)),1,0)*IF(ISNUMBER($AF42),(1-$AF42),1) + IF(ISNUMBER(MATCH(BR$11,$AK42:$AP42,0)),-1,0)*_xlfn.IFS(ISNUMBER($AD42),$AD42,ISNUMBER($AE42),$AE42,ISNUMBER($AF42),$AF42,AND($AD42=0,$AE42=0,$AF42=0),1)","v":0},{"$f":"IF(ISNUMBER(MATCH(BS$11,$AG42:$AJ42,0)),1,0)*IF(ISNUMBER($AF42),(1-$AF42),1) + IF(ISNUMBER(MATCH(BS$11,$AK42:$AP42,0)),-1,0)*_xlfn.IFS(ISNUMBER($AD42),$AD42,ISNUMBER($AE42),$AE42,ISNUMBER($AF42),$AF42,AND($AD42=0,$AE42=0,$AF42=0),1)","v":0},{"$f":"IF(ISNUMBER(MATCH(BT$11,$AG42:$AJ42,0)),1,0)*IF(ISNUMBER($AF42),(1-$AF42),1) + IF(ISNUMBER(MATCH(BT$11,$AK42:$AP42,0)),-1,0)*_xlfn.IFS(ISNUMBER($AD42),$AD42,ISNUMBER($AE42),$AE42,ISNUMBER($AF42),$AF42,AND($AD42=0,$AE42=0,$AF42=0),1)","v":0},{"$f":"IF(ISNUMBER(MATCH(BU$11,$AG42:$AJ42,0)),1,0)*IF(ISNUMBER($AF42),(1-$AF42),1) + IF(ISNUMBER(MATCH(BU$11,$AK42:$AP42,0)),-1,0)*_xlfn.IFS(ISNUMBER($AD42),$AD42,ISNUMBER($AE42),$AE42,ISNUMBER($AF42),$AF42,AND($AD42=0,$AE42=0,$AF42=0),1)","v":0},{"$f":"IF(ISNUMBER(MATCH(BV$11,$AG42:$AJ42,0)),1,0)*IF(ISNUMBER($AF42),(1-$AF42),1) + IF(ISNUMBER(MATCH(BV$11,$AK42:$AP42,0)),-1,0)*_xlfn.IFS(ISNUMBER($AD42),$AD42,ISNUMBER($AE42),$AE42,ISNUMBER($AF42),$AF42,AND($AD42=0,$AE42=0,$AF42=0),1)","v":0},{"$f":"IF(ISNUMBER(MATCH(BW$11,$AG42:$AJ42,0)),1,0)*IF(ISNUMBER($AF42),(1-$AF42),1) + IF(ISNUMBER(MATCH(BW$11,$AK42:$AP42,0)),-1,0)*_xlfn.IFS(ISNUMBER($AD42),$AD42,ISNUMBER($AE42),$AE42,ISNUMBER($AF42),$AF42,AND($AD42=0,$AE42=0,$AF42=0),1)","v":0},{"$f":"IF(ISNUMBER(MATCH(BX$11,$AG42:$AJ42,0)),1,0)*IF(ISNUMBER($AF42),(1-$AF42),1) + IF(ISNUMBER(MATCH(BX$11,$AK42:$AP42,0)),-1,0)*_xlfn.IFS(ISNUMBER($AD42),$AD42,ISNUMBER($AE42),$AE42,ISNUMBER($AF42),$AF42,AND($AD42=0,$AE42=0,$AF42=0),1)","v":0},{"$f":"IF(ISNUMBER(MATCH(BY$11,$AG42:$AJ42,0)),1,0)*IF(ISNUMBER($AF42),(1-$AF42),1) + IF(ISNUMBER(MATCH(BY$11,$AK42:$AP42,0)),-1,0)*_xlfn.IFS(ISNUMBER($AD42),$AD42,ISNUMBER($AE42),$AE42,ISNUMBER($AF42),$AF42,AND($AD42=0,$AE42=0,$AF42=0),1)","v":0},{"$f":"IF(ISNUMBER(MATCH(BZ$11,$AG42:$AJ42,0)),1,0)*IF(ISNUMBER($AF42),(1-$AF42),1) + IF(ISNUMBER(MATCH(BZ$11,$AK42:$AP42,0)),-1,0)*_xlfn.IFS(ISNUMBER($AD42),$AD42,ISNUMBER($AE42),$AE42,ISNUMBER($AF42),$AF42,AND($AD42=0,$AE42=0,$AF42=0),1)","v":0},{"$f":"IF(ISNUMBER(MATCH(CA$11,$AG42:$AJ42,0)),1,0)*IF(ISNUMBER($AF42),(1-$AF42),1) + IF(ISNUMBER(MATCH(CA$11,$AK42:$AP42,0)),-1,0)*_xlfn.IFS(ISNUMBER($AD42),$AD42,ISNUMBER($AE42),$AE42,ISNUMBER($AF42),$AF42,AND($AD42=0,$AE42=0,$AF42=0),1)","v":0},{"$f":"IF(ISNUMBER(MATCH(CB$11,$AG42:$AJ42,0)),1,0)*IF(ISNUMBER($AF42),(1-$AF42),1) + IF(ISNUMBER(MATCH(CB$11,$AK42:$AP42,0)),-1,0)*_xlfn.IFS(ISNUMBER($AD42),$AD42,ISNUMBER($AE42),$AE42,ISNUMBER($AF42),$AF42,AND($AD42=0,$AE42=0,$AF42=0),1)","v":0},{"$f":"IF(ISNUMBER(MATCH(CC$11,$AG42:$AJ42,0)),1,0)*IF(ISNUMBER($AF42),(1-$AF42),1) + IF(ISNUMBER(MATCH(CC$11,$AK42:$AP42,0)),-1,0)*_xlfn.IFS(ISNUMBER($AD42),$AD42,ISNUMBER($AE42),$AE42,ISNUMBER($AF42),$AF42,AND($AD42=0,$AE42=0,$AF42=0),1)","v":0},{"$f":"IF(ISNUMBER(MATCH(CD$11,$AG42:$AJ42,0)),1,0)*IF(ISNUMBER($AF42),(1-$AF42),1) + IF(ISNUMBER(MATCH(CD$11,$AK42:$AP42,0)),-1,0)*_xlfn.IFS(ISNUMBER($AD42),$AD42,ISNUMBER($AE42),$AE42,ISNUMBER($AF42),$AF42,AND($AD42=0,$AE42=0,$AF42=0),1)","v":0},{"$f":"IF(ISNUMBER(MATCH(CE$11,$AG42:$AJ42,0)),1,0)*IF(ISNUMBER($AF42),(1-$AF42),1) + IF(ISNUMBER(MATCH(CE$11,$AK42:$AP42,0)),-1,0)*_xlfn.IFS(ISNUMBER($AD42),$AD42,ISNUMBER($AE42),$AE42,ISNUMBER($AF42),$AF42,AND($AD42=0,$AE42=0,$AF42=0),1)","v":0},{"$f":"IF(ISNUMBER(MATCH(CF$11,$AG42:$AJ42,0)),1,0)*IF(ISNUMBER($AF42),(1-$AF42),1) + IF(ISNUMBER(MATCH(CF$11,$AK42:$AP42,0)),-1,0)*_xlfn.IFS(ISNUMBER($AD42),$AD42,ISNUMBER($AE42),$AE42,ISNUMBER($AF42),$AF42,AND($AD42=0,$AE42=0,$AF42=0),1)","v":0},{"$f":"IF(ISNUMBER(MATCH(CG$11,$AG42:$AJ42,0)),1,0)*IF(ISNUMBER($AF42),(1-$AF42),1) + IF(ISNUMBER(MATCH(CG$11,$AK42:$AP42,0)),-1,0)*_xlfn.IFS(ISNUMBER($AD42),$AD42,ISNUMBER($AE42),$AE42,ISNUMBER($AF42),$AF42,AND($AD42=0,$AE42=0,$AF42=0),1)","v":0},{"$f":"IF(ISNUMBER(MATCH(CH$11,$AG42:$AJ42,0)),1,0)*IF(ISNUMBER($AF42),(1-$AF42),1) + IF(ISNUMBER(MATCH(CH$11,$AK42:$AP42,0)),-1,0)*_xlfn.IFS(ISNUMBER($AD42),$AD42,ISNUMBER($AE42),$AE42,ISNUMBER($AF42),$AF42,AND($AD42=0,$AE42=0,$AF42=0),1)","v":0},{"$f":"IF(ISNUMBER(MATCH(CI$11,$AG42:$AJ42,0)),1,0)*IF(ISNUMBER($AF42),(1-$AF42),1) + IF(ISNUMBER(MATCH(CI$11,$AK42:$AP42,0)),-1,0)*_xlfn.IFS(ISNUMBER($AD42),$AD42,ISNUMBER($AE42),$AE42,ISNUMBER($AF42),$AF42,AND($AD42=0,$AE42=0,$AF42=0),1)","v":0},{"$f":"IF(ISNUMBER(MATCH(CJ$11,$AG42:$AJ42,0)),1,0)*IF(ISNUMBER($AF42),(1-$AF42),1) + IF(ISNUMBER(MATCH(CJ$11,$AK42:$AP42,0)),-1,0)*_xlfn.IFS(ISNUMBER($AD42),$AD42,ISNUMBER($AE42),$AE42,ISNUMBER($AF42),$AF42,AND($AD42=0,$AE42=0,$AF42=0),1)","v":-1},{"$f":"IF(ISNUMBER(MATCH(CK$11,$AG42:$AJ42,0)),1,0)*IF(ISNUMBER($AF42),(1-$AF42),1) + IF(ISNUMBER(MATCH(CK$11,$AK42:$AP42,0)),-1,0)*_xlfn.IFS(ISNUMBER($AD42),$AD42,ISNUMBER($AE42),$AE42,ISNUMBER($AF42),$AF42,AND($AD42=0,$AE42=0,$AF42=0),1)","v":-1},{"$f":"IF(ISNUMBER(MATCH(CL$11,$AG42:$AJ42,0)),1,0)*IF(ISNUMBER($AF42),(1-$AF42),1) + IF(ISNUMBER(MATCH(CL$11,$AK42:$AP42,0)),-1,0)*_xlfn.IFS(ISNUMBER($AD42),$AD42,ISNUMBER($AE42),$AE42,ISNUMBER($AF42),$AF42,AND($AD42=0,$AE42=0,$AF42=0),1)","v":0},{"$f":"IF(ISNUMBER(MATCH(CM$11,$AG42:$AJ42,0)),1,0)*IF(ISNUMBER($AF42),(1-$AF42),1) + IF(ISNUMBER(MATCH(CM$11,$AK42:$AP42,0)),-1,0)*_xlfn.IFS(ISNUMBER($AD42),$AD42,ISNUMBER($AE42),$AE42,ISNUMBER($AF42),$AF42,AND($AD42=0,$AE42=0,$AF42=0),1)","v":0},{"$f":"IF(ISNUMBER(MATCH(CN$11,$AG42:$AJ42,0)),1,0)*IF(ISNUMBER($AF42),(1-$AF42),1) + IF(ISNUMBER(MATCH(CN$11,$AK42:$AP42,0)),-1,0)*_xlfn.IFS(ISNUMBER($AD42),$AD42,ISNUMBER($AE42),$AE42,ISNUMBER($AF42),$AF42,AND($AD42=0,$AE42=0,$AF42=0),1)","v":0},{"$f":"IF(ISNUMBER(MATCH(CO$11,$AG42:$AJ42,0)),1,0)*IF(ISNUMBER($AF42),(1-$AF42),1) + IF(ISNUMBER(MATCH(CO$11,$AK42:$AP42,0)),-1,0)*_xlfn.IFS(ISNUMBER($AD42),$AD42,ISNUMBER($AE42),$AE42,ISNUMBER($AF42),$AF42,AND($AD42=0,$AE42=0,$AF42=0),1)","v":0},{"$f":"IF(ISNUMBER(MATCH(CP$11,$AG42:$AJ42,0)),1,0)*IF(ISNUMBER($AF42),(1-$AF42),1) + IF(ISNUMBER(MATCH(CP$11,$AK42:$AP42,0)),-1,0)*_xlfn.IFS(ISNUMBER($AD42),$AD42,ISNUMBER($AE42),$AE42,ISNUMBER($AF42),$AF42,AND($AD42=0,$AE42=0,$AF42=0),1)","v":0},{"$f":"IF(ISNUMBER(MATCH(CQ$11,$AG42:$AJ42,0)),1,0)*IF(ISNUMBER($AF42),(1-$AF42),1) + IF(ISNUMBER(MATCH(CQ$11,$AK42:$AP42,0)),-1,0)*_xlfn.IFS(ISNUMBER($AD42),$AD42,ISNUMBER($AE42),$AE42,ISNUMBER($AF42),$AF42,AND($AD42=0,$AE42=0,$AF42=0),1)","v":0},{"$f":"IF(ISNUMBER(MATCH(CR$11,$AG42:$AJ42,0)),1,0)*IF(ISNUMBER($AF42),(1-$AF42),1) + IF(ISNUMBER(MATCH(CR$11,$AK42:$AP42,0)),-1,0)*_xlfn.IFS(ISNUMBER($AD42),$AD42,ISNUMBER($AE42),$AE42,ISNUMBER($AF42),$AF42,AND($AD42=0,$AE42=0,$AF42=0),1)","v":0},{"$f":"IF(ISNUMBER(MATCH(CS$11,$AG42:$AJ42,0)),1,0)*IF(ISNUMBER($AF42),(1-$AF42),1) + IF(ISNUMBER(MATCH(CS$11,$AK42:$AP42,0)),-1,0)*_xlfn.IFS(ISNUMBER($AD42),$AD42,ISNUMBER($AE42),$AE42,ISNUMBER($AF42),$AF42,AND($AD42=0,$AE42=0,$AF42=0),1)","v":0},{"$f":"IF(ISNUMBER(MATCH(CT$11,$AG42:$AJ42,0)),1,0)*IF(ISNUMBER($AF42),(1-$AF42),1) + IF(ISNUMBER(MATCH(CT$11,$AK42:$AP42,0)),-1,0)*_xlfn.IFS(ISNUMBER($AD42),$AD42,ISNUMBER($AE42),$AE42,ISNUMBER($AF42),$AF42,AND($AD42=0,$AE42=0,$AF42=0),1)","v":0},{"$f":"IF(ISNUMBER(MATCH(CU$11,$AG42:$AJ42,0)),1,0)*IF(ISNUMBER($AF42),(1-$AF42),1) + IF(ISNUMBER(MATCH(CU$11,$AK42:$AP42,0)),-1,0)*_xlfn.IFS(ISNUMBER($AD42),$AD42,ISNUMBER($AE42),$AE42,ISNUMBER($AF42),$AF42,AND($AD42=0,$AE42=0,$AF42=0),1)","v":0},{"$f":"IF(ISNUMBER(MATCH(CV$11,$AG42:$AJ42,0)),1,0)*IF(ISNUMBER($AF42),(1-$AF42),1) + IF(ISNUMBER(MATCH(CV$11,$AK42:$AP42,0)),-1,0)*_xlfn.IFS(ISNUMBER($AD42),$AD42,ISNUMBER($AE42),$AE42,ISNUMBER($AF42),$AF42,AND($AD42=0,$AE42=0,$AF42=0),1)","v":0},{"$f":"IF(ISNUMBER(MATCH(CW$11,$AG42:$AJ42,0)),1,0)*IF(ISNUMBER($AF42),(1-$AF42),1) + IF(ISNUMBER(MATCH(CW$11,$AK42:$AP42,0)),-1,0)*_xlfn.IFS(ISNUMBER($AD42),$AD42,ISNUMBER($AE42),$AE42,ISNUMBER($AF42),$AF42,AND($AD42=0,$AE42=0,$AF42=0),1)","v":0},{"$f":"IF(ISNUMBER(MATCH(CX$11,$AG42:$AJ42,0)),1,0)*IF(ISNUMBER($AF42),(1-$AF42),1) + IF(ISNUMBER(MATCH(CX$11,$AK42:$AP42,0)),-1,0)*_xlfn.IFS(ISNUMBER($AD42),$AD42,ISNUMBER($AE42),$AE42,ISNUMBER($AF42),$AF42,AND($AD42=0,$AE42=0,$AF42=0),1)","v":0},{"$f":"IF(ISNUMBER(MATCH(CY$11,$AG42:$AJ42,0)),1,0)*IF(ISNUMBER($AF42),(1-$AF42),1) + IF(ISNUMBER(MATCH(CY$11,$AK42:$AP42,0)),-1,0)*_xlfn.IFS(ISNUMBER($AD42),$AD42,ISNUMBER($AE42),$AE42,ISNUMBER($AF42),$AF42,AND($AD42=0,$AE42=0,$AF42=0),1)","v":0},{"$f":"IF(ISNUMBER(MATCH(CZ$11,$AG42:$AJ42,0)),1,0)*IF(ISNUMBER($AF42),(1-$AF42),1) + IF(ISNUMBER(MATCH(CZ$11,$AK42:$AP42,0)),-1,0)*_xlfn.IFS(ISNUMBER($AD42),$AD42,ISNUMBER($AE42),$AE42,ISNUMBER($AF42),$AF42,AND($AD42=0,$AE42=0,$AF42=0),1)","v":0},{"$f":"IF(ISNUMBER(MATCH(DA$11,$AG42:$AJ42,0)),1,0)*IF(ISNUMBER($AF42),(1-$AF42),1) + IF(ISNUMBER(MATCH(DA$11,$AK42:$AP42,0)),-1,0)*_xlfn.IFS(ISNUMBER($AD42),$AD42,ISNUMBER($AE42),$AE42,ISNUMBER($AF42),$AF42,AND($AD42=0,$AE42=0,$AF42=0),1)","v":0},{"$f":"IF(ISNUMBER(MATCH(DB$11,$AG42:$AJ42,0)),1,0)*IF(ISNUMBER($AF42),(1-$AF42),1) + IF(ISNUMBER(MATCH(DB$11,$AK42:$AP42,0)),-1,0)*_xlfn.IFS(ISNUMBER($AD42),$AD42,ISNUMBER($AE42),$AE42,ISNUMBER($AF42),$AF42,AND($AD42=0,$AE42=0,$AF42=0),1)","v":0},{"$f":"IF(ISNUMBER(MATCH(DC$11,$AG42:$AJ42,0)),1,0)*IF(ISNUMBER($AF42),(1-$AF42),1) + IF(ISNUMBER(MATCH(DC$11,$AK42:$AP42,0)),-1,0)*_xlfn.IFS(ISNUMBER($AD42),$AD42,ISNUMBER($AE42),$AE42,ISNUMBER($AF42),$AF42,AND($AD42=0,$AE42=0,$AF42=0),1)","v":0},{"$f":"IF(ISNUMBER(MATCH(DD$11,$AG42:$AJ42,0)),1,0)*IF(ISNUMBER($AF42),(1-$AF42),1) + IF(ISNUMBER(MATCH(DD$11,$AK42:$AP42,0)),-1,0)*_xlfn.IFS(ISNUMBER($AD42),$AD42,ISNUMBER($AE42),$AE42,ISNUMBER($AF42),$AF42,AND($AD42=0,$AE42=0,$AF42=0),1)","v":0},{"$f":"IF(ISNUMBER(MATCH(DE$11,$AG42:$AJ42,0)),1,0)*IF(ISNUMBER($AF42),(1-$AF42),1) + IF(ISNUMBER(MATCH(DE$11,$AK42:$AP42,0)),-1,0)*_xlfn.IFS(ISNUMBER($AD42),$AD42,ISNUMBER($AE42),$AE42,ISNUMBER($AF42),$AF42,AND($AD42=0,$AE42=0,$AF42=0),1)","v":0},null,0,null,null,null,null,null,null,null,null,null,null,null,-23,{"$error":"#N/A"},{"$error":"#N/A"},0,0,0,0,0,0,0,0,0,0,0,0,0,9,0,8,15,38,73,0,0]
[null,null,null,null,null,"maintenance",{"$f":"SUM(C62:F62)","v":{"$error":"#N/A"}},null,null,"Dataroom1","Dataroom2","Dataroom3","Dataroom4",null,null,null,null,null,"q_drms_dr2-hru,lt",0,{"$error":"#N/A"},null,null,null,null,null,null,"Conservation",null,null,null,null,"q_dr3_cls,a","e_drms_oh-dr3",null,null,"q_drms_dr3-hru,lt",null,null,null,null,null,null,{"$f":"IF(ISNUMBER(MATCH(AR$11,$AG43:$AJ43,0)),1,0)*IF(ISNUMBER($AF43),(1-$AF43),1) + IF(ISNUMBER(MATCH(AR$11,$AK43:$AP43,0)),-1,0)*_xlfn.IFS(ISNUMBER($AD43),$AD43,ISNUMBER($AE43),$AE43,ISNUMBER($AF43),$AF43,AND($AD43=0,$AE43=0,$AF43=0),1)","v":0},{"$f":"IF(ISNUMBER(MATCH(AS$11,$AG43:$AJ43,0)),1,0)*IF(ISNUMBER($AF43),(1-$AF43),1) + IF(ISNUMBER(MATCH(AS$11,$AK43:$AP43,0)),-1,0)*_xlfn.IFS(ISNUMBER($AD43),$AD43,ISNUMBER($AE43),$AE43,ISNUMBER($AF43),$AF43,AND($AD43=0,$AE43=0,$AF43=0),1)","v":0},{"$f":"IF(ISNUMBER(MATCH(AT$11,$AG43:$AJ43,0)),1,0)*IF(ISNUMBER($AF43),(1-$AF43),1) + IF(ISNUMBER(MATCH(AT$11,$AK43:$AP43,0)),-1,0)*_xlfn.IFS(ISNUMBER($AD43),$AD43,ISNUMBER($AE43),$AE43,ISNUMBER($AF43),$AF43,AND($AD43=0,$AE43=0,$AF43=0),1)","v":0},{"$f":"IF(ISNUMBER(MATCH(AU$11,$AG43:$AJ43,0)),1,0)*IF(ISNUMBER($AF43),(1-$AF43),1) + IF(ISNUMBER(MATCH(AU$11,$AK43:$AP43,0)),-1,0)*_xlfn.IFS(ISNUMBER($AD43),$AD43,ISNUMBER($AE43),$AE43,ISNUMBER($AF43),$AF43,AND($AD43=0,$AE43=0,$AF43=0),1)","v":0},{"$f":"IF(ISNUMBER(MATCH(AV$11,$AG43:$AJ43,0)),1,0)*IF(ISNUMBER($AF43),(1-$AF43),1) + IF(ISNUMBER(MATCH(AV$11,$AK43:$AP43,0)),-1,0)*_xlfn.IFS(ISNUMBER($AD43),$AD43,ISNUMBER($AE43),$AE43,ISNUMBER($AF43),$AF43,AND($AD43=0,$AE43=0,$AF43=0),1)","v":0},{"$f":"IF(ISNUMBER(MATCH(AW$11,$AG43:$AJ43,0)),1,0)*IF(ISNUMBER($AF43),(1-$AF43),1) + IF(ISNUMBER(MATCH(AW$11,$AK43:$AP43,0)),-1,0)*_xlfn.IFS(ISNUMBER($AD43),$AD43,ISNUMBER($AE43),$AE43,ISNUMBER($AF43),$AF43,AND($AD43=0,$AE43=0,$AF43=0),1)","v":0},{"$f":"IF(ISNUMBER(MATCH(AX$11,$AG43:$AJ43,0)),1,0)*IF(ISNUMBER($AF43),(1-$AF43),1) + IF(ISNUMBER(MATCH(AX$11,$AK43:$AP43,0)),-1,0)*_xlfn.IFS(ISNUMBER($AD43),$AD43,ISNUMBER($AE43),$AE43,ISNUMBER($AF43),$AF43,AND($AD43=0,$AE43=0,$AF43=0),1)","v":0},{"$f":"IF(ISNUMBER(MATCH(AY$11,$AG43:$AJ43,0)),1,0)*IF(ISNUMBER($AF43),(1-$AF43),1) + IF(ISNUMBER(MATCH(AY$11,$AK43:$AP43,0)),-1,0)*_xlfn.IFS(ISNUMBER($AD43),$AD43,ISNUMBER($AE43),$AE43,ISNUMBER($AF43),$AF43,AND($AD43=0,$AE43=0,$AF43=0),1)","v":0},{"$f":"IF(ISNUMBER(MATCH(AZ$11,$AG43:$AJ43,0)),1,0)*IF(ISNUMBER($AF43),(1-$AF43),1) + IF(ISNUMBER(MATCH(AZ$11,$AK43:$AP43,0)),-1,0)*_xlfn.IFS(ISNUMBER($AD43),$AD43,ISNUMBER($AE43),$AE43,ISNUMBER($AF43),$AF43,AND($AD43=0,$AE43=0,$AF43=0),1)","v":0},{"$f":"IF(ISNUMBER(MATCH(BA$11,$AG43:$AJ43,0)),1,0)*IF(ISNUMBER($AF43),(1-$AF43),1) + IF(ISNUMBER(MATCH(BA$11,$AK43:$AP43,0)),-1,0)*_xlfn.IFS(ISNUMBER($AD43),$AD43,ISNUMBER($AE43),$AE43,ISNUMBER($AF43),$AF43,AND($AD43=0,$AE43=0,$AF43=0),1)","v":0},{"$f":"IF(ISNUMBER(MATCH(BB$11,$AG43:$AJ43,0)),1,0)*IF(ISNUMBER($AF43),(1-$AF43),1) + IF(ISNUMBER(MATCH(BB$11,$AK43:$AP43,0)),-1,0)*_xlfn.IFS(ISNUMBER($AD43),$AD43,ISNUMBER($AE43),$AE43,ISNUMBER($AF43),$AF43,AND($AD43=0,$AE43=0,$AF43=0),1)","v":0},{"$f":"IF(ISNUMBER(MATCH(BC$11,$AG43:$AJ43,0)),1,0)*IF(ISNUMBER($AF43),(1-$AF43),1) + IF(ISNUMBER(MATCH(BC$11,$AK43:$AP43,0)),-1,0)*_xlfn.IFS(ISNUMBER($AD43),$AD43,ISNUMBER($AE43),$AE43,ISNUMBER($AF43),$AF43,AND($AD43=0,$AE43=0,$AF43=0),1)","v":0},{"$f":"IF(ISNUMBER(MATCH(BD$11,$AG43:$AJ43,0)),1,0)*IF(ISNUMBER($AF43),(1-$AF43),1) + IF(ISNUMBER(MATCH(BD$11,$AK43:$AP43,0)),-1,0)*_xlfn.IFS(ISNUMBER($AD43),$AD43,ISNUMBER($AE43),$AE43,ISNUMBER($AF43),$AF43,AND($AD43=0,$AE43=0,$AF43=0),1)","v":0},{"$f":"IF(ISNUMBER(MATCH(BE$11,$AG43:$AJ43,0)),1,0)*IF(ISNUMBER($AF43),(1-$AF43),1) + IF(ISNUMBER(MATCH(BE$11,$AK43:$AP43,0)),-1,0)*_xlfn.IFS(ISNUMBER($AD43),$AD43,ISNUMBER($AE43),$AE43,ISNUMBER($AF43),$AF43,AND($AD43=0,$AE43=0,$AF43=0),1)","v":0},{"$f":"IF(ISNUMBER(MATCH(BF$11,$AG43:$AJ43,0)),1,0)*IF(ISNUMBER($AF43),(1-$AF43),1) + IF(ISNUMBER(MATCH(BF$11,$AK43:$AP43,0)),-1,0)*_xlfn.IFS(ISNUMBER($AD43),$AD43,ISNUMBER($AE43),$AE43,ISNUMBER($AF43),$AF43,AND($AD43=0,$AE43=0,$AF43=0),1)","v":0},{"$f":"IF(ISNUMBER(MATCH(BG$11,$AG43:$AJ43,0)),1,0)*IF(ISNUMBER($AF43),(1-$AF43),1) + IF(ISNUMBER(MATCH(BG$11,$AK43:$AP43,0)),-1,0)*_xlfn.IFS(ISNUMBER($AD43),$AD43,ISNUMBER($AE43),$AE43,ISNUMBER($AF43),$AF43,AND($AD43=0,$AE43=0,$AF43=0),1)","v":0},{"$f":"IF(ISNUMBER(MATCH(BH$11,$AG43:$AJ43,0)),1,0)*IF(ISNUMBER($AF43),(1-$AF43),1) + IF(ISNUMBER(MATCH(BH$11,$AK43:$AP43,0)),-1,0)*_xlfn.IFS(ISNUMBER($AD43),$AD43,ISNUMBER($AE43),$AE43,ISNUMBER($AF43),$AF43,AND($AD43=0,$AE43=0,$AF43=0),1)","v":0},{"$f":"IF(ISNUMBER(MATCH(BI$11,$AG43:$AJ43,0)),1,0)*IF(ISNUMBER($AF43),(1-$AF43),1) + IF(ISNUMBER(MATCH(BI$11,$AK43:$AP43,0)),-1,0)*_xlfn.IFS(ISNUMBER($AD43),$AD43,ISNUMBER($AE43),$AE43,ISNUMBER($AF43),$AF43,AND($AD43=0,$AE43=0,$AF43=0),1)","v":0},{"$f":"IF(ISNUMBER(MATCH(BJ$11,$AG43:$AJ43,0)),1,0)*IF(ISNUMBER($AF43),(1-$AF43),1) + IF(ISNUMBER(MATCH(BJ$11,$AK43:$AP43,0)),-1,0)*_xlfn.IFS(ISNUMBER($AD43),$AD43,ISNUMBER($AE43),$AE43,ISNUMBER($AF43),$AF43,AND($AD43=0,$AE43=0,$AF43=0),1)","v":0},{"$f":"IF(ISNUMBER(MATCH(BK$11,$AG43:$AJ43,0)),1,0)*IF(ISNUMBER($AF43),(1-$AF43),1) + IF(ISNUMBER(MATCH(BK$11,$AK43:$AP43,0)),-1,0)*_xlfn.IFS(ISNUMBER($AD43),$AD43,ISNUMBER($AE43),$AE43,ISNUMBER($AF43),$AF43,AND($AD43=0,$AE43=0,$AF43=0),1)","v":0},{"$f":"IF(ISNUMBER(MATCH(BL$11,$AG43:$AJ43,0)),1,0)*IF(ISNUMBER($AF43),(1-$AF43),1) + IF(ISNUMBER(MATCH(BL$11,$AK43:$AP43,0)),-1,0)*_xlfn.IFS(ISNUMBER($AD43),$AD43,ISNUMBER($AE43),$AE43,ISNUMBER($AF43),$AF43,AND($AD43=0,$AE43=0,$AF43=0),1)","v":0},{"$f":"IF(ISNUMBER(MATCH(BM$11,$AG43:$AJ43,0)),1,0)*IF(ISNUMBER($AF43),(1-$AF43),1) + IF(ISNUMBER(MATCH(BM$11,$AK43:$AP43,0)),-1,0)*_xlfn.IFS(ISNUMBER($AD43),$AD43,ISNUMBER($AE43),$AE43,ISNUMBER($AF43),$AF43,AND($AD43=0,$AE43=0,$AF43=0),1)","v":0},{"$f":"IF(ISNUMBER(MATCH(BN$11,$AG43:$AJ43,0)),1,0)*IF(ISNUMBER($AF43),(1-$AF43),1) + IF(ISNUMBER(MATCH(BN$11,$AK43:$AP43,0)),-1,0)*_xlfn.IFS(ISNUMBER($AD43),$AD43,ISNUMBER($AE43),$AE43,ISNUMBER($AF43),$AF43,AND($AD43=0,$AE43=0,$AF43=0),1)","v":0},{"$f":"IF(ISNUMBER(MATCH(BO$11,$AG43:$AJ43,0)),1,0)*IF(ISNUMBER($AF43),(1-$AF43),1) + IF(ISNUMBER(MATCH(BO$11,$AK43:$AP43,0)),-1,0)*_xlfn.IFS(ISNUMBER($AD43),$AD43,ISNUMBER($AE43),$AE43,ISNUMBER($AF43),$AF43,AND($AD43=0,$AE43=0,$AF43=0),1)","v":0},{"$f":"IF(ISNUMBER(MATCH(BP$11,$AG43:$AJ43,0)),1,0)*IF(ISNUMBER($AF43),(1-$AF43),1) + IF(ISNUMBER(MATCH(BP$11,$AK43:$AP43,0)),-1,0)*_xlfn.IFS(ISNUMBER($AD43),$AD43,ISNUMBER($AE43),$AE43,ISNUMBER($AF43),$AF43,AND($AD43=0,$AE43=0,$AF43=0),1)","v":0},{"$f":"IF(ISNUMBER(MATCH(BQ$11,$AG43:$AJ43,0)),1,0)*IF(ISNUMBER($AF43),(1-$AF43),1) + IF(ISNUMBER(MATCH(BQ$11,$AK43:$AP43,0)),-1,0)*_xlfn.IFS(ISNUMBER($AD43),$AD43,ISNUMBER($AE43),$AE43,ISNUMBER($AF43),$AF43,AND($AD43=0,$AE43=0,$AF43=0),1)","v":1},{"$f":"IF(ISNUMBER(MATCH(BR$11,$AG43:$AJ43,0)),1,0)*IF(ISNUMBER($AF43),(1-$AF43),1) + IF(ISNUMBER(MATCH(BR$11,$AK43:$AP43,0)),-1,0)*_xlfn.IFS(ISNUMBER($AD43),$AD43,ISNUMBER($AE43),$AE43,ISNUMBER($AF43),$AF43,AND($AD43=0,$AE43=0,$AF43=0),1)","v":0},{"$f":"IF(ISNUMBER(MATCH(BS$11,$AG43:$AJ43,0)),1,0)*IF(ISNUMBER($AF43),(1-$AF43),1) + IF(ISNUMBER(MATCH(BS$11,$AK43:$AP43,0)),-1,0)*_xlfn.IFS(ISNUMBER($AD43),$AD43,ISNUMBER($AE43),$AE43,ISNUMBER($AF43),$AF43,AND($AD43=0,$AE43=0,$AF43=0),1)","v":0},{"$f":"IF(ISNUMBER(MATCH(BT$11,$AG43:$AJ43,0)),1,0)*IF(ISNUMBER($AF43),(1-$AF43),1) + IF(ISNUMBER(MATCH(BT$11,$AK43:$AP43,0)),-1,0)*_xlfn.IFS(ISNUMBER($AD43),$AD43,ISNUMBER($AE43),$AE43,ISNUMBER($AF43),$AF43,AND($AD43=0,$AE43=0,$AF43=0),1)","v":0},{"$f":"IF(ISNUMBER(MATCH(BU$11,$AG43:$AJ43,0)),1,0)*IF(ISNUMBER($AF43),(1-$AF43),1) + IF(ISNUMBER(MATCH(BU$11,$AK43:$AP43,0)),-1,0)*_xlfn.IFS(ISNUMBER($AD43),$AD43,ISNUMBER($AE43),$AE43,ISNUMBER($AF43),$AF43,AND($AD43=0,$AE43=0,$AF43=0),1)","v":0},{"$f":"IF(ISNUMBER(MATCH(BV$11,$AG43:$AJ43,0)),1,0)*IF(ISNUMBER($AF43),(1-$AF43),1) + IF(ISNUMBER(MATCH(BV$11,$AK43:$AP43,0)),-1,0)*_xlfn.IFS(ISNUMBER($AD43),$AD43,ISNUMBER($AE43),$AE43,ISNUMBER($AF43),$AF43,AND($AD43=0,$AE43=0,$AF43=0),1)","v":0},{"$f":"IF(ISNUMBER(MATCH(BW$11,$AG43:$AJ43,0)),1,0)*IF(ISNUMBER($AF43),(1-$AF43),1) + IF(ISNUMBER(MATCH(BW$11,$AK43:$AP43,0)),-1,0)*_xlfn.IFS(ISNUMBER($AD43),$AD43,ISNUMBER($AE43),$AE43,ISNUMBER($AF43),$AF43,AND($AD43=0,$AE43=0,$AF43=0),1)","v":0},{"$f":"IF(ISNUMBER(MATCH(BX$11,$AG43:$AJ43,0)),1,0)*IF(ISNUMBER($AF43),(1-$AF43),1) + IF(ISNUMBER(MATCH(BX$11,$AK43:$AP43,0)),-1,0)*_xlfn.IFS(ISNUMBER($AD43),$AD43,ISNUMBER($AE43),$AE43,ISNUMBER($AF43),$AF43,AND($AD43=0,$AE43=0,$AF43=0),1)","v":0},{"$f":"IF(ISNUMBER(MATCH(BY$11,$AG43:$AJ43,0)),1,0)*IF(ISNUMBER($AF43),(1-$AF43),1) + IF(ISNUMBER(MATCH(BY$11,$AK43:$AP43,0)),-1,0)*_xlfn.IFS(ISNUMBER($AD43),$AD43,ISNUMBER($AE43),$AE43,ISNUMBER($AF43),$AF43,AND($AD43=0,$AE43=0,$AF43=0),1)","v":-1},{"$f":"IF(ISNUMBER(MATCH(BZ$11,$AG43:$AJ43,0)),1,0)*IF(ISNUMBER($AF43),(1-$AF43),1) + IF(ISNUMBER(MATCH(BZ$11,$AK43:$AP43,0)),-1,0)*_xlfn.IFS(ISNUMBER($AD43),$AD43,ISNUMBER($AE43),$AE43,ISNUMBER($AF43),$AF43,AND($AD43=0,$AE43=0,$AF43=0),1)","v":0},{"$f":"IF(ISNUMBER(MATCH(CA$11,$AG43:$AJ43,0)),1,0)*IF(ISNUMBER($AF43),(1-$AF43),1) + IF(ISNUMBER(MATCH(CA$11,$AK43:$AP43,0)),-1,0)*_xlfn.IFS(ISNUMBER($AD43),$AD43,ISNUMBER($AE43),$AE43,ISNUMBER($AF43),$AF43,AND($AD43=0,$AE43=0,$AF43=0),1)","v":0},{"$f":"IF(ISNUMBER(MATCH(CB$11,$AG43:$AJ43,0)),1,0)*IF(ISNUMBER($AF43),(1-$AF43),1) + IF(ISNUMBER(MATCH(CB$11,$AK43:$AP43,0)),-1,0)*_xlfn.IFS(ISNUMBER($AD43),$AD43,ISNUMBER($AE43),$AE43,ISNUMBER($AF43),$AF43,AND($AD43=0,$AE43=0,$AF43=0),1)","v":0},{"$f":"IF(ISNUMBER(MATCH(CC$11,$AG43:$AJ43,0)),1,0)*IF(ISNUMBER($AF43),(1-$AF43),1) + IF(ISNUMBER(MATCH(CC$11,$AK43:$AP43,0)),-1,0)*_xlfn.IFS(ISNUMBER($AD43),$AD43,ISNUMBER($AE43),$AE43,ISNUMBER($AF43),$AF43,AND($AD43=0,$AE43=0,$AF43=0),1)","v":0},{"$f":"IF(ISNUMBER(MATCH(CD$11,$AG43:$AJ43,0)),1,0)*IF(ISNUMBER($AF43),(1-$AF43),1) + IF(ISNUMBER(MATCH(CD$11,$AK43:$AP43,0)),-1,0)*_xlfn.IFS(ISNUMBER($AD43),$AD43,ISNUMBER($AE43),$AE43,ISNUMBER($AF43),$AF43,AND($AD43=0,$AE43=0,$AF43=0),1)","v":0},{"$f":"IF(ISNUMBER(MATCH(CE$11,$AG43:$AJ43,0)),1,0)*IF(ISNUMBER($AF43),(1-$AF43),1) + IF(ISNUMBER(MATCH(CE$11,$AK43:$AP43,0)),-1,0)*_xlfn.IFS(ISNUMBER($AD43),$AD43,ISNUMBER($AE43),$AE43,ISNUMBER($AF43),$AF43,AND($AD43=0,$AE43=0,$AF43=0),1)","v":0},{"$f":"IF(ISNUMBER(MATCH(CF$11,$AG43:$AJ43,0)),1,0)*IF(ISNUMBER($AF43),(1-$AF43),1) + IF(ISNUMBER(MATCH(CF$11,$AK43:$AP43,0)),-1,0)*_xlfn.IFS(ISNUMBER($AD43),$AD43,ISNUMBER($AE43),$AE43,ISNUMBER($AF43),$AF43,AND($AD43=0,$AE43=0,$AF43=0),1)","v":0},{"$f":"IF(ISNUMBER(MATCH(CG$11,$AG43:$AJ43,0)),1,0)*IF(ISNUMBER($AF43),(1-$AF43),1) + IF(ISNUMBER(MATCH(CG$11,$AK43:$AP43,0)),-1,0)*_xlfn.IFS(ISNUMBER($AD43),$AD43,ISNUMBER($AE43),$AE43,ISNUMBER($AF43),$AF43,AND($AD43=0,$AE43=0,$AF43=0),1)","v":0},{"$f":"IF(ISNUMBER(MATCH(CH$11,$AG43:$AJ43,0)),1,0)*IF(ISNUMBER($AF43),(1-$AF43),1) + IF(ISNUMBER(MATCH(CH$11,$AK43:$AP43,0)),-1,0)*_xlfn.IFS(ISNUMBER($AD43),$AD43,ISNUMBER($AE43),$AE43,ISNUMBER($AF43),$AF43,AND($AD43=0,$AE43=0,$AF43=0),1)","v":0},{"$f":"IF(ISNUMBER(MATCH(CI$11,$AG43:$AJ43,0)),1,0)*IF(ISNUMBER($AF43),(1-$AF43),1) + IF(ISNUMBER(MATCH(CI$11,$AK43:$AP43,0)),-1,0)*_xlfn.IFS(ISNUMBER($AD43),$AD43,ISNUMBER($AE43),$AE43,ISNUMBER($AF43),$AF43,AND($AD43=0,$AE43=0,$AF43=0),1)","v":0},{"$f":"IF(ISNUMBER(MATCH(CJ$11,$AG43:$AJ43,0)),1,0)*IF(ISNUMBER($AF43),(1-$AF43),1) + IF(ISNUMBER(MATCH(CJ$11,$AK43:$AP43,0)),-1,0)*_xlfn.IFS(ISNUMBER($AD43),$AD43,ISNUMBER($AE43),$AE43,ISNUMBER($AF43),$AF43,AND($AD43=0,$AE43=0,$AF43=0),1)","v":1},{"$f":"IF(ISNUMBER(MATCH(CK$11,$AG43:$AJ43,0)),1,0)*IF(ISNUMBER($AF43),(1-$AF43),1) + IF(ISNUMBER(MATCH(CK$11,$AK43:$AP43,0)),-1,0)*_xlfn.IFS(ISNUMBER($AD43),$AD43,ISNUMBER($AE43),$AE43,ISNUMBER($AF43),$AF43,AND($AD43=0,$AE43=0,$AF43=0),1)","v":0},{"$f":"IF(ISNUMBER(MATCH(CL$11,$AG43:$AJ43,0)),1,0)*IF(ISNUMBER($AF43),(1-$AF43),1) + IF(ISNUMBER(MATCH(CL$11,$AK43:$AP43,0)),-1,0)*_xlfn.IFS(ISNUMBER($AD43),$AD43,ISNUMBER($AE43),$AE43,ISNUMBER($AF43),$AF43,AND($AD43=0,$AE43=0,$AF43=0),1)","v":0},{"$f":"IF(ISNUMBER(MATCH(CM$11,$AG43:$AJ43,0)),1,0)*IF(ISNUMBER($AF43),(1-$AF43),1) + IF(ISNUMBER(MATCH(CM$11,$AK43:$AP43,0)),-1,0)*_xlfn.IFS(ISNUMBER($AD43),$AD43,ISNUMBER($AE43),$AE43,ISNUMBER($AF43),$AF43,AND($AD43=0,$AE43=0,$AF43=0),1)","v":0},{"$f":"IF(ISNUMBER(MATCH(CN$11,$AG43:$AJ43,0)),1,0)*IF(ISNUMBER($AF43),(1-$AF43),1) + IF(ISNUMBER(MATCH(CN$11,$AK43:$AP43,0)),-1,0)*_xlfn.IFS(ISNUMBER($AD43),$AD43,ISNUMBER($AE43),$AE43,ISNUMBER($AF43),$AF43,AND($AD43=0,$AE43=0,$AF43=0),1)","v":0},{"$f":"IF(ISNUMBER(MATCH(CO$11,$AG43:$AJ43,0)),1,0)*IF(ISNUMBER($AF43),(1-$AF43),1) + IF(ISNUMBER(MATCH(CO$11,$AK43:$AP43,0)),-1,0)*_xlfn.IFS(ISNUMBER($AD43),$AD43,ISNUMBER($AE43),$AE43,ISNUMBER($AF43),$AF43,AND($AD43=0,$AE43=0,$AF43=0),1)","v":0},{"$f":"IF(ISNUMBER(MATCH(CP$11,$AG43:$AJ43,0)),1,0)*IF(ISNUMBER($AF43),(1-$AF43),1) + IF(ISNUMBER(MATCH(CP$11,$AK43:$AP43,0)),-1,0)*_xlfn.IFS(ISNUMBER($AD43),$AD43,ISNUMBER($AE43),$AE43,ISNUMBER($AF43),$AF43,AND($AD43=0,$AE43=0,$AF43=0),1)","v":0},{"$f":"IF(ISNUMBER(MATCH(CQ$11,$AG43:$AJ43,0)),1,0)*IF(ISNUMBER($AF43),(1-$AF43),1) + IF(ISNUMBER(MATCH(CQ$11,$AK43:$AP43,0)),-1,0)*_xlfn.IFS(ISNUMBER($AD43),$AD43,ISNUMBER($AE43),$AE43,ISNUMBER($AF43),$AF43,AND($AD43=0,$AE43=0,$AF43=0),1)","v":0},{"$f":"IF(ISNUMBER(MATCH(CR$11,$AG43:$AJ43,0)),1,0)*IF(ISNUMBER($AF43),(1-$AF43),1) + IF(ISNUMBER(MATCH(CR$11,$AK43:$AP43,0)),-1,0)*_xlfn.IFS(ISNUMBER($AD43),$AD43,ISNUMBER($AE43),$AE43,ISNUMBER($AF43),$AF43,AND($AD43=0,$AE43=0,$AF43=0),1)","v":0},{"$f":"IF(ISNUMBER(MATCH(CS$11,$AG43:$AJ43,0)),1,0)*IF(ISNUMBER($AF43),(1-$AF43),1) + IF(ISNUMBER(MATCH(CS$11,$AK43:$AP43,0)),-1,0)*_xlfn.IFS(ISNUMBER($AD43),$AD43,ISNUMBER($AE43),$AE43,ISNUMBER($AF43),$AF43,AND($AD43=0,$AE43=0,$AF43=0),1)","v":0},{"$f":"IF(ISNUMBER(MATCH(CT$11,$AG43:$AJ43,0)),1,0)*IF(ISNUMBER($AF43),(1-$AF43),1) + IF(ISNUMBER(MATCH(CT$11,$AK43:$AP43,0)),-1,0)*_xlfn.IFS(ISNUMBER($AD43),$AD43,ISNUMBER($AE43),$AE43,ISNUMBER($AF43),$AF43,AND($AD43=0,$AE43=0,$AF43=0),1)","v":0},{"$f":"IF(ISNUMBER(MATCH(CU$11,$AG43:$AJ43,0)),1,0)*IF(ISNUMBER($AF43),(1-$AF43),1) + IF(ISNUMBER(MATCH(CU$11,$AK43:$AP43,0)),-1,0)*_xlfn.IFS(ISNUMBER($AD43),$AD43,ISNUMBER($AE43),$AE43,ISNUMBER($AF43),$AF43,AND($AD43=0,$AE43=0,$AF43=0),1)","v":0},{"$f":"IF(ISNUMBER(MATCH(CV$11,$AG43:$AJ43,0)),1,0)*IF(ISNUMBER($AF43),(1-$AF43),1) + IF(ISNUMBER(MATCH(CV$11,$AK43:$AP43,0)),-1,0)*_xlfn.IFS(ISNUMBER($AD43),$AD43,ISNUMBER($AE43),$AE43,ISNUMBER($AF43),$AF43,AND($AD43=0,$AE43=0,$AF43=0),1)","v":0},{"$f":"IF(ISNUMBER(MATCH(CW$11,$AG43:$AJ43,0)),1,0)*IF(ISNUMBER($AF43),(1-$AF43),1) + IF(ISNUMBER(MATCH(CW$11,$AK43:$AP43,0)),-1,0)*_xlfn.IFS(ISNUMBER($AD43),$AD43,ISNUMBER($AE43),$AE43,ISNUMBER($AF43),$AF43,AND($AD43=0,$AE43=0,$AF43=0),1)","v":0},{"$f":"IF(ISNUMBER(MATCH(CX$11,$AG43:$AJ43,0)),1,0)*IF(ISNUMBER($AF43),(1-$AF43),1) + IF(ISNUMBER(MATCH(CX$11,$AK43:$AP43,0)),-1,0)*_xlfn.IFS(ISNUMBER($AD43),$AD43,ISNUMBER($AE43),$AE43,ISNUMBER($AF43),$AF43,AND($AD43=0,$AE43=0,$AF43=0),1)","v":0},{"$f":"IF(ISNUMBER(MATCH(CY$11,$AG43:$AJ43,0)),1,0)*IF(ISNUMBER($AF43),(1-$AF43),1) + IF(ISNUMBER(MATCH(CY$11,$AK43:$AP43,0)),-1,0)*_xlfn.IFS(ISNUMBER($AD43),$AD43,ISNUMBER($AE43),$AE43,ISNUMBER($AF43),$AF43,AND($AD43=0,$AE43=0,$AF43=0),1)","v":0},{"$f":"IF(ISNUMBER(MATCH(CZ$11,$AG43:$AJ43,0)),1,0)*IF(ISNUMBER($AF43),(1-$AF43),1) + IF(ISNUMBER(MATCH(CZ$11,$AK43:$AP43,0)),-1,0)*_xlfn.IFS(ISNUMBER($AD43),$AD43,ISNUMBER($AE43),$AE43,ISNUMBER($AF43),$AF43,AND($AD43=0,$AE43=0,$AF43=0),1)","v":0},{"$f":"IF(ISNUMBER(MATCH(DA$11,$AG43:$AJ43,0)),1,0)*IF(ISNUMBER($AF43),(1-$AF43),1) + IF(ISNUMBER(MATCH(DA$11,$AK43:$AP43,0)),-1,0)*_xlfn.IFS(ISNUMBER($AD43),$AD43,ISNUMBER($AE43),$AE43,ISNUMBER($AF43),$AF43,AND($AD43=0,$AE43=0,$AF43=0),1)","v":0},{"$f":"IF(ISNUMBER(MATCH(DB$11,$AG43:$AJ43,0)),1,0)*IF(ISNUMBER($AF43),(1-$AF43),1) + IF(ISNUMBER(MATCH(DB$11,$AK43:$AP43,0)),-1,0)*_xlfn.IFS(ISNUMBER($AD43),$AD43,ISNUMBER($AE43),$AE43,ISNUMBER($AF43),$AF43,AND($AD43=0,$AE43=0,$AF43=0),1)","v":0},{"$f":"IF(ISNUMBER(MATCH(DC$11,$AG43:$AJ43,0)),1,0)*IF(ISNUMBER($AF43),(1-$AF43),1) + IF(ISNUMBER(MATCH(DC$11,$AK43:$AP43,0)),-1,0)*_xlfn.IFS(ISNUMBER($AD43),$AD43,ISNUMBER($AE43),$AE43,ISNUMBER($AF43),$AF43,AND($AD43=0,$AE43=0,$AF43=0),1)","v":0},{"$f":"IF(ISNUMBER(MATCH(DD$11,$AG43:$AJ43,0)),1,0)*IF(ISNUMBER($AF43),(1-$AF43),1) + IF(ISNUMBER(MATCH(DD$11,$AK43:$AP43,0)),-1,0)*_xlfn.IFS(ISNUMBER($AD43),$AD43,ISNUMBER($AE43),$AE43,ISNUMBER($AF43),$AF43,AND($AD43=0,$AE43=0,$AF43=0),1)","v":0},{"$f":"IF(ISNUMBER(MATCH(DE$11,$AG43:$AJ43,0)),1,0)*IF(ISNUMBER($AF43),(1-$AF43),1) + IF(ISNUMBER(MATCH(DE$11,$AK43:$AP43,0)),-1,0)*_xlfn.IFS(ISNUMBER($AD43),$AD43,ISNUMBER($AE43),$AE43,ISNUMBER($AF43),$AF43,AND($AD43=0,$AE43=0,$AF43=0),1)","v":0},null,0,null,null,null,null,null,null,null,null,null,null,null,-22,{"$error":"#N/A"},{"$error":"#N/A"},0,0,0,0,0,0,0,0,0,0,0,0,0,14,0,14,15,35,107,0,0]
[null,null,null,null,null,"water",{"$f":"SUM(C63:F63)","v":{"$error":"#N/A"}},null,"type",{"$f":"TRANSPOSE(C6:C9)","v":0},1,0,0,null,null,null,null,null,"q_drms_dr2-hru,ht",0,{"$error":"#N/A"},null,null,null,null,null,null,"Conservation",null,null,null,null,"q_drms_dr3-hru,ht",null,null,null,"q_dr3_cls,l",null,null,null,null,null,null,{"$f":"IF(ISNUMBER(MATCH(AR$11,$AG44:$AJ44,0)),1,0)*IF(ISNUMBER($AF44),(1-$AF44),1) + IF(ISNUMBER(MATCH(AR$11,$AK44:$AP44,0)),-1,0)*_xlfn.IFS(ISNUMBER($AD44),$AD44,ISNUMBER($AE44),$AE44,ISNUMBER($AF44),$AF44,AND($AD44=0,$AE44=0,$AF44=0),1)","v":0},{"$f":"IF(ISNUMBER(MATCH(AS$11,$AG44:$AJ44,0)),1,0)*IF(ISNUMBER($AF44),(1-$AF44),1) + IF(ISNUMBER(MATCH(AS$11,$AK44:$AP44,0)),-1,0)*_xlfn.IFS(ISNUMBER($AD44),$AD44,ISNUMBER($AE44),$AE44,ISNUMBER($AF44),$AF44,AND($AD44=0,$AE44=0,$AF44=0),1)","v":0},{"$f":"IF(ISNUMBER(MATCH(AT$11,$AG44:$AJ44,0)),1,0)*IF(ISNUMBER($AF44),(1-$AF44),1) + IF(ISNUMBER(MATCH(AT$11,$AK44:$AP44,0)),-1,0)*_xlfn.IFS(ISNUMBER($AD44),$AD44,ISNUMBER($AE44),$AE44,ISNUMBER($AF44),$AF44,AND($AD44=0,$AE44=0,$AF44=0),1)","v":0},{"$f":"IF(ISNUMBER(MATCH(AU$11,$AG44:$AJ44,0)),1,0)*IF(ISNUMBER($AF44),(1-$AF44),1) + IF(ISNUMBER(MATCH(AU$11,$AK44:$AP44,0)),-1,0)*_xlfn.IFS(ISNUMBER($AD44),$AD44,ISNUMBER($AE44),$AE44,ISNUMBER($AF44),$AF44,AND($AD44=0,$AE44=0,$AF44=0),1)","v":0},{"$f":"IF(ISNUMBER(MATCH(AV$11,$AG44:$AJ44,0)),1,0)*IF(ISNUMBER($AF44),(1-$AF44),1) + IF(ISNUMBER(MATCH(AV$11,$AK44:$AP44,0)),-1,0)*_xlfn.IFS(ISNUMBER($AD44),$AD44,ISNUMBER($AE44),$AE44,ISNUMBER($AF44),$AF44,AND($AD44=0,$AE44=0,$AF44=0),1)","v":0},{"$f":"IF(ISNUMBER(MATCH(AW$11,$AG44:$AJ44,0)),1,0)*IF(ISNUMBER($AF44),(1-$AF44),1) + IF(ISNUMBER(MATCH(AW$11,$AK44:$AP44,0)),-1,0)*_xlfn.IFS(ISNUMBER($AD44),$AD44,ISNUMBER($AE44),$AE44,ISNUMBER($AF44),$AF44,AND($AD44=0,$AE44=0,$AF44=0),1)","v":0},{"$f":"IF(ISNUMBER(MATCH(AX$11,$AG44:$AJ44,0)),1,0)*IF(ISNUMBER($AF44),(1-$AF44),1) + IF(ISNUMBER(MATCH(AX$11,$AK44:$AP44,0)),-1,0)*_xlfn.IFS(ISNUMBER($AD44),$AD44,ISNUMBER($AE44),$AE44,ISNUMBER($AF44),$AF44,AND($AD44=0,$AE44=0,$AF44=0),1)","v":0},{"$f":"IF(ISNUMBER(MATCH(AY$11,$AG44:$AJ44,0)),1,0)*IF(ISNUMBER($AF44),(1-$AF44),1) + IF(ISNUMBER(MATCH(AY$11,$AK44:$AP44,0)),-1,0)*_xlfn.IFS(ISNUMBER($AD44),$AD44,ISNUMBER($AE44),$AE44,ISNUMBER($AF44),$AF44,AND($AD44=0,$AE44=0,$AF44=0),1)","v":0},{"$f":"IF(ISNUMBER(MATCH(AZ$11,$AG44:$AJ44,0)),1,0)*IF(ISNUMBER($AF44),(1-$AF44),1) + IF(ISNUMBER(MATCH(AZ$11,$AK44:$AP44,0)),-1,0)*_xlfn.IFS(ISNUMBER($AD44),$AD44,ISNUMBER($AE44),$AE44,ISNUMBER($AF44),$AF44,AND($AD44=0,$AE44=0,$AF44=0),1)","v":0},{"$f":"IF(ISNUMBER(MATCH(BA$11,$AG44:$AJ44,0)),1,0)*IF(ISNUMBER($AF44),(1-$AF44),1) + IF(ISNUMBER(MATCH(BA$11,$AK44:$AP44,0)),-1,0)*_xlfn.IFS(ISNUMBER($AD44),$AD44,ISNUMBER($AE44),$AE44,ISNUMBER($AF44),$AF44,AND($AD44=0,$AE44=0,$AF44=0),1)","v":0},{"$f":"IF(ISNUMBER(MATCH(BB$11,$AG44:$AJ44,0)),1,0)*IF(ISNUMBER($AF44),(1-$AF44),1) + IF(ISNUMBER(MATCH(BB$11,$AK44:$AP44,0)),-1,0)*_xlfn.IFS(ISNUMBER($AD44),$AD44,ISNUMBER($AE44),$AE44,ISNUMBER($AF44),$AF44,AND($AD44=0,$AE44=0,$AF44=0),1)","v":0},{"$f":"IF(ISNUMBER(MATCH(BC$11,$AG44:$AJ44,0)),1,0)*IF(ISNUMBER($AF44),(1-$AF44),1) + IF(ISNUMBER(MATCH(BC$11,$AK44:$AP44,0)),-1,0)*_xlfn.IFS(ISNUMBER($AD44),$AD44,ISNUMBER($AE44),$AE44,ISNUMBER($AF44),$AF44,AND($AD44=0,$AE44=0,$AF44=0),1)","v":0},{"$f":"IF(ISNUMBER(MATCH(BD$11,$AG44:$AJ44,0)),1,0)*IF(ISNUMBER($AF44),(1-$AF44),1) + IF(ISNUMBER(MATCH(BD$11,$AK44:$AP44,0)),-1,0)*_xlfn.IFS(ISNUMBER($AD44),$AD44,ISNUMBER($AE44),$AE44,ISNUMBER($AF44),$AF44,AND($AD44=0,$AE44=0,$AF44=0),1)","v":0},{"$f":"IF(ISNUMBER(MATCH(BE$11,$AG44:$AJ44,0)),1,0)*IF(ISNUMBER($AF44),(1-$AF44),1) + IF(ISNUMBER(MATCH(BE$11,$AK44:$AP44,0)),-1,0)*_xlfn.IFS(ISNUMBER($AD44),$AD44,ISNUMBER($AE44),$AE44,ISNUMBER($AF44),$AF44,AND($AD44=0,$AE44=0,$AF44=0),1)","v":0},{"$f":"IF(ISNUMBER(MATCH(BF$11,$AG44:$AJ44,0)),1,0)*IF(ISNUMBER($AF44),(1-$AF44),1) + IF(ISNUMBER(MATCH(BF$11,$AK44:$AP44,0)),-1,0)*_xlfn.IFS(ISNUMBER($AD44),$AD44,ISNUMBER($AE44),$AE44,ISNUMBER($AF44),$AF44,AND($AD44=0,$AE44=0,$AF44=0),1)","v":0},{"$f":"IF(ISNUMBER(MATCH(BG$11,$AG44:$AJ44,0)),1,0)*IF(ISNUMBER($AF44),(1-$AF44),1) + IF(ISNUMBER(MATCH(BG$11,$AK44:$AP44,0)),-1,0)*_xlfn.IFS(ISNUMBER($AD44),$AD44,ISNUMBER($AE44),$AE44,ISNUMBER($AF44),$AF44,AND($AD44=0,$AE44=0,$AF44=0),1)","v":0},{"$f":"IF(ISNUMBER(MATCH(BH$11,$AG44:$AJ44,0)),1,0)*IF(ISNUMBER($AF44),(1-$AF44),1) + IF(ISNUMBER(MATCH(BH$11,$AK44:$AP44,0)),-1,0)*_xlfn.IFS(ISNUMBER($AD44),$AD44,ISNUMBER($AE44),$AE44,ISNUMBER($AF44),$AF44,AND($AD44=0,$AE44=0,$AF44=0),1)","v":0},{"$f":"IF(ISNUMBER(MATCH(BI$11,$AG44:$AJ44,0)),1,0)*IF(ISNUMBER($AF44),(1-$AF44),1) + IF(ISNUMBER(MATCH(BI$11,$AK44:$AP44,0)),-1,0)*_xlfn.IFS(ISNUMBER($AD44),$AD44,ISNUMBER($AE44),$AE44,ISNUMBER($AF44),$AF44,AND($AD44=0,$AE44=0,$AF44=0),1)","v":0},{"$f":"IF(ISNUMBER(MATCH(BJ$11,$AG44:$AJ44,0)),1,0)*IF(ISNUMBER($AF44),(1-$AF44),1) + IF(ISNUMBER(MATCH(BJ$11,$AK44:$AP44,0)),-1,0)*_xlfn.IFS(ISNUMBER($AD44),$AD44,ISNUMBER($AE44),$AE44,ISNUMBER($AF44),$AF44,AND($AD44=0,$AE44=0,$AF44=0),1)","v":0},{"$f":"IF(ISNUMBER(MATCH(BK$11,$AG44:$AJ44,0)),1,0)*IF(ISNUMBER($AF44),(1-$AF44),1) + IF(ISNUMBER(MATCH(BK$11,$AK44:$AP44,0)),-1,0)*_xlfn.IFS(ISNUMBER($AD44),$AD44,ISNUMBER($AE44),$AE44,ISNUMBER($AF44),$AF44,AND($AD44=0,$AE44=0,$AF44=0),1)","v":0},{"$f":"IF(ISNUMBER(MATCH(BL$11,$AG44:$AJ44,0)),1,0)*IF(ISNUMBER($AF44),(1-$AF44),1) + IF(ISNUMBER(MATCH(BL$11,$AK44:$AP44,0)),-1,0)*_xlfn.IFS(ISNUMBER($AD44),$AD44,ISNUMBER($AE44),$AE44,ISNUMBER($AF44),$AF44,AND($AD44=0,$AE44=0,$AF44=0),1)","v":0},{"$f":"IF(ISNUMBER(MATCH(BM$11,$AG44:$AJ44,0)),1,0)*IF(ISNUMBER($AF44),(1-$AF44),1) + IF(ISNUMBER(MATCH(BM$11,$AK44:$AP44,0)),-1,0)*_xlfn.IFS(ISNUMBER($AD44),$AD44,ISNUMBER($AE44),$AE44,ISNUMBER($AF44),$AF44,AND($AD44=0,$AE44=0,$AF44=0),1)","v":0},{"$f":"IF(ISNUMBER(MATCH(BN$11,$AG44:$AJ44,0)),1,0)*IF(ISNUMBER($AF44),(1-$AF44),1) + IF(ISNUMBER(MATCH(BN$11,$AK44:$AP44,0)),-1,0)*_xlfn.IFS(ISNUMBER($AD44),$AD44,ISNUMBER($AE44),$AE44,ISNUMBER($AF44),$AF44,AND($AD44=0,$AE44=0,$AF44=0),1)","v":0},{"$f":"IF(ISNUMBER(MATCH(BO$11,$AG44:$AJ44,0)),1,0)*IF(ISNUMBER($AF44),(1-$AF44),1) + IF(ISNUMBER(MATCH(BO$11,$AK44:$AP44,0)),-1,0)*_xlfn.IFS(ISNUMBER($AD44),$AD44,ISNUMBER($AE44),$AE44,ISNUMBER($AF44),$AF44,AND($AD44=0,$AE44=0,$AF44=0),1)","v":0},{"$f":"IF(ISNUMBER(MATCH(BP$11,$AG44:$AJ44,0)),1,0)*IF(ISNUMBER($AF44),(1-$AF44),1) + IF(ISNUMBER(MATCH(BP$11,$AK44:$AP44,0)),-1,0)*_xlfn.IFS(ISNUMBER($AD44),$AD44,ISNUMBER($AE44),$AE44,ISNUMBER($AF44),$AF44,AND($AD44=0,$AE44=0,$AF44=0),1)","v":0},{"$f":"IF(ISNUMBER(MATCH(BQ$11,$AG44:$AJ44,0)),1,0)*IF(ISNUMBER($AF44),(1-$AF44),1) + IF(ISNUMBER(MATCH(BQ$11,$AK44:$AP44,0)),-1,0)*_xlfn.IFS(ISNUMBER($AD44),$AD44,ISNUMBER($AE44),$AE44,ISNUMBER($AF44),$AF44,AND($AD44=0,$AE44=0,$AF44=0),1)","v":0},{"$f":"IF(ISNUMBER(MATCH(BR$11,$AG44:$AJ44,0)),1,0)*IF(ISNUMBER($AF44),(1-$AF44),1) + IF(ISNUMBER(MATCH(BR$11,$AK44:$AP44,0)),-1,0)*_xlfn.IFS(ISNUMBER($AD44),$AD44,ISNUMBER($AE44),$AE44,ISNUMBER($AF44),$AF44,AND($AD44=0,$AE44=0,$AF44=0),1)","v":0},{"$f":"IF(ISNUMBER(MATCH(BS$11,$AG44:$AJ44,0)),1,0)*IF(ISNUMBER($AF44),(1-$AF44),1) + IF(ISNUMBER(MATCH(BS$11,$AK44:$AP44,0)),-1,0)*_xlfn.IFS(ISNUMBER($AD44),$AD44,ISNUMBER($AE44),$AE44,ISNUMBER($AF44),$AF44,AND($AD44=0,$AE44=0,$AF44=0),1)","v":0},{"$f":"IF(ISNUMBER(MATCH(BT$11,$AG44:$AJ44,0)),1,0)*IF(ISNUMBER($AF44),(1-$AF44),1) + IF(ISNUMBER(MATCH(BT$11,$AK44:$AP44,0)),-1,0)*_xlfn.IFS(ISNUMBER($AD44),$AD44,ISNUMBER($AE44),$AE44,ISNUMBER($AF44),$AF44,AND($AD44=0,$AE44=0,$AF44=0),1)","v":0},{"$f":"IF(ISNUMBER(MATCH(BU$11,$AG44:$AJ44,0)),1,0)*IF(ISNUMBER($AF44),(1-$AF44),1) + IF(ISNUMBER(MATCH(BU$11,$AK44:$AP44,0)),-1,0)*_xlfn.IFS(ISNUMBER($AD44),$AD44,ISNUMBER($AE44),$AE44,ISNUMBER($AF44),$AF44,AND($AD44=0,$AE44=0,$AF44=0),1)","v":0},{"$f":"IF(ISNUMBER(MATCH(BV$11,$AG44:$AJ44,0)),1,0)*IF(ISNUMBER($AF44),(1-$AF44),1) + IF(ISNUMBER(MATCH(BV$11,$AK44:$AP44,0)),-1,0)*_xlfn.IFS(ISNUMBER($AD44),$AD44,ISNUMBER($AE44),$AE44,ISNUMBER($AF44),$AF44,AND($AD44=0,$AE44=0,$AF44=0),1)","v":0},{"$f":"IF(ISNUMBER(MATCH(BW$11,$AG44:$AJ44,0)),1,0)*IF(ISNUMBER($AF44),(1-$AF44),1) + IF(ISNUMBER(MATCH(BW$11,$AK44:$AP44,0)),-1,0)*_xlfn.IFS(ISNUMBER($AD44),$AD44,ISNUMBER($AE44),$AE44,ISNUMBER($AF44),$AF44,AND($AD44=0,$AE44=0,$AF44=0),1)","v":0},{"$f":"IF(ISNUMBER(MATCH(BX$11,$AG44:$AJ44,0)),1,0)*IF(ISNUMBER($AF44),(1-$AF44),1) + IF(ISNUMBER(MATCH(BX$11,$AK44:$AP44,0)),-1,0)*_xlfn.IFS(ISNUMBER($AD44),$AD44,ISNUMBER($AE44),$AE44,ISNUMBER($AF44),$AF44,AND($AD44=0,$AE44=0,$AF44=0),1)","v":0},{"$f":"IF(ISNUMBER(MATCH(BY$11,$AG44:$AJ44,0)),1,0)*IF(ISNUMBER($AF44),(1-$AF44),1) + IF(ISNUMBER(MATCH(BY$11,$AK44:$AP44,0)),-1,0)*_xlfn.IFS(ISNUMBER($AD44),$AD44,ISNUMBER($AE44),$AE44,ISNUMBER($AF44),$AF44,AND($AD44=0,$AE44=0,$AF44=0),1)","v":0},{"$f":"IF(ISNUMBER(MATCH(BZ$11,$AG44:$AJ44,0)),1,0)*IF(ISNUMBER($AF44),(1-$AF44),1) + IF(ISNUMBER(MATCH(BZ$11,$AK44:$AP44,0)),-1,0)*_xlfn.IFS(ISNUMBER($AD44),$AD44,ISNUMBER($AE44),$AE44,ISNUMBER($AF44),$AF44,AND($AD44=0,$AE44=0,$AF44=0),1)","v":1},{"$f":"IF(ISNUMBER(MATCH(CA$11,$AG44:$AJ44,0)),1,0)*IF(ISNUMBER($AF44),(1-$AF44),1) + IF(ISNUMBER(MATCH(CA$11,$AK44:$AP44,0)),-1,0)*_xlfn.IFS(ISNUMBER($AD44),$AD44,ISNUMBER($AE44),$AE44,ISNUMBER($AF44),$AF44,AND($AD44=0,$AE44=0,$AF44=0),1)","v":0},{"$f":"IF(ISNUMBER(MATCH(CB$11,$AG44:$AJ44,0)),1,0)*IF(ISNUMBER($AF44),(1-$AF44),1) + IF(ISNUMBER(MATCH(CB$11,$AK44:$AP44,0)),-1,0)*_xlfn.IFS(ISNUMBER($AD44),$AD44,ISNUMBER($AE44),$AE44,ISNUMBER($AF44),$AF44,AND($AD44=0,$AE44=0,$AF44=0),1)","v":0},{"$f":"IF(ISNUMBER(MATCH(CC$11,$AG44:$AJ44,0)),1,0)*IF(ISNUMBER($AF44),(1-$AF44),1) + IF(ISNUMBER(MATCH(CC$11,$AK44:$AP44,0)),-1,0)*_xlfn.IFS(ISNUMBER($AD44),$AD44,ISNUMBER($AE44),$AE44,ISNUMBER($AF44),$AF44,AND($AD44=0,$AE44=0,$AF44=0),1)","v":0},{"$f":"IF(ISNUMBER(MATCH(CD$11,$AG44:$AJ44,0)),1,0)*IF(ISNUMBER($AF44),(1-$AF44),1) + IF(ISNUMBER(MATCH(CD$11,$AK44:$AP44,0)),-1,0)*_xlfn.IFS(ISNUMBER($AD44),$AD44,ISNUMBER($AE44),$AE44,ISNUMBER($AF44),$AF44,AND($AD44=0,$AE44=0,$AF44=0),1)","v":0},{"$f":"IF(ISNUMBER(MATCH(CE$11,$AG44:$AJ44,0)),1,0)*IF(ISNUMBER($AF44),(1-$AF44),1) + IF(ISNUMBER(MATCH(CE$11,$AK44:$AP44,0)),-1,0)*_xlfn.IFS(ISNUMBER($AD44),$AD44,ISNUMBER($AE44),$AE44,ISNUMBER($AF44),$AF44,AND($AD44=0,$AE44=0,$AF44=0),1)","v":0},{"$f":"IF(ISNUMBER(MATCH(CF$11,$AG44:$AJ44,0)),1,0)*IF(ISNUMBER($AF44),(1-$AF44),1) + IF(ISNUMBER(MATCH(CF$11,$AK44:$AP44,0)),-1,0)*_xlfn.IFS(ISNUMBER($AD44),$AD44,ISNUMBER($AE44),$AE44,ISNUMBER($AF44),$AF44,AND($AD44=0,$AE44=0,$AF44=0),1)","v":0},{"$f":"IF(ISNUMBER(MATCH(CG$11,$AG44:$AJ44,0)),1,0)*IF(ISNUMBER($AF44),(1-$AF44),1) + IF(ISNUMBER(MATCH(CG$11,$AK44:$AP44,0)),-1,0)*_xlfn.IFS(ISNUMBER($AD44),$AD44,ISNUMBER($AE44),$AE44,ISNUMBER($AF44),$AF44,AND($AD44=0,$AE44=0,$AF44=0),1)","v":0},{"$f":"IF(ISNUMBER(MATCH(CH$11,$AG44:$AJ44,0)),1,0)*IF(ISNUMBER($AF44),(1-$AF44),1) + IF(ISNUMBER(MATCH(CH$11,$AK44:$AP44,0)),-1,0)*_xlfn.IFS(ISNUMBER($AD44),$AD44,ISNUMBER($AE44),$AE44,ISNUMBER($AF44),$AF44,AND($AD44=0,$AE44=0,$AF44=0),1)","v":0},{"$f":"IF(ISNUMBER(MATCH(CI$11,$AG44:$AJ44,0)),1,0)*IF(ISNUMBER($AF44),(1-$AF44),1) + IF(ISNUMBER(MATCH(CI$11,$AK44:$AP44,0)),-1,0)*_xlfn.IFS(ISNUMBER($AD44),$AD44,ISNUMBER($AE44),$AE44,ISNUMBER($AF44),$AF44,AND($AD44=0,$AE44=0,$AF44=0),1)","v":0},{"$f":"IF(ISNUMBER(MATCH(CJ$11,$AG44:$AJ44,0)),1,0)*IF(ISNUMBER($AF44),(1-$AF44),1) + IF(ISNUMBER(MATCH(CJ$11,$AK44:$AP44,0)),-1,0)*_xlfn.IFS(ISNUMBER($AD44),$AD44,ISNUMBER($AE44),$AE44,ISNUMBER($AF44),$AF44,AND($AD44=0,$AE44=0,$AF44=0),1)","v":0},{"$f":"IF(ISNUMBER(MATCH(CK$11,$AG44:$AJ44,0)),1,0)*IF(ISNUMBER($AF44),(1-$AF44),1) + IF(ISNUMBER(MATCH(CK$11,$AK44:$AP44,0)),-1,0)*_xlfn.IFS(ISNUMBER($AD44),$AD44,ISNUMBER($AE44),$AE44,ISNUMBER($AF44),$AF44,AND($AD44=0,$AE44=0,$AF44=0),1)","v":-1},{"$f":"IF(ISNUMBER(MATCH(CL$11,$AG44:$AJ44,0)),1,0)*IF(ISNUMBER($AF44),(1-$AF44),1) + IF(ISNUMBER(MATCH(CL$11,$AK44:$AP44,0)),-1,0)*_xlfn.IFS(ISNUMBER($AD44),$AD44,ISNUMBER($AE44),$AE44,ISNUMBER($AF44),$AF44,AND($AD44=0,$AE44=0,$AF44=0),1)","v":0},{"$f":"IF(ISNUMBER(MATCH(CM$11,$AG44:$AJ44,0)),1,0)*IF(ISNUMBER($AF44),(1-$AF44),1) + IF(ISNUMBER(MATCH(CM$11,$AK44:$AP44,0)),-1,0)*_xlfn.IFS(ISNUMBER($AD44),$AD44,ISNUMBER($AE44),$AE44,ISNUMBER($AF44),$AF44,AND($AD44=0,$AE44=0,$AF44=0),1)","v":0},{"$f":"IF(ISNUMBER(MATCH(CN$11,$AG44:$AJ44,0)),1,0)*IF(ISNUMBER($AF44),(1-$AF44),1) + IF(ISNUMBER(MATCH(CN$11,$AK44:$AP44,0)),-1,0)*_xlfn.IFS(ISNUMBER($AD44),$AD44,ISNUMBER($AE44),$AE44,ISNUMBER($AF44),$AF44,AND($AD44=0,$AE44=0,$AF44=0),1)","v":0},{"$f":"IF(ISNUMBER(MATCH(CO$11,$AG44:$AJ44,0)),1,0)*IF(ISNUMBER($AF44),(1-$AF44),1) + IF(ISNUMBER(MATCH(CO$11,$AK44:$AP44,0)),-1,0)*_xlfn.IFS(ISNUMBER($AD44),$AD44,ISNUMBER($AE44),$AE44,ISNUMBER($AF44),$AF44,AND($AD44=0,$AE44=0,$AF44=0),1)","v":0},{"$f":"IF(ISNUMBER(MATCH(CP$11,$AG44:$AJ44,0)),1,0)*IF(ISNUMBER($AF44),(1-$AF44),1) + IF(ISNUMBER(MATCH(CP$11,$AK44:$AP44,0)),-1,0)*_xlfn.IFS(ISNUMBER($AD44),$AD44,ISNUMBER($AE44),$AE44,ISNUMBER($AF44),$AF44,AND($AD44=0,$AE44=0,$AF44=0),1)","v":0},{"$f":"IF(ISNUMBER(MATCH(CQ$11,$AG44:$AJ44,0)),1,0)*IF(ISNUMBER($AF44),(1-$AF44),1) + IF(ISNUMBER(MATCH(CQ$11,$AK44:$AP44,0)),-1,0)*_xlfn.IFS(ISNUMBER($AD44),$AD44,ISNUMBER($AE44),$AE44,ISNUMBER($AF44),$AF44,AND($AD44=0,$AE44=0,$AF44=0),1)","v":0},{"$f":"IF(ISNUMBER(MATCH(CR$11,$AG44:$AJ44,0)),1,0)*IF(ISNUMBER($AF44),(1-$AF44),1) + IF(ISNUMBER(MATCH(CR$11,$AK44:$AP44,0)),-1,0)*_xlfn.IFS(ISNUMBER($AD44),$AD44,ISNUMBER($AE44),$AE44,ISNUMBER($AF44),$AF44,AND($AD44=0,$AE44=0,$AF44=0),1)","v":0},{"$f":"IF(ISNUMBER(MATCH(CS$11,$AG44:$AJ44,0)),1,0)*IF(ISNUMBER($AF44),(1-$AF44),1) + IF(ISNUMBER(MATCH(CS$11,$AK44:$AP44,0)),-1,0)*_xlfn.IFS(ISNUMBER($AD44),$AD44,ISNUMBER($AE44),$AE44,ISNUMBER($AF44),$AF44,AND($AD44=0,$AE44=0,$AF44=0),1)","v":0},{"$f":"IF(ISNUMBER(MATCH(CT$11,$AG44:$AJ44,0)),1,0)*IF(ISNUMBER($AF44),(1-$AF44),1) + IF(ISNUMBER(MATCH(CT$11,$AK44:$AP44,0)),-1,0)*_xlfn.IFS(ISNUMBER($AD44),$AD44,ISNUMBER($AE44),$AE44,ISNUMBER($AF44),$AF44,AND($AD44=0,$AE44=0,$AF44=0),1)","v":0},{"$f":"IF(ISNUMBER(MATCH(CU$11,$AG44:$AJ44,0)),1,0)*IF(ISNUMBER($AF44),(1-$AF44),1) + IF(ISNUMBER(MATCH(CU$11,$AK44:$AP44,0)),-1,0)*_xlfn.IFS(ISNUMBER($AD44),$AD44,ISNUMBER($AE44),$AE44,ISNUMBER($AF44),$AF44,AND($AD44=0,$AE44=0,$AF44=0),1)","v":0},{"$f":"IF(ISNUMBER(MATCH(CV$11,$AG44:$AJ44,0)),1,0)*IF(ISNUMBER($AF44),(1-$AF44),1) + IF(ISNUMBER(MATCH(CV$11,$AK44:$AP44,0)),-1,0)*_xlfn.IFS(ISNUMBER($AD44),$AD44,ISNUMBER($AE44),$AE44,ISNUMBER($AF44),$AF44,AND($AD44=0,$AE44=0,$AF44=0),1)","v":0},{"$f":"IF(ISNUMBER(MATCH(CW$11,$AG44:$AJ44,0)),1,0)*IF(ISNUMBER($AF44),(1-$AF44),1) + IF(ISNUMBER(MATCH(CW$11,$AK44:$AP44,0)),-1,0)*_xlfn.IFS(ISNUMBER($AD44),$AD44,ISNUMBER($AE44),$AE44,ISNUMBER($AF44),$AF44,AND($AD44=0,$AE44=0,$AF44=0),1)","v":0},{"$f":"IF(ISNUMBER(MATCH(CX$11,$AG44:$AJ44,0)),1,0)*IF(ISNUMBER($AF44),(1-$AF44),1) + IF(ISNUMBER(MATCH(CX$11,$AK44:$AP44,0)),-1,0)*_xlfn.IFS(ISNUMBER($AD44),$AD44,ISNUMBER($AE44),$AE44,ISNUMBER($AF44),$AF44,AND($AD44=0,$AE44=0,$AF44=0),1)","v":0},{"$f":"IF(ISNUMBER(MATCH(CY$11,$AG44:$AJ44,0)),1,0)*IF(ISNUMBER($AF44),(1-$AF44),1) + IF(ISNUMBER(MATCH(CY$11,$AK44:$AP44,0)),-1,0)*_xlfn.IFS(ISNUMBER($AD44),$AD44,ISNUMBER($AE44),$AE44,ISNUMBER($AF44),$AF44,AND($AD44=0,$AE44=0,$AF44=0),1)","v":0},{"$f":"IF(ISNUMBER(MATCH(CZ$11,$AG44:$AJ44,0)),1,0)*IF(ISNUMBER($AF44),(1-$AF44),1) + IF(ISNUMBER(MATCH(CZ$11,$AK44:$AP44,0)),-1,0)*_xlfn.IFS(ISNUMBER($AD44),$AD44,ISNUMBER($AE44),$AE44,ISNUMBER($AF44),$AF44,AND($AD44=0,$AE44=0,$AF44=0),1)","v":0},{"$f":"IF(ISNUMBER(MATCH(DA$11,$AG44:$AJ44,0)),1,0)*IF(ISNUMBER($AF44),(1-$AF44),1) + IF(ISNUMBER(MATCH(DA$11,$AK44:$AP44,0)),-1,0)*_xlfn.IFS(ISNUMBER($AD44),$AD44,ISNUMBER($AE44),$AE44,ISNUMBER($AF44),$AF44,AND($AD44=0,$AE44=0,$AF44=0),1)","v":0},{"$f":"IF(ISNUMBER(MATCH(DB$11,$AG44:$AJ44,0)),1,0)*IF(ISNUMBER($AF44),(1-$AF44),1) + IF(ISNUMBER(MATCH(DB$11,$AK44:$AP44,0)),-1,0)*_xlfn.IFS(ISNUMBER($AD44),$AD44,ISNUMBER($AE44),$AE44,ISNUMBER($AF44),$AF44,AND($AD44=0,$AE44=0,$AF44=0),1)","v":0},{"$f":"IF(ISNUMBER(MATCH(DC$11,$AG44:$AJ44,0)),1,0)*IF(ISNUMBER($AF44),(1-$AF44),1) + IF(ISNUMBER(MATCH(DC$11,$AK44:$AP44,0)),-1,0)*_xlfn.IFS(ISNUMBER($AD44),$AD44,ISNUMBER($AE44),$AE44,ISNUMBER($AF44),$AF44,AND($AD44=0,$AE44=0,$AF44=0),1)","v":0},{"$f":"IF(ISNUMBER(MATCH(DD$11,$AG44:$AJ44,0)),1,0)*IF(ISNUMBER($AF44),(1-$AF44),1) + IF(ISNUMBER(MATCH(DD$11,$AK44:$AP44,0)),-1,0)*_xlfn.IFS(ISNUMBER($AD44),$AD44,ISNUMBER($AE44),$AE44,ISNUMBER($AF44),$AF44,AND($AD44=0,$AE44=0,$AF44=0),1)","v":0},{"$f":"IF(ISNUMBER(MATCH(DE$11,$AG44:$AJ44,0)),1,0)*IF(ISNUMBER($AF44),(1-$AF44),1) + IF(ISNUMBER(MATCH(DE$11,$AK44:$AP44,0)),-1,0)*_xlfn.IFS(ISNUMBER($AD44),$AD44,ISNUMBER($AE44),$AE44,ISNUMBER($AF44),$AF44,AND($AD44=0,$AE44=0,$AF44=0),1)","v":0},null,0,null,null,null,null,null,null,null,null,null,null,null,-21,{"$error":"#N/A"},{"$error":"#N/A"},0,0,0,0,0,0,0,0,0,0,0,0,0,17,0,28,24,27,127,0,0]
[null,null,null,null,null,"heat recovery",{"$f":"SUM(C64:F64)","v":{"$error":"#VALUE!"}},null,"load",{"$f":"J65","v":{"$error":"#N/A"}},{"$error":"#N/A"},{"$error":"#N/A"},{"$error":"#N/A"},null,null,null,null,null,"q_drms_dr3-hru,lt",0,{"$error":"#N/A"},null,null,null,null,null,"CRIT","Load",{"$f":"L52*$C$5","v":{"$error":"#N/A"}},null,null,null,"e_drms_crit-dr3",null,null,null,null,null,null,null,null,null,null,{"$f":"IF(ISNUMBER(MATCH(AR$11,$AG45:$AJ45,0)),1,0)*IF(ISNUMBER($AF45),(1-$AF45),1) + IF(ISNUMBER(MATCH(AR$11,$AK45:$AP45,0)),-1,0)*_xlfn.IFS(ISNUMBER($AD45),$AD45,ISNUMBER($AE45),$AE45,ISNUMBER($AF45),$AF45,AND($AD45=0,$AE45=0,$AF45=0),1)","v":0},{"$f":"IF(ISNUMBER(MATCH(AS$11,$AG45:$AJ45,0)),1,0)*IF(ISNUMBER($AF45),(1-$AF45),1) + IF(ISNUMBER(MATCH(AS$11,$AK45:$AP45,0)),-1,0)*_xlfn.IFS(ISNUMBER($AD45),$AD45,ISNUMBER($AE45),$AE45,ISNUMBER($AF45),$AF45,AND($AD45=0,$AE45=0,$AF45=0),1)","v":0},{"$f":"IF(ISNUMBER(MATCH(AT$11,$AG45:$AJ45,0)),1,0)*IF(ISNUMBER($AF45),(1-$AF45),1) + IF(ISNUMBER(MATCH(AT$11,$AK45:$AP45,0)),-1,0)*_xlfn.IFS(ISNUMBER($AD45),$AD45,ISNUMBER($AE45),$AE45,ISNUMBER($AF45),$AF45,AND($AD45=0,$AE45=0,$AF45=0),1)","v":0},{"$f":"IF(ISNUMBER(MATCH(AU$11,$AG45:$AJ45,0)),1,0)*IF(ISNUMBER($AF45),(1-$AF45),1) + IF(ISNUMBER(MATCH(AU$11,$AK45:$AP45,0)),-1,0)*_xlfn.IFS(ISNUMBER($AD45),$AD45,ISNUMBER($AE45),$AE45,ISNUMBER($AF45),$AF45,AND($AD45=0,$AE45=0,$AF45=0),1)","v":0},{"$f":"IF(ISNUMBER(MATCH(AV$11,$AG45:$AJ45,0)),1,0)*IF(ISNUMBER($AF45),(1-$AF45),1) + IF(ISNUMBER(MATCH(AV$11,$AK45:$AP45,0)),-1,0)*_xlfn.IFS(ISNUMBER($AD45),$AD45,ISNUMBER($AE45),$AE45,ISNUMBER($AF45),$AF45,AND($AD45=0,$AE45=0,$AF45=0),1)","v":0},{"$f":"IF(ISNUMBER(MATCH(AW$11,$AG45:$AJ45,0)),1,0)*IF(ISNUMBER($AF45),(1-$AF45),1) + IF(ISNUMBER(MATCH(AW$11,$AK45:$AP45,0)),-1,0)*_xlfn.IFS(ISNUMBER($AD45),$AD45,ISNUMBER($AE45),$AE45,ISNUMBER($AF45),$AF45,AND($AD45=0,$AE45=0,$AF45=0),1)","v":0},{"$f":"IF(ISNUMBER(MATCH(AX$11,$AG45:$AJ45,0)),1,0)*IF(ISNUMBER($AF45),(1-$AF45),1) + IF(ISNUMBER(MATCH(AX$11,$AK45:$AP45,0)),-1,0)*_xlfn.IFS(ISNUMBER($AD45),$AD45,ISNUMBER($AE45),$AE45,ISNUMBER($AF45),$AF45,AND($AD45=0,$AE45=0,$AF45=0),1)","v":0},{"$f":"IF(ISNUMBER(MATCH(AY$11,$AG45:$AJ45,0)),1,0)*IF(ISNUMBER($AF45),(1-$AF45),1) + IF(ISNUMBER(MATCH(AY$11,$AK45:$AP45,0)),-1,0)*_xlfn.IFS(ISNUMBER($AD45),$AD45,ISNUMBER($AE45),$AE45,ISNUMBER($AF45),$AF45,AND($AD45=0,$AE45=0,$AF45=0),1)","v":0},{"$f":"IF(ISNUMBER(MATCH(AZ$11,$AG45:$AJ45,0)),1,0)*IF(ISNUMBER($AF45),(1-$AF45),1) + IF(ISNUMBER(MATCH(AZ$11,$AK45:$AP45,0)),-1,0)*_xlfn.IFS(ISNUMBER($AD45),$AD45,ISNUMBER($AE45),$AE45,ISNUMBER($AF45),$AF45,AND($AD45=0,$AE45=0,$AF45=0),1)","v":0},{"$f":"IF(ISNUMBER(MATCH(BA$11,$AG45:$AJ45,0)),1,0)*IF(ISNUMBER($AF45),(1-$AF45),1) + IF(ISNUMBER(MATCH(BA$11,$AK45:$AP45,0)),-1,0)*_xlfn.IFS(ISNUMBER($AD45),$AD45,ISNUMBER($AE45),$AE45,ISNUMBER($AF45),$AF45,AND($AD45=0,$AE45=0,$AF45=0),1)","v":0},{"$f":"IF(ISNUMBER(MATCH(BB$11,$AG45:$AJ45,0)),1,0)*IF(ISNUMBER($AF45),(1-$AF45),1) + IF(ISNUMBER(MATCH(BB$11,$AK45:$AP45,0)),-1,0)*_xlfn.IFS(ISNUMBER($AD45),$AD45,ISNUMBER($AE45),$AE45,ISNUMBER($AF45),$AF45,AND($AD45=0,$AE45=0,$AF45=0),1)","v":0},{"$f":"IF(ISNUMBER(MATCH(BC$11,$AG45:$AJ45,0)),1,0)*IF(ISNUMBER($AF45),(1-$AF45),1) + IF(ISNUMBER(MATCH(BC$11,$AK45:$AP45,0)),-1,0)*_xlfn.IFS(ISNUMBER($AD45),$AD45,ISNUMBER($AE45),$AE45,ISNUMBER($AF45),$AF45,AND($AD45=0,$AE45=0,$AF45=0),1)","v":0},{"$f":"IF(ISNUMBER(MATCH(BD$11,$AG45:$AJ45,0)),1,0)*IF(ISNUMBER($AF45),(1-$AF45),1) + IF(ISNUMBER(MATCH(BD$11,$AK45:$AP45,0)),-1,0)*_xlfn.IFS(ISNUMBER($AD45),$AD45,ISNUMBER($AE45),$AE45,ISNUMBER($AF45),$AF45,AND($AD45=0,$AE45=0,$AF45=0),1)","v":0},{"$f":"IF(ISNUMBER(MATCH(BE$11,$AG45:$AJ45,0)),1,0)*IF(ISNUMBER($AF45),(1-$AF45),1) + IF(ISNUMBER(MATCH(BE$11,$AK45:$AP45,0)),-1,0)*_xlfn.IFS(ISNUMBER($AD45),$AD45,ISNUMBER($AE45),$AE45,ISNUMBER($AF45),$AF45,AND($AD45=0,$AE45=0,$AF45=0),1)","v":0},{"$f":"IF(ISNUMBER(MATCH(BF$11,$AG45:$AJ45,0)),1,0)*IF(ISNUMBER($AF45),(1-$AF45),1) + IF(ISNUMBER(MATCH(BF$11,$AK45:$AP45,0)),-1,0)*_xlfn.IFS(ISNUMBER($AD45),$AD45,ISNUMBER($AE45),$AE45,ISNUMBER($AF45),$AF45,AND($AD45=0,$AE45=0,$AF45=0),1)","v":0},{"$f":"IF(ISNUMBER(MATCH(BG$11,$AG45:$AJ45,0)),1,0)*IF(ISNUMBER($AF45),(1-$AF45),1) + IF(ISNUMBER(MATCH(BG$11,$AK45:$AP45,0)),-1,0)*_xlfn.IFS(ISNUMBER($AD45),$AD45,ISNUMBER($AE45),$AE45,ISNUMBER($AF45),$AF45,AND($AD45=0,$AE45=0,$AF45=0),1)","v":0},{"$f":"IF(ISNUMBER(MATCH(BH$11,$AG45:$AJ45,0)),1,0)*IF(ISNUMBER($AF45),(1-$AF45),1) + IF(ISNUMBER(MATCH(BH$11,$AK45:$AP45,0)),-1,0)*_xlfn.IFS(ISNUMBER($AD45),$AD45,ISNUMBER($AE45),$AE45,ISNUMBER($AF45),$AF45,AND($AD45=0,$AE45=0,$AF45=0),1)","v":0},{"$f":"IF(ISNUMBER(MATCH(BI$11,$AG45:$AJ45,0)),1,0)*IF(ISNUMBER($AF45),(1-$AF45),1) + IF(ISNUMBER(MATCH(BI$11,$AK45:$AP45,0)),-1,0)*_xlfn.IFS(ISNUMBER($AD45),$AD45,ISNUMBER($AE45),$AE45,ISNUMBER($AF45),$AF45,AND($AD45=0,$AE45=0,$AF45=0),1)","v":0},{"$f":"IF(ISNUMBER(MATCH(BJ$11,$AG45:$AJ45,0)),1,0)*IF(ISNUMBER($AF45),(1-$AF45),1) + IF(ISNUMBER(MATCH(BJ$11,$AK45:$AP45,0)),-1,0)*_xlfn.IFS(ISNUMBER($AD45),$AD45,ISNUMBER($AE45),$AE45,ISNUMBER($AF45),$AF45,AND($AD45=0,$AE45=0,$AF45=0),1)","v":0},{"$f":"IF(ISNUMBER(MATCH(BK$11,$AG45:$AJ45,0)),1,0)*IF(ISNUMBER($AF45),(1-$AF45),1) + IF(ISNUMBER(MATCH(BK$11,$AK45:$AP45,0)),-1,0)*_xlfn.IFS(ISNUMBER($AD45),$AD45,ISNUMBER($AE45),$AE45,ISNUMBER($AF45),$AF45,AND($AD45=0,$AE45=0,$AF45=0),1)","v":0},{"$f":"IF(ISNUMBER(MATCH(BL$11,$AG45:$AJ45,0)),1,0)*IF(ISNUMBER($AF45),(1-$AF45),1) + IF(ISNUMBER(MATCH(BL$11,$AK45:$AP45,0)),-1,0)*_xlfn.IFS(ISNUMBER($AD45),$AD45,ISNUMBER($AE45),$AE45,ISNUMBER($AF45),$AF45,AND($AD45=0,$AE45=0,$AF45=0),1)","v":0},{"$f":"IF(ISNUMBER(MATCH(BM$11,$AG45:$AJ45,0)),1,0)*IF(ISNUMBER($AF45),(1-$AF45),1) + IF(ISNUMBER(MATCH(BM$11,$AK45:$AP45,0)),-1,0)*_xlfn.IFS(ISNUMBER($AD45),$AD45,ISNUMBER($AE45),$AE45,ISNUMBER($AF45),$AF45,AND($AD45=0,$AE45=0,$AF45=0),1)","v":0},{"$f":"IF(ISNUMBER(MATCH(BN$11,$AG45:$AJ45,0)),1,0)*IF(ISNUMBER($AF45),(1-$AF45),1) + IF(ISNUMBER(MATCH(BN$11,$AK45:$AP45,0)),-1,0)*_xlfn.IFS(ISNUMBER($AD45),$AD45,ISNUMBER($AE45),$AE45,ISNUMBER($AF45),$AF45,AND($AD45=0,$AE45=0,$AF45=0),1)","v":0},{"$f":"IF(ISNUMBER(MATCH(BO$11,$AG45:$AJ45,0)),1,0)*IF(ISNUMBER($AF45),(1-$AF45),1) + IF(ISNUMBER(MATCH(BO$11,$AK45:$AP45,0)),-1,0)*_xlfn.IFS(ISNUMBER($AD45),$AD45,ISNUMBER($AE45),$AE45,ISNUMBER($AF45),$AF45,AND($AD45=0,$AE45=0,$AF45=0),1)","v":0},{"$f":"IF(ISNUMBER(MATCH(BP$11,$AG45:$AJ45,0)),1,0)*IF(ISNUMBER($AF45),(1-$AF45),1) + IF(ISNUMBER(MATCH(BP$11,$AK45:$AP45,0)),-1,0)*_xlfn.IFS(ISNUMBER($AD45),$AD45,ISNUMBER($AE45),$AE45,ISNUMBER($AF45),$AF45,AND($AD45=0,$AE45=0,$AF45=0),1)","v":1},{"$f":"IF(ISNUMBER(MATCH(BQ$11,$AG45:$AJ45,0)),1,0)*IF(ISNUMBER($AF45),(1-$AF45),1) + IF(ISNUMBER(MATCH(BQ$11,$AK45:$AP45,0)),-1,0)*_xlfn.IFS(ISNUMBER($AD45),$AD45,ISNUMBER($AE45),$AE45,ISNUMBER($AF45),$AF45,AND($AD45=0,$AE45=0,$AF45=0),1)","v":0},{"$f":"IF(ISNUMBER(MATCH(BR$11,$AG45:$AJ45,0)),1,0)*IF(ISNUMBER($AF45),(1-$AF45),1) + IF(ISNUMBER(MATCH(BR$11,$AK45:$AP45,0)),-1,0)*_xlfn.IFS(ISNUMBER($AD45),$AD45,ISNUMBER($AE45),$AE45,ISNUMBER($AF45),$AF45,AND($AD45=0,$AE45=0,$AF45=0),1)","v":0},{"$f":"IF(ISNUMBER(MATCH(BS$11,$AG45:$AJ45,0)),1,0)*IF(ISNUMBER($AF45),(1-$AF45),1) + IF(ISNUMBER(MATCH(BS$11,$AK45:$AP45,0)),-1,0)*_xlfn.IFS(ISNUMBER($AD45),$AD45,ISNUMBER($AE45),$AE45,ISNUMBER($AF45),$AF45,AND($AD45=0,$AE45=0,$AF45=0),1)","v":0},{"$f":"IF(ISNUMBER(MATCH(BT$11,$AG45:$AJ45,0)),1,0)*IF(ISNUMBER($AF45),(1-$AF45),1) + IF(ISNUMBER(MATCH(BT$11,$AK45:$AP45,0)),-1,0)*_xlfn.IFS(ISNUMBER($AD45),$AD45,ISNUMBER($AE45),$AE45,ISNUMBER($AF45),$AF45,AND($AD45=0,$AE45=0,$AF45=0),1)","v":0},{"$f":"IF(ISNUMBER(MATCH(BU$11,$AG45:$AJ45,0)),1,0)*IF(ISNUMBER($AF45),(1-$AF45),1) + IF(ISNUMBER(MATCH(BU$11,$AK45:$AP45,0)),-1,0)*_xlfn.IFS(ISNUMBER($AD45),$AD45,ISNUMBER($AE45),$AE45,ISNUMBER($AF45),$AF45,AND($AD45=0,$AE45=0,$AF45=0),1)","v":0},{"$f":"IF(ISNUMBER(MATCH(BV$11,$AG45:$AJ45,0)),1,0)*IF(ISNUMBER($AF45),(1-$AF45),1) + IF(ISNUMBER(MATCH(BV$11,$AK45:$AP45,0)),-1,0)*_xlfn.IFS(ISNUMBER($AD45),$AD45,ISNUMBER($AE45),$AE45,ISNUMBER($AF45),$AF45,AND($AD45=0,$AE45=0,$AF45=0),1)","v":0},{"$f":"IF(ISNUMBER(MATCH(BW$11,$AG45:$AJ45,0)),1,0)*IF(ISNUMBER($AF45),(1-$AF45),1) + IF(ISNUMBER(MATCH(BW$11,$AK45:$AP45,0)),-1,0)*_xlfn.IFS(ISNUMBER($AD45),$AD45,ISNUMBER($AE45),$AE45,ISNUMBER($AF45),$AF45,AND($AD45=0,$AE45=0,$AF45=0),1)","v":0},{"$f":"IF(ISNUMBER(MATCH(BX$11,$AG45:$AJ45,0)),1,0)*IF(ISNUMBER($AF45),(1-$AF45),1) + IF(ISNUMBER(MATCH(BX$11,$AK45:$AP45,0)),-1,0)*_xlfn.IFS(ISNUMBER($AD45),$AD45,ISNUMBER($AE45),$AE45,ISNUMBER($AF45),$AF45,AND($AD45=0,$AE45=0,$AF45=0),1)","v":0},{"$f":"IF(ISNUMBER(MATCH(BY$11,$AG45:$AJ45,0)),1,0)*IF(ISNUMBER($AF45),(1-$AF45),1) + IF(ISNUMBER(MATCH(BY$11,$AK45:$AP45,0)),-1,0)*_xlfn.IFS(ISNUMBER($AD45),$AD45,ISNUMBER($AE45),$AE45,ISNUMBER($AF45),$AF45,AND($AD45=0,$AE45=0,$AF45=0),1)","v":0},{"$f":"IF(ISNUMBER(MATCH(BZ$11,$AG45:$AJ45,0)),1,0)*IF(ISNUMBER($AF45),(1-$AF45),1) + IF(ISNUMBER(MATCH(BZ$11,$AK45:$AP45,0)),-1,0)*_xlfn.IFS(ISNUMBER($AD45),$AD45,ISNUMBER($AE45),$AE45,ISNUMBER($AF45),$AF45,AND($AD45=0,$AE45=0,$AF45=0),1)","v":0},{"$f":"IF(ISNUMBER(MATCH(CA$11,$AG45:$AJ45,0)),1,0)*IF(ISNUMBER($AF45),(1-$AF45),1) + IF(ISNUMBER(MATCH(CA$11,$AK45:$AP45,0)),-1,0)*_xlfn.IFS(ISNUMBER($AD45),$AD45,ISNUMBER($AE45),$AE45,ISNUMBER($AF45),$AF45,AND($AD45=0,$AE45=0,$AF45=0),1)","v":0},{"$f":"IF(ISNUMBER(MATCH(CB$11,$AG45:$AJ45,0)),1,0)*IF(ISNUMBER($AF45),(1-$AF45),1) + IF(ISNUMBER(MATCH(CB$11,$AK45:$AP45,0)),-1,0)*_xlfn.IFS(ISNUMBER($AD45),$AD45,ISNUMBER($AE45),$AE45,ISNUMBER($AF45),$AF45,AND($AD45=0,$AE45=0,$AF45=0),1)","v":0},{"$f":"IF(ISNUMBER(MATCH(CC$11,$AG45:$AJ45,0)),1,0)*IF(ISNUMBER($AF45),(1-$AF45),1) + IF(ISNUMBER(MATCH(CC$11,$AK45:$AP45,0)),-1,0)*_xlfn.IFS(ISNUMBER($AD45),$AD45,ISNUMBER($AE45),$AE45,ISNUMBER($AF45),$AF45,AND($AD45=0,$AE45=0,$AF45=0),1)","v":0},{"$f":"IF(ISNUMBER(MATCH(CD$11,$AG45:$AJ45,0)),1,0)*IF(ISNUMBER($AF45),(1-$AF45),1) + IF(ISNUMBER(MATCH(CD$11,$AK45:$AP45,0)),-1,0)*_xlfn.IFS(ISNUMBER($AD45),$AD45,ISNUMBER($AE45),$AE45,ISNUMBER($AF45),$AF45,AND($AD45=0,$AE45=0,$AF45=0),1)","v":0},{"$f":"IF(ISNUMBER(MATCH(CE$11,$AG45:$AJ45,0)),1,0)*IF(ISNUMBER($AF45),(1-$AF45),1) + IF(ISNUMBER(MATCH(CE$11,$AK45:$AP45,0)),-1,0)*_xlfn.IFS(ISNUMBER($AD45),$AD45,ISNUMBER($AE45),$AE45,ISNUMBER($AF45),$AF45,AND($AD45=0,$AE45=0,$AF45=0),1)","v":0},{"$f":"IF(ISNUMBER(MATCH(CF$11,$AG45:$AJ45,0)),1,0)*IF(ISNUMBER($AF45),(1-$AF45),1) + IF(ISNUMBER(MATCH(CF$11,$AK45:$AP45,0)),-1,0)*_xlfn.IFS(ISNUMBER($AD45),$AD45,ISNUMBER($AE45),$AE45,ISNUMBER($AF45),$AF45,AND($AD45=0,$AE45=0,$AF45=0),1)","v":0},{"$f":"IF(ISNUMBER(MATCH(CG$11,$AG45:$AJ45,0)),1,0)*IF(ISNUMBER($AF45),(1-$AF45),1) + IF(ISNUMBER(MATCH(CG$11,$AK45:$AP45,0)),-1,0)*_xlfn.IFS(ISNUMBER($AD45),$AD45,ISNUMBER($AE45),$AE45,ISNUMBER($AF45),$AF45,AND($AD45=0,$AE45=0,$AF45=0),1)","v":0},{"$f":"IF(ISNUMBER(MATCH(CH$11,$AG45:$AJ45,0)),1,0)*IF(ISNUMBER($AF45),(1-$AF45),1) + IF(ISNUMBER(MATCH(CH$11,$AK45:$AP45,0)),-1,0)*_xlfn.IFS(ISNUMBER($AD45),$AD45,ISNUMBER($AE45),$AE45,ISNUMBER($AF45),$AF45,AND($AD45=0,$AE45=0,$AF45=0),1)","v":0},{"$f":"IF(ISNUMBER(MATCH(CI$11,$AG45:$AJ45,0)),1,0)*IF(ISNUMBER($AF45),(1-$AF45),1) + IF(ISNUMBER(MATCH(CI$11,$AK45:$AP45,0)),-1,0)*_xlfn.IFS(ISNUMBER($AD45),$AD45,ISNUMBER($AE45),$AE45,ISNUMBER($AF45),$AF45,AND($AD45=0,$AE45=0,$AF45=0),1)","v":0},{"$f":"IF(ISNUMBER(MATCH(CJ$11,$AG45:$AJ45,0)),1,0)*IF(ISNUMBER($AF45),(1-$AF45),1) + IF(ISNUMBER(MATCH(CJ$11,$AK45:$AP45,0)),-1,0)*_xlfn.IFS(ISNUMBER($AD45),$AD45,ISNUMBER($AE45),$AE45,ISNUMBER($AF45),$AF45,AND($AD45=0,$AE45=0,$AF45=0),1)","v":0},{"$f":"IF(ISNUMBER(MATCH(CK$11,$AG45:$AJ45,0)),1,0)*IF(ISNUMBER($AF45),(1-$AF45),1) + IF(ISNUMBER(MATCH(CK$11,$AK45:$AP45,0)),-1,0)*_xlfn.IFS(ISNUMBER($AD45),$AD45,ISNUMBER($AE45),$AE45,ISNUMBER($AF45),$AF45,AND($AD45=0,$AE45=0,$AF45=0),1)","v":0},{"$f":"IF(ISNUMBER(MATCH(CL$11,$AG45:$AJ45,0)),1,0)*IF(ISNUMBER($AF45),(1-$AF45),1) + IF(ISNUMBER(MATCH(CL$11,$AK45:$AP45,0)),-1,0)*_xlfn.IFS(ISNUMBER($AD45),$AD45,ISNUMBER($AE45),$AE45,ISNUMBER($AF45),$AF45,AND($AD45=0,$AE45=0,$AF45=0),1)","v":0},{"$f":"IF(ISNUMBER(MATCH(CM$11,$AG45:$AJ45,0)),1,0)*IF(ISNUMBER($AF45),(1-$AF45),1) + IF(ISNUMBER(MATCH(CM$11,$AK45:$AP45,0)),-1,0)*_xlfn.IFS(ISNUMBER($AD45),$AD45,ISNUMBER($AE45),$AE45,ISNUMBER($AF45),$AF45,AND($AD45=0,$AE45=0,$AF45=0),1)","v":0},{"$f":"IF(ISNUMBER(MATCH(CN$11,$AG45:$AJ45,0)),1,0)*IF(ISNUMBER($AF45),(1-$AF45),1) + IF(ISNUMBER(MATCH(CN$11,$AK45:$AP45,0)),-1,0)*_xlfn.IFS(ISNUMBER($AD45),$AD45,ISNUMBER($AE45),$AE45,ISNUMBER($AF45),$AF45,AND($AD45=0,$AE45=0,$AF45=0),1)","v":0},{"$f":"IF(ISNUMBER(MATCH(CO$11,$AG45:$AJ45,0)),1,0)*IF(ISNUMBER($AF45),(1-$AF45),1) + IF(ISNUMBER(MATCH(CO$11,$AK45:$AP45,0)),-1,0)*_xlfn.IFS(ISNUMBER($AD45),$AD45,ISNUMBER($AE45),$AE45,ISNUMBER($AF45),$AF45,AND($AD45=0,$AE45=0,$AF45=0),1)","v":0},{"$f":"IF(ISNUMBER(MATCH(CP$11,$AG45:$AJ45,0)),1,0)*IF(ISNUMBER($AF45),(1-$AF45),1) + IF(ISNUMBER(MATCH(CP$11,$AK45:$AP45,0)),-1,0)*_xlfn.IFS(ISNUMBER($AD45),$AD45,ISNUMBER($AE45),$AE45,ISNUMBER($AF45),$AF45,AND($AD45=0,$AE45=0,$AF45=0),1)","v":0},{"$f":"IF(ISNUMBER(MATCH(CQ$11,$AG45:$AJ45,0)),1,0)*IF(ISNUMBER($AF45),(1-$AF45),1) + IF(ISNUMBER(MATCH(CQ$11,$AK45:$AP45,0)),-1,0)*_xlfn.IFS(ISNUMBER($AD45),$AD45,ISNUMBER($AE45),$AE45,ISNUMBER($AF45),$AF45,AND($AD45=0,$AE45=0,$AF45=0),1)","v":0},{"$f":"IF(ISNUMBER(MATCH(CR$11,$AG45:$AJ45,0)),1,0)*IF(ISNUMBER($AF45),(1-$AF45),1) + IF(ISNUMBER(MATCH(CR$11,$AK45:$AP45,0)),-1,0)*_xlfn.IFS(ISNUMBER($AD45),$AD45,ISNUMBER($AE45),$AE45,ISNUMBER($AF45),$AF45,AND($AD45=0,$AE45=0,$AF45=0),1)","v":0},{"$f":"IF(ISNUMBER(MATCH(CS$11,$AG45:$AJ45,0)),1,0)*IF(ISNUMBER($AF45),(1-$AF45),1) + IF(ISNUMBER(MATCH(CS$11,$AK45:$AP45,0)),-1,0)*_xlfn.IFS(ISNUMBER($AD45),$AD45,ISNUMBER($AE45),$AE45,ISNUMBER($AF45),$AF45,AND($AD45=0,$AE45=0,$AF45=0),1)","v":0},{"$f":"IF(ISNUMBER(MATCH(CT$11,$AG45:$AJ45,0)),1,0)*IF(ISNUMBER($AF45),(1-$AF45),1) + IF(ISNUMBER(MATCH(CT$11,$AK45:$AP45,0)),-1,0)*_xlfn.IFS(ISNUMBER($AD45),$AD45,ISNUMBER($AE45),$AE45,ISNUMBER($AF45),$AF45,AND($AD45=0,$AE45=0,$AF45=0),1)","v":0},{"$f":"IF(ISNUMBER(MATCH(CU$11,$AG45:$AJ45,0)),1,0)*IF(ISNUMBER($AF45),(1-$AF45),1) + IF(ISNUMBER(MATCH(CU$11,$AK45:$AP45,0)),-1,0)*_xlfn.IFS(ISNUMBER($AD45),$AD45,ISNUMBER($AE45),$AE45,ISNUMBER($AF45),$AF45,AND($AD45=0,$AE45=0,$AF45=0),1)","v":0},{"$f":"IF(ISNUMBER(MATCH(CV$11,$AG45:$AJ45,0)),1,0)*IF(ISNUMBER($AF45),(1-$AF45),1) + IF(ISNUMBER(MATCH(CV$11,$AK45:$AP45,0)),-1,0)*_xlfn.IFS(ISNUMBER($AD45),$AD45,ISNUMBER($AE45),$AE45,ISNUMBER($AF45),$AF45,AND($AD45=0,$AE45=0,$AF45=0),1)","v":0},{"$f":"IF(ISNUMBER(MATCH(CW$11,$AG45:$AJ45,0)),1,0)*IF(ISNUMBER($AF45),(1-$AF45),1) + IF(ISNUMBER(MATCH(CW$11,$AK45:$AP45,0)),-1,0)*_xlfn.IFS(ISNUMBER($AD45),$AD45,ISNUMBER($AE45),$AE45,ISNUMBER($AF45),$AF45,AND($AD45=0,$AE45=0,$AF45=0),1)","v":0},{"$f":"IF(ISNUMBER(MATCH(CX$11,$AG45:$AJ45,0)),1,0)*IF(ISNUMBER($AF45),(1-$AF45),1) + IF(ISNUMBER(MATCH(CX$11,$AK45:$AP45,0)),-1,0)*_xlfn.IFS(ISNUMBER($AD45),$AD45,ISNUMBER($AE45),$AE45,ISNUMBER($AF45),$AF45,AND($AD45=0,$AE45=0,$AF45=0),1)","v":0},{"$f":"IF(ISNUMBER(MATCH(CY$11,$AG45:$AJ45,0)),1,0)*IF(ISNUMBER($AF45),(1-$AF45),1) + IF(ISNUMBER(MATCH(CY$11,$AK45:$AP45,0)),-1,0)*_xlfn.IFS(ISNUMBER($AD45),$AD45,ISNUMBER($AE45),$AE45,ISNUMBER($AF45),$AF45,AND($AD45=0,$AE45=0,$AF45=0),1)","v":0},{"$f":"IF(ISNUMBER(MATCH(CZ$11,$AG45:$AJ45,0)),1,0)*IF(ISNUMBER($AF45),(1-$AF45),1) + IF(ISNUMBER(MATCH(CZ$11,$AK45:$AP45,0)),-1,0)*_xlfn.IFS(ISNUMBER($AD45),$AD45,ISNUMBER($AE45),$AE45,ISNUMBER($AF45),$AF45,AND($AD45=0,$AE45=0,$AF45=0),1)","v":0},{"$f":"IF(ISNUMBER(MATCH(DA$11,$AG45:$AJ45,0)),1,0)*IF(ISNUMBER($AF45),(1-$AF45),1) + IF(ISNUMBER(MATCH(DA$11,$AK45:$AP45,0)),-1,0)*_xlfn.IFS(ISNUMBER($AD45),$AD45,ISNUMBER($AE45),$AE45,ISNUMBER($AF45),$AF45,AND($AD45=0,$AE45=0,$AF45=0),1)","v":0},{"$f":"IF(ISNUMBER(MATCH(DB$11,$AG45:$AJ45,0)),1,0)*IF(ISNUMBER($AF45),(1-$AF45),1) + IF(ISNUMBER(MATCH(DB$11,$AK45:$AP45,0)),-1,0)*_xlfn.IFS(ISNUMBER($AD45),$AD45,ISNUMBER($AE45),$AE45,ISNUMBER($AF45),$AF45,AND($AD45=0,$AE45=0,$AF45=0),1)","v":0},{"$f":"IF(ISNUMBER(MATCH(DC$11,$AG45:$AJ45,0)),1,0)*IF(ISNUMBER($AF45),(1-$AF45),1) + IF(ISNUMBER(MATCH(DC$11,$AK45:$AP45,0)),-1,0)*_xlfn.IFS(ISNUMBER($AD45),$AD45,ISNUMBER($AE45),$AE45,ISNUMBER($AF45),$AF45,AND($AD45=0,$AE45=0,$AF45=0),1)","v":0},{"$f":"IF(ISNUMBER(MATCH(DD$11,$AG45:$AJ45,0)),1,0)*IF(ISNUMBER($AF45),(1-$AF45),1) + IF(ISNUMBER(MATCH(DD$11,$AK45:$AP45,0)),-1,0)*_xlfn.IFS(ISNUMBER($AD45),$AD45,ISNUMBER($AE45),$AE45,ISNUMBER($AF45),$AF45,AND($AD45=0,$AE45=0,$AF45=0),1)","v":0},{"$f":"IF(ISNUMBER(MATCH(DE$11,$AG45:$AJ45,0)),1,0)*IF(ISNUMBER($AF45),(1-$AF45),1) + IF(ISNUMBER(MATCH(DE$11,$AK45:$AP45,0)),-1,0)*_xlfn.IFS(ISNUMBER($AD45),$AD45,ISNUMBER($AE45),$AE45,ISNUMBER($AF45),$AF45,AND($AD45=0,$AE45=0,$AF45=0),1)","v":0},null,{"$error":"#N/A"},null,null,null,null,null,null,null,null,null,null,null,-20,{"$error":"#N/A"},{"$error":"#N/A"},0,0,0,0,0,0,0,0,0,0,0,0,0,20,0,34,13,41,184,0,0]
[null,null,null,null,null,null,null,null,"overhead",{"$error":"#N/A"},{"$error":"#N/A"},{"$error":"#N/A"},{"$error":"#N/A"},null,null,null,null,null,"q_drms_dr3-hru,ht",0,{"$error":"#N/A"},null,null,null,null,null,"MECH","Prop",null,{"$f":"L57","v":{"$error":"#N/A"}},null,null,"e_drms_oh-dr3",null,null,null,"e_drms_crit-dr3",null,null,null,null,null,null,{"$f":"IF(ISNUMBER(MATCH(AR$11,$AG46:$AJ46,0)),1,0)*IF(ISNUMBER($AF46),(1-$AF46),1) + IF(ISNUMBER(MATCH(AR$11,$AK46:$AP46,0)),-1,0)*_xlfn.IFS(ISNUMBER($AD46),$AD46,ISNUMBER($AE46),$AE46,ISNUMBER($AF46),$AF46,AND($AD46=0,$AE46=0,$AF46=0),1)","v":{"$error":"#N/A"}},{"$f":"IF(ISNUMBER(MATCH(AS$11,$AG46:$AJ46,0)),1,0)*IF(ISNUMBER($AF46),(1-$AF46),1) + IF(ISNUMBER(MATCH(AS$11,$AK46:$AP46,0)),-1,0)*_xlfn.IFS(ISNUMBER($AD46),$AD46,ISNUMBER($AE46),$AE46,ISNUMBER($AF46),$AF46,AND($AD46=0,$AE46=0,$AF46=0),1)","v":{"$error":"#N/A"}},{"$f":"IF(ISNUMBER(MATCH(AT$11,$AG46:$AJ46,0)),1,0)*IF(ISNUMBER($AF46),(1-$AF46),1) + IF(ISNUMBER(MATCH(AT$11,$AK46:$AP46,0)),-1,0)*_xlfn.IFS(ISNUMBER($AD46),$AD46,ISNUMBER($AE46),$AE46,ISNUMBER($AF46),$AF46,AND($AD46=0,$AE46=0,$AF46=0),1)","v":{"$error":"#N/A"}},{"$f":"IF(ISNUMBER(MATCH(AU$11,$AG46:$AJ46,0)),1,0)*IF(ISNUMBER($AF46),(1-$AF46),1) + IF(ISNUMBER(MATCH(AU$11,$AK46:$AP46,0)),-1,0)*_xlfn.IFS(ISNUMBER($AD46),$AD46,ISNUMBER($AE46),$AE46,ISNUMBER($AF46),$AF46,AND($AD46=0,$AE46=0,$AF46=0),1)","v":{"$error":"#N/A"}},{"$f":"IF(ISNUMBER(MATCH(AV$11,$AG46:$AJ46,0)),1,0)*IF(ISNUMBER($AF46),(1-$AF46),1) + IF(ISNUMBER(MATCH(AV$11,$AK46:$AP46,0)),-1,0)*_xlfn.IFS(ISNUMBER($AD46),$AD46,ISNUMBER($AE46),$AE46,ISNUMBER($AF46),$AF46,AND($AD46=0,$AE46=0,$AF46=0),1)","v":{"$error":"#N/A"}},{"$f":"IF(ISNUMBER(MATCH(AW$11,$AG46:$AJ46,0)),1,0)*IF(ISNUMBER($AF46),(1-$AF46),1) + IF(ISNUMBER(MATCH(AW$11,$AK46:$AP46,0)),-1,0)*_xlfn.IFS(ISNUMBER($AD46),$AD46,ISNUMBER($AE46),$AE46,ISNUMBER($AF46),$AF46,AND($AD46=0,$AE46=0,$AF46=0),1)","v":{"$error":"#N/A"}},{"$f":"IF(ISNUMBER(MATCH(AX$11,$AG46:$AJ46,0)),1,0)*IF(ISNUMBER($AF46),(1-$AF46),1) + IF(ISNUMBER(MATCH(AX$11,$AK46:$AP46,0)),-1,0)*_xlfn.IFS(ISNUMBER($AD46),$AD46,ISNUMBER($AE46),$AE46,ISNUMBER($AF46),$AF46,AND($AD46=0,$AE46=0,$AF46=0),1)","v":{"$error":"#N/A"}},{"$f":"IF(ISNUMBER(MATCH(AY$11,$AG46:$AJ46,0)),1,0)*IF(ISNUMBER($AF46),(1-$AF46),1) + IF(ISNUMBER(MATCH(AY$11,$AK46:$AP46,0)),-1,0)*_xlfn.IFS(ISNUMBER($AD46),$AD46,ISNUMBER($AE46),$AE46,ISNUMBER($AF46),$AF46,AND($AD46=0,$AE46=0,$AF46=0),1)","v":{"$error":"#N/A"}},{"$f":"IF(ISNUMBER(MATCH(AZ$11,$AG46:$AJ46,0)),1,0)*IF(ISNUMBER($AF46),(1-$AF46),1) + IF(ISNUMBER(MATCH(AZ$11,$AK46:$AP46,0)),-1,0)*_xlfn.IFS(ISNUMBER($AD46),$AD46,ISNUMBER($AE46),$AE46,ISNUMBER($AF46),$AF46,AND($AD46=0,$AE46=0,$AF46=0),1)","v":{"$error":"#N/A"}},{"$f":"IF(ISNUMBER(MATCH(BA$11,$AG46:$AJ46,0)),1,0)*IF(ISNUMBER($AF46),(1-$AF46),1) + IF(ISNUMBER(MATCH(BA$11,$AK46:$AP46,0)),-1,0)*_xlfn.IFS(ISNUMBER($AD46),$AD46,ISNUMBER($AE46),$AE46,ISNUMBER($AF46),$AF46,AND($AD46=0,$AE46=0,$AF46=0),1)","v":{"$error":"#N/A"}},{"$f":"IF(ISNUMBER(MATCH(BB$11,$AG46:$AJ46,0)),1,0)*IF(ISNUMBER($AF46),(1-$AF46),1) + IF(ISNUMBER(MATCH(BB$11,$AK46:$AP46,0)),-1,0)*_xlfn.IFS(ISNUMBER($AD46),$AD46,ISNUMBER($AE46),$AE46,ISNUMBER($AF46),$AF46,AND($AD46=0,$AE46=0,$AF46=0),1)","v":{"$error":"#N/A"}},{"$f":"IF(ISNUMBER(MATCH(BC$11,$AG46:$AJ46,0)),1,0)*IF(ISNUMBER($AF46),(1-$AF46),1) + IF(ISNUMBER(MATCH(BC$11,$AK46:$AP46,0)),-1,0)*_xlfn.IFS(ISNUMBER($AD46),$AD46,ISNUMBER($AE46),$AE46,ISNUMBER($AF46),$AF46,AND($AD46=0,$AE46=0,$AF46=0),1)","v":{"$error":"#N/A"}},{"$f":"IF(ISNUMBER(MATCH(BD$11,$AG46:$AJ46,0)),1,0)*IF(ISNUMBER($AF46),(1-$AF46),1) + IF(ISNUMBER(MATCH(BD$11,$AK46:$AP46,0)),-1,0)*_xlfn.IFS(ISNUMBER($AD46),$AD46,ISNUMBER($AE46),$AE46,ISNUMBER($AF46),$AF46,AND($AD46=0,$AE46=0,$AF46=0),1)","v":{"$error":"#N/A"}},{"$f":"IF(ISNUMBER(MATCH(BE$11,$AG46:$AJ46,0)),1,0)*IF(ISNUMBER($AF46),(1-$AF46),1) + IF(ISNUMBER(MATCH(BE$11,$AK46:$AP46,0)),-1,0)*_xlfn.IFS(ISNUMBER($AD46),$AD46,ISNUMBER($AE46),$AE46,ISNUMBER($AF46),$AF46,AND($AD46=0,$AE46=0,$AF46=0),1)","v":{"$error":"#N/A"}},{"$f":"IF(ISNUMBER(MATCH(BF$11,$AG46:$AJ46,0)),1,0)*IF(ISNUMBER($AF46),(1-$AF46),1) + IF(ISNUMBER(MATCH(BF$11,$AK46:$AP46,0)),-1,0)*_xlfn.IFS(ISNUMBER($AD46),$AD46,ISNUMBER($AE46),$AE46,ISNUMBER($AF46),$AF46,AND($AD46=0,$AE46=0,$AF46=0),1)","v":{"$error":"#N/A"}},{"$f":"IF(ISNUMBER(MATCH(BG$11,$AG46:$AJ46,0)),1,0)*IF(ISNUMBER($AF46),(1-$AF46),1) + IF(ISNUMBER(MATCH(BG$11,$AK46:$AP46,0)),-1,0)*_xlfn.IFS(ISNUMBER($AD46),$AD46,ISNUMBER($AE46),$AE46,ISNUMBER($AF46),$AF46,AND($AD46=0,$AE46=0,$AF46=0),1)","v":{"$error":"#N/A"}},{"$f":"IF(ISNUMBER(MATCH(BH$11,$AG46:$AJ46,0)),1,0)*IF(ISNUMBER($AF46),(1-$AF46),1) + IF(ISNUMBER(MATCH(BH$11,$AK46:$AP46,0)),-1,0)*_xlfn.IFS(ISNUMBER($AD46),$AD46,ISNUMBER($AE46),$AE46,ISNUMBER($AF46),$AF46,AND($AD46=0,$AE46=0,$AF46=0),1)","v":{"$error":"#N/A"}},{"$f":"IF(ISNUMBER(MATCH(BI$11,$AG46:$AJ46,0)),1,0)*IF(ISNUMBER($AF46),(1-$AF46),1) + IF(ISNUMBER(MATCH(BI$11,$AK46:$AP46,0)),-1,0)*_xlfn.IFS(ISNUMBER($AD46),$AD46,ISNUMBER($AE46),$AE46,ISNUMBER($AF46),$AF46,AND($AD46=0,$AE46=0,$AF46=0),1)","v":{"$error":"#N/A"}},{"$f":"IF(ISNUMBER(MATCH(BJ$11,$AG46:$AJ46,0)),1,0)*IF(ISNUMBER($AF46),(1-$AF46),1) + IF(ISNUMBER(MATCH(BJ$11,$AK46:$AP46,0)),-1,0)*_xlfn.IFS(ISNUMBER($AD46),$AD46,ISNUMBER($AE46),$AE46,ISNUMBER($AF46),$AF46,AND($AD46=0,$AE46=0,$AF46=0),1)","v":{"$error":"#N/A"}},{"$f":"IF(ISNUMBER(MATCH(BK$11,$AG46:$AJ46,0)),1,0)*IF(ISNUMBER($AF46),(1-$AF46),1) + IF(ISNUMBER(MATCH(BK$11,$AK46:$AP46,0)),-1,0)*_xlfn.IFS(ISNUMBER($AD46),$AD46,ISNUMBER($AE46),$AE46,ISNUMBER($AF46),$AF46,AND($AD46=0,$AE46=0,$AF46=0),1)","v":{"$error":"#N/A"}},{"$f":"IF(ISNUMBER(MATCH(BL$11,$AG46:$AJ46,0)),1,0)*IF(ISNUMBER($AF46),(1-$AF46),1) + IF(ISNUMBER(MATCH(BL$11,$AK46:$AP46,0)),-1,0)*_xlfn.IFS(ISNUMBER($AD46),$AD46,ISNUMBER($AE46),$AE46,ISNUMBER($AF46),$AF46,AND($AD46=0,$AE46=0,$AF46=0),1)","v":{"$error":"#N/A"}},{"$f":"IF(ISNUMBER(MATCH(BM$11,$AG46:$AJ46,0)),1,0)*IF(ISNUMBER($AF46),(1-$AF46),1) + IF(ISNUMBER(MATCH(BM$11,$AK46:$AP46,0)),-1,0)*_xlfn.IFS(ISNUMBER($AD46),$AD46,ISNUMBER($AE46),$AE46,ISNUMBER($AF46),$AF46,AND($AD46=0,$AE46=0,$AF46=0),1)","v":{"$error":"#N/A"}},{"$f":"IF(ISNUMBER(MATCH(BN$11,$AG46:$AJ46,0)),1,0)*IF(ISNUMBER($AF46),(1-$AF46),1) + IF(ISNUMBER(MATCH(BN$11,$AK46:$AP46,0)),-1,0)*_xlfn.IFS(ISNUMBER($AD46),$AD46,ISNUMBER($AE46),$AE46,ISNUMBER($AF46),$AF46,AND($AD46=0,$AE46=0,$AF46=0),1)","v":{"$error":"#N/A"}},{"$f":"IF(ISNUMBER(MATCH(BO$11,$AG46:$AJ46,0)),1,0)*IF(ISNUMBER($AF46),(1-$AF46),1) + IF(ISNUMBER(MATCH(BO$11,$AK46:$AP46,0)),-1,0)*_xlfn.IFS(ISNUMBER($AD46),$AD46,ISNUMBER($AE46),$AE46,ISNUMBER($AF46),$AF46,AND($AD46=0,$AE46=0,$AF46=0),1)","v":{"$error":"#N/A"}},{"$f":"IF(ISNUMBER(MATCH(BP$11,$AG46:$AJ46,0)),1,0)*IF(ISNUMBER($AF46),(1-$AF46),1) + IF(ISNUMBER(MATCH(BP$11,$AK46:$AP46,0)),-1,0)*_xlfn.IFS(ISNUMBER($AD46),$AD46,ISNUMBER($AE46),$AE46,ISNUMBER($AF46),$AF46,AND($AD46=0,$AE46=0,$AF46=0),1)","v":{"$error":"#N/A"}},{"$f":"IF(ISNUMBER(MATCH(BQ$11,$AG46:$AJ46,0)),1,0)*IF(ISNUMBER($AF46),(1-$AF46),1) + IF(ISNUMBER(MATCH(BQ$11,$AK46:$AP46,0)),-1,0)*_xlfn.IFS(ISNUMBER($AD46),$AD46,ISNUMBER($AE46),$AE46,ISNUMBER($AF46),$AF46,AND($AD46=0,$AE46=0,$AF46=0),1)","v":{"$error":"#N/A"}},{"$f":"IF(ISNUMBER(MATCH(BR$11,$AG46:$AJ46,0)),1,0)*IF(ISNUMBER($AF46),(1-$AF46),1) + IF(ISNUMBER(MATCH(BR$11,$AK46:$AP46,0)),-1,0)*_xlfn.IFS(ISNUMBER($AD46),$AD46,ISNUMBER($AE46),$AE46,ISNUMBER($AF46),$AF46,AND($AD46=0,$AE46=0,$AF46=0),1)","v":{"$error":"#N/A"}},{"$f":"IF(ISNUMBER(MATCH(BS$11,$AG46:$AJ46,0)),1,0)*IF(ISNUMBER($AF46),(1-$AF46),1) + IF(ISNUMBER(MATCH(BS$11,$AK46:$AP46,0)),-1,0)*_xlfn.IFS(ISNUMBER($AD46),$AD46,ISNUMBER($AE46),$AE46,ISNUMBER($AF46),$AF46,AND($AD46=0,$AE46=0,$AF46=0),1)","v":{"$error":"#N/A"}},{"$f":"IF(ISNUMBER(MATCH(BT$11,$AG46:$AJ46,0)),1,0)*IF(ISNUMBER($AF46),(1-$AF46),1) + IF(ISNUMBER(MATCH(BT$11,$AK46:$AP46,0)),-1,0)*_xlfn.IFS(ISNUMBER($AD46),$AD46,ISNUMBER($AE46),$AE46,ISNUMBER($AF46),$AF46,AND($AD46=0,$AE46=0,$AF46=0),1)","v":{"$error":"#N/A"}},{"$f":"IF(ISNUMBER(MATCH(BU$11,$AG46:$AJ46,0)),1,0)*IF(ISNUMBER($AF46),(1-$AF46),1) + IF(ISNUMBER(MATCH(BU$11,$AK46:$AP46,0)),-1,0)*_xlfn.IFS(ISNUMBER($AD46),$AD46,ISNUMBER($AE46),$AE46,ISNUMBER($AF46),$AF46,AND($AD46=0,$AE46=0,$AF46=0),1)","v":{"$error":"#N/A"}},{"$f":"IF(ISNUMBER(MATCH(BV$11,$AG46:$AJ46,0)),1,0)*IF(ISNUMBER($AF46),(1-$AF46),1) + IF(ISNUMBER(MATCH(BV$11,$AK46:$AP46,0)),-1,0)*_xlfn.IFS(ISNUMBER($AD46),$AD46,ISNUMBER($AE46),$AE46,ISNUMBER($AF46),$AF46,AND($AD46=0,$AE46=0,$AF46=0),1)","v":{"$error":"#N/A"}},{"$f":"IF(ISNUMBER(MATCH(BW$11,$AG46:$AJ46,0)),1,0)*IF(ISNUMBER($AF46),(1-$AF46),1) + IF(ISNUMBER(MATCH(BW$11,$AK46:$AP46,0)),-1,0)*_xlfn.IFS(ISNUMBER($AD46),$AD46,ISNUMBER($AE46),$AE46,ISNUMBER($AF46),$AF46,AND($AD46=0,$AE46=0,$AF46=0),1)","v":{"$error":"#N/A"}},{"$f":"IF(ISNUMBER(MATCH(BX$11,$AG46:$AJ46,0)),1,0)*IF(ISNUMBER($AF46),(1-$AF46),1) + IF(ISNUMBER(MATCH(BX$11,$AK46:$AP46,0)),-1,0)*_xlfn.IFS(ISNUMBER($AD46),$AD46,ISNUMBER($AE46),$AE46,ISNUMBER($AF46),$AF46,AND($AD46=0,$AE46=0,$AF46=0),1)","v":{"$error":"#N/A"}},{"$f":"IF(ISNUMBER(MATCH(BY$11,$AG46:$AJ46,0)),1,0)*IF(ISNUMBER($AF46),(1-$AF46),1) + IF(ISNUMBER(MATCH(BY$11,$AK46:$AP46,0)),-1,0)*_xlfn.IFS(ISNUMBER($AD46),$AD46,ISNUMBER($AE46),$AE46,ISNUMBER($AF46),$AF46,AND($AD46=0,$AE46=0,$AF46=0),1)","v":{"$error":"#N/A"}},{"$f":"IF(ISNUMBER(MATCH(BZ$11,$AG46:$AJ46,0)),1,0)*IF(ISNUMBER($AF46),(1-$AF46),1) + IF(ISNUMBER(MATCH(BZ$11,$AK46:$AP46,0)),-1,0)*_xlfn.IFS(ISNUMBER($AD46),$AD46,ISNUMBER($AE46),$AE46,ISNUMBER($AF46),$AF46,AND($AD46=0,$AE46=0,$AF46=0),1)","v":{"$error":"#N/A"}},{"$f":"IF(ISNUMBER(MATCH(CA$11,$AG46:$AJ46,0)),1,0)*IF(ISNUMBER($AF46),(1-$AF46),1) + IF(ISNUMBER(MATCH(CA$11,$AK46:$AP46,0)),-1,0)*_xlfn.IFS(ISNUMBER($AD46),$AD46,ISNUMBER($AE46),$AE46,ISNUMBER($AF46),$AF46,AND($AD46=0,$AE46=0,$AF46=0),1)","v":{"$error":"#N/A"}},{"$f":"IF(ISNUMBER(MATCH(CB$11,$AG46:$AJ46,0)),1,0)*IF(ISNUMBER($AF46),(1-$AF46),1) + IF(ISNUMBER(MATCH(CB$11,$AK46:$AP46,0)),-1,0)*_xlfn.IFS(ISNUMBER($AD46),$AD46,ISNUMBER($AE46),$AE46,ISNUMBER($AF46),$AF46,AND($AD46=0,$AE46=0,$AF46=0),1)","v":{"$error":"#N/A"}},{"$f":"IF(ISNUMBER(MATCH(CC$11,$AG46:$AJ46,0)),1,0)*IF(ISNUMBER($AF46),(1-$AF46),1) + IF(ISNUMBER(MATCH(CC$11,$AK46:$AP46,0)),-1,0)*_xlfn.IFS(ISNUMBER($AD46),$AD46,ISNUMBER($AE46),$AE46,ISNUMBER($AF46),$AF46,AND($AD46=0,$AE46=0,$AF46=0),1)","v":{"$error":"#N/A"}},{"$f":"IF(ISNUMBER(MATCH(CD$11,$AG46:$AJ46,0)),1,0)*IF(ISNUMBER($AF46),(1-$AF46),1) + IF(ISNUMBER(MATCH(CD$11,$AK46:$AP46,0)),-1,0)*_xlfn.IFS(ISNUMBER($AD46),$AD46,ISNUMBER($AE46),$AE46,ISNUMBER($AF46),$AF46,AND($AD46=0,$AE46=0,$AF46=0),1)","v":{"$error":"#N/A"}},{"$f":"IF(ISNUMBER(MATCH(CE$11,$AG46:$AJ46,0)),1,0)*IF(ISNUMBER($AF46),(1-$AF46),1) + IF(ISNUMBER(MATCH(CE$11,$AK46:$AP46,0)),-1,0)*_xlfn.IFS(ISNUMBER($AD46),$AD46,ISNUMBER($AE46),$AE46,ISNUMBER($AF46),$AF46,AND($AD46=0,$AE46=0,$AF46=0),1)","v":{"$error":"#N/A"}},{"$f":"IF(ISNUMBER(MATCH(CF$11,$AG46:$AJ46,0)),1,0)*IF(ISNUMBER($AF46),(1-$AF46),1) + IF(ISNUMBER(MATCH(CF$11,$AK46:$AP46,0)),-1,0)*_xlfn.IFS(ISNUMBER($AD46),$AD46,ISNUMBER($AE46),$AE46,ISNUMBER($AF46),$AF46,AND($AD46=0,$AE46=0,$AF46=0),1)","v":{"$error":"#N/A"}},{"$f":"IF(ISNUMBER(MATCH(CG$11,$AG46:$AJ46,0)),1,0)*IF(ISNUMBER($AF46),(1-$AF46),1) + IF(ISNUMBER(MATCH(CG$11,$AK46:$AP46,0)),-1,0)*_xlfn.IFS(ISNUMBER($AD46),$AD46,ISNUMBER($AE46),$AE46,ISNUMBER($AF46),$AF46,AND($AD46=0,$AE46=0,$AF46=0),1)","v":{"$error":"#N/A"}},{"$f":"IF(ISNUMBER(MATCH(CH$11,$AG46:$AJ46,0)),1,0)*IF(ISNUMBER($AF46),(1-$AF46),1) + IF(ISNUMBER(MATCH(CH$11,$AK46:$AP46,0)),-1,0)*_xlfn.IFS(ISNUMBER($AD46),$AD46,ISNUMBER($AE46),$AE46,ISNUMBER($AF46),$AF46,AND($AD46=0,$AE46=0,$AF46=0),1)","v":{"$error":"#N/A"}},{"$f":"IF(ISNUMBER(MATCH(CI$11,$AG46:$AJ46,0)),1,0)*IF(ISNUMBER($AF46),(1-$AF46),1) + IF(ISNUMBER(MATCH(CI$11,$AK46:$AP46,0)),-1,0)*_xlfn.IFS(ISNUMBER($AD46),$AD46,ISNUMBER($AE46),$AE46,ISNUMBER($AF46),$AF46,AND($AD46=0,$AE46=0,$AF46=0),1)","v":{"$error":"#N/A"}},{"$f":"IF(ISNUMBER(MATCH(CJ$11,$AG46:$AJ46,0)),1,0)*IF(ISNUMBER($AF46),(1-$AF46),1) + IF(ISNUMBER(MATCH(CJ$11,$AK46:$AP46,0)),-1,0)*_xlfn.IFS(ISNUMBER($AD46),$AD46,ISNUMBER($AE46),$AE46,ISNUMBER($AF46),$AF46,AND($AD46=0,$AE46=0,$AF46=0),1)","v":{"$error":"#N/A"}},{"$f":"IF(ISNUMBER(MATCH(CK$11,$AG46:$AJ46,0)),1,0)*IF(ISNUMBER($AF46),(1-$AF46),1) + IF(ISNUMBER(MATCH(CK$11,$AK46:$AP46,0)),-1,0)*_xlfn.IFS(ISNUMBER($AD46),$AD46,ISNUMBER($AE46),$AE46,ISNUMBER($AF46),$AF46,AND($AD46=0,$AE46=0,$AF46=0),1)","v":{"$error":"#N/A"}},{"$f":"IF(ISNUMBER(MATCH(CL$11,$AG46:$AJ46,0)),1,0)*IF(ISNUMBER($AF46),(1-$AF46),1) + IF(ISNUMBER(MATCH(CL$11,$AK46:$AP46,0)),-1,0)*_xlfn.IFS(ISNUMBER($AD46),$AD46,ISNUMBER($AE46),$AE46,ISNUMBER($AF46),$AF46,AND($AD46=0,$AE46=0,$AF46=0),1)","v":{"$error":"#N/A"}},{"$f":"IF(ISNUMBER(MATCH(CM$11,$AG46:$AJ46,0)),1,0)*IF(ISNUMBER($AF46),(1-$AF46),1) + IF(ISNUMBER(MATCH(CM$11,$AK46:$AP46,0)),-1,0)*_xlfn.IFS(ISNUMBER($AD46),$AD46,ISNUMBER($AE46),$AE46,ISNUMBER($AF46),$AF46,AND($AD46=0,$AE46=0,$AF46=0),1)","v":{"$error":"#N/A"}},{"$f":"IF(ISNUMBER(MATCH(CN$11,$AG46:$AJ46,0)),1,0)*IF(ISNUMBER($AF46),(1-$AF46),1) + IF(ISNUMBER(MATCH(CN$11,$AK46:$AP46,0)),-1,0)*_xlfn.IFS(ISNUMBER($AD46),$AD46,ISNUMBER($AE46),$AE46,ISNUMBER($AF46),$AF46,AND($AD46=0,$AE46=0,$AF46=0),1)","v":{"$error":"#N/A"}},{"$f":"IF(ISNUMBER(MATCH(CO$11,$AG46:$AJ46,0)),1,0)*IF(ISNUMBER($AF46),(1-$AF46),1) + IF(ISNUMBER(MATCH(CO$11,$AK46:$AP46,0)),-1,0)*_xlfn.IFS(ISNUMBER($AD46),$AD46,ISNUMBER($AE46),$AE46,ISNUMBER($AF46),$AF46,AND($AD46=0,$AE46=0,$AF46=0),1)","v":{"$error":"#N/A"}},{"$f":"IF(ISNUMBER(MATCH(CP$11,$AG46:$AJ46,0)),1,0)*IF(ISNUMBER($AF46),(1-$AF46),1) + IF(ISNUMBER(MATCH(CP$11,$AK46:$AP46,0)),-1,0)*_xlfn.IFS(ISNUMBER($AD46),$AD46,ISNUMBER($AE46),$AE46,ISNUMBER($AF46),$AF46,AND($AD46=0,$AE46=0,$AF46=0),1)","v":{"$error":"#N/A"}},{"$f":"IF(ISNUMBER(MATCH(CQ$11,$AG46:$AJ46,0)),1,0)*IF(ISNUMBER($AF46),(1-$AF46),1) + IF(ISNUMBER(MATCH(CQ$11,$AK46:$AP46,0)),-1,0)*_xlfn.IFS(ISNUMBER($AD46),$AD46,ISNUMBER($AE46),$AE46,ISNUMBER($AF46),$AF46,AND($AD46=0,$AE46=0,$AF46=0),1)","v":{"$error":"#N/A"}},{"$f":"IF(ISNUMBER(MATCH(CR$11,$AG46:$AJ46,0)),1,0)*IF(ISNUMBER($AF46),(1-$AF46),1) + IF(ISNUMBER(MATCH(CR$11,$AK46:$AP46,0)),-1,0)*_xlfn.IFS(ISNUMBER($AD46),$AD46,ISNUMBER($AE46),$AE46,ISNUMBER($AF46),$AF46,AND($AD46=0,$AE46=0,$AF46=0),1)","v":{"$error":"#N/A"}},{"$f":"IF(ISNUMBER(MATCH(CS$11,$AG46:$AJ46,0)),1,0)*IF(ISNUMBER($AF46),(1-$AF46),1) + IF(ISNUMBER(MATCH(CS$11,$AK46:$AP46,0)),-1,0)*_xlfn.IFS(ISNUMBER($AD46),$AD46,ISNUMBER($AE46),$AE46,ISNUMBER($AF46),$AF46,AND($AD46=0,$AE46=0,$AF46=0),1)","v":{"$error":"#N/A"}},{"$f":"IF(ISNUMBER(MATCH(CT$11,$AG46:$AJ46,0)),1,0)*IF(ISNUMBER($AF46),(1-$AF46),1) + IF(ISNUMBER(MATCH(CT$11,$AK46:$AP46,0)),-1,0)*_xlfn.IFS(ISNUMBER($AD46),$AD46,ISNUMBER($AE46),$AE46,ISNUMBER($AF46),$AF46,AND($AD46=0,$AE46=0,$AF46=0),1)","v":{"$error":"#N/A"}},{"$f":"IF(ISNUMBER(MATCH(CU$11,$AG46:$AJ46,0)),1,0)*IF(ISNUMBER($AF46),(1-$AF46),1) + IF(ISNUMBER(MATCH(CU$11,$AK46:$AP46,0)),-1,0)*_xlfn.IFS(ISNUMBER($AD46),$AD46,ISNUMBER($AE46),$AE46,ISNUMBER($AF46),$AF46,AND($AD46=0,$AE46=0,$AF46=0),1)","v":{"$error":"#N/A"}},{"$f":"IF(ISNUMBER(MATCH(CV$11,$AG46:$AJ46,0)),1,0)*IF(ISNUMBER($AF46),(1-$AF46),1) + IF(ISNUMBER(MATCH(CV$11,$AK46:$AP46,0)),-1,0)*_xlfn.IFS(ISNUMBER($AD46),$AD46,ISNUMBER($AE46),$AE46,ISNUMBER($AF46),$AF46,AND($AD46=0,$AE46=0,$AF46=0),1)","v":{"$error":"#N/A"}},{"$f":"IF(ISNUMBER(MATCH(CW$11,$AG46:$AJ46,0)),1,0)*IF(ISNUMBER($AF46),(1-$AF46),1) + IF(ISNUMBER(MATCH(CW$11,$AK46:$AP46,0)),-1,0)*_xlfn.IFS(ISNUMBER($AD46),$AD46,ISNUMBER($AE46),$AE46,ISNUMBER($AF46),$AF46,AND($AD46=0,$AE46=0,$AF46=0),1)","v":{"$error":"#N/A"}},{"$f":"IF(ISNUMBER(MATCH(CX$11,$AG46:$AJ46,0)),1,0)*IF(ISNUMBER($AF46),(1-$AF46),1) + IF(ISNUMBER(MATCH(CX$11,$AK46:$AP46,0)),-1,0)*_xlfn.IFS(ISNUMBER($AD46),$AD46,ISNUMBER($AE46),$AE46,ISNUMBER($AF46),$AF46,AND($AD46=0,$AE46=0,$AF46=0),1)","v":{"$error":"#N/A"}},{"$f":"IF(ISNUMBER(MATCH(CY$11,$AG46:$AJ46,0)),1,0)*IF(ISNUMBER($AF46),(1-$AF46),1) + IF(ISNUMBER(MATCH(CY$11,$AK46:$AP46,0)),-1,0)*_xlfn.IFS(ISNUMBER($AD46),$AD46,ISNUMBER($AE46),$AE46,ISNUMBER($AF46),$AF46,AND($AD46=0,$AE46=0,$AF46=0),1)","v":{"$error":"#N/A"}},{"$f":"IF(ISNUMBER(MATCH(CZ$11,$AG46:$AJ46,0)),1,0)*IF(ISNUMBER($AF46),(1-$AF46),1) + IF(ISNUMBER(MATCH(CZ$11,$AK46:$AP46,0)),-1,0)*_xlfn.IFS(ISNUMBER($AD46),$AD46,ISNUMBER($AE46),$AE46,ISNUMBER($AF46),$AF46,AND($AD46=0,$AE46=0,$AF46=0),1)","v":{"$error":"#N/A"}},{"$f":"IF(ISNUMBER(MATCH(DA$11,$AG46:$AJ46,0)),1,0)*IF(ISNUMBER($AF46),(1-$AF46),1) + IF(ISNUMBER(MATCH(DA$11,$AK46:$AP46,0)),-1,0)*_xlfn.IFS(ISNUMBER($AD46),$AD46,ISNUMBER($AE46),$AE46,ISNUMBER($AF46),$AF46,AND($AD46=0,$AE46=0,$AF46=0),1)","v":{"$error":"#N/A"}},{"$f":"IF(ISNUMBER(MATCH(DB$11,$AG46:$AJ46,0)),1,0)*IF(ISNUMBER($AF46),(1-$AF46),1) + IF(ISNUMBER(MATCH(DB$11,$AK46:$AP46,0)),-1,0)*_xlfn.IFS(ISNUMBER($AD46),$AD46,ISNUMBER($AE46),$AE46,ISNUMBER($AF46),$AF46,AND($AD46=0,$AE46=0,$AF46=0),1)","v":{"$error":"#N/A"}},{"$f":"IF(ISNUMBER(MATCH(DC$11,$AG46:$AJ46,0)),1,0)*IF(ISNUMBER($AF46),(1-$AF46),1) + IF(ISNUMBER(MATCH(DC$11,$AK46:$AP46,0)),-1,0)*_xlfn.IFS(ISNUMBER($AD46),$AD46,ISNUMBER($AE46),$AE46,ISNUMBER($AF46),$AF46,AND($AD46=0,$AE46=0,$AF46=0),1)","v":{"$error":"#N/A"}},{"$f":"IF(ISNUMBER(MATCH(DD$11,$AG46:$AJ46,0)),1,0)*IF(ISNUMBER($AF46),(1-$AF46),1) + IF(ISNUMBER(MATCH(DD$11,$AK46:$AP46,0)),-1,0)*_xlfn.IFS(ISNUMBER($AD46),$AD46,ISNUMBER($AE46),$AE46,ISNUMBER($AF46),$AF46,AND($AD46=0,$AE46=0,$AF46=0),1)","v":{"$error":"#N/A"}},{"$f":"IF(ISNUMBER(MATCH(DE$11,$AG46:$AJ46,0)),1,0)*IF(ISNUMBER($AF46),(1-$AF46),1) + IF(ISNUMBER(MATCH(DE$11,$AK46:$AP46,0)),-1,0)*_xlfn.IFS(ISNUMBER($AD46),$AD46,ISNUMBER($AE46),$AE46,ISNUMBER($AF46),$AF46,AND($AD46=0,$AE46=0,$AF46=0),1)","v":{"$error":"#N/A"}},null,0,null,null,null,null,null,null,null,null,null,null,null,-19,{"$error":"#N/A"},{"$error":"#N/A"},0,0,0,0,0,0,0,0,0,0,0,0,0,33,0,42,13,70,245,0,0]
[null,"Resource systems","PowerCrit","PowerMech","Datarooms","HRUs",null,null,"area",{"$f":"J74","v":{"$error":"#N/A"}},{"$f":"K74","v":{"$error":"#N/A"}},{"$f":"L74","v":{"$error":"#N/A"}},{"$f":"M74","v":{"$error":"#N/A"}},null,null,null,null,null,"q_drms_dr4-hru,lt",0,{"$error":"#N/A"},null,null,null,null,null,"HRU,LT","Prop",null,{"$f":"L59","v":{"$error":"#N/A"}},null,null,"q_dr3_cls,a",null,null,null,"e_drms_crit-dr3",null,null,null,null,null,null,{"$f":"IF(ISNUMBER(MATCH(AR$11,$AG47:$AJ47,0)),1,0)*IF(ISNUMBER($AF47),(1-$AF47),1) + IF(ISNUMBER(MATCH(AR$11,$AK47:$AP47,0)),-1,0)*_xlfn.IFS(ISNUMBER($AD47),$AD47,ISNUMBER($AE47),$AE47,ISNUMBER($AF47),$AF47,AND($AD47=0,$AE47=0,$AF47=0),1)","v":{"$error":"#N/A"}},{"$f":"IF(ISNUMBER(MATCH(AS$11,$AG47:$AJ47,0)),1,0)*IF(ISNUMBER($AF47),(1-$AF47),1) + IF(ISNUMBER(MATCH(AS$11,$AK47:$AP47,0)),-1,0)*_xlfn.IFS(ISNUMBER($AD47),$AD47,ISNUMBER($AE47),$AE47,ISNUMBER($AF47),$AF47,AND($AD47=0,$AE47=0,$AF47=0),1)","v":{"$error":"#N/A"}},{"$f":"IF(ISNUMBER(MATCH(AT$11,$AG47:$AJ47,0)),1,0)*IF(ISNUMBER($AF47),(1-$AF47),1) + IF(ISNUMBER(MATCH(AT$11,$AK47:$AP47,0)),-1,0)*_xlfn.IFS(ISNUMBER($AD47),$AD47,ISNUMBER($AE47),$AE47,ISNUMBER($AF47),$AF47,AND($AD47=0,$AE47=0,$AF47=0),1)","v":{"$error":"#N/A"}},{"$f":"IF(ISNUMBER(MATCH(AU$11,$AG47:$AJ47,0)),1,0)*IF(ISNUMBER($AF47),(1-$AF47),1) + IF(ISNUMBER(MATCH(AU$11,$AK47:$AP47,0)),-1,0)*_xlfn.IFS(ISNUMBER($AD47),$AD47,ISNUMBER($AE47),$AE47,ISNUMBER($AF47),$AF47,AND($AD47=0,$AE47=0,$AF47=0),1)","v":{"$error":"#N/A"}},{"$f":"IF(ISNUMBER(MATCH(AV$11,$AG47:$AJ47,0)),1,0)*IF(ISNUMBER($AF47),(1-$AF47),1) + IF(ISNUMBER(MATCH(AV$11,$AK47:$AP47,0)),-1,0)*_xlfn.IFS(ISNUMBER($AD47),$AD47,ISNUMBER($AE47),$AE47,ISNUMBER($AF47),$AF47,AND($AD47=0,$AE47=0,$AF47=0),1)","v":{"$error":"#N/A"}},{"$f":"IF(ISNUMBER(MATCH(AW$11,$AG47:$AJ47,0)),1,0)*IF(ISNUMBER($AF47),(1-$AF47),1) + IF(ISNUMBER(MATCH(AW$11,$AK47:$AP47,0)),-1,0)*_xlfn.IFS(ISNUMBER($AD47),$AD47,ISNUMBER($AE47),$AE47,ISNUMBER($AF47),$AF47,AND($AD47=0,$AE47=0,$AF47=0),1)","v":{"$error":"#N/A"}},{"$f":"IF(ISNUMBER(MATCH(AX$11,$AG47:$AJ47,0)),1,0)*IF(ISNUMBER($AF47),(1-$AF47),1) + IF(ISNUMBER(MATCH(AX$11,$AK47:$AP47,0)),-1,0)*_xlfn.IFS(ISNUMBER($AD47),$AD47,ISNUMBER($AE47),$AE47,ISNUMBER($AF47),$AF47,AND($AD47=0,$AE47=0,$AF47=0),1)","v":{"$error":"#N/A"}},{"$f":"IF(ISNUMBER(MATCH(AY$11,$AG47:$AJ47,0)),1,0)*IF(ISNUMBER($AF47),(1-$AF47),1) + IF(ISNUMBER(MATCH(AY$11,$AK47:$AP47,0)),-1,0)*_xlfn.IFS(ISNUMBER($AD47),$AD47,ISNUMBER($AE47),$AE47,ISNUMBER($AF47),$AF47,AND($AD47=0,$AE47=0,$AF47=0),1)","v":{"$error":"#N/A"}},{"$f":"IF(ISNUMBER(MATCH(AZ$11,$AG47:$AJ47,0)),1,0)*IF(ISNUMBER($AF47),(1-$AF47),1) + IF(ISNUMBER(MATCH(AZ$11,$AK47:$AP47,0)),-1,0)*_xlfn.IFS(ISNUMBER($AD47),$AD47,ISNUMBER($AE47),$AE47,ISNUMBER($AF47),$AF47,AND($AD47=0,$AE47=0,$AF47=0),1)","v":{"$error":"#N/A"}},{"$f":"IF(ISNUMBER(MATCH(BA$11,$AG47:$AJ47,0)),1,0)*IF(ISNUMBER($AF47),(1-$AF47),1) + IF(ISNUMBER(MATCH(BA$11,$AK47:$AP47,0)),-1,0)*_xlfn.IFS(ISNUMBER($AD47),$AD47,ISNUMBER($AE47),$AE47,ISNUMBER($AF47),$AF47,AND($AD47=0,$AE47=0,$AF47=0),1)","v":{"$error":"#N/A"}},{"$f":"IF(ISNUMBER(MATCH(BB$11,$AG47:$AJ47,0)),1,0)*IF(ISNUMBER($AF47),(1-$AF47),1) + IF(ISNUMBER(MATCH(BB$11,$AK47:$AP47,0)),-1,0)*_xlfn.IFS(ISNUMBER($AD47),$AD47,ISNUMBER($AE47),$AE47,ISNUMBER($AF47),$AF47,AND($AD47=0,$AE47=0,$AF47=0),1)","v":{"$error":"#N/A"}},{"$f":"IF(ISNUMBER(MATCH(BC$11,$AG47:$AJ47,0)),1,0)*IF(ISNUMBER($AF47),(1-$AF47),1) + IF(ISNUMBER(MATCH(BC$11,$AK47:$AP47,0)),-1,0)*_xlfn.IFS(ISNUMBER($AD47),$AD47,ISNUMBER($AE47),$AE47,ISNUMBER($AF47),$AF47,AND($AD47=0,$AE47=0,$AF47=0),1)","v":{"$error":"#N/A"}},{"$f":"IF(ISNUMBER(MATCH(BD$11,$AG47:$AJ47,0)),1,0)*IF(ISNUMBER($AF47),(1-$AF47),1) + IF(ISNUMBER(MATCH(BD$11,$AK47:$AP47,0)),-1,0)*_xlfn.IFS(ISNUMBER($AD47),$AD47,ISNUMBER($AE47),$AE47,ISNUMBER($AF47),$AF47,AND($AD47=0,$AE47=0,$AF47=0),1)","v":{"$error":"#N/A"}},{"$f":"IF(ISNUMBER(MATCH(BE$11,$AG47:$AJ47,0)),1,0)*IF(ISNUMBER($AF47),(1-$AF47),1) + IF(ISNUMBER(MATCH(BE$11,$AK47:$AP47,0)),-1,0)*_xlfn.IFS(ISNUMBER($AD47),$AD47,ISNUMBER($AE47),$AE47,ISNUMBER($AF47),$AF47,AND($AD47=0,$AE47=0,$AF47=0),1)","v":{"$error":"#N/A"}},{"$f":"IF(ISNUMBER(MATCH(BF$11,$AG47:$AJ47,0)),1,0)*IF(ISNUMBER($AF47),(1-$AF47),1) + IF(ISNUMBER(MATCH(BF$11,$AK47:$AP47,0)),-1,0)*_xlfn.IFS(ISNUMBER($AD47),$AD47,ISNUMBER($AE47),$AE47,ISNUMBER($AF47),$AF47,AND($AD47=0,$AE47=0,$AF47=0),1)","v":{"$error":"#N/A"}},{"$f":"IF(ISNUMBER(MATCH(BG$11,$AG47:$AJ47,0)),1,0)*IF(ISNUMBER($AF47),(1-$AF47),1) + IF(ISNUMBER(MATCH(BG$11,$AK47:$AP47,0)),-1,0)*_xlfn.IFS(ISNUMBER($AD47),$AD47,ISNUMBER($AE47),$AE47,ISNUMBER($AF47),$AF47,AND($AD47=0,$AE47=0,$AF47=0),1)","v":{"$error":"#N/A"}},{"$f":"IF(ISNUMBER(MATCH(BH$11,$AG47:$AJ47,0)),1,0)*IF(ISNUMBER($AF47),(1-$AF47),1) + IF(ISNUMBER(MATCH(BH$11,$AK47:$AP47,0)),-1,0)*_xlfn.IFS(ISNUMBER($AD47),$AD47,ISNUMBER($AE47),$AE47,ISNUMBER($AF47),$AF47,AND($AD47=0,$AE47=0,$AF47=0),1)","v":{"$error":"#N/A"}},{"$f":"IF(ISNUMBER(MATCH(BI$11,$AG47:$AJ47,0)),1,0)*IF(ISNUMBER($AF47),(1-$AF47),1) + IF(ISNUMBER(MATCH(BI$11,$AK47:$AP47,0)),-1,0)*_xlfn.IFS(ISNUMBER($AD47),$AD47,ISNUMBER($AE47),$AE47,ISNUMBER($AF47),$AF47,AND($AD47=0,$AE47=0,$AF47=0),1)","v":{"$error":"#N/A"}},{"$f":"IF(ISNUMBER(MATCH(BJ$11,$AG47:$AJ47,0)),1,0)*IF(ISNUMBER($AF47),(1-$AF47),1) + IF(ISNUMBER(MATCH(BJ$11,$AK47:$AP47,0)),-1,0)*_xlfn.IFS(ISNUMBER($AD47),$AD47,ISNUMBER($AE47),$AE47,ISNUMBER($AF47),$AF47,AND($AD47=0,$AE47=0,$AF47=0),1)","v":{"$error":"#N/A"}},{"$f":"IF(ISNUMBER(MATCH(BK$11,$AG47:$AJ47,0)),1,0)*IF(ISNUMBER($AF47),(1-$AF47),1) + IF(ISNUMBER(MATCH(BK$11,$AK47:$AP47,0)),-1,0)*_xlfn.IFS(ISNUMBER($AD47),$AD47,ISNUMBER($AE47),$AE47,ISNUMBER($AF47),$AF47,AND($AD47=0,$AE47=0,$AF47=0),1)","v":{"$error":"#N/A"}},{"$f":"IF(ISNUMBER(MATCH(BL$11,$AG47:$AJ47,0)),1,0)*IF(ISNUMBER($AF47),(1-$AF47),1) + IF(ISNUMBER(MATCH(BL$11,$AK47:$AP47,0)),-1,0)*_xlfn.IFS(ISNUMBER($AD47),$AD47,ISNUMBER($AE47),$AE47,ISNUMBER($AF47),$AF47,AND($AD47=0,$AE47=0,$AF47=0),1)","v":{"$error":"#N/A"}},{"$f":"IF(ISNUMBER(MATCH(BM$11,$AG47:$AJ47,0)),1,0)*IF(ISNUMBER($AF47),(1-$AF47),1) + IF(ISNUMBER(MATCH(BM$11,$AK47:$AP47,0)),-1,0)*_xlfn.IFS(ISNUMBER($AD47),$AD47,ISNUMBER($AE47),$AE47,ISNUMBER($AF47),$AF47,AND($AD47=0,$AE47=0,$AF47=0),1)","v":{"$error":"#N/A"}},{"$f":"IF(ISNUMBER(MATCH(BN$11,$AG47:$AJ47,0)),1,0)*IF(ISNUMBER($AF47),(1-$AF47),1) + IF(ISNUMBER(MATCH(BN$11,$AK47:$AP47,0)),-1,0)*_xlfn.IFS(ISNUMBER($AD47),$AD47,ISNUMBER($AE47),$AE47,ISNUMBER($AF47),$AF47,AND($AD47=0,$AE47=0,$AF47=0),1)","v":{"$error":"#N/A"}},{"$f":"IF(ISNUMBER(MATCH(BO$11,$AG47:$AJ47,0)),1,0)*IF(ISNUMBER($AF47),(1-$AF47),1) + IF(ISNUMBER(MATCH(BO$11,$AK47:$AP47,0)),-1,0)*_xlfn.IFS(ISNUMBER($AD47),$AD47,ISNUMBER($AE47),$AE47,ISNUMBER($AF47),$AF47,AND($AD47=0,$AE47=0,$AF47=0),1)","v":{"$error":"#N/A"}},{"$f":"IF(ISNUMBER(MATCH(BP$11,$AG47:$AJ47,0)),1,0)*IF(ISNUMBER($AF47),(1-$AF47),1) + IF(ISNUMBER(MATCH(BP$11,$AK47:$AP47,0)),-1,0)*_xlfn.IFS(ISNUMBER($AD47),$AD47,ISNUMBER($AE47),$AE47,ISNUMBER($AF47),$AF47,AND($AD47=0,$AE47=0,$AF47=0),1)","v":{"$error":"#N/A"}},{"$f":"IF(ISNUMBER(MATCH(BQ$11,$AG47:$AJ47,0)),1,0)*IF(ISNUMBER($AF47),(1-$AF47),1) + IF(ISNUMBER(MATCH(BQ$11,$AK47:$AP47,0)),-1,0)*_xlfn.IFS(ISNUMBER($AD47),$AD47,ISNUMBER($AE47),$AE47,ISNUMBER($AF47),$AF47,AND($AD47=0,$AE47=0,$AF47=0),1)","v":{"$error":"#N/A"}},{"$f":"IF(ISNUMBER(MATCH(BR$11,$AG47:$AJ47,0)),1,0)*IF(ISNUMBER($AF47),(1-$AF47),1) + IF(ISNUMBER(MATCH(BR$11,$AK47:$AP47,0)),-1,0)*_xlfn.IFS(ISNUMBER($AD47),$AD47,ISNUMBER($AE47),$AE47,ISNUMBER($AF47),$AF47,AND($AD47=0,$AE47=0,$AF47=0),1)","v":{"$error":"#N/A"}},{"$f":"IF(ISNUMBER(MATCH(BS$11,$AG47:$AJ47,0)),1,0)*IF(ISNUMBER($AF47),(1-$AF47),1) + IF(ISNUMBER(MATCH(BS$11,$AK47:$AP47,0)),-1,0)*_xlfn.IFS(ISNUMBER($AD47),$AD47,ISNUMBER($AE47),$AE47,ISNUMBER($AF47),$AF47,AND($AD47=0,$AE47=0,$AF47=0),1)","v":{"$error":"#N/A"}},{"$f":"IF(ISNUMBER(MATCH(BT$11,$AG47:$AJ47,0)),1,0)*IF(ISNUMBER($AF47),(1-$AF47),1) + IF(ISNUMBER(MATCH(BT$11,$AK47:$AP47,0)),-1,0)*_xlfn.IFS(ISNUMBER($AD47),$AD47,ISNUMBER($AE47),$AE47,ISNUMBER($AF47),$AF47,AND($AD47=0,$AE47=0,$AF47=0),1)","v":{"$error":"#N/A"}},{"$f":"IF(ISNUMBER(MATCH(BU$11,$AG47:$AJ47,0)),1,0)*IF(ISNUMBER($AF47),(1-$AF47),1) + IF(ISNUMBER(MATCH(BU$11,$AK47:$AP47,0)),-1,0)*_xlfn.IFS(ISNUMBER($AD47),$AD47,ISNUMBER($AE47),$AE47,ISNUMBER($AF47),$AF47,AND($AD47=0,$AE47=0,$AF47=0),1)","v":{"$error":"#N/A"}},{"$f":"IF(ISNUMBER(MATCH(BV$11,$AG47:$AJ47,0)),1,0)*IF(ISNUMBER($AF47),(1-$AF47),1) + IF(ISNUMBER(MATCH(BV$11,$AK47:$AP47,0)),-1,0)*_xlfn.IFS(ISNUMBER($AD47),$AD47,ISNUMBER($AE47),$AE47,ISNUMBER($AF47),$AF47,AND($AD47=0,$AE47=0,$AF47=0),1)","v":{"$error":"#N/A"}},{"$f":"IF(ISNUMBER(MATCH(BW$11,$AG47:$AJ47,0)),1,0)*IF(ISNUMBER($AF47),(1-$AF47),1) + IF(ISNUMBER(MATCH(BW$11,$AK47:$AP47,0)),-1,0)*_xlfn.IFS(ISNUMBER($AD47),$AD47,ISNUMBER($AE47),$AE47,ISNUMBER($AF47),$AF47,AND($AD47=0,$AE47=0,$AF47=0),1)","v":{"$error":"#N/A"}},{"$f":"IF(ISNUMBER(MATCH(BX$11,$AG47:$AJ47,0)),1,0)*IF(ISNUMBER($AF47),(1-$AF47),1) + IF(ISNUMBER(MATCH(BX$11,$AK47:$AP47,0)),-1,0)*_xlfn.IFS(ISNUMBER($AD47),$AD47,ISNUMBER($AE47),$AE47,ISNUMBER($AF47),$AF47,AND($AD47=0,$AE47=0,$AF47=0),1)","v":{"$error":"#N/A"}},{"$f":"IF(ISNUMBER(MATCH(BY$11,$AG47:$AJ47,0)),1,0)*IF(ISNUMBER($AF47),(1-$AF47),1) + IF(ISNUMBER(MATCH(BY$11,$AK47:$AP47,0)),-1,0)*_xlfn.IFS(ISNUMBER($AD47),$AD47,ISNUMBER($AE47),$AE47,ISNUMBER($AF47),$AF47,AND($AD47=0,$AE47=0,$AF47=0),1)","v":{"$error":"#N/A"}},{"$f":"IF(ISNUMBER(MATCH(BZ$11,$AG47:$AJ47,0)),1,0)*IF(ISNUMBER($AF47),(1-$AF47),1) + IF(ISNUMBER(MATCH(BZ$11,$AK47:$AP47,0)),-1,0)*_xlfn.IFS(ISNUMBER($AD47),$AD47,ISNUMBER($AE47),$AE47,ISNUMBER($AF47),$AF47,AND($AD47=0,$AE47=0,$AF47=0),1)","v":{"$error":"#N/A"}},{"$f":"IF(ISNUMBER(MATCH(CA$11,$AG47:$AJ47,0)),1,0)*IF(ISNUMBER($AF47),(1-$AF47),1) + IF(ISNUMBER(MATCH(CA$11,$AK47:$AP47,0)),-1,0)*_xlfn.IFS(ISNUMBER($AD47),$AD47,ISNUMBER($AE47),$AE47,ISNUMBER($AF47),$AF47,AND($AD47=0,$AE47=0,$AF47=0),1)","v":{"$error":"#N/A"}},{"$f":"IF(ISNUMBER(MATCH(CB$11,$AG47:$AJ47,0)),1,0)*IF(ISNUMBER($AF47),(1-$AF47),1) + IF(ISNUMBER(MATCH(CB$11,$AK47:$AP47,0)),-1,0)*_xlfn.IFS(ISNUMBER($AD47),$AD47,ISNUMBER($AE47),$AE47,ISNUMBER($AF47),$AF47,AND($AD47=0,$AE47=0,$AF47=0),1)","v":{"$error":"#N/A"}},{"$f":"IF(ISNUMBER(MATCH(CC$11,$AG47:$AJ47,0)),1,0)*IF(ISNUMBER($AF47),(1-$AF47),1) + IF(ISNUMBER(MATCH(CC$11,$AK47:$AP47,0)),-1,0)*_xlfn.IFS(ISNUMBER($AD47),$AD47,ISNUMBER($AE47),$AE47,ISNUMBER($AF47),$AF47,AND($AD47=0,$AE47=0,$AF47=0),1)","v":{"$error":"#N/A"}},{"$f":"IF(ISNUMBER(MATCH(CD$11,$AG47:$AJ47,0)),1,0)*IF(ISNUMBER($AF47),(1-$AF47),1) + IF(ISNUMBER(MATCH(CD$11,$AK47:$AP47,0)),-1,0)*_xlfn.IFS(ISNUMBER($AD47),$AD47,ISNUMBER($AE47),$AE47,ISNUMBER($AF47),$AF47,AND($AD47=0,$AE47=0,$AF47=0),1)","v":{"$error":"#N/A"}},{"$f":"IF(ISNUMBER(MATCH(CE$11,$AG47:$AJ47,0)),1,0)*IF(ISNUMBER($AF47),(1-$AF47),1) + IF(ISNUMBER(MATCH(CE$11,$AK47:$AP47,0)),-1,0)*_xlfn.IFS(ISNUMBER($AD47),$AD47,ISNUMBER($AE47),$AE47,ISNUMBER($AF47),$AF47,AND($AD47=0,$AE47=0,$AF47=0),1)","v":{"$error":"#N/A"}},{"$f":"IF(ISNUMBER(MATCH(CF$11,$AG47:$AJ47,0)),1,0)*IF(ISNUMBER($AF47),(1-$AF47),1) + IF(ISNUMBER(MATCH(CF$11,$AK47:$AP47,0)),-1,0)*_xlfn.IFS(ISNUMBER($AD47),$AD47,ISNUMBER($AE47),$AE47,ISNUMBER($AF47),$AF47,AND($AD47=0,$AE47=0,$AF47=0),1)","v":{"$error":"#N/A"}},{"$f":"IF(ISNUMBER(MATCH(CG$11,$AG47:$AJ47,0)),1,0)*IF(ISNUMBER($AF47),(1-$AF47),1) + IF(ISNUMBER(MATCH(CG$11,$AK47:$AP47,0)),-1,0)*_xlfn.IFS(ISNUMBER($AD47),$AD47,ISNUMBER($AE47),$AE47,ISNUMBER($AF47),$AF47,AND($AD47=0,$AE47=0,$AF47=0),1)","v":{"$error":"#N/A"}},{"$f":"IF(ISNUMBER(MATCH(CH$11,$AG47:$AJ47,0)),1,0)*IF(ISNUMBER($AF47),(1-$AF47),1) + IF(ISNUMBER(MATCH(CH$11,$AK47:$AP47,0)),-1,0)*_xlfn.IFS(ISNUMBER($AD47),$AD47,ISNUMBER($AE47),$AE47,ISNUMBER($AF47),$AF47,AND($AD47=0,$AE47=0,$AF47=0),1)","v":{"$error":"#N/A"}},{"$f":"IF(ISNUMBER(MATCH(CI$11,$AG47:$AJ47,0)),1,0)*IF(ISNUMBER($AF47),(1-$AF47),1) + IF(ISNUMBER(MATCH(CI$11,$AK47:$AP47,0)),-1,0)*_xlfn.IFS(ISNUMBER($AD47),$AD47,ISNUMBER($AE47),$AE47,ISNUMBER($AF47),$AF47,AND($AD47=0,$AE47=0,$AF47=0),1)","v":{"$error":"#N/A"}},{"$f":"IF(ISNUMBER(MATCH(CJ$11,$AG47:$AJ47,0)),1,0)*IF(ISNUMBER($AF47),(1-$AF47),1) + IF(ISNUMBER(MATCH(CJ$11,$AK47:$AP47,0)),-1,0)*_xlfn.IFS(ISNUMBER($AD47),$AD47,ISNUMBER($AE47),$AE47,ISNUMBER($AF47),$AF47,AND($AD47=0,$AE47=0,$AF47=0),1)","v":{"$error":"#N/A"}},{"$f":"IF(ISNUMBER(MATCH(CK$11,$AG47:$AJ47,0)),1,0)*IF(ISNUMBER($AF47),(1-$AF47),1) + IF(ISNUMBER(MATCH(CK$11,$AK47:$AP47,0)),-1,0)*_xlfn.IFS(ISNUMBER($AD47),$AD47,ISNUMBER($AE47),$AE47,ISNUMBER($AF47),$AF47,AND($AD47=0,$AE47=0,$AF47=0),1)","v":{"$error":"#N/A"}},{"$f":"IF(ISNUMBER(MATCH(CL$11,$AG47:$AJ47,0)),1,0)*IF(ISNUMBER($AF47),(1-$AF47),1) + IF(ISNUMBER(MATCH(CL$11,$AK47:$AP47,0)),-1,0)*_xlfn.IFS(ISNUMBER($AD47),$AD47,ISNUMBER($AE47),$AE47,ISNUMBER($AF47),$AF47,AND($AD47=0,$AE47=0,$AF47=0),1)","v":{"$error":"#N/A"}},{"$f":"IF(ISNUMBER(MATCH(CM$11,$AG47:$AJ47,0)),1,0)*IF(ISNUMBER($AF47),(1-$AF47),1) + IF(ISNUMBER(MATCH(CM$11,$AK47:$AP47,0)),-1,0)*_xlfn.IFS(ISNUMBER($AD47),$AD47,ISNUMBER($AE47),$AE47,ISNUMBER($AF47),$AF47,AND($AD47=0,$AE47=0,$AF47=0),1)","v":{"$error":"#N/A"}},{"$f":"IF(ISNUMBER(MATCH(CN$11,$AG47:$AJ47,0)),1,0)*IF(ISNUMBER($AF47),(1-$AF47),1) + IF(ISNUMBER(MATCH(CN$11,$AK47:$AP47,0)),-1,0)*_xlfn.IFS(ISNUMBER($AD47),$AD47,ISNUMBER($AE47),$AE47,ISNUMBER($AF47),$AF47,AND($AD47=0,$AE47=0,$AF47=0),1)","v":{"$error":"#N/A"}},{"$f":"IF(ISNUMBER(MATCH(CO$11,$AG47:$AJ47,0)),1,0)*IF(ISNUMBER($AF47),(1-$AF47),1) + IF(ISNUMBER(MATCH(CO$11,$AK47:$AP47,0)),-1,0)*_xlfn.IFS(ISNUMBER($AD47),$AD47,ISNUMBER($AE47),$AE47,ISNUMBER($AF47),$AF47,AND($AD47=0,$AE47=0,$AF47=0),1)","v":{"$error":"#N/A"}},{"$f":"IF(ISNUMBER(MATCH(CP$11,$AG47:$AJ47,0)),1,0)*IF(ISNUMBER($AF47),(1-$AF47),1) + IF(ISNUMBER(MATCH(CP$11,$AK47:$AP47,0)),-1,0)*_xlfn.IFS(ISNUMBER($AD47),$AD47,ISNUMBER($AE47),$AE47,ISNUMBER($AF47),$AF47,AND($AD47=0,$AE47=0,$AF47=0),1)","v":{"$error":"#N/A"}},{"$f":"IF(ISNUMBER(MATCH(CQ$11,$AG47:$AJ47,0)),1,0)*IF(ISNUMBER($AF47),(1-$AF47),1) + IF(ISNUMBER(MATCH(CQ$11,$AK47:$AP47,0)),-1,0)*_xlfn.IFS(ISNUMBER($AD47),$AD47,ISNUMBER($AE47),$AE47,ISNUMBER($AF47),$AF47,AND($AD47=0,$AE47=0,$AF47=0),1)","v":{"$error":"#N/A"}},{"$f":"IF(ISNUMBER(MATCH(CR$11,$AG47:$AJ47,0)),1,0)*IF(ISNUMBER($AF47),(1-$AF47),1) + IF(ISNUMBER(MATCH(CR$11,$AK47:$AP47,0)),-1,0)*_xlfn.IFS(ISNUMBER($AD47),$AD47,ISNUMBER($AE47),$AE47,ISNUMBER($AF47),$AF47,AND($AD47=0,$AE47=0,$AF47=0),1)","v":{"$error":"#N/A"}},{"$f":"IF(ISNUMBER(MATCH(CS$11,$AG47:$AJ47,0)),1,0)*IF(ISNUMBER($AF47),(1-$AF47),1) + IF(ISNUMBER(MATCH(CS$11,$AK47:$AP47,0)),-1,0)*_xlfn.IFS(ISNUMBER($AD47),$AD47,ISNUMBER($AE47),$AE47,ISNUMBER($AF47),$AF47,AND($AD47=0,$AE47=0,$AF47=0),1)","v":{"$error":"#N/A"}},{"$f":"IF(ISNUMBER(MATCH(CT$11,$AG47:$AJ47,0)),1,0)*IF(ISNUMBER($AF47),(1-$AF47),1) + IF(ISNUMBER(MATCH(CT$11,$AK47:$AP47,0)),-1,0)*_xlfn.IFS(ISNUMBER($AD47),$AD47,ISNUMBER($AE47),$AE47,ISNUMBER($AF47),$AF47,AND($AD47=0,$AE47=0,$AF47=0),1)","v":{"$error":"#N/A"}},{"$f":"IF(ISNUMBER(MATCH(CU$11,$AG47:$AJ47,0)),1,0)*IF(ISNUMBER($AF47),(1-$AF47),1) + IF(ISNUMBER(MATCH(CU$11,$AK47:$AP47,0)),-1,0)*_xlfn.IFS(ISNUMBER($AD47),$AD47,ISNUMBER($AE47),$AE47,ISNUMBER($AF47),$AF47,AND($AD47=0,$AE47=0,$AF47=0),1)","v":{"$error":"#N/A"}},{"$f":"IF(ISNUMBER(MATCH(CV$11,$AG47:$AJ47,0)),1,0)*IF(ISNUMBER($AF47),(1-$AF47),1) + IF(ISNUMBER(MATCH(CV$11,$AK47:$AP47,0)),-1,0)*_xlfn.IFS(ISNUMBER($AD47),$AD47,ISNUMBER($AE47),$AE47,ISNUMBER($AF47),$AF47,AND($AD47=0,$AE47=0,$AF47=0),1)","v":{"$error":"#N/A"}},{"$f":"IF(ISNUMBER(MATCH(CW$11,$AG47:$AJ47,0)),1,0)*IF(ISNUMBER($AF47),(1-$AF47),1) + IF(ISNUMBER(MATCH(CW$11,$AK47:$AP47,0)),-1,0)*_xlfn.IFS(ISNUMBER($AD47),$AD47,ISNUMBER($AE47),$AE47,ISNUMBER($AF47),$AF47,AND($AD47=0,$AE47=0,$AF47=0),1)","v":{"$error":"#N/A"}},{"$f":"IF(ISNUMBER(MATCH(CX$11,$AG47:$AJ47,0)),1,0)*IF(ISNUMBER($AF47),(1-$AF47),1) + IF(ISNUMBER(MATCH(CX$11,$AK47:$AP47,0)),-1,0)*_xlfn.IFS(ISNUMBER($AD47),$AD47,ISNUMBER($AE47),$AE47,ISNUMBER($AF47),$AF47,AND($AD47=0,$AE47=0,$AF47=0),1)","v":{"$error":"#N/A"}},{"$f":"IF(ISNUMBER(MATCH(CY$11,$AG47:$AJ47,0)),1,0)*IF(ISNUMBER($AF47),(1-$AF47),1) + IF(ISNUMBER(MATCH(CY$11,$AK47:$AP47,0)),-1,0)*_xlfn.IFS(ISNUMBER($AD47),$AD47,ISNUMBER($AE47),$AE47,ISNUMBER($AF47),$AF47,AND($AD47=0,$AE47=0,$AF47=0),1)","v":{"$error":"#N/A"}},{"$f":"IF(ISNUMBER(MATCH(CZ$11,$AG47:$AJ47,0)),1,0)*IF(ISNUMBER($AF47),(1-$AF47),1) + IF(ISNUMBER(MATCH(CZ$11,$AK47:$AP47,0)),-1,0)*_xlfn.IFS(ISNUMBER($AD47),$AD47,ISNUMBER($AE47),$AE47,ISNUMBER($AF47),$AF47,AND($AD47=0,$AE47=0,$AF47=0),1)","v":{"$error":"#N/A"}},{"$f":"IF(ISNUMBER(MATCH(DA$11,$AG47:$AJ47,0)),1,0)*IF(ISNUMBER($AF47),(1-$AF47),1) + IF(ISNUMBER(MATCH(DA$11,$AK47:$AP47,0)),-1,0)*_xlfn.IFS(ISNUMBER($AD47),$AD47,ISNUMBER($AE47),$AE47,ISNUMBER($AF47),$AF47,AND($AD47=0,$AE47=0,$AF47=0),1)","v":{"$error":"#N/A"}},{"$f":"IF(ISNUMBER(MATCH(DB$11,$AG47:$AJ47,0)),1,0)*IF(ISNUMBER($AF47),(1-$AF47),1) + IF(ISNUMBER(MATCH(DB$11,$AK47:$AP47,0)),-1,0)*_xlfn.IFS(ISNUMBER($AD47),$AD47,ISNUMBER($AE47),$AE47,ISNUMBER($AF47),$AF47,AND($AD47=0,$AE47=0,$AF47=0),1)","v":{"$error":"#N/A"}},{"$f":"IF(ISNUMBER(MATCH(DC$11,$AG47:$AJ47,0)),1,0)*IF(ISNUMBER($AF47),(1-$AF47),1) + IF(ISNUMBER(MATCH(DC$11,$AK47:$AP47,0)),-1,0)*_xlfn.IFS(ISNUMBER($AD47),$AD47,ISNUMBER($AE47),$AE47,ISNUMBER($AF47),$AF47,AND($AD47=0,$AE47=0,$AF47=0),1)","v":{"$error":"#N/A"}},{"$f":"IF(ISNUMBER(MATCH(DD$11,$AG47:$AJ47,0)),1,0)*IF(ISNUMBER($AF47),(1-$AF47),1) + IF(ISNUMBER(MATCH(DD$11,$AK47:$AP47,0)),-1,0)*_xlfn.IFS(ISNUMBER($AD47),$AD47,ISNUMBER($AE47),$AE47,ISNUMBER($AF47),$AF47,AND($AD47=0,$AE47=0,$AF47=0),1)","v":{"$error":"#N/A"}},{"$f":"IF(ISNUMBER(MATCH(DE$11,$AG47:$AJ47,0)),1,0)*IF(ISNUMBER($AF47),(1-$AF47),1) + IF(ISNUMBER(MATCH(DE$11,$AK47:$AP47,0)),-1,0)*_xlfn.IFS(ISNUMBER($AD47),$AD47,ISNUMBER($AE47),$AE47,ISNUMBER($AF47),$AF47,AND($AD47=0,$AE47=0,$AF47=0),1)","v":{"$error":"#N/A"}},null,0,null,null,null,null,null,null,null,null,null,null,null,-18,{"$error":"#N/A"},{"$error":"#N/A"},0,0,0,0,0,0,0,0,0,8,0,0,0,39,0,48,19,58,190,0,0]
[null,"Peak load",{"$f":"K24","v":0},{"$f":"SUM(P24)","v":0},{"$f":"SUM(J64:M64)","v":0},{"$f":"M103+Q103","v":0},null,null,"water",null,null,null,null,null,null,null,null,null,"q_drms_dr4-hru,ht",0,{"$error":"#N/A"},null,null,null,null,null,"Workload","Prop",null,{"$f":"L60","v":{"$error":"#N/A"}},null,null,"w_drms-dr3",null,null,null,"e_drms_crit-dr3",null,null,null,null,null,null,{"$f":"IF(ISNUMBER(MATCH(AR$11,$AG48:$AJ48,0)),1,0)*IF(ISNUMBER($AF48),(1-$AF48),1) + IF(ISNUMBER(MATCH(AR$11,$AK48:$AP48,0)),-1,0)*_xlfn.IFS(ISNUMBER($AD48),$AD48,ISNUMBER($AE48),$AE48,ISNUMBER($AF48),$AF48,AND($AD48=0,$AE48=0,$AF48=0),1)","v":{"$error":"#N/A"}},{"$f":"IF(ISNUMBER(MATCH(AS$11,$AG48:$AJ48,0)),1,0)*IF(ISNUMBER($AF48),(1-$AF48),1) + IF(ISNUMBER(MATCH(AS$11,$AK48:$AP48,0)),-1,0)*_xlfn.IFS(ISNUMBER($AD48),$AD48,ISNUMBER($AE48),$AE48,ISNUMBER($AF48),$AF48,AND($AD48=0,$AE48=0,$AF48=0),1)","v":{"$error":"#N/A"}},{"$f":"IF(ISNUMBER(MATCH(AT$11,$AG48:$AJ48,0)),1,0)*IF(ISNUMBER($AF48),(1-$AF48),1) + IF(ISNUMBER(MATCH(AT$11,$AK48:$AP48,0)),-1,0)*_xlfn.IFS(ISNUMBER($AD48),$AD48,ISNUMBER($AE48),$AE48,ISNUMBER($AF48),$AF48,AND($AD48=0,$AE48=0,$AF48=0),1)","v":{"$error":"#N/A"}},{"$f":"IF(ISNUMBER(MATCH(AU$11,$AG48:$AJ48,0)),1,0)*IF(ISNUMBER($AF48),(1-$AF48),1) + IF(ISNUMBER(MATCH(AU$11,$AK48:$AP48,0)),-1,0)*_xlfn.IFS(ISNUMBER($AD48),$AD48,ISNUMBER($AE48),$AE48,ISNUMBER($AF48),$AF48,AND($AD48=0,$AE48=0,$AF48=0),1)","v":{"$error":"#N/A"}},{"$f":"IF(ISNUMBER(MATCH(AV$11,$AG48:$AJ48,0)),1,0)*IF(ISNUMBER($AF48),(1-$AF48),1) + IF(ISNUMBER(MATCH(AV$11,$AK48:$AP48,0)),-1,0)*_xlfn.IFS(ISNUMBER($AD48),$AD48,ISNUMBER($AE48),$AE48,ISNUMBER($AF48),$AF48,AND($AD48=0,$AE48=0,$AF48=0),1)","v":{"$error":"#N/A"}},{"$f":"IF(ISNUMBER(MATCH(AW$11,$AG48:$AJ48,0)),1,0)*IF(ISNUMBER($AF48),(1-$AF48),1) + IF(ISNUMBER(MATCH(AW$11,$AK48:$AP48,0)),-1,0)*_xlfn.IFS(ISNUMBER($AD48),$AD48,ISNUMBER($AE48),$AE48,ISNUMBER($AF48),$AF48,AND($AD48=0,$AE48=0,$AF48=0),1)","v":{"$error":"#N/A"}},{"$f":"IF(ISNUMBER(MATCH(AX$11,$AG48:$AJ48,0)),1,0)*IF(ISNUMBER($AF48),(1-$AF48),1) + IF(ISNUMBER(MATCH(AX$11,$AK48:$AP48,0)),-1,0)*_xlfn.IFS(ISNUMBER($AD48),$AD48,ISNUMBER($AE48),$AE48,ISNUMBER($AF48),$AF48,AND($AD48=0,$AE48=0,$AF48=0),1)","v":{"$error":"#N/A"}},{"$f":"IF(ISNUMBER(MATCH(AY$11,$AG48:$AJ48,0)),1,0)*IF(ISNUMBER($AF48),(1-$AF48),1) + IF(ISNUMBER(MATCH(AY$11,$AK48:$AP48,0)),-1,0)*_xlfn.IFS(ISNUMBER($AD48),$AD48,ISNUMBER($AE48),$AE48,ISNUMBER($AF48),$AF48,AND($AD48=0,$AE48=0,$AF48=0),1)","v":{"$error":"#N/A"}},{"$f":"IF(ISNUMBER(MATCH(AZ$11,$AG48:$AJ48,0)),1,0)*IF(ISNUMBER($AF48),(1-$AF48),1) + IF(ISNUMBER(MATCH(AZ$11,$AK48:$AP48,0)),-1,0)*_xlfn.IFS(ISNUMBER($AD48),$AD48,ISNUMBER($AE48),$AE48,ISNUMBER($AF48),$AF48,AND($AD48=0,$AE48=0,$AF48=0),1)","v":{"$error":"#N/A"}},{"$f":"IF(ISNUMBER(MATCH(BA$11,$AG48:$AJ48,0)),1,0)*IF(ISNUMBER($AF48),(1-$AF48),1) + IF(ISNUMBER(MATCH(BA$11,$AK48:$AP48,0)),-1,0)*_xlfn.IFS(ISNUMBER($AD48),$AD48,ISNUMBER($AE48),$AE48,ISNUMBER($AF48),$AF48,AND($AD48=0,$AE48=0,$AF48=0),1)","v":{"$error":"#N/A"}},{"$f":"IF(ISNUMBER(MATCH(BB$11,$AG48:$AJ48,0)),1,0)*IF(ISNUMBER($AF48),(1-$AF48),1) + IF(ISNUMBER(MATCH(BB$11,$AK48:$AP48,0)),-1,0)*_xlfn.IFS(ISNUMBER($AD48),$AD48,ISNUMBER($AE48),$AE48,ISNUMBER($AF48),$AF48,AND($AD48=0,$AE48=0,$AF48=0),1)","v":{"$error":"#N/A"}},{"$f":"IF(ISNUMBER(MATCH(BC$11,$AG48:$AJ48,0)),1,0)*IF(ISNUMBER($AF48),(1-$AF48),1) + IF(ISNUMBER(MATCH(BC$11,$AK48:$AP48,0)),-1,0)*_xlfn.IFS(ISNUMBER($AD48),$AD48,ISNUMBER($AE48),$AE48,ISNUMBER($AF48),$AF48,AND($AD48=0,$AE48=0,$AF48=0),1)","v":{"$error":"#N/A"}},{"$f":"IF(ISNUMBER(MATCH(BD$11,$AG48:$AJ48,0)),1,0)*IF(ISNUMBER($AF48),(1-$AF48),1) + IF(ISNUMBER(MATCH(BD$11,$AK48:$AP48,0)),-1,0)*_xlfn.IFS(ISNUMBER($AD48),$AD48,ISNUMBER($AE48),$AE48,ISNUMBER($AF48),$AF48,AND($AD48=0,$AE48=0,$AF48=0),1)","v":{"$error":"#N/A"}},{"$f":"IF(ISNUMBER(MATCH(BE$11,$AG48:$AJ48,0)),1,0)*IF(ISNUMBER($AF48),(1-$AF48),1) + IF(ISNUMBER(MATCH(BE$11,$AK48:$AP48,0)),-1,0)*_xlfn.IFS(ISNUMBER($AD48),$AD48,ISNUMBER($AE48),$AE48,ISNUMBER($AF48),$AF48,AND($AD48=0,$AE48=0,$AF48=0),1)","v":{"$error":"#N/A"}},{"$f":"IF(ISNUMBER(MATCH(BF$11,$AG48:$AJ48,0)),1,0)*IF(ISNUMBER($AF48),(1-$AF48),1) + IF(ISNUMBER(MATCH(BF$11,$AK48:$AP48,0)),-1,0)*_xlfn.IFS(ISNUMBER($AD48),$AD48,ISNUMBER($AE48),$AE48,ISNUMBER($AF48),$AF48,AND($AD48=0,$AE48=0,$AF48=0),1)","v":{"$error":"#N/A"}},{"$f":"IF(ISNUMBER(MATCH(BG$11,$AG48:$AJ48,0)),1,0)*IF(ISNUMBER($AF48),(1-$AF48),1) + IF(ISNUMBER(MATCH(BG$11,$AK48:$AP48,0)),-1,0)*_xlfn.IFS(ISNUMBER($AD48),$AD48,ISNUMBER($AE48),$AE48,ISNUMBER($AF48),$AF48,AND($AD48=0,$AE48=0,$AF48=0),1)","v":{"$error":"#N/A"}},{"$f":"IF(ISNUMBER(MATCH(BH$11,$AG48:$AJ48,0)),1,0)*IF(ISNUMBER($AF48),(1-$AF48),1) + IF(ISNUMBER(MATCH(BH$11,$AK48:$AP48,0)),-1,0)*_xlfn.IFS(ISNUMBER($AD48),$AD48,ISNUMBER($AE48),$AE48,ISNUMBER($AF48),$AF48,AND($AD48=0,$AE48=0,$AF48=0),1)","v":{"$error":"#N/A"}},{"$f":"IF(ISNUMBER(MATCH(BI$11,$AG48:$AJ48,0)),1,0)*IF(ISNUMBER($AF48),(1-$AF48),1) + IF(ISNUMBER(MATCH(BI$11,$AK48:$AP48,0)),-1,0)*_xlfn.IFS(ISNUMBER($AD48),$AD48,ISNUMBER($AE48),$AE48,ISNUMBER($AF48),$AF48,AND($AD48=0,$AE48=0,$AF48=0),1)","v":{"$error":"#N/A"}},{"$f":"IF(ISNUMBER(MATCH(BJ$11,$AG48:$AJ48,0)),1,0)*IF(ISNUMBER($AF48),(1-$AF48),1) + IF(ISNUMBER(MATCH(BJ$11,$AK48:$AP48,0)),-1,0)*_xlfn.IFS(ISNUMBER($AD48),$AD48,ISNUMBER($AE48),$AE48,ISNUMBER($AF48),$AF48,AND($AD48=0,$AE48=0,$AF48=0),1)","v":{"$error":"#N/A"}},{"$f":"IF(ISNUMBER(MATCH(BK$11,$AG48:$AJ48,0)),1,0)*IF(ISNUMBER($AF48),(1-$AF48),1) + IF(ISNUMBER(MATCH(BK$11,$AK48:$AP48,0)),-1,0)*_xlfn.IFS(ISNUMBER($AD48),$AD48,ISNUMBER($AE48),$AE48,ISNUMBER($AF48),$AF48,AND($AD48=0,$AE48=0,$AF48=0),1)","v":{"$error":"#N/A"}},{"$f":"IF(ISNUMBER(MATCH(BL$11,$AG48:$AJ48,0)),1,0)*IF(ISNUMBER($AF48),(1-$AF48),1) + IF(ISNUMBER(MATCH(BL$11,$AK48:$AP48,0)),-1,0)*_xlfn.IFS(ISNUMBER($AD48),$AD48,ISNUMBER($AE48),$AE48,ISNUMBER($AF48),$AF48,AND($AD48=0,$AE48=0,$AF48=0),1)","v":{"$error":"#N/A"}},{"$f":"IF(ISNUMBER(MATCH(BM$11,$AG48:$AJ48,0)),1,0)*IF(ISNUMBER($AF48),(1-$AF48),1) + IF(ISNUMBER(MATCH(BM$11,$AK48:$AP48,0)),-1,0)*_xlfn.IFS(ISNUMBER($AD48),$AD48,ISNUMBER($AE48),$AE48,ISNUMBER($AF48),$AF48,AND($AD48=0,$AE48=0,$AF48=0),1)","v":{"$error":"#N/A"}},{"$f":"IF(ISNUMBER(MATCH(BN$11,$AG48:$AJ48,0)),1,0)*IF(ISNUMBER($AF48),(1-$AF48),1) + IF(ISNUMBER(MATCH(BN$11,$AK48:$AP48,0)),-1,0)*_xlfn.IFS(ISNUMBER($AD48),$AD48,ISNUMBER($AE48),$AE48,ISNUMBER($AF48),$AF48,AND($AD48=0,$AE48=0,$AF48=0),1)","v":{"$error":"#N/A"}},{"$f":"IF(ISNUMBER(MATCH(BO$11,$AG48:$AJ48,0)),1,0)*IF(ISNUMBER($AF48),(1-$AF48),1) + IF(ISNUMBER(MATCH(BO$11,$AK48:$AP48,0)),-1,0)*_xlfn.IFS(ISNUMBER($AD48),$AD48,ISNUMBER($AE48),$AE48,ISNUMBER($AF48),$AF48,AND($AD48=0,$AE48=0,$AF48=0),1)","v":{"$error":"#N/A"}},{"$f":"IF(ISNUMBER(MATCH(BP$11,$AG48:$AJ48,0)),1,0)*IF(ISNUMBER($AF48),(1-$AF48),1) + IF(ISNUMBER(MATCH(BP$11,$AK48:$AP48,0)),-1,0)*_xlfn.IFS(ISNUMBER($AD48),$AD48,ISNUMBER($AE48),$AE48,ISNUMBER($AF48),$AF48,AND($AD48=0,$AE48=0,$AF48=0),1)","v":{"$error":"#N/A"}},{"$f":"IF(ISNUMBER(MATCH(BQ$11,$AG48:$AJ48,0)),1,0)*IF(ISNUMBER($AF48),(1-$AF48),1) + IF(ISNUMBER(MATCH(BQ$11,$AK48:$AP48,0)),-1,0)*_xlfn.IFS(ISNUMBER($AD48),$AD48,ISNUMBER($AE48),$AE48,ISNUMBER($AF48),$AF48,AND($AD48=0,$AE48=0,$AF48=0),1)","v":{"$error":"#N/A"}},{"$f":"IF(ISNUMBER(MATCH(BR$11,$AG48:$AJ48,0)),1,0)*IF(ISNUMBER($AF48),(1-$AF48),1) + IF(ISNUMBER(MATCH(BR$11,$AK48:$AP48,0)),-1,0)*_xlfn.IFS(ISNUMBER($AD48),$AD48,ISNUMBER($AE48),$AE48,ISNUMBER($AF48),$AF48,AND($AD48=0,$AE48=0,$AF48=0),1)","v":{"$error":"#N/A"}},{"$f":"IF(ISNUMBER(MATCH(BS$11,$AG48:$AJ48,0)),1,0)*IF(ISNUMBER($AF48),(1-$AF48),1) + IF(ISNUMBER(MATCH(BS$11,$AK48:$AP48,0)),-1,0)*_xlfn.IFS(ISNUMBER($AD48),$AD48,ISNUMBER($AE48),$AE48,ISNUMBER($AF48),$AF48,AND($AD48=0,$AE48=0,$AF48=0),1)","v":{"$error":"#N/A"}},{"$f":"IF(ISNUMBER(MATCH(BT$11,$AG48:$AJ48,0)),1,0)*IF(ISNUMBER($AF48),(1-$AF48),1) + IF(ISNUMBER(MATCH(BT$11,$AK48:$AP48,0)),-1,0)*_xlfn.IFS(ISNUMBER($AD48),$AD48,ISNUMBER($AE48),$AE48,ISNUMBER($AF48),$AF48,AND($AD48=0,$AE48=0,$AF48=0),1)","v":{"$error":"#N/A"}},{"$f":"IF(ISNUMBER(MATCH(BU$11,$AG48:$AJ48,0)),1,0)*IF(ISNUMBER($AF48),(1-$AF48),1) + IF(ISNUMBER(MATCH(BU$11,$AK48:$AP48,0)),-1,0)*_xlfn.IFS(ISNUMBER($AD48),$AD48,ISNUMBER($AE48),$AE48,ISNUMBER($AF48),$AF48,AND($AD48=0,$AE48=0,$AF48=0),1)","v":{"$error":"#N/A"}},{"$f":"IF(ISNUMBER(MATCH(BV$11,$AG48:$AJ48,0)),1,0)*IF(ISNUMBER($AF48),(1-$AF48),1) + IF(ISNUMBER(MATCH(BV$11,$AK48:$AP48,0)),-1,0)*_xlfn.IFS(ISNUMBER($AD48),$AD48,ISNUMBER($AE48),$AE48,ISNUMBER($AF48),$AF48,AND($AD48=0,$AE48=0,$AF48=0),1)","v":{"$error":"#N/A"}},{"$f":"IF(ISNUMBER(MATCH(BW$11,$AG48:$AJ48,0)),1,0)*IF(ISNUMBER($AF48),(1-$AF48),1) + IF(ISNUMBER(MATCH(BW$11,$AK48:$AP48,0)),-1,0)*_xlfn.IFS(ISNUMBER($AD48),$AD48,ISNUMBER($AE48),$AE48,ISNUMBER($AF48),$AF48,AND($AD48=0,$AE48=0,$AF48=0),1)","v":{"$error":"#N/A"}},{"$f":"IF(ISNUMBER(MATCH(BX$11,$AG48:$AJ48,0)),1,0)*IF(ISNUMBER($AF48),(1-$AF48),1) + IF(ISNUMBER(MATCH(BX$11,$AK48:$AP48,0)),-1,0)*_xlfn.IFS(ISNUMBER($AD48),$AD48,ISNUMBER($AE48),$AE48,ISNUMBER($AF48),$AF48,AND($AD48=0,$AE48=0,$AF48=0),1)","v":{"$error":"#N/A"}},{"$f":"IF(ISNUMBER(MATCH(BY$11,$AG48:$AJ48,0)),1,0)*IF(ISNUMBER($AF48),(1-$AF48),1) + IF(ISNUMBER(MATCH(BY$11,$AK48:$AP48,0)),-1,0)*_xlfn.IFS(ISNUMBER($AD48),$AD48,ISNUMBER($AE48),$AE48,ISNUMBER($AF48),$AF48,AND($AD48=0,$AE48=0,$AF48=0),1)","v":{"$error":"#N/A"}},{"$f":"IF(ISNUMBER(MATCH(BZ$11,$AG48:$AJ48,0)),1,0)*IF(ISNUMBER($AF48),(1-$AF48),1) + IF(ISNUMBER(MATCH(BZ$11,$AK48:$AP48,0)),-1,0)*_xlfn.IFS(ISNUMBER($AD48),$AD48,ISNUMBER($AE48),$AE48,ISNUMBER($AF48),$AF48,AND($AD48=0,$AE48=0,$AF48=0),1)","v":{"$error":"#N/A"}},{"$f":"IF(ISNUMBER(MATCH(CA$11,$AG48:$AJ48,0)),1,0)*IF(ISNUMBER($AF48),(1-$AF48),1) + IF(ISNUMBER(MATCH(CA$11,$AK48:$AP48,0)),-1,0)*_xlfn.IFS(ISNUMBER($AD48),$AD48,ISNUMBER($AE48),$AE48,ISNUMBER($AF48),$AF48,AND($AD48=0,$AE48=0,$AF48=0),1)","v":{"$error":"#N/A"}},{"$f":"IF(ISNUMBER(MATCH(CB$11,$AG48:$AJ48,0)),1,0)*IF(ISNUMBER($AF48),(1-$AF48),1) + IF(ISNUMBER(MATCH(CB$11,$AK48:$AP48,0)),-1,0)*_xlfn.IFS(ISNUMBER($AD48),$AD48,ISNUMBER($AE48),$AE48,ISNUMBER($AF48),$AF48,AND($AD48=0,$AE48=0,$AF48=0),1)","v":{"$error":"#N/A"}},{"$f":"IF(ISNUMBER(MATCH(CC$11,$AG48:$AJ48,0)),1,0)*IF(ISNUMBER($AF48),(1-$AF48),1) + IF(ISNUMBER(MATCH(CC$11,$AK48:$AP48,0)),-1,0)*_xlfn.IFS(ISNUMBER($AD48),$AD48,ISNUMBER($AE48),$AE48,ISNUMBER($AF48),$AF48,AND($AD48=0,$AE48=0,$AF48=0),1)","v":{"$error":"#N/A"}},{"$f":"IF(ISNUMBER(MATCH(CD$11,$AG48:$AJ48,0)),1,0)*IF(ISNUMBER($AF48),(1-$AF48),1) + IF(ISNUMBER(MATCH(CD$11,$AK48:$AP48,0)),-1,0)*_xlfn.IFS(ISNUMBER($AD48),$AD48,ISNUMBER($AE48),$AE48,ISNUMBER($AF48),$AF48,AND($AD48=0,$AE48=0,$AF48=0),1)","v":{"$error":"#N/A"}},{"$f":"IF(ISNUMBER(MATCH(CE$11,$AG48:$AJ48,0)),1,0)*IF(ISNUMBER($AF48),(1-$AF48),1) + IF(ISNUMBER(MATCH(CE$11,$AK48:$AP48,0)),-1,0)*_xlfn.IFS(ISNUMBER($AD48),$AD48,ISNUMBER($AE48),$AE48,ISNUMBER($AF48),$AF48,AND($AD48=0,$AE48=0,$AF48=0),1)","v":{"$error":"#N/A"}},{"$f":"IF(ISNUMBER(MATCH(CF$11,$AG48:$AJ48,0)),1,0)*IF(ISNUMBER($AF48),(1-$AF48),1) + IF(ISNUMBER(MATCH(CF$11,$AK48:$AP48,0)),-1,0)*_xlfn.IFS(ISNUMBER($AD48),$AD48,ISNUMBER($AE48),$AE48,ISNUMBER($AF48),$AF48,AND($AD48=0,$AE48=0,$AF48=0),1)","v":{"$error":"#N/A"}},{"$f":"IF(ISNUMBER(MATCH(CG$11,$AG48:$AJ48,0)),1,0)*IF(ISNUMBER($AF48),(1-$AF48),1) + IF(ISNUMBER(MATCH(CG$11,$AK48:$AP48,0)),-1,0)*_xlfn.IFS(ISNUMBER($AD48),$AD48,ISNUMBER($AE48),$AE48,ISNUMBER($AF48),$AF48,AND($AD48=0,$AE48=0,$AF48=0),1)","v":{"$error":"#N/A"}},{"$f":"IF(ISNUMBER(MATCH(CH$11,$AG48:$AJ48,0)),1,0)*IF(ISNUMBER($AF48),(1-$AF48),1) + IF(ISNUMBER(MATCH(CH$11,$AK48:$AP48,0)),-1,0)*_xlfn.IFS(ISNUMBER($AD48),$AD48,ISNUMBER($AE48),$AE48,ISNUMBER($AF48),$AF48,AND($AD48=0,$AE48=0,$AF48=0),1)","v":{"$error":"#N/A"}},{"$f":"IF(ISNUMBER(MATCH(CI$11,$AG48:$AJ48,0)),1,0)*IF(ISNUMBER($AF48),(1-$AF48),1) + IF(ISNUMBER(MATCH(CI$11,$AK48:$AP48,0)),-1,0)*_xlfn.IFS(ISNUMBER($AD48),$AD48,ISNUMBER($AE48),$AE48,ISNUMBER($AF48),$AF48,AND($AD48=0,$AE48=0,$AF48=0),1)","v":{"$error":"#N/A"}},{"$f":"IF(ISNUMBER(MATCH(CJ$11,$AG48:$AJ48,0)),1,0)*IF(ISNUMBER($AF48),(1-$AF48),1) + IF(ISNUMBER(MATCH(CJ$11,$AK48:$AP48,0)),-1,0)*_xlfn.IFS(ISNUMBER($AD48),$AD48,ISNUMBER($AE48),$AE48,ISNUMBER($AF48),$AF48,AND($AD48=0,$AE48=0,$AF48=0),1)","v":{"$error":"#N/A"}},{"$f":"IF(ISNUMBER(MATCH(CK$11,$AG48:$AJ48,0)),1,0)*IF(ISNUMBER($AF48),(1-$AF48),1) + IF(ISNUMBER(MATCH(CK$11,$AK48:$AP48,0)),-1,0)*_xlfn.IFS(ISNUMBER($AD48),$AD48,ISNUMBER($AE48),$AE48,ISNUMBER($AF48),$AF48,AND($AD48=0,$AE48=0,$AF48=0),1)","v":{"$error":"#N/A"}},{"$f":"IF(ISNUMBER(MATCH(CL$11,$AG48:$AJ48,0)),1,0)*IF(ISNUMBER($AF48),(1-$AF48),1) + IF(ISNUMBER(MATCH(CL$11,$AK48:$AP48,0)),-1,0)*_xlfn.IFS(ISNUMBER($AD48),$AD48,ISNUMBER($AE48),$AE48,ISNUMBER($AF48),$AF48,AND($AD48=0,$AE48=0,$AF48=0),1)","v":{"$error":"#N/A"}},{"$f":"IF(ISNUMBER(MATCH(CM$11,$AG48:$AJ48,0)),1,0)*IF(ISNUMBER($AF48),(1-$AF48),1) + IF(ISNUMBER(MATCH(CM$11,$AK48:$AP48,0)),-1,0)*_xlfn.IFS(ISNUMBER($AD48),$AD48,ISNUMBER($AE48),$AE48,ISNUMBER($AF48),$AF48,AND($AD48=0,$AE48=0,$AF48=0),1)","v":{"$error":"#N/A"}},{"$f":"IF(ISNUMBER(MATCH(CN$11,$AG48:$AJ48,0)),1,0)*IF(ISNUMBER($AF48),(1-$AF48),1) + IF(ISNUMBER(MATCH(CN$11,$AK48:$AP48,0)),-1,0)*_xlfn.IFS(ISNUMBER($AD48),$AD48,ISNUMBER($AE48),$AE48,ISNUMBER($AF48),$AF48,AND($AD48=0,$AE48=0,$AF48=0),1)","v":{"$error":"#N/A"}},{"$f":"IF(ISNUMBER(MATCH(CO$11,$AG48:$AJ48,0)),1,0)*IF(ISNUMBER($AF48),(1-$AF48),1) + IF(ISNUMBER(MATCH(CO$11,$AK48:$AP48,0)),-1,0)*_xlfn.IFS(ISNUMBER($AD48),$AD48,ISNUMBER($AE48),$AE48,ISNUMBER($AF48),$AF48,AND($AD48=0,$AE48=0,$AF48=0),1)","v":{"$error":"#N/A"}},{"$f":"IF(ISNUMBER(MATCH(CP$11,$AG48:$AJ48,0)),1,0)*IF(ISNUMBER($AF48),(1-$AF48),1) + IF(ISNUMBER(MATCH(CP$11,$AK48:$AP48,0)),-1,0)*_xlfn.IFS(ISNUMBER($AD48),$AD48,ISNUMBER($AE48),$AE48,ISNUMBER($AF48),$AF48,AND($AD48=0,$AE48=0,$AF48=0),1)","v":{"$error":"#N/A"}},{"$f":"IF(ISNUMBER(MATCH(CQ$11,$AG48:$AJ48,0)),1,0)*IF(ISNUMBER($AF48),(1-$AF48),1) + IF(ISNUMBER(MATCH(CQ$11,$AK48:$AP48,0)),-1,0)*_xlfn.IFS(ISNUMBER($AD48),$AD48,ISNUMBER($AE48),$AE48,ISNUMBER($AF48),$AF48,AND($AD48=0,$AE48=0,$AF48=0),1)","v":{"$error":"#N/A"}},{"$f":"IF(ISNUMBER(MATCH(CR$11,$AG48:$AJ48,0)),1,0)*IF(ISNUMBER($AF48),(1-$AF48),1) + IF(ISNUMBER(MATCH(CR$11,$AK48:$AP48,0)),-1,0)*_xlfn.IFS(ISNUMBER($AD48),$AD48,ISNUMBER($AE48),$AE48,ISNUMBER($AF48),$AF48,AND($AD48=0,$AE48=0,$AF48=0),1)","v":{"$error":"#N/A"}},{"$f":"IF(ISNUMBER(MATCH(CS$11,$AG48:$AJ48,0)),1,0)*IF(ISNUMBER($AF48),(1-$AF48),1) + IF(ISNUMBER(MATCH(CS$11,$AK48:$AP48,0)),-1,0)*_xlfn.IFS(ISNUMBER($AD48),$AD48,ISNUMBER($AE48),$AE48,ISNUMBER($AF48),$AF48,AND($AD48=0,$AE48=0,$AF48=0),1)","v":{"$error":"#N/A"}},{"$f":"IF(ISNUMBER(MATCH(CT$11,$AG48:$AJ48,0)),1,0)*IF(ISNUMBER($AF48),(1-$AF48),1) + IF(ISNUMBER(MATCH(CT$11,$AK48:$AP48,0)),-1,0)*_xlfn.IFS(ISNUMBER($AD48),$AD48,ISNUMBER($AE48),$AE48,ISNUMBER($AF48),$AF48,AND($AD48=0,$AE48=0,$AF48=0),1)","v":{"$error":"#N/A"}},{"$f":"IF(ISNUMBER(MATCH(CU$11,$AG48:$AJ48,0)),1,0)*IF(ISNUMBER($AF48),(1-$AF48),1) + IF(ISNUMBER(MATCH(CU$11,$AK48:$AP48,0)),-1,0)*_xlfn.IFS(ISNUMBER($AD48),$AD48,ISNUMBER($AE48),$AE48,ISNUMBER($AF48),$AF48,AND($AD48=0,$AE48=0,$AF48=0),1)","v":{"$error":"#N/A"}},{"$f":"IF(ISNUMBER(MATCH(CV$11,$AG48:$AJ48,0)),1,0)*IF(ISNUMBER($AF48),(1-$AF48),1) + IF(ISNUMBER(MATCH(CV$11,$AK48:$AP48,0)),-1,0)*_xlfn.IFS(ISNUMBER($AD48),$AD48,ISNUMBER($AE48),$AE48,ISNUMBER($AF48),$AF48,AND($AD48=0,$AE48=0,$AF48=0),1)","v":{"$error":"#N/A"}},{"$f":"IF(ISNUMBER(MATCH(CW$11,$AG48:$AJ48,0)),1,0)*IF(ISNUMBER($AF48),(1-$AF48),1) + IF(ISNUMBER(MATCH(CW$11,$AK48:$AP48,0)),-1,0)*_xlfn.IFS(ISNUMBER($AD48),$AD48,ISNUMBER($AE48),$AE48,ISNUMBER($AF48),$AF48,AND($AD48=0,$AE48=0,$AF48=0),1)","v":{"$error":"#N/A"}},{"$f":"IF(ISNUMBER(MATCH(CX$11,$AG48:$AJ48,0)),1,0)*IF(ISNUMBER($AF48),(1-$AF48),1) + IF(ISNUMBER(MATCH(CX$11,$AK48:$AP48,0)),-1,0)*_xlfn.IFS(ISNUMBER($AD48),$AD48,ISNUMBER($AE48),$AE48,ISNUMBER($AF48),$AF48,AND($AD48=0,$AE48=0,$AF48=0),1)","v":{"$error":"#N/A"}},{"$f":"IF(ISNUMBER(MATCH(CY$11,$AG48:$AJ48,0)),1,0)*IF(ISNUMBER($AF48),(1-$AF48),1) + IF(ISNUMBER(MATCH(CY$11,$AK48:$AP48,0)),-1,0)*_xlfn.IFS(ISNUMBER($AD48),$AD48,ISNUMBER($AE48),$AE48,ISNUMBER($AF48),$AF48,AND($AD48=0,$AE48=0,$AF48=0),1)","v":{"$error":"#N/A"}},{"$f":"IF(ISNUMBER(MATCH(CZ$11,$AG48:$AJ48,0)),1,0)*IF(ISNUMBER($AF48),(1-$AF48),1) + IF(ISNUMBER(MATCH(CZ$11,$AK48:$AP48,0)),-1,0)*_xlfn.IFS(ISNUMBER($AD48),$AD48,ISNUMBER($AE48),$AE48,ISNUMBER($AF48),$AF48,AND($AD48=0,$AE48=0,$AF48=0),1)","v":{"$error":"#N/A"}},{"$f":"IF(ISNUMBER(MATCH(DA$11,$AG48:$AJ48,0)),1,0)*IF(ISNUMBER($AF48),(1-$AF48),1) + IF(ISNUMBER(MATCH(DA$11,$AK48:$AP48,0)),-1,0)*_xlfn.IFS(ISNUMBER($AD48),$AD48,ISNUMBER($AE48),$AE48,ISNUMBER($AF48),$AF48,AND($AD48=0,$AE48=0,$AF48=0),1)","v":{"$error":"#N/A"}},{"$f":"IF(ISNUMBER(MATCH(DB$11,$AG48:$AJ48,0)),1,0)*IF(ISNUMBER($AF48),(1-$AF48),1) + IF(ISNUMBER(MATCH(DB$11,$AK48:$AP48,0)),-1,0)*_xlfn.IFS(ISNUMBER($AD48),$AD48,ISNUMBER($AE48),$AE48,ISNUMBER($AF48),$AF48,AND($AD48=0,$AE48=0,$AF48=0),1)","v":{"$error":"#N/A"}},{"$f":"IF(ISNUMBER(MATCH(DC$11,$AG48:$AJ48,0)),1,0)*IF(ISNUMBER($AF48),(1-$AF48),1) + IF(ISNUMBER(MATCH(DC$11,$AK48:$AP48,0)),-1,0)*_xlfn.IFS(ISNUMBER($AD48),$AD48,ISNUMBER($AE48),$AE48,ISNUMBER($AF48),$AF48,AND($AD48=0,$AE48=0,$AF48=0),1)","v":{"$error":"#N/A"}},{"$f":"IF(ISNUMBER(MATCH(DD$11,$AG48:$AJ48,0)),1,0)*IF(ISNUMBER($AF48),(1-$AF48),1) + IF(ISNUMBER(MATCH(DD$11,$AK48:$AP48,0)),-1,0)*_xlfn.IFS(ISNUMBER($AD48),$AD48,ISNUMBER($AE48),$AE48,ISNUMBER($AF48),$AF48,AND($AD48=0,$AE48=0,$AF48=0),1)","v":{"$error":"#N/A"}},{"$f":"IF(ISNUMBER(MATCH(DE$11,$AG48:$AJ48,0)),1,0)*IF(ISNUMBER($AF48),(1-$AF48),1) + IF(ISNUMBER(MATCH(DE$11,$AK48:$AP48,0)),-1,0)*_xlfn.IFS(ISNUMBER($AD48),$AD48,ISNUMBER($AE48),$AE48,ISNUMBER($AF48),$AF48,AND($AD48=0,$AE48=0,$AF48=0),1)","v":{"$error":"#N/A"}},null,0,null,null,null,null,null,null,null,null,null,null,null,-17,{"$error":"#N/A"},{"$error":"#N/A"},0,0,0,0,0,0,0,0,0,16,0,0,0,37,0,74,40,82,184,0,0]
[null,"Average load",{"$f":"K25","v":{"$error":"#N/A"}},{"$f":"SUM(P25)","v":{"$error":"#N/A"}},{"$f":"SUM(J65:M65)","v":{"$error":"#N/A"}},{"$f":"M104+Q104","v":{"$error":"#N/A"}},null,null,"CAPEX",{"$f":"J78","v":{"$error":"#N/A"}},{"$f":"K78","v":{"$error":"#N/A"}},{"$f":"L78","v":{"$error":"#N/A"}},{"$f":"M78","v":{"$error":"#N/A"}},null,null,null,null,null,"w_drms-dr4",0,{"$error":"#N/A"},null,null,null,null,null,"dataroom4","Conservation",null,null,null,null,"e_drms_crit-dr4",null,null,null,"q_dr4_cls,a","q_dr4_cls,l",null,null,null,null,null,{"$f":"IF(ISNUMBER(MATCH(AR$11,$AG49:$AJ49,0)),1,0)*IF(ISNUMBER($AF49),(1-$AF49),1) + IF(ISNUMBER(MATCH(AR$11,$AK49:$AP49,0)),-1,0)*_xlfn.IFS(ISNUMBER($AD49),$AD49,ISNUMBER($AE49),$AE49,ISNUMBER($AF49),$AF49,AND($AD49=0,$AE49=0,$AF49=0),1)","v":0},{"$f":"IF(ISNUMBER(MATCH(AS$11,$AG49:$AJ49,0)),1,0)*IF(ISNUMBER($AF49),(1-$AF49),1) + IF(ISNUMBER(MATCH(AS$11,$AK49:$AP49,0)),-1,0)*_xlfn.IFS(ISNUMBER($AD49),$AD49,ISNUMBER($AE49),$AE49,ISNUMBER($AF49),$AF49,AND($AD49=0,$AE49=0,$AF49=0),1)","v":0},{"$f":"IF(ISNUMBER(MATCH(AT$11,$AG49:$AJ49,0)),1,0)*IF(ISNUMBER($AF49),(1-$AF49),1) + IF(ISNUMBER(MATCH(AT$11,$AK49:$AP49,0)),-1,0)*_xlfn.IFS(ISNUMBER($AD49),$AD49,ISNUMBER($AE49),$AE49,ISNUMBER($AF49),$AF49,AND($AD49=0,$AE49=0,$AF49=0),1)","v":0},{"$f":"IF(ISNUMBER(MATCH(AU$11,$AG49:$AJ49,0)),1,0)*IF(ISNUMBER($AF49),(1-$AF49),1) + IF(ISNUMBER(MATCH(AU$11,$AK49:$AP49,0)),-1,0)*_xlfn.IFS(ISNUMBER($AD49),$AD49,ISNUMBER($AE49),$AE49,ISNUMBER($AF49),$AF49,AND($AD49=0,$AE49=0,$AF49=0),1)","v":0},{"$f":"IF(ISNUMBER(MATCH(AV$11,$AG49:$AJ49,0)),1,0)*IF(ISNUMBER($AF49),(1-$AF49),1) + IF(ISNUMBER(MATCH(AV$11,$AK49:$AP49,0)),-1,0)*_xlfn.IFS(ISNUMBER($AD49),$AD49,ISNUMBER($AE49),$AE49,ISNUMBER($AF49),$AF49,AND($AD49=0,$AE49=0,$AF49=0),1)","v":0},{"$f":"IF(ISNUMBER(MATCH(AW$11,$AG49:$AJ49,0)),1,0)*IF(ISNUMBER($AF49),(1-$AF49),1) + IF(ISNUMBER(MATCH(AW$11,$AK49:$AP49,0)),-1,0)*_xlfn.IFS(ISNUMBER($AD49),$AD49,ISNUMBER($AE49),$AE49,ISNUMBER($AF49),$AF49,AND($AD49=0,$AE49=0,$AF49=0),1)","v":0},{"$f":"IF(ISNUMBER(MATCH(AX$11,$AG49:$AJ49,0)),1,0)*IF(ISNUMBER($AF49),(1-$AF49),1) + IF(ISNUMBER(MATCH(AX$11,$AK49:$AP49,0)),-1,0)*_xlfn.IFS(ISNUMBER($AD49),$AD49,ISNUMBER($AE49),$AE49,ISNUMBER($AF49),$AF49,AND($AD49=0,$AE49=0,$AF49=0),1)","v":0},{"$f":"IF(ISNUMBER(MATCH(AY$11,$AG49:$AJ49,0)),1,0)*IF(ISNUMBER($AF49),(1-$AF49),1) + IF(ISNUMBER(MATCH(AY$11,$AK49:$AP49,0)),-1,0)*_xlfn.IFS(ISNUMBER($AD49),$AD49,ISNUMBER($AE49),$AE49,ISNUMBER($AF49),$AF49,AND($AD49=0,$AE49=0,$AF49=0),1)","v":0},{"$f":"IF(ISNUMBER(MATCH(AZ$11,$AG49:$AJ49,0)),1,0)*IF(ISNUMBER($AF49),(1-$AF49),1) + IF(ISNUMBER(MATCH(AZ$11,$AK49:$AP49,0)),-1,0)*_xlfn.IFS(ISNUMBER($AD49),$AD49,ISNUMBER($AE49),$AE49,ISNUMBER($AF49),$AF49,AND($AD49=0,$AE49=0,$AF49=0),1)","v":0},{"$f":"IF(ISNUMBER(MATCH(BA$11,$AG49:$AJ49,0)),1,0)*IF(ISNUMBER($AF49),(1-$AF49),1) + IF(ISNUMBER(MATCH(BA$11,$AK49:$AP49,0)),-1,0)*_xlfn.IFS(ISNUMBER($AD49),$AD49,ISNUMBER($AE49),$AE49,ISNUMBER($AF49),$AF49,AND($AD49=0,$AE49=0,$AF49=0),1)","v":0},{"$f":"IF(ISNUMBER(MATCH(BB$11,$AG49:$AJ49,0)),1,0)*IF(ISNUMBER($AF49),(1-$AF49),1) + IF(ISNUMBER(MATCH(BB$11,$AK49:$AP49,0)),-1,0)*_xlfn.IFS(ISNUMBER($AD49),$AD49,ISNUMBER($AE49),$AE49,ISNUMBER($AF49),$AF49,AND($AD49=0,$AE49=0,$AF49=0),1)","v":0},{"$f":"IF(ISNUMBER(MATCH(BC$11,$AG49:$AJ49,0)),1,0)*IF(ISNUMBER($AF49),(1-$AF49),1) + IF(ISNUMBER(MATCH(BC$11,$AK49:$AP49,0)),-1,0)*_xlfn.IFS(ISNUMBER($AD49),$AD49,ISNUMBER($AE49),$AE49,ISNUMBER($AF49),$AF49,AND($AD49=0,$AE49=0,$AF49=0),1)","v":0},{"$f":"IF(ISNUMBER(MATCH(BD$11,$AG49:$AJ49,0)),1,0)*IF(ISNUMBER($AF49),(1-$AF49),1) + IF(ISNUMBER(MATCH(BD$11,$AK49:$AP49,0)),-1,0)*_xlfn.IFS(ISNUMBER($AD49),$AD49,ISNUMBER($AE49),$AE49,ISNUMBER($AF49),$AF49,AND($AD49=0,$AE49=0,$AF49=0),1)","v":0},{"$f":"IF(ISNUMBER(MATCH(BE$11,$AG49:$AJ49,0)),1,0)*IF(ISNUMBER($AF49),(1-$AF49),1) + IF(ISNUMBER(MATCH(BE$11,$AK49:$AP49,0)),-1,0)*_xlfn.IFS(ISNUMBER($AD49),$AD49,ISNUMBER($AE49),$AE49,ISNUMBER($AF49),$AF49,AND($AD49=0,$AE49=0,$AF49=0),1)","v":0},{"$f":"IF(ISNUMBER(MATCH(BF$11,$AG49:$AJ49,0)),1,0)*IF(ISNUMBER($AF49),(1-$AF49),1) + IF(ISNUMBER(MATCH(BF$11,$AK49:$AP49,0)),-1,0)*_xlfn.IFS(ISNUMBER($AD49),$AD49,ISNUMBER($AE49),$AE49,ISNUMBER($AF49),$AF49,AND($AD49=0,$AE49=0,$AF49=0),1)","v":0},{"$f":"IF(ISNUMBER(MATCH(BG$11,$AG49:$AJ49,0)),1,0)*IF(ISNUMBER($AF49),(1-$AF49),1) + IF(ISNUMBER(MATCH(BG$11,$AK49:$AP49,0)),-1,0)*_xlfn.IFS(ISNUMBER($AD49),$AD49,ISNUMBER($AE49),$AE49,ISNUMBER($AF49),$AF49,AND($AD49=0,$AE49=0,$AF49=0),1)","v":0},{"$f":"IF(ISNUMBER(MATCH(BH$11,$AG49:$AJ49,0)),1,0)*IF(ISNUMBER($AF49),(1-$AF49),1) + IF(ISNUMBER(MATCH(BH$11,$AK49:$AP49,0)),-1,0)*_xlfn.IFS(ISNUMBER($AD49),$AD49,ISNUMBER($AE49),$AE49,ISNUMBER($AF49),$AF49,AND($AD49=0,$AE49=0,$AF49=0),1)","v":0},{"$f":"IF(ISNUMBER(MATCH(BI$11,$AG49:$AJ49,0)),1,0)*IF(ISNUMBER($AF49),(1-$AF49),1) + IF(ISNUMBER(MATCH(BI$11,$AK49:$AP49,0)),-1,0)*_xlfn.IFS(ISNUMBER($AD49),$AD49,ISNUMBER($AE49),$AE49,ISNUMBER($AF49),$AF49,AND($AD49=0,$AE49=0,$AF49=0),1)","v":0},{"$f":"IF(ISNUMBER(MATCH(BJ$11,$AG49:$AJ49,0)),1,0)*IF(ISNUMBER($AF49),(1-$AF49),1) + IF(ISNUMBER(MATCH(BJ$11,$AK49:$AP49,0)),-1,0)*_xlfn.IFS(ISNUMBER($AD49),$AD49,ISNUMBER($AE49),$AE49,ISNUMBER($AF49),$AF49,AND($AD49=0,$AE49=0,$AF49=0),1)","v":0},{"$f":"IF(ISNUMBER(MATCH(BK$11,$AG49:$AJ49,0)),1,0)*IF(ISNUMBER($AF49),(1-$AF49),1) + IF(ISNUMBER(MATCH(BK$11,$AK49:$AP49,0)),-1,0)*_xlfn.IFS(ISNUMBER($AD49),$AD49,ISNUMBER($AE49),$AE49,ISNUMBER($AF49),$AF49,AND($AD49=0,$AE49=0,$AF49=0),1)","v":0},{"$f":"IF(ISNUMBER(MATCH(BL$11,$AG49:$AJ49,0)),1,0)*IF(ISNUMBER($AF49),(1-$AF49),1) + IF(ISNUMBER(MATCH(BL$11,$AK49:$AP49,0)),-1,0)*_xlfn.IFS(ISNUMBER($AD49),$AD49,ISNUMBER($AE49),$AE49,ISNUMBER($AF49),$AF49,AND($AD49=0,$AE49=0,$AF49=0),1)","v":0},{"$f":"IF(ISNUMBER(MATCH(BM$11,$AG49:$AJ49,0)),1,0)*IF(ISNUMBER($AF49),(1-$AF49),1) + IF(ISNUMBER(MATCH(BM$11,$AK49:$AP49,0)),-1,0)*_xlfn.IFS(ISNUMBER($AD49),$AD49,ISNUMBER($AE49),$AE49,ISNUMBER($AF49),$AF49,AND($AD49=0,$AE49=0,$AF49=0),1)","v":0},{"$f":"IF(ISNUMBER(MATCH(BN$11,$AG49:$AJ49,0)),1,0)*IF(ISNUMBER($AF49),(1-$AF49),1) + IF(ISNUMBER(MATCH(BN$11,$AK49:$AP49,0)),-1,0)*_xlfn.IFS(ISNUMBER($AD49),$AD49,ISNUMBER($AE49),$AE49,ISNUMBER($AF49),$AF49,AND($AD49=0,$AE49=0,$AF49=0),1)","v":0},{"$f":"IF(ISNUMBER(MATCH(BO$11,$AG49:$AJ49,0)),1,0)*IF(ISNUMBER($AF49),(1-$AF49),1) + IF(ISNUMBER(MATCH(BO$11,$AK49:$AP49,0)),-1,0)*_xlfn.IFS(ISNUMBER($AD49),$AD49,ISNUMBER($AE49),$AE49,ISNUMBER($AF49),$AF49,AND($AD49=0,$AE49=0,$AF49=0),1)","v":0},{"$f":"IF(ISNUMBER(MATCH(BP$11,$AG49:$AJ49,0)),1,0)*IF(ISNUMBER($AF49),(1-$AF49),1) + IF(ISNUMBER(MATCH(BP$11,$AK49:$AP49,0)),-1,0)*_xlfn.IFS(ISNUMBER($AD49),$AD49,ISNUMBER($AE49),$AE49,ISNUMBER($AF49),$AF49,AND($AD49=0,$AE49=0,$AF49=0),1)","v":0},{"$f":"IF(ISNUMBER(MATCH(BQ$11,$AG49:$AJ49,0)),1,0)*IF(ISNUMBER($AF49),(1-$AF49),1) + IF(ISNUMBER(MATCH(BQ$11,$AK49:$AP49,0)),-1,0)*_xlfn.IFS(ISNUMBER($AD49),$AD49,ISNUMBER($AE49),$AE49,ISNUMBER($AF49),$AF49,AND($AD49=0,$AE49=0,$AF49=0),1)","v":0},{"$f":"IF(ISNUMBER(MATCH(BR$11,$AG49:$AJ49,0)),1,0)*IF(ISNUMBER($AF49),(1-$AF49),1) + IF(ISNUMBER(MATCH(BR$11,$AK49:$AP49,0)),-1,0)*_xlfn.IFS(ISNUMBER($AD49),$AD49,ISNUMBER($AE49),$AE49,ISNUMBER($AF49),$AF49,AND($AD49=0,$AE49=0,$AF49=0),1)","v":0},{"$f":"IF(ISNUMBER(MATCH(BS$11,$AG49:$AJ49,0)),1,0)*IF(ISNUMBER($AF49),(1-$AF49),1) + IF(ISNUMBER(MATCH(BS$11,$AK49:$AP49,0)),-1,0)*_xlfn.IFS(ISNUMBER($AD49),$AD49,ISNUMBER($AE49),$AE49,ISNUMBER($AF49),$AF49,AND($AD49=0,$AE49=0,$AF49=0),1)","v":1},{"$f":"IF(ISNUMBER(MATCH(BT$11,$AG49:$AJ49,0)),1,0)*IF(ISNUMBER($AF49),(1-$AF49),1) + IF(ISNUMBER(MATCH(BT$11,$AK49:$AP49,0)),-1,0)*_xlfn.IFS(ISNUMBER($AD49),$AD49,ISNUMBER($AE49),$AE49,ISNUMBER($AF49),$AF49,AND($AD49=0,$AE49=0,$AF49=0),1)","v":0},{"$f":"IF(ISNUMBER(MATCH(BU$11,$AG49:$AJ49,0)),1,0)*IF(ISNUMBER($AF49),(1-$AF49),1) + IF(ISNUMBER(MATCH(BU$11,$AK49:$AP49,0)),-1,0)*_xlfn.IFS(ISNUMBER($AD49),$AD49,ISNUMBER($AE49),$AE49,ISNUMBER($AF49),$AF49,AND($AD49=0,$AE49=0,$AF49=0),1)","v":0},{"$f":"IF(ISNUMBER(MATCH(BV$11,$AG49:$AJ49,0)),1,0)*IF(ISNUMBER($AF49),(1-$AF49),1) + IF(ISNUMBER(MATCH(BV$11,$AK49:$AP49,0)),-1,0)*_xlfn.IFS(ISNUMBER($AD49),$AD49,ISNUMBER($AE49),$AE49,ISNUMBER($AF49),$AF49,AND($AD49=0,$AE49=0,$AF49=0),1)","v":0},{"$f":"IF(ISNUMBER(MATCH(BW$11,$AG49:$AJ49,0)),1,0)*IF(ISNUMBER($AF49),(1-$AF49),1) + IF(ISNUMBER(MATCH(BW$11,$AK49:$AP49,0)),-1,0)*_xlfn.IFS(ISNUMBER($AD49),$AD49,ISNUMBER($AE49),$AE49,ISNUMBER($AF49),$AF49,AND($AD49=0,$AE49=0,$AF49=0),1)","v":0},{"$f":"IF(ISNUMBER(MATCH(BX$11,$AG49:$AJ49,0)),1,0)*IF(ISNUMBER($AF49),(1-$AF49),1) + IF(ISNUMBER(MATCH(BX$11,$AK49:$AP49,0)),-1,0)*_xlfn.IFS(ISNUMBER($AD49),$AD49,ISNUMBER($AE49),$AE49,ISNUMBER($AF49),$AF49,AND($AD49=0,$AE49=0,$AF49=0),1)","v":0},{"$f":"IF(ISNUMBER(MATCH(BY$11,$AG49:$AJ49,0)),1,0)*IF(ISNUMBER($AF49),(1-$AF49),1) + IF(ISNUMBER(MATCH(BY$11,$AK49:$AP49,0)),-1,0)*_xlfn.IFS(ISNUMBER($AD49),$AD49,ISNUMBER($AE49),$AE49,ISNUMBER($AF49),$AF49,AND($AD49=0,$AE49=0,$AF49=0),1)","v":0},{"$f":"IF(ISNUMBER(MATCH(BZ$11,$AG49:$AJ49,0)),1,0)*IF(ISNUMBER($AF49),(1-$AF49),1) + IF(ISNUMBER(MATCH(BZ$11,$AK49:$AP49,0)),-1,0)*_xlfn.IFS(ISNUMBER($AD49),$AD49,ISNUMBER($AE49),$AE49,ISNUMBER($AF49),$AF49,AND($AD49=0,$AE49=0,$AF49=0),1)","v":0},{"$f":"IF(ISNUMBER(MATCH(CA$11,$AG49:$AJ49,0)),1,0)*IF(ISNUMBER($AF49),(1-$AF49),1) + IF(ISNUMBER(MATCH(CA$11,$AK49:$AP49,0)),-1,0)*_xlfn.IFS(ISNUMBER($AD49),$AD49,ISNUMBER($AE49),$AE49,ISNUMBER($AF49),$AF49,AND($AD49=0,$AE49=0,$AF49=0),1)","v":0},{"$f":"IF(ISNUMBER(MATCH(CB$11,$AG49:$AJ49,0)),1,0)*IF(ISNUMBER($AF49),(1-$AF49),1) + IF(ISNUMBER(MATCH(CB$11,$AK49:$AP49,0)),-1,0)*_xlfn.IFS(ISNUMBER($AD49),$AD49,ISNUMBER($AE49),$AE49,ISNUMBER($AF49),$AF49,AND($AD49=0,$AE49=0,$AF49=0),1)","v":0},{"$f":"IF(ISNUMBER(MATCH(CC$11,$AG49:$AJ49,0)),1,0)*IF(ISNUMBER($AF49),(1-$AF49),1) + IF(ISNUMBER(MATCH(CC$11,$AK49:$AP49,0)),-1,0)*_xlfn.IFS(ISNUMBER($AD49),$AD49,ISNUMBER($AE49),$AE49,ISNUMBER($AF49),$AF49,AND($AD49=0,$AE49=0,$AF49=0),1)","v":0},{"$f":"IF(ISNUMBER(MATCH(CD$11,$AG49:$AJ49,0)),1,0)*IF(ISNUMBER($AF49),(1-$AF49),1) + IF(ISNUMBER(MATCH(CD$11,$AK49:$AP49,0)),-1,0)*_xlfn.IFS(ISNUMBER($AD49),$AD49,ISNUMBER($AE49),$AE49,ISNUMBER($AF49),$AF49,AND($AD49=0,$AE49=0,$AF49=0),1)","v":0},{"$f":"IF(ISNUMBER(MATCH(CE$11,$AG49:$AJ49,0)),1,0)*IF(ISNUMBER($AF49),(1-$AF49),1) + IF(ISNUMBER(MATCH(CE$11,$AK49:$AP49,0)),-1,0)*_xlfn.IFS(ISNUMBER($AD49),$AD49,ISNUMBER($AE49),$AE49,ISNUMBER($AF49),$AF49,AND($AD49=0,$AE49=0,$AF49=0),1)","v":0},{"$f":"IF(ISNUMBER(MATCH(CF$11,$AG49:$AJ49,0)),1,0)*IF(ISNUMBER($AF49),(1-$AF49),1) + IF(ISNUMBER(MATCH(CF$11,$AK49:$AP49,0)),-1,0)*_xlfn.IFS(ISNUMBER($AD49),$AD49,ISNUMBER($AE49),$AE49,ISNUMBER($AF49),$AF49,AND($AD49=0,$AE49=0,$AF49=0),1)","v":0},{"$f":"IF(ISNUMBER(MATCH(CG$11,$AG49:$AJ49,0)),1,0)*IF(ISNUMBER($AF49),(1-$AF49),1) + IF(ISNUMBER(MATCH(CG$11,$AK49:$AP49,0)),-1,0)*_xlfn.IFS(ISNUMBER($AD49),$AD49,ISNUMBER($AE49),$AE49,ISNUMBER($AF49),$AF49,AND($AD49=0,$AE49=0,$AF49=0),1)","v":0},{"$f":"IF(ISNUMBER(MATCH(CH$11,$AG49:$AJ49,0)),1,0)*IF(ISNUMBER($AF49),(1-$AF49),1) + IF(ISNUMBER(MATCH(CH$11,$AK49:$AP49,0)),-1,0)*_xlfn.IFS(ISNUMBER($AD49),$AD49,ISNUMBER($AE49),$AE49,ISNUMBER($AF49),$AF49,AND($AD49=0,$AE49=0,$AF49=0),1)","v":0},{"$f":"IF(ISNUMBER(MATCH(CI$11,$AG49:$AJ49,0)),1,0)*IF(ISNUMBER($AF49),(1-$AF49),1) + IF(ISNUMBER(MATCH(CI$11,$AK49:$AP49,0)),-1,0)*_xlfn.IFS(ISNUMBER($AD49),$AD49,ISNUMBER($AE49),$AE49,ISNUMBER($AF49),$AF49,AND($AD49=0,$AE49=0,$AF49=0),1)","v":0},{"$f":"IF(ISNUMBER(MATCH(CJ$11,$AG49:$AJ49,0)),1,0)*IF(ISNUMBER($AF49),(1-$AF49),1) + IF(ISNUMBER(MATCH(CJ$11,$AK49:$AP49,0)),-1,0)*_xlfn.IFS(ISNUMBER($AD49),$AD49,ISNUMBER($AE49),$AE49,ISNUMBER($AF49),$AF49,AND($AD49=0,$AE49=0,$AF49=0),1)","v":0},{"$f":"IF(ISNUMBER(MATCH(CK$11,$AG49:$AJ49,0)),1,0)*IF(ISNUMBER($AF49),(1-$AF49),1) + IF(ISNUMBER(MATCH(CK$11,$AK49:$AP49,0)),-1,0)*_xlfn.IFS(ISNUMBER($AD49),$AD49,ISNUMBER($AE49),$AE49,ISNUMBER($AF49),$AF49,AND($AD49=0,$AE49=0,$AF49=0),1)","v":0},{"$f":"IF(ISNUMBER(MATCH(CL$11,$AG49:$AJ49,0)),1,0)*IF(ISNUMBER($AF49),(1-$AF49),1) + IF(ISNUMBER(MATCH(CL$11,$AK49:$AP49,0)),-1,0)*_xlfn.IFS(ISNUMBER($AD49),$AD49,ISNUMBER($AE49),$AE49,ISNUMBER($AF49),$AF49,AND($AD49=0,$AE49=0,$AF49=0),1)","v":-1},{"$f":"IF(ISNUMBER(MATCH(CM$11,$AG49:$AJ49,0)),1,0)*IF(ISNUMBER($AF49),(1-$AF49),1) + IF(ISNUMBER(MATCH(CM$11,$AK49:$AP49,0)),-1,0)*_xlfn.IFS(ISNUMBER($AD49),$AD49,ISNUMBER($AE49),$AE49,ISNUMBER($AF49),$AF49,AND($AD49=0,$AE49=0,$AF49=0),1)","v":-1},{"$f":"IF(ISNUMBER(MATCH(CN$11,$AG49:$AJ49,0)),1,0)*IF(ISNUMBER($AF49),(1-$AF49),1) + IF(ISNUMBER(MATCH(CN$11,$AK49:$AP49,0)),-1,0)*_xlfn.IFS(ISNUMBER($AD49),$AD49,ISNUMBER($AE49),$AE49,ISNUMBER($AF49),$AF49,AND($AD49=0,$AE49=0,$AF49=0),1)","v":0},{"$f":"IF(ISNUMBER(MATCH(CO$11,$AG49:$AJ49,0)),1,0)*IF(ISNUMBER($AF49),(1-$AF49),1) + IF(ISNUMBER(MATCH(CO$11,$AK49:$AP49,0)),-1,0)*_xlfn.IFS(ISNUMBER($AD49),$AD49,ISNUMBER($AE49),$AE49,ISNUMBER($AF49),$AF49,AND($AD49=0,$AE49=0,$AF49=0),1)","v":0},{"$f":"IF(ISNUMBER(MATCH(CP$11,$AG49:$AJ49,0)),1,0)*IF(ISNUMBER($AF49),(1-$AF49),1) + IF(ISNUMBER(MATCH(CP$11,$AK49:$AP49,0)),-1,0)*_xlfn.IFS(ISNUMBER($AD49),$AD49,ISNUMBER($AE49),$AE49,ISNUMBER($AF49),$AF49,AND($AD49=0,$AE49=0,$AF49=0),1)","v":0},{"$f":"IF(ISNUMBER(MATCH(CQ$11,$AG49:$AJ49,0)),1,0)*IF(ISNUMBER($AF49),(1-$AF49),1) + IF(ISNUMBER(MATCH(CQ$11,$AK49:$AP49,0)),-1,0)*_xlfn.IFS(ISNUMBER($AD49),$AD49,ISNUMBER($AE49),$AE49,ISNUMBER($AF49),$AF49,AND($AD49=0,$AE49=0,$AF49=0),1)","v":0},{"$f":"IF(ISNUMBER(MATCH(CR$11,$AG49:$AJ49,0)),1,0)*IF(ISNUMBER($AF49),(1-$AF49),1) + IF(ISNUMBER(MATCH(CR$11,$AK49:$AP49,0)),-1,0)*_xlfn.IFS(ISNUMBER($AD49),$AD49,ISNUMBER($AE49),$AE49,ISNUMBER($AF49),$AF49,AND($AD49=0,$AE49=0,$AF49=0),1)","v":0},{"$f":"IF(ISNUMBER(MATCH(CS$11,$AG49:$AJ49,0)),1,0)*IF(ISNUMBER($AF49),(1-$AF49),1) + IF(ISNUMBER(MATCH(CS$11,$AK49:$AP49,0)),-1,0)*_xlfn.IFS(ISNUMBER($AD49),$AD49,ISNUMBER($AE49),$AE49,ISNUMBER($AF49),$AF49,AND($AD49=0,$AE49=0,$AF49=0),1)","v":0},{"$f":"IF(ISNUMBER(MATCH(CT$11,$AG49:$AJ49,0)),1,0)*IF(ISNUMBER($AF49),(1-$AF49),1) + IF(ISNUMBER(MATCH(CT$11,$AK49:$AP49,0)),-1,0)*_xlfn.IFS(ISNUMBER($AD49),$AD49,ISNUMBER($AE49),$AE49,ISNUMBER($AF49),$AF49,AND($AD49=0,$AE49=0,$AF49=0),1)","v":0},{"$f":"IF(ISNUMBER(MATCH(CU$11,$AG49:$AJ49,0)),1,0)*IF(ISNUMBER($AF49),(1-$AF49),1) + IF(ISNUMBER(MATCH(CU$11,$AK49:$AP49,0)),-1,0)*_xlfn.IFS(ISNUMBER($AD49),$AD49,ISNUMBER($AE49),$AE49,ISNUMBER($AF49),$AF49,AND($AD49=0,$AE49=0,$AF49=0),1)","v":0},{"$f":"IF(ISNUMBER(MATCH(CV$11,$AG49:$AJ49,0)),1,0)*IF(ISNUMBER($AF49),(1-$AF49),1) + IF(ISNUMBER(MATCH(CV$11,$AK49:$AP49,0)),-1,0)*_xlfn.IFS(ISNUMBER($AD49),$AD49,ISNUMBER($AE49),$AE49,ISNUMBER($AF49),$AF49,AND($AD49=0,$AE49=0,$AF49=0),1)","v":0},{"$f":"IF(ISNUMBER(MATCH(CW$11,$AG49:$AJ49,0)),1,0)*IF(ISNUMBER($AF49),(1-$AF49),1) + IF(ISNUMBER(MATCH(CW$11,$AK49:$AP49,0)),-1,0)*_xlfn.IFS(ISNUMBER($AD49),$AD49,ISNUMBER($AE49),$AE49,ISNUMBER($AF49),$AF49,AND($AD49=0,$AE49=0,$AF49=0),1)","v":0},{"$f":"IF(ISNUMBER(MATCH(CX$11,$AG49:$AJ49,0)),1,0)*IF(ISNUMBER($AF49),(1-$AF49),1) + IF(ISNUMBER(MATCH(CX$11,$AK49:$AP49,0)),-1,0)*_xlfn.IFS(ISNUMBER($AD49),$AD49,ISNUMBER($AE49),$AE49,ISNUMBER($AF49),$AF49,AND($AD49=0,$AE49=0,$AF49=0),1)","v":0},{"$f":"IF(ISNUMBER(MATCH(CY$11,$AG49:$AJ49,0)),1,0)*IF(ISNUMBER($AF49),(1-$AF49),1) + IF(ISNUMBER(MATCH(CY$11,$AK49:$AP49,0)),-1,0)*_xlfn.IFS(ISNUMBER($AD49),$AD49,ISNUMBER($AE49),$AE49,ISNUMBER($AF49),$AF49,AND($AD49=0,$AE49=0,$AF49=0),1)","v":0},{"$f":"IF(ISNUMBER(MATCH(CZ$11,$AG49:$AJ49,0)),1,0)*IF(ISNUMBER($AF49),(1-$AF49),1) + IF(ISNUMBER(MATCH(CZ$11,$AK49:$AP49,0)),-1,0)*_xlfn.IFS(ISNUMBER($AD49),$AD49,ISNUMBER($AE49),$AE49,ISNUMBER($AF49),$AF49,AND($AD49=0,$AE49=0,$AF49=0),1)","v":0},{"$f":"IF(ISNUMBER(MATCH(DA$11,$AG49:$AJ49,0)),1,0)*IF(ISNUMBER($AF49),(1-$AF49),1) + IF(ISNUMBER(MATCH(DA$11,$AK49:$AP49,0)),-1,0)*_xlfn.IFS(ISNUMBER($AD49),$AD49,ISNUMBER($AE49),$AE49,ISNUMBER($AF49),$AF49,AND($AD49=0,$AE49=0,$AF49=0),1)","v":0},{"$f":"IF(ISNUMBER(MATCH(DB$11,$AG49:$AJ49,0)),1,0)*IF(ISNUMBER($AF49),(1-$AF49),1) + IF(ISNUMBER(MATCH(DB$11,$AK49:$AP49,0)),-1,0)*_xlfn.IFS(ISNUMBER($AD49),$AD49,ISNUMBER($AE49),$AE49,ISNUMBER($AF49),$AF49,AND($AD49=0,$AE49=0,$AF49=0),1)","v":0},{"$f":"IF(ISNUMBER(MATCH(DC$11,$AG49:$AJ49,0)),1,0)*IF(ISNUMBER($AF49),(1-$AF49),1) + IF(ISNUMBER(MATCH(DC$11,$AK49:$AP49,0)),-1,0)*_xlfn.IFS(ISNUMBER($AD49),$AD49,ISNUMBER($AE49),$AE49,ISNUMBER($AF49),$AF49,AND($AD49=0,$AE49=0,$AF49=0),1)","v":0},{"$f":"IF(ISNUMBER(MATCH(DD$11,$AG49:$AJ49,0)),1,0)*IF(ISNUMBER($AF49),(1-$AF49),1) + IF(ISNUMBER(MATCH(DD$11,$AK49:$AP49,0)),-1,0)*_xlfn.IFS(ISNUMBER($AD49),$AD49,ISNUMBER($AE49),$AE49,ISNUMBER($AF49),$AF49,AND($AD49=0,$AE49=0,$AF49=0),1)","v":0},{"$f":"IF(ISNUMBER(MATCH(DE$11,$AG49:$AJ49,0)),1,0)*IF(ISNUMBER($AF49),(1-$AF49),1) + IF(ISNUMBER(MATCH(DE$11,$AK49:$AP49,0)),-1,0)*_xlfn.IFS(ISNUMBER($AD49),$AD49,ISNUMBER($AE49),$AE49,ISNUMBER($AF49),$AF49,AND($AD49=0,$AE49=0,$AF49=0),1)","v":0},null,0,null,null,null,null,null,null,null,null,null,null,null,-16,{"$error":"#N/A"},{"$error":"#N/A"},0,0,0,0,0,0,0,0,0,18,0,0,0,37,0,83,44,84,194,0,0]
[null,"Average overhead",{"$f":"SUM(J26:N26)","v":{"$error":"#N/A"}},{"$f":"SUM(O26:Q26)","v":{"$error":"#N/A"}},{"$f":"SUM(J66:M66)","v":{"$error":"#N/A"}},{"$f":"SUM(J105:M105,N105:Q105)","v":{"$error":"#N/A"}},null,null,"OPEX",{"$f":"J72","v":{"$error":"#N/A"}},{"$f":"K72","v":{"$error":"#N/A"}},{"$f":"L72","v":{"$error":"#N/A"}},{"$f":"M72","v":{"$error":"#N/A"}},null,null,null,null,null,"q_drms-hru,lt",0,{"$error":"#N/A"},null,null,null,null,null,null,"Conservation",null,null,null,null,"q_dr4_cls,a","e_drms_oh-dr4",null,null,"q_drms_dr4-hru,lt",null,null,null,null,null,null,{"$f":"IF(ISNUMBER(MATCH(AR$11,$AG50:$AJ50,0)),1,0)*IF(ISNUMBER($AF50),(1-$AF50),1) + IF(ISNUMBER(MATCH(AR$11,$AK50:$AP50,0)),-1,0)*_xlfn.IFS(ISNUMBER($AD50),$AD50,ISNUMBER($AE50),$AE50,ISNUMBER($AF50),$AF50,AND($AD50=0,$AE50=0,$AF50=0),1)","v":0},{"$f":"IF(ISNUMBER(MATCH(AS$11,$AG50:$AJ50,0)),1,0)*IF(ISNUMBER($AF50),(1-$AF50),1) + IF(ISNUMBER(MATCH(AS$11,$AK50:$AP50,0)),-1,0)*_xlfn.IFS(ISNUMBER($AD50),$AD50,ISNUMBER($AE50),$AE50,ISNUMBER($AF50),$AF50,AND($AD50=0,$AE50=0,$AF50=0),1)","v":0},{"$f":"IF(ISNUMBER(MATCH(AT$11,$AG50:$AJ50,0)),1,0)*IF(ISNUMBER($AF50),(1-$AF50),1) + IF(ISNUMBER(MATCH(AT$11,$AK50:$AP50,0)),-1,0)*_xlfn.IFS(ISNUMBER($AD50),$AD50,ISNUMBER($AE50),$AE50,ISNUMBER($AF50),$AF50,AND($AD50=0,$AE50=0,$AF50=0),1)","v":0},{"$f":"IF(ISNUMBER(MATCH(AU$11,$AG50:$AJ50,0)),1,0)*IF(ISNUMBER($AF50),(1-$AF50),1) + IF(ISNUMBER(MATCH(AU$11,$AK50:$AP50,0)),-1,0)*_xlfn.IFS(ISNUMBER($AD50),$AD50,ISNUMBER($AE50),$AE50,ISNUMBER($AF50),$AF50,AND($AD50=0,$AE50=0,$AF50=0),1)","v":0},{"$f":"IF(ISNUMBER(MATCH(AV$11,$AG50:$AJ50,0)),1,0)*IF(ISNUMBER($AF50),(1-$AF50),1) + IF(ISNUMBER(MATCH(AV$11,$AK50:$AP50,0)),-1,0)*_xlfn.IFS(ISNUMBER($AD50),$AD50,ISNUMBER($AE50),$AE50,ISNUMBER($AF50),$AF50,AND($AD50=0,$AE50=0,$AF50=0),1)","v":0},{"$f":"IF(ISNUMBER(MATCH(AW$11,$AG50:$AJ50,0)),1,0)*IF(ISNUMBER($AF50),(1-$AF50),1) + IF(ISNUMBER(MATCH(AW$11,$AK50:$AP50,0)),-1,0)*_xlfn.IFS(ISNUMBER($AD50),$AD50,ISNUMBER($AE50),$AE50,ISNUMBER($AF50),$AF50,AND($AD50=0,$AE50=0,$AF50=0),1)","v":0},{"$f":"IF(ISNUMBER(MATCH(AX$11,$AG50:$AJ50,0)),1,0)*IF(ISNUMBER($AF50),(1-$AF50),1) + IF(ISNUMBER(MATCH(AX$11,$AK50:$AP50,0)),-1,0)*_xlfn.IFS(ISNUMBER($AD50),$AD50,ISNUMBER($AE50),$AE50,ISNUMBER($AF50),$AF50,AND($AD50=0,$AE50=0,$AF50=0),1)","v":0},{"$f":"IF(ISNUMBER(MATCH(AY$11,$AG50:$AJ50,0)),1,0)*IF(ISNUMBER($AF50),(1-$AF50),1) + IF(ISNUMBER(MATCH(AY$11,$AK50:$AP50,0)),-1,0)*_xlfn.IFS(ISNUMBER($AD50),$AD50,ISNUMBER($AE50),$AE50,ISNUMBER($AF50),$AF50,AND($AD50=0,$AE50=0,$AF50=0),1)","v":0},{"$f":"IF(ISNUMBER(MATCH(AZ$11,$AG50:$AJ50,0)),1,0)*IF(ISNUMBER($AF50),(1-$AF50),1) + IF(ISNUMBER(MATCH(AZ$11,$AK50:$AP50,0)),-1,0)*_xlfn.IFS(ISNUMBER($AD50),$AD50,ISNUMBER($AE50),$AE50,ISNUMBER($AF50),$AF50,AND($AD50=0,$AE50=0,$AF50=0),1)","v":0},{"$f":"IF(ISNUMBER(MATCH(BA$11,$AG50:$AJ50,0)),1,0)*IF(ISNUMBER($AF50),(1-$AF50),1) + IF(ISNUMBER(MATCH(BA$11,$AK50:$AP50,0)),-1,0)*_xlfn.IFS(ISNUMBER($AD50),$AD50,ISNUMBER($AE50),$AE50,ISNUMBER($AF50),$AF50,AND($AD50=0,$AE50=0,$AF50=0),1)","v":0},{"$f":"IF(ISNUMBER(MATCH(BB$11,$AG50:$AJ50,0)),1,0)*IF(ISNUMBER($AF50),(1-$AF50),1) + IF(ISNUMBER(MATCH(BB$11,$AK50:$AP50,0)),-1,0)*_xlfn.IFS(ISNUMBER($AD50),$AD50,ISNUMBER($AE50),$AE50,ISNUMBER($AF50),$AF50,AND($AD50=0,$AE50=0,$AF50=0),1)","v":0},{"$f":"IF(ISNUMBER(MATCH(BC$11,$AG50:$AJ50,0)),1,0)*IF(ISNUMBER($AF50),(1-$AF50),1) + IF(ISNUMBER(MATCH(BC$11,$AK50:$AP50,0)),-1,0)*_xlfn.IFS(ISNUMBER($AD50),$AD50,ISNUMBER($AE50),$AE50,ISNUMBER($AF50),$AF50,AND($AD50=0,$AE50=0,$AF50=0),1)","v":0},{"$f":"IF(ISNUMBER(MATCH(BD$11,$AG50:$AJ50,0)),1,0)*IF(ISNUMBER($AF50),(1-$AF50),1) + IF(ISNUMBER(MATCH(BD$11,$AK50:$AP50,0)),-1,0)*_xlfn.IFS(ISNUMBER($AD50),$AD50,ISNUMBER($AE50),$AE50,ISNUMBER($AF50),$AF50,AND($AD50=0,$AE50=0,$AF50=0),1)","v":0},{"$f":"IF(ISNUMBER(MATCH(BE$11,$AG50:$AJ50,0)),1,0)*IF(ISNUMBER($AF50),(1-$AF50),1) + IF(ISNUMBER(MATCH(BE$11,$AK50:$AP50,0)),-1,0)*_xlfn.IFS(ISNUMBER($AD50),$AD50,ISNUMBER($AE50),$AE50,ISNUMBER($AF50),$AF50,AND($AD50=0,$AE50=0,$AF50=0),1)","v":0},{"$f":"IF(ISNUMBER(MATCH(BF$11,$AG50:$AJ50,0)),1,0)*IF(ISNUMBER($AF50),(1-$AF50),1) + IF(ISNUMBER(MATCH(BF$11,$AK50:$AP50,0)),-1,0)*_xlfn.IFS(ISNUMBER($AD50),$AD50,ISNUMBER($AE50),$AE50,ISNUMBER($AF50),$AF50,AND($AD50=0,$AE50=0,$AF50=0),1)","v":0},{"$f":"IF(ISNUMBER(MATCH(BG$11,$AG50:$AJ50,0)),1,0)*IF(ISNUMBER($AF50),(1-$AF50),1) + IF(ISNUMBER(MATCH(BG$11,$AK50:$AP50,0)),-1,0)*_xlfn.IFS(ISNUMBER($AD50),$AD50,ISNUMBER($AE50),$AE50,ISNUMBER($AF50),$AF50,AND($AD50=0,$AE50=0,$AF50=0),1)","v":0},{"$f":"IF(ISNUMBER(MATCH(BH$11,$AG50:$AJ50,0)),1,0)*IF(ISNUMBER($AF50),(1-$AF50),1) + IF(ISNUMBER(MATCH(BH$11,$AK50:$AP50,0)),-1,0)*_xlfn.IFS(ISNUMBER($AD50),$AD50,ISNUMBER($AE50),$AE50,ISNUMBER($AF50),$AF50,AND($AD50=0,$AE50=0,$AF50=0),1)","v":0},{"$f":"IF(ISNUMBER(MATCH(BI$11,$AG50:$AJ50,0)),1,0)*IF(ISNUMBER($AF50),(1-$AF50),1) + IF(ISNUMBER(MATCH(BI$11,$AK50:$AP50,0)),-1,0)*_xlfn.IFS(ISNUMBER($AD50),$AD50,ISNUMBER($AE50),$AE50,ISNUMBER($AF50),$AF50,AND($AD50=0,$AE50=0,$AF50=0),1)","v":0},{"$f":"IF(ISNUMBER(MATCH(BJ$11,$AG50:$AJ50,0)),1,0)*IF(ISNUMBER($AF50),(1-$AF50),1) + IF(ISNUMBER(MATCH(BJ$11,$AK50:$AP50,0)),-1,0)*_xlfn.IFS(ISNUMBER($AD50),$AD50,ISNUMBER($AE50),$AE50,ISNUMBER($AF50),$AF50,AND($AD50=0,$AE50=0,$AF50=0),1)","v":0},{"$f":"IF(ISNUMBER(MATCH(BK$11,$AG50:$AJ50,0)),1,0)*IF(ISNUMBER($AF50),(1-$AF50),1) + IF(ISNUMBER(MATCH(BK$11,$AK50:$AP50,0)),-1,0)*_xlfn.IFS(ISNUMBER($AD50),$AD50,ISNUMBER($AE50),$AE50,ISNUMBER($AF50),$AF50,AND($AD50=0,$AE50=0,$AF50=0),1)","v":0},{"$f":"IF(ISNUMBER(MATCH(BL$11,$AG50:$AJ50,0)),1,0)*IF(ISNUMBER($AF50),(1-$AF50),1) + IF(ISNUMBER(MATCH(BL$11,$AK50:$AP50,0)),-1,0)*_xlfn.IFS(ISNUMBER($AD50),$AD50,ISNUMBER($AE50),$AE50,ISNUMBER($AF50),$AF50,AND($AD50=0,$AE50=0,$AF50=0),1)","v":0},{"$f":"IF(ISNUMBER(MATCH(BM$11,$AG50:$AJ50,0)),1,0)*IF(ISNUMBER($AF50),(1-$AF50),1) + IF(ISNUMBER(MATCH(BM$11,$AK50:$AP50,0)),-1,0)*_xlfn.IFS(ISNUMBER($AD50),$AD50,ISNUMBER($AE50),$AE50,ISNUMBER($AF50),$AF50,AND($AD50=0,$AE50=0,$AF50=0),1)","v":0},{"$f":"IF(ISNUMBER(MATCH(BN$11,$AG50:$AJ50,0)),1,0)*IF(ISNUMBER($AF50),(1-$AF50),1) + IF(ISNUMBER(MATCH(BN$11,$AK50:$AP50,0)),-1,0)*_xlfn.IFS(ISNUMBER($AD50),$AD50,ISNUMBER($AE50),$AE50,ISNUMBER($AF50),$AF50,AND($AD50=0,$AE50=0,$AF50=0),1)","v":0},{"$f":"IF(ISNUMBER(MATCH(BO$11,$AG50:$AJ50,0)),1,0)*IF(ISNUMBER($AF50),(1-$AF50),1) + IF(ISNUMBER(MATCH(BO$11,$AK50:$AP50,0)),-1,0)*_xlfn.IFS(ISNUMBER($AD50),$AD50,ISNUMBER($AE50),$AE50,ISNUMBER($AF50),$AF50,AND($AD50=0,$AE50=0,$AF50=0),1)","v":0},{"$f":"IF(ISNUMBER(MATCH(BP$11,$AG50:$AJ50,0)),1,0)*IF(ISNUMBER($AF50),(1-$AF50),1) + IF(ISNUMBER(MATCH(BP$11,$AK50:$AP50,0)),-1,0)*_xlfn.IFS(ISNUMBER($AD50),$AD50,ISNUMBER($AE50),$AE50,ISNUMBER($AF50),$AF50,AND($AD50=0,$AE50=0,$AF50=0),1)","v":0},{"$f":"IF(ISNUMBER(MATCH(BQ$11,$AG50:$AJ50,0)),1,0)*IF(ISNUMBER($AF50),(1-$AF50),1) + IF(ISNUMBER(MATCH(BQ$11,$AK50:$AP50,0)),-1,0)*_xlfn.IFS(ISNUMBER($AD50),$AD50,ISNUMBER($AE50),$AE50,ISNUMBER($AF50),$AF50,AND($AD50=0,$AE50=0,$AF50=0),1)","v":0},{"$f":"IF(ISNUMBER(MATCH(BR$11,$AG50:$AJ50,0)),1,0)*IF(ISNUMBER($AF50),(1-$AF50),1) + IF(ISNUMBER(MATCH(BR$11,$AK50:$AP50,0)),-1,0)*_xlfn.IFS(ISNUMBER($AD50),$AD50,ISNUMBER($AE50),$AE50,ISNUMBER($AF50),$AF50,AND($AD50=0,$AE50=0,$AF50=0),1)","v":0},{"$f":"IF(ISNUMBER(MATCH(BS$11,$AG50:$AJ50,0)),1,0)*IF(ISNUMBER($AF50),(1-$AF50),1) + IF(ISNUMBER(MATCH(BS$11,$AK50:$AP50,0)),-1,0)*_xlfn.IFS(ISNUMBER($AD50),$AD50,ISNUMBER($AE50),$AE50,ISNUMBER($AF50),$AF50,AND($AD50=0,$AE50=0,$AF50=0),1)","v":0},{"$f":"IF(ISNUMBER(MATCH(BT$11,$AG50:$AJ50,0)),1,0)*IF(ISNUMBER($AF50),(1-$AF50),1) + IF(ISNUMBER(MATCH(BT$11,$AK50:$AP50,0)),-1,0)*_xlfn.IFS(ISNUMBER($AD50),$AD50,ISNUMBER($AE50),$AE50,ISNUMBER($AF50),$AF50,AND($AD50=0,$AE50=0,$AF50=0),1)","v":1},{"$f":"IF(ISNUMBER(MATCH(BU$11,$AG50:$AJ50,0)),1,0)*IF(ISNUMBER($AF50),(1-$AF50),1) + IF(ISNUMBER(MATCH(BU$11,$AK50:$AP50,0)),-1,0)*_xlfn.IFS(ISNUMBER($AD50),$AD50,ISNUMBER($AE50),$AE50,ISNUMBER($AF50),$AF50,AND($AD50=0,$AE50=0,$AF50=0),1)","v":0},{"$f":"IF(ISNUMBER(MATCH(BV$11,$AG50:$AJ50,0)),1,0)*IF(ISNUMBER($AF50),(1-$AF50),1) + IF(ISNUMBER(MATCH(BV$11,$AK50:$AP50,0)),-1,0)*_xlfn.IFS(ISNUMBER($AD50),$AD50,ISNUMBER($AE50),$AE50,ISNUMBER($AF50),$AF50,AND($AD50=0,$AE50=0,$AF50=0),1)","v":0},{"$f":"IF(ISNUMBER(MATCH(BW$11,$AG50:$AJ50,0)),1,0)*IF(ISNUMBER($AF50),(1-$AF50),1) + IF(ISNUMBER(MATCH(BW$11,$AK50:$AP50,0)),-1,0)*_xlfn.IFS(ISNUMBER($AD50),$AD50,ISNUMBER($AE50),$AE50,ISNUMBER($AF50),$AF50,AND($AD50=0,$AE50=0,$AF50=0),1)","v":0},{"$f":"IF(ISNUMBER(MATCH(BX$11,$AG50:$AJ50,0)),1,0)*IF(ISNUMBER($AF50),(1-$AF50),1) + IF(ISNUMBER(MATCH(BX$11,$AK50:$AP50,0)),-1,0)*_xlfn.IFS(ISNUMBER($AD50),$AD50,ISNUMBER($AE50),$AE50,ISNUMBER($AF50),$AF50,AND($AD50=0,$AE50=0,$AF50=0),1)","v":0},{"$f":"IF(ISNUMBER(MATCH(BY$11,$AG50:$AJ50,0)),1,0)*IF(ISNUMBER($AF50),(1-$AF50),1) + IF(ISNUMBER(MATCH(BY$11,$AK50:$AP50,0)),-1,0)*_xlfn.IFS(ISNUMBER($AD50),$AD50,ISNUMBER($AE50),$AE50,ISNUMBER($AF50),$AF50,AND($AD50=0,$AE50=0,$AF50=0),1)","v":0},{"$f":"IF(ISNUMBER(MATCH(BZ$11,$AG50:$AJ50,0)),1,0)*IF(ISNUMBER($AF50),(1-$AF50),1) + IF(ISNUMBER(MATCH(BZ$11,$AK50:$AP50,0)),-1,0)*_xlfn.IFS(ISNUMBER($AD50),$AD50,ISNUMBER($AE50),$AE50,ISNUMBER($AF50),$AF50,AND($AD50=0,$AE50=0,$AF50=0),1)","v":0},{"$f":"IF(ISNUMBER(MATCH(CA$11,$AG50:$AJ50,0)),1,0)*IF(ISNUMBER($AF50),(1-$AF50),1) + IF(ISNUMBER(MATCH(CA$11,$AK50:$AP50,0)),-1,0)*_xlfn.IFS(ISNUMBER($AD50),$AD50,ISNUMBER($AE50),$AE50,ISNUMBER($AF50),$AF50,AND($AD50=0,$AE50=0,$AF50=0),1)","v":-1},{"$f":"IF(ISNUMBER(MATCH(CB$11,$AG50:$AJ50,0)),1,0)*IF(ISNUMBER($AF50),(1-$AF50),1) + IF(ISNUMBER(MATCH(CB$11,$AK50:$AP50,0)),-1,0)*_xlfn.IFS(ISNUMBER($AD50),$AD50,ISNUMBER($AE50),$AE50,ISNUMBER($AF50),$AF50,AND($AD50=0,$AE50=0,$AF50=0),1)","v":0},{"$f":"IF(ISNUMBER(MATCH(CC$11,$AG50:$AJ50,0)),1,0)*IF(ISNUMBER($AF50),(1-$AF50),1) + IF(ISNUMBER(MATCH(CC$11,$AK50:$AP50,0)),-1,0)*_xlfn.IFS(ISNUMBER($AD50),$AD50,ISNUMBER($AE50),$AE50,ISNUMBER($AF50),$AF50,AND($AD50=0,$AE50=0,$AF50=0),1)","v":0},{"$f":"IF(ISNUMBER(MATCH(CD$11,$AG50:$AJ50,0)),1,0)*IF(ISNUMBER($AF50),(1-$AF50),1) + IF(ISNUMBER(MATCH(CD$11,$AK50:$AP50,0)),-1,0)*_xlfn.IFS(ISNUMBER($AD50),$AD50,ISNUMBER($AE50),$AE50,ISNUMBER($AF50),$AF50,AND($AD50=0,$AE50=0,$AF50=0),1)","v":0},{"$f":"IF(ISNUMBER(MATCH(CE$11,$AG50:$AJ50,0)),1,0)*IF(ISNUMBER($AF50),(1-$AF50),1) + IF(ISNUMBER(MATCH(CE$11,$AK50:$AP50,0)),-1,0)*_xlfn.IFS(ISNUMBER($AD50),$AD50,ISNUMBER($AE50),$AE50,ISNUMBER($AF50),$AF50,AND($AD50=0,$AE50=0,$AF50=0),1)","v":0},{"$f":"IF(ISNUMBER(MATCH(CF$11,$AG50:$AJ50,0)),1,0)*IF(ISNUMBER($AF50),(1-$AF50),1) + IF(ISNUMBER(MATCH(CF$11,$AK50:$AP50,0)),-1,0)*_xlfn.IFS(ISNUMBER($AD50),$AD50,ISNUMBER($AE50),$AE50,ISNUMBER($AF50),$AF50,AND($AD50=0,$AE50=0,$AF50=0),1)","v":0},{"$f":"IF(ISNUMBER(MATCH(CG$11,$AG50:$AJ50,0)),1,0)*IF(ISNUMBER($AF50),(1-$AF50),1) + IF(ISNUMBER(MATCH(CG$11,$AK50:$AP50,0)),-1,0)*_xlfn.IFS(ISNUMBER($AD50),$AD50,ISNUMBER($AE50),$AE50,ISNUMBER($AF50),$AF50,AND($AD50=0,$AE50=0,$AF50=0),1)","v":0},{"$f":"IF(ISNUMBER(MATCH(CH$11,$AG50:$AJ50,0)),1,0)*IF(ISNUMBER($AF50),(1-$AF50),1) + IF(ISNUMBER(MATCH(CH$11,$AK50:$AP50,0)),-1,0)*_xlfn.IFS(ISNUMBER($AD50),$AD50,ISNUMBER($AE50),$AE50,ISNUMBER($AF50),$AF50,AND($AD50=0,$AE50=0,$AF50=0),1)","v":0},{"$f":"IF(ISNUMBER(MATCH(CI$11,$AG50:$AJ50,0)),1,0)*IF(ISNUMBER($AF50),(1-$AF50),1) + IF(ISNUMBER(MATCH(CI$11,$AK50:$AP50,0)),-1,0)*_xlfn.IFS(ISNUMBER($AD50),$AD50,ISNUMBER($AE50),$AE50,ISNUMBER($AF50),$AF50,AND($AD50=0,$AE50=0,$AF50=0),1)","v":0},{"$f":"IF(ISNUMBER(MATCH(CJ$11,$AG50:$AJ50,0)),1,0)*IF(ISNUMBER($AF50),(1-$AF50),1) + IF(ISNUMBER(MATCH(CJ$11,$AK50:$AP50,0)),-1,0)*_xlfn.IFS(ISNUMBER($AD50),$AD50,ISNUMBER($AE50),$AE50,ISNUMBER($AF50),$AF50,AND($AD50=0,$AE50=0,$AF50=0),1)","v":0},{"$f":"IF(ISNUMBER(MATCH(CK$11,$AG50:$AJ50,0)),1,0)*IF(ISNUMBER($AF50),(1-$AF50),1) + IF(ISNUMBER(MATCH(CK$11,$AK50:$AP50,0)),-1,0)*_xlfn.IFS(ISNUMBER($AD50),$AD50,ISNUMBER($AE50),$AE50,ISNUMBER($AF50),$AF50,AND($AD50=0,$AE50=0,$AF50=0),1)","v":0},{"$f":"IF(ISNUMBER(MATCH(CL$11,$AG50:$AJ50,0)),1,0)*IF(ISNUMBER($AF50),(1-$AF50),1) + IF(ISNUMBER(MATCH(CL$11,$AK50:$AP50,0)),-1,0)*_xlfn.IFS(ISNUMBER($AD50),$AD50,ISNUMBER($AE50),$AE50,ISNUMBER($AF50),$AF50,AND($AD50=0,$AE50=0,$AF50=0),1)","v":1},{"$f":"IF(ISNUMBER(MATCH(CM$11,$AG50:$AJ50,0)),1,0)*IF(ISNUMBER($AF50),(1-$AF50),1) + IF(ISNUMBER(MATCH(CM$11,$AK50:$AP50,0)),-1,0)*_xlfn.IFS(ISNUMBER($AD50),$AD50,ISNUMBER($AE50),$AE50,ISNUMBER($AF50),$AF50,AND($AD50=0,$AE50=0,$AF50=0),1)","v":0},{"$f":"IF(ISNUMBER(MATCH(CN$11,$AG50:$AJ50,0)),1,0)*IF(ISNUMBER($AF50),(1-$AF50),1) + IF(ISNUMBER(MATCH(CN$11,$AK50:$AP50,0)),-1,0)*_xlfn.IFS(ISNUMBER($AD50),$AD50,ISNUMBER($AE50),$AE50,ISNUMBER($AF50),$AF50,AND($AD50=0,$AE50=0,$AF50=0),1)","v":0},{"$f":"IF(ISNUMBER(MATCH(CO$11,$AG50:$AJ50,0)),1,0)*IF(ISNUMBER($AF50),(1-$AF50),1) + IF(ISNUMBER(MATCH(CO$11,$AK50:$AP50,0)),-1,0)*_xlfn.IFS(ISNUMBER($AD50),$AD50,ISNUMBER($AE50),$AE50,ISNUMBER($AF50),$AF50,AND($AD50=0,$AE50=0,$AF50=0),1)","v":0},{"$f":"IF(ISNUMBER(MATCH(CP$11,$AG50:$AJ50,0)),1,0)*IF(ISNUMBER($AF50),(1-$AF50),1) + IF(ISNUMBER(MATCH(CP$11,$AK50:$AP50,0)),-1,0)*_xlfn.IFS(ISNUMBER($AD50),$AD50,ISNUMBER($AE50),$AE50,ISNUMBER($AF50),$AF50,AND($AD50=0,$AE50=0,$AF50=0),1)","v":0},{"$f":"IF(ISNUMBER(MATCH(CQ$11,$AG50:$AJ50,0)),1,0)*IF(ISNUMBER($AF50),(1-$AF50),1) + IF(ISNUMBER(MATCH(CQ$11,$AK50:$AP50,0)),-1,0)*_xlfn.IFS(ISNUMBER($AD50),$AD50,ISNUMBER($AE50),$AE50,ISNUMBER($AF50),$AF50,AND($AD50=0,$AE50=0,$AF50=0),1)","v":0},{"$f":"IF(ISNUMBER(MATCH(CR$11,$AG50:$AJ50,0)),1,0)*IF(ISNUMBER($AF50),(1-$AF50),1) + IF(ISNUMBER(MATCH(CR$11,$AK50:$AP50,0)),-1,0)*_xlfn.IFS(ISNUMBER($AD50),$AD50,ISNUMBER($AE50),$AE50,ISNUMBER($AF50),$AF50,AND($AD50=0,$AE50=0,$AF50=0),1)","v":0},{"$f":"IF(ISNUMBER(MATCH(CS$11,$AG50:$AJ50,0)),1,0)*IF(ISNUMBER($AF50),(1-$AF50),1) + IF(ISNUMBER(MATCH(CS$11,$AK50:$AP50,0)),-1,0)*_xlfn.IFS(ISNUMBER($AD50),$AD50,ISNUMBER($AE50),$AE50,ISNUMBER($AF50),$AF50,AND($AD50=0,$AE50=0,$AF50=0),1)","v":0},{"$f":"IF(ISNUMBER(MATCH(CT$11,$AG50:$AJ50,0)),1,0)*IF(ISNUMBER($AF50),(1-$AF50),1) + IF(ISNUMBER(MATCH(CT$11,$AK50:$AP50,0)),-1,0)*_xlfn.IFS(ISNUMBER($AD50),$AD50,ISNUMBER($AE50),$AE50,ISNUMBER($AF50),$AF50,AND($AD50=0,$AE50=0,$AF50=0),1)","v":0},{"$f":"IF(ISNUMBER(MATCH(CU$11,$AG50:$AJ50,0)),1,0)*IF(ISNUMBER($AF50),(1-$AF50),1) + IF(ISNUMBER(MATCH(CU$11,$AK50:$AP50,0)),-1,0)*_xlfn.IFS(ISNUMBER($AD50),$AD50,ISNUMBER($AE50),$AE50,ISNUMBER($AF50),$AF50,AND($AD50=0,$AE50=0,$AF50=0),1)","v":0},{"$f":"IF(ISNUMBER(MATCH(CV$11,$AG50:$AJ50,0)),1,0)*IF(ISNUMBER($AF50),(1-$AF50),1) + IF(ISNUMBER(MATCH(CV$11,$AK50:$AP50,0)),-1,0)*_xlfn.IFS(ISNUMBER($AD50),$AD50,ISNUMBER($AE50),$AE50,ISNUMBER($AF50),$AF50,AND($AD50=0,$AE50=0,$AF50=0),1)","v":0},{"$f":"IF(ISNUMBER(MATCH(CW$11,$AG50:$AJ50,0)),1,0)*IF(ISNUMBER($AF50),(1-$AF50),1) + IF(ISNUMBER(MATCH(CW$11,$AK50:$AP50,0)),-1,0)*_xlfn.IFS(ISNUMBER($AD50),$AD50,ISNUMBER($AE50),$AE50,ISNUMBER($AF50),$AF50,AND($AD50=0,$AE50=0,$AF50=0),1)","v":0},{"$f":"IF(ISNUMBER(MATCH(CX$11,$AG50:$AJ50,0)),1,0)*IF(ISNUMBER($AF50),(1-$AF50),1) + IF(ISNUMBER(MATCH(CX$11,$AK50:$AP50,0)),-1,0)*_xlfn.IFS(ISNUMBER($AD50),$AD50,ISNUMBER($AE50),$AE50,ISNUMBER($AF50),$AF50,AND($AD50=0,$AE50=0,$AF50=0),1)","v":0},{"$f":"IF(ISNUMBER(MATCH(CY$11,$AG50:$AJ50,0)),1,0)*IF(ISNUMBER($AF50),(1-$AF50),1) + IF(ISNUMBER(MATCH(CY$11,$AK50:$AP50,0)),-1,0)*_xlfn.IFS(ISNUMBER($AD50),$AD50,ISNUMBER($AE50),$AE50,ISNUMBER($AF50),$AF50,AND($AD50=0,$AE50=0,$AF50=0),1)","v":0},{"$f":"IF(ISNUMBER(MATCH(CZ$11,$AG50:$AJ50,0)),1,0)*IF(ISNUMBER($AF50),(1-$AF50),1) + IF(ISNUMBER(MATCH(CZ$11,$AK50:$AP50,0)),-1,0)*_xlfn.IFS(ISNUMBER($AD50),$AD50,ISNUMBER($AE50),$AE50,ISNUMBER($AF50),$AF50,AND($AD50=0,$AE50=0,$AF50=0),1)","v":0},{"$f":"IF(ISNUMBER(MATCH(DA$11,$AG50:$AJ50,0)),1,0)*IF(ISNUMBER($AF50),(1-$AF50),1) + IF(ISNUMBER(MATCH(DA$11,$AK50:$AP50,0)),-1,0)*_xlfn.IFS(ISNUMBER($AD50),$AD50,ISNUMBER($AE50),$AE50,ISNUMBER($AF50),$AF50,AND($AD50=0,$AE50=0,$AF50=0),1)","v":0},{"$f":"IF(ISNUMBER(MATCH(DB$11,$AG50:$AJ50,0)),1,0)*IF(ISNUMBER($AF50),(1-$AF50),1) + IF(ISNUMBER(MATCH(DB$11,$AK50:$AP50,0)),-1,0)*_xlfn.IFS(ISNUMBER($AD50),$AD50,ISNUMBER($AE50),$AE50,ISNUMBER($AF50),$AF50,AND($AD50=0,$AE50=0,$AF50=0),1)","v":0},{"$f":"IF(ISNUMBER(MATCH(DC$11,$AG50:$AJ50,0)),1,0)*IF(ISNUMBER($AF50),(1-$AF50),1) + IF(ISNUMBER(MATCH(DC$11,$AK50:$AP50,0)),-1,0)*_xlfn.IFS(ISNUMBER($AD50),$AD50,ISNUMBER($AE50),$AE50,ISNUMBER($AF50),$AF50,AND($AD50=0,$AE50=0,$AF50=0),1)","v":0},{"$f":"IF(ISNUMBER(MATCH(DD$11,$AG50:$AJ50,0)),1,0)*IF(ISNUMBER($AF50),(1-$AF50),1) + IF(ISNUMBER(MATCH(DD$11,$AK50:$AP50,0)),-1,0)*_xlfn.IFS(ISNUMBER($AD50),$AD50,ISNUMBER($AE50),$AE50,ISNUMBER($AF50),$AF50,AND($AD50=0,$AE50=0,$AF50=0),1)","v":0},{"$f":"IF(ISNUMBER(MATCH(DE$11,$AG50:$AJ50,0)),1,0)*IF(ISNUMBER($AF50),(1-$AF50),1) + IF(ISNUMBER(MATCH(DE$11,$AK50:$AP50,0)),-1,0)*_xlfn.IFS(ISNUMBER($AD50),$AD50,ISNUMBER($AE50),$AE50,ISNUMBER($AF50),$AF50,AND($AD50=0,$AE50=0,$AF50=0),1)","v":0},null,0,null,null,null,null,null,null,null,null,null,null,null,-15,{"$error":"#N/A"},{"$error":"#N/A"},0,0,0,0,0,0,0,0,0,25,0,0,17,41,0,65,49,117,168,0,0]
[null,"Area",{"$f":"SUM(J7:N7)","v":{"$error":"#N/A"}},{"$f":"SUM(O7:Q7)","v":{"$error":"#N/A"}},{"$f":"SUM(J47:M47)","v":{"$error":"#N/A"}},{"$f":"SUM(J86:Q86)","v":{"$error":"#N/A"}},null,null,null,null,null,null,null,null,null,null,null,null,"q_drms-hru,ht",0,{"$error":"#N/A"},null,null,null,null,null,null,"Conservation",null,null,null,null,"q_drms_dr4-hru,ht",null,null,null,"q_dr4_cls,l",null,null,null,null,null,null,{"$f":"IF(ISNUMBER(MATCH(AR$11,$AG51:$AJ51,0)),1,0)*IF(ISNUMBER($AF51),(1-$AF51),1) + IF(ISNUMBER(MATCH(AR$11,$AK51:$AP51,0)),-1,0)*_xlfn.IFS(ISNUMBER($AD51),$AD51,ISNUMBER($AE51),$AE51,ISNUMBER($AF51),$AF51,AND($AD51=0,$AE51=0,$AF51=0),1)","v":0},{"$f":"IF(ISNUMBER(MATCH(AS$11,$AG51:$AJ51,0)),1,0)*IF(ISNUMBER($AF51),(1-$AF51),1) + IF(ISNUMBER(MATCH(AS$11,$AK51:$AP51,0)),-1,0)*_xlfn.IFS(ISNUMBER($AD51),$AD51,ISNUMBER($AE51),$AE51,ISNUMBER($AF51),$AF51,AND($AD51=0,$AE51=0,$AF51=0),1)","v":0},{"$f":"IF(ISNUMBER(MATCH(AT$11,$AG51:$AJ51,0)),1,0)*IF(ISNUMBER($AF51),(1-$AF51),1) + IF(ISNUMBER(MATCH(AT$11,$AK51:$AP51,0)),-1,0)*_xlfn.IFS(ISNUMBER($AD51),$AD51,ISNUMBER($AE51),$AE51,ISNUMBER($AF51),$AF51,AND($AD51=0,$AE51=0,$AF51=0),1)","v":0},{"$f":"IF(ISNUMBER(MATCH(AU$11,$AG51:$AJ51,0)),1,0)*IF(ISNUMBER($AF51),(1-$AF51),1) + IF(ISNUMBER(MATCH(AU$11,$AK51:$AP51,0)),-1,0)*_xlfn.IFS(ISNUMBER($AD51),$AD51,ISNUMBER($AE51),$AE51,ISNUMBER($AF51),$AF51,AND($AD51=0,$AE51=0,$AF51=0),1)","v":0},{"$f":"IF(ISNUMBER(MATCH(AV$11,$AG51:$AJ51,0)),1,0)*IF(ISNUMBER($AF51),(1-$AF51),1) + IF(ISNUMBER(MATCH(AV$11,$AK51:$AP51,0)),-1,0)*_xlfn.IFS(ISNUMBER($AD51),$AD51,ISNUMBER($AE51),$AE51,ISNUMBER($AF51),$AF51,AND($AD51=0,$AE51=0,$AF51=0),1)","v":0},{"$f":"IF(ISNUMBER(MATCH(AW$11,$AG51:$AJ51,0)),1,0)*IF(ISNUMBER($AF51),(1-$AF51),1) + IF(ISNUMBER(MATCH(AW$11,$AK51:$AP51,0)),-1,0)*_xlfn.IFS(ISNUMBER($AD51),$AD51,ISNUMBER($AE51),$AE51,ISNUMBER($AF51),$AF51,AND($AD51=0,$AE51=0,$AF51=0),1)","v":0},{"$f":"IF(ISNUMBER(MATCH(AX$11,$AG51:$AJ51,0)),1,0)*IF(ISNUMBER($AF51),(1-$AF51),1) + IF(ISNUMBER(MATCH(AX$11,$AK51:$AP51,0)),-1,0)*_xlfn.IFS(ISNUMBER($AD51),$AD51,ISNUMBER($AE51),$AE51,ISNUMBER($AF51),$AF51,AND($AD51=0,$AE51=0,$AF51=0),1)","v":0},{"$f":"IF(ISNUMBER(MATCH(AY$11,$AG51:$AJ51,0)),1,0)*IF(ISNUMBER($AF51),(1-$AF51),1) + IF(ISNUMBER(MATCH(AY$11,$AK51:$AP51,0)),-1,0)*_xlfn.IFS(ISNUMBER($AD51),$AD51,ISNUMBER($AE51),$AE51,ISNUMBER($AF51),$AF51,AND($AD51=0,$AE51=0,$AF51=0),1)","v":0},{"$f":"IF(ISNUMBER(MATCH(AZ$11,$AG51:$AJ51,0)),1,0)*IF(ISNUMBER($AF51),(1-$AF51),1) + IF(ISNUMBER(MATCH(AZ$11,$AK51:$AP51,0)),-1,0)*_xlfn.IFS(ISNUMBER($AD51),$AD51,ISNUMBER($AE51),$AE51,ISNUMBER($AF51),$AF51,AND($AD51=0,$AE51=0,$AF51=0),1)","v":0},{"$f":"IF(ISNUMBER(MATCH(BA$11,$AG51:$AJ51,0)),1,0)*IF(ISNUMBER($AF51),(1-$AF51),1) + IF(ISNUMBER(MATCH(BA$11,$AK51:$AP51,0)),-1,0)*_xlfn.IFS(ISNUMBER($AD51),$AD51,ISNUMBER($AE51),$AE51,ISNUMBER($AF51),$AF51,AND($AD51=0,$AE51=0,$AF51=0),1)","v":0},{"$f":"IF(ISNUMBER(MATCH(BB$11,$AG51:$AJ51,0)),1,0)*IF(ISNUMBER($AF51),(1-$AF51),1) + IF(ISNUMBER(MATCH(BB$11,$AK51:$AP51,0)),-1,0)*_xlfn.IFS(ISNUMBER($AD51),$AD51,ISNUMBER($AE51),$AE51,ISNUMBER($AF51),$AF51,AND($AD51=0,$AE51=0,$AF51=0),1)","v":0},{"$f":"IF(ISNUMBER(MATCH(BC$11,$AG51:$AJ51,0)),1,0)*IF(ISNUMBER($AF51),(1-$AF51),1) + IF(ISNUMBER(MATCH(BC$11,$AK51:$AP51,0)),-1,0)*_xlfn.IFS(ISNUMBER($AD51),$AD51,ISNUMBER($AE51),$AE51,ISNUMBER($AF51),$AF51,AND($AD51=0,$AE51=0,$AF51=0),1)","v":0},{"$f":"IF(ISNUMBER(MATCH(BD$11,$AG51:$AJ51,0)),1,0)*IF(ISNUMBER($AF51),(1-$AF51),1) + IF(ISNUMBER(MATCH(BD$11,$AK51:$AP51,0)),-1,0)*_xlfn.IFS(ISNUMBER($AD51),$AD51,ISNUMBER($AE51),$AE51,ISNUMBER($AF51),$AF51,AND($AD51=0,$AE51=0,$AF51=0),1)","v":0},{"$f":"IF(ISNUMBER(MATCH(BE$11,$AG51:$AJ51,0)),1,0)*IF(ISNUMBER($AF51),(1-$AF51),1) + IF(ISNUMBER(MATCH(BE$11,$AK51:$AP51,0)),-1,0)*_xlfn.IFS(ISNUMBER($AD51),$AD51,ISNUMBER($AE51),$AE51,ISNUMBER($AF51),$AF51,AND($AD51=0,$AE51=0,$AF51=0),1)","v":0},{"$f":"IF(ISNUMBER(MATCH(BF$11,$AG51:$AJ51,0)),1,0)*IF(ISNUMBER($AF51),(1-$AF51),1) + IF(ISNUMBER(MATCH(BF$11,$AK51:$AP51,0)),-1,0)*_xlfn.IFS(ISNUMBER($AD51),$AD51,ISNUMBER($AE51),$AE51,ISNUMBER($AF51),$AF51,AND($AD51=0,$AE51=0,$AF51=0),1)","v":0},{"$f":"IF(ISNUMBER(MATCH(BG$11,$AG51:$AJ51,0)),1,0)*IF(ISNUMBER($AF51),(1-$AF51),1) + IF(ISNUMBER(MATCH(BG$11,$AK51:$AP51,0)),-1,0)*_xlfn.IFS(ISNUMBER($AD51),$AD51,ISNUMBER($AE51),$AE51,ISNUMBER($AF51),$AF51,AND($AD51=0,$AE51=0,$AF51=0),1)","v":0},{"$f":"IF(ISNUMBER(MATCH(BH$11,$AG51:$AJ51,0)),1,0)*IF(ISNUMBER($AF51),(1-$AF51),1) + IF(ISNUMBER(MATCH(BH$11,$AK51:$AP51,0)),-1,0)*_xlfn.IFS(ISNUMBER($AD51),$AD51,ISNUMBER($AE51),$AE51,ISNUMBER($AF51),$AF51,AND($AD51=0,$AE51=0,$AF51=0),1)","v":0},{"$f":"IF(ISNUMBER(MATCH(BI$11,$AG51:$AJ51,0)),1,0)*IF(ISNUMBER($AF51),(1-$AF51),1) + IF(ISNUMBER(MATCH(BI$11,$AK51:$AP51,0)),-1,0)*_xlfn.IFS(ISNUMBER($AD51),$AD51,ISNUMBER($AE51),$AE51,ISNUMBER($AF51),$AF51,AND($AD51=0,$AE51=0,$AF51=0),1)","v":0},{"$f":"IF(ISNUMBER(MATCH(BJ$11,$AG51:$AJ51,0)),1,0)*IF(ISNUMBER($AF51),(1-$AF51),1) + IF(ISNUMBER(MATCH(BJ$11,$AK51:$AP51,0)),-1,0)*_xlfn.IFS(ISNUMBER($AD51),$AD51,ISNUMBER($AE51),$AE51,ISNUMBER($AF51),$AF51,AND($AD51=0,$AE51=0,$AF51=0),1)","v":0},{"$f":"IF(ISNUMBER(MATCH(BK$11,$AG51:$AJ51,0)),1,0)*IF(ISNUMBER($AF51),(1-$AF51),1) + IF(ISNUMBER(MATCH(BK$11,$AK51:$AP51,0)),-1,0)*_xlfn.IFS(ISNUMBER($AD51),$AD51,ISNUMBER($AE51),$AE51,ISNUMBER($AF51),$AF51,AND($AD51=0,$AE51=0,$AF51=0),1)","v":0},{"$f":"IF(ISNUMBER(MATCH(BL$11,$AG51:$AJ51,0)),1,0)*IF(ISNUMBER($AF51),(1-$AF51),1) + IF(ISNUMBER(MATCH(BL$11,$AK51:$AP51,0)),-1,0)*_xlfn.IFS(ISNUMBER($AD51),$AD51,ISNUMBER($AE51),$AE51,ISNUMBER($AF51),$AF51,AND($AD51=0,$AE51=0,$AF51=0),1)","v":0},{"$f":"IF(ISNUMBER(MATCH(BM$11,$AG51:$AJ51,0)),1,0)*IF(ISNUMBER($AF51),(1-$AF51),1) + IF(ISNUMBER(MATCH(BM$11,$AK51:$AP51,0)),-1,0)*_xlfn.IFS(ISNUMBER($AD51),$AD51,ISNUMBER($AE51),$AE51,ISNUMBER($AF51),$AF51,AND($AD51=0,$AE51=0,$AF51=0),1)","v":0},{"$f":"IF(ISNUMBER(MATCH(BN$11,$AG51:$AJ51,0)),1,0)*IF(ISNUMBER($AF51),(1-$AF51),1) + IF(ISNUMBER(MATCH(BN$11,$AK51:$AP51,0)),-1,0)*_xlfn.IFS(ISNUMBER($AD51),$AD51,ISNUMBER($AE51),$AE51,ISNUMBER($AF51),$AF51,AND($AD51=0,$AE51=0,$AF51=0),1)","v":0},{"$f":"IF(ISNUMBER(MATCH(BO$11,$AG51:$AJ51,0)),1,0)*IF(ISNUMBER($AF51),(1-$AF51),1) + IF(ISNUMBER(MATCH(BO$11,$AK51:$AP51,0)),-1,0)*_xlfn.IFS(ISNUMBER($AD51),$AD51,ISNUMBER($AE51),$AE51,ISNUMBER($AF51),$AF51,AND($AD51=0,$AE51=0,$AF51=0),1)","v":0},{"$f":"IF(ISNUMBER(MATCH(BP$11,$AG51:$AJ51,0)),1,0)*IF(ISNUMBER($AF51),(1-$AF51),1) + IF(ISNUMBER(MATCH(BP$11,$AK51:$AP51,0)),-1,0)*_xlfn.IFS(ISNUMBER($AD51),$AD51,ISNUMBER($AE51),$AE51,ISNUMBER($AF51),$AF51,AND($AD51=0,$AE51=0,$AF51=0),1)","v":0},{"$f":"IF(ISNUMBER(MATCH(BQ$11,$AG51:$AJ51,0)),1,0)*IF(ISNUMBER($AF51),(1-$AF51),1) + IF(ISNUMBER(MATCH(BQ$11,$AK51:$AP51,0)),-1,0)*_xlfn.IFS(ISNUMBER($AD51),$AD51,ISNUMBER($AE51),$AE51,ISNUMBER($AF51),$AF51,AND($AD51=0,$AE51=0,$AF51=0),1)","v":0},{"$f":"IF(ISNUMBER(MATCH(BR$11,$AG51:$AJ51,0)),1,0)*IF(ISNUMBER($AF51),(1-$AF51),1) + IF(ISNUMBER(MATCH(BR$11,$AK51:$AP51,0)),-1,0)*_xlfn.IFS(ISNUMBER($AD51),$AD51,ISNUMBER($AE51),$AE51,ISNUMBER($AF51),$AF51,AND($AD51=0,$AE51=0,$AF51=0),1)","v":0},{"$f":"IF(ISNUMBER(MATCH(BS$11,$AG51:$AJ51,0)),1,0)*IF(ISNUMBER($AF51),(1-$AF51),1) + IF(ISNUMBER(MATCH(BS$11,$AK51:$AP51,0)),-1,0)*_xlfn.IFS(ISNUMBER($AD51),$AD51,ISNUMBER($AE51),$AE51,ISNUMBER($AF51),$AF51,AND($AD51=0,$AE51=0,$AF51=0),1)","v":0},{"$f":"IF(ISNUMBER(MATCH(BT$11,$AG51:$AJ51,0)),1,0)*IF(ISNUMBER($AF51),(1-$AF51),1) + IF(ISNUMBER(MATCH(BT$11,$AK51:$AP51,0)),-1,0)*_xlfn.IFS(ISNUMBER($AD51),$AD51,ISNUMBER($AE51),$AE51,ISNUMBER($AF51),$AF51,AND($AD51=0,$AE51=0,$AF51=0),1)","v":0},{"$f":"IF(ISNUMBER(MATCH(BU$11,$AG51:$AJ51,0)),1,0)*IF(ISNUMBER($AF51),(1-$AF51),1) + IF(ISNUMBER(MATCH(BU$11,$AK51:$AP51,0)),-1,0)*_xlfn.IFS(ISNUMBER($AD51),$AD51,ISNUMBER($AE51),$AE51,ISNUMBER($AF51),$AF51,AND($AD51=0,$AE51=0,$AF51=0),1)","v":0},{"$f":"IF(ISNUMBER(MATCH(BV$11,$AG51:$AJ51,0)),1,0)*IF(ISNUMBER($AF51),(1-$AF51),1) + IF(ISNUMBER(MATCH(BV$11,$AK51:$AP51,0)),-1,0)*_xlfn.IFS(ISNUMBER($AD51),$AD51,ISNUMBER($AE51),$AE51,ISNUMBER($AF51),$AF51,AND($AD51=0,$AE51=0,$AF51=0),1)","v":0},{"$f":"IF(ISNUMBER(MATCH(BW$11,$AG51:$AJ51,0)),1,0)*IF(ISNUMBER($AF51),(1-$AF51),1) + IF(ISNUMBER(MATCH(BW$11,$AK51:$AP51,0)),-1,0)*_xlfn.IFS(ISNUMBER($AD51),$AD51,ISNUMBER($AE51),$AE51,ISNUMBER($AF51),$AF51,AND($AD51=0,$AE51=0,$AF51=0),1)","v":0},{"$f":"IF(ISNUMBER(MATCH(BX$11,$AG51:$AJ51,0)),1,0)*IF(ISNUMBER($AF51),(1-$AF51),1) + IF(ISNUMBER(MATCH(BX$11,$AK51:$AP51,0)),-1,0)*_xlfn.IFS(ISNUMBER($AD51),$AD51,ISNUMBER($AE51),$AE51,ISNUMBER($AF51),$AF51,AND($AD51=0,$AE51=0,$AF51=0),1)","v":0},{"$f":"IF(ISNUMBER(MATCH(BY$11,$AG51:$AJ51,0)),1,0)*IF(ISNUMBER($AF51),(1-$AF51),1) + IF(ISNUMBER(MATCH(BY$11,$AK51:$AP51,0)),-1,0)*_xlfn.IFS(ISNUMBER($AD51),$AD51,ISNUMBER($AE51),$AE51,ISNUMBER($AF51),$AF51,AND($AD51=0,$AE51=0,$AF51=0),1)","v":0},{"$f":"IF(ISNUMBER(MATCH(BZ$11,$AG51:$AJ51,0)),1,0)*IF(ISNUMBER($AF51),(1-$AF51),1) + IF(ISNUMBER(MATCH(BZ$11,$AK51:$AP51,0)),-1,0)*_xlfn.IFS(ISNUMBER($AD51),$AD51,ISNUMBER($AE51),$AE51,ISNUMBER($AF51),$AF51,AND($AD51=0,$AE51=0,$AF51=0),1)","v":0},{"$f":"IF(ISNUMBER(MATCH(CA$11,$AG51:$AJ51,0)),1,0)*IF(ISNUMBER($AF51),(1-$AF51),1) + IF(ISNUMBER(MATCH(CA$11,$AK51:$AP51,0)),-1,0)*_xlfn.IFS(ISNUMBER($AD51),$AD51,ISNUMBER($AE51),$AE51,ISNUMBER($AF51),$AF51,AND($AD51=0,$AE51=0,$AF51=0),1)","v":0},{"$f":"IF(ISNUMBER(MATCH(CB$11,$AG51:$AJ51,0)),1,0)*IF(ISNUMBER($AF51),(1-$AF51),1) + IF(ISNUMBER(MATCH(CB$11,$AK51:$AP51,0)),-1,0)*_xlfn.IFS(ISNUMBER($AD51),$AD51,ISNUMBER($AE51),$AE51,ISNUMBER($AF51),$AF51,AND($AD51=0,$AE51=0,$AF51=0),1)","v":1},{"$f":"IF(ISNUMBER(MATCH(CC$11,$AG51:$AJ51,0)),1,0)*IF(ISNUMBER($AF51),(1-$AF51),1) + IF(ISNUMBER(MATCH(CC$11,$AK51:$AP51,0)),-1,0)*_xlfn.IFS(ISNUMBER($AD51),$AD51,ISNUMBER($AE51),$AE51,ISNUMBER($AF51),$AF51,AND($AD51=0,$AE51=0,$AF51=0),1)","v":0},{"$f":"IF(ISNUMBER(MATCH(CD$11,$AG51:$AJ51,0)),1,0)*IF(ISNUMBER($AF51),(1-$AF51),1) + IF(ISNUMBER(MATCH(CD$11,$AK51:$AP51,0)),-1,0)*_xlfn.IFS(ISNUMBER($AD51),$AD51,ISNUMBER($AE51),$AE51,ISNUMBER($AF51),$AF51,AND($AD51=0,$AE51=0,$AF51=0),1)","v":0},{"$f":"IF(ISNUMBER(MATCH(CE$11,$AG51:$AJ51,0)),1,0)*IF(ISNUMBER($AF51),(1-$AF51),1) + IF(ISNUMBER(MATCH(CE$11,$AK51:$AP51,0)),-1,0)*_xlfn.IFS(ISNUMBER($AD51),$AD51,ISNUMBER($AE51),$AE51,ISNUMBER($AF51),$AF51,AND($AD51=0,$AE51=0,$AF51=0),1)","v":0},{"$f":"IF(ISNUMBER(MATCH(CF$11,$AG51:$AJ51,0)),1,0)*IF(ISNUMBER($AF51),(1-$AF51),1) + IF(ISNUMBER(MATCH(CF$11,$AK51:$AP51,0)),-1,0)*_xlfn.IFS(ISNUMBER($AD51),$AD51,ISNUMBER($AE51),$AE51,ISNUMBER($AF51),$AF51,AND($AD51=0,$AE51=0,$AF51=0),1)","v":0},{"$f":"IF(ISNUMBER(MATCH(CG$11,$AG51:$AJ51,0)),1,0)*IF(ISNUMBER($AF51),(1-$AF51),1) + IF(ISNUMBER(MATCH(CG$11,$AK51:$AP51,0)),-1,0)*_xlfn.IFS(ISNUMBER($AD51),$AD51,ISNUMBER($AE51),$AE51,ISNUMBER($AF51),$AF51,AND($AD51=0,$AE51=0,$AF51=0),1)","v":0},{"$f":"IF(ISNUMBER(MATCH(CH$11,$AG51:$AJ51,0)),1,0)*IF(ISNUMBER($AF51),(1-$AF51),1) + IF(ISNUMBER(MATCH(CH$11,$AK51:$AP51,0)),-1,0)*_xlfn.IFS(ISNUMBER($AD51),$AD51,ISNUMBER($AE51),$AE51,ISNUMBER($AF51),$AF51,AND($AD51=0,$AE51=0,$AF51=0),1)","v":0},{"$f":"IF(ISNUMBER(MATCH(CI$11,$AG51:$AJ51,0)),1,0)*IF(ISNUMBER($AF51),(1-$AF51),1) + IF(ISNUMBER(MATCH(CI$11,$AK51:$AP51,0)),-1,0)*_xlfn.IFS(ISNUMBER($AD51),$AD51,ISNUMBER($AE51),$AE51,ISNUMBER($AF51),$AF51,AND($AD51=0,$AE51=0,$AF51=0),1)","v":0},{"$f":"IF(ISNUMBER(MATCH(CJ$11,$AG51:$AJ51,0)),1,0)*IF(ISNUMBER($AF51),(1-$AF51),1) + IF(ISNUMBER(MATCH(CJ$11,$AK51:$AP51,0)),-1,0)*_xlfn.IFS(ISNUMBER($AD51),$AD51,ISNUMBER($AE51),$AE51,ISNUMBER($AF51),$AF51,AND($AD51=0,$AE51=0,$AF51=0),1)","v":0},{"$f":"IF(ISNUMBER(MATCH(CK$11,$AG51:$AJ51,0)),1,0)*IF(ISNUMBER($AF51),(1-$AF51),1) + IF(ISNUMBER(MATCH(CK$11,$AK51:$AP51,0)),-1,0)*_xlfn.IFS(ISNUMBER($AD51),$AD51,ISNUMBER($AE51),$AE51,ISNUMBER($AF51),$AF51,AND($AD51=0,$AE51=0,$AF51=0),1)","v":0},{"$f":"IF(ISNUMBER(MATCH(CL$11,$AG51:$AJ51,0)),1,0)*IF(ISNUMBER($AF51),(1-$AF51),1) + IF(ISNUMBER(MATCH(CL$11,$AK51:$AP51,0)),-1,0)*_xlfn.IFS(ISNUMBER($AD51),$AD51,ISNUMBER($AE51),$AE51,ISNUMBER($AF51),$AF51,AND($AD51=0,$AE51=0,$AF51=0),1)","v":0},{"$f":"IF(ISNUMBER(MATCH(CM$11,$AG51:$AJ51,0)),1,0)*IF(ISNUMBER($AF51),(1-$AF51),1) + IF(ISNUMBER(MATCH(CM$11,$AK51:$AP51,0)),-1,0)*_xlfn.IFS(ISNUMBER($AD51),$AD51,ISNUMBER($AE51),$AE51,ISNUMBER($AF51),$AF51,AND($AD51=0,$AE51=0,$AF51=0),1)","v":-1},{"$f":"IF(ISNUMBER(MATCH(CN$11,$AG51:$AJ51,0)),1,0)*IF(ISNUMBER($AF51),(1-$AF51),1) + IF(ISNUMBER(MATCH(CN$11,$AK51:$AP51,0)),-1,0)*_xlfn.IFS(ISNUMBER($AD51),$AD51,ISNUMBER($AE51),$AE51,ISNUMBER($AF51),$AF51,AND($AD51=0,$AE51=0,$AF51=0),1)","v":0},{"$f":"IF(ISNUMBER(MATCH(CO$11,$AG51:$AJ51,0)),1,0)*IF(ISNUMBER($AF51),(1-$AF51),1) + IF(ISNUMBER(MATCH(CO$11,$AK51:$AP51,0)),-1,0)*_xlfn.IFS(ISNUMBER($AD51),$AD51,ISNUMBER($AE51),$AE51,ISNUMBER($AF51),$AF51,AND($AD51=0,$AE51=0,$AF51=0),1)","v":0},{"$f":"IF(ISNUMBER(MATCH(CP$11,$AG51:$AJ51,0)),1,0)*IF(ISNUMBER($AF51),(1-$AF51),1) + IF(ISNUMBER(MATCH(CP$11,$AK51:$AP51,0)),-1,0)*_xlfn.IFS(ISNUMBER($AD51),$AD51,ISNUMBER($AE51),$AE51,ISNUMBER($AF51),$AF51,AND($AD51=0,$AE51=0,$AF51=0),1)","v":0},{"$f":"IF(ISNUMBER(MATCH(CQ$11,$AG51:$AJ51,0)),1,0)*IF(ISNUMBER($AF51),(1-$AF51),1) + IF(ISNUMBER(MATCH(CQ$11,$AK51:$AP51,0)),-1,0)*_xlfn.IFS(ISNUMBER($AD51),$AD51,ISNUMBER($AE51),$AE51,ISNUMBER($AF51),$AF51,AND($AD51=0,$AE51=0,$AF51=0),1)","v":0},{"$f":"IF(ISNUMBER(MATCH(CR$11,$AG51:$AJ51,0)),1,0)*IF(ISNUMBER($AF51),(1-$AF51),1) + IF(ISNUMBER(MATCH(CR$11,$AK51:$AP51,0)),-1,0)*_xlfn.IFS(ISNUMBER($AD51),$AD51,ISNUMBER($AE51),$AE51,ISNUMBER($AF51),$AF51,AND($AD51=0,$AE51=0,$AF51=0),1)","v":0},{"$f":"IF(ISNUMBER(MATCH(CS$11,$AG51:$AJ51,0)),1,0)*IF(ISNUMBER($AF51),(1-$AF51),1) + IF(ISNUMBER(MATCH(CS$11,$AK51:$AP51,0)),-1,0)*_xlfn.IFS(ISNUMBER($AD51),$AD51,ISNUMBER($AE51),$AE51,ISNUMBER($AF51),$AF51,AND($AD51=0,$AE51=0,$AF51=0),1)","v":0},{"$f":"IF(ISNUMBER(MATCH(CT$11,$AG51:$AJ51,0)),1,0)*IF(ISNUMBER($AF51),(1-$AF51),1) + IF(ISNUMBER(MATCH(CT$11,$AK51:$AP51,0)),-1,0)*_xlfn.IFS(ISNUMBER($AD51),$AD51,ISNUMBER($AE51),$AE51,ISNUMBER($AF51),$AF51,AND($AD51=0,$AE51=0,$AF51=0),1)","v":0},{"$f":"IF(ISNUMBER(MATCH(CU$11,$AG51:$AJ51,0)),1,0)*IF(ISNUMBER($AF51),(1-$AF51),1) + IF(ISNUMBER(MATCH(CU$11,$AK51:$AP51,0)),-1,0)*_xlfn.IFS(ISNUMBER($AD51),$AD51,ISNUMBER($AE51),$AE51,ISNUMBER($AF51),$AF51,AND($AD51=0,$AE51=0,$AF51=0),1)","v":0},{"$f":"IF(ISNUMBER(MATCH(CV$11,$AG51:$AJ51,0)),1,0)*IF(ISNUMBER($AF51),(1-$AF51),1) + IF(ISNUMBER(MATCH(CV$11,$AK51:$AP51,0)),-1,0)*_xlfn.IFS(ISNUMBER($AD51),$AD51,ISNUMBER($AE51),$AE51,ISNUMBER($AF51),$AF51,AND($AD51=0,$AE51=0,$AF51=0),1)","v":0},{"$f":"IF(ISNUMBER(MATCH(CW$11,$AG51:$AJ51,0)),1,0)*IF(ISNUMBER($AF51),(1-$AF51),1) + IF(ISNUMBER(MATCH(CW$11,$AK51:$AP51,0)),-1,0)*_xlfn.IFS(ISNUMBER($AD51),$AD51,ISNUMBER($AE51),$AE51,ISNUMBER($AF51),$AF51,AND($AD51=0,$AE51=0,$AF51=0),1)","v":0},{"$f":"IF(ISNUMBER(MATCH(CX$11,$AG51:$AJ51,0)),1,0)*IF(ISNUMBER($AF51),(1-$AF51),1) + IF(ISNUMBER(MATCH(CX$11,$AK51:$AP51,0)),-1,0)*_xlfn.IFS(ISNUMBER($AD51),$AD51,ISNUMBER($AE51),$AE51,ISNUMBER($AF51),$AF51,AND($AD51=0,$AE51=0,$AF51=0),1)","v":0},{"$f":"IF(ISNUMBER(MATCH(CY$11,$AG51:$AJ51,0)),1,0)*IF(ISNUMBER($AF51),(1-$AF51),1) + IF(ISNUMBER(MATCH(CY$11,$AK51:$AP51,0)),-1,0)*_xlfn.IFS(ISNUMBER($AD51),$AD51,ISNUMBER($AE51),$AE51,ISNUMBER($AF51),$AF51,AND($AD51=0,$AE51=0,$AF51=0),1)","v":0},{"$f":"IF(ISNUMBER(MATCH(CZ$11,$AG51:$AJ51,0)),1,0)*IF(ISNUMBER($AF51),(1-$AF51),1) + IF(ISNUMBER(MATCH(CZ$11,$AK51:$AP51,0)),-1,0)*_xlfn.IFS(ISNUMBER($AD51),$AD51,ISNUMBER($AE51),$AE51,ISNUMBER($AF51),$AF51,AND($AD51=0,$AE51=0,$AF51=0),1)","v":0},{"$f":"IF(ISNUMBER(MATCH(DA$11,$AG51:$AJ51,0)),1,0)*IF(ISNUMBER($AF51),(1-$AF51),1) + IF(ISNUMBER(MATCH(DA$11,$AK51:$AP51,0)),-1,0)*_xlfn.IFS(ISNUMBER($AD51),$AD51,ISNUMBER($AE51),$AE51,ISNUMBER($AF51),$AF51,AND($AD51=0,$AE51=0,$AF51=0),1)","v":0},{"$f":"IF(ISNUMBER(MATCH(DB$11,$AG51:$AJ51,0)),1,0)*IF(ISNUMBER($AF51),(1-$AF51),1) + IF(ISNUMBER(MATCH(DB$11,$AK51:$AP51,0)),-1,0)*_xlfn.IFS(ISNUMBER($AD51),$AD51,ISNUMBER($AE51),$AE51,ISNUMBER($AF51),$AF51,AND($AD51=0,$AE51=0,$AF51=0),1)","v":0},{"$f":"IF(ISNUMBER(MATCH(DC$11,$AG51:$AJ51,0)),1,0)*IF(ISNUMBER($AF51),(1-$AF51),1) + IF(ISNUMBER(MATCH(DC$11,$AK51:$AP51,0)),-1,0)*_xlfn.IFS(ISNUMBER($AD51),$AD51,ISNUMBER($AE51),$AE51,ISNUMBER($AF51),$AF51,AND($AD51=0,$AE51=0,$AF51=0),1)","v":0},{"$f":"IF(ISNUMBER(MATCH(DD$11,$AG51:$AJ51,0)),1,0)*IF(ISNUMBER($AF51),(1-$AF51),1) + IF(ISNUMBER(MATCH(DD$11,$AK51:$AP51,0)),-1,0)*_xlfn.IFS(ISNUMBER($AD51),$AD51,ISNUMBER($AE51),$AE51,ISNUMBER($AF51),$AF51,AND($AD51=0,$AE51=0,$AF51=0),1)","v":0},{"$f":"IF(ISNUMBER(MATCH(DE$11,$AG51:$AJ51,0)),1,0)*IF(ISNUMBER($AF51),(1-$AF51),1) + IF(ISNUMBER(MATCH(DE$11,$AK51:$AP51,0)),-1,0)*_xlfn.IFS(ISNUMBER($AD51),$AD51,ISNUMBER($AE51),$AE51,ISNUMBER($AF51),$AF51,AND($AD51=0,$AE51=0,$AF51=0),1)","v":0},null,0,null,null,null,null,null,null,null,null,null,null,null,-14,{"$error":"#N/A"},{"$error":"#N/A"},0,0,0,0,0,0,0,0,0,33,0,0,14,42,0,71,69,163,215,0,0]
[null,"Water usage: equipment",null,null,null,{"$f":"SUM(J87:Q87)","v":{"$error":"#N/A"}},null,2,"Capacity",{"$f":"HLOOKUP(J$44,INDIRECT(\"Dataroom[#All]\"),$H52,FALSE)","v":{"$error":"#N/A"}},{"$f":"HLOOKUP(K$44,INDIRECT(\"Dataroom[#All]\"),$H52,FALSE)","v":{"$error":"#N/A"}},{"$error":"#N/A"},{"$error":"#N/A"},null,null,null,null,null,"q_dr1_cls,a",0,{"$error":"#N/A"},null,null,null,null,null,"CRIT","Load",{"$f":"M52*$C$5","v":{"$error":"#N/A"}},null,null,null,"e_drms_crit-dr4",null,null,null,null,null,null,null,null,null,null,{"$f":"IF(ISNUMBER(MATCH(AR$11,$AG52:$AJ52,0)),1,0)*IF(ISNUMBER($AF52),(1-$AF52),1) + IF(ISNUMBER(MATCH(AR$11,$AK52:$AP52,0)),-1,0)*_xlfn.IFS(ISNUMBER($AD52),$AD52,ISNUMBER($AE52),$AE52,ISNUMBER($AF52),$AF52,AND($AD52=0,$AE52=0,$AF52=0),1)","v":0},{"$f":"IF(ISNUMBER(MATCH(AS$11,$AG52:$AJ52,0)),1,0)*IF(ISNUMBER($AF52),(1-$AF52),1) + IF(ISNUMBER(MATCH(AS$11,$AK52:$AP52,0)),-1,0)*_xlfn.IFS(ISNUMBER($AD52),$AD52,ISNUMBER($AE52),$AE52,ISNUMBER($AF52),$AF52,AND($AD52=0,$AE52=0,$AF52=0),1)","v":0},{"$f":"IF(ISNUMBER(MATCH(AT$11,$AG52:$AJ52,0)),1,0)*IF(ISNUMBER($AF52),(1-$AF52),1) + IF(ISNUMBER(MATCH(AT$11,$AK52:$AP52,0)),-1,0)*_xlfn.IFS(ISNUMBER($AD52),$AD52,ISNUMBER($AE52),$AE52,ISNUMBER($AF52),$AF52,AND($AD52=0,$AE52=0,$AF52=0),1)","v":0},{"$f":"IF(ISNUMBER(MATCH(AU$11,$AG52:$AJ52,0)),1,0)*IF(ISNUMBER($AF52),(1-$AF52),1) + IF(ISNUMBER(MATCH(AU$11,$AK52:$AP52,0)),-1,0)*_xlfn.IFS(ISNUMBER($AD52),$AD52,ISNUMBER($AE52),$AE52,ISNUMBER($AF52),$AF52,AND($AD52=0,$AE52=0,$AF52=0),1)","v":0},{"$f":"IF(ISNUMBER(MATCH(AV$11,$AG52:$AJ52,0)),1,0)*IF(ISNUMBER($AF52),(1-$AF52),1) + IF(ISNUMBER(MATCH(AV$11,$AK52:$AP52,0)),-1,0)*_xlfn.IFS(ISNUMBER($AD52),$AD52,ISNUMBER($AE52),$AE52,ISNUMBER($AF52),$AF52,AND($AD52=0,$AE52=0,$AF52=0),1)","v":0},{"$f":"IF(ISNUMBER(MATCH(AW$11,$AG52:$AJ52,0)),1,0)*IF(ISNUMBER($AF52),(1-$AF52),1) + IF(ISNUMBER(MATCH(AW$11,$AK52:$AP52,0)),-1,0)*_xlfn.IFS(ISNUMBER($AD52),$AD52,ISNUMBER($AE52),$AE52,ISNUMBER($AF52),$AF52,AND($AD52=0,$AE52=0,$AF52=0),1)","v":0},{"$f":"IF(ISNUMBER(MATCH(AX$11,$AG52:$AJ52,0)),1,0)*IF(ISNUMBER($AF52),(1-$AF52),1) + IF(ISNUMBER(MATCH(AX$11,$AK52:$AP52,0)),-1,0)*_xlfn.IFS(ISNUMBER($AD52),$AD52,ISNUMBER($AE52),$AE52,ISNUMBER($AF52),$AF52,AND($AD52=0,$AE52=0,$AF52=0),1)","v":0},{"$f":"IF(ISNUMBER(MATCH(AY$11,$AG52:$AJ52,0)),1,0)*IF(ISNUMBER($AF52),(1-$AF52),1) + IF(ISNUMBER(MATCH(AY$11,$AK52:$AP52,0)),-1,0)*_xlfn.IFS(ISNUMBER($AD52),$AD52,ISNUMBER($AE52),$AE52,ISNUMBER($AF52),$AF52,AND($AD52=0,$AE52=0,$AF52=0),1)","v":0},{"$f":"IF(ISNUMBER(MATCH(AZ$11,$AG52:$AJ52,0)),1,0)*IF(ISNUMBER($AF52),(1-$AF52),1) + IF(ISNUMBER(MATCH(AZ$11,$AK52:$AP52,0)),-1,0)*_xlfn.IFS(ISNUMBER($AD52),$AD52,ISNUMBER($AE52),$AE52,ISNUMBER($AF52),$AF52,AND($AD52=0,$AE52=0,$AF52=0),1)","v":0},{"$f":"IF(ISNUMBER(MATCH(BA$11,$AG52:$AJ52,0)),1,0)*IF(ISNUMBER($AF52),(1-$AF52),1) + IF(ISNUMBER(MATCH(BA$11,$AK52:$AP52,0)),-1,0)*_xlfn.IFS(ISNUMBER($AD52),$AD52,ISNUMBER($AE52),$AE52,ISNUMBER($AF52),$AF52,AND($AD52=0,$AE52=0,$AF52=0),1)","v":0},{"$f":"IF(ISNUMBER(MATCH(BB$11,$AG52:$AJ52,0)),1,0)*IF(ISNUMBER($AF52),(1-$AF52),1) + IF(ISNUMBER(MATCH(BB$11,$AK52:$AP52,0)),-1,0)*_xlfn.IFS(ISNUMBER($AD52),$AD52,ISNUMBER($AE52),$AE52,ISNUMBER($AF52),$AF52,AND($AD52=0,$AE52=0,$AF52=0),1)","v":0},{"$f":"IF(ISNUMBER(MATCH(BC$11,$AG52:$AJ52,0)),1,0)*IF(ISNUMBER($AF52),(1-$AF52),1) + IF(ISNUMBER(MATCH(BC$11,$AK52:$AP52,0)),-1,0)*_xlfn.IFS(ISNUMBER($AD52),$AD52,ISNUMBER($AE52),$AE52,ISNUMBER($AF52),$AF52,AND($AD52=0,$AE52=0,$AF52=0),1)","v":0},{"$f":"IF(ISNUMBER(MATCH(BD$11,$AG52:$AJ52,0)),1,0)*IF(ISNUMBER($AF52),(1-$AF52),1) + IF(ISNUMBER(MATCH(BD$11,$AK52:$AP52,0)),-1,0)*_xlfn.IFS(ISNUMBER($AD52),$AD52,ISNUMBER($AE52),$AE52,ISNUMBER($AF52),$AF52,AND($AD52=0,$AE52=0,$AF52=0),1)","v":0},{"$f":"IF(ISNUMBER(MATCH(BE$11,$AG52:$AJ52,0)),1,0)*IF(ISNUMBER($AF52),(1-$AF52),1) + IF(ISNUMBER(MATCH(BE$11,$AK52:$AP52,0)),-1,0)*_xlfn.IFS(ISNUMBER($AD52),$AD52,ISNUMBER($AE52),$AE52,ISNUMBER($AF52),$AF52,AND($AD52=0,$AE52=0,$AF52=0),1)","v":0},{"$f":"IF(ISNUMBER(MATCH(BF$11,$AG52:$AJ52,0)),1,0)*IF(ISNUMBER($AF52),(1-$AF52),1) + IF(ISNUMBER(MATCH(BF$11,$AK52:$AP52,0)),-1,0)*_xlfn.IFS(ISNUMBER($AD52),$AD52,ISNUMBER($AE52),$AE52,ISNUMBER($AF52),$AF52,AND($AD52=0,$AE52=0,$AF52=0),1)","v":0},{"$f":"IF(ISNUMBER(MATCH(BG$11,$AG52:$AJ52,0)),1,0)*IF(ISNUMBER($AF52),(1-$AF52),1) + IF(ISNUMBER(MATCH(BG$11,$AK52:$AP52,0)),-1,0)*_xlfn.IFS(ISNUMBER($AD52),$AD52,ISNUMBER($AE52),$AE52,ISNUMBER($AF52),$AF52,AND($AD52=0,$AE52=0,$AF52=0),1)","v":0},{"$f":"IF(ISNUMBER(MATCH(BH$11,$AG52:$AJ52,0)),1,0)*IF(ISNUMBER($AF52),(1-$AF52),1) + IF(ISNUMBER(MATCH(BH$11,$AK52:$AP52,0)),-1,0)*_xlfn.IFS(ISNUMBER($AD52),$AD52,ISNUMBER($AE52),$AE52,ISNUMBER($AF52),$AF52,AND($AD52=0,$AE52=0,$AF52=0),1)","v":0},{"$f":"IF(ISNUMBER(MATCH(BI$11,$AG52:$AJ52,0)),1,0)*IF(ISNUMBER($AF52),(1-$AF52),1) + IF(ISNUMBER(MATCH(BI$11,$AK52:$AP52,0)),-1,0)*_xlfn.IFS(ISNUMBER($AD52),$AD52,ISNUMBER($AE52),$AE52,ISNUMBER($AF52),$AF52,AND($AD52=0,$AE52=0,$AF52=0),1)","v":0},{"$f":"IF(ISNUMBER(MATCH(BJ$11,$AG52:$AJ52,0)),1,0)*IF(ISNUMBER($AF52),(1-$AF52),1) + IF(ISNUMBER(MATCH(BJ$11,$AK52:$AP52,0)),-1,0)*_xlfn.IFS(ISNUMBER($AD52),$AD52,ISNUMBER($AE52),$AE52,ISNUMBER($AF52),$AF52,AND($AD52=0,$AE52=0,$AF52=0),1)","v":0},{"$f":"IF(ISNUMBER(MATCH(BK$11,$AG52:$AJ52,0)),1,0)*IF(ISNUMBER($AF52),(1-$AF52),1) + IF(ISNUMBER(MATCH(BK$11,$AK52:$AP52,0)),-1,0)*_xlfn.IFS(ISNUMBER($AD52),$AD52,ISNUMBER($AE52),$AE52,ISNUMBER($AF52),$AF52,AND($AD52=0,$AE52=0,$AF52=0),1)","v":0},{"$f":"IF(ISNUMBER(MATCH(BL$11,$AG52:$AJ52,0)),1,0)*IF(ISNUMBER($AF52),(1-$AF52),1) + IF(ISNUMBER(MATCH(BL$11,$AK52:$AP52,0)),-1,0)*_xlfn.IFS(ISNUMBER($AD52),$AD52,ISNUMBER($AE52),$AE52,ISNUMBER($AF52),$AF52,AND($AD52=0,$AE52=0,$AF52=0),1)","v":0},{"$f":"IF(ISNUMBER(MATCH(BM$11,$AG52:$AJ52,0)),1,0)*IF(ISNUMBER($AF52),(1-$AF52),1) + IF(ISNUMBER(MATCH(BM$11,$AK52:$AP52,0)),-1,0)*_xlfn.IFS(ISNUMBER($AD52),$AD52,ISNUMBER($AE52),$AE52,ISNUMBER($AF52),$AF52,AND($AD52=0,$AE52=0,$AF52=0),1)","v":0},{"$f":"IF(ISNUMBER(MATCH(BN$11,$AG52:$AJ52,0)),1,0)*IF(ISNUMBER($AF52),(1-$AF52),1) + IF(ISNUMBER(MATCH(BN$11,$AK52:$AP52,0)),-1,0)*_xlfn.IFS(ISNUMBER($AD52),$AD52,ISNUMBER($AE52),$AE52,ISNUMBER($AF52),$AF52,AND($AD52=0,$AE52=0,$AF52=0),1)","v":0},{"$f":"IF(ISNUMBER(MATCH(BO$11,$AG52:$AJ52,0)),1,0)*IF(ISNUMBER($AF52),(1-$AF52),1) + IF(ISNUMBER(MATCH(BO$11,$AK52:$AP52,0)),-1,0)*_xlfn.IFS(ISNUMBER($AD52),$AD52,ISNUMBER($AE52),$AE52,ISNUMBER($AF52),$AF52,AND($AD52=0,$AE52=0,$AF52=0),1)","v":0},{"$f":"IF(ISNUMBER(MATCH(BP$11,$AG52:$AJ52,0)),1,0)*IF(ISNUMBER($AF52),(1-$AF52),1) + IF(ISNUMBER(MATCH(BP$11,$AK52:$AP52,0)),-1,0)*_xlfn.IFS(ISNUMBER($AD52),$AD52,ISNUMBER($AE52),$AE52,ISNUMBER($AF52),$AF52,AND($AD52=0,$AE52=0,$AF52=0),1)","v":0},{"$f":"IF(ISNUMBER(MATCH(BQ$11,$AG52:$AJ52,0)),1,0)*IF(ISNUMBER($AF52),(1-$AF52),1) + IF(ISNUMBER(MATCH(BQ$11,$AK52:$AP52,0)),-1,0)*_xlfn.IFS(ISNUMBER($AD52),$AD52,ISNUMBER($AE52),$AE52,ISNUMBER($AF52),$AF52,AND($AD52=0,$AE52=0,$AF52=0),1)","v":0},{"$f":"IF(ISNUMBER(MATCH(BR$11,$AG52:$AJ52,0)),1,0)*IF(ISNUMBER($AF52),(1-$AF52),1) + IF(ISNUMBER(MATCH(BR$11,$AK52:$AP52,0)),-1,0)*_xlfn.IFS(ISNUMBER($AD52),$AD52,ISNUMBER($AE52),$AE52,ISNUMBER($AF52),$AF52,AND($AD52=0,$AE52=0,$AF52=0),1)","v":0},{"$f":"IF(ISNUMBER(MATCH(BS$11,$AG52:$AJ52,0)),1,0)*IF(ISNUMBER($AF52),(1-$AF52),1) + IF(ISNUMBER(MATCH(BS$11,$AK52:$AP52,0)),-1,0)*_xlfn.IFS(ISNUMBER($AD52),$AD52,ISNUMBER($AE52),$AE52,ISNUMBER($AF52),$AF52,AND($AD52=0,$AE52=0,$AF52=0),1)","v":1},{"$f":"IF(ISNUMBER(MATCH(BT$11,$AG52:$AJ52,0)),1,0)*IF(ISNUMBER($AF52),(1-$AF52),1) + IF(ISNUMBER(MATCH(BT$11,$AK52:$AP52,0)),-1,0)*_xlfn.IFS(ISNUMBER($AD52),$AD52,ISNUMBER($AE52),$AE52,ISNUMBER($AF52),$AF52,AND($AD52=0,$AE52=0,$AF52=0),1)","v":0},{"$f":"IF(ISNUMBER(MATCH(BU$11,$AG52:$AJ52,0)),1,0)*IF(ISNUMBER($AF52),(1-$AF52),1) + IF(ISNUMBER(MATCH(BU$11,$AK52:$AP52,0)),-1,0)*_xlfn.IFS(ISNUMBER($AD52),$AD52,ISNUMBER($AE52),$AE52,ISNUMBER($AF52),$AF52,AND($AD52=0,$AE52=0,$AF52=0),1)","v":0},{"$f":"IF(ISNUMBER(MATCH(BV$11,$AG52:$AJ52,0)),1,0)*IF(ISNUMBER($AF52),(1-$AF52),1) + IF(ISNUMBER(MATCH(BV$11,$AK52:$AP52,0)),-1,0)*_xlfn.IFS(ISNUMBER($AD52),$AD52,ISNUMBER($AE52),$AE52,ISNUMBER($AF52),$AF52,AND($AD52=0,$AE52=0,$AF52=0),1)","v":0},{"$f":"IF(ISNUMBER(MATCH(BW$11,$AG52:$AJ52,0)),1,0)*IF(ISNUMBER($AF52),(1-$AF52),1) + IF(ISNUMBER(MATCH(BW$11,$AK52:$AP52,0)),-1,0)*_xlfn.IFS(ISNUMBER($AD52),$AD52,ISNUMBER($AE52),$AE52,ISNUMBER($AF52),$AF52,AND($AD52=0,$AE52=0,$AF52=0),1)","v":0},{"$f":"IF(ISNUMBER(MATCH(BX$11,$AG52:$AJ52,0)),1,0)*IF(ISNUMBER($AF52),(1-$AF52),1) + IF(ISNUMBER(MATCH(BX$11,$AK52:$AP52,0)),-1,0)*_xlfn.IFS(ISNUMBER($AD52),$AD52,ISNUMBER($AE52),$AE52,ISNUMBER($AF52),$AF52,AND($AD52=0,$AE52=0,$AF52=0),1)","v":0},{"$f":"IF(ISNUMBER(MATCH(BY$11,$AG52:$AJ52,0)),1,0)*IF(ISNUMBER($AF52),(1-$AF52),1) + IF(ISNUMBER(MATCH(BY$11,$AK52:$AP52,0)),-1,0)*_xlfn.IFS(ISNUMBER($AD52),$AD52,ISNUMBER($AE52),$AE52,ISNUMBER($AF52),$AF52,AND($AD52=0,$AE52=0,$AF52=0),1)","v":0},{"$f":"IF(ISNUMBER(MATCH(BZ$11,$AG52:$AJ52,0)),1,0)*IF(ISNUMBER($AF52),(1-$AF52),1) + IF(ISNUMBER(MATCH(BZ$11,$AK52:$AP52,0)),-1,0)*_xlfn.IFS(ISNUMBER($AD52),$AD52,ISNUMBER($AE52),$AE52,ISNUMBER($AF52),$AF52,AND($AD52=0,$AE52=0,$AF52=0),1)","v":0},{"$f":"IF(ISNUMBER(MATCH(CA$11,$AG52:$AJ52,0)),1,0)*IF(ISNUMBER($AF52),(1-$AF52),1) + IF(ISNUMBER(MATCH(CA$11,$AK52:$AP52,0)),-1,0)*_xlfn.IFS(ISNUMBER($AD52),$AD52,ISNUMBER($AE52),$AE52,ISNUMBER($AF52),$AF52,AND($AD52=0,$AE52=0,$AF52=0),1)","v":0},{"$f":"IF(ISNUMBER(MATCH(CB$11,$AG52:$AJ52,0)),1,0)*IF(ISNUMBER($AF52),(1-$AF52),1) + IF(ISNUMBER(MATCH(CB$11,$AK52:$AP52,0)),-1,0)*_xlfn.IFS(ISNUMBER($AD52),$AD52,ISNUMBER($AE52),$AE52,ISNUMBER($AF52),$AF52,AND($AD52=0,$AE52=0,$AF52=0),1)","v":0},{"$f":"IF(ISNUMBER(MATCH(CC$11,$AG52:$AJ52,0)),1,0)*IF(ISNUMBER($AF52),(1-$AF52),1) + IF(ISNUMBER(MATCH(CC$11,$AK52:$AP52,0)),-1,0)*_xlfn.IFS(ISNUMBER($AD52),$AD52,ISNUMBER($AE52),$AE52,ISNUMBER($AF52),$AF52,AND($AD52=0,$AE52=0,$AF52=0),1)","v":0},{"$f":"IF(ISNUMBER(MATCH(CD$11,$AG52:$AJ52,0)),1,0)*IF(ISNUMBER($AF52),(1-$AF52),1) + IF(ISNUMBER(MATCH(CD$11,$AK52:$AP52,0)),-1,0)*_xlfn.IFS(ISNUMBER($AD52),$AD52,ISNUMBER($AE52),$AE52,ISNUMBER($AF52),$AF52,AND($AD52=0,$AE52=0,$AF52=0),1)","v":0},{"$f":"IF(ISNUMBER(MATCH(CE$11,$AG52:$AJ52,0)),1,0)*IF(ISNUMBER($AF52),(1-$AF52),1) + IF(ISNUMBER(MATCH(CE$11,$AK52:$AP52,0)),-1,0)*_xlfn.IFS(ISNUMBER($AD52),$AD52,ISNUMBER($AE52),$AE52,ISNUMBER($AF52),$AF52,AND($AD52=0,$AE52=0,$AF52=0),1)","v":0},{"$f":"IF(ISNUMBER(MATCH(CF$11,$AG52:$AJ52,0)),1,0)*IF(ISNUMBER($AF52),(1-$AF52),1) + IF(ISNUMBER(MATCH(CF$11,$AK52:$AP52,0)),-1,0)*_xlfn.IFS(ISNUMBER($AD52),$AD52,ISNUMBER($AE52),$AE52,ISNUMBER($AF52),$AF52,AND($AD52=0,$AE52=0,$AF52=0),1)","v":0},{"$f":"IF(ISNUMBER(MATCH(CG$11,$AG52:$AJ52,0)),1,0)*IF(ISNUMBER($AF52),(1-$AF52),1) + IF(ISNUMBER(MATCH(CG$11,$AK52:$AP52,0)),-1,0)*_xlfn.IFS(ISNUMBER($AD52),$AD52,ISNUMBER($AE52),$AE52,ISNUMBER($AF52),$AF52,AND($AD52=0,$AE52=0,$AF52=0),1)","v":0},{"$f":"IF(ISNUMBER(MATCH(CH$11,$AG52:$AJ52,0)),1,0)*IF(ISNUMBER($AF52),(1-$AF52),1) + IF(ISNUMBER(MATCH(CH$11,$AK52:$AP52,0)),-1,0)*_xlfn.IFS(ISNUMBER($AD52),$AD52,ISNUMBER($AE52),$AE52,ISNUMBER($AF52),$AF52,AND($AD52=0,$AE52=0,$AF52=0),1)","v":0},{"$f":"IF(ISNUMBER(MATCH(CI$11,$AG52:$AJ52,0)),1,0)*IF(ISNUMBER($AF52),(1-$AF52),1) + IF(ISNUMBER(MATCH(CI$11,$AK52:$AP52,0)),-1,0)*_xlfn.IFS(ISNUMBER($AD52),$AD52,ISNUMBER($AE52),$AE52,ISNUMBER($AF52),$AF52,AND($AD52=0,$AE52=0,$AF52=0),1)","v":0},{"$f":"IF(ISNUMBER(MATCH(CJ$11,$AG52:$AJ52,0)),1,0)*IF(ISNUMBER($AF52),(1-$AF52),1) + IF(ISNUMBER(MATCH(CJ$11,$AK52:$AP52,0)),-1,0)*_xlfn.IFS(ISNUMBER($AD52),$AD52,ISNUMBER($AE52),$AE52,ISNUMBER($AF52),$AF52,AND($AD52=0,$AE52=0,$AF52=0),1)","v":0},{"$f":"IF(ISNUMBER(MATCH(CK$11,$AG52:$AJ52,0)),1,0)*IF(ISNUMBER($AF52),(1-$AF52),1) + IF(ISNUMBER(MATCH(CK$11,$AK52:$AP52,0)),-1,0)*_xlfn.IFS(ISNUMBER($AD52),$AD52,ISNUMBER($AE52),$AE52,ISNUMBER($AF52),$AF52,AND($AD52=0,$AE52=0,$AF52=0),1)","v":0},{"$f":"IF(ISNUMBER(MATCH(CL$11,$AG52:$AJ52,0)),1,0)*IF(ISNUMBER($AF52),(1-$AF52),1) + IF(ISNUMBER(MATCH(CL$11,$AK52:$AP52,0)),-1,0)*_xlfn.IFS(ISNUMBER($AD52),$AD52,ISNUMBER($AE52),$AE52,ISNUMBER($AF52),$AF52,AND($AD52=0,$AE52=0,$AF52=0),1)","v":0},{"$f":"IF(ISNUMBER(MATCH(CM$11,$AG52:$AJ52,0)),1,0)*IF(ISNUMBER($AF52),(1-$AF52),1) + IF(ISNUMBER(MATCH(CM$11,$AK52:$AP52,0)),-1,0)*_xlfn.IFS(ISNUMBER($AD52),$AD52,ISNUMBER($AE52),$AE52,ISNUMBER($AF52),$AF52,AND($AD52=0,$AE52=0,$AF52=0),1)","v":0},{"$f":"IF(ISNUMBER(MATCH(CN$11,$AG52:$AJ52,0)),1,0)*IF(ISNUMBER($AF52),(1-$AF52),1) + IF(ISNUMBER(MATCH(CN$11,$AK52:$AP52,0)),-1,0)*_xlfn.IFS(ISNUMBER($AD52),$AD52,ISNUMBER($AE52),$AE52,ISNUMBER($AF52),$AF52,AND($AD52=0,$AE52=0,$AF52=0),1)","v":0},{"$f":"IF(ISNUMBER(MATCH(CO$11,$AG52:$AJ52,0)),1,0)*IF(ISNUMBER($AF52),(1-$AF52),1) + IF(ISNUMBER(MATCH(CO$11,$AK52:$AP52,0)),-1,0)*_xlfn.IFS(ISNUMBER($AD52),$AD52,ISNUMBER($AE52),$AE52,ISNUMBER($AF52),$AF52,AND($AD52=0,$AE52=0,$AF52=0),1)","v":0},{"$f":"IF(ISNUMBER(MATCH(CP$11,$AG52:$AJ52,0)),1,0)*IF(ISNUMBER($AF52),(1-$AF52),1) + IF(ISNUMBER(MATCH(CP$11,$AK52:$AP52,0)),-1,0)*_xlfn.IFS(ISNUMBER($AD52),$AD52,ISNUMBER($AE52),$AE52,ISNUMBER($AF52),$AF52,AND($AD52=0,$AE52=0,$AF52=0),1)","v":0},{"$f":"IF(ISNUMBER(MATCH(CQ$11,$AG52:$AJ52,0)),1,0)*IF(ISNUMBER($AF52),(1-$AF52),1) + IF(ISNUMBER(MATCH(CQ$11,$AK52:$AP52,0)),-1,0)*_xlfn.IFS(ISNUMBER($AD52),$AD52,ISNUMBER($AE52),$AE52,ISNUMBER($AF52),$AF52,AND($AD52=0,$AE52=0,$AF52=0),1)","v":0},{"$f":"IF(ISNUMBER(MATCH(CR$11,$AG52:$AJ52,0)),1,0)*IF(ISNUMBER($AF52),(1-$AF52),1) + IF(ISNUMBER(MATCH(CR$11,$AK52:$AP52,0)),-1,0)*_xlfn.IFS(ISNUMBER($AD52),$AD52,ISNUMBER($AE52),$AE52,ISNUMBER($AF52),$AF52,AND($AD52=0,$AE52=0,$AF52=0),1)","v":0},{"$f":"IF(ISNUMBER(MATCH(CS$11,$AG52:$AJ52,0)),1,0)*IF(ISNUMBER($AF52),(1-$AF52),1) + IF(ISNUMBER(MATCH(CS$11,$AK52:$AP52,0)),-1,0)*_xlfn.IFS(ISNUMBER($AD52),$AD52,ISNUMBER($AE52),$AE52,ISNUMBER($AF52),$AF52,AND($AD52=0,$AE52=0,$AF52=0),1)","v":0},{"$f":"IF(ISNUMBER(MATCH(CT$11,$AG52:$AJ52,0)),1,0)*IF(ISNUMBER($AF52),(1-$AF52),1) + IF(ISNUMBER(MATCH(CT$11,$AK52:$AP52,0)),-1,0)*_xlfn.IFS(ISNUMBER($AD52),$AD52,ISNUMBER($AE52),$AE52,ISNUMBER($AF52),$AF52,AND($AD52=0,$AE52=0,$AF52=0),1)","v":0},{"$f":"IF(ISNUMBER(MATCH(CU$11,$AG52:$AJ52,0)),1,0)*IF(ISNUMBER($AF52),(1-$AF52),1) + IF(ISNUMBER(MATCH(CU$11,$AK52:$AP52,0)),-1,0)*_xlfn.IFS(ISNUMBER($AD52),$AD52,ISNUMBER($AE52),$AE52,ISNUMBER($AF52),$AF52,AND($AD52=0,$AE52=0,$AF52=0),1)","v":0},{"$f":"IF(ISNUMBER(MATCH(CV$11,$AG52:$AJ52,0)),1,0)*IF(ISNUMBER($AF52),(1-$AF52),1) + IF(ISNUMBER(MATCH(CV$11,$AK52:$AP52,0)),-1,0)*_xlfn.IFS(ISNUMBER($AD52),$AD52,ISNUMBER($AE52),$AE52,ISNUMBER($AF52),$AF52,AND($AD52=0,$AE52=0,$AF52=0),1)","v":0},{"$f":"IF(ISNUMBER(MATCH(CW$11,$AG52:$AJ52,0)),1,0)*IF(ISNUMBER($AF52),(1-$AF52),1) + IF(ISNUMBER(MATCH(CW$11,$AK52:$AP52,0)),-1,0)*_xlfn.IFS(ISNUMBER($AD52),$AD52,ISNUMBER($AE52),$AE52,ISNUMBER($AF52),$AF52,AND($AD52=0,$AE52=0,$AF52=0),1)","v":0},{"$f":"IF(ISNUMBER(MATCH(CX$11,$AG52:$AJ52,0)),1,0)*IF(ISNUMBER($AF52),(1-$AF52),1) + IF(ISNUMBER(MATCH(CX$11,$AK52:$AP52,0)),-1,0)*_xlfn.IFS(ISNUMBER($AD52),$AD52,ISNUMBER($AE52),$AE52,ISNUMBER($AF52),$AF52,AND($AD52=0,$AE52=0,$AF52=0),1)","v":0},{"$f":"IF(ISNUMBER(MATCH(CY$11,$AG52:$AJ52,0)),1,0)*IF(ISNUMBER($AF52),(1-$AF52),1) + IF(ISNUMBER(MATCH(CY$11,$AK52:$AP52,0)),-1,0)*_xlfn.IFS(ISNUMBER($AD52),$AD52,ISNUMBER($AE52),$AE52,ISNUMBER($AF52),$AF52,AND($AD52=0,$AE52=0,$AF52=0),1)","v":0},{"$f":"IF(ISNUMBER(MATCH(CZ$11,$AG52:$AJ52,0)),1,0)*IF(ISNUMBER($AF52),(1-$AF52),1) + IF(ISNUMBER(MATCH(CZ$11,$AK52:$AP52,0)),-1,0)*_xlfn.IFS(ISNUMBER($AD52),$AD52,ISNUMBER($AE52),$AE52,ISNUMBER($AF52),$AF52,AND($AD52=0,$AE52=0,$AF52=0),1)","v":0},{"$f":"IF(ISNUMBER(MATCH(DA$11,$AG52:$AJ52,0)),1,0)*IF(ISNUMBER($AF52),(1-$AF52),1) + IF(ISNUMBER(MATCH(DA$11,$AK52:$AP52,0)),-1,0)*_xlfn.IFS(ISNUMBER($AD52),$AD52,ISNUMBER($AE52),$AE52,ISNUMBER($AF52),$AF52,AND($AD52=0,$AE52=0,$AF52=0),1)","v":0},{"$f":"IF(ISNUMBER(MATCH(DB$11,$AG52:$AJ52,0)),1,0)*IF(ISNUMBER($AF52),(1-$AF52),1) + IF(ISNUMBER(MATCH(DB$11,$AK52:$AP52,0)),-1,0)*_xlfn.IFS(ISNUMBER($AD52),$AD52,ISNUMBER($AE52),$AE52,ISNUMBER($AF52),$AF52,AND($AD52=0,$AE52=0,$AF52=0),1)","v":0},{"$f":"IF(ISNUMBER(MATCH(DC$11,$AG52:$AJ52,0)),1,0)*IF(ISNUMBER($AF52),(1-$AF52),1) + IF(ISNUMBER(MATCH(DC$11,$AK52:$AP52,0)),-1,0)*_xlfn.IFS(ISNUMBER($AD52),$AD52,ISNUMBER($AE52),$AE52,ISNUMBER($AF52),$AF52,AND($AD52=0,$AE52=0,$AF52=0),1)","v":0},{"$f":"IF(ISNUMBER(MATCH(DD$11,$AG52:$AJ52,0)),1,0)*IF(ISNUMBER($AF52),(1-$AF52),1) + IF(ISNUMBER(MATCH(DD$11,$AK52:$AP52,0)),-1,0)*_xlfn.IFS(ISNUMBER($AD52),$AD52,ISNUMBER($AE52),$AE52,ISNUMBER($AF52),$AF52,AND($AD52=0,$AE52=0,$AF52=0),1)","v":0},{"$f":"IF(ISNUMBER(MATCH(DE$11,$AG52:$AJ52,0)),1,0)*IF(ISNUMBER($AF52),(1-$AF52),1) + IF(ISNUMBER(MATCH(DE$11,$AK52:$AP52,0)),-1,0)*_xlfn.IFS(ISNUMBER($AD52),$AD52,ISNUMBER($AE52),$AE52,ISNUMBER($AF52),$AF52,AND($AD52=0,$AE52=0,$AF52=0),1)","v":0},null,{"$error":"#N/A"},null,null,null,null,null,null,null,null,null,null,null,-13,{"$error":"#N/A"},{"$error":"#N/A"},0,0,0,0,0,0,0,0,0,32,0,0,20,59,0,67,83,178,168,0,0]
[null,"Heat recovery rate potential",null,null,null,{"$f":"SUM(J106:Q106)","v":{"$error":"#N/A"}},null,{"$f":"H52+1","v":3},"Fixed area",{"$f":"HLOOKUP(J$44,INDIRECT(\"Dataroom[#All]\"),$H53,FALSE)","v":{"$error":"#N/A"}},{"$error":"#N/A"},{"$error":"#N/A"},{"$error":"#N/A"},null,null,null,null,null,"q_dr1_cls,l",0,{"$error":"#N/A"},null,null,null,null,null,"MECH","Prop",null,{"$f":"M57","v":{"$error":"#N/A"}},null,null,"e_drms_oh-dr4",null,null,null,"e_drms_crit-dr4",null,null,null,null,null,null,{"$f":"IF(ISNUMBER(MATCH(AR$11,$AG53:$AJ53,0)),1,0)*IF(ISNUMBER($AF53),(1-$AF53),1) + IF(ISNUMBER(MATCH(AR$11,$AK53:$AP53,0)),-1,0)*_xlfn.IFS(ISNUMBER($AD53),$AD53,ISNUMBER($AE53),$AE53,ISNUMBER($AF53),$AF53,AND($AD53=0,$AE53=0,$AF53=0),1)","v":{"$error":"#N/A"}},{"$f":"IF(ISNUMBER(MATCH(AS$11,$AG53:$AJ53,0)),1,0)*IF(ISNUMBER($AF53),(1-$AF53),1) + IF(ISNUMBER(MATCH(AS$11,$AK53:$AP53,0)),-1,0)*_xlfn.IFS(ISNUMBER($AD53),$AD53,ISNUMBER($AE53),$AE53,ISNUMBER($AF53),$AF53,AND($AD53=0,$AE53=0,$AF53=0),1)","v":{"$error":"#N/A"}},{"$f":"IF(ISNUMBER(MATCH(AT$11,$AG53:$AJ53,0)),1,0)*IF(ISNUMBER($AF53),(1-$AF53),1) + IF(ISNUMBER(MATCH(AT$11,$AK53:$AP53,0)),-1,0)*_xlfn.IFS(ISNUMBER($AD53),$AD53,ISNUMBER($AE53),$AE53,ISNUMBER($AF53),$AF53,AND($AD53=0,$AE53=0,$AF53=0),1)","v":{"$error":"#N/A"}},{"$f":"IF(ISNUMBER(MATCH(AU$11,$AG53:$AJ53,0)),1,0)*IF(ISNUMBER($AF53),(1-$AF53),1) + IF(ISNUMBER(MATCH(AU$11,$AK53:$AP53,0)),-1,0)*_xlfn.IFS(ISNUMBER($AD53),$AD53,ISNUMBER($AE53),$AE53,ISNUMBER($AF53),$AF53,AND($AD53=0,$AE53=0,$AF53=0),1)","v":{"$error":"#N/A"}},{"$f":"IF(ISNUMBER(MATCH(AV$11,$AG53:$AJ53,0)),1,0)*IF(ISNUMBER($AF53),(1-$AF53),1) + IF(ISNUMBER(MATCH(AV$11,$AK53:$AP53,0)),-1,0)*_xlfn.IFS(ISNUMBER($AD53),$AD53,ISNUMBER($AE53),$AE53,ISNUMBER($AF53),$AF53,AND($AD53=0,$AE53=0,$AF53=0),1)","v":{"$error":"#N/A"}},{"$f":"IF(ISNUMBER(MATCH(AW$11,$AG53:$AJ53,0)),1,0)*IF(ISNUMBER($AF53),(1-$AF53),1) + IF(ISNUMBER(MATCH(AW$11,$AK53:$AP53,0)),-1,0)*_xlfn.IFS(ISNUMBER($AD53),$AD53,ISNUMBER($AE53),$AE53,ISNUMBER($AF53),$AF53,AND($AD53=0,$AE53=0,$AF53=0),1)","v":{"$error":"#N/A"}},{"$f":"IF(ISNUMBER(MATCH(AX$11,$AG53:$AJ53,0)),1,0)*IF(ISNUMBER($AF53),(1-$AF53),1) + IF(ISNUMBER(MATCH(AX$11,$AK53:$AP53,0)),-1,0)*_xlfn.IFS(ISNUMBER($AD53),$AD53,ISNUMBER($AE53),$AE53,ISNUMBER($AF53),$AF53,AND($AD53=0,$AE53=0,$AF53=0),1)","v":{"$error":"#N/A"}},{"$f":"IF(ISNUMBER(MATCH(AY$11,$AG53:$AJ53,0)),1,0)*IF(ISNUMBER($AF53),(1-$AF53),1) + IF(ISNUMBER(MATCH(AY$11,$AK53:$AP53,0)),-1,0)*_xlfn.IFS(ISNUMBER($AD53),$AD53,ISNUMBER($AE53),$AE53,ISNUMBER($AF53),$AF53,AND($AD53=0,$AE53=0,$AF53=0),1)","v":{"$error":"#N/A"}},{"$f":"IF(ISNUMBER(MATCH(AZ$11,$AG53:$AJ53,0)),1,0)*IF(ISNUMBER($AF53),(1-$AF53),1) + IF(ISNUMBER(MATCH(AZ$11,$AK53:$AP53,0)),-1,0)*_xlfn.IFS(ISNUMBER($AD53),$AD53,ISNUMBER($AE53),$AE53,ISNUMBER($AF53),$AF53,AND($AD53=0,$AE53=0,$AF53=0),1)","v":{"$error":"#N/A"}},{"$f":"IF(ISNUMBER(MATCH(BA$11,$AG53:$AJ53,0)),1,0)*IF(ISNUMBER($AF53),(1-$AF53),1) + IF(ISNUMBER(MATCH(BA$11,$AK53:$AP53,0)),-1,0)*_xlfn.IFS(ISNUMBER($AD53),$AD53,ISNUMBER($AE53),$AE53,ISNUMBER($AF53),$AF53,AND($AD53=0,$AE53=0,$AF53=0),1)","v":{"$error":"#N/A"}},{"$f":"IF(ISNUMBER(MATCH(BB$11,$AG53:$AJ53,0)),1,0)*IF(ISNUMBER($AF53),(1-$AF53),1) + IF(ISNUMBER(MATCH(BB$11,$AK53:$AP53,0)),-1,0)*_xlfn.IFS(ISNUMBER($AD53),$AD53,ISNUMBER($AE53),$AE53,ISNUMBER($AF53),$AF53,AND($AD53=0,$AE53=0,$AF53=0),1)","v":{"$error":"#N/A"}},{"$f":"IF(ISNUMBER(MATCH(BC$11,$AG53:$AJ53,0)),1,0)*IF(ISNUMBER($AF53),(1-$AF53),1) + IF(ISNUMBER(MATCH(BC$11,$AK53:$AP53,0)),-1,0)*_xlfn.IFS(ISNUMBER($AD53),$AD53,ISNUMBER($AE53),$AE53,ISNUMBER($AF53),$AF53,AND($AD53=0,$AE53=0,$AF53=0),1)","v":{"$error":"#N/A"}},{"$f":"IF(ISNUMBER(MATCH(BD$11,$AG53:$AJ53,0)),1,0)*IF(ISNUMBER($AF53),(1-$AF53),1) + IF(ISNUMBER(MATCH(BD$11,$AK53:$AP53,0)),-1,0)*_xlfn.IFS(ISNUMBER($AD53),$AD53,ISNUMBER($AE53),$AE53,ISNUMBER($AF53),$AF53,AND($AD53=0,$AE53=0,$AF53=0),1)","v":{"$error":"#N/A"}},{"$f":"IF(ISNUMBER(MATCH(BE$11,$AG53:$AJ53,0)),1,0)*IF(ISNUMBER($AF53),(1-$AF53),1) + IF(ISNUMBER(MATCH(BE$11,$AK53:$AP53,0)),-1,0)*_xlfn.IFS(ISNUMBER($AD53),$AD53,ISNUMBER($AE53),$AE53,ISNUMBER($AF53),$AF53,AND($AD53=0,$AE53=0,$AF53=0),1)","v":{"$error":"#N/A"}},{"$f":"IF(ISNUMBER(MATCH(BF$11,$AG53:$AJ53,0)),1,0)*IF(ISNUMBER($AF53),(1-$AF53),1) + IF(ISNUMBER(MATCH(BF$11,$AK53:$AP53,0)),-1,0)*_xlfn.IFS(ISNUMBER($AD53),$AD53,ISNUMBER($AE53),$AE53,ISNUMBER($AF53),$AF53,AND($AD53=0,$AE53=0,$AF53=0),1)","v":{"$error":"#N/A"}},{"$f":"IF(ISNUMBER(MATCH(BG$11,$AG53:$AJ53,0)),1,0)*IF(ISNUMBER($AF53),(1-$AF53),1) + IF(ISNUMBER(MATCH(BG$11,$AK53:$AP53,0)),-1,0)*_xlfn.IFS(ISNUMBER($AD53),$AD53,ISNUMBER($AE53),$AE53,ISNUMBER($AF53),$AF53,AND($AD53=0,$AE53=0,$AF53=0),1)","v":{"$error":"#N/A"}},{"$f":"IF(ISNUMBER(MATCH(BH$11,$AG53:$AJ53,0)),1,0)*IF(ISNUMBER($AF53),(1-$AF53),1) + IF(ISNUMBER(MATCH(BH$11,$AK53:$AP53,0)),-1,0)*_xlfn.IFS(ISNUMBER($AD53),$AD53,ISNUMBER($AE53),$AE53,ISNUMBER($AF53),$AF53,AND($AD53=0,$AE53=0,$AF53=0),1)","v":{"$error":"#N/A"}},{"$f":"IF(ISNUMBER(MATCH(BI$11,$AG53:$AJ53,0)),1,0)*IF(ISNUMBER($AF53),(1-$AF53),1) + IF(ISNUMBER(MATCH(BI$11,$AK53:$AP53,0)),-1,0)*_xlfn.IFS(ISNUMBER($AD53),$AD53,ISNUMBER($AE53),$AE53,ISNUMBER($AF53),$AF53,AND($AD53=0,$AE53=0,$AF53=0),1)","v":{"$error":"#N/A"}},{"$f":"IF(ISNUMBER(MATCH(BJ$11,$AG53:$AJ53,0)),1,0)*IF(ISNUMBER($AF53),(1-$AF53),1) + IF(ISNUMBER(MATCH(BJ$11,$AK53:$AP53,0)),-1,0)*_xlfn.IFS(ISNUMBER($AD53),$AD53,ISNUMBER($AE53),$AE53,ISNUMBER($AF53),$AF53,AND($AD53=0,$AE53=0,$AF53=0),1)","v":{"$error":"#N/A"}},{"$f":"IF(ISNUMBER(MATCH(BK$11,$AG53:$AJ53,0)),1,0)*IF(ISNUMBER($AF53),(1-$AF53),1) + IF(ISNUMBER(MATCH(BK$11,$AK53:$AP53,0)),-1,0)*_xlfn.IFS(ISNUMBER($AD53),$AD53,ISNUMBER($AE53),$AE53,ISNUMBER($AF53),$AF53,AND($AD53=0,$AE53=0,$AF53=0),1)","v":{"$error":"#N/A"}},{"$f":"IF(ISNUMBER(MATCH(BL$11,$AG53:$AJ53,0)),1,0)*IF(ISNUMBER($AF53),(1-$AF53),1) + IF(ISNUMBER(MATCH(BL$11,$AK53:$AP53,0)),-1,0)*_xlfn.IFS(ISNUMBER($AD53),$AD53,ISNUMBER($AE53),$AE53,ISNUMBER($AF53),$AF53,AND($AD53=0,$AE53=0,$AF53=0),1)","v":{"$error":"#N/A"}},{"$f":"IF(ISNUMBER(MATCH(BM$11,$AG53:$AJ53,0)),1,0)*IF(ISNUMBER($AF53),(1-$AF53),1) + IF(ISNUMBER(MATCH(BM$11,$AK53:$AP53,0)),-1,0)*_xlfn.IFS(ISNUMBER($AD53),$AD53,ISNUMBER($AE53),$AE53,ISNUMBER($AF53),$AF53,AND($AD53=0,$AE53=0,$AF53=0),1)","v":{"$error":"#N/A"}},{"$f":"IF(ISNUMBER(MATCH(BN$11,$AG53:$AJ53,0)),1,0)*IF(ISNUMBER($AF53),(1-$AF53),1) + IF(ISNUMBER(MATCH(BN$11,$AK53:$AP53,0)),-1,0)*_xlfn.IFS(ISNUMBER($AD53),$AD53,ISNUMBER($AE53),$AE53,ISNUMBER($AF53),$AF53,AND($AD53=0,$AE53=0,$AF53=0),1)","v":{"$error":"#N/A"}},{"$f":"IF(ISNUMBER(MATCH(BO$11,$AG53:$AJ53,0)),1,0)*IF(ISNUMBER($AF53),(1-$AF53),1) + IF(ISNUMBER(MATCH(BO$11,$AK53:$AP53,0)),-1,0)*_xlfn.IFS(ISNUMBER($AD53),$AD53,ISNUMBER($AE53),$AE53,ISNUMBER($AF53),$AF53,AND($AD53=0,$AE53=0,$AF53=0),1)","v":{"$error":"#N/A"}},{"$f":"IF(ISNUMBER(MATCH(BP$11,$AG53:$AJ53,0)),1,0)*IF(ISNUMBER($AF53),(1-$AF53),1) + IF(ISNUMBER(MATCH(BP$11,$AK53:$AP53,0)),-1,0)*_xlfn.IFS(ISNUMBER($AD53),$AD53,ISNUMBER($AE53),$AE53,ISNUMBER($AF53),$AF53,AND($AD53=0,$AE53=0,$AF53=0),1)","v":{"$error":"#N/A"}},{"$f":"IF(ISNUMBER(MATCH(BQ$11,$AG53:$AJ53,0)),1,0)*IF(ISNUMBER($AF53),(1-$AF53),1) + IF(ISNUMBER(MATCH(BQ$11,$AK53:$AP53,0)),-1,0)*_xlfn.IFS(ISNUMBER($AD53),$AD53,ISNUMBER($AE53),$AE53,ISNUMBER($AF53),$AF53,AND($AD53=0,$AE53=0,$AF53=0),1)","v":{"$error":"#N/A"}},{"$f":"IF(ISNUMBER(MATCH(BR$11,$AG53:$AJ53,0)),1,0)*IF(ISNUMBER($AF53),(1-$AF53),1) + IF(ISNUMBER(MATCH(BR$11,$AK53:$AP53,0)),-1,0)*_xlfn.IFS(ISNUMBER($AD53),$AD53,ISNUMBER($AE53),$AE53,ISNUMBER($AF53),$AF53,AND($AD53=0,$AE53=0,$AF53=0),1)","v":{"$error":"#N/A"}},{"$f":"IF(ISNUMBER(MATCH(BS$11,$AG53:$AJ53,0)),1,0)*IF(ISNUMBER($AF53),(1-$AF53),1) + IF(ISNUMBER(MATCH(BS$11,$AK53:$AP53,0)),-1,0)*_xlfn.IFS(ISNUMBER($AD53),$AD53,ISNUMBER($AE53),$AE53,ISNUMBER($AF53),$AF53,AND($AD53=0,$AE53=0,$AF53=0),1)","v":{"$error":"#N/A"}},{"$f":"IF(ISNUMBER(MATCH(BT$11,$AG53:$AJ53,0)),1,0)*IF(ISNUMBER($AF53),(1-$AF53),1) + IF(ISNUMBER(MATCH(BT$11,$AK53:$AP53,0)),-1,0)*_xlfn.IFS(ISNUMBER($AD53),$AD53,ISNUMBER($AE53),$AE53,ISNUMBER($AF53),$AF53,AND($AD53=0,$AE53=0,$AF53=0),1)","v":{"$error":"#N/A"}},{"$f":"IF(ISNUMBER(MATCH(BU$11,$AG53:$AJ53,0)),1,0)*IF(ISNUMBER($AF53),(1-$AF53),1) + IF(ISNUMBER(MATCH(BU$11,$AK53:$AP53,0)),-1,0)*_xlfn.IFS(ISNUMBER($AD53),$AD53,ISNUMBER($AE53),$AE53,ISNUMBER($AF53),$AF53,AND($AD53=0,$AE53=0,$AF53=0),1)","v":{"$error":"#N/A"}},{"$f":"IF(ISNUMBER(MATCH(BV$11,$AG53:$AJ53,0)),1,0)*IF(ISNUMBER($AF53),(1-$AF53),1) + IF(ISNUMBER(MATCH(BV$11,$AK53:$AP53,0)),-1,0)*_xlfn.IFS(ISNUMBER($AD53),$AD53,ISNUMBER($AE53),$AE53,ISNUMBER($AF53),$AF53,AND($AD53=0,$AE53=0,$AF53=0),1)","v":{"$error":"#N/A"}},{"$f":"IF(ISNUMBER(MATCH(BW$11,$AG53:$AJ53,0)),1,0)*IF(ISNUMBER($AF53),(1-$AF53),1) + IF(ISNUMBER(MATCH(BW$11,$AK53:$AP53,0)),-1,0)*_xlfn.IFS(ISNUMBER($AD53),$AD53,ISNUMBER($AE53),$AE53,ISNUMBER($AF53),$AF53,AND($AD53=0,$AE53=0,$AF53=0),1)","v":{"$error":"#N/A"}},{"$f":"IF(ISNUMBER(MATCH(BX$11,$AG53:$AJ53,0)),1,0)*IF(ISNUMBER($AF53),(1-$AF53),1) + IF(ISNUMBER(MATCH(BX$11,$AK53:$AP53,0)),-1,0)*_xlfn.IFS(ISNUMBER($AD53),$AD53,ISNUMBER($AE53),$AE53,ISNUMBER($AF53),$AF53,AND($AD53=0,$AE53=0,$AF53=0),1)","v":{"$error":"#N/A"}},{"$f":"IF(ISNUMBER(MATCH(BY$11,$AG53:$AJ53,0)),1,0)*IF(ISNUMBER($AF53),(1-$AF53),1) + IF(ISNUMBER(MATCH(BY$11,$AK53:$AP53,0)),-1,0)*_xlfn.IFS(ISNUMBER($AD53),$AD53,ISNUMBER($AE53),$AE53,ISNUMBER($AF53),$AF53,AND($AD53=0,$AE53=0,$AF53=0),1)","v":{"$error":"#N/A"}},{"$f":"IF(ISNUMBER(MATCH(BZ$11,$AG53:$AJ53,0)),1,0)*IF(ISNUMBER($AF53),(1-$AF53),1) + IF(ISNUMBER(MATCH(BZ$11,$AK53:$AP53,0)),-1,0)*_xlfn.IFS(ISNUMBER($AD53),$AD53,ISNUMBER($AE53),$AE53,ISNUMBER($AF53),$AF53,AND($AD53=0,$AE53=0,$AF53=0),1)","v":{"$error":"#N/A"}},{"$f":"IF(ISNUMBER(MATCH(CA$11,$AG53:$AJ53,0)),1,0)*IF(ISNUMBER($AF53),(1-$AF53),1) + IF(ISNUMBER(MATCH(CA$11,$AK53:$AP53,0)),-1,0)*_xlfn.IFS(ISNUMBER($AD53),$AD53,ISNUMBER($AE53),$AE53,ISNUMBER($AF53),$AF53,AND($AD53=0,$AE53=0,$AF53=0),1)","v":{"$error":"#N/A"}},{"$f":"IF(ISNUMBER(MATCH(CB$11,$AG53:$AJ53,0)),1,0)*IF(ISNUMBER($AF53),(1-$AF53),1) + IF(ISNUMBER(MATCH(CB$11,$AK53:$AP53,0)),-1,0)*_xlfn.IFS(ISNUMBER($AD53),$AD53,ISNUMBER($AE53),$AE53,ISNUMBER($AF53),$AF53,AND($AD53=0,$AE53=0,$AF53=0),1)","v":{"$error":"#N/A"}},{"$f":"IF(ISNUMBER(MATCH(CC$11,$AG53:$AJ53,0)),1,0)*IF(ISNUMBER($AF53),(1-$AF53),1) + IF(ISNUMBER(MATCH(CC$11,$AK53:$AP53,0)),-1,0)*_xlfn.IFS(ISNUMBER($AD53),$AD53,ISNUMBER($AE53),$AE53,ISNUMBER($AF53),$AF53,AND($AD53=0,$AE53=0,$AF53=0),1)","v":{"$error":"#N/A"}},{"$f":"IF(ISNUMBER(MATCH(CD$11,$AG53:$AJ53,0)),1,0)*IF(ISNUMBER($AF53),(1-$AF53),1) + IF(ISNUMBER(MATCH(CD$11,$AK53:$AP53,0)),-1,0)*_xlfn.IFS(ISNUMBER($AD53),$AD53,ISNUMBER($AE53),$AE53,ISNUMBER($AF53),$AF53,AND($AD53=0,$AE53=0,$AF53=0),1)","v":{"$error":"#N/A"}},{"$f":"IF(ISNUMBER(MATCH(CE$11,$AG53:$AJ53,0)),1,0)*IF(ISNUMBER($AF53),(1-$AF53),1) + IF(ISNUMBER(MATCH(CE$11,$AK53:$AP53,0)),-1,0)*_xlfn.IFS(ISNUMBER($AD53),$AD53,ISNUMBER($AE53),$AE53,ISNUMBER($AF53),$AF53,AND($AD53=0,$AE53=0,$AF53=0),1)","v":{"$error":"#N/A"}},{"$f":"IF(ISNUMBER(MATCH(CF$11,$AG53:$AJ53,0)),1,0)*IF(ISNUMBER($AF53),(1-$AF53),1) + IF(ISNUMBER(MATCH(CF$11,$AK53:$AP53,0)),-1,0)*_xlfn.IFS(ISNUMBER($AD53),$AD53,ISNUMBER($AE53),$AE53,ISNUMBER($AF53),$AF53,AND($AD53=0,$AE53=0,$AF53=0),1)","v":{"$error":"#N/A"}},{"$f":"IF(ISNUMBER(MATCH(CG$11,$AG53:$AJ53,0)),1,0)*IF(ISNUMBER($AF53),(1-$AF53),1) + IF(ISNUMBER(MATCH(CG$11,$AK53:$AP53,0)),-1,0)*_xlfn.IFS(ISNUMBER($AD53),$AD53,ISNUMBER($AE53),$AE53,ISNUMBER($AF53),$AF53,AND($AD53=0,$AE53=0,$AF53=0),1)","v":{"$error":"#N/A"}},{"$f":"IF(ISNUMBER(MATCH(CH$11,$AG53:$AJ53,0)),1,0)*IF(ISNUMBER($AF53),(1-$AF53),1) + IF(ISNUMBER(MATCH(CH$11,$AK53:$AP53,0)),-1,0)*_xlfn.IFS(ISNUMBER($AD53),$AD53,ISNUMBER($AE53),$AE53,ISNUMBER($AF53),$AF53,AND($AD53=0,$AE53=0,$AF53=0),1)","v":{"$error":"#N/A"}},{"$f":"IF(ISNUMBER(MATCH(CI$11,$AG53:$AJ53,0)),1,0)*IF(ISNUMBER($AF53),(1-$AF53),1) + IF(ISNUMBER(MATCH(CI$11,$AK53:$AP53,0)),-1,0)*_xlfn.IFS(ISNUMBER($AD53),$AD53,ISNUMBER($AE53),$AE53,ISNUMBER($AF53),$AF53,AND($AD53=0,$AE53=0,$AF53=0),1)","v":{"$error":"#N/A"}},{"$f":"IF(ISNUMBER(MATCH(CJ$11,$AG53:$AJ53,0)),1,0)*IF(ISNUMBER($AF53),(1-$AF53),1) + IF(ISNUMBER(MATCH(CJ$11,$AK53:$AP53,0)),-1,0)*_xlfn.IFS(ISNUMBER($AD53),$AD53,ISNUMBER($AE53),$AE53,ISNUMBER($AF53),$AF53,AND($AD53=0,$AE53=0,$AF53=0),1)","v":{"$error":"#N/A"}},{"$f":"IF(ISNUMBER(MATCH(CK$11,$AG53:$AJ53,0)),1,0)*IF(ISNUMBER($AF53),(1-$AF53),1) + IF(ISNUMBER(MATCH(CK$11,$AK53:$AP53,0)),-1,0)*_xlfn.IFS(ISNUMBER($AD53),$AD53,ISNUMBER($AE53),$AE53,ISNUMBER($AF53),$AF53,AND($AD53=0,$AE53=0,$AF53=0),1)","v":{"$error":"#N/A"}},{"$f":"IF(ISNUMBER(MATCH(CL$11,$AG53:$AJ53,0)),1,0)*IF(ISNUMBER($AF53),(1-$AF53),1) + IF(ISNUMBER(MATCH(CL$11,$AK53:$AP53,0)),-1,0)*_xlfn.IFS(ISNUMBER($AD53),$AD53,ISNUMBER($AE53),$AE53,ISNUMBER($AF53),$AF53,AND($AD53=0,$AE53=0,$AF53=0),1)","v":{"$error":"#N/A"}},{"$f":"IF(ISNUMBER(MATCH(CM$11,$AG53:$AJ53,0)),1,0)*IF(ISNUMBER($AF53),(1-$AF53),1) + IF(ISNUMBER(MATCH(CM$11,$AK53:$AP53,0)),-1,0)*_xlfn.IFS(ISNUMBER($AD53),$AD53,ISNUMBER($AE53),$AE53,ISNUMBER($AF53),$AF53,AND($AD53=0,$AE53=0,$AF53=0),1)","v":{"$error":"#N/A"}},{"$f":"IF(ISNUMBER(MATCH(CN$11,$AG53:$AJ53,0)),1,0)*IF(ISNUMBER($AF53),(1-$AF53),1) + IF(ISNUMBER(MATCH(CN$11,$AK53:$AP53,0)),-1,0)*_xlfn.IFS(ISNUMBER($AD53),$AD53,ISNUMBER($AE53),$AE53,ISNUMBER($AF53),$AF53,AND($AD53=0,$AE53=0,$AF53=0),1)","v":{"$error":"#N/A"}},{"$f":"IF(ISNUMBER(MATCH(CO$11,$AG53:$AJ53,0)),1,0)*IF(ISNUMBER($AF53),(1-$AF53),1) + IF(ISNUMBER(MATCH(CO$11,$AK53:$AP53,0)),-1,0)*_xlfn.IFS(ISNUMBER($AD53),$AD53,ISNUMBER($AE53),$AE53,ISNUMBER($AF53),$AF53,AND($AD53=0,$AE53=0,$AF53=0),1)","v":{"$error":"#N/A"}},{"$f":"IF(ISNUMBER(MATCH(CP$11,$AG53:$AJ53,0)),1,0)*IF(ISNUMBER($AF53),(1-$AF53),1) + IF(ISNUMBER(MATCH(CP$11,$AK53:$AP53,0)),-1,0)*_xlfn.IFS(ISNUMBER($AD53),$AD53,ISNUMBER($AE53),$AE53,ISNUMBER($AF53),$AF53,AND($AD53=0,$AE53=0,$AF53=0),1)","v":{"$error":"#N/A"}},{"$f":"IF(ISNUMBER(MATCH(CQ$11,$AG53:$AJ53,0)),1,0)*IF(ISNUMBER($AF53),(1-$AF53),1) + IF(ISNUMBER(MATCH(CQ$11,$AK53:$AP53,0)),-1,0)*_xlfn.IFS(ISNUMBER($AD53),$AD53,ISNUMBER($AE53),$AE53,ISNUMBER($AF53),$AF53,AND($AD53=0,$AE53=0,$AF53=0),1)","v":{"$error":"#N/A"}},{"$f":"IF(ISNUMBER(MATCH(CR$11,$AG53:$AJ53,0)),1,0)*IF(ISNUMBER($AF53),(1-$AF53),1) + IF(ISNUMBER(MATCH(CR$11,$AK53:$AP53,0)),-1,0)*_xlfn.IFS(ISNUMBER($AD53),$AD53,ISNUMBER($AE53),$AE53,ISNUMBER($AF53),$AF53,AND($AD53=0,$AE53=0,$AF53=0),1)","v":{"$error":"#N/A"}},{"$f":"IF(ISNUMBER(MATCH(CS$11,$AG53:$AJ53,0)),1,0)*IF(ISNUMBER($AF53),(1-$AF53),1) + IF(ISNUMBER(MATCH(CS$11,$AK53:$AP53,0)),-1,0)*_xlfn.IFS(ISNUMBER($AD53),$AD53,ISNUMBER($AE53),$AE53,ISNUMBER($AF53),$AF53,AND($AD53=0,$AE53=0,$AF53=0),1)","v":{"$error":"#N/A"}},{"$f":"IF(ISNUMBER(MATCH(CT$11,$AG53:$AJ53,0)),1,0)*IF(ISNUMBER($AF53),(1-$AF53),1) + IF(ISNUMBER(MATCH(CT$11,$AK53:$AP53,0)),-1,0)*_xlfn.IFS(ISNUMBER($AD53),$AD53,ISNUMBER($AE53),$AE53,ISNUMBER($AF53),$AF53,AND($AD53=0,$AE53=0,$AF53=0),1)","v":{"$error":"#N/A"}},{"$f":"IF(ISNUMBER(MATCH(CU$11,$AG53:$AJ53,0)),1,0)*IF(ISNUMBER($AF53),(1-$AF53),1) + IF(ISNUMBER(MATCH(CU$11,$AK53:$AP53,0)),-1,0)*_xlfn.IFS(ISNUMBER($AD53),$AD53,ISNUMBER($AE53),$AE53,ISNUMBER($AF53),$AF53,AND($AD53=0,$AE53=0,$AF53=0),1)","v":{"$error":"#N/A"}},{"$f":"IF(ISNUMBER(MATCH(CV$11,$AG53:$AJ53,0)),1,0)*IF(ISNUMBER($AF53),(1-$AF53),1) + IF(ISNUMBER(MATCH(CV$11,$AK53:$AP53,0)),-1,0)*_xlfn.IFS(ISNUMBER($AD53),$AD53,ISNUMBER($AE53),$AE53,ISNUMBER($AF53),$AF53,AND($AD53=0,$AE53=0,$AF53=0),1)","v":{"$error":"#N/A"}},{"$f":"IF(ISNUMBER(MATCH(CW$11,$AG53:$AJ53,0)),1,0)*IF(ISNUMBER($AF53),(1-$AF53),1) + IF(ISNUMBER(MATCH(CW$11,$AK53:$AP53,0)),-1,0)*_xlfn.IFS(ISNUMBER($AD53),$AD53,ISNUMBER($AE53),$AE53,ISNUMBER($AF53),$AF53,AND($AD53=0,$AE53=0,$AF53=0),1)","v":{"$error":"#N/A"}},{"$f":"IF(ISNUMBER(MATCH(CX$11,$AG53:$AJ53,0)),1,0)*IF(ISNUMBER($AF53),(1-$AF53),1) + IF(ISNUMBER(MATCH(CX$11,$AK53:$AP53,0)),-1,0)*_xlfn.IFS(ISNUMBER($AD53),$AD53,ISNUMBER($AE53),$AE53,ISNUMBER($AF53),$AF53,AND($AD53=0,$AE53=0,$AF53=0),1)","v":{"$error":"#N/A"}},{"$f":"IF(ISNUMBER(MATCH(CY$11,$AG53:$AJ53,0)),1,0)*IF(ISNUMBER($AF53),(1-$AF53),1) + IF(ISNUMBER(MATCH(CY$11,$AK53:$AP53,0)),-1,0)*_xlfn.IFS(ISNUMBER($AD53),$AD53,ISNUMBER($AE53),$AE53,ISNUMBER($AF53),$AF53,AND($AD53=0,$AE53=0,$AF53=0),1)","v":{"$error":"#N/A"}},{"$f":"IF(ISNUMBER(MATCH(CZ$11,$AG53:$AJ53,0)),1,0)*IF(ISNUMBER($AF53),(1-$AF53),1) + IF(ISNUMBER(MATCH(CZ$11,$AK53:$AP53,0)),-1,0)*_xlfn.IFS(ISNUMBER($AD53),$AD53,ISNUMBER($AE53),$AE53,ISNUMBER($AF53),$AF53,AND($AD53=0,$AE53=0,$AF53=0),1)","v":{"$error":"#N/A"}},{"$f":"IF(ISNUMBER(MATCH(DA$11,$AG53:$AJ53,0)),1,0)*IF(ISNUMBER($AF53),(1-$AF53),1) + IF(ISNUMBER(MATCH(DA$11,$AK53:$AP53,0)),-1,0)*_xlfn.IFS(ISNUMBER($AD53),$AD53,ISNUMBER($AE53),$AE53,ISNUMBER($AF53),$AF53,AND($AD53=0,$AE53=0,$AF53=0),1)","v":{"$error":"#N/A"}},{"$f":"IF(ISNUMBER(MATCH(DB$11,$AG53:$AJ53,0)),1,0)*IF(ISNUMBER($AF53),(1-$AF53),1) + IF(ISNUMBER(MATCH(DB$11,$AK53:$AP53,0)),-1,0)*_xlfn.IFS(ISNUMBER($AD53),$AD53,ISNUMBER($AE53),$AE53,ISNUMBER($AF53),$AF53,AND($AD53=0,$AE53=0,$AF53=0),1)","v":{"$error":"#N/A"}},{"$f":"IF(ISNUMBER(MATCH(DC$11,$AG53:$AJ53,0)),1,0)*IF(ISNUMBER($AF53),(1-$AF53),1) + IF(ISNUMBER(MATCH(DC$11,$AK53:$AP53,0)),-1,0)*_xlfn.IFS(ISNUMBER($AD53),$AD53,ISNUMBER($AE53),$AE53,ISNUMBER($AF53),$AF53,AND($AD53=0,$AE53=0,$AF53=0),1)","v":{"$error":"#N/A"}},{"$f":"IF(ISNUMBER(MATCH(DD$11,$AG53:$AJ53,0)),1,0)*IF(ISNUMBER($AF53),(1-$AF53),1) + IF(ISNUMBER(MATCH(DD$11,$AK53:$AP53,0)),-1,0)*_xlfn.IFS(ISNUMBER($AD53),$AD53,ISNUMBER($AE53),$AE53,ISNUMBER($AF53),$AF53,AND($AD53=0,$AE53=0,$AF53=0),1)","v":{"$error":"#N/A"}},{"$f":"IF(ISNUMBER(MATCH(DE$11,$AG53:$AJ53,0)),1,0)*IF(ISNUMBER($AF53),(1-$AF53),1) + IF(ISNUMBER(MATCH(DE$11,$AK53:$AP53,0)),-1,0)*_xlfn.IFS(ISNUMBER($AD53),$AD53,ISNUMBER($AE53),$AE53,ISNUMBER($AF53),$AF53,AND($AD53=0,$AE53=0,$AF53=0),1)","v":{"$error":"#N/A"}},null,0,null,null,null,null,null,null,null,null,null,null,null,-12,{"$error":"#N/A"},{"$error":"#N/A"},0,0,0,0,0,0,0,0,0,27,2,0,33,92,0,82,83,172,156,0,0]
[null,"Overhead power",{"$f":"SUM(J6:N6)","v":{"$error":"#N/A"}},{"$f":"SUM(O6:Q6)","v":{"$error":"#N/A"}},{"$f":"SUM(J46:M46)","v":{"$error":"#N/A"}},{"$f":"SUM(J85:Q85)","v":{"$error":"#N/A"}},null,{"$f":"H53+1","v":4},"Proportional area",{"$f":"HLOOKUP(J$44,INDIRECT(\"Dataroom[#All]\"),$H54,FALSE)","v":{"$error":"#N/A"}},{"$error":"#N/A"},{"$error":"#N/A"},{"$error":"#N/A"},null,null,null,null,null,"q_dr2_cls,a",0,{"$error":"#N/A"},null,null,null,null,null,"HRU,LT","Prop",null,{"$f":"M59","v":{"$error":"#N/A"}},null,null,"q_dr4_cls,a",null,null,null,"e_drms_crit-dr4",null,null,null,null,null,null,{"$f":"IF(ISNUMBER(MATCH(AR$11,$AG54:$AJ54,0)),1,0)*IF(ISNUMBER($AF54),(1-$AF54),1) + IF(ISNUMBER(MATCH(AR$11,$AK54:$AP54,0)),-1,0)*_xlfn.IFS(ISNUMBER($AD54),$AD54,ISNUMBER($AE54),$AE54,ISNUMBER($AF54),$AF54,AND($AD54=0,$AE54=0,$AF54=0),1)","v":{"$error":"#N/A"}},{"$f":"IF(ISNUMBER(MATCH(AS$11,$AG54:$AJ54,0)),1,0)*IF(ISNUMBER($AF54),(1-$AF54),1) + IF(ISNUMBER(MATCH(AS$11,$AK54:$AP54,0)),-1,0)*_xlfn.IFS(ISNUMBER($AD54),$AD54,ISNUMBER($AE54),$AE54,ISNUMBER($AF54),$AF54,AND($AD54=0,$AE54=0,$AF54=0),1)","v":{"$error":"#N/A"}},{"$f":"IF(ISNUMBER(MATCH(AT$11,$AG54:$AJ54,0)),1,0)*IF(ISNUMBER($AF54),(1-$AF54),1) + IF(ISNUMBER(MATCH(AT$11,$AK54:$AP54,0)),-1,0)*_xlfn.IFS(ISNUMBER($AD54),$AD54,ISNUMBER($AE54),$AE54,ISNUMBER($AF54),$AF54,AND($AD54=0,$AE54=0,$AF54=0),1)","v":{"$error":"#N/A"}},{"$f":"IF(ISNUMBER(MATCH(AU$11,$AG54:$AJ54,0)),1,0)*IF(ISNUMBER($AF54),(1-$AF54),1) + IF(ISNUMBER(MATCH(AU$11,$AK54:$AP54,0)),-1,0)*_xlfn.IFS(ISNUMBER($AD54),$AD54,ISNUMBER($AE54),$AE54,ISNUMBER($AF54),$AF54,AND($AD54=0,$AE54=0,$AF54=0),1)","v":{"$error":"#N/A"}},{"$f":"IF(ISNUMBER(MATCH(AV$11,$AG54:$AJ54,0)),1,0)*IF(ISNUMBER($AF54),(1-$AF54),1) + IF(ISNUMBER(MATCH(AV$11,$AK54:$AP54,0)),-1,0)*_xlfn.IFS(ISNUMBER($AD54),$AD54,ISNUMBER($AE54),$AE54,ISNUMBER($AF54),$AF54,AND($AD54=0,$AE54=0,$AF54=0),1)","v":{"$error":"#N/A"}},{"$f":"IF(ISNUMBER(MATCH(AW$11,$AG54:$AJ54,0)),1,0)*IF(ISNUMBER($AF54),(1-$AF54),1) + IF(ISNUMBER(MATCH(AW$11,$AK54:$AP54,0)),-1,0)*_xlfn.IFS(ISNUMBER($AD54),$AD54,ISNUMBER($AE54),$AE54,ISNUMBER($AF54),$AF54,AND($AD54=0,$AE54=0,$AF54=0),1)","v":{"$error":"#N/A"}},{"$f":"IF(ISNUMBER(MATCH(AX$11,$AG54:$AJ54,0)),1,0)*IF(ISNUMBER($AF54),(1-$AF54),1) + IF(ISNUMBER(MATCH(AX$11,$AK54:$AP54,0)),-1,0)*_xlfn.IFS(ISNUMBER($AD54),$AD54,ISNUMBER($AE54),$AE54,ISNUMBER($AF54),$AF54,AND($AD54=0,$AE54=0,$AF54=0),1)","v":{"$error":"#N/A"}},{"$f":"IF(ISNUMBER(MATCH(AY$11,$AG54:$AJ54,0)),1,0)*IF(ISNUMBER($AF54),(1-$AF54),1) + IF(ISNUMBER(MATCH(AY$11,$AK54:$AP54,0)),-1,0)*_xlfn.IFS(ISNUMBER($AD54),$AD54,ISNUMBER($AE54),$AE54,ISNUMBER($AF54),$AF54,AND($AD54=0,$AE54=0,$AF54=0),1)","v":{"$error":"#N/A"}},{"$f":"IF(ISNUMBER(MATCH(AZ$11,$AG54:$AJ54,0)),1,0)*IF(ISNUMBER($AF54),(1-$AF54),1) + IF(ISNUMBER(MATCH(AZ$11,$AK54:$AP54,0)),-1,0)*_xlfn.IFS(ISNUMBER($AD54),$AD54,ISNUMBER($AE54),$AE54,ISNUMBER($AF54),$AF54,AND($AD54=0,$AE54=0,$AF54=0),1)","v":{"$error":"#N/A"}},{"$f":"IF(ISNUMBER(MATCH(BA$11,$AG54:$AJ54,0)),1,0)*IF(ISNUMBER($AF54),(1-$AF54),1) + IF(ISNUMBER(MATCH(BA$11,$AK54:$AP54,0)),-1,0)*_xlfn.IFS(ISNUMBER($AD54),$AD54,ISNUMBER($AE54),$AE54,ISNUMBER($AF54),$AF54,AND($AD54=0,$AE54=0,$AF54=0),1)","v":{"$error":"#N/A"}},{"$f":"IF(ISNUMBER(MATCH(BB$11,$AG54:$AJ54,0)),1,0)*IF(ISNUMBER($AF54),(1-$AF54),1) + IF(ISNUMBER(MATCH(BB$11,$AK54:$AP54,0)),-1,0)*_xlfn.IFS(ISNUMBER($AD54),$AD54,ISNUMBER($AE54),$AE54,ISNUMBER($AF54),$AF54,AND($AD54=0,$AE54=0,$AF54=0),1)","v":{"$error":"#N/A"}},{"$f":"IF(ISNUMBER(MATCH(BC$11,$AG54:$AJ54,0)),1,0)*IF(ISNUMBER($AF54),(1-$AF54),1) + IF(ISNUMBER(MATCH(BC$11,$AK54:$AP54,0)),-1,0)*_xlfn.IFS(ISNUMBER($AD54),$AD54,ISNUMBER($AE54),$AE54,ISNUMBER($AF54),$AF54,AND($AD54=0,$AE54=0,$AF54=0),1)","v":{"$error":"#N/A"}},{"$f":"IF(ISNUMBER(MATCH(BD$11,$AG54:$AJ54,0)),1,0)*IF(ISNUMBER($AF54),(1-$AF54),1) + IF(ISNUMBER(MATCH(BD$11,$AK54:$AP54,0)),-1,0)*_xlfn.IFS(ISNUMBER($AD54),$AD54,ISNUMBER($AE54),$AE54,ISNUMBER($AF54),$AF54,AND($AD54=0,$AE54=0,$AF54=0),1)","v":{"$error":"#N/A"}},{"$f":"IF(ISNUMBER(MATCH(BE$11,$AG54:$AJ54,0)),1,0)*IF(ISNUMBER($AF54),(1-$AF54),1) + IF(ISNUMBER(MATCH(BE$11,$AK54:$AP54,0)),-1,0)*_xlfn.IFS(ISNUMBER($AD54),$AD54,ISNUMBER($AE54),$AE54,ISNUMBER($AF54),$AF54,AND($AD54=0,$AE54=0,$AF54=0),1)","v":{"$error":"#N/A"}},{"$f":"IF(ISNUMBER(MATCH(BF$11,$AG54:$AJ54,0)),1,0)*IF(ISNUMBER($AF54),(1-$AF54),1) + IF(ISNUMBER(MATCH(BF$11,$AK54:$AP54,0)),-1,0)*_xlfn.IFS(ISNUMBER($AD54),$AD54,ISNUMBER($AE54),$AE54,ISNUMBER($AF54),$AF54,AND($AD54=0,$AE54=0,$AF54=0),1)","v":{"$error":"#N/A"}},{"$f":"IF(ISNUMBER(MATCH(BG$11,$AG54:$AJ54,0)),1,0)*IF(ISNUMBER($AF54),(1-$AF54),1) + IF(ISNUMBER(MATCH(BG$11,$AK54:$AP54,0)),-1,0)*_xlfn.IFS(ISNUMBER($AD54),$AD54,ISNUMBER($AE54),$AE54,ISNUMBER($AF54),$AF54,AND($AD54=0,$AE54=0,$AF54=0),1)","v":{"$error":"#N/A"}},{"$f":"IF(ISNUMBER(MATCH(BH$11,$AG54:$AJ54,0)),1,0)*IF(ISNUMBER($AF54),(1-$AF54),1) + IF(ISNUMBER(MATCH(BH$11,$AK54:$AP54,0)),-1,0)*_xlfn.IFS(ISNUMBER($AD54),$AD54,ISNUMBER($AE54),$AE54,ISNUMBER($AF54),$AF54,AND($AD54=0,$AE54=0,$AF54=0),1)","v":{"$error":"#N/A"}},{"$f":"IF(ISNUMBER(MATCH(BI$11,$AG54:$AJ54,0)),1,0)*IF(ISNUMBER($AF54),(1-$AF54),1) + IF(ISNUMBER(MATCH(BI$11,$AK54:$AP54,0)),-1,0)*_xlfn.IFS(ISNUMBER($AD54),$AD54,ISNUMBER($AE54),$AE54,ISNUMBER($AF54),$AF54,AND($AD54=0,$AE54=0,$AF54=0),1)","v":{"$error":"#N/A"}},{"$f":"IF(ISNUMBER(MATCH(BJ$11,$AG54:$AJ54,0)),1,0)*IF(ISNUMBER($AF54),(1-$AF54),1) + IF(ISNUMBER(MATCH(BJ$11,$AK54:$AP54,0)),-1,0)*_xlfn.IFS(ISNUMBER($AD54),$AD54,ISNUMBER($AE54),$AE54,ISNUMBER($AF54),$AF54,AND($AD54=0,$AE54=0,$AF54=0),1)","v":{"$error":"#N/A"}},{"$f":"IF(ISNUMBER(MATCH(BK$11,$AG54:$AJ54,0)),1,0)*IF(ISNUMBER($AF54),(1-$AF54),1) + IF(ISNUMBER(MATCH(BK$11,$AK54:$AP54,0)),-1,0)*_xlfn.IFS(ISNUMBER($AD54),$AD54,ISNUMBER($AE54),$AE54,ISNUMBER($AF54),$AF54,AND($AD54=0,$AE54=0,$AF54=0),1)","v":{"$error":"#N/A"}},{"$f":"IF(ISNUMBER(MATCH(BL$11,$AG54:$AJ54,0)),1,0)*IF(ISNUMBER($AF54),(1-$AF54),1) + IF(ISNUMBER(MATCH(BL$11,$AK54:$AP54,0)),-1,0)*_xlfn.IFS(ISNUMBER($AD54),$AD54,ISNUMBER($AE54),$AE54,ISNUMBER($AF54),$AF54,AND($AD54=0,$AE54=0,$AF54=0),1)","v":{"$error":"#N/A"}},{"$f":"IF(ISNUMBER(MATCH(BM$11,$AG54:$AJ54,0)),1,0)*IF(ISNUMBER($AF54),(1-$AF54),1) + IF(ISNUMBER(MATCH(BM$11,$AK54:$AP54,0)),-1,0)*_xlfn.IFS(ISNUMBER($AD54),$AD54,ISNUMBER($AE54),$AE54,ISNUMBER($AF54),$AF54,AND($AD54=0,$AE54=0,$AF54=0),1)","v":{"$error":"#N/A"}},{"$f":"IF(ISNUMBER(MATCH(BN$11,$AG54:$AJ54,0)),1,0)*IF(ISNUMBER($AF54),(1-$AF54),1) + IF(ISNUMBER(MATCH(BN$11,$AK54:$AP54,0)),-1,0)*_xlfn.IFS(ISNUMBER($AD54),$AD54,ISNUMBER($AE54),$AE54,ISNUMBER($AF54),$AF54,AND($AD54=0,$AE54=0,$AF54=0),1)","v":{"$error":"#N/A"}},{"$f":"IF(ISNUMBER(MATCH(BO$11,$AG54:$AJ54,0)),1,0)*IF(ISNUMBER($AF54),(1-$AF54),1) + IF(ISNUMBER(MATCH(BO$11,$AK54:$AP54,0)),-1,0)*_xlfn.IFS(ISNUMBER($AD54),$AD54,ISNUMBER($AE54),$AE54,ISNUMBER($AF54),$AF54,AND($AD54=0,$AE54=0,$AF54=0),1)","v":{"$error":"#N/A"}},{"$f":"IF(ISNUMBER(MATCH(BP$11,$AG54:$AJ54,0)),1,0)*IF(ISNUMBER($AF54),(1-$AF54),1) + IF(ISNUMBER(MATCH(BP$11,$AK54:$AP54,0)),-1,0)*_xlfn.IFS(ISNUMBER($AD54),$AD54,ISNUMBER($AE54),$AE54,ISNUMBER($AF54),$AF54,AND($AD54=0,$AE54=0,$AF54=0),1)","v":{"$error":"#N/A"}},{"$f":"IF(ISNUMBER(MATCH(BQ$11,$AG54:$AJ54,0)),1,0)*IF(ISNUMBER($AF54),(1-$AF54),1) + IF(ISNUMBER(MATCH(BQ$11,$AK54:$AP54,0)),-1,0)*_xlfn.IFS(ISNUMBER($AD54),$AD54,ISNUMBER($AE54),$AE54,ISNUMBER($AF54),$AF54,AND($AD54=0,$AE54=0,$AF54=0),1)","v":{"$error":"#N/A"}},{"$f":"IF(ISNUMBER(MATCH(BR$11,$AG54:$AJ54,0)),1,0)*IF(ISNUMBER($AF54),(1-$AF54),1) + IF(ISNUMBER(MATCH(BR$11,$AK54:$AP54,0)),-1,0)*_xlfn.IFS(ISNUMBER($AD54),$AD54,ISNUMBER($AE54),$AE54,ISNUMBER($AF54),$AF54,AND($AD54=0,$AE54=0,$AF54=0),1)","v":{"$error":"#N/A"}},{"$f":"IF(ISNUMBER(MATCH(BS$11,$AG54:$AJ54,0)),1,0)*IF(ISNUMBER($AF54),(1-$AF54),1) + IF(ISNUMBER(MATCH(BS$11,$AK54:$AP54,0)),-1,0)*_xlfn.IFS(ISNUMBER($AD54),$AD54,ISNUMBER($AE54),$AE54,ISNUMBER($AF54),$AF54,AND($AD54=0,$AE54=0,$AF54=0),1)","v":{"$error":"#N/A"}},{"$f":"IF(ISNUMBER(MATCH(BT$11,$AG54:$AJ54,0)),1,0)*IF(ISNUMBER($AF54),(1-$AF54),1) + IF(ISNUMBER(MATCH(BT$11,$AK54:$AP54,0)),-1,0)*_xlfn.IFS(ISNUMBER($AD54),$AD54,ISNUMBER($AE54),$AE54,ISNUMBER($AF54),$AF54,AND($AD54=0,$AE54=0,$AF54=0),1)","v":{"$error":"#N/A"}},{"$f":"IF(ISNUMBER(MATCH(BU$11,$AG54:$AJ54,0)),1,0)*IF(ISNUMBER($AF54),(1-$AF54),1) + IF(ISNUMBER(MATCH(BU$11,$AK54:$AP54,0)),-1,0)*_xlfn.IFS(ISNUMBER($AD54),$AD54,ISNUMBER($AE54),$AE54,ISNUMBER($AF54),$AF54,AND($AD54=0,$AE54=0,$AF54=0),1)","v":{"$error":"#N/A"}},{"$f":"IF(ISNUMBER(MATCH(BV$11,$AG54:$AJ54,0)),1,0)*IF(ISNUMBER($AF54),(1-$AF54),1) + IF(ISNUMBER(MATCH(BV$11,$AK54:$AP54,0)),-1,0)*_xlfn.IFS(ISNUMBER($AD54),$AD54,ISNUMBER($AE54),$AE54,ISNUMBER($AF54),$AF54,AND($AD54=0,$AE54=0,$AF54=0),1)","v":{"$error":"#N/A"}},{"$f":"IF(ISNUMBER(MATCH(BW$11,$AG54:$AJ54,0)),1,0)*IF(ISNUMBER($AF54),(1-$AF54),1) + IF(ISNUMBER(MATCH(BW$11,$AK54:$AP54,0)),-1,0)*_xlfn.IFS(ISNUMBER($AD54),$AD54,ISNUMBER($AE54),$AE54,ISNUMBER($AF54),$AF54,AND($AD54=0,$AE54=0,$AF54=0),1)","v":{"$error":"#N/A"}},{"$f":"IF(ISNUMBER(MATCH(BX$11,$AG54:$AJ54,0)),1,0)*IF(ISNUMBER($AF54),(1-$AF54),1) + IF(ISNUMBER(MATCH(BX$11,$AK54:$AP54,0)),-1,0)*_xlfn.IFS(ISNUMBER($AD54),$AD54,ISNUMBER($AE54),$AE54,ISNUMBER($AF54),$AF54,AND($AD54=0,$AE54=0,$AF54=0),1)","v":{"$error":"#N/A"}},{"$f":"IF(ISNUMBER(MATCH(BY$11,$AG54:$AJ54,0)),1,0)*IF(ISNUMBER($AF54),(1-$AF54),1) + IF(ISNUMBER(MATCH(BY$11,$AK54:$AP54,0)),-1,0)*_xlfn.IFS(ISNUMBER($AD54),$AD54,ISNUMBER($AE54),$AE54,ISNUMBER($AF54),$AF54,AND($AD54=0,$AE54=0,$AF54=0),1)","v":{"$error":"#N/A"}},{"$f":"IF(ISNUMBER(MATCH(BZ$11,$AG54:$AJ54,0)),1,0)*IF(ISNUMBER($AF54),(1-$AF54),1) + IF(ISNUMBER(MATCH(BZ$11,$AK54:$AP54,0)),-1,0)*_xlfn.IFS(ISNUMBER($AD54),$AD54,ISNUMBER($AE54),$AE54,ISNUMBER($AF54),$AF54,AND($AD54=0,$AE54=0,$AF54=0),1)","v":{"$error":"#N/A"}},{"$f":"IF(ISNUMBER(MATCH(CA$11,$AG54:$AJ54,0)),1,0)*IF(ISNUMBER($AF54),(1-$AF54),1) + IF(ISNUMBER(MATCH(CA$11,$AK54:$AP54,0)),-1,0)*_xlfn.IFS(ISNUMBER($AD54),$AD54,ISNUMBER($AE54),$AE54,ISNUMBER($AF54),$AF54,AND($AD54=0,$AE54=0,$AF54=0),1)","v":{"$error":"#N/A"}},{"$f":"IF(ISNUMBER(MATCH(CB$11,$AG54:$AJ54,0)),1,0)*IF(ISNUMBER($AF54),(1-$AF54),1) + IF(ISNUMBER(MATCH(CB$11,$AK54:$AP54,0)),-1,0)*_xlfn.IFS(ISNUMBER($AD54),$AD54,ISNUMBER($AE54),$AE54,ISNUMBER($AF54),$AF54,AND($AD54=0,$AE54=0,$AF54=0),1)","v":{"$error":"#N/A"}},{"$f":"IF(ISNUMBER(MATCH(CC$11,$AG54:$AJ54,0)),1,0)*IF(ISNUMBER($AF54),(1-$AF54),1) + IF(ISNUMBER(MATCH(CC$11,$AK54:$AP54,0)),-1,0)*_xlfn.IFS(ISNUMBER($AD54),$AD54,ISNUMBER($AE54),$AE54,ISNUMBER($AF54),$AF54,AND($AD54=0,$AE54=0,$AF54=0),1)","v":{"$error":"#N/A"}},{"$f":"IF(ISNUMBER(MATCH(CD$11,$AG54:$AJ54,0)),1,0)*IF(ISNUMBER($AF54),(1-$AF54),1) + IF(ISNUMBER(MATCH(CD$11,$AK54:$AP54,0)),-1,0)*_xlfn.IFS(ISNUMBER($AD54),$AD54,ISNUMBER($AE54),$AE54,ISNUMBER($AF54),$AF54,AND($AD54=0,$AE54=0,$AF54=0),1)","v":{"$error":"#N/A"}},{"$f":"IF(ISNUMBER(MATCH(CE$11,$AG54:$AJ54,0)),1,0)*IF(ISNUMBER($AF54),(1-$AF54),1) + IF(ISNUMBER(MATCH(CE$11,$AK54:$AP54,0)),-1,0)*_xlfn.IFS(ISNUMBER($AD54),$AD54,ISNUMBER($AE54),$AE54,ISNUMBER($AF54),$AF54,AND($AD54=0,$AE54=0,$AF54=0),1)","v":{"$error":"#N/A"}},{"$f":"IF(ISNUMBER(MATCH(CF$11,$AG54:$AJ54,0)),1,0)*IF(ISNUMBER($AF54),(1-$AF54),1) + IF(ISNUMBER(MATCH(CF$11,$AK54:$AP54,0)),-1,0)*_xlfn.IFS(ISNUMBER($AD54),$AD54,ISNUMBER($AE54),$AE54,ISNUMBER($AF54),$AF54,AND($AD54=0,$AE54=0,$AF54=0),1)","v":{"$error":"#N/A"}},{"$f":"IF(ISNUMBER(MATCH(CG$11,$AG54:$AJ54,0)),1,0)*IF(ISNUMBER($AF54),(1-$AF54),1) + IF(ISNUMBER(MATCH(CG$11,$AK54:$AP54,0)),-1,0)*_xlfn.IFS(ISNUMBER($AD54),$AD54,ISNUMBER($AE54),$AE54,ISNUMBER($AF54),$AF54,AND($AD54=0,$AE54=0,$AF54=0),1)","v":{"$error":"#N/A"}},{"$f":"IF(ISNUMBER(MATCH(CH$11,$AG54:$AJ54,0)),1,0)*IF(ISNUMBER($AF54),(1-$AF54),1) + IF(ISNUMBER(MATCH(CH$11,$AK54:$AP54,0)),-1,0)*_xlfn.IFS(ISNUMBER($AD54),$AD54,ISNUMBER($AE54),$AE54,ISNUMBER($AF54),$AF54,AND($AD54=0,$AE54=0,$AF54=0),1)","v":{"$error":"#N/A"}},{"$f":"IF(ISNUMBER(MATCH(CI$11,$AG54:$AJ54,0)),1,0)*IF(ISNUMBER($AF54),(1-$AF54),1) + IF(ISNUMBER(MATCH(CI$11,$AK54:$AP54,0)),-1,0)*_xlfn.IFS(ISNUMBER($AD54),$AD54,ISNUMBER($AE54),$AE54,ISNUMBER($AF54),$AF54,AND($AD54=0,$AE54=0,$AF54=0),1)","v":{"$error":"#N/A"}},{"$f":"IF(ISNUMBER(MATCH(CJ$11,$AG54:$AJ54,0)),1,0)*IF(ISNUMBER($AF54),(1-$AF54),1) + IF(ISNUMBER(MATCH(CJ$11,$AK54:$AP54,0)),-1,0)*_xlfn.IFS(ISNUMBER($AD54),$AD54,ISNUMBER($AE54),$AE54,ISNUMBER($AF54),$AF54,AND($AD54=0,$AE54=0,$AF54=0),1)","v":{"$error":"#N/A"}},{"$f":"IF(ISNUMBER(MATCH(CK$11,$AG54:$AJ54,0)),1,0)*IF(ISNUMBER($AF54),(1-$AF54),1) + IF(ISNUMBER(MATCH(CK$11,$AK54:$AP54,0)),-1,0)*_xlfn.IFS(ISNUMBER($AD54),$AD54,ISNUMBER($AE54),$AE54,ISNUMBER($AF54),$AF54,AND($AD54=0,$AE54=0,$AF54=0),1)","v":{"$error":"#N/A"}},{"$f":"IF(ISNUMBER(MATCH(CL$11,$AG54:$AJ54,0)),1,0)*IF(ISNUMBER($AF54),(1-$AF54),1) + IF(ISNUMBER(MATCH(CL$11,$AK54:$AP54,0)),-1,0)*_xlfn.IFS(ISNUMBER($AD54),$AD54,ISNUMBER($AE54),$AE54,ISNUMBER($AF54),$AF54,AND($AD54=0,$AE54=0,$AF54=0),1)","v":{"$error":"#N/A"}},{"$f":"IF(ISNUMBER(MATCH(CM$11,$AG54:$AJ54,0)),1,0)*IF(ISNUMBER($AF54),(1-$AF54),1) + IF(ISNUMBER(MATCH(CM$11,$AK54:$AP54,0)),-1,0)*_xlfn.IFS(ISNUMBER($AD54),$AD54,ISNUMBER($AE54),$AE54,ISNUMBER($AF54),$AF54,AND($AD54=0,$AE54=0,$AF54=0),1)","v":{"$error":"#N/A"}},{"$f":"IF(ISNUMBER(MATCH(CN$11,$AG54:$AJ54,0)),1,0)*IF(ISNUMBER($AF54),(1-$AF54),1) + IF(ISNUMBER(MATCH(CN$11,$AK54:$AP54,0)),-1,0)*_xlfn.IFS(ISNUMBER($AD54),$AD54,ISNUMBER($AE54),$AE54,ISNUMBER($AF54),$AF54,AND($AD54=0,$AE54=0,$AF54=0),1)","v":{"$error":"#N/A"}},{"$f":"IF(ISNUMBER(MATCH(CO$11,$AG54:$AJ54,0)),1,0)*IF(ISNUMBER($AF54),(1-$AF54),1) + IF(ISNUMBER(MATCH(CO$11,$AK54:$AP54,0)),-1,0)*_xlfn.IFS(ISNUMBER($AD54),$AD54,ISNUMBER($AE54),$AE54,ISNUMBER($AF54),$AF54,AND($AD54=0,$AE54=0,$AF54=0),1)","v":{"$error":"#N/A"}},{"$f":"IF(ISNUMBER(MATCH(CP$11,$AG54:$AJ54,0)),1,0)*IF(ISNUMBER($AF54),(1-$AF54),1) + IF(ISNUMBER(MATCH(CP$11,$AK54:$AP54,0)),-1,0)*_xlfn.IFS(ISNUMBER($AD54),$AD54,ISNUMBER($AE54),$AE54,ISNUMBER($AF54),$AF54,AND($AD54=0,$AE54=0,$AF54=0),1)","v":{"$error":"#N/A"}},{"$f":"IF(ISNUMBER(MATCH(CQ$11,$AG54:$AJ54,0)),1,0)*IF(ISNUMBER($AF54),(1-$AF54),1) + IF(ISNUMBER(MATCH(CQ$11,$AK54:$AP54,0)),-1,0)*_xlfn.IFS(ISNUMBER($AD54),$AD54,ISNUMBER($AE54),$AE54,ISNUMBER($AF54),$AF54,AND($AD54=0,$AE54=0,$AF54=0),1)","v":{"$error":"#N/A"}},{"$f":"IF(ISNUMBER(MATCH(CR$11,$AG54:$AJ54,0)),1,0)*IF(ISNUMBER($AF54),(1-$AF54),1) + IF(ISNUMBER(MATCH(CR$11,$AK54:$AP54,0)),-1,0)*_xlfn.IFS(ISNUMBER($AD54),$AD54,ISNUMBER($AE54),$AE54,ISNUMBER($AF54),$AF54,AND($AD54=0,$AE54=0,$AF54=0),1)","v":{"$error":"#N/A"}},{"$f":"IF(ISNUMBER(MATCH(CS$11,$AG54:$AJ54,0)),1,0)*IF(ISNUMBER($AF54),(1-$AF54),1) + IF(ISNUMBER(MATCH(CS$11,$AK54:$AP54,0)),-1,0)*_xlfn.IFS(ISNUMBER($AD54),$AD54,ISNUMBER($AE54),$AE54,ISNUMBER($AF54),$AF54,AND($AD54=0,$AE54=0,$AF54=0),1)","v":{"$error":"#N/A"}},{"$f":"IF(ISNUMBER(MATCH(CT$11,$AG54:$AJ54,0)),1,0)*IF(ISNUMBER($AF54),(1-$AF54),1) + IF(ISNUMBER(MATCH(CT$11,$AK54:$AP54,0)),-1,0)*_xlfn.IFS(ISNUMBER($AD54),$AD54,ISNUMBER($AE54),$AE54,ISNUMBER($AF54),$AF54,AND($AD54=0,$AE54=0,$AF54=0),1)","v":{"$error":"#N/A"}},{"$f":"IF(ISNUMBER(MATCH(CU$11,$AG54:$AJ54,0)),1,0)*IF(ISNUMBER($AF54),(1-$AF54),1) + IF(ISNUMBER(MATCH(CU$11,$AK54:$AP54,0)),-1,0)*_xlfn.IFS(ISNUMBER($AD54),$AD54,ISNUMBER($AE54),$AE54,ISNUMBER($AF54),$AF54,AND($AD54=0,$AE54=0,$AF54=0),1)","v":{"$error":"#N/A"}},{"$f":"IF(ISNUMBER(MATCH(CV$11,$AG54:$AJ54,0)),1,0)*IF(ISNUMBER($AF54),(1-$AF54),1) + IF(ISNUMBER(MATCH(CV$11,$AK54:$AP54,0)),-1,0)*_xlfn.IFS(ISNUMBER($AD54),$AD54,ISNUMBER($AE54),$AE54,ISNUMBER($AF54),$AF54,AND($AD54=0,$AE54=0,$AF54=0),1)","v":{"$error":"#N/A"}},{"$f":"IF(ISNUMBER(MATCH(CW$11,$AG54:$AJ54,0)),1,0)*IF(ISNUMBER($AF54),(1-$AF54),1) + IF(ISNUMBER(MATCH(CW$11,$AK54:$AP54,0)),-1,0)*_xlfn.IFS(ISNUMBER($AD54),$AD54,ISNUMBER($AE54),$AE54,ISNUMBER($AF54),$AF54,AND($AD54=0,$AE54=0,$AF54=0),1)","v":{"$error":"#N/A"}},{"$f":"IF(ISNUMBER(MATCH(CX$11,$AG54:$AJ54,0)),1,0)*IF(ISNUMBER($AF54),(1-$AF54),1) + IF(ISNUMBER(MATCH(CX$11,$AK54:$AP54,0)),-1,0)*_xlfn.IFS(ISNUMBER($AD54),$AD54,ISNUMBER($AE54),$AE54,ISNUMBER($AF54),$AF54,AND($AD54=0,$AE54=0,$AF54=0),1)","v":{"$error":"#N/A"}},{"$f":"IF(ISNUMBER(MATCH(CY$11,$AG54:$AJ54,0)),1,0)*IF(ISNUMBER($AF54),(1-$AF54),1) + IF(ISNUMBER(MATCH(CY$11,$AK54:$AP54,0)),-1,0)*_xlfn.IFS(ISNUMBER($AD54),$AD54,ISNUMBER($AE54),$AE54,ISNUMBER($AF54),$AF54,AND($AD54=0,$AE54=0,$AF54=0),1)","v":{"$error":"#N/A"}},{"$f":"IF(ISNUMBER(MATCH(CZ$11,$AG54:$AJ54,0)),1,0)*IF(ISNUMBER($AF54),(1-$AF54),1) + IF(ISNUMBER(MATCH(CZ$11,$AK54:$AP54,0)),-1,0)*_xlfn.IFS(ISNUMBER($AD54),$AD54,ISNUMBER($AE54),$AE54,ISNUMBER($AF54),$AF54,AND($AD54=0,$AE54=0,$AF54=0),1)","v":{"$error":"#N/A"}},{"$f":"IF(ISNUMBER(MATCH(DA$11,$AG54:$AJ54,0)),1,0)*IF(ISNUMBER($AF54),(1-$AF54),1) + IF(ISNUMBER(MATCH(DA$11,$AK54:$AP54,0)),-1,0)*_xlfn.IFS(ISNUMBER($AD54),$AD54,ISNUMBER($AE54),$AE54,ISNUMBER($AF54),$AF54,AND($AD54=0,$AE54=0,$AF54=0),1)","v":{"$error":"#N/A"}},{"$f":"IF(ISNUMBER(MATCH(DB$11,$AG54:$AJ54,0)),1,0)*IF(ISNUMBER($AF54),(1-$AF54),1) + IF(ISNUMBER(MATCH(DB$11,$AK54:$AP54,0)),-1,0)*_xlfn.IFS(ISNUMBER($AD54),$AD54,ISNUMBER($AE54),$AE54,ISNUMBER($AF54),$AF54,AND($AD54=0,$AE54=0,$AF54=0),1)","v":{"$error":"#N/A"}},{"$f":"IF(ISNUMBER(MATCH(DC$11,$AG54:$AJ54,0)),1,0)*IF(ISNUMBER($AF54),(1-$AF54),1) + IF(ISNUMBER(MATCH(DC$11,$AK54:$AP54,0)),-1,0)*_xlfn.IFS(ISNUMBER($AD54),$AD54,ISNUMBER($AE54),$AE54,ISNUMBER($AF54),$AF54,AND($AD54=0,$AE54=0,$AF54=0),1)","v":{"$error":"#N/A"}},{"$f":"IF(ISNUMBER(MATCH(DD$11,$AG54:$AJ54,0)),1,0)*IF(ISNUMBER($AF54),(1-$AF54),1) + IF(ISNUMBER(MATCH(DD$11,$AK54:$AP54,0)),-1,0)*_xlfn.IFS(ISNUMBER($AD54),$AD54,ISNUMBER($AE54),$AE54,ISNUMBER($AF54),$AF54,AND($AD54=0,$AE54=0,$AF54=0),1)","v":{"$error":"#N/A"}},{"$f":"IF(ISNUMBER(MATCH(DE$11,$AG54:$AJ54,0)),1,0)*IF(ISNUMBER($AF54),(1-$AF54),1) + IF(ISNUMBER(MATCH(DE$11,$AK54:$AP54,0)),-1,0)*_xlfn.IFS(ISNUMBER($AD54),$AD54,ISNUMBER($AE54),$AE54,ISNUMBER($AF54),$AF54,AND($AD54=0,$AE54=0,$AF54=0),1)","v":{"$error":"#N/A"}},null,0,null,null,null,null,null,null,null,null,null,null,null,-11,{"$error":"#N/A"},{"$error":"#N/A"},0,0,0,0,0,0,0,0,0,27,6,0,39,77,0,84,81,172,139,0,0]
[null,null,null,null,null,null,null,5,"Fixed cost",{"$error":"#N/A"},{"$error":"#N/A"},{"$error":"#N/A"},{"$error":"#N/A"},null,null,null,null,null,"q_dr2_cls,l",0,{"$error":"#N/A"},null,null,null,null,null,"Workload","Prop",null,{"$f":"M60","v":{"$error":"#N/A"}},null,null,"w_drms-dr4",null,null,null,"e_drms_crit-dr4",null,null,null,null,null,null,{"$f":"IF(ISNUMBER(MATCH(AR$11,$AG55:$AJ55,0)),1,0)*IF(ISNUMBER($AF55),(1-$AF55),1) + IF(ISNUMBER(MATCH(AR$11,$AK55:$AP55,0)),-1,0)*_xlfn.IFS(ISNUMBER($AD55),$AD55,ISNUMBER($AE55),$AE55,ISNUMBER($AF55),$AF55,AND($AD55=0,$AE55=0,$AF55=0),1)","v":{"$error":"#N/A"}},{"$f":"IF(ISNUMBER(MATCH(AS$11,$AG55:$AJ55,0)),1,0)*IF(ISNUMBER($AF55),(1-$AF55),1) + IF(ISNUMBER(MATCH(AS$11,$AK55:$AP55,0)),-1,0)*_xlfn.IFS(ISNUMBER($AD55),$AD55,ISNUMBER($AE55),$AE55,ISNUMBER($AF55),$AF55,AND($AD55=0,$AE55=0,$AF55=0),1)","v":{"$error":"#N/A"}},{"$f":"IF(ISNUMBER(MATCH(AT$11,$AG55:$AJ55,0)),1,0)*IF(ISNUMBER($AF55),(1-$AF55),1) + IF(ISNUMBER(MATCH(AT$11,$AK55:$AP55,0)),-1,0)*_xlfn.IFS(ISNUMBER($AD55),$AD55,ISNUMBER($AE55),$AE55,ISNUMBER($AF55),$AF55,AND($AD55=0,$AE55=0,$AF55=0),1)","v":{"$error":"#N/A"}},{"$f":"IF(ISNUMBER(MATCH(AU$11,$AG55:$AJ55,0)),1,0)*IF(ISNUMBER($AF55),(1-$AF55),1) + IF(ISNUMBER(MATCH(AU$11,$AK55:$AP55,0)),-1,0)*_xlfn.IFS(ISNUMBER($AD55),$AD55,ISNUMBER($AE55),$AE55,ISNUMBER($AF55),$AF55,AND($AD55=0,$AE55=0,$AF55=0),1)","v":{"$error":"#N/A"}},{"$f":"IF(ISNUMBER(MATCH(AV$11,$AG55:$AJ55,0)),1,0)*IF(ISNUMBER($AF55),(1-$AF55),1) + IF(ISNUMBER(MATCH(AV$11,$AK55:$AP55,0)),-1,0)*_xlfn.IFS(ISNUMBER($AD55),$AD55,ISNUMBER($AE55),$AE55,ISNUMBER($AF55),$AF55,AND($AD55=0,$AE55=0,$AF55=0),1)","v":{"$error":"#N/A"}},{"$f":"IF(ISNUMBER(MATCH(AW$11,$AG55:$AJ55,0)),1,0)*IF(ISNUMBER($AF55),(1-$AF55),1) + IF(ISNUMBER(MATCH(AW$11,$AK55:$AP55,0)),-1,0)*_xlfn.IFS(ISNUMBER($AD55),$AD55,ISNUMBER($AE55),$AE55,ISNUMBER($AF55),$AF55,AND($AD55=0,$AE55=0,$AF55=0),1)","v":{"$error":"#N/A"}},{"$f":"IF(ISNUMBER(MATCH(AX$11,$AG55:$AJ55,0)),1,0)*IF(ISNUMBER($AF55),(1-$AF55),1) + IF(ISNUMBER(MATCH(AX$11,$AK55:$AP55,0)),-1,0)*_xlfn.IFS(ISNUMBER($AD55),$AD55,ISNUMBER($AE55),$AE55,ISNUMBER($AF55),$AF55,AND($AD55=0,$AE55=0,$AF55=0),1)","v":{"$error":"#N/A"}},{"$f":"IF(ISNUMBER(MATCH(AY$11,$AG55:$AJ55,0)),1,0)*IF(ISNUMBER($AF55),(1-$AF55),1) + IF(ISNUMBER(MATCH(AY$11,$AK55:$AP55,0)),-1,0)*_xlfn.IFS(ISNUMBER($AD55),$AD55,ISNUMBER($AE55),$AE55,ISNUMBER($AF55),$AF55,AND($AD55=0,$AE55=0,$AF55=0),1)","v":{"$error":"#N/A"}},{"$f":"IF(ISNUMBER(MATCH(AZ$11,$AG55:$AJ55,0)),1,0)*IF(ISNUMBER($AF55),(1-$AF55),1) + IF(ISNUMBER(MATCH(AZ$11,$AK55:$AP55,0)),-1,0)*_xlfn.IFS(ISNUMBER($AD55),$AD55,ISNUMBER($AE55),$AE55,ISNUMBER($AF55),$AF55,AND($AD55=0,$AE55=0,$AF55=0),1)","v":{"$error":"#N/A"}},{"$f":"IF(ISNUMBER(MATCH(BA$11,$AG55:$AJ55,0)),1,0)*IF(ISNUMBER($AF55),(1-$AF55),1) + IF(ISNUMBER(MATCH(BA$11,$AK55:$AP55,0)),-1,0)*_xlfn.IFS(ISNUMBER($AD55),$AD55,ISNUMBER($AE55),$AE55,ISNUMBER($AF55),$AF55,AND($AD55=0,$AE55=0,$AF55=0),1)","v":{"$error":"#N/A"}},{"$f":"IF(ISNUMBER(MATCH(BB$11,$AG55:$AJ55,0)),1,0)*IF(ISNUMBER($AF55),(1-$AF55),1) + IF(ISNUMBER(MATCH(BB$11,$AK55:$AP55,0)),-1,0)*_xlfn.IFS(ISNUMBER($AD55),$AD55,ISNUMBER($AE55),$AE55,ISNUMBER($AF55),$AF55,AND($AD55=0,$AE55=0,$AF55=0),1)","v":{"$error":"#N/A"}},{"$f":"IF(ISNUMBER(MATCH(BC$11,$AG55:$AJ55,0)),1,0)*IF(ISNUMBER($AF55),(1-$AF55),1) + IF(ISNUMBER(MATCH(BC$11,$AK55:$AP55,0)),-1,0)*_xlfn.IFS(ISNUMBER($AD55),$AD55,ISNUMBER($AE55),$AE55,ISNUMBER($AF55),$AF55,AND($AD55=0,$AE55=0,$AF55=0),1)","v":{"$error":"#N/A"}},{"$f":"IF(ISNUMBER(MATCH(BD$11,$AG55:$AJ55,0)),1,0)*IF(ISNUMBER($AF55),(1-$AF55),1) + IF(ISNUMBER(MATCH(BD$11,$AK55:$AP55,0)),-1,0)*_xlfn.IFS(ISNUMBER($AD55),$AD55,ISNUMBER($AE55),$AE55,ISNUMBER($AF55),$AF55,AND($AD55=0,$AE55=0,$AF55=0),1)","v":{"$error":"#N/A"}},{"$f":"IF(ISNUMBER(MATCH(BE$11,$AG55:$AJ55,0)),1,0)*IF(ISNUMBER($AF55),(1-$AF55),1) + IF(ISNUMBER(MATCH(BE$11,$AK55:$AP55,0)),-1,0)*_xlfn.IFS(ISNUMBER($AD55),$AD55,ISNUMBER($AE55),$AE55,ISNUMBER($AF55),$AF55,AND($AD55=0,$AE55=0,$AF55=0),1)","v":{"$error":"#N/A"}},{"$f":"IF(ISNUMBER(MATCH(BF$11,$AG55:$AJ55,0)),1,0)*IF(ISNUMBER($AF55),(1-$AF55),1) + IF(ISNUMBER(MATCH(BF$11,$AK55:$AP55,0)),-1,0)*_xlfn.IFS(ISNUMBER($AD55),$AD55,ISNUMBER($AE55),$AE55,ISNUMBER($AF55),$AF55,AND($AD55=0,$AE55=0,$AF55=0),1)","v":{"$error":"#N/A"}},{"$f":"IF(ISNUMBER(MATCH(BG$11,$AG55:$AJ55,0)),1,0)*IF(ISNUMBER($AF55),(1-$AF55),1) + IF(ISNUMBER(MATCH(BG$11,$AK55:$AP55,0)),-1,0)*_xlfn.IFS(ISNUMBER($AD55),$AD55,ISNUMBER($AE55),$AE55,ISNUMBER($AF55),$AF55,AND($AD55=0,$AE55=0,$AF55=0),1)","v":{"$error":"#N/A"}},{"$f":"IF(ISNUMBER(MATCH(BH$11,$AG55:$AJ55,0)),1,0)*IF(ISNUMBER($AF55),(1-$AF55),1) + IF(ISNUMBER(MATCH(BH$11,$AK55:$AP55,0)),-1,0)*_xlfn.IFS(ISNUMBER($AD55),$AD55,ISNUMBER($AE55),$AE55,ISNUMBER($AF55),$AF55,AND($AD55=0,$AE55=0,$AF55=0),1)","v":{"$error":"#N/A"}},{"$f":"IF(ISNUMBER(MATCH(BI$11,$AG55:$AJ55,0)),1,0)*IF(ISNUMBER($AF55),(1-$AF55),1) + IF(ISNUMBER(MATCH(BI$11,$AK55:$AP55,0)),-1,0)*_xlfn.IFS(ISNUMBER($AD55),$AD55,ISNUMBER($AE55),$AE55,ISNUMBER($AF55),$AF55,AND($AD55=0,$AE55=0,$AF55=0),1)","v":{"$error":"#N/A"}},{"$f":"IF(ISNUMBER(MATCH(BJ$11,$AG55:$AJ55,0)),1,0)*IF(ISNUMBER($AF55),(1-$AF55),1) + IF(ISNUMBER(MATCH(BJ$11,$AK55:$AP55,0)),-1,0)*_xlfn.IFS(ISNUMBER($AD55),$AD55,ISNUMBER($AE55),$AE55,ISNUMBER($AF55),$AF55,AND($AD55=0,$AE55=0,$AF55=0),1)","v":{"$error":"#N/A"}},{"$f":"IF(ISNUMBER(MATCH(BK$11,$AG55:$AJ55,0)),1,0)*IF(ISNUMBER($AF55),(1-$AF55),1) + IF(ISNUMBER(MATCH(BK$11,$AK55:$AP55,0)),-1,0)*_xlfn.IFS(ISNUMBER($AD55),$AD55,ISNUMBER($AE55),$AE55,ISNUMBER($AF55),$AF55,AND($AD55=0,$AE55=0,$AF55=0),1)","v":{"$error":"#N/A"}},{"$f":"IF(ISNUMBER(MATCH(BL$11,$AG55:$AJ55,0)),1,0)*IF(ISNUMBER($AF55),(1-$AF55),1) + IF(ISNUMBER(MATCH(BL$11,$AK55:$AP55,0)),-1,0)*_xlfn.IFS(ISNUMBER($AD55),$AD55,ISNUMBER($AE55),$AE55,ISNUMBER($AF55),$AF55,AND($AD55=0,$AE55=0,$AF55=0),1)","v":{"$error":"#N/A"}},{"$f":"IF(ISNUMBER(MATCH(BM$11,$AG55:$AJ55,0)),1,0)*IF(ISNUMBER($AF55),(1-$AF55),1) + IF(ISNUMBER(MATCH(BM$11,$AK55:$AP55,0)),-1,0)*_xlfn.IFS(ISNUMBER($AD55),$AD55,ISNUMBER($AE55),$AE55,ISNUMBER($AF55),$AF55,AND($AD55=0,$AE55=0,$AF55=0),1)","v":{"$error":"#N/A"}},{"$f":"IF(ISNUMBER(MATCH(BN$11,$AG55:$AJ55,0)),1,0)*IF(ISNUMBER($AF55),(1-$AF55),1) + IF(ISNUMBER(MATCH(BN$11,$AK55:$AP55,0)),-1,0)*_xlfn.IFS(ISNUMBER($AD55),$AD55,ISNUMBER($AE55),$AE55,ISNUMBER($AF55),$AF55,AND($AD55=0,$AE55=0,$AF55=0),1)","v":{"$error":"#N/A"}},{"$f":"IF(ISNUMBER(MATCH(BO$11,$AG55:$AJ55,0)),1,0)*IF(ISNUMBER($AF55),(1-$AF55),1) + IF(ISNUMBER(MATCH(BO$11,$AK55:$AP55,0)),-1,0)*_xlfn.IFS(ISNUMBER($AD55),$AD55,ISNUMBER($AE55),$AE55,ISNUMBER($AF55),$AF55,AND($AD55=0,$AE55=0,$AF55=0),1)","v":{"$error":"#N/A"}},{"$f":"IF(ISNUMBER(MATCH(BP$11,$AG55:$AJ55,0)),1,0)*IF(ISNUMBER($AF55),(1-$AF55),1) + IF(ISNUMBER(MATCH(BP$11,$AK55:$AP55,0)),-1,0)*_xlfn.IFS(ISNUMBER($AD55),$AD55,ISNUMBER($AE55),$AE55,ISNUMBER($AF55),$AF55,AND($AD55=0,$AE55=0,$AF55=0),1)","v":{"$error":"#N/A"}},{"$f":"IF(ISNUMBER(MATCH(BQ$11,$AG55:$AJ55,0)),1,0)*IF(ISNUMBER($AF55),(1-$AF55),1) + IF(ISNUMBER(MATCH(BQ$11,$AK55:$AP55,0)),-1,0)*_xlfn.IFS(ISNUMBER($AD55),$AD55,ISNUMBER($AE55),$AE55,ISNUMBER($AF55),$AF55,AND($AD55=0,$AE55=0,$AF55=0),1)","v":{"$error":"#N/A"}},{"$f":"IF(ISNUMBER(MATCH(BR$11,$AG55:$AJ55,0)),1,0)*IF(ISNUMBER($AF55),(1-$AF55),1) + IF(ISNUMBER(MATCH(BR$11,$AK55:$AP55,0)),-1,0)*_xlfn.IFS(ISNUMBER($AD55),$AD55,ISNUMBER($AE55),$AE55,ISNUMBER($AF55),$AF55,AND($AD55=0,$AE55=0,$AF55=0),1)","v":{"$error":"#N/A"}},{"$f":"IF(ISNUMBER(MATCH(BS$11,$AG55:$AJ55,0)),1,0)*IF(ISNUMBER($AF55),(1-$AF55),1) + IF(ISNUMBER(MATCH(BS$11,$AK55:$AP55,0)),-1,0)*_xlfn.IFS(ISNUMBER($AD55),$AD55,ISNUMBER($AE55),$AE55,ISNUMBER($AF55),$AF55,AND($AD55=0,$AE55=0,$AF55=0),1)","v":{"$error":"#N/A"}},{"$f":"IF(ISNUMBER(MATCH(BT$11,$AG55:$AJ55,0)),1,0)*IF(ISNUMBER($AF55),(1-$AF55),1) + IF(ISNUMBER(MATCH(BT$11,$AK55:$AP55,0)),-1,0)*_xlfn.IFS(ISNUMBER($AD55),$AD55,ISNUMBER($AE55),$AE55,ISNUMBER($AF55),$AF55,AND($AD55=0,$AE55=0,$AF55=0),1)","v":{"$error":"#N/A"}},{"$f":"IF(ISNUMBER(MATCH(BU$11,$AG55:$AJ55,0)),1,0)*IF(ISNUMBER($AF55),(1-$AF55),1) + IF(ISNUMBER(MATCH(BU$11,$AK55:$AP55,0)),-1,0)*_xlfn.IFS(ISNUMBER($AD55),$AD55,ISNUMBER($AE55),$AE55,ISNUMBER($AF55),$AF55,AND($AD55=0,$AE55=0,$AF55=0),1)","v":{"$error":"#N/A"}},{"$f":"IF(ISNUMBER(MATCH(BV$11,$AG55:$AJ55,0)),1,0)*IF(ISNUMBER($AF55),(1-$AF55),1) + IF(ISNUMBER(MATCH(BV$11,$AK55:$AP55,0)),-1,0)*_xlfn.IFS(ISNUMBER($AD55),$AD55,ISNUMBER($AE55),$AE55,ISNUMBER($AF55),$AF55,AND($AD55=0,$AE55=0,$AF55=0),1)","v":{"$error":"#N/A"}},{"$f":"IF(ISNUMBER(MATCH(BW$11,$AG55:$AJ55,0)),1,0)*IF(ISNUMBER($AF55),(1-$AF55),1) + IF(ISNUMBER(MATCH(BW$11,$AK55:$AP55,0)),-1,0)*_xlfn.IFS(ISNUMBER($AD55),$AD55,ISNUMBER($AE55),$AE55,ISNUMBER($AF55),$AF55,AND($AD55=0,$AE55=0,$AF55=0),1)","v":{"$error":"#N/A"}},{"$f":"IF(ISNUMBER(MATCH(BX$11,$AG55:$AJ55,0)),1,0)*IF(ISNUMBER($AF55),(1-$AF55),1) + IF(ISNUMBER(MATCH(BX$11,$AK55:$AP55,0)),-1,0)*_xlfn.IFS(ISNUMBER($AD55),$AD55,ISNUMBER($AE55),$AE55,ISNUMBER($AF55),$AF55,AND($AD55=0,$AE55=0,$AF55=0),1)","v":{"$error":"#N/A"}},{"$f":"IF(ISNUMBER(MATCH(BY$11,$AG55:$AJ55,0)),1,0)*IF(ISNUMBER($AF55),(1-$AF55),1) + IF(ISNUMBER(MATCH(BY$11,$AK55:$AP55,0)),-1,0)*_xlfn.IFS(ISNUMBER($AD55),$AD55,ISNUMBER($AE55),$AE55,ISNUMBER($AF55),$AF55,AND($AD55=0,$AE55=0,$AF55=0),1)","v":{"$error":"#N/A"}},{"$f":"IF(ISNUMBER(MATCH(BZ$11,$AG55:$AJ55,0)),1,0)*IF(ISNUMBER($AF55),(1-$AF55),1) + IF(ISNUMBER(MATCH(BZ$11,$AK55:$AP55,0)),-1,0)*_xlfn.IFS(ISNUMBER($AD55),$AD55,ISNUMBER($AE55),$AE55,ISNUMBER($AF55),$AF55,AND($AD55=0,$AE55=0,$AF55=0),1)","v":{"$error":"#N/A"}},{"$f":"IF(ISNUMBER(MATCH(CA$11,$AG55:$AJ55,0)),1,0)*IF(ISNUMBER($AF55),(1-$AF55),1) + IF(ISNUMBER(MATCH(CA$11,$AK55:$AP55,0)),-1,0)*_xlfn.IFS(ISNUMBER($AD55),$AD55,ISNUMBER($AE55),$AE55,ISNUMBER($AF55),$AF55,AND($AD55=0,$AE55=0,$AF55=0),1)","v":{"$error":"#N/A"}},{"$f":"IF(ISNUMBER(MATCH(CB$11,$AG55:$AJ55,0)),1,0)*IF(ISNUMBER($AF55),(1-$AF55),1) + IF(ISNUMBER(MATCH(CB$11,$AK55:$AP55,0)),-1,0)*_xlfn.IFS(ISNUMBER($AD55),$AD55,ISNUMBER($AE55),$AE55,ISNUMBER($AF55),$AF55,AND($AD55=0,$AE55=0,$AF55=0),1)","v":{"$error":"#N/A"}},{"$f":"IF(ISNUMBER(MATCH(CC$11,$AG55:$AJ55,0)),1,0)*IF(ISNUMBER($AF55),(1-$AF55),1) + IF(ISNUMBER(MATCH(CC$11,$AK55:$AP55,0)),-1,0)*_xlfn.IFS(ISNUMBER($AD55),$AD55,ISNUMBER($AE55),$AE55,ISNUMBER($AF55),$AF55,AND($AD55=0,$AE55=0,$AF55=0),1)","v":{"$error":"#N/A"}},{"$f":"IF(ISNUMBER(MATCH(CD$11,$AG55:$AJ55,0)),1,0)*IF(ISNUMBER($AF55),(1-$AF55),1) + IF(ISNUMBER(MATCH(CD$11,$AK55:$AP55,0)),-1,0)*_xlfn.IFS(ISNUMBER($AD55),$AD55,ISNUMBER($AE55),$AE55,ISNUMBER($AF55),$AF55,AND($AD55=0,$AE55=0,$AF55=0),1)","v":{"$error":"#N/A"}},{"$f":"IF(ISNUMBER(MATCH(CE$11,$AG55:$AJ55,0)),1,0)*IF(ISNUMBER($AF55),(1-$AF55),1) + IF(ISNUMBER(MATCH(CE$11,$AK55:$AP55,0)),-1,0)*_xlfn.IFS(ISNUMBER($AD55),$AD55,ISNUMBER($AE55),$AE55,ISNUMBER($AF55),$AF55,AND($AD55=0,$AE55=0,$AF55=0),1)","v":{"$error":"#N/A"}},{"$f":"IF(ISNUMBER(MATCH(CF$11,$AG55:$AJ55,0)),1,0)*IF(ISNUMBER($AF55),(1-$AF55),1) + IF(ISNUMBER(MATCH(CF$11,$AK55:$AP55,0)),-1,0)*_xlfn.IFS(ISNUMBER($AD55),$AD55,ISNUMBER($AE55),$AE55,ISNUMBER($AF55),$AF55,AND($AD55=0,$AE55=0,$AF55=0),1)","v":{"$error":"#N/A"}},{"$f":"IF(ISNUMBER(MATCH(CG$11,$AG55:$AJ55,0)),1,0)*IF(ISNUMBER($AF55),(1-$AF55),1) + IF(ISNUMBER(MATCH(CG$11,$AK55:$AP55,0)),-1,0)*_xlfn.IFS(ISNUMBER($AD55),$AD55,ISNUMBER($AE55),$AE55,ISNUMBER($AF55),$AF55,AND($AD55=0,$AE55=0,$AF55=0),1)","v":{"$error":"#N/A"}},{"$f":"IF(ISNUMBER(MATCH(CH$11,$AG55:$AJ55,0)),1,0)*IF(ISNUMBER($AF55),(1-$AF55),1) + IF(ISNUMBER(MATCH(CH$11,$AK55:$AP55,0)),-1,0)*_xlfn.IFS(ISNUMBER($AD55),$AD55,ISNUMBER($AE55),$AE55,ISNUMBER($AF55),$AF55,AND($AD55=0,$AE55=0,$AF55=0),1)","v":{"$error":"#N/A"}},{"$f":"IF(ISNUMBER(MATCH(CI$11,$AG55:$AJ55,0)),1,0)*IF(ISNUMBER($AF55),(1-$AF55),1) + IF(ISNUMBER(MATCH(CI$11,$AK55:$AP55,0)),-1,0)*_xlfn.IFS(ISNUMBER($AD55),$AD55,ISNUMBER($AE55),$AE55,ISNUMBER($AF55),$AF55,AND($AD55=0,$AE55=0,$AF55=0),1)","v":{"$error":"#N/A"}},{"$f":"IF(ISNUMBER(MATCH(CJ$11,$AG55:$AJ55,0)),1,0)*IF(ISNUMBER($AF55),(1-$AF55),1) + IF(ISNUMBER(MATCH(CJ$11,$AK55:$AP55,0)),-1,0)*_xlfn.IFS(ISNUMBER($AD55),$AD55,ISNUMBER($AE55),$AE55,ISNUMBER($AF55),$AF55,AND($AD55=0,$AE55=0,$AF55=0),1)","v":{"$error":"#N/A"}},{"$f":"IF(ISNUMBER(MATCH(CK$11,$AG55:$AJ55,0)),1,0)*IF(ISNUMBER($AF55),(1-$AF55),1) + IF(ISNUMBER(MATCH(CK$11,$AK55:$AP55,0)),-1,0)*_xlfn.IFS(ISNUMBER($AD55),$AD55,ISNUMBER($AE55),$AE55,ISNUMBER($AF55),$AF55,AND($AD55=0,$AE55=0,$AF55=0),1)","v":{"$error":"#N/A"}},{"$f":"IF(ISNUMBER(MATCH(CL$11,$AG55:$AJ55,0)),1,0)*IF(ISNUMBER($AF55),(1-$AF55),1) + IF(ISNUMBER(MATCH(CL$11,$AK55:$AP55,0)),-1,0)*_xlfn.IFS(ISNUMBER($AD55),$AD55,ISNUMBER($AE55),$AE55,ISNUMBER($AF55),$AF55,AND($AD55=0,$AE55=0,$AF55=0),1)","v":{"$error":"#N/A"}},{"$f":"IF(ISNUMBER(MATCH(CM$11,$AG55:$AJ55,0)),1,0)*IF(ISNUMBER($AF55),(1-$AF55),1) + IF(ISNUMBER(MATCH(CM$11,$AK55:$AP55,0)),-1,0)*_xlfn.IFS(ISNUMBER($AD55),$AD55,ISNUMBER($AE55),$AE55,ISNUMBER($AF55),$AF55,AND($AD55=0,$AE55=0,$AF55=0),1)","v":{"$error":"#N/A"}},{"$f":"IF(ISNUMBER(MATCH(CN$11,$AG55:$AJ55,0)),1,0)*IF(ISNUMBER($AF55),(1-$AF55),1) + IF(ISNUMBER(MATCH(CN$11,$AK55:$AP55,0)),-1,0)*_xlfn.IFS(ISNUMBER($AD55),$AD55,ISNUMBER($AE55),$AE55,ISNUMBER($AF55),$AF55,AND($AD55=0,$AE55=0,$AF55=0),1)","v":{"$error":"#N/A"}},{"$f":"IF(ISNUMBER(MATCH(CO$11,$AG55:$AJ55,0)),1,0)*IF(ISNUMBER($AF55),(1-$AF55),1) + IF(ISNUMBER(MATCH(CO$11,$AK55:$AP55,0)),-1,0)*_xlfn.IFS(ISNUMBER($AD55),$AD55,ISNUMBER($AE55),$AE55,ISNUMBER($AF55),$AF55,AND($AD55=0,$AE55=0,$AF55=0),1)","v":{"$error":"#N/A"}},{"$f":"IF(ISNUMBER(MATCH(CP$11,$AG55:$AJ55,0)),1,0)*IF(ISNUMBER($AF55),(1-$AF55),1) + IF(ISNUMBER(MATCH(CP$11,$AK55:$AP55,0)),-1,0)*_xlfn.IFS(ISNUMBER($AD55),$AD55,ISNUMBER($AE55),$AE55,ISNUMBER($AF55),$AF55,AND($AD55=0,$AE55=0,$AF55=0),1)","v":{"$error":"#N/A"}},{"$f":"IF(ISNUMBER(MATCH(CQ$11,$AG55:$AJ55,0)),1,0)*IF(ISNUMBER($AF55),(1-$AF55),1) + IF(ISNUMBER(MATCH(CQ$11,$AK55:$AP55,0)),-1,0)*_xlfn.IFS(ISNUMBER($AD55),$AD55,ISNUMBER($AE55),$AE55,ISNUMBER($AF55),$AF55,AND($AD55=0,$AE55=0,$AF55=0),1)","v":{"$error":"#N/A"}},{"$f":"IF(ISNUMBER(MATCH(CR$11,$AG55:$AJ55,0)),1,0)*IF(ISNUMBER($AF55),(1-$AF55),1) + IF(ISNUMBER(MATCH(CR$11,$AK55:$AP55,0)),-1,0)*_xlfn.IFS(ISNUMBER($AD55),$AD55,ISNUMBER($AE55),$AE55,ISNUMBER($AF55),$AF55,AND($AD55=0,$AE55=0,$AF55=0),1)","v":{"$error":"#N/A"}},{"$f":"IF(ISNUMBER(MATCH(CS$11,$AG55:$AJ55,0)),1,0)*IF(ISNUMBER($AF55),(1-$AF55),1) + IF(ISNUMBER(MATCH(CS$11,$AK55:$AP55,0)),-1,0)*_xlfn.IFS(ISNUMBER($AD55),$AD55,ISNUMBER($AE55),$AE55,ISNUMBER($AF55),$AF55,AND($AD55=0,$AE55=0,$AF55=0),1)","v":{"$error":"#N/A"}},{"$f":"IF(ISNUMBER(MATCH(CT$11,$AG55:$AJ55,0)),1,0)*IF(ISNUMBER($AF55),(1-$AF55),1) + IF(ISNUMBER(MATCH(CT$11,$AK55:$AP55,0)),-1,0)*_xlfn.IFS(ISNUMBER($AD55),$AD55,ISNUMBER($AE55),$AE55,ISNUMBER($AF55),$AF55,AND($AD55=0,$AE55=0,$AF55=0),1)","v":{"$error":"#N/A"}},{"$f":"IF(ISNUMBER(MATCH(CU$11,$AG55:$AJ55,0)),1,0)*IF(ISNUMBER($AF55),(1-$AF55),1) + IF(ISNUMBER(MATCH(CU$11,$AK55:$AP55,0)),-1,0)*_xlfn.IFS(ISNUMBER($AD55),$AD55,ISNUMBER($AE55),$AE55,ISNUMBER($AF55),$AF55,AND($AD55=0,$AE55=0,$AF55=0),1)","v":{"$error":"#N/A"}},{"$f":"IF(ISNUMBER(MATCH(CV$11,$AG55:$AJ55,0)),1,0)*IF(ISNUMBER($AF55),(1-$AF55),1) + IF(ISNUMBER(MATCH(CV$11,$AK55:$AP55,0)),-1,0)*_xlfn.IFS(ISNUMBER($AD55),$AD55,ISNUMBER($AE55),$AE55,ISNUMBER($AF55),$AF55,AND($AD55=0,$AE55=0,$AF55=0),1)","v":{"$error":"#N/A"}},{"$f":"IF(ISNUMBER(MATCH(CW$11,$AG55:$AJ55,0)),1,0)*IF(ISNUMBER($AF55),(1-$AF55),1) + IF(ISNUMBER(MATCH(CW$11,$AK55:$AP55,0)),-1,0)*_xlfn.IFS(ISNUMBER($AD55),$AD55,ISNUMBER($AE55),$AE55,ISNUMBER($AF55),$AF55,AND($AD55=0,$AE55=0,$AF55=0),1)","v":{"$error":"#N/A"}},{"$f":"IF(ISNUMBER(MATCH(CX$11,$AG55:$AJ55,0)),1,0)*IF(ISNUMBER($AF55),(1-$AF55),1) + IF(ISNUMBER(MATCH(CX$11,$AK55:$AP55,0)),-1,0)*_xlfn.IFS(ISNUMBER($AD55),$AD55,ISNUMBER($AE55),$AE55,ISNUMBER($AF55),$AF55,AND($AD55=0,$AE55=0,$AF55=0),1)","v":{"$error":"#N/A"}},{"$f":"IF(ISNUMBER(MATCH(CY$11,$AG55:$AJ55,0)),1,0)*IF(ISNUMBER($AF55),(1-$AF55),1) + IF(ISNUMBER(MATCH(CY$11,$AK55:$AP55,0)),-1,0)*_xlfn.IFS(ISNUMBER($AD55),$AD55,ISNUMBER($AE55),$AE55,ISNUMBER($AF55),$AF55,AND($AD55=0,$AE55=0,$AF55=0),1)","v":{"$error":"#N/A"}},{"$f":"IF(ISNUMBER(MATCH(CZ$11,$AG55:$AJ55,0)),1,0)*IF(ISNUMBER($AF55),(1-$AF55),1) + IF(ISNUMBER(MATCH(CZ$11,$AK55:$AP55,0)),-1,0)*_xlfn.IFS(ISNUMBER($AD55),$AD55,ISNUMBER($AE55),$AE55,ISNUMBER($AF55),$AF55,AND($AD55=0,$AE55=0,$AF55=0),1)","v":{"$error":"#N/A"}},{"$f":"IF(ISNUMBER(MATCH(DA$11,$AG55:$AJ55,0)),1,0)*IF(ISNUMBER($AF55),(1-$AF55),1) + IF(ISNUMBER(MATCH(DA$11,$AK55:$AP55,0)),-1,0)*_xlfn.IFS(ISNUMBER($AD55),$AD55,ISNUMBER($AE55),$AE55,ISNUMBER($AF55),$AF55,AND($AD55=0,$AE55=0,$AF55=0),1)","v":{"$error":"#N/A"}},{"$f":"IF(ISNUMBER(MATCH(DB$11,$AG55:$AJ55,0)),1,0)*IF(ISNUMBER($AF55),(1-$AF55),1) + IF(ISNUMBER(MATCH(DB$11,$AK55:$AP55,0)),-1,0)*_xlfn.IFS(ISNUMBER($AD55),$AD55,ISNUMBER($AE55),$AE55,ISNUMBER($AF55),$AF55,AND($AD55=0,$AE55=0,$AF55=0),1)","v":{"$error":"#N/A"}},{"$f":"IF(ISNUMBER(MATCH(DC$11,$AG55:$AJ55,0)),1,0)*IF(ISNUMBER($AF55),(1-$AF55),1) + IF(ISNUMBER(MATCH(DC$11,$AK55:$AP55,0)),-1,0)*_xlfn.IFS(ISNUMBER($AD55),$AD55,ISNUMBER($AE55),$AE55,ISNUMBER($AF55),$AF55,AND($AD55=0,$AE55=0,$AF55=0),1)","v":{"$error":"#N/A"}},{"$f":"IF(ISNUMBER(MATCH(DD$11,$AG55:$AJ55,0)),1,0)*IF(ISNUMBER($AF55),(1-$AF55),1) + IF(ISNUMBER(MATCH(DD$11,$AK55:$AP55,0)),-1,0)*_xlfn.IFS(ISNUMBER($AD55),$AD55,ISNUMBER($AE55),$AE55,ISNUMBER($AF55),$AF55,AND($AD55=0,$AE55=0,$AF55=0),1)","v":{"$error":"#N/A"}},{"$f":"IF(ISNUMBER(MATCH(DE$11,$AG55:$AJ55,0)),1,0)*IF(ISNUMBER($AF55),(1-$AF55),1) + IF(ISNUMBER(MATCH(DE$11,$AK55:$AP55,0)),-1,0)*_xlfn.IFS(ISNUMBER($AD55),$AD55,ISNUMBER($AE55),$AE55,ISNUMBER($AF55),$AF55,AND($AD55=0,$AE55=0,$AF55=0),1)","v":{"$error":"#N/A"}},null,0,null,null,null,null,null,null,null,null,null,null,null,-10,{"$error":"#N/A"},{"$error":"#N/A"},0,0,0,0,0,0,0,0,0,22,7,0,42,88,0,82,108,185,151,0,0]
[null,"Financial systems","PowerCrit","PowerMech","Datarooms","HRUs",null,6,"Proportional cost",{"$error":"#N/A"},{"$error":"#N/A"},{"$error":"#N/A"},{"$error":"#N/A"},null,null,null,null,null,"q_dr3_cls,a",0,{"$error":"#N/A"},null,null,null,null,"HRU,LT","Power","Conservation",null,null,null,null,"e_mech_swb-hru,lt",null,null,null,"e_hru_comp,lt","e_hru_fs,lt","e_hru_fc,lt",null,null,null,null,{"$f":"IF(ISNUMBER(MATCH(AR$11,$AG56:$AJ56,0)),1,0)*IF(ISNUMBER($AF56),(1-$AF56),1) + IF(ISNUMBER(MATCH(AR$11,$AK56:$AP56,0)),-1,0)*_xlfn.IFS(ISNUMBER($AD56),$AD56,ISNUMBER($AE56),$AE56,ISNUMBER($AF56),$AF56,AND($AD56=0,$AE56=0,$AF56=0),1)","v":0},{"$f":"IF(ISNUMBER(MATCH(AS$11,$AG56:$AJ56,0)),1,0)*IF(ISNUMBER($AF56),(1-$AF56),1) + IF(ISNUMBER(MATCH(AS$11,$AK56:$AP56,0)),-1,0)*_xlfn.IFS(ISNUMBER($AD56),$AD56,ISNUMBER($AE56),$AE56,ISNUMBER($AF56),$AF56,AND($AD56=0,$AE56=0,$AF56=0),1)","v":0},{"$f":"IF(ISNUMBER(MATCH(AT$11,$AG56:$AJ56,0)),1,0)*IF(ISNUMBER($AF56),(1-$AF56),1) + IF(ISNUMBER(MATCH(AT$11,$AK56:$AP56,0)),-1,0)*_xlfn.IFS(ISNUMBER($AD56),$AD56,ISNUMBER($AE56),$AE56,ISNUMBER($AF56),$AF56,AND($AD56=0,$AE56=0,$AF56=0),1)","v":0},{"$f":"IF(ISNUMBER(MATCH(AU$11,$AG56:$AJ56,0)),1,0)*IF(ISNUMBER($AF56),(1-$AF56),1) + IF(ISNUMBER(MATCH(AU$11,$AK56:$AP56,0)),-1,0)*_xlfn.IFS(ISNUMBER($AD56),$AD56,ISNUMBER($AE56),$AE56,ISNUMBER($AF56),$AF56,AND($AD56=0,$AE56=0,$AF56=0),1)","v":0},{"$f":"IF(ISNUMBER(MATCH(AV$11,$AG56:$AJ56,0)),1,0)*IF(ISNUMBER($AF56),(1-$AF56),1) + IF(ISNUMBER(MATCH(AV$11,$AK56:$AP56,0)),-1,0)*_xlfn.IFS(ISNUMBER($AD56),$AD56,ISNUMBER($AE56),$AE56,ISNUMBER($AF56),$AF56,AND($AD56=0,$AE56=0,$AF56=0),1)","v":0},{"$f":"IF(ISNUMBER(MATCH(AW$11,$AG56:$AJ56,0)),1,0)*IF(ISNUMBER($AF56),(1-$AF56),1) + IF(ISNUMBER(MATCH(AW$11,$AK56:$AP56,0)),-1,0)*_xlfn.IFS(ISNUMBER($AD56),$AD56,ISNUMBER($AE56),$AE56,ISNUMBER($AF56),$AF56,AND($AD56=0,$AE56=0,$AF56=0),1)","v":0},{"$f":"IF(ISNUMBER(MATCH(AX$11,$AG56:$AJ56,0)),1,0)*IF(ISNUMBER($AF56),(1-$AF56),1) + IF(ISNUMBER(MATCH(AX$11,$AK56:$AP56,0)),-1,0)*_xlfn.IFS(ISNUMBER($AD56),$AD56,ISNUMBER($AE56),$AE56,ISNUMBER($AF56),$AF56,AND($AD56=0,$AE56=0,$AF56=0),1)","v":0},{"$f":"IF(ISNUMBER(MATCH(AY$11,$AG56:$AJ56,0)),1,0)*IF(ISNUMBER($AF56),(1-$AF56),1) + IF(ISNUMBER(MATCH(AY$11,$AK56:$AP56,0)),-1,0)*_xlfn.IFS(ISNUMBER($AD56),$AD56,ISNUMBER($AE56),$AE56,ISNUMBER($AF56),$AF56,AND($AD56=0,$AE56=0,$AF56=0),1)","v":0},{"$f":"IF(ISNUMBER(MATCH(AZ$11,$AG56:$AJ56,0)),1,0)*IF(ISNUMBER($AF56),(1-$AF56),1) + IF(ISNUMBER(MATCH(AZ$11,$AK56:$AP56,0)),-1,0)*_xlfn.IFS(ISNUMBER($AD56),$AD56,ISNUMBER($AE56),$AE56,ISNUMBER($AF56),$AF56,AND($AD56=0,$AE56=0,$AF56=0),1)","v":0},{"$f":"IF(ISNUMBER(MATCH(BA$11,$AG56:$AJ56,0)),1,0)*IF(ISNUMBER($AF56),(1-$AF56),1) + IF(ISNUMBER(MATCH(BA$11,$AK56:$AP56,0)),-1,0)*_xlfn.IFS(ISNUMBER($AD56),$AD56,ISNUMBER($AE56),$AE56,ISNUMBER($AF56),$AF56,AND($AD56=0,$AE56=0,$AF56=0),1)","v":0},{"$f":"IF(ISNUMBER(MATCH(BB$11,$AG56:$AJ56,0)),1,0)*IF(ISNUMBER($AF56),(1-$AF56),1) + IF(ISNUMBER(MATCH(BB$11,$AK56:$AP56,0)),-1,0)*_xlfn.IFS(ISNUMBER($AD56),$AD56,ISNUMBER($AE56),$AE56,ISNUMBER($AF56),$AF56,AND($AD56=0,$AE56=0,$AF56=0),1)","v":0},{"$f":"IF(ISNUMBER(MATCH(BC$11,$AG56:$AJ56,0)),1,0)*IF(ISNUMBER($AF56),(1-$AF56),1) + IF(ISNUMBER(MATCH(BC$11,$AK56:$AP56,0)),-1,0)*_xlfn.IFS(ISNUMBER($AD56),$AD56,ISNUMBER($AE56),$AE56,ISNUMBER($AF56),$AF56,AND($AD56=0,$AE56=0,$AF56=0),1)","v":0},{"$f":"IF(ISNUMBER(MATCH(BD$11,$AG56:$AJ56,0)),1,0)*IF(ISNUMBER($AF56),(1-$AF56),1) + IF(ISNUMBER(MATCH(BD$11,$AK56:$AP56,0)),-1,0)*_xlfn.IFS(ISNUMBER($AD56),$AD56,ISNUMBER($AE56),$AE56,ISNUMBER($AF56),$AF56,AND($AD56=0,$AE56=0,$AF56=0),1)","v":0},{"$f":"IF(ISNUMBER(MATCH(BE$11,$AG56:$AJ56,0)),1,0)*IF(ISNUMBER($AF56),(1-$AF56),1) + IF(ISNUMBER(MATCH(BE$11,$AK56:$AP56,0)),-1,0)*_xlfn.IFS(ISNUMBER($AD56),$AD56,ISNUMBER($AE56),$AE56,ISNUMBER($AF56),$AF56,AND($AD56=0,$AE56=0,$AF56=0),1)","v":0},{"$f":"IF(ISNUMBER(MATCH(BF$11,$AG56:$AJ56,0)),1,0)*IF(ISNUMBER($AF56),(1-$AF56),1) + IF(ISNUMBER(MATCH(BF$11,$AK56:$AP56,0)),-1,0)*_xlfn.IFS(ISNUMBER($AD56),$AD56,ISNUMBER($AE56),$AE56,ISNUMBER($AF56),$AF56,AND($AD56=0,$AE56=0,$AF56=0),1)","v":0},{"$f":"IF(ISNUMBER(MATCH(BG$11,$AG56:$AJ56,0)),1,0)*IF(ISNUMBER($AF56),(1-$AF56),1) + IF(ISNUMBER(MATCH(BG$11,$AK56:$AP56,0)),-1,0)*_xlfn.IFS(ISNUMBER($AD56),$AD56,ISNUMBER($AE56),$AE56,ISNUMBER($AF56),$AF56,AND($AD56=0,$AE56=0,$AF56=0),1)","v":1},{"$f":"IF(ISNUMBER(MATCH(BH$11,$AG56:$AJ56,0)),1,0)*IF(ISNUMBER($AF56),(1-$AF56),1) + IF(ISNUMBER(MATCH(BH$11,$AK56:$AP56,0)),-1,0)*_xlfn.IFS(ISNUMBER($AD56),$AD56,ISNUMBER($AE56),$AE56,ISNUMBER($AF56),$AF56,AND($AD56=0,$AE56=0,$AF56=0),1)","v":0},{"$f":"IF(ISNUMBER(MATCH(BI$11,$AG56:$AJ56,0)),1,0)*IF(ISNUMBER($AF56),(1-$AF56),1) + IF(ISNUMBER(MATCH(BI$11,$AK56:$AP56,0)),-1,0)*_xlfn.IFS(ISNUMBER($AD56),$AD56,ISNUMBER($AE56),$AE56,ISNUMBER($AF56),$AF56,AND($AD56=0,$AE56=0,$AF56=0),1)","v":0},{"$f":"IF(ISNUMBER(MATCH(BJ$11,$AG56:$AJ56,0)),1,0)*IF(ISNUMBER($AF56),(1-$AF56),1) + IF(ISNUMBER(MATCH(BJ$11,$AK56:$AP56,0)),-1,0)*_xlfn.IFS(ISNUMBER($AD56),$AD56,ISNUMBER($AE56),$AE56,ISNUMBER($AF56),$AF56,AND($AD56=0,$AE56=0,$AF56=0),1)","v":0},{"$f":"IF(ISNUMBER(MATCH(BK$11,$AG56:$AJ56,0)),1,0)*IF(ISNUMBER($AF56),(1-$AF56),1) + IF(ISNUMBER(MATCH(BK$11,$AK56:$AP56,0)),-1,0)*_xlfn.IFS(ISNUMBER($AD56),$AD56,ISNUMBER($AE56),$AE56,ISNUMBER($AF56),$AF56,AND($AD56=0,$AE56=0,$AF56=0),1)","v":0},{"$f":"IF(ISNUMBER(MATCH(BL$11,$AG56:$AJ56,0)),1,0)*IF(ISNUMBER($AF56),(1-$AF56),1) + IF(ISNUMBER(MATCH(BL$11,$AK56:$AP56,0)),-1,0)*_xlfn.IFS(ISNUMBER($AD56),$AD56,ISNUMBER($AE56),$AE56,ISNUMBER($AF56),$AF56,AND($AD56=0,$AE56=0,$AF56=0),1)","v":0},{"$f":"IF(ISNUMBER(MATCH(BM$11,$AG56:$AJ56,0)),1,0)*IF(ISNUMBER($AF56),(1-$AF56),1) + IF(ISNUMBER(MATCH(BM$11,$AK56:$AP56,0)),-1,0)*_xlfn.IFS(ISNUMBER($AD56),$AD56,ISNUMBER($AE56),$AE56,ISNUMBER($AF56),$AF56,AND($AD56=0,$AE56=0,$AF56=0),1)","v":0},{"$f":"IF(ISNUMBER(MATCH(BN$11,$AG56:$AJ56,0)),1,0)*IF(ISNUMBER($AF56),(1-$AF56),1) + IF(ISNUMBER(MATCH(BN$11,$AK56:$AP56,0)),-1,0)*_xlfn.IFS(ISNUMBER($AD56),$AD56,ISNUMBER($AE56),$AE56,ISNUMBER($AF56),$AF56,AND($AD56=0,$AE56=0,$AF56=0),1)","v":0},{"$f":"IF(ISNUMBER(MATCH(BO$11,$AG56:$AJ56,0)),1,0)*IF(ISNUMBER($AF56),(1-$AF56),1) + IF(ISNUMBER(MATCH(BO$11,$AK56:$AP56,0)),-1,0)*_xlfn.IFS(ISNUMBER($AD56),$AD56,ISNUMBER($AE56),$AE56,ISNUMBER($AF56),$AF56,AND($AD56=0,$AE56=0,$AF56=0),1)","v":0},{"$f":"IF(ISNUMBER(MATCH(BP$11,$AG56:$AJ56,0)),1,0)*IF(ISNUMBER($AF56),(1-$AF56),1) + IF(ISNUMBER(MATCH(BP$11,$AK56:$AP56,0)),-1,0)*_xlfn.IFS(ISNUMBER($AD56),$AD56,ISNUMBER($AE56),$AE56,ISNUMBER($AF56),$AF56,AND($AD56=0,$AE56=0,$AF56=0),1)","v":0},{"$f":"IF(ISNUMBER(MATCH(BQ$11,$AG56:$AJ56,0)),1,0)*IF(ISNUMBER($AF56),(1-$AF56),1) + IF(ISNUMBER(MATCH(BQ$11,$AK56:$AP56,0)),-1,0)*_xlfn.IFS(ISNUMBER($AD56),$AD56,ISNUMBER($AE56),$AE56,ISNUMBER($AF56),$AF56,AND($AD56=0,$AE56=0,$AF56=0),1)","v":0},{"$f":"IF(ISNUMBER(MATCH(BR$11,$AG56:$AJ56,0)),1,0)*IF(ISNUMBER($AF56),(1-$AF56),1) + IF(ISNUMBER(MATCH(BR$11,$AK56:$AP56,0)),-1,0)*_xlfn.IFS(ISNUMBER($AD56),$AD56,ISNUMBER($AE56),$AE56,ISNUMBER($AF56),$AF56,AND($AD56=0,$AE56=0,$AF56=0),1)","v":0},{"$f":"IF(ISNUMBER(MATCH(BS$11,$AG56:$AJ56,0)),1,0)*IF(ISNUMBER($AF56),(1-$AF56),1) + IF(ISNUMBER(MATCH(BS$11,$AK56:$AP56,0)),-1,0)*_xlfn.IFS(ISNUMBER($AD56),$AD56,ISNUMBER($AE56),$AE56,ISNUMBER($AF56),$AF56,AND($AD56=0,$AE56=0,$AF56=0),1)","v":0},{"$f":"IF(ISNUMBER(MATCH(BT$11,$AG56:$AJ56,0)),1,0)*IF(ISNUMBER($AF56),(1-$AF56),1) + IF(ISNUMBER(MATCH(BT$11,$AK56:$AP56,0)),-1,0)*_xlfn.IFS(ISNUMBER($AD56),$AD56,ISNUMBER($AE56),$AE56,ISNUMBER($AF56),$AF56,AND($AD56=0,$AE56=0,$AF56=0),1)","v":0},{"$f":"IF(ISNUMBER(MATCH(BU$11,$AG56:$AJ56,0)),1,0)*IF(ISNUMBER($AF56),(1-$AF56),1) + IF(ISNUMBER(MATCH(BU$11,$AK56:$AP56,0)),-1,0)*_xlfn.IFS(ISNUMBER($AD56),$AD56,ISNUMBER($AE56),$AE56,ISNUMBER($AF56),$AF56,AND($AD56=0,$AE56=0,$AF56=0),1)","v":0},{"$f":"IF(ISNUMBER(MATCH(BV$11,$AG56:$AJ56,0)),1,0)*IF(ISNUMBER($AF56),(1-$AF56),1) + IF(ISNUMBER(MATCH(BV$11,$AK56:$AP56,0)),-1,0)*_xlfn.IFS(ISNUMBER($AD56),$AD56,ISNUMBER($AE56),$AE56,ISNUMBER($AF56),$AF56,AND($AD56=0,$AE56=0,$AF56=0),1)","v":0},{"$f":"IF(ISNUMBER(MATCH(BW$11,$AG56:$AJ56,0)),1,0)*IF(ISNUMBER($AF56),(1-$AF56),1) + IF(ISNUMBER(MATCH(BW$11,$AK56:$AP56,0)),-1,0)*_xlfn.IFS(ISNUMBER($AD56),$AD56,ISNUMBER($AE56),$AE56,ISNUMBER($AF56),$AF56,AND($AD56=0,$AE56=0,$AF56=0),1)","v":0},{"$f":"IF(ISNUMBER(MATCH(BX$11,$AG56:$AJ56,0)),1,0)*IF(ISNUMBER($AF56),(1-$AF56),1) + IF(ISNUMBER(MATCH(BX$11,$AK56:$AP56,0)),-1,0)*_xlfn.IFS(ISNUMBER($AD56),$AD56,ISNUMBER($AE56),$AE56,ISNUMBER($AF56),$AF56,AND($AD56=0,$AE56=0,$AF56=0),1)","v":0},{"$f":"IF(ISNUMBER(MATCH(BY$11,$AG56:$AJ56,0)),1,0)*IF(ISNUMBER($AF56),(1-$AF56),1) + IF(ISNUMBER(MATCH(BY$11,$AK56:$AP56,0)),-1,0)*_xlfn.IFS(ISNUMBER($AD56),$AD56,ISNUMBER($AE56),$AE56,ISNUMBER($AF56),$AF56,AND($AD56=0,$AE56=0,$AF56=0),1)","v":0},{"$f":"IF(ISNUMBER(MATCH(BZ$11,$AG56:$AJ56,0)),1,0)*IF(ISNUMBER($AF56),(1-$AF56),1) + IF(ISNUMBER(MATCH(BZ$11,$AK56:$AP56,0)),-1,0)*_xlfn.IFS(ISNUMBER($AD56),$AD56,ISNUMBER($AE56),$AE56,ISNUMBER($AF56),$AF56,AND($AD56=0,$AE56=0,$AF56=0),1)","v":0},{"$f":"IF(ISNUMBER(MATCH(CA$11,$AG56:$AJ56,0)),1,0)*IF(ISNUMBER($AF56),(1-$AF56),1) + IF(ISNUMBER(MATCH(CA$11,$AK56:$AP56,0)),-1,0)*_xlfn.IFS(ISNUMBER($AD56),$AD56,ISNUMBER($AE56),$AE56,ISNUMBER($AF56),$AF56,AND($AD56=0,$AE56=0,$AF56=0),1)","v":0},{"$f":"IF(ISNUMBER(MATCH(CB$11,$AG56:$AJ56,0)),1,0)*IF(ISNUMBER($AF56),(1-$AF56),1) + IF(ISNUMBER(MATCH(CB$11,$AK56:$AP56,0)),-1,0)*_xlfn.IFS(ISNUMBER($AD56),$AD56,ISNUMBER($AE56),$AE56,ISNUMBER($AF56),$AF56,AND($AD56=0,$AE56=0,$AF56=0),1)","v":0},{"$f":"IF(ISNUMBER(MATCH(CC$11,$AG56:$AJ56,0)),1,0)*IF(ISNUMBER($AF56),(1-$AF56),1) + IF(ISNUMBER(MATCH(CC$11,$AK56:$AP56,0)),-1,0)*_xlfn.IFS(ISNUMBER($AD56),$AD56,ISNUMBER($AE56),$AE56,ISNUMBER($AF56),$AF56,AND($AD56=0,$AE56=0,$AF56=0),1)","v":0},{"$f":"IF(ISNUMBER(MATCH(CD$11,$AG56:$AJ56,0)),1,0)*IF(ISNUMBER($AF56),(1-$AF56),1) + IF(ISNUMBER(MATCH(CD$11,$AK56:$AP56,0)),-1,0)*_xlfn.IFS(ISNUMBER($AD56),$AD56,ISNUMBER($AE56),$AE56,ISNUMBER($AF56),$AF56,AND($AD56=0,$AE56=0,$AF56=0),1)","v":0},{"$f":"IF(ISNUMBER(MATCH(CE$11,$AG56:$AJ56,0)),1,0)*IF(ISNUMBER($AF56),(1-$AF56),1) + IF(ISNUMBER(MATCH(CE$11,$AK56:$AP56,0)),-1,0)*_xlfn.IFS(ISNUMBER($AD56),$AD56,ISNUMBER($AE56),$AE56,ISNUMBER($AF56),$AF56,AND($AD56=0,$AE56=0,$AF56=0),1)","v":0},{"$f":"IF(ISNUMBER(MATCH(CF$11,$AG56:$AJ56,0)),1,0)*IF(ISNUMBER($AF56),(1-$AF56),1) + IF(ISNUMBER(MATCH(CF$11,$AK56:$AP56,0)),-1,0)*_xlfn.IFS(ISNUMBER($AD56),$AD56,ISNUMBER($AE56),$AE56,ISNUMBER($AF56),$AF56,AND($AD56=0,$AE56=0,$AF56=0),1)","v":0},{"$f":"IF(ISNUMBER(MATCH(CG$11,$AG56:$AJ56,0)),1,0)*IF(ISNUMBER($AF56),(1-$AF56),1) + IF(ISNUMBER(MATCH(CG$11,$AK56:$AP56,0)),-1,0)*_xlfn.IFS(ISNUMBER($AD56),$AD56,ISNUMBER($AE56),$AE56,ISNUMBER($AF56),$AF56,AND($AD56=0,$AE56=0,$AF56=0),1)","v":0},{"$f":"IF(ISNUMBER(MATCH(CH$11,$AG56:$AJ56,0)),1,0)*IF(ISNUMBER($AF56),(1-$AF56),1) + IF(ISNUMBER(MATCH(CH$11,$AK56:$AP56,0)),-1,0)*_xlfn.IFS(ISNUMBER($AD56),$AD56,ISNUMBER($AE56),$AE56,ISNUMBER($AF56),$AF56,AND($AD56=0,$AE56=0,$AF56=0),1)","v":0},{"$f":"IF(ISNUMBER(MATCH(CI$11,$AG56:$AJ56,0)),1,0)*IF(ISNUMBER($AF56),(1-$AF56),1) + IF(ISNUMBER(MATCH(CI$11,$AK56:$AP56,0)),-1,0)*_xlfn.IFS(ISNUMBER($AD56),$AD56,ISNUMBER($AE56),$AE56,ISNUMBER($AF56),$AF56,AND($AD56=0,$AE56=0,$AF56=0),1)","v":0},{"$f":"IF(ISNUMBER(MATCH(CJ$11,$AG56:$AJ56,0)),1,0)*IF(ISNUMBER($AF56),(1-$AF56),1) + IF(ISNUMBER(MATCH(CJ$11,$AK56:$AP56,0)),-1,0)*_xlfn.IFS(ISNUMBER($AD56),$AD56,ISNUMBER($AE56),$AE56,ISNUMBER($AF56),$AF56,AND($AD56=0,$AE56=0,$AF56=0),1)","v":0},{"$f":"IF(ISNUMBER(MATCH(CK$11,$AG56:$AJ56,0)),1,0)*IF(ISNUMBER($AF56),(1-$AF56),1) + IF(ISNUMBER(MATCH(CK$11,$AK56:$AP56,0)),-1,0)*_xlfn.IFS(ISNUMBER($AD56),$AD56,ISNUMBER($AE56),$AE56,ISNUMBER($AF56),$AF56,AND($AD56=0,$AE56=0,$AF56=0),1)","v":0},{"$f":"IF(ISNUMBER(MATCH(CL$11,$AG56:$AJ56,0)),1,0)*IF(ISNUMBER($AF56),(1-$AF56),1) + IF(ISNUMBER(MATCH(CL$11,$AK56:$AP56,0)),-1,0)*_xlfn.IFS(ISNUMBER($AD56),$AD56,ISNUMBER($AE56),$AE56,ISNUMBER($AF56),$AF56,AND($AD56=0,$AE56=0,$AF56=0),1)","v":0},{"$f":"IF(ISNUMBER(MATCH(CM$11,$AG56:$AJ56,0)),1,0)*IF(ISNUMBER($AF56),(1-$AF56),1) + IF(ISNUMBER(MATCH(CM$11,$AK56:$AP56,0)),-1,0)*_xlfn.IFS(ISNUMBER($AD56),$AD56,ISNUMBER($AE56),$AE56,ISNUMBER($AF56),$AF56,AND($AD56=0,$AE56=0,$AF56=0),1)","v":0},{"$f":"IF(ISNUMBER(MATCH(CN$11,$AG56:$AJ56,0)),1,0)*IF(ISNUMBER($AF56),(1-$AF56),1) + IF(ISNUMBER(MATCH(CN$11,$AK56:$AP56,0)),-1,0)*_xlfn.IFS(ISNUMBER($AD56),$AD56,ISNUMBER($AE56),$AE56,ISNUMBER($AF56),$AF56,AND($AD56=0,$AE56=0,$AF56=0),1)","v":-1},{"$f":"IF(ISNUMBER(MATCH(CO$11,$AG56:$AJ56,0)),1,0)*IF(ISNUMBER($AF56),(1-$AF56),1) + IF(ISNUMBER(MATCH(CO$11,$AK56:$AP56,0)),-1,0)*_xlfn.IFS(ISNUMBER($AD56),$AD56,ISNUMBER($AE56),$AE56,ISNUMBER($AF56),$AF56,AND($AD56=0,$AE56=0,$AF56=0),1)","v":-1},{"$f":"IF(ISNUMBER(MATCH(CP$11,$AG56:$AJ56,0)),1,0)*IF(ISNUMBER($AF56),(1-$AF56),1) + IF(ISNUMBER(MATCH(CP$11,$AK56:$AP56,0)),-1,0)*_xlfn.IFS(ISNUMBER($AD56),$AD56,ISNUMBER($AE56),$AE56,ISNUMBER($AF56),$AF56,AND($AD56=0,$AE56=0,$AF56=0),1)","v":-1},{"$f":"IF(ISNUMBER(MATCH(CQ$11,$AG56:$AJ56,0)),1,0)*IF(ISNUMBER($AF56),(1-$AF56),1) + IF(ISNUMBER(MATCH(CQ$11,$AK56:$AP56,0)),-1,0)*_xlfn.IFS(ISNUMBER($AD56),$AD56,ISNUMBER($AE56),$AE56,ISNUMBER($AF56),$AF56,AND($AD56=0,$AE56=0,$AF56=0),1)","v":0},{"$f":"IF(ISNUMBER(MATCH(CR$11,$AG56:$AJ56,0)),1,0)*IF(ISNUMBER($AF56),(1-$AF56),1) + IF(ISNUMBER(MATCH(CR$11,$AK56:$AP56,0)),-1,0)*_xlfn.IFS(ISNUMBER($AD56),$AD56,ISNUMBER($AE56),$AE56,ISNUMBER($AF56),$AF56,AND($AD56=0,$AE56=0,$AF56=0),1)","v":0},{"$f":"IF(ISNUMBER(MATCH(CS$11,$AG56:$AJ56,0)),1,0)*IF(ISNUMBER($AF56),(1-$AF56),1) + IF(ISNUMBER(MATCH(CS$11,$AK56:$AP56,0)),-1,0)*_xlfn.IFS(ISNUMBER($AD56),$AD56,ISNUMBER($AE56),$AE56,ISNUMBER($AF56),$AF56,AND($AD56=0,$AE56=0,$AF56=0),1)","v":0},{"$f":"IF(ISNUMBER(MATCH(CT$11,$AG56:$AJ56,0)),1,0)*IF(ISNUMBER($AF56),(1-$AF56),1) + IF(ISNUMBER(MATCH(CT$11,$AK56:$AP56,0)),-1,0)*_xlfn.IFS(ISNUMBER($AD56),$AD56,ISNUMBER($AE56),$AE56,ISNUMBER($AF56),$AF56,AND($AD56=0,$AE56=0,$AF56=0),1)","v":0},{"$f":"IF(ISNUMBER(MATCH(CU$11,$AG56:$AJ56,0)),1,0)*IF(ISNUMBER($AF56),(1-$AF56),1) + IF(ISNUMBER(MATCH(CU$11,$AK56:$AP56,0)),-1,0)*_xlfn.IFS(ISNUMBER($AD56),$AD56,ISNUMBER($AE56),$AE56,ISNUMBER($AF56),$AF56,AND($AD56=0,$AE56=0,$AF56=0),1)","v":0},{"$f":"IF(ISNUMBER(MATCH(CV$11,$AG56:$AJ56,0)),1,0)*IF(ISNUMBER($AF56),(1-$AF56),1) + IF(ISNUMBER(MATCH(CV$11,$AK56:$AP56,0)),-1,0)*_xlfn.IFS(ISNUMBER($AD56),$AD56,ISNUMBER($AE56),$AE56,ISNUMBER($AF56),$AF56,AND($AD56=0,$AE56=0,$AF56=0),1)","v":0},{"$f":"IF(ISNUMBER(MATCH(CW$11,$AG56:$AJ56,0)),1,0)*IF(ISNUMBER($AF56),(1-$AF56),1) + IF(ISNUMBER(MATCH(CW$11,$AK56:$AP56,0)),-1,0)*_xlfn.IFS(ISNUMBER($AD56),$AD56,ISNUMBER($AE56),$AE56,ISNUMBER($AF56),$AF56,AND($AD56=0,$AE56=0,$AF56=0),1)","v":0},{"$f":"IF(ISNUMBER(MATCH(CX$11,$AG56:$AJ56,0)),1,0)*IF(ISNUMBER($AF56),(1-$AF56),1) + IF(ISNUMBER(MATCH(CX$11,$AK56:$AP56,0)),-1,0)*_xlfn.IFS(ISNUMBER($AD56),$AD56,ISNUMBER($AE56),$AE56,ISNUMBER($AF56),$AF56,AND($AD56=0,$AE56=0,$AF56=0),1)","v":0},{"$f":"IF(ISNUMBER(MATCH(CY$11,$AG56:$AJ56,0)),1,0)*IF(ISNUMBER($AF56),(1-$AF56),1) + IF(ISNUMBER(MATCH(CY$11,$AK56:$AP56,0)),-1,0)*_xlfn.IFS(ISNUMBER($AD56),$AD56,ISNUMBER($AE56),$AE56,ISNUMBER($AF56),$AF56,AND($AD56=0,$AE56=0,$AF56=0),1)","v":0},{"$f":"IF(ISNUMBER(MATCH(CZ$11,$AG56:$AJ56,0)),1,0)*IF(ISNUMBER($AF56),(1-$AF56),1) + IF(ISNUMBER(MATCH(CZ$11,$AK56:$AP56,0)),-1,0)*_xlfn.IFS(ISNUMBER($AD56),$AD56,ISNUMBER($AE56),$AE56,ISNUMBER($AF56),$AF56,AND($AD56=0,$AE56=0,$AF56=0),1)","v":0},{"$f":"IF(ISNUMBER(MATCH(DA$11,$AG56:$AJ56,0)),1,0)*IF(ISNUMBER($AF56),(1-$AF56),1) + IF(ISNUMBER(MATCH(DA$11,$AK56:$AP56,0)),-1,0)*_xlfn.IFS(ISNUMBER($AD56),$AD56,ISNUMBER($AE56),$AE56,ISNUMBER($AF56),$AF56,AND($AD56=0,$AE56=0,$AF56=0),1)","v":0},{"$f":"IF(ISNUMBER(MATCH(DB$11,$AG56:$AJ56,0)),1,0)*IF(ISNUMBER($AF56),(1-$AF56),1) + IF(ISNUMBER(MATCH(DB$11,$AK56:$AP56,0)),-1,0)*_xlfn.IFS(ISNUMBER($AD56),$AD56,ISNUMBER($AE56),$AE56,ISNUMBER($AF56),$AF56,AND($AD56=0,$AE56=0,$AF56=0),1)","v":0},{"$f":"IF(ISNUMBER(MATCH(DC$11,$AG56:$AJ56,0)),1,0)*IF(ISNUMBER($AF56),(1-$AF56),1) + IF(ISNUMBER(MATCH(DC$11,$AK56:$AP56,0)),-1,0)*_xlfn.IFS(ISNUMBER($AD56),$AD56,ISNUMBER($AE56),$AE56,ISNUMBER($AF56),$AF56,AND($AD56=0,$AE56=0,$AF56=0),1)","v":0},{"$f":"IF(ISNUMBER(MATCH(DD$11,$AG56:$AJ56,0)),1,0)*IF(ISNUMBER($AF56),(1-$AF56),1) + IF(ISNUMBER(MATCH(DD$11,$AK56:$AP56,0)),-1,0)*_xlfn.IFS(ISNUMBER($AD56),$AD56,ISNUMBER($AE56),$AE56,ISNUMBER($AF56),$AF56,AND($AD56=0,$AE56=0,$AF56=0),1)","v":0},{"$f":"IF(ISNUMBER(MATCH(DE$11,$AG56:$AJ56,0)),1,0)*IF(ISNUMBER($AF56),(1-$AF56),1) + IF(ISNUMBER(MATCH(DE$11,$AK56:$AP56,0)),-1,0)*_xlfn.IFS(ISNUMBER($AD56),$AD56,ISNUMBER($AE56),$AE56,ISNUMBER($AF56),$AF56,AND($AD56=0,$AE56=0,$AF56=0),1)","v":0},null,0,null,null,null,null,null,null,null,null,null,null,null,-9,{"$error":"#N/A"},{"$error":"#N/A"},0,0,0,0,0,0,0,0,0,39,9,0,66,133,0,111,130,201,96,0,0]
[null,"CAPEX: equipment",{"$f":"SUM(J36:N36)","v":{"$error":"#N/A"}},{"$f":"SUM(O36:Q36)","v":{"$error":"#N/A"}},{"$f":"SUM(J75:M75)","v":{"$error":"#N/A"}},{"$f":"SUM(J115:Q115)","v":{"$error":"#N/A"}},null,7,"Proportional losses",{"$error":"#N/A"},{"$f":"HLOOKUP(K$44,INDIRECT(\"Dataroom[#All]\"),$H57,FALSE)","v":{"$error":"#N/A"}},{"$f":"HLOOKUP(L$44,INDIRECT(\"Dataroom[#All]\"),$H57,FALSE)","v":{"$error":"#N/A"}},{"$f":"HLOOKUP(M$44,INDIRECT(\"Dataroom[#All]\"),$H57,FALSE)","v":{"$error":"#N/A"}},null,null,null,null,null,"q_dr3_cls,l",0,{"$error":"#N/A"},null,null,null,null,null,"Pumps","Conservation",null,null,null,null,"q_drms-hru,lt","e_crit_ups-hru,lt",null,null,"q_hru_pump-eco,lt",null,null,null,null,null,null,{"$f":"IF(ISNUMBER(MATCH(AR$11,$AG57:$AJ57,0)),1,0)*IF(ISNUMBER($AF57),(1-$AF57),1) + IF(ISNUMBER(MATCH(AR$11,$AK57:$AP57,0)),-1,0)*_xlfn.IFS(ISNUMBER($AD57),$AD57,ISNUMBER($AE57),$AE57,ISNUMBER($AF57),$AF57,AND($AD57=0,$AE57=0,$AF57=0),1)","v":0},{"$f":"IF(ISNUMBER(MATCH(AS$11,$AG57:$AJ57,0)),1,0)*IF(ISNUMBER($AF57),(1-$AF57),1) + IF(ISNUMBER(MATCH(AS$11,$AK57:$AP57,0)),-1,0)*_xlfn.IFS(ISNUMBER($AD57),$AD57,ISNUMBER($AE57),$AE57,ISNUMBER($AF57),$AF57,AND($AD57=0,$AE57=0,$AF57=0),1)","v":0},{"$f":"IF(ISNUMBER(MATCH(AT$11,$AG57:$AJ57,0)),1,0)*IF(ISNUMBER($AF57),(1-$AF57),1) + IF(ISNUMBER(MATCH(AT$11,$AK57:$AP57,0)),-1,0)*_xlfn.IFS(ISNUMBER($AD57),$AD57,ISNUMBER($AE57),$AE57,ISNUMBER($AF57),$AF57,AND($AD57=0,$AE57=0,$AF57=0),1)","v":0},{"$f":"IF(ISNUMBER(MATCH(AU$11,$AG57:$AJ57,0)),1,0)*IF(ISNUMBER($AF57),(1-$AF57),1) + IF(ISNUMBER(MATCH(AU$11,$AK57:$AP57,0)),-1,0)*_xlfn.IFS(ISNUMBER($AD57),$AD57,ISNUMBER($AE57),$AE57,ISNUMBER($AF57),$AF57,AND($AD57=0,$AE57=0,$AF57=0),1)","v":0},{"$f":"IF(ISNUMBER(MATCH(AV$11,$AG57:$AJ57,0)),1,0)*IF(ISNUMBER($AF57),(1-$AF57),1) + IF(ISNUMBER(MATCH(AV$11,$AK57:$AP57,0)),-1,0)*_xlfn.IFS(ISNUMBER($AD57),$AD57,ISNUMBER($AE57),$AE57,ISNUMBER($AF57),$AF57,AND($AD57=0,$AE57=0,$AF57=0),1)","v":0},{"$f":"IF(ISNUMBER(MATCH(AW$11,$AG57:$AJ57,0)),1,0)*IF(ISNUMBER($AF57),(1-$AF57),1) + IF(ISNUMBER(MATCH(AW$11,$AK57:$AP57,0)),-1,0)*_xlfn.IFS(ISNUMBER($AD57),$AD57,ISNUMBER($AE57),$AE57,ISNUMBER($AF57),$AF57,AND($AD57=0,$AE57=0,$AF57=0),1)","v":0},{"$f":"IF(ISNUMBER(MATCH(AX$11,$AG57:$AJ57,0)),1,0)*IF(ISNUMBER($AF57),(1-$AF57),1) + IF(ISNUMBER(MATCH(AX$11,$AK57:$AP57,0)),-1,0)*_xlfn.IFS(ISNUMBER($AD57),$AD57,ISNUMBER($AE57),$AE57,ISNUMBER($AF57),$AF57,AND($AD57=0,$AE57=0,$AF57=0),1)","v":0},{"$f":"IF(ISNUMBER(MATCH(AY$11,$AG57:$AJ57,0)),1,0)*IF(ISNUMBER($AF57),(1-$AF57),1) + IF(ISNUMBER(MATCH(AY$11,$AK57:$AP57,0)),-1,0)*_xlfn.IFS(ISNUMBER($AD57),$AD57,ISNUMBER($AE57),$AE57,ISNUMBER($AF57),$AF57,AND($AD57=0,$AE57=0,$AF57=0),1)","v":0},{"$f":"IF(ISNUMBER(MATCH(AZ$11,$AG57:$AJ57,0)),1,0)*IF(ISNUMBER($AF57),(1-$AF57),1) + IF(ISNUMBER(MATCH(AZ$11,$AK57:$AP57,0)),-1,0)*_xlfn.IFS(ISNUMBER($AD57),$AD57,ISNUMBER($AE57),$AE57,ISNUMBER($AF57),$AF57,AND($AD57=0,$AE57=0,$AF57=0),1)","v":1},{"$f":"IF(ISNUMBER(MATCH(BA$11,$AG57:$AJ57,0)),1,0)*IF(ISNUMBER($AF57),(1-$AF57),1) + IF(ISNUMBER(MATCH(BA$11,$AK57:$AP57,0)),-1,0)*_xlfn.IFS(ISNUMBER($AD57),$AD57,ISNUMBER($AE57),$AE57,ISNUMBER($AF57),$AF57,AND($AD57=0,$AE57=0,$AF57=0),1)","v":0},{"$f":"IF(ISNUMBER(MATCH(BB$11,$AG57:$AJ57,0)),1,0)*IF(ISNUMBER($AF57),(1-$AF57),1) + IF(ISNUMBER(MATCH(BB$11,$AK57:$AP57,0)),-1,0)*_xlfn.IFS(ISNUMBER($AD57),$AD57,ISNUMBER($AE57),$AE57,ISNUMBER($AF57),$AF57,AND($AD57=0,$AE57=0,$AF57=0),1)","v":0},{"$f":"IF(ISNUMBER(MATCH(BC$11,$AG57:$AJ57,0)),1,0)*IF(ISNUMBER($AF57),(1-$AF57),1) + IF(ISNUMBER(MATCH(BC$11,$AK57:$AP57,0)),-1,0)*_xlfn.IFS(ISNUMBER($AD57),$AD57,ISNUMBER($AE57),$AE57,ISNUMBER($AF57),$AF57,AND($AD57=0,$AE57=0,$AF57=0),1)","v":0},{"$f":"IF(ISNUMBER(MATCH(BD$11,$AG57:$AJ57,0)),1,0)*IF(ISNUMBER($AF57),(1-$AF57),1) + IF(ISNUMBER(MATCH(BD$11,$AK57:$AP57,0)),-1,0)*_xlfn.IFS(ISNUMBER($AD57),$AD57,ISNUMBER($AE57),$AE57,ISNUMBER($AF57),$AF57,AND($AD57=0,$AE57=0,$AF57=0),1)","v":0},{"$f":"IF(ISNUMBER(MATCH(BE$11,$AG57:$AJ57,0)),1,0)*IF(ISNUMBER($AF57),(1-$AF57),1) + IF(ISNUMBER(MATCH(BE$11,$AK57:$AP57,0)),-1,0)*_xlfn.IFS(ISNUMBER($AD57),$AD57,ISNUMBER($AE57),$AE57,ISNUMBER($AF57),$AF57,AND($AD57=0,$AE57=0,$AF57=0),1)","v":0},{"$f":"IF(ISNUMBER(MATCH(BF$11,$AG57:$AJ57,0)),1,0)*IF(ISNUMBER($AF57),(1-$AF57),1) + IF(ISNUMBER(MATCH(BF$11,$AK57:$AP57,0)),-1,0)*_xlfn.IFS(ISNUMBER($AD57),$AD57,ISNUMBER($AE57),$AE57,ISNUMBER($AF57),$AF57,AND($AD57=0,$AE57=0,$AF57=0),1)","v":0},{"$f":"IF(ISNUMBER(MATCH(BG$11,$AG57:$AJ57,0)),1,0)*IF(ISNUMBER($AF57),(1-$AF57),1) + IF(ISNUMBER(MATCH(BG$11,$AK57:$AP57,0)),-1,0)*_xlfn.IFS(ISNUMBER($AD57),$AD57,ISNUMBER($AE57),$AE57,ISNUMBER($AF57),$AF57,AND($AD57=0,$AE57=0,$AF57=0),1)","v":0},{"$f":"IF(ISNUMBER(MATCH(BH$11,$AG57:$AJ57,0)),1,0)*IF(ISNUMBER($AF57),(1-$AF57),1) + IF(ISNUMBER(MATCH(BH$11,$AK57:$AP57,0)),-1,0)*_xlfn.IFS(ISNUMBER($AD57),$AD57,ISNUMBER($AE57),$AE57,ISNUMBER($AF57),$AF57,AND($AD57=0,$AE57=0,$AF57=0),1)","v":0},{"$f":"IF(ISNUMBER(MATCH(BI$11,$AG57:$AJ57,0)),1,0)*IF(ISNUMBER($AF57),(1-$AF57),1) + IF(ISNUMBER(MATCH(BI$11,$AK57:$AP57,0)),-1,0)*_xlfn.IFS(ISNUMBER($AD57),$AD57,ISNUMBER($AE57),$AE57,ISNUMBER($AF57),$AF57,AND($AD57=0,$AE57=0,$AF57=0),1)","v":0},{"$f":"IF(ISNUMBER(MATCH(BJ$11,$AG57:$AJ57,0)),1,0)*IF(ISNUMBER($AF57),(1-$AF57),1) + IF(ISNUMBER(MATCH(BJ$11,$AK57:$AP57,0)),-1,0)*_xlfn.IFS(ISNUMBER($AD57),$AD57,ISNUMBER($AE57),$AE57,ISNUMBER($AF57),$AF57,AND($AD57=0,$AE57=0,$AF57=0),1)","v":0},{"$f":"IF(ISNUMBER(MATCH(BK$11,$AG57:$AJ57,0)),1,0)*IF(ISNUMBER($AF57),(1-$AF57),1) + IF(ISNUMBER(MATCH(BK$11,$AK57:$AP57,0)),-1,0)*_xlfn.IFS(ISNUMBER($AD57),$AD57,ISNUMBER($AE57),$AE57,ISNUMBER($AF57),$AF57,AND($AD57=0,$AE57=0,$AF57=0),1)","v":0},{"$f":"IF(ISNUMBER(MATCH(BL$11,$AG57:$AJ57,0)),1,0)*IF(ISNUMBER($AF57),(1-$AF57),1) + IF(ISNUMBER(MATCH(BL$11,$AK57:$AP57,0)),-1,0)*_xlfn.IFS(ISNUMBER($AD57),$AD57,ISNUMBER($AE57),$AE57,ISNUMBER($AF57),$AF57,AND($AD57=0,$AE57=0,$AF57=0),1)","v":0},{"$f":"IF(ISNUMBER(MATCH(BM$11,$AG57:$AJ57,0)),1,0)*IF(ISNUMBER($AF57),(1-$AF57),1) + IF(ISNUMBER(MATCH(BM$11,$AK57:$AP57,0)),-1,0)*_xlfn.IFS(ISNUMBER($AD57),$AD57,ISNUMBER($AE57),$AE57,ISNUMBER($AF57),$AF57,AND($AD57=0,$AE57=0,$AF57=0),1)","v":0},{"$f":"IF(ISNUMBER(MATCH(BN$11,$AG57:$AJ57,0)),1,0)*IF(ISNUMBER($AF57),(1-$AF57),1) + IF(ISNUMBER(MATCH(BN$11,$AK57:$AP57,0)),-1,0)*_xlfn.IFS(ISNUMBER($AD57),$AD57,ISNUMBER($AE57),$AE57,ISNUMBER($AF57),$AF57,AND($AD57=0,$AE57=0,$AF57=0),1)","v":0},{"$f":"IF(ISNUMBER(MATCH(BO$11,$AG57:$AJ57,0)),1,0)*IF(ISNUMBER($AF57),(1-$AF57),1) + IF(ISNUMBER(MATCH(BO$11,$AK57:$AP57,0)),-1,0)*_xlfn.IFS(ISNUMBER($AD57),$AD57,ISNUMBER($AE57),$AE57,ISNUMBER($AF57),$AF57,AND($AD57=0,$AE57=0,$AF57=0),1)","v":0},{"$f":"IF(ISNUMBER(MATCH(BP$11,$AG57:$AJ57,0)),1,0)*IF(ISNUMBER($AF57),(1-$AF57),1) + IF(ISNUMBER(MATCH(BP$11,$AK57:$AP57,0)),-1,0)*_xlfn.IFS(ISNUMBER($AD57),$AD57,ISNUMBER($AE57),$AE57,ISNUMBER($AF57),$AF57,AND($AD57=0,$AE57=0,$AF57=0),1)","v":0},{"$f":"IF(ISNUMBER(MATCH(BQ$11,$AG57:$AJ57,0)),1,0)*IF(ISNUMBER($AF57),(1-$AF57),1) + IF(ISNUMBER(MATCH(BQ$11,$AK57:$AP57,0)),-1,0)*_xlfn.IFS(ISNUMBER($AD57),$AD57,ISNUMBER($AE57),$AE57,ISNUMBER($AF57),$AF57,AND($AD57=0,$AE57=0,$AF57=0),1)","v":0},{"$f":"IF(ISNUMBER(MATCH(BR$11,$AG57:$AJ57,0)),1,0)*IF(ISNUMBER($AF57),(1-$AF57),1) + IF(ISNUMBER(MATCH(BR$11,$AK57:$AP57,0)),-1,0)*_xlfn.IFS(ISNUMBER($AD57),$AD57,ISNUMBER($AE57),$AE57,ISNUMBER($AF57),$AF57,AND($AD57=0,$AE57=0,$AF57=0),1)","v":0},{"$f":"IF(ISNUMBER(MATCH(BS$11,$AG57:$AJ57,0)),1,0)*IF(ISNUMBER($AF57),(1-$AF57),1) + IF(ISNUMBER(MATCH(BS$11,$AK57:$AP57,0)),-1,0)*_xlfn.IFS(ISNUMBER($AD57),$AD57,ISNUMBER($AE57),$AE57,ISNUMBER($AF57),$AF57,AND($AD57=0,$AE57=0,$AF57=0),1)","v":0},{"$f":"IF(ISNUMBER(MATCH(BT$11,$AG57:$AJ57,0)),1,0)*IF(ISNUMBER($AF57),(1-$AF57),1) + IF(ISNUMBER(MATCH(BT$11,$AK57:$AP57,0)),-1,0)*_xlfn.IFS(ISNUMBER($AD57),$AD57,ISNUMBER($AE57),$AE57,ISNUMBER($AF57),$AF57,AND($AD57=0,$AE57=0,$AF57=0),1)","v":0},{"$f":"IF(ISNUMBER(MATCH(BU$11,$AG57:$AJ57,0)),1,0)*IF(ISNUMBER($AF57),(1-$AF57),1) + IF(ISNUMBER(MATCH(BU$11,$AK57:$AP57,0)),-1,0)*_xlfn.IFS(ISNUMBER($AD57),$AD57,ISNUMBER($AE57),$AE57,ISNUMBER($AF57),$AF57,AND($AD57=0,$AE57=0,$AF57=0),1)","v":0},{"$f":"IF(ISNUMBER(MATCH(BV$11,$AG57:$AJ57,0)),1,0)*IF(ISNUMBER($AF57),(1-$AF57),1) + IF(ISNUMBER(MATCH(BV$11,$AK57:$AP57,0)),-1,0)*_xlfn.IFS(ISNUMBER($AD57),$AD57,ISNUMBER($AE57),$AE57,ISNUMBER($AF57),$AF57,AND($AD57=0,$AE57=0,$AF57=0),1)","v":0},{"$f":"IF(ISNUMBER(MATCH(BW$11,$AG57:$AJ57,0)),1,0)*IF(ISNUMBER($AF57),(1-$AF57),1) + IF(ISNUMBER(MATCH(BW$11,$AK57:$AP57,0)),-1,0)*_xlfn.IFS(ISNUMBER($AD57),$AD57,ISNUMBER($AE57),$AE57,ISNUMBER($AF57),$AF57,AND($AD57=0,$AE57=0,$AF57=0),1)","v":0},{"$f":"IF(ISNUMBER(MATCH(BX$11,$AG57:$AJ57,0)),1,0)*IF(ISNUMBER($AF57),(1-$AF57),1) + IF(ISNUMBER(MATCH(BX$11,$AK57:$AP57,0)),-1,0)*_xlfn.IFS(ISNUMBER($AD57),$AD57,ISNUMBER($AE57),$AE57,ISNUMBER($AF57),$AF57,AND($AD57=0,$AE57=0,$AF57=0),1)","v":0},{"$f":"IF(ISNUMBER(MATCH(BY$11,$AG57:$AJ57,0)),1,0)*IF(ISNUMBER($AF57),(1-$AF57),1) + IF(ISNUMBER(MATCH(BY$11,$AK57:$AP57,0)),-1,0)*_xlfn.IFS(ISNUMBER($AD57),$AD57,ISNUMBER($AE57),$AE57,ISNUMBER($AF57),$AF57,AND($AD57=0,$AE57=0,$AF57=0),1)","v":0},{"$f":"IF(ISNUMBER(MATCH(BZ$11,$AG57:$AJ57,0)),1,0)*IF(ISNUMBER($AF57),(1-$AF57),1) + IF(ISNUMBER(MATCH(BZ$11,$AK57:$AP57,0)),-1,0)*_xlfn.IFS(ISNUMBER($AD57),$AD57,ISNUMBER($AE57),$AE57,ISNUMBER($AF57),$AF57,AND($AD57=0,$AE57=0,$AF57=0),1)","v":0},{"$f":"IF(ISNUMBER(MATCH(CA$11,$AG57:$AJ57,0)),1,0)*IF(ISNUMBER($AF57),(1-$AF57),1) + IF(ISNUMBER(MATCH(CA$11,$AK57:$AP57,0)),-1,0)*_xlfn.IFS(ISNUMBER($AD57),$AD57,ISNUMBER($AE57),$AE57,ISNUMBER($AF57),$AF57,AND($AD57=0,$AE57=0,$AF57=0),1)","v":0},{"$f":"IF(ISNUMBER(MATCH(CB$11,$AG57:$AJ57,0)),1,0)*IF(ISNUMBER($AF57),(1-$AF57),1) + IF(ISNUMBER(MATCH(CB$11,$AK57:$AP57,0)),-1,0)*_xlfn.IFS(ISNUMBER($AD57),$AD57,ISNUMBER($AE57),$AE57,ISNUMBER($AF57),$AF57,AND($AD57=0,$AE57=0,$AF57=0),1)","v":0},{"$f":"IF(ISNUMBER(MATCH(CC$11,$AG57:$AJ57,0)),1,0)*IF(ISNUMBER($AF57),(1-$AF57),1) + IF(ISNUMBER(MATCH(CC$11,$AK57:$AP57,0)),-1,0)*_xlfn.IFS(ISNUMBER($AD57),$AD57,ISNUMBER($AE57),$AE57,ISNUMBER($AF57),$AF57,AND($AD57=0,$AE57=0,$AF57=0),1)","v":0},{"$f":"IF(ISNUMBER(MATCH(CD$11,$AG57:$AJ57,0)),1,0)*IF(ISNUMBER($AF57),(1-$AF57),1) + IF(ISNUMBER(MATCH(CD$11,$AK57:$AP57,0)),-1,0)*_xlfn.IFS(ISNUMBER($AD57),$AD57,ISNUMBER($AE57),$AE57,ISNUMBER($AF57),$AF57,AND($AD57=0,$AE57=0,$AF57=0),1)","v":1},{"$f":"IF(ISNUMBER(MATCH(CE$11,$AG57:$AJ57,0)),1,0)*IF(ISNUMBER($AF57),(1-$AF57),1) + IF(ISNUMBER(MATCH(CE$11,$AK57:$AP57,0)),-1,0)*_xlfn.IFS(ISNUMBER($AD57),$AD57,ISNUMBER($AE57),$AE57,ISNUMBER($AF57),$AF57,AND($AD57=0,$AE57=0,$AF57=0),1)","v":0},{"$f":"IF(ISNUMBER(MATCH(CF$11,$AG57:$AJ57,0)),1,0)*IF(ISNUMBER($AF57),(1-$AF57),1) + IF(ISNUMBER(MATCH(CF$11,$AK57:$AP57,0)),-1,0)*_xlfn.IFS(ISNUMBER($AD57),$AD57,ISNUMBER($AE57),$AE57,ISNUMBER($AF57),$AF57,AND($AD57=0,$AE57=0,$AF57=0),1)","v":0},{"$f":"IF(ISNUMBER(MATCH(CG$11,$AG57:$AJ57,0)),1,0)*IF(ISNUMBER($AF57),(1-$AF57),1) + IF(ISNUMBER(MATCH(CG$11,$AK57:$AP57,0)),-1,0)*_xlfn.IFS(ISNUMBER($AD57),$AD57,ISNUMBER($AE57),$AE57,ISNUMBER($AF57),$AF57,AND($AD57=0,$AE57=0,$AF57=0),1)","v":0},{"$f":"IF(ISNUMBER(MATCH(CH$11,$AG57:$AJ57,0)),1,0)*IF(ISNUMBER($AF57),(1-$AF57),1) + IF(ISNUMBER(MATCH(CH$11,$AK57:$AP57,0)),-1,0)*_xlfn.IFS(ISNUMBER($AD57),$AD57,ISNUMBER($AE57),$AE57,ISNUMBER($AF57),$AF57,AND($AD57=0,$AE57=0,$AF57=0),1)","v":0},{"$f":"IF(ISNUMBER(MATCH(CI$11,$AG57:$AJ57,0)),1,0)*IF(ISNUMBER($AF57),(1-$AF57),1) + IF(ISNUMBER(MATCH(CI$11,$AK57:$AP57,0)),-1,0)*_xlfn.IFS(ISNUMBER($AD57),$AD57,ISNUMBER($AE57),$AE57,ISNUMBER($AF57),$AF57,AND($AD57=0,$AE57=0,$AF57=0),1)","v":0},{"$f":"IF(ISNUMBER(MATCH(CJ$11,$AG57:$AJ57,0)),1,0)*IF(ISNUMBER($AF57),(1-$AF57),1) + IF(ISNUMBER(MATCH(CJ$11,$AK57:$AP57,0)),-1,0)*_xlfn.IFS(ISNUMBER($AD57),$AD57,ISNUMBER($AE57),$AE57,ISNUMBER($AF57),$AF57,AND($AD57=0,$AE57=0,$AF57=0),1)","v":0},{"$f":"IF(ISNUMBER(MATCH(CK$11,$AG57:$AJ57,0)),1,0)*IF(ISNUMBER($AF57),(1-$AF57),1) + IF(ISNUMBER(MATCH(CK$11,$AK57:$AP57,0)),-1,0)*_xlfn.IFS(ISNUMBER($AD57),$AD57,ISNUMBER($AE57),$AE57,ISNUMBER($AF57),$AF57,AND($AD57=0,$AE57=0,$AF57=0),1)","v":0},{"$f":"IF(ISNUMBER(MATCH(CL$11,$AG57:$AJ57,0)),1,0)*IF(ISNUMBER($AF57),(1-$AF57),1) + IF(ISNUMBER(MATCH(CL$11,$AK57:$AP57,0)),-1,0)*_xlfn.IFS(ISNUMBER($AD57),$AD57,ISNUMBER($AE57),$AE57,ISNUMBER($AF57),$AF57,AND($AD57=0,$AE57=0,$AF57=0),1)","v":0},{"$f":"IF(ISNUMBER(MATCH(CM$11,$AG57:$AJ57,0)),1,0)*IF(ISNUMBER($AF57),(1-$AF57),1) + IF(ISNUMBER(MATCH(CM$11,$AK57:$AP57,0)),-1,0)*_xlfn.IFS(ISNUMBER($AD57),$AD57,ISNUMBER($AE57),$AE57,ISNUMBER($AF57),$AF57,AND($AD57=0,$AE57=0,$AF57=0),1)","v":0},{"$f":"IF(ISNUMBER(MATCH(CN$11,$AG57:$AJ57,0)),1,0)*IF(ISNUMBER($AF57),(1-$AF57),1) + IF(ISNUMBER(MATCH(CN$11,$AK57:$AP57,0)),-1,0)*_xlfn.IFS(ISNUMBER($AD57),$AD57,ISNUMBER($AE57),$AE57,ISNUMBER($AF57),$AF57,AND($AD57=0,$AE57=0,$AF57=0),1)","v":0},{"$f":"IF(ISNUMBER(MATCH(CO$11,$AG57:$AJ57,0)),1,0)*IF(ISNUMBER($AF57),(1-$AF57),1) + IF(ISNUMBER(MATCH(CO$11,$AK57:$AP57,0)),-1,0)*_xlfn.IFS(ISNUMBER($AD57),$AD57,ISNUMBER($AE57),$AE57,ISNUMBER($AF57),$AF57,AND($AD57=0,$AE57=0,$AF57=0),1)","v":0},{"$f":"IF(ISNUMBER(MATCH(CP$11,$AG57:$AJ57,0)),1,0)*IF(ISNUMBER($AF57),(1-$AF57),1) + IF(ISNUMBER(MATCH(CP$11,$AK57:$AP57,0)),-1,0)*_xlfn.IFS(ISNUMBER($AD57),$AD57,ISNUMBER($AE57),$AE57,ISNUMBER($AF57),$AF57,AND($AD57=0,$AE57=0,$AF57=0),1)","v":0},{"$f":"IF(ISNUMBER(MATCH(CQ$11,$AG57:$AJ57,0)),1,0)*IF(ISNUMBER($AF57),(1-$AF57),1) + IF(ISNUMBER(MATCH(CQ$11,$AK57:$AP57,0)),-1,0)*_xlfn.IFS(ISNUMBER($AD57),$AD57,ISNUMBER($AE57),$AE57,ISNUMBER($AF57),$AF57,AND($AD57=0,$AE57=0,$AF57=0),1)","v":-1},{"$f":"IF(ISNUMBER(MATCH(CR$11,$AG57:$AJ57,0)),1,0)*IF(ISNUMBER($AF57),(1-$AF57),1) + IF(ISNUMBER(MATCH(CR$11,$AK57:$AP57,0)),-1,0)*_xlfn.IFS(ISNUMBER($AD57),$AD57,ISNUMBER($AE57),$AE57,ISNUMBER($AF57),$AF57,AND($AD57=0,$AE57=0,$AF57=0),1)","v":0},{"$f":"IF(ISNUMBER(MATCH(CS$11,$AG57:$AJ57,0)),1,0)*IF(ISNUMBER($AF57),(1-$AF57),1) + IF(ISNUMBER(MATCH(CS$11,$AK57:$AP57,0)),-1,0)*_xlfn.IFS(ISNUMBER($AD57),$AD57,ISNUMBER($AE57),$AE57,ISNUMBER($AF57),$AF57,AND($AD57=0,$AE57=0,$AF57=0),1)","v":0},{"$f":"IF(ISNUMBER(MATCH(CT$11,$AG57:$AJ57,0)),1,0)*IF(ISNUMBER($AF57),(1-$AF57),1) + IF(ISNUMBER(MATCH(CT$11,$AK57:$AP57,0)),-1,0)*_xlfn.IFS(ISNUMBER($AD57),$AD57,ISNUMBER($AE57),$AE57,ISNUMBER($AF57),$AF57,AND($AD57=0,$AE57=0,$AF57=0),1)","v":0},{"$f":"IF(ISNUMBER(MATCH(CU$11,$AG57:$AJ57,0)),1,0)*IF(ISNUMBER($AF57),(1-$AF57),1) + IF(ISNUMBER(MATCH(CU$11,$AK57:$AP57,0)),-1,0)*_xlfn.IFS(ISNUMBER($AD57),$AD57,ISNUMBER($AE57),$AE57,ISNUMBER($AF57),$AF57,AND($AD57=0,$AE57=0,$AF57=0),1)","v":0},{"$f":"IF(ISNUMBER(MATCH(CV$11,$AG57:$AJ57,0)),1,0)*IF(ISNUMBER($AF57),(1-$AF57),1) + IF(ISNUMBER(MATCH(CV$11,$AK57:$AP57,0)),-1,0)*_xlfn.IFS(ISNUMBER($AD57),$AD57,ISNUMBER($AE57),$AE57,ISNUMBER($AF57),$AF57,AND($AD57=0,$AE57=0,$AF57=0),1)","v":0},{"$f":"IF(ISNUMBER(MATCH(CW$11,$AG57:$AJ57,0)),1,0)*IF(ISNUMBER($AF57),(1-$AF57),1) + IF(ISNUMBER(MATCH(CW$11,$AK57:$AP57,0)),-1,0)*_xlfn.IFS(ISNUMBER($AD57),$AD57,ISNUMBER($AE57),$AE57,ISNUMBER($AF57),$AF57,AND($AD57=0,$AE57=0,$AF57=0),1)","v":0},{"$f":"IF(ISNUMBER(MATCH(CX$11,$AG57:$AJ57,0)),1,0)*IF(ISNUMBER($AF57),(1-$AF57),1) + IF(ISNUMBER(MATCH(CX$11,$AK57:$AP57,0)),-1,0)*_xlfn.IFS(ISNUMBER($AD57),$AD57,ISNUMBER($AE57),$AE57,ISNUMBER($AF57),$AF57,AND($AD57=0,$AE57=0,$AF57=0),1)","v":0},{"$f":"IF(ISNUMBER(MATCH(CY$11,$AG57:$AJ57,0)),1,0)*IF(ISNUMBER($AF57),(1-$AF57),1) + IF(ISNUMBER(MATCH(CY$11,$AK57:$AP57,0)),-1,0)*_xlfn.IFS(ISNUMBER($AD57),$AD57,ISNUMBER($AE57),$AE57,ISNUMBER($AF57),$AF57,AND($AD57=0,$AE57=0,$AF57=0),1)","v":0},{"$f":"IF(ISNUMBER(MATCH(CZ$11,$AG57:$AJ57,0)),1,0)*IF(ISNUMBER($AF57),(1-$AF57),1) + IF(ISNUMBER(MATCH(CZ$11,$AK57:$AP57,0)),-1,0)*_xlfn.IFS(ISNUMBER($AD57),$AD57,ISNUMBER($AE57),$AE57,ISNUMBER($AF57),$AF57,AND($AD57=0,$AE57=0,$AF57=0),1)","v":0},{"$f":"IF(ISNUMBER(MATCH(DA$11,$AG57:$AJ57,0)),1,0)*IF(ISNUMBER($AF57),(1-$AF57),1) + IF(ISNUMBER(MATCH(DA$11,$AK57:$AP57,0)),-1,0)*_xlfn.IFS(ISNUMBER($AD57),$AD57,ISNUMBER($AE57),$AE57,ISNUMBER($AF57),$AF57,AND($AD57=0,$AE57=0,$AF57=0),1)","v":0},{"$f":"IF(ISNUMBER(MATCH(DB$11,$AG57:$AJ57,0)),1,0)*IF(ISNUMBER($AF57),(1-$AF57),1) + IF(ISNUMBER(MATCH(DB$11,$AK57:$AP57,0)),-1,0)*_xlfn.IFS(ISNUMBER($AD57),$AD57,ISNUMBER($AE57),$AE57,ISNUMBER($AF57),$AF57,AND($AD57=0,$AE57=0,$AF57=0),1)","v":0},{"$f":"IF(ISNUMBER(MATCH(DC$11,$AG57:$AJ57,0)),1,0)*IF(ISNUMBER($AF57),(1-$AF57),1) + IF(ISNUMBER(MATCH(DC$11,$AK57:$AP57,0)),-1,0)*_xlfn.IFS(ISNUMBER($AD57),$AD57,ISNUMBER($AE57),$AE57,ISNUMBER($AF57),$AF57,AND($AD57=0,$AE57=0,$AF57=0),1)","v":0},{"$f":"IF(ISNUMBER(MATCH(DD$11,$AG57:$AJ57,0)),1,0)*IF(ISNUMBER($AF57),(1-$AF57),1) + IF(ISNUMBER(MATCH(DD$11,$AK57:$AP57,0)),-1,0)*_xlfn.IFS(ISNUMBER($AD57),$AD57,ISNUMBER($AE57),$AE57,ISNUMBER($AF57),$AF57,AND($AD57=0,$AE57=0,$AF57=0),1)","v":0},{"$f":"IF(ISNUMBER(MATCH(DE$11,$AG57:$AJ57,0)),1,0)*IF(ISNUMBER($AF57),(1-$AF57),1) + IF(ISNUMBER(MATCH(DE$11,$AK57:$AP57,0)),-1,0)*_xlfn.IFS(ISNUMBER($AD57),$AD57,ISNUMBER($AE57),$AE57,ISNUMBER($AF57),$AF57,AND($AD57=0,$AE57=0,$AF57=0),1)","v":0},null,0,null,null,null,null,null,null,null,null,null,null,null,-8,{"$error":"#N/A"},{"$error":"#N/A"},0,0,0,0,0,0,0,0,0,72,10,0,68,150,0,113,150,194,114,0,0]
[null,"CAPEX: core and shell",{"$f":"SUM(J37:N37)","v":{"$error":"#N/A"}},{"$f":"SUM(O37:Q37)","v":{"$error":"#N/A"}},{"$f":"SUM(J76:M76)","v":{"$error":"#N/A"}},{"$f":"SUM(J116:Q116)","v":{"$error":"#N/A"}},null,8,"COP",null,null,null,null,null,null,null,null,null,"q_dr4_cls,a",0,{"$error":"#N/A"},null,null,null,null,null,null,"COP",null,null,{"$f":"J97","v":{"$error":"#N/A"}},null,"q_drms-hru,lt",null,null,null,"e_crit_ups-hru,lt",null,null,null,null,null,null,{"$f":"IF(ISNUMBER(MATCH(AR$11,$AG58:$AJ58,0)),1,0)*IF(ISNUMBER($AF58),(1-$AF58),1) + IF(ISNUMBER(MATCH(AR$11,$AK58:$AP58,0)),-1,0)*_xlfn.IFS(ISNUMBER($AD58),$AD58,ISNUMBER($AE58),$AE58,ISNUMBER($AF58),$AF58,AND($AD58=0,$AE58=0,$AF58=0),1)","v":{"$error":"#N/A"}},{"$f":"IF(ISNUMBER(MATCH(AS$11,$AG58:$AJ58,0)),1,0)*IF(ISNUMBER($AF58),(1-$AF58),1) + IF(ISNUMBER(MATCH(AS$11,$AK58:$AP58,0)),-1,0)*_xlfn.IFS(ISNUMBER($AD58),$AD58,ISNUMBER($AE58),$AE58,ISNUMBER($AF58),$AF58,AND($AD58=0,$AE58=0,$AF58=0),1)","v":{"$error":"#N/A"}},{"$f":"IF(ISNUMBER(MATCH(AT$11,$AG58:$AJ58,0)),1,0)*IF(ISNUMBER($AF58),(1-$AF58),1) + IF(ISNUMBER(MATCH(AT$11,$AK58:$AP58,0)),-1,0)*_xlfn.IFS(ISNUMBER($AD58),$AD58,ISNUMBER($AE58),$AE58,ISNUMBER($AF58),$AF58,AND($AD58=0,$AE58=0,$AF58=0),1)","v":{"$error":"#N/A"}},{"$f":"IF(ISNUMBER(MATCH(AU$11,$AG58:$AJ58,0)),1,0)*IF(ISNUMBER($AF58),(1-$AF58),1) + IF(ISNUMBER(MATCH(AU$11,$AK58:$AP58,0)),-1,0)*_xlfn.IFS(ISNUMBER($AD58),$AD58,ISNUMBER($AE58),$AE58,ISNUMBER($AF58),$AF58,AND($AD58=0,$AE58=0,$AF58=0),1)","v":{"$error":"#N/A"}},{"$f":"IF(ISNUMBER(MATCH(AV$11,$AG58:$AJ58,0)),1,0)*IF(ISNUMBER($AF58),(1-$AF58),1) + IF(ISNUMBER(MATCH(AV$11,$AK58:$AP58,0)),-1,0)*_xlfn.IFS(ISNUMBER($AD58),$AD58,ISNUMBER($AE58),$AE58,ISNUMBER($AF58),$AF58,AND($AD58=0,$AE58=0,$AF58=0),1)","v":{"$error":"#N/A"}},{"$f":"IF(ISNUMBER(MATCH(AW$11,$AG58:$AJ58,0)),1,0)*IF(ISNUMBER($AF58),(1-$AF58),1) + IF(ISNUMBER(MATCH(AW$11,$AK58:$AP58,0)),-1,0)*_xlfn.IFS(ISNUMBER($AD58),$AD58,ISNUMBER($AE58),$AE58,ISNUMBER($AF58),$AF58,AND($AD58=0,$AE58=0,$AF58=0),1)","v":{"$error":"#N/A"}},{"$f":"IF(ISNUMBER(MATCH(AX$11,$AG58:$AJ58,0)),1,0)*IF(ISNUMBER($AF58),(1-$AF58),1) + IF(ISNUMBER(MATCH(AX$11,$AK58:$AP58,0)),-1,0)*_xlfn.IFS(ISNUMBER($AD58),$AD58,ISNUMBER($AE58),$AE58,ISNUMBER($AF58),$AF58,AND($AD58=0,$AE58=0,$AF58=0),1)","v":{"$error":"#N/A"}},{"$f":"IF(ISNUMBER(MATCH(AY$11,$AG58:$AJ58,0)),1,0)*IF(ISNUMBER($AF58),(1-$AF58),1) + IF(ISNUMBER(MATCH(AY$11,$AK58:$AP58,0)),-1,0)*_xlfn.IFS(ISNUMBER($AD58),$AD58,ISNUMBER($AE58),$AE58,ISNUMBER($AF58),$AF58,AND($AD58=0,$AE58=0,$AF58=0),1)","v":{"$error":"#N/A"}},{"$f":"IF(ISNUMBER(MATCH(AZ$11,$AG58:$AJ58,0)),1,0)*IF(ISNUMBER($AF58),(1-$AF58),1) + IF(ISNUMBER(MATCH(AZ$11,$AK58:$AP58,0)),-1,0)*_xlfn.IFS(ISNUMBER($AD58),$AD58,ISNUMBER($AE58),$AE58,ISNUMBER($AF58),$AF58,AND($AD58=0,$AE58=0,$AF58=0),1)","v":{"$error":"#N/A"}},{"$f":"IF(ISNUMBER(MATCH(BA$11,$AG58:$AJ58,0)),1,0)*IF(ISNUMBER($AF58),(1-$AF58),1) + IF(ISNUMBER(MATCH(BA$11,$AK58:$AP58,0)),-1,0)*_xlfn.IFS(ISNUMBER($AD58),$AD58,ISNUMBER($AE58),$AE58,ISNUMBER($AF58),$AF58,AND($AD58=0,$AE58=0,$AF58=0),1)","v":{"$error":"#N/A"}},{"$f":"IF(ISNUMBER(MATCH(BB$11,$AG58:$AJ58,0)),1,0)*IF(ISNUMBER($AF58),(1-$AF58),1) + IF(ISNUMBER(MATCH(BB$11,$AK58:$AP58,0)),-1,0)*_xlfn.IFS(ISNUMBER($AD58),$AD58,ISNUMBER($AE58),$AE58,ISNUMBER($AF58),$AF58,AND($AD58=0,$AE58=0,$AF58=0),1)","v":{"$error":"#N/A"}},{"$f":"IF(ISNUMBER(MATCH(BC$11,$AG58:$AJ58,0)),1,0)*IF(ISNUMBER($AF58),(1-$AF58),1) + IF(ISNUMBER(MATCH(BC$11,$AK58:$AP58,0)),-1,0)*_xlfn.IFS(ISNUMBER($AD58),$AD58,ISNUMBER($AE58),$AE58,ISNUMBER($AF58),$AF58,AND($AD58=0,$AE58=0,$AF58=0),1)","v":{"$error":"#N/A"}},{"$f":"IF(ISNUMBER(MATCH(BD$11,$AG58:$AJ58,0)),1,0)*IF(ISNUMBER($AF58),(1-$AF58),1) + IF(ISNUMBER(MATCH(BD$11,$AK58:$AP58,0)),-1,0)*_xlfn.IFS(ISNUMBER($AD58),$AD58,ISNUMBER($AE58),$AE58,ISNUMBER($AF58),$AF58,AND($AD58=0,$AE58=0,$AF58=0),1)","v":{"$error":"#N/A"}},{"$f":"IF(ISNUMBER(MATCH(BE$11,$AG58:$AJ58,0)),1,0)*IF(ISNUMBER($AF58),(1-$AF58),1) + IF(ISNUMBER(MATCH(BE$11,$AK58:$AP58,0)),-1,0)*_xlfn.IFS(ISNUMBER($AD58),$AD58,ISNUMBER($AE58),$AE58,ISNUMBER($AF58),$AF58,AND($AD58=0,$AE58=0,$AF58=0),1)","v":{"$error":"#N/A"}},{"$f":"IF(ISNUMBER(MATCH(BF$11,$AG58:$AJ58,0)),1,0)*IF(ISNUMBER($AF58),(1-$AF58),1) + IF(ISNUMBER(MATCH(BF$11,$AK58:$AP58,0)),-1,0)*_xlfn.IFS(ISNUMBER($AD58),$AD58,ISNUMBER($AE58),$AE58,ISNUMBER($AF58),$AF58,AND($AD58=0,$AE58=0,$AF58=0),1)","v":{"$error":"#N/A"}},{"$f":"IF(ISNUMBER(MATCH(BG$11,$AG58:$AJ58,0)),1,0)*IF(ISNUMBER($AF58),(1-$AF58),1) + IF(ISNUMBER(MATCH(BG$11,$AK58:$AP58,0)),-1,0)*_xlfn.IFS(ISNUMBER($AD58),$AD58,ISNUMBER($AE58),$AE58,ISNUMBER($AF58),$AF58,AND($AD58=0,$AE58=0,$AF58=0),1)","v":{"$error":"#N/A"}},{"$f":"IF(ISNUMBER(MATCH(BH$11,$AG58:$AJ58,0)),1,0)*IF(ISNUMBER($AF58),(1-$AF58),1) + IF(ISNUMBER(MATCH(BH$11,$AK58:$AP58,0)),-1,0)*_xlfn.IFS(ISNUMBER($AD58),$AD58,ISNUMBER($AE58),$AE58,ISNUMBER($AF58),$AF58,AND($AD58=0,$AE58=0,$AF58=0),1)","v":{"$error":"#N/A"}},{"$f":"IF(ISNUMBER(MATCH(BI$11,$AG58:$AJ58,0)),1,0)*IF(ISNUMBER($AF58),(1-$AF58),1) + IF(ISNUMBER(MATCH(BI$11,$AK58:$AP58,0)),-1,0)*_xlfn.IFS(ISNUMBER($AD58),$AD58,ISNUMBER($AE58),$AE58,ISNUMBER($AF58),$AF58,AND($AD58=0,$AE58=0,$AF58=0),1)","v":{"$error":"#N/A"}},{"$f":"IF(ISNUMBER(MATCH(BJ$11,$AG58:$AJ58,0)),1,0)*IF(ISNUMBER($AF58),(1-$AF58),1) + IF(ISNUMBER(MATCH(BJ$11,$AK58:$AP58,0)),-1,0)*_xlfn.IFS(ISNUMBER($AD58),$AD58,ISNUMBER($AE58),$AE58,ISNUMBER($AF58),$AF58,AND($AD58=0,$AE58=0,$AF58=0),1)","v":{"$error":"#N/A"}},{"$f":"IF(ISNUMBER(MATCH(BK$11,$AG58:$AJ58,0)),1,0)*IF(ISNUMBER($AF58),(1-$AF58),1) + IF(ISNUMBER(MATCH(BK$11,$AK58:$AP58,0)),-1,0)*_xlfn.IFS(ISNUMBER($AD58),$AD58,ISNUMBER($AE58),$AE58,ISNUMBER($AF58),$AF58,AND($AD58=0,$AE58=0,$AF58=0),1)","v":{"$error":"#N/A"}},{"$f":"IF(ISNUMBER(MATCH(BL$11,$AG58:$AJ58,0)),1,0)*IF(ISNUMBER($AF58),(1-$AF58),1) + IF(ISNUMBER(MATCH(BL$11,$AK58:$AP58,0)),-1,0)*_xlfn.IFS(ISNUMBER($AD58),$AD58,ISNUMBER($AE58),$AE58,ISNUMBER($AF58),$AF58,AND($AD58=0,$AE58=0,$AF58=0),1)","v":{"$error":"#N/A"}},{"$f":"IF(ISNUMBER(MATCH(BM$11,$AG58:$AJ58,0)),1,0)*IF(ISNUMBER($AF58),(1-$AF58),1) + IF(ISNUMBER(MATCH(BM$11,$AK58:$AP58,0)),-1,0)*_xlfn.IFS(ISNUMBER($AD58),$AD58,ISNUMBER($AE58),$AE58,ISNUMBER($AF58),$AF58,AND($AD58=0,$AE58=0,$AF58=0),1)","v":{"$error":"#N/A"}},{"$f":"IF(ISNUMBER(MATCH(BN$11,$AG58:$AJ58,0)),1,0)*IF(ISNUMBER($AF58),(1-$AF58),1) + IF(ISNUMBER(MATCH(BN$11,$AK58:$AP58,0)),-1,0)*_xlfn.IFS(ISNUMBER($AD58),$AD58,ISNUMBER($AE58),$AE58,ISNUMBER($AF58),$AF58,AND($AD58=0,$AE58=0,$AF58=0),1)","v":{"$error":"#N/A"}},{"$f":"IF(ISNUMBER(MATCH(BO$11,$AG58:$AJ58,0)),1,0)*IF(ISNUMBER($AF58),(1-$AF58),1) + IF(ISNUMBER(MATCH(BO$11,$AK58:$AP58,0)),-1,0)*_xlfn.IFS(ISNUMBER($AD58),$AD58,ISNUMBER($AE58),$AE58,ISNUMBER($AF58),$AF58,AND($AD58=0,$AE58=0,$AF58=0),1)","v":{"$error":"#N/A"}},{"$f":"IF(ISNUMBER(MATCH(BP$11,$AG58:$AJ58,0)),1,0)*IF(ISNUMBER($AF58),(1-$AF58),1) + IF(ISNUMBER(MATCH(BP$11,$AK58:$AP58,0)),-1,0)*_xlfn.IFS(ISNUMBER($AD58),$AD58,ISNUMBER($AE58),$AE58,ISNUMBER($AF58),$AF58,AND($AD58=0,$AE58=0,$AF58=0),1)","v":{"$error":"#N/A"}},{"$f":"IF(ISNUMBER(MATCH(BQ$11,$AG58:$AJ58,0)),1,0)*IF(ISNUMBER($AF58),(1-$AF58),1) + IF(ISNUMBER(MATCH(BQ$11,$AK58:$AP58,0)),-1,0)*_xlfn.IFS(ISNUMBER($AD58),$AD58,ISNUMBER($AE58),$AE58,ISNUMBER($AF58),$AF58,AND($AD58=0,$AE58=0,$AF58=0),1)","v":{"$error":"#N/A"}},{"$f":"IF(ISNUMBER(MATCH(BR$11,$AG58:$AJ58,0)),1,0)*IF(ISNUMBER($AF58),(1-$AF58),1) + IF(ISNUMBER(MATCH(BR$11,$AK58:$AP58,0)),-1,0)*_xlfn.IFS(ISNUMBER($AD58),$AD58,ISNUMBER($AE58),$AE58,ISNUMBER($AF58),$AF58,AND($AD58=0,$AE58=0,$AF58=0),1)","v":{"$error":"#N/A"}},{"$f":"IF(ISNUMBER(MATCH(BS$11,$AG58:$AJ58,0)),1,0)*IF(ISNUMBER($AF58),(1-$AF58),1) + IF(ISNUMBER(MATCH(BS$11,$AK58:$AP58,0)),-1,0)*_xlfn.IFS(ISNUMBER($AD58),$AD58,ISNUMBER($AE58),$AE58,ISNUMBER($AF58),$AF58,AND($AD58=0,$AE58=0,$AF58=0),1)","v":{"$error":"#N/A"}},{"$f":"IF(ISNUMBER(MATCH(BT$11,$AG58:$AJ58,0)),1,0)*IF(ISNUMBER($AF58),(1-$AF58),1) + IF(ISNUMBER(MATCH(BT$11,$AK58:$AP58,0)),-1,0)*_xlfn.IFS(ISNUMBER($AD58),$AD58,ISNUMBER($AE58),$AE58,ISNUMBER($AF58),$AF58,AND($AD58=0,$AE58=0,$AF58=0),1)","v":{"$error":"#N/A"}},{"$f":"IF(ISNUMBER(MATCH(BU$11,$AG58:$AJ58,0)),1,0)*IF(ISNUMBER($AF58),(1-$AF58),1) + IF(ISNUMBER(MATCH(BU$11,$AK58:$AP58,0)),-1,0)*_xlfn.IFS(ISNUMBER($AD58),$AD58,ISNUMBER($AE58),$AE58,ISNUMBER($AF58),$AF58,AND($AD58=0,$AE58=0,$AF58=0),1)","v":{"$error":"#N/A"}},{"$f":"IF(ISNUMBER(MATCH(BV$11,$AG58:$AJ58,0)),1,0)*IF(ISNUMBER($AF58),(1-$AF58),1) + IF(ISNUMBER(MATCH(BV$11,$AK58:$AP58,0)),-1,0)*_xlfn.IFS(ISNUMBER($AD58),$AD58,ISNUMBER($AE58),$AE58,ISNUMBER($AF58),$AF58,AND($AD58=0,$AE58=0,$AF58=0),1)","v":{"$error":"#N/A"}},{"$f":"IF(ISNUMBER(MATCH(BW$11,$AG58:$AJ58,0)),1,0)*IF(ISNUMBER($AF58),(1-$AF58),1) + IF(ISNUMBER(MATCH(BW$11,$AK58:$AP58,0)),-1,0)*_xlfn.IFS(ISNUMBER($AD58),$AD58,ISNUMBER($AE58),$AE58,ISNUMBER($AF58),$AF58,AND($AD58=0,$AE58=0,$AF58=0),1)","v":{"$error":"#N/A"}},{"$f":"IF(ISNUMBER(MATCH(BX$11,$AG58:$AJ58,0)),1,0)*IF(ISNUMBER($AF58),(1-$AF58),1) + IF(ISNUMBER(MATCH(BX$11,$AK58:$AP58,0)),-1,0)*_xlfn.IFS(ISNUMBER($AD58),$AD58,ISNUMBER($AE58),$AE58,ISNUMBER($AF58),$AF58,AND($AD58=0,$AE58=0,$AF58=0),1)","v":{"$error":"#N/A"}},{"$f":"IF(ISNUMBER(MATCH(BY$11,$AG58:$AJ58,0)),1,0)*IF(ISNUMBER($AF58),(1-$AF58),1) + IF(ISNUMBER(MATCH(BY$11,$AK58:$AP58,0)),-1,0)*_xlfn.IFS(ISNUMBER($AD58),$AD58,ISNUMBER($AE58),$AE58,ISNUMBER($AF58),$AF58,AND($AD58=0,$AE58=0,$AF58=0),1)","v":{"$error":"#N/A"}},{"$f":"IF(ISNUMBER(MATCH(BZ$11,$AG58:$AJ58,0)),1,0)*IF(ISNUMBER($AF58),(1-$AF58),1) + IF(ISNUMBER(MATCH(BZ$11,$AK58:$AP58,0)),-1,0)*_xlfn.IFS(ISNUMBER($AD58),$AD58,ISNUMBER($AE58),$AE58,ISNUMBER($AF58),$AF58,AND($AD58=0,$AE58=0,$AF58=0),1)","v":{"$error":"#N/A"}},{"$f":"IF(ISNUMBER(MATCH(CA$11,$AG58:$AJ58,0)),1,0)*IF(ISNUMBER($AF58),(1-$AF58),1) + IF(ISNUMBER(MATCH(CA$11,$AK58:$AP58,0)),-1,0)*_xlfn.IFS(ISNUMBER($AD58),$AD58,ISNUMBER($AE58),$AE58,ISNUMBER($AF58),$AF58,AND($AD58=0,$AE58=0,$AF58=0),1)","v":{"$error":"#N/A"}},{"$f":"IF(ISNUMBER(MATCH(CB$11,$AG58:$AJ58,0)),1,0)*IF(ISNUMBER($AF58),(1-$AF58),1) + IF(ISNUMBER(MATCH(CB$11,$AK58:$AP58,0)),-1,0)*_xlfn.IFS(ISNUMBER($AD58),$AD58,ISNUMBER($AE58),$AE58,ISNUMBER($AF58),$AF58,AND($AD58=0,$AE58=0,$AF58=0),1)","v":{"$error":"#N/A"}},{"$f":"IF(ISNUMBER(MATCH(CC$11,$AG58:$AJ58,0)),1,0)*IF(ISNUMBER($AF58),(1-$AF58),1) + IF(ISNUMBER(MATCH(CC$11,$AK58:$AP58,0)),-1,0)*_xlfn.IFS(ISNUMBER($AD58),$AD58,ISNUMBER($AE58),$AE58,ISNUMBER($AF58),$AF58,AND($AD58=0,$AE58=0,$AF58=0),1)","v":{"$error":"#N/A"}},{"$f":"IF(ISNUMBER(MATCH(CD$11,$AG58:$AJ58,0)),1,0)*IF(ISNUMBER($AF58),(1-$AF58),1) + IF(ISNUMBER(MATCH(CD$11,$AK58:$AP58,0)),-1,0)*_xlfn.IFS(ISNUMBER($AD58),$AD58,ISNUMBER($AE58),$AE58,ISNUMBER($AF58),$AF58,AND($AD58=0,$AE58=0,$AF58=0),1)","v":{"$error":"#N/A"}},{"$f":"IF(ISNUMBER(MATCH(CE$11,$AG58:$AJ58,0)),1,0)*IF(ISNUMBER($AF58),(1-$AF58),1) + IF(ISNUMBER(MATCH(CE$11,$AK58:$AP58,0)),-1,0)*_xlfn.IFS(ISNUMBER($AD58),$AD58,ISNUMBER($AE58),$AE58,ISNUMBER($AF58),$AF58,AND($AD58=0,$AE58=0,$AF58=0),1)","v":{"$error":"#N/A"}},{"$f":"IF(ISNUMBER(MATCH(CF$11,$AG58:$AJ58,0)),1,0)*IF(ISNUMBER($AF58),(1-$AF58),1) + IF(ISNUMBER(MATCH(CF$11,$AK58:$AP58,0)),-1,0)*_xlfn.IFS(ISNUMBER($AD58),$AD58,ISNUMBER($AE58),$AE58,ISNUMBER($AF58),$AF58,AND($AD58=0,$AE58=0,$AF58=0),1)","v":{"$error":"#N/A"}},{"$f":"IF(ISNUMBER(MATCH(CG$11,$AG58:$AJ58,0)),1,0)*IF(ISNUMBER($AF58),(1-$AF58),1) + IF(ISNUMBER(MATCH(CG$11,$AK58:$AP58,0)),-1,0)*_xlfn.IFS(ISNUMBER($AD58),$AD58,ISNUMBER($AE58),$AE58,ISNUMBER($AF58),$AF58,AND($AD58=0,$AE58=0,$AF58=0),1)","v":{"$error":"#N/A"}},{"$f":"IF(ISNUMBER(MATCH(CH$11,$AG58:$AJ58,0)),1,0)*IF(ISNUMBER($AF58),(1-$AF58),1) + IF(ISNUMBER(MATCH(CH$11,$AK58:$AP58,0)),-1,0)*_xlfn.IFS(ISNUMBER($AD58),$AD58,ISNUMBER($AE58),$AE58,ISNUMBER($AF58),$AF58,AND($AD58=0,$AE58=0,$AF58=0),1)","v":{"$error":"#N/A"}},{"$f":"IF(ISNUMBER(MATCH(CI$11,$AG58:$AJ58,0)),1,0)*IF(ISNUMBER($AF58),(1-$AF58),1) + IF(ISNUMBER(MATCH(CI$11,$AK58:$AP58,0)),-1,0)*_xlfn.IFS(ISNUMBER($AD58),$AD58,ISNUMBER($AE58),$AE58,ISNUMBER($AF58),$AF58,AND($AD58=0,$AE58=0,$AF58=0),1)","v":{"$error":"#N/A"}},{"$f":"IF(ISNUMBER(MATCH(CJ$11,$AG58:$AJ58,0)),1,0)*IF(ISNUMBER($AF58),(1-$AF58),1) + IF(ISNUMBER(MATCH(CJ$11,$AK58:$AP58,0)),-1,0)*_xlfn.IFS(ISNUMBER($AD58),$AD58,ISNUMBER($AE58),$AE58,ISNUMBER($AF58),$AF58,AND($AD58=0,$AE58=0,$AF58=0),1)","v":{"$error":"#N/A"}},{"$f":"IF(ISNUMBER(MATCH(CK$11,$AG58:$AJ58,0)),1,0)*IF(ISNUMBER($AF58),(1-$AF58),1) + IF(ISNUMBER(MATCH(CK$11,$AK58:$AP58,0)),-1,0)*_xlfn.IFS(ISNUMBER($AD58),$AD58,ISNUMBER($AE58),$AE58,ISNUMBER($AF58),$AF58,AND($AD58=0,$AE58=0,$AF58=0),1)","v":{"$error":"#N/A"}},{"$f":"IF(ISNUMBER(MATCH(CL$11,$AG58:$AJ58,0)),1,0)*IF(ISNUMBER($AF58),(1-$AF58),1) + IF(ISNUMBER(MATCH(CL$11,$AK58:$AP58,0)),-1,0)*_xlfn.IFS(ISNUMBER($AD58),$AD58,ISNUMBER($AE58),$AE58,ISNUMBER($AF58),$AF58,AND($AD58=0,$AE58=0,$AF58=0),1)","v":{"$error":"#N/A"}},{"$f":"IF(ISNUMBER(MATCH(CM$11,$AG58:$AJ58,0)),1,0)*IF(ISNUMBER($AF58),(1-$AF58),1) + IF(ISNUMBER(MATCH(CM$11,$AK58:$AP58,0)),-1,0)*_xlfn.IFS(ISNUMBER($AD58),$AD58,ISNUMBER($AE58),$AE58,ISNUMBER($AF58),$AF58,AND($AD58=0,$AE58=0,$AF58=0),1)","v":{"$error":"#N/A"}},{"$f":"IF(ISNUMBER(MATCH(CN$11,$AG58:$AJ58,0)),1,0)*IF(ISNUMBER($AF58),(1-$AF58),1) + IF(ISNUMBER(MATCH(CN$11,$AK58:$AP58,0)),-1,0)*_xlfn.IFS(ISNUMBER($AD58),$AD58,ISNUMBER($AE58),$AE58,ISNUMBER($AF58),$AF58,AND($AD58=0,$AE58=0,$AF58=0),1)","v":{"$error":"#N/A"}},{"$f":"IF(ISNUMBER(MATCH(CO$11,$AG58:$AJ58,0)),1,0)*IF(ISNUMBER($AF58),(1-$AF58),1) + IF(ISNUMBER(MATCH(CO$11,$AK58:$AP58,0)),-1,0)*_xlfn.IFS(ISNUMBER($AD58),$AD58,ISNUMBER($AE58),$AE58,ISNUMBER($AF58),$AF58,AND($AD58=0,$AE58=0,$AF58=0),1)","v":{"$error":"#N/A"}},{"$f":"IF(ISNUMBER(MATCH(CP$11,$AG58:$AJ58,0)),1,0)*IF(ISNUMBER($AF58),(1-$AF58),1) + IF(ISNUMBER(MATCH(CP$11,$AK58:$AP58,0)),-1,0)*_xlfn.IFS(ISNUMBER($AD58),$AD58,ISNUMBER($AE58),$AE58,ISNUMBER($AF58),$AF58,AND($AD58=0,$AE58=0,$AF58=0),1)","v":{"$error":"#N/A"}},{"$f":"IF(ISNUMBER(MATCH(CQ$11,$AG58:$AJ58,0)),1,0)*IF(ISNUMBER($AF58),(1-$AF58),1) + IF(ISNUMBER(MATCH(CQ$11,$AK58:$AP58,0)),-1,0)*_xlfn.IFS(ISNUMBER($AD58),$AD58,ISNUMBER($AE58),$AE58,ISNUMBER($AF58),$AF58,AND($AD58=0,$AE58=0,$AF58=0),1)","v":{"$error":"#N/A"}},{"$f":"IF(ISNUMBER(MATCH(CR$11,$AG58:$AJ58,0)),1,0)*IF(ISNUMBER($AF58),(1-$AF58),1) + IF(ISNUMBER(MATCH(CR$11,$AK58:$AP58,0)),-1,0)*_xlfn.IFS(ISNUMBER($AD58),$AD58,ISNUMBER($AE58),$AE58,ISNUMBER($AF58),$AF58,AND($AD58=0,$AE58=0,$AF58=0),1)","v":{"$error":"#N/A"}},{"$f":"IF(ISNUMBER(MATCH(CS$11,$AG58:$AJ58,0)),1,0)*IF(ISNUMBER($AF58),(1-$AF58),1) + IF(ISNUMBER(MATCH(CS$11,$AK58:$AP58,0)),-1,0)*_xlfn.IFS(ISNUMBER($AD58),$AD58,ISNUMBER($AE58),$AE58,ISNUMBER($AF58),$AF58,AND($AD58=0,$AE58=0,$AF58=0),1)","v":{"$error":"#N/A"}},{"$f":"IF(ISNUMBER(MATCH(CT$11,$AG58:$AJ58,0)),1,0)*IF(ISNUMBER($AF58),(1-$AF58),1) + IF(ISNUMBER(MATCH(CT$11,$AK58:$AP58,0)),-1,0)*_xlfn.IFS(ISNUMBER($AD58),$AD58,ISNUMBER($AE58),$AE58,ISNUMBER($AF58),$AF58,AND($AD58=0,$AE58=0,$AF58=0),1)","v":{"$error":"#N/A"}},{"$f":"IF(ISNUMBER(MATCH(CU$11,$AG58:$AJ58,0)),1,0)*IF(ISNUMBER($AF58),(1-$AF58),1) + IF(ISNUMBER(MATCH(CU$11,$AK58:$AP58,0)),-1,0)*_xlfn.IFS(ISNUMBER($AD58),$AD58,ISNUMBER($AE58),$AE58,ISNUMBER($AF58),$AF58,AND($AD58=0,$AE58=0,$AF58=0),1)","v":{"$error":"#N/A"}},{"$f":"IF(ISNUMBER(MATCH(CV$11,$AG58:$AJ58,0)),1,0)*IF(ISNUMBER($AF58),(1-$AF58),1) + IF(ISNUMBER(MATCH(CV$11,$AK58:$AP58,0)),-1,0)*_xlfn.IFS(ISNUMBER($AD58),$AD58,ISNUMBER($AE58),$AE58,ISNUMBER($AF58),$AF58,AND($AD58=0,$AE58=0,$AF58=0),1)","v":{"$error":"#N/A"}},{"$f":"IF(ISNUMBER(MATCH(CW$11,$AG58:$AJ58,0)),1,0)*IF(ISNUMBER($AF58),(1-$AF58),1) + IF(ISNUMBER(MATCH(CW$11,$AK58:$AP58,0)),-1,0)*_xlfn.IFS(ISNUMBER($AD58),$AD58,ISNUMBER($AE58),$AE58,ISNUMBER($AF58),$AF58,AND($AD58=0,$AE58=0,$AF58=0),1)","v":{"$error":"#N/A"}},{"$f":"IF(ISNUMBER(MATCH(CX$11,$AG58:$AJ58,0)),1,0)*IF(ISNUMBER($AF58),(1-$AF58),1) + IF(ISNUMBER(MATCH(CX$11,$AK58:$AP58,0)),-1,0)*_xlfn.IFS(ISNUMBER($AD58),$AD58,ISNUMBER($AE58),$AE58,ISNUMBER($AF58),$AF58,AND($AD58=0,$AE58=0,$AF58=0),1)","v":{"$error":"#N/A"}},{"$f":"IF(ISNUMBER(MATCH(CY$11,$AG58:$AJ58,0)),1,0)*IF(ISNUMBER($AF58),(1-$AF58),1) + IF(ISNUMBER(MATCH(CY$11,$AK58:$AP58,0)),-1,0)*_xlfn.IFS(ISNUMBER($AD58),$AD58,ISNUMBER($AE58),$AE58,ISNUMBER($AF58),$AF58,AND($AD58=0,$AE58=0,$AF58=0),1)","v":{"$error":"#N/A"}},{"$f":"IF(ISNUMBER(MATCH(CZ$11,$AG58:$AJ58,0)),1,0)*IF(ISNUMBER($AF58),(1-$AF58),1) + IF(ISNUMBER(MATCH(CZ$11,$AK58:$AP58,0)),-1,0)*_xlfn.IFS(ISNUMBER($AD58),$AD58,ISNUMBER($AE58),$AE58,ISNUMBER($AF58),$AF58,AND($AD58=0,$AE58=0,$AF58=0),1)","v":{"$error":"#N/A"}},{"$f":"IF(ISNUMBER(MATCH(DA$11,$AG58:$AJ58,0)),1,0)*IF(ISNUMBER($AF58),(1-$AF58),1) + IF(ISNUMBER(MATCH(DA$11,$AK58:$AP58,0)),-1,0)*_xlfn.IFS(ISNUMBER($AD58),$AD58,ISNUMBER($AE58),$AE58,ISNUMBER($AF58),$AF58,AND($AD58=0,$AE58=0,$AF58=0),1)","v":{"$error":"#N/A"}},{"$f":"IF(ISNUMBER(MATCH(DB$11,$AG58:$AJ58,0)),1,0)*IF(ISNUMBER($AF58),(1-$AF58),1) + IF(ISNUMBER(MATCH(DB$11,$AK58:$AP58,0)),-1,0)*_xlfn.IFS(ISNUMBER($AD58),$AD58,ISNUMBER($AE58),$AE58,ISNUMBER($AF58),$AF58,AND($AD58=0,$AE58=0,$AF58=0),1)","v":{"$error":"#N/A"}},{"$f":"IF(ISNUMBER(MATCH(DC$11,$AG58:$AJ58,0)),1,0)*IF(ISNUMBER($AF58),(1-$AF58),1) + IF(ISNUMBER(MATCH(DC$11,$AK58:$AP58,0)),-1,0)*_xlfn.IFS(ISNUMBER($AD58),$AD58,ISNUMBER($AE58),$AE58,ISNUMBER($AF58),$AF58,AND($AD58=0,$AE58=0,$AF58=0),1)","v":{"$error":"#N/A"}},{"$f":"IF(ISNUMBER(MATCH(DD$11,$AG58:$AJ58,0)),1,0)*IF(ISNUMBER($AF58),(1-$AF58),1) + IF(ISNUMBER(MATCH(DD$11,$AK58:$AP58,0)),-1,0)*_xlfn.IFS(ISNUMBER($AD58),$AD58,ISNUMBER($AE58),$AE58,ISNUMBER($AF58),$AF58,AND($AD58=0,$AE58=0,$AF58=0),1)","v":{"$error":"#N/A"}},{"$f":"IF(ISNUMBER(MATCH(DE$11,$AG58:$AJ58,0)),1,0)*IF(ISNUMBER($AF58),(1-$AF58),1) + IF(ISNUMBER(MATCH(DE$11,$AK58:$AP58,0)),-1,0)*_xlfn.IFS(ISNUMBER($AD58),$AD58,ISNUMBER($AE58),$AE58,ISNUMBER($AF58),$AF58,AND($AD58=0,$AE58=0,$AF58=0),1)","v":{"$error":"#N/A"}},null,0,null,null,null,null,null,null,null,null,null,null,null,-7,{"$error":"#N/A"},{"$error":"#N/A"},0,0,0,0,0,0,8,0,0,89,13,0,95,168,0,92,177,205,80,0,0]
[null,"CAPEX: fit-out",{"$f":"SUM(J38:N38)","v":{"$error":"#N/A"}},{"$f":"SUM(O38:Q38)","v":{"$error":"#N/A"}},{"$f":"SUM(J77:M77)","v":{"$error":"#N/A"}},{"$f":"SUM(J117:Q117)","v":{"$error":"#N/A"}},null,9,"Heat rejection to air-side",{"$f":"HLOOKUP(J$44,INDIRECT(\"Dataroom[#All]\"),$H59,FALSE)","v":{"$error":"#N/A"}},{"$error":"#N/A"},{"$error":"#N/A"},{"$error":"#N/A"},null,null,null,null,null,"q_dr4_cls,l",0,{"$error":"#N/A"},null,null,null,null,null,"Comp.","Conservation",null,null,null,null,"q_hru_eco-comp,lt","e_hru_comp,lt",null,null,"q_hru_comp-fs,lt",null,null,null,null,null,null,{"$f":"IF(ISNUMBER(MATCH(AR$11,$AG59:$AJ59,0)),1,0)*IF(ISNUMBER($AF59),(1-$AF59),1) + IF(ISNUMBER(MATCH(AR$11,$AK59:$AP59,0)),-1,0)*_xlfn.IFS(ISNUMBER($AD59),$AD59,ISNUMBER($AE59),$AE59,ISNUMBER($AF59),$AF59,AND($AD59=0,$AE59=0,$AF59=0),1)","v":0},{"$f":"IF(ISNUMBER(MATCH(AS$11,$AG59:$AJ59,0)),1,0)*IF(ISNUMBER($AF59),(1-$AF59),1) + IF(ISNUMBER(MATCH(AS$11,$AK59:$AP59,0)),-1,0)*_xlfn.IFS(ISNUMBER($AD59),$AD59,ISNUMBER($AE59),$AE59,ISNUMBER($AF59),$AF59,AND($AD59=0,$AE59=0,$AF59=0),1)","v":0},{"$f":"IF(ISNUMBER(MATCH(AT$11,$AG59:$AJ59,0)),1,0)*IF(ISNUMBER($AF59),(1-$AF59),1) + IF(ISNUMBER(MATCH(AT$11,$AK59:$AP59,0)),-1,0)*_xlfn.IFS(ISNUMBER($AD59),$AD59,ISNUMBER($AE59),$AE59,ISNUMBER($AF59),$AF59,AND($AD59=0,$AE59=0,$AF59=0),1)","v":0},{"$f":"IF(ISNUMBER(MATCH(AU$11,$AG59:$AJ59,0)),1,0)*IF(ISNUMBER($AF59),(1-$AF59),1) + IF(ISNUMBER(MATCH(AU$11,$AK59:$AP59,0)),-1,0)*_xlfn.IFS(ISNUMBER($AD59),$AD59,ISNUMBER($AE59),$AE59,ISNUMBER($AF59),$AF59,AND($AD59=0,$AE59=0,$AF59=0),1)","v":0},{"$f":"IF(ISNUMBER(MATCH(AV$11,$AG59:$AJ59,0)),1,0)*IF(ISNUMBER($AF59),(1-$AF59),1) + IF(ISNUMBER(MATCH(AV$11,$AK59:$AP59,0)),-1,0)*_xlfn.IFS(ISNUMBER($AD59),$AD59,ISNUMBER($AE59),$AE59,ISNUMBER($AF59),$AF59,AND($AD59=0,$AE59=0,$AF59=0),1)","v":0},{"$f":"IF(ISNUMBER(MATCH(AW$11,$AG59:$AJ59,0)),1,0)*IF(ISNUMBER($AF59),(1-$AF59),1) + IF(ISNUMBER(MATCH(AW$11,$AK59:$AP59,0)),-1,0)*_xlfn.IFS(ISNUMBER($AD59),$AD59,ISNUMBER($AE59),$AE59,ISNUMBER($AF59),$AF59,AND($AD59=0,$AE59=0,$AF59=0),1)","v":0},{"$f":"IF(ISNUMBER(MATCH(AX$11,$AG59:$AJ59,0)),1,0)*IF(ISNUMBER($AF59),(1-$AF59),1) + IF(ISNUMBER(MATCH(AX$11,$AK59:$AP59,0)),-1,0)*_xlfn.IFS(ISNUMBER($AD59),$AD59,ISNUMBER($AE59),$AE59,ISNUMBER($AF59),$AF59,AND($AD59=0,$AE59=0,$AF59=0),1)","v":0},{"$f":"IF(ISNUMBER(MATCH(AY$11,$AG59:$AJ59,0)),1,0)*IF(ISNUMBER($AF59),(1-$AF59),1) + IF(ISNUMBER(MATCH(AY$11,$AK59:$AP59,0)),-1,0)*_xlfn.IFS(ISNUMBER($AD59),$AD59,ISNUMBER($AE59),$AE59,ISNUMBER($AF59),$AF59,AND($AD59=0,$AE59=0,$AF59=0),1)","v":0},{"$f":"IF(ISNUMBER(MATCH(AZ$11,$AG59:$AJ59,0)),1,0)*IF(ISNUMBER($AF59),(1-$AF59),1) + IF(ISNUMBER(MATCH(AZ$11,$AK59:$AP59,0)),-1,0)*_xlfn.IFS(ISNUMBER($AD59),$AD59,ISNUMBER($AE59),$AE59,ISNUMBER($AF59),$AF59,AND($AD59=0,$AE59=0,$AF59=0),1)","v":0},{"$f":"IF(ISNUMBER(MATCH(BA$11,$AG59:$AJ59,0)),1,0)*IF(ISNUMBER($AF59),(1-$AF59),1) + IF(ISNUMBER(MATCH(BA$11,$AK59:$AP59,0)),-1,0)*_xlfn.IFS(ISNUMBER($AD59),$AD59,ISNUMBER($AE59),$AE59,ISNUMBER($AF59),$AF59,AND($AD59=0,$AE59=0,$AF59=0),1)","v":0},{"$f":"IF(ISNUMBER(MATCH(BB$11,$AG59:$AJ59,0)),1,0)*IF(ISNUMBER($AF59),(1-$AF59),1) + IF(ISNUMBER(MATCH(BB$11,$AK59:$AP59,0)),-1,0)*_xlfn.IFS(ISNUMBER($AD59),$AD59,ISNUMBER($AE59),$AE59,ISNUMBER($AF59),$AF59,AND($AD59=0,$AE59=0,$AF59=0),1)","v":0},{"$f":"IF(ISNUMBER(MATCH(BC$11,$AG59:$AJ59,0)),1,0)*IF(ISNUMBER($AF59),(1-$AF59),1) + IF(ISNUMBER(MATCH(BC$11,$AK59:$AP59,0)),-1,0)*_xlfn.IFS(ISNUMBER($AD59),$AD59,ISNUMBER($AE59),$AE59,ISNUMBER($AF59),$AF59,AND($AD59=0,$AE59=0,$AF59=0),1)","v":0},{"$f":"IF(ISNUMBER(MATCH(BD$11,$AG59:$AJ59,0)),1,0)*IF(ISNUMBER($AF59),(1-$AF59),1) + IF(ISNUMBER(MATCH(BD$11,$AK59:$AP59,0)),-1,0)*_xlfn.IFS(ISNUMBER($AD59),$AD59,ISNUMBER($AE59),$AE59,ISNUMBER($AF59),$AF59,AND($AD59=0,$AE59=0,$AF59=0),1)","v":0},{"$f":"IF(ISNUMBER(MATCH(BE$11,$AG59:$AJ59,0)),1,0)*IF(ISNUMBER($AF59),(1-$AF59),1) + IF(ISNUMBER(MATCH(BE$11,$AK59:$AP59,0)),-1,0)*_xlfn.IFS(ISNUMBER($AD59),$AD59,ISNUMBER($AE59),$AE59,ISNUMBER($AF59),$AF59,AND($AD59=0,$AE59=0,$AF59=0),1)","v":0},{"$f":"IF(ISNUMBER(MATCH(BF$11,$AG59:$AJ59,0)),1,0)*IF(ISNUMBER($AF59),(1-$AF59),1) + IF(ISNUMBER(MATCH(BF$11,$AK59:$AP59,0)),-1,0)*_xlfn.IFS(ISNUMBER($AD59),$AD59,ISNUMBER($AE59),$AE59,ISNUMBER($AF59),$AF59,AND($AD59=0,$AE59=0,$AF59=0),1)","v":0},{"$f":"IF(ISNUMBER(MATCH(BG$11,$AG59:$AJ59,0)),1,0)*IF(ISNUMBER($AF59),(1-$AF59),1) + IF(ISNUMBER(MATCH(BG$11,$AK59:$AP59,0)),-1,0)*_xlfn.IFS(ISNUMBER($AD59),$AD59,ISNUMBER($AE59),$AE59,ISNUMBER($AF59),$AF59,AND($AD59=0,$AE59=0,$AF59=0),1)","v":0},{"$f":"IF(ISNUMBER(MATCH(BH$11,$AG59:$AJ59,0)),1,0)*IF(ISNUMBER($AF59),(1-$AF59),1) + IF(ISNUMBER(MATCH(BH$11,$AK59:$AP59,0)),-1,0)*_xlfn.IFS(ISNUMBER($AD59),$AD59,ISNUMBER($AE59),$AE59,ISNUMBER($AF59),$AF59,AND($AD59=0,$AE59=0,$AF59=0),1)","v":0},{"$f":"IF(ISNUMBER(MATCH(BI$11,$AG59:$AJ59,0)),1,0)*IF(ISNUMBER($AF59),(1-$AF59),1) + IF(ISNUMBER(MATCH(BI$11,$AK59:$AP59,0)),-1,0)*_xlfn.IFS(ISNUMBER($AD59),$AD59,ISNUMBER($AE59),$AE59,ISNUMBER($AF59),$AF59,AND($AD59=0,$AE59=0,$AF59=0),1)","v":0},{"$f":"IF(ISNUMBER(MATCH(BJ$11,$AG59:$AJ59,0)),1,0)*IF(ISNUMBER($AF59),(1-$AF59),1) + IF(ISNUMBER(MATCH(BJ$11,$AK59:$AP59,0)),-1,0)*_xlfn.IFS(ISNUMBER($AD59),$AD59,ISNUMBER($AE59),$AE59,ISNUMBER($AF59),$AF59,AND($AD59=0,$AE59=0,$AF59=0),1)","v":0},{"$f":"IF(ISNUMBER(MATCH(BK$11,$AG59:$AJ59,0)),1,0)*IF(ISNUMBER($AF59),(1-$AF59),1) + IF(ISNUMBER(MATCH(BK$11,$AK59:$AP59,0)),-1,0)*_xlfn.IFS(ISNUMBER($AD59),$AD59,ISNUMBER($AE59),$AE59,ISNUMBER($AF59),$AF59,AND($AD59=0,$AE59=0,$AF59=0),1)","v":0},{"$f":"IF(ISNUMBER(MATCH(BL$11,$AG59:$AJ59,0)),1,0)*IF(ISNUMBER($AF59),(1-$AF59),1) + IF(ISNUMBER(MATCH(BL$11,$AK59:$AP59,0)),-1,0)*_xlfn.IFS(ISNUMBER($AD59),$AD59,ISNUMBER($AE59),$AE59,ISNUMBER($AF59),$AF59,AND($AD59=0,$AE59=0,$AF59=0),1)","v":0},{"$f":"IF(ISNUMBER(MATCH(BM$11,$AG59:$AJ59,0)),1,0)*IF(ISNUMBER($AF59),(1-$AF59),1) + IF(ISNUMBER(MATCH(BM$11,$AK59:$AP59,0)),-1,0)*_xlfn.IFS(ISNUMBER($AD59),$AD59,ISNUMBER($AE59),$AE59,ISNUMBER($AF59),$AF59,AND($AD59=0,$AE59=0,$AF59=0),1)","v":0},{"$f":"IF(ISNUMBER(MATCH(BN$11,$AG59:$AJ59,0)),1,0)*IF(ISNUMBER($AF59),(1-$AF59),1) + IF(ISNUMBER(MATCH(BN$11,$AK59:$AP59,0)),-1,0)*_xlfn.IFS(ISNUMBER($AD59),$AD59,ISNUMBER($AE59),$AE59,ISNUMBER($AF59),$AF59,AND($AD59=0,$AE59=0,$AF59=0),1)","v":0},{"$f":"IF(ISNUMBER(MATCH(BO$11,$AG59:$AJ59,0)),1,0)*IF(ISNUMBER($AF59),(1-$AF59),1) + IF(ISNUMBER(MATCH(BO$11,$AK59:$AP59,0)),-1,0)*_xlfn.IFS(ISNUMBER($AD59),$AD59,ISNUMBER($AE59),$AE59,ISNUMBER($AF59),$AF59,AND($AD59=0,$AE59=0,$AF59=0),1)","v":0},{"$f":"IF(ISNUMBER(MATCH(BP$11,$AG59:$AJ59,0)),1,0)*IF(ISNUMBER($AF59),(1-$AF59),1) + IF(ISNUMBER(MATCH(BP$11,$AK59:$AP59,0)),-1,0)*_xlfn.IFS(ISNUMBER($AD59),$AD59,ISNUMBER($AE59),$AE59,ISNUMBER($AF59),$AF59,AND($AD59=0,$AE59=0,$AF59=0),1)","v":0},{"$f":"IF(ISNUMBER(MATCH(BQ$11,$AG59:$AJ59,0)),1,0)*IF(ISNUMBER($AF59),(1-$AF59),1) + IF(ISNUMBER(MATCH(BQ$11,$AK59:$AP59,0)),-1,0)*_xlfn.IFS(ISNUMBER($AD59),$AD59,ISNUMBER($AE59),$AE59,ISNUMBER($AF59),$AF59,AND($AD59=0,$AE59=0,$AF59=0),1)","v":0},{"$f":"IF(ISNUMBER(MATCH(BR$11,$AG59:$AJ59,0)),1,0)*IF(ISNUMBER($AF59),(1-$AF59),1) + IF(ISNUMBER(MATCH(BR$11,$AK59:$AP59,0)),-1,0)*_xlfn.IFS(ISNUMBER($AD59),$AD59,ISNUMBER($AE59),$AE59,ISNUMBER($AF59),$AF59,AND($AD59=0,$AE59=0,$AF59=0),1)","v":0},{"$f":"IF(ISNUMBER(MATCH(BS$11,$AG59:$AJ59,0)),1,0)*IF(ISNUMBER($AF59),(1-$AF59),1) + IF(ISNUMBER(MATCH(BS$11,$AK59:$AP59,0)),-1,0)*_xlfn.IFS(ISNUMBER($AD59),$AD59,ISNUMBER($AE59),$AE59,ISNUMBER($AF59),$AF59,AND($AD59=0,$AE59=0,$AF59=0),1)","v":0},{"$f":"IF(ISNUMBER(MATCH(BT$11,$AG59:$AJ59,0)),1,0)*IF(ISNUMBER($AF59),(1-$AF59),1) + IF(ISNUMBER(MATCH(BT$11,$AK59:$AP59,0)),-1,0)*_xlfn.IFS(ISNUMBER($AD59),$AD59,ISNUMBER($AE59),$AE59,ISNUMBER($AF59),$AF59,AND($AD59=0,$AE59=0,$AF59=0),1)","v":0},{"$f":"IF(ISNUMBER(MATCH(BU$11,$AG59:$AJ59,0)),1,0)*IF(ISNUMBER($AF59),(1-$AF59),1) + IF(ISNUMBER(MATCH(BU$11,$AK59:$AP59,0)),-1,0)*_xlfn.IFS(ISNUMBER($AD59),$AD59,ISNUMBER($AE59),$AE59,ISNUMBER($AF59),$AF59,AND($AD59=0,$AE59=0,$AF59=0),1)","v":0},{"$f":"IF(ISNUMBER(MATCH(BV$11,$AG59:$AJ59,0)),1,0)*IF(ISNUMBER($AF59),(1-$AF59),1) + IF(ISNUMBER(MATCH(BV$11,$AK59:$AP59,0)),-1,0)*_xlfn.IFS(ISNUMBER($AD59),$AD59,ISNUMBER($AE59),$AE59,ISNUMBER($AF59),$AF59,AND($AD59=0,$AE59=0,$AF59=0),1)","v":0},{"$f":"IF(ISNUMBER(MATCH(BW$11,$AG59:$AJ59,0)),1,0)*IF(ISNUMBER($AF59),(1-$AF59),1) + IF(ISNUMBER(MATCH(BW$11,$AK59:$AP59,0)),-1,0)*_xlfn.IFS(ISNUMBER($AD59),$AD59,ISNUMBER($AE59),$AE59,ISNUMBER($AF59),$AF59,AND($AD59=0,$AE59=0,$AF59=0),1)","v":0},{"$f":"IF(ISNUMBER(MATCH(BX$11,$AG59:$AJ59,0)),1,0)*IF(ISNUMBER($AF59),(1-$AF59),1) + IF(ISNUMBER(MATCH(BX$11,$AK59:$AP59,0)),-1,0)*_xlfn.IFS(ISNUMBER($AD59),$AD59,ISNUMBER($AE59),$AE59,ISNUMBER($AF59),$AF59,AND($AD59=0,$AE59=0,$AF59=0),1)","v":0},{"$f":"IF(ISNUMBER(MATCH(BY$11,$AG59:$AJ59,0)),1,0)*IF(ISNUMBER($AF59),(1-$AF59),1) + IF(ISNUMBER(MATCH(BY$11,$AK59:$AP59,0)),-1,0)*_xlfn.IFS(ISNUMBER($AD59),$AD59,ISNUMBER($AE59),$AE59,ISNUMBER($AF59),$AF59,AND($AD59=0,$AE59=0,$AF59=0),1)","v":0},{"$f":"IF(ISNUMBER(MATCH(BZ$11,$AG59:$AJ59,0)),1,0)*IF(ISNUMBER($AF59),(1-$AF59),1) + IF(ISNUMBER(MATCH(BZ$11,$AK59:$AP59,0)),-1,0)*_xlfn.IFS(ISNUMBER($AD59),$AD59,ISNUMBER($AE59),$AE59,ISNUMBER($AF59),$AF59,AND($AD59=0,$AE59=0,$AF59=0),1)","v":0},{"$f":"IF(ISNUMBER(MATCH(CA$11,$AG59:$AJ59,0)),1,0)*IF(ISNUMBER($AF59),(1-$AF59),1) + IF(ISNUMBER(MATCH(CA$11,$AK59:$AP59,0)),-1,0)*_xlfn.IFS(ISNUMBER($AD59),$AD59,ISNUMBER($AE59),$AE59,ISNUMBER($AF59),$AF59,AND($AD59=0,$AE59=0,$AF59=0),1)","v":0},{"$f":"IF(ISNUMBER(MATCH(CB$11,$AG59:$AJ59,0)),1,0)*IF(ISNUMBER($AF59),(1-$AF59),1) + IF(ISNUMBER(MATCH(CB$11,$AK59:$AP59,0)),-1,0)*_xlfn.IFS(ISNUMBER($AD59),$AD59,ISNUMBER($AE59),$AE59,ISNUMBER($AF59),$AF59,AND($AD59=0,$AE59=0,$AF59=0),1)","v":0},{"$f":"IF(ISNUMBER(MATCH(CC$11,$AG59:$AJ59,0)),1,0)*IF(ISNUMBER($AF59),(1-$AF59),1) + IF(ISNUMBER(MATCH(CC$11,$AK59:$AP59,0)),-1,0)*_xlfn.IFS(ISNUMBER($AD59),$AD59,ISNUMBER($AE59),$AE59,ISNUMBER($AF59),$AF59,AND($AD59=0,$AE59=0,$AF59=0),1)","v":0},{"$f":"IF(ISNUMBER(MATCH(CD$11,$AG59:$AJ59,0)),1,0)*IF(ISNUMBER($AF59),(1-$AF59),1) + IF(ISNUMBER(MATCH(CD$11,$AK59:$AP59,0)),-1,0)*_xlfn.IFS(ISNUMBER($AD59),$AD59,ISNUMBER($AE59),$AE59,ISNUMBER($AF59),$AF59,AND($AD59=0,$AE59=0,$AF59=0),1)","v":0},{"$f":"IF(ISNUMBER(MATCH(CE$11,$AG59:$AJ59,0)),1,0)*IF(ISNUMBER($AF59),(1-$AF59),1) + IF(ISNUMBER(MATCH(CE$11,$AK59:$AP59,0)),-1,0)*_xlfn.IFS(ISNUMBER($AD59),$AD59,ISNUMBER($AE59),$AE59,ISNUMBER($AF59),$AF59,AND($AD59=0,$AE59=0,$AF59=0),1)","v":0},{"$f":"IF(ISNUMBER(MATCH(CF$11,$AG59:$AJ59,0)),1,0)*IF(ISNUMBER($AF59),(1-$AF59),1) + IF(ISNUMBER(MATCH(CF$11,$AK59:$AP59,0)),-1,0)*_xlfn.IFS(ISNUMBER($AD59),$AD59,ISNUMBER($AE59),$AE59,ISNUMBER($AF59),$AF59,AND($AD59=0,$AE59=0,$AF59=0),1)","v":0},{"$f":"IF(ISNUMBER(MATCH(CG$11,$AG59:$AJ59,0)),1,0)*IF(ISNUMBER($AF59),(1-$AF59),1) + IF(ISNUMBER(MATCH(CG$11,$AK59:$AP59,0)),-1,0)*_xlfn.IFS(ISNUMBER($AD59),$AD59,ISNUMBER($AE59),$AE59,ISNUMBER($AF59),$AF59,AND($AD59=0,$AE59=0,$AF59=0),1)","v":0},{"$f":"IF(ISNUMBER(MATCH(CH$11,$AG59:$AJ59,0)),1,0)*IF(ISNUMBER($AF59),(1-$AF59),1) + IF(ISNUMBER(MATCH(CH$11,$AK59:$AP59,0)),-1,0)*_xlfn.IFS(ISNUMBER($AD59),$AD59,ISNUMBER($AE59),$AE59,ISNUMBER($AF59),$AF59,AND($AD59=0,$AE59=0,$AF59=0),1)","v":0},{"$f":"IF(ISNUMBER(MATCH(CI$11,$AG59:$AJ59,0)),1,0)*IF(ISNUMBER($AF59),(1-$AF59),1) + IF(ISNUMBER(MATCH(CI$11,$AK59:$AP59,0)),-1,0)*_xlfn.IFS(ISNUMBER($AD59),$AD59,ISNUMBER($AE59),$AE59,ISNUMBER($AF59),$AF59,AND($AD59=0,$AE59=0,$AF59=0),1)","v":0},{"$f":"IF(ISNUMBER(MATCH(CJ$11,$AG59:$AJ59,0)),1,0)*IF(ISNUMBER($AF59),(1-$AF59),1) + IF(ISNUMBER(MATCH(CJ$11,$AK59:$AP59,0)),-1,0)*_xlfn.IFS(ISNUMBER($AD59),$AD59,ISNUMBER($AE59),$AE59,ISNUMBER($AF59),$AF59,AND($AD59=0,$AE59=0,$AF59=0),1)","v":0},{"$f":"IF(ISNUMBER(MATCH(CK$11,$AG59:$AJ59,0)),1,0)*IF(ISNUMBER($AF59),(1-$AF59),1) + IF(ISNUMBER(MATCH(CK$11,$AK59:$AP59,0)),-1,0)*_xlfn.IFS(ISNUMBER($AD59),$AD59,ISNUMBER($AE59),$AE59,ISNUMBER($AF59),$AF59,AND($AD59=0,$AE59=0,$AF59=0),1)","v":0},{"$f":"IF(ISNUMBER(MATCH(CL$11,$AG59:$AJ59,0)),1,0)*IF(ISNUMBER($AF59),(1-$AF59),1) + IF(ISNUMBER(MATCH(CL$11,$AK59:$AP59,0)),-1,0)*_xlfn.IFS(ISNUMBER($AD59),$AD59,ISNUMBER($AE59),$AE59,ISNUMBER($AF59),$AF59,AND($AD59=0,$AE59=0,$AF59=0),1)","v":0},{"$f":"IF(ISNUMBER(MATCH(CM$11,$AG59:$AJ59,0)),1,0)*IF(ISNUMBER($AF59),(1-$AF59),1) + IF(ISNUMBER(MATCH(CM$11,$AK59:$AP59,0)),-1,0)*_xlfn.IFS(ISNUMBER($AD59),$AD59,ISNUMBER($AE59),$AE59,ISNUMBER($AF59),$AF59,AND($AD59=0,$AE59=0,$AF59=0),1)","v":0},{"$f":"IF(ISNUMBER(MATCH(CN$11,$AG59:$AJ59,0)),1,0)*IF(ISNUMBER($AF59),(1-$AF59),1) + IF(ISNUMBER(MATCH(CN$11,$AK59:$AP59,0)),-1,0)*_xlfn.IFS(ISNUMBER($AD59),$AD59,ISNUMBER($AE59),$AE59,ISNUMBER($AF59),$AF59,AND($AD59=0,$AE59=0,$AF59=0),1)","v":1},{"$f":"IF(ISNUMBER(MATCH(CO$11,$AG59:$AJ59,0)),1,0)*IF(ISNUMBER($AF59),(1-$AF59),1) + IF(ISNUMBER(MATCH(CO$11,$AK59:$AP59,0)),-1,0)*_xlfn.IFS(ISNUMBER($AD59),$AD59,ISNUMBER($AE59),$AE59,ISNUMBER($AF59),$AF59,AND($AD59=0,$AE59=0,$AF59=0),1)","v":0},{"$f":"IF(ISNUMBER(MATCH(CP$11,$AG59:$AJ59,0)),1,0)*IF(ISNUMBER($AF59),(1-$AF59),1) + IF(ISNUMBER(MATCH(CP$11,$AK59:$AP59,0)),-1,0)*_xlfn.IFS(ISNUMBER($AD59),$AD59,ISNUMBER($AE59),$AE59,ISNUMBER($AF59),$AF59,AND($AD59=0,$AE59=0,$AF59=0),1)","v":0},{"$f":"IF(ISNUMBER(MATCH(CQ$11,$AG59:$AJ59,0)),1,0)*IF(ISNUMBER($AF59),(1-$AF59),1) + IF(ISNUMBER(MATCH(CQ$11,$AK59:$AP59,0)),-1,0)*_xlfn.IFS(ISNUMBER($AD59),$AD59,ISNUMBER($AE59),$AE59,ISNUMBER($AF59),$AF59,AND($AD59=0,$AE59=0,$AF59=0),1)","v":0},{"$f":"IF(ISNUMBER(MATCH(CR$11,$AG59:$AJ59,0)),1,0)*IF(ISNUMBER($AF59),(1-$AF59),1) + IF(ISNUMBER(MATCH(CR$11,$AK59:$AP59,0)),-1,0)*_xlfn.IFS(ISNUMBER($AD59),$AD59,ISNUMBER($AE59),$AE59,ISNUMBER($AF59),$AF59,AND($AD59=0,$AE59=0,$AF59=0),1)","v":1},{"$f":"IF(ISNUMBER(MATCH(CS$11,$AG59:$AJ59,0)),1,0)*IF(ISNUMBER($AF59),(1-$AF59),1) + IF(ISNUMBER(MATCH(CS$11,$AK59:$AP59,0)),-1,0)*_xlfn.IFS(ISNUMBER($AD59),$AD59,ISNUMBER($AE59),$AE59,ISNUMBER($AF59),$AF59,AND($AD59=0,$AE59=0,$AF59=0),1)","v":0},{"$f":"IF(ISNUMBER(MATCH(CT$11,$AG59:$AJ59,0)),1,0)*IF(ISNUMBER($AF59),(1-$AF59),1) + IF(ISNUMBER(MATCH(CT$11,$AK59:$AP59,0)),-1,0)*_xlfn.IFS(ISNUMBER($AD59),$AD59,ISNUMBER($AE59),$AE59,ISNUMBER($AF59),$AF59,AND($AD59=0,$AE59=0,$AF59=0),1)","v":-1},{"$f":"IF(ISNUMBER(MATCH(CU$11,$AG59:$AJ59,0)),1,0)*IF(ISNUMBER($AF59),(1-$AF59),1) + IF(ISNUMBER(MATCH(CU$11,$AK59:$AP59,0)),-1,0)*_xlfn.IFS(ISNUMBER($AD59),$AD59,ISNUMBER($AE59),$AE59,ISNUMBER($AF59),$AF59,AND($AD59=0,$AE59=0,$AF59=0),1)","v":0},{"$f":"IF(ISNUMBER(MATCH(CV$11,$AG59:$AJ59,0)),1,0)*IF(ISNUMBER($AF59),(1-$AF59),1) + IF(ISNUMBER(MATCH(CV$11,$AK59:$AP59,0)),-1,0)*_xlfn.IFS(ISNUMBER($AD59),$AD59,ISNUMBER($AE59),$AE59,ISNUMBER($AF59),$AF59,AND($AD59=0,$AE59=0,$AF59=0),1)","v":0},{"$f":"IF(ISNUMBER(MATCH(CW$11,$AG59:$AJ59,0)),1,0)*IF(ISNUMBER($AF59),(1-$AF59),1) + IF(ISNUMBER(MATCH(CW$11,$AK59:$AP59,0)),-1,0)*_xlfn.IFS(ISNUMBER($AD59),$AD59,ISNUMBER($AE59),$AE59,ISNUMBER($AF59),$AF59,AND($AD59=0,$AE59=0,$AF59=0),1)","v":0},{"$f":"IF(ISNUMBER(MATCH(CX$11,$AG59:$AJ59,0)),1,0)*IF(ISNUMBER($AF59),(1-$AF59),1) + IF(ISNUMBER(MATCH(CX$11,$AK59:$AP59,0)),-1,0)*_xlfn.IFS(ISNUMBER($AD59),$AD59,ISNUMBER($AE59),$AE59,ISNUMBER($AF59),$AF59,AND($AD59=0,$AE59=0,$AF59=0),1)","v":0},{"$f":"IF(ISNUMBER(MATCH(CY$11,$AG59:$AJ59,0)),1,0)*IF(ISNUMBER($AF59),(1-$AF59),1) + IF(ISNUMBER(MATCH(CY$11,$AK59:$AP59,0)),-1,0)*_xlfn.IFS(ISNUMBER($AD59),$AD59,ISNUMBER($AE59),$AE59,ISNUMBER($AF59),$AF59,AND($AD59=0,$AE59=0,$AF59=0),1)","v":0},{"$f":"IF(ISNUMBER(MATCH(CZ$11,$AG59:$AJ59,0)),1,0)*IF(ISNUMBER($AF59),(1-$AF59),1) + IF(ISNUMBER(MATCH(CZ$11,$AK59:$AP59,0)),-1,0)*_xlfn.IFS(ISNUMBER($AD59),$AD59,ISNUMBER($AE59),$AE59,ISNUMBER($AF59),$AF59,AND($AD59=0,$AE59=0,$AF59=0),1)","v":0},{"$f":"IF(ISNUMBER(MATCH(DA$11,$AG59:$AJ59,0)),1,0)*IF(ISNUMBER($AF59),(1-$AF59),1) + IF(ISNUMBER(MATCH(DA$11,$AK59:$AP59,0)),-1,0)*_xlfn.IFS(ISNUMBER($AD59),$AD59,ISNUMBER($AE59),$AE59,ISNUMBER($AF59),$AF59,AND($AD59=0,$AE59=0,$AF59=0),1)","v":0},{"$f":"IF(ISNUMBER(MATCH(DB$11,$AG59:$AJ59,0)),1,0)*IF(ISNUMBER($AF59),(1-$AF59),1) + IF(ISNUMBER(MATCH(DB$11,$AK59:$AP59,0)),-1,0)*_xlfn.IFS(ISNUMBER($AD59),$AD59,ISNUMBER($AE59),$AE59,ISNUMBER($AF59),$AF59,AND($AD59=0,$AE59=0,$AF59=0),1)","v":0},{"$f":"IF(ISNUMBER(MATCH(DC$11,$AG59:$AJ59,0)),1,0)*IF(ISNUMBER($AF59),(1-$AF59),1) + IF(ISNUMBER(MATCH(DC$11,$AK59:$AP59,0)),-1,0)*_xlfn.IFS(ISNUMBER($AD59),$AD59,ISNUMBER($AE59),$AE59,ISNUMBER($AF59),$AF59,AND($AD59=0,$AE59=0,$AF59=0),1)","v":0},{"$f":"IF(ISNUMBER(MATCH(DD$11,$AG59:$AJ59,0)),1,0)*IF(ISNUMBER($AF59),(1-$AF59),1) + IF(ISNUMBER(MATCH(DD$11,$AK59:$AP59,0)),-1,0)*_xlfn.IFS(ISNUMBER($AD59),$AD59,ISNUMBER($AE59),$AE59,ISNUMBER($AF59),$AF59,AND($AD59=0,$AE59=0,$AF59=0),1)","v":0},{"$f":"IF(ISNUMBER(MATCH(DE$11,$AG59:$AJ59,0)),1,0)*IF(ISNUMBER($AF59),(1-$AF59),1) + IF(ISNUMBER(MATCH(DE$11,$AK59:$AP59,0)),-1,0)*_xlfn.IFS(ISNUMBER($AD59),$AD59,ISNUMBER($AE59),$AE59,ISNUMBER($AF59),$AF59,AND($AD59=0,$AE59=0,$AF59=0),1)","v":0},null,0,null,null,null,null,null,null,null,null,null,null,null,-6,{"$error":"#N/A"},{"$error":"#N/A"},0,0,0,0,0,0,4,0,0,131,31,9,120,218,1,104,190,223,106,0,0]
[null,"CAPEX total",{"$f":"SUM(J39:N39)","v":{"$error":"#N/A"}},{"$f":"SUM(O39:Q39)","v":{"$error":"#N/A"}},{"$f":"SUM(J78:M78)","v":{"$error":"#N/A"}},{"$f":"SUM(J118:Q118)","v":{"$error":"#N/A"}},null,10,"ITE load efficiency (L2)",{"$error":"#N/A"},{"$error":"#N/A"},{"$error":"#N/A"},{"$error":"#N/A"},null,null,null,null,null,"e_hru_comp,lt",0,{"$error":"#N/A"},null,null,null,null,null,null,"COP",null,null,{"$f":"K97","v":{"$error":"#N/A"}},null,"q_hru_eco-comp,lt",null,null,null,"e_hru_comp,lt",null,null,null,null,null,null,{"$f":"IF(ISNUMBER(MATCH(AR$11,$AG60:$AJ60,0)),1,0)*IF(ISNUMBER($AF60),(1-$AF60),1) + IF(ISNUMBER(MATCH(AR$11,$AK60:$AP60,0)),-1,0)*_xlfn.IFS(ISNUMBER($AD60),$AD60,ISNUMBER($AE60),$AE60,ISNUMBER($AF60),$AF60,AND($AD60=0,$AE60=0,$AF60=0),1)","v":{"$error":"#N/A"}},{"$f":"IF(ISNUMBER(MATCH(AS$11,$AG60:$AJ60,0)),1,0)*IF(ISNUMBER($AF60),(1-$AF60),1) + IF(ISNUMBER(MATCH(AS$11,$AK60:$AP60,0)),-1,0)*_xlfn.IFS(ISNUMBER($AD60),$AD60,ISNUMBER($AE60),$AE60,ISNUMBER($AF60),$AF60,AND($AD60=0,$AE60=0,$AF60=0),1)","v":{"$error":"#N/A"}},{"$f":"IF(ISNUMBER(MATCH(AT$11,$AG60:$AJ60,0)),1,0)*IF(ISNUMBER($AF60),(1-$AF60),1) + IF(ISNUMBER(MATCH(AT$11,$AK60:$AP60,0)),-1,0)*_xlfn.IFS(ISNUMBER($AD60),$AD60,ISNUMBER($AE60),$AE60,ISNUMBER($AF60),$AF60,AND($AD60=0,$AE60=0,$AF60=0),1)","v":{"$error":"#N/A"}},{"$f":"IF(ISNUMBER(MATCH(AU$11,$AG60:$AJ60,0)),1,0)*IF(ISNUMBER($AF60),(1-$AF60),1) + IF(ISNUMBER(MATCH(AU$11,$AK60:$AP60,0)),-1,0)*_xlfn.IFS(ISNUMBER($AD60),$AD60,ISNUMBER($AE60),$AE60,ISNUMBER($AF60),$AF60,AND($AD60=0,$AE60=0,$AF60=0),1)","v":{"$error":"#N/A"}},{"$f":"IF(ISNUMBER(MATCH(AV$11,$AG60:$AJ60,0)),1,0)*IF(ISNUMBER($AF60),(1-$AF60),1) + IF(ISNUMBER(MATCH(AV$11,$AK60:$AP60,0)),-1,0)*_xlfn.IFS(ISNUMBER($AD60),$AD60,ISNUMBER($AE60),$AE60,ISNUMBER($AF60),$AF60,AND($AD60=0,$AE60=0,$AF60=0),1)","v":{"$error":"#N/A"}},{"$f":"IF(ISNUMBER(MATCH(AW$11,$AG60:$AJ60,0)),1,0)*IF(ISNUMBER($AF60),(1-$AF60),1) + IF(ISNUMBER(MATCH(AW$11,$AK60:$AP60,0)),-1,0)*_xlfn.IFS(ISNUMBER($AD60),$AD60,ISNUMBER($AE60),$AE60,ISNUMBER($AF60),$AF60,AND($AD60=0,$AE60=0,$AF60=0),1)","v":{"$error":"#N/A"}},{"$f":"IF(ISNUMBER(MATCH(AX$11,$AG60:$AJ60,0)),1,0)*IF(ISNUMBER($AF60),(1-$AF60),1) + IF(ISNUMBER(MATCH(AX$11,$AK60:$AP60,0)),-1,0)*_xlfn.IFS(ISNUMBER($AD60),$AD60,ISNUMBER($AE60),$AE60,ISNUMBER($AF60),$AF60,AND($AD60=0,$AE60=0,$AF60=0),1)","v":{"$error":"#N/A"}},{"$f":"IF(ISNUMBER(MATCH(AY$11,$AG60:$AJ60,0)),1,0)*IF(ISNUMBER($AF60),(1-$AF60),1) + IF(ISNUMBER(MATCH(AY$11,$AK60:$AP60,0)),-1,0)*_xlfn.IFS(ISNUMBER($AD60),$AD60,ISNUMBER($AE60),$AE60,ISNUMBER($AF60),$AF60,AND($AD60=0,$AE60=0,$AF60=0),1)","v":{"$error":"#N/A"}},{"$f":"IF(ISNUMBER(MATCH(AZ$11,$AG60:$AJ60,0)),1,0)*IF(ISNUMBER($AF60),(1-$AF60),1) + IF(ISNUMBER(MATCH(AZ$11,$AK60:$AP60,0)),-1,0)*_xlfn.IFS(ISNUMBER($AD60),$AD60,ISNUMBER($AE60),$AE60,ISNUMBER($AF60),$AF60,AND($AD60=0,$AE60=0,$AF60=0),1)","v":{"$error":"#N/A"}},{"$f":"IF(ISNUMBER(MATCH(BA$11,$AG60:$AJ60,0)),1,0)*IF(ISNUMBER($AF60),(1-$AF60),1) + IF(ISNUMBER(MATCH(BA$11,$AK60:$AP60,0)),-1,0)*_xlfn.IFS(ISNUMBER($AD60),$AD60,ISNUMBER($AE60),$AE60,ISNUMBER($AF60),$AF60,AND($AD60=0,$AE60=0,$AF60=0),1)","v":{"$error":"#N/A"}},{"$f":"IF(ISNUMBER(MATCH(BB$11,$AG60:$AJ60,0)),1,0)*IF(ISNUMBER($AF60),(1-$AF60),1) + IF(ISNUMBER(MATCH(BB$11,$AK60:$AP60,0)),-1,0)*_xlfn.IFS(ISNUMBER($AD60),$AD60,ISNUMBER($AE60),$AE60,ISNUMBER($AF60),$AF60,AND($AD60=0,$AE60=0,$AF60=0),1)","v":{"$error":"#N/A"}},{"$f":"IF(ISNUMBER(MATCH(BC$11,$AG60:$AJ60,0)),1,0)*IF(ISNUMBER($AF60),(1-$AF60),1) + IF(ISNUMBER(MATCH(BC$11,$AK60:$AP60,0)),-1,0)*_xlfn.IFS(ISNUMBER($AD60),$AD60,ISNUMBER($AE60),$AE60,ISNUMBER($AF60),$AF60,AND($AD60=0,$AE60=0,$AF60=0),1)","v":{"$error":"#N/A"}},{"$f":"IF(ISNUMBER(MATCH(BD$11,$AG60:$AJ60,0)),1,0)*IF(ISNUMBER($AF60),(1-$AF60),1) + IF(ISNUMBER(MATCH(BD$11,$AK60:$AP60,0)),-1,0)*_xlfn.IFS(ISNUMBER($AD60),$AD60,ISNUMBER($AE60),$AE60,ISNUMBER($AF60),$AF60,AND($AD60=0,$AE60=0,$AF60=0),1)","v":{"$error":"#N/A"}},{"$f":"IF(ISNUMBER(MATCH(BE$11,$AG60:$AJ60,0)),1,0)*IF(ISNUMBER($AF60),(1-$AF60),1) + IF(ISNUMBER(MATCH(BE$11,$AK60:$AP60,0)),-1,0)*_xlfn.IFS(ISNUMBER($AD60),$AD60,ISNUMBER($AE60),$AE60,ISNUMBER($AF60),$AF60,AND($AD60=0,$AE60=0,$AF60=0),1)","v":{"$error":"#N/A"}},{"$f":"IF(ISNUMBER(MATCH(BF$11,$AG60:$AJ60,0)),1,0)*IF(ISNUMBER($AF60),(1-$AF60),1) + IF(ISNUMBER(MATCH(BF$11,$AK60:$AP60,0)),-1,0)*_xlfn.IFS(ISNUMBER($AD60),$AD60,ISNUMBER($AE60),$AE60,ISNUMBER($AF60),$AF60,AND($AD60=0,$AE60=0,$AF60=0),1)","v":{"$error":"#N/A"}},{"$f":"IF(ISNUMBER(MATCH(BG$11,$AG60:$AJ60,0)),1,0)*IF(ISNUMBER($AF60),(1-$AF60),1) + IF(ISNUMBER(MATCH(BG$11,$AK60:$AP60,0)),-1,0)*_xlfn.IFS(ISNUMBER($AD60),$AD60,ISNUMBER($AE60),$AE60,ISNUMBER($AF60),$AF60,AND($AD60=0,$AE60=0,$AF60=0),1)","v":{"$error":"#N/A"}},{"$f":"IF(ISNUMBER(MATCH(BH$11,$AG60:$AJ60,0)),1,0)*IF(ISNUMBER($AF60),(1-$AF60),1) + IF(ISNUMBER(MATCH(BH$11,$AK60:$AP60,0)),-1,0)*_xlfn.IFS(ISNUMBER($AD60),$AD60,ISNUMBER($AE60),$AE60,ISNUMBER($AF60),$AF60,AND($AD60=0,$AE60=0,$AF60=0),1)","v":{"$error":"#N/A"}},{"$f":"IF(ISNUMBER(MATCH(BI$11,$AG60:$AJ60,0)),1,0)*IF(ISNUMBER($AF60),(1-$AF60),1) + IF(ISNUMBER(MATCH(BI$11,$AK60:$AP60,0)),-1,0)*_xlfn.IFS(ISNUMBER($AD60),$AD60,ISNUMBER($AE60),$AE60,ISNUMBER($AF60),$AF60,AND($AD60=0,$AE60=0,$AF60=0),1)","v":{"$error":"#N/A"}},{"$f":"IF(ISNUMBER(MATCH(BJ$11,$AG60:$AJ60,0)),1,0)*IF(ISNUMBER($AF60),(1-$AF60),1) + IF(ISNUMBER(MATCH(BJ$11,$AK60:$AP60,0)),-1,0)*_xlfn.IFS(ISNUMBER($AD60),$AD60,ISNUMBER($AE60),$AE60,ISNUMBER($AF60),$AF60,AND($AD60=0,$AE60=0,$AF60=0),1)","v":{"$error":"#N/A"}},{"$f":"IF(ISNUMBER(MATCH(BK$11,$AG60:$AJ60,0)),1,0)*IF(ISNUMBER($AF60),(1-$AF60),1) + IF(ISNUMBER(MATCH(BK$11,$AK60:$AP60,0)),-1,0)*_xlfn.IFS(ISNUMBER($AD60),$AD60,ISNUMBER($AE60),$AE60,ISNUMBER($AF60),$AF60,AND($AD60=0,$AE60=0,$AF60=0),1)","v":{"$error":"#N/A"}},{"$f":"IF(ISNUMBER(MATCH(BL$11,$AG60:$AJ60,0)),1,0)*IF(ISNUMBER($AF60),(1-$AF60),1) + IF(ISNUMBER(MATCH(BL$11,$AK60:$AP60,0)),-1,0)*_xlfn.IFS(ISNUMBER($AD60),$AD60,ISNUMBER($AE60),$AE60,ISNUMBER($AF60),$AF60,AND($AD60=0,$AE60=0,$AF60=0),1)","v":{"$error":"#N/A"}},{"$f":"IF(ISNUMBER(MATCH(BM$11,$AG60:$AJ60,0)),1,0)*IF(ISNUMBER($AF60),(1-$AF60),1) + IF(ISNUMBER(MATCH(BM$11,$AK60:$AP60,0)),-1,0)*_xlfn.IFS(ISNUMBER($AD60),$AD60,ISNUMBER($AE60),$AE60,ISNUMBER($AF60),$AF60,AND($AD60=0,$AE60=0,$AF60=0),1)","v":{"$error":"#N/A"}},{"$f":"IF(ISNUMBER(MATCH(BN$11,$AG60:$AJ60,0)),1,0)*IF(ISNUMBER($AF60),(1-$AF60),1) + IF(ISNUMBER(MATCH(BN$11,$AK60:$AP60,0)),-1,0)*_xlfn.IFS(ISNUMBER($AD60),$AD60,ISNUMBER($AE60),$AE60,ISNUMBER($AF60),$AF60,AND($AD60=0,$AE60=0,$AF60=0),1)","v":{"$error":"#N/A"}},{"$f":"IF(ISNUMBER(MATCH(BO$11,$AG60:$AJ60,0)),1,0)*IF(ISNUMBER($AF60),(1-$AF60),1) + IF(ISNUMBER(MATCH(BO$11,$AK60:$AP60,0)),-1,0)*_xlfn.IFS(ISNUMBER($AD60),$AD60,ISNUMBER($AE60),$AE60,ISNUMBER($AF60),$AF60,AND($AD60=0,$AE60=0,$AF60=0),1)","v":{"$error":"#N/A"}},{"$f":"IF(ISNUMBER(MATCH(BP$11,$AG60:$AJ60,0)),1,0)*IF(ISNUMBER($AF60),(1-$AF60),1) + IF(ISNUMBER(MATCH(BP$11,$AK60:$AP60,0)),-1,0)*_xlfn.IFS(ISNUMBER($AD60),$AD60,ISNUMBER($AE60),$AE60,ISNUMBER($AF60),$AF60,AND($AD60=0,$AE60=0,$AF60=0),1)","v":{"$error":"#N/A"}},{"$f":"IF(ISNUMBER(MATCH(BQ$11,$AG60:$AJ60,0)),1,0)*IF(ISNUMBER($AF60),(1-$AF60),1) + IF(ISNUMBER(MATCH(BQ$11,$AK60:$AP60,0)),-1,0)*_xlfn.IFS(ISNUMBER($AD60),$AD60,ISNUMBER($AE60),$AE60,ISNUMBER($AF60),$AF60,AND($AD60=0,$AE60=0,$AF60=0),1)","v":{"$error":"#N/A"}},{"$f":"IF(ISNUMBER(MATCH(BR$11,$AG60:$AJ60,0)),1,0)*IF(ISNUMBER($AF60),(1-$AF60),1) + IF(ISNUMBER(MATCH(BR$11,$AK60:$AP60,0)),-1,0)*_xlfn.IFS(ISNUMBER($AD60),$AD60,ISNUMBER($AE60),$AE60,ISNUMBER($AF60),$AF60,AND($AD60=0,$AE60=0,$AF60=0),1)","v":{"$error":"#N/A"}},{"$f":"IF(ISNUMBER(MATCH(BS$11,$AG60:$AJ60,0)),1,0)*IF(ISNUMBER($AF60),(1-$AF60),1) + IF(ISNUMBER(MATCH(BS$11,$AK60:$AP60,0)),-1,0)*_xlfn.IFS(ISNUMBER($AD60),$AD60,ISNUMBER($AE60),$AE60,ISNUMBER($AF60),$AF60,AND($AD60=0,$AE60=0,$AF60=0),1)","v":{"$error":"#N/A"}},{"$f":"IF(ISNUMBER(MATCH(BT$11,$AG60:$AJ60,0)),1,0)*IF(ISNUMBER($AF60),(1-$AF60),1) + IF(ISNUMBER(MATCH(BT$11,$AK60:$AP60,0)),-1,0)*_xlfn.IFS(ISNUMBER($AD60),$AD60,ISNUMBER($AE60),$AE60,ISNUMBER($AF60),$AF60,AND($AD60=0,$AE60=0,$AF60=0),1)","v":{"$error":"#N/A"}},{"$f":"IF(ISNUMBER(MATCH(BU$11,$AG60:$AJ60,0)),1,0)*IF(ISNUMBER($AF60),(1-$AF60),1) + IF(ISNUMBER(MATCH(BU$11,$AK60:$AP60,0)),-1,0)*_xlfn.IFS(ISNUMBER($AD60),$AD60,ISNUMBER($AE60),$AE60,ISNUMBER($AF60),$AF60,AND($AD60=0,$AE60=0,$AF60=0),1)","v":{"$error":"#N/A"}},{"$f":"IF(ISNUMBER(MATCH(BV$11,$AG60:$AJ60,0)),1,0)*IF(ISNUMBER($AF60),(1-$AF60),1) + IF(ISNUMBER(MATCH(BV$11,$AK60:$AP60,0)),-1,0)*_xlfn.IFS(ISNUMBER($AD60),$AD60,ISNUMBER($AE60),$AE60,ISNUMBER($AF60),$AF60,AND($AD60=0,$AE60=0,$AF60=0),1)","v":{"$error":"#N/A"}},{"$f":"IF(ISNUMBER(MATCH(BW$11,$AG60:$AJ60,0)),1,0)*IF(ISNUMBER($AF60),(1-$AF60),1) + IF(ISNUMBER(MATCH(BW$11,$AK60:$AP60,0)),-1,0)*_xlfn.IFS(ISNUMBER($AD60),$AD60,ISNUMBER($AE60),$AE60,ISNUMBER($AF60),$AF60,AND($AD60=0,$AE60=0,$AF60=0),1)","v":{"$error":"#N/A"}},{"$f":"IF(ISNUMBER(MATCH(BX$11,$AG60:$AJ60,0)),1,0)*IF(ISNUMBER($AF60),(1-$AF60),1) + IF(ISNUMBER(MATCH(BX$11,$AK60:$AP60,0)),-1,0)*_xlfn.IFS(ISNUMBER($AD60),$AD60,ISNUMBER($AE60),$AE60,ISNUMBER($AF60),$AF60,AND($AD60=0,$AE60=0,$AF60=0),1)","v":{"$error":"#N/A"}},{"$f":"IF(ISNUMBER(MATCH(BY$11,$AG60:$AJ60,0)),1,0)*IF(ISNUMBER($AF60),(1-$AF60),1) + IF(ISNUMBER(MATCH(BY$11,$AK60:$AP60,0)),-1,0)*_xlfn.IFS(ISNUMBER($AD60),$AD60,ISNUMBER($AE60),$AE60,ISNUMBER($AF60),$AF60,AND($AD60=0,$AE60=0,$AF60=0),1)","v":{"$error":"#N/A"}},{"$f":"IF(ISNUMBER(MATCH(BZ$11,$AG60:$AJ60,0)),1,0)*IF(ISNUMBER($AF60),(1-$AF60),1) + IF(ISNUMBER(MATCH(BZ$11,$AK60:$AP60,0)),-1,0)*_xlfn.IFS(ISNUMBER($AD60),$AD60,ISNUMBER($AE60),$AE60,ISNUMBER($AF60),$AF60,AND($AD60=0,$AE60=0,$AF60=0),1)","v":{"$error":"#N/A"}},{"$f":"IF(ISNUMBER(MATCH(CA$11,$AG60:$AJ60,0)),1,0)*IF(ISNUMBER($AF60),(1-$AF60),1) + IF(ISNUMBER(MATCH(CA$11,$AK60:$AP60,0)),-1,0)*_xlfn.IFS(ISNUMBER($AD60),$AD60,ISNUMBER($AE60),$AE60,ISNUMBER($AF60),$AF60,AND($AD60=0,$AE60=0,$AF60=0),1)","v":{"$error":"#N/A"}},{"$f":"IF(ISNUMBER(MATCH(CB$11,$AG60:$AJ60,0)),1,0)*IF(ISNUMBER($AF60),(1-$AF60),1) + IF(ISNUMBER(MATCH(CB$11,$AK60:$AP60,0)),-1,0)*_xlfn.IFS(ISNUMBER($AD60),$AD60,ISNUMBER($AE60),$AE60,ISNUMBER($AF60),$AF60,AND($AD60=0,$AE60=0,$AF60=0),1)","v":{"$error":"#N/A"}},{"$f":"IF(ISNUMBER(MATCH(CC$11,$AG60:$AJ60,0)),1,0)*IF(ISNUMBER($AF60),(1-$AF60),1) + IF(ISNUMBER(MATCH(CC$11,$AK60:$AP60,0)),-1,0)*_xlfn.IFS(ISNUMBER($AD60),$AD60,ISNUMBER($AE60),$AE60,ISNUMBER($AF60),$AF60,AND($AD60=0,$AE60=0,$AF60=0),1)","v":{"$error":"#N/A"}},{"$f":"IF(ISNUMBER(MATCH(CD$11,$AG60:$AJ60,0)),1,0)*IF(ISNUMBER($AF60),(1-$AF60),1) + IF(ISNUMBER(MATCH(CD$11,$AK60:$AP60,0)),-1,0)*_xlfn.IFS(ISNUMBER($AD60),$AD60,ISNUMBER($AE60),$AE60,ISNUMBER($AF60),$AF60,AND($AD60=0,$AE60=0,$AF60=0),1)","v":{"$error":"#N/A"}},{"$f":"IF(ISNUMBER(MATCH(CE$11,$AG60:$AJ60,0)),1,0)*IF(ISNUMBER($AF60),(1-$AF60),1) + IF(ISNUMBER(MATCH(CE$11,$AK60:$AP60,0)),-1,0)*_xlfn.IFS(ISNUMBER($AD60),$AD60,ISNUMBER($AE60),$AE60,ISNUMBER($AF60),$AF60,AND($AD60=0,$AE60=0,$AF60=0),1)","v":{"$error":"#N/A"}},{"$f":"IF(ISNUMBER(MATCH(CF$11,$AG60:$AJ60,0)),1,0)*IF(ISNUMBER($AF60),(1-$AF60),1) + IF(ISNUMBER(MATCH(CF$11,$AK60:$AP60,0)),-1,0)*_xlfn.IFS(ISNUMBER($AD60),$AD60,ISNUMBER($AE60),$AE60,ISNUMBER($AF60),$AF60,AND($AD60=0,$AE60=0,$AF60=0),1)","v":{"$error":"#N/A"}},{"$f":"IF(ISNUMBER(MATCH(CG$11,$AG60:$AJ60,0)),1,0)*IF(ISNUMBER($AF60),(1-$AF60),1) + IF(ISNUMBER(MATCH(CG$11,$AK60:$AP60,0)),-1,0)*_xlfn.IFS(ISNUMBER($AD60),$AD60,ISNUMBER($AE60),$AE60,ISNUMBER($AF60),$AF60,AND($AD60=0,$AE60=0,$AF60=0),1)","v":{"$error":"#N/A"}},{"$f":"IF(ISNUMBER(MATCH(CH$11,$AG60:$AJ60,0)),1,0)*IF(ISNUMBER($AF60),(1-$AF60),1) + IF(ISNUMBER(MATCH(CH$11,$AK60:$AP60,0)),-1,0)*_xlfn.IFS(ISNUMBER($AD60),$AD60,ISNUMBER($AE60),$AE60,ISNUMBER($AF60),$AF60,AND($AD60=0,$AE60=0,$AF60=0),1)","v":{"$error":"#N/A"}},{"$f":"IF(ISNUMBER(MATCH(CI$11,$AG60:$AJ60,0)),1,0)*IF(ISNUMBER($AF60),(1-$AF60),1) + IF(ISNUMBER(MATCH(CI$11,$AK60:$AP60,0)),-1,0)*_xlfn.IFS(ISNUMBER($AD60),$AD60,ISNUMBER($AE60),$AE60,ISNUMBER($AF60),$AF60,AND($AD60=0,$AE60=0,$AF60=0),1)","v":{"$error":"#N/A"}},{"$f":"IF(ISNUMBER(MATCH(CJ$11,$AG60:$AJ60,0)),1,0)*IF(ISNUMBER($AF60),(1-$AF60),1) + IF(ISNUMBER(MATCH(CJ$11,$AK60:$AP60,0)),-1,0)*_xlfn.IFS(ISNUMBER($AD60),$AD60,ISNUMBER($AE60),$AE60,ISNUMBER($AF60),$AF60,AND($AD60=0,$AE60=0,$AF60=0),1)","v":{"$error":"#N/A"}},{"$f":"IF(ISNUMBER(MATCH(CK$11,$AG60:$AJ60,0)),1,0)*IF(ISNUMBER($AF60),(1-$AF60),1) + IF(ISNUMBER(MATCH(CK$11,$AK60:$AP60,0)),-1,0)*_xlfn.IFS(ISNUMBER($AD60),$AD60,ISNUMBER($AE60),$AE60,ISNUMBER($AF60),$AF60,AND($AD60=0,$AE60=0,$AF60=0),1)","v":{"$error":"#N/A"}},{"$f":"IF(ISNUMBER(MATCH(CL$11,$AG60:$AJ60,0)),1,0)*IF(ISNUMBER($AF60),(1-$AF60),1) + IF(ISNUMBER(MATCH(CL$11,$AK60:$AP60,0)),-1,0)*_xlfn.IFS(ISNUMBER($AD60),$AD60,ISNUMBER($AE60),$AE60,ISNUMBER($AF60),$AF60,AND($AD60=0,$AE60=0,$AF60=0),1)","v":{"$error":"#N/A"}},{"$f":"IF(ISNUMBER(MATCH(CM$11,$AG60:$AJ60,0)),1,0)*IF(ISNUMBER($AF60),(1-$AF60),1) + IF(ISNUMBER(MATCH(CM$11,$AK60:$AP60,0)),-1,0)*_xlfn.IFS(ISNUMBER($AD60),$AD60,ISNUMBER($AE60),$AE60,ISNUMBER($AF60),$AF60,AND($AD60=0,$AE60=0,$AF60=0),1)","v":{"$error":"#N/A"}},{"$f":"IF(ISNUMBER(MATCH(CN$11,$AG60:$AJ60,0)),1,0)*IF(ISNUMBER($AF60),(1-$AF60),1) + IF(ISNUMBER(MATCH(CN$11,$AK60:$AP60,0)),-1,0)*_xlfn.IFS(ISNUMBER($AD60),$AD60,ISNUMBER($AE60),$AE60,ISNUMBER($AF60),$AF60,AND($AD60=0,$AE60=0,$AF60=0),1)","v":{"$error":"#N/A"}},{"$f":"IF(ISNUMBER(MATCH(CO$11,$AG60:$AJ60,0)),1,0)*IF(ISNUMBER($AF60),(1-$AF60),1) + IF(ISNUMBER(MATCH(CO$11,$AK60:$AP60,0)),-1,0)*_xlfn.IFS(ISNUMBER($AD60),$AD60,ISNUMBER($AE60),$AE60,ISNUMBER($AF60),$AF60,AND($AD60=0,$AE60=0,$AF60=0),1)","v":{"$error":"#N/A"}},{"$f":"IF(ISNUMBER(MATCH(CP$11,$AG60:$AJ60,0)),1,0)*IF(ISNUMBER($AF60),(1-$AF60),1) + IF(ISNUMBER(MATCH(CP$11,$AK60:$AP60,0)),-1,0)*_xlfn.IFS(ISNUMBER($AD60),$AD60,ISNUMBER($AE60),$AE60,ISNUMBER($AF60),$AF60,AND($AD60=0,$AE60=0,$AF60=0),1)","v":{"$error":"#N/A"}},{"$f":"IF(ISNUMBER(MATCH(CQ$11,$AG60:$AJ60,0)),1,0)*IF(ISNUMBER($AF60),(1-$AF60),1) + IF(ISNUMBER(MATCH(CQ$11,$AK60:$AP60,0)),-1,0)*_xlfn.IFS(ISNUMBER($AD60),$AD60,ISNUMBER($AE60),$AE60,ISNUMBER($AF60),$AF60,AND($AD60=0,$AE60=0,$AF60=0),1)","v":{"$error":"#N/A"}},{"$f":"IF(ISNUMBER(MATCH(CR$11,$AG60:$AJ60,0)),1,0)*IF(ISNUMBER($AF60),(1-$AF60),1) + IF(ISNUMBER(MATCH(CR$11,$AK60:$AP60,0)),-1,0)*_xlfn.IFS(ISNUMBER($AD60),$AD60,ISNUMBER($AE60),$AE60,ISNUMBER($AF60),$AF60,AND($AD60=0,$AE60=0,$AF60=0),1)","v":{"$error":"#N/A"}},{"$f":"IF(ISNUMBER(MATCH(CS$11,$AG60:$AJ60,0)),1,0)*IF(ISNUMBER($AF60),(1-$AF60),1) + IF(ISNUMBER(MATCH(CS$11,$AK60:$AP60,0)),-1,0)*_xlfn.IFS(ISNUMBER($AD60),$AD60,ISNUMBER($AE60),$AE60,ISNUMBER($AF60),$AF60,AND($AD60=0,$AE60=0,$AF60=0),1)","v":{"$error":"#N/A"}},{"$f":"IF(ISNUMBER(MATCH(CT$11,$AG60:$AJ60,0)),1,0)*IF(ISNUMBER($AF60),(1-$AF60),1) + IF(ISNUMBER(MATCH(CT$11,$AK60:$AP60,0)),-1,0)*_xlfn.IFS(ISNUMBER($AD60),$AD60,ISNUMBER($AE60),$AE60,ISNUMBER($AF60),$AF60,AND($AD60=0,$AE60=0,$AF60=0),1)","v":{"$error":"#N/A"}},{"$f":"IF(ISNUMBER(MATCH(CU$11,$AG60:$AJ60,0)),1,0)*IF(ISNUMBER($AF60),(1-$AF60),1) + IF(ISNUMBER(MATCH(CU$11,$AK60:$AP60,0)),-1,0)*_xlfn.IFS(ISNUMBER($AD60),$AD60,ISNUMBER($AE60),$AE60,ISNUMBER($AF60),$AF60,AND($AD60=0,$AE60=0,$AF60=0),1)","v":{"$error":"#N/A"}},{"$f":"IF(ISNUMBER(MATCH(CV$11,$AG60:$AJ60,0)),1,0)*IF(ISNUMBER($AF60),(1-$AF60),1) + IF(ISNUMBER(MATCH(CV$11,$AK60:$AP60,0)),-1,0)*_xlfn.IFS(ISNUMBER($AD60),$AD60,ISNUMBER($AE60),$AE60,ISNUMBER($AF60),$AF60,AND($AD60=0,$AE60=0,$AF60=0),1)","v":{"$error":"#N/A"}},{"$f":"IF(ISNUMBER(MATCH(CW$11,$AG60:$AJ60,0)),1,0)*IF(ISNUMBER($AF60),(1-$AF60),1) + IF(ISNUMBER(MATCH(CW$11,$AK60:$AP60,0)),-1,0)*_xlfn.IFS(ISNUMBER($AD60),$AD60,ISNUMBER($AE60),$AE60,ISNUMBER($AF60),$AF60,AND($AD60=0,$AE60=0,$AF60=0),1)","v":{"$error":"#N/A"}},{"$f":"IF(ISNUMBER(MATCH(CX$11,$AG60:$AJ60,0)),1,0)*IF(ISNUMBER($AF60),(1-$AF60),1) + IF(ISNUMBER(MATCH(CX$11,$AK60:$AP60,0)),-1,0)*_xlfn.IFS(ISNUMBER($AD60),$AD60,ISNUMBER($AE60),$AE60,ISNUMBER($AF60),$AF60,AND($AD60=0,$AE60=0,$AF60=0),1)","v":{"$error":"#N/A"}},{"$f":"IF(ISNUMBER(MATCH(CY$11,$AG60:$AJ60,0)),1,0)*IF(ISNUMBER($AF60),(1-$AF60),1) + IF(ISNUMBER(MATCH(CY$11,$AK60:$AP60,0)),-1,0)*_xlfn.IFS(ISNUMBER($AD60),$AD60,ISNUMBER($AE60),$AE60,ISNUMBER($AF60),$AF60,AND($AD60=0,$AE60=0,$AF60=0),1)","v":{"$error":"#N/A"}},{"$f":"IF(ISNUMBER(MATCH(CZ$11,$AG60:$AJ60,0)),1,0)*IF(ISNUMBER($AF60),(1-$AF60),1) + IF(ISNUMBER(MATCH(CZ$11,$AK60:$AP60,0)),-1,0)*_xlfn.IFS(ISNUMBER($AD60),$AD60,ISNUMBER($AE60),$AE60,ISNUMBER($AF60),$AF60,AND($AD60=0,$AE60=0,$AF60=0),1)","v":{"$error":"#N/A"}},{"$f":"IF(ISNUMBER(MATCH(DA$11,$AG60:$AJ60,0)),1,0)*IF(ISNUMBER($AF60),(1-$AF60),1) + IF(ISNUMBER(MATCH(DA$11,$AK60:$AP60,0)),-1,0)*_xlfn.IFS(ISNUMBER($AD60),$AD60,ISNUMBER($AE60),$AE60,ISNUMBER($AF60),$AF60,AND($AD60=0,$AE60=0,$AF60=0),1)","v":{"$error":"#N/A"}},{"$f":"IF(ISNUMBER(MATCH(DB$11,$AG60:$AJ60,0)),1,0)*IF(ISNUMBER($AF60),(1-$AF60),1) + IF(ISNUMBER(MATCH(DB$11,$AK60:$AP60,0)),-1,0)*_xlfn.IFS(ISNUMBER($AD60),$AD60,ISNUMBER($AE60),$AE60,ISNUMBER($AF60),$AF60,AND($AD60=0,$AE60=0,$AF60=0),1)","v":{"$error":"#N/A"}},{"$f":"IF(ISNUMBER(MATCH(DC$11,$AG60:$AJ60,0)),1,0)*IF(ISNUMBER($AF60),(1-$AF60),1) + IF(ISNUMBER(MATCH(DC$11,$AK60:$AP60,0)),-1,0)*_xlfn.IFS(ISNUMBER($AD60),$AD60,ISNUMBER($AE60),$AE60,ISNUMBER($AF60),$AF60,AND($AD60=0,$AE60=0,$AF60=0),1)","v":{"$error":"#N/A"}},{"$f":"IF(ISNUMBER(MATCH(DD$11,$AG60:$AJ60,0)),1,0)*IF(ISNUMBER($AF60),(1-$AF60),1) + IF(ISNUMBER(MATCH(DD$11,$AK60:$AP60,0)),-1,0)*_xlfn.IFS(ISNUMBER($AD60),$AD60,ISNUMBER($AE60),$AE60,ISNUMBER($AF60),$AF60,AND($AD60=0,$AE60=0,$AF60=0),1)","v":{"$error":"#N/A"}},{"$f":"IF(ISNUMBER(MATCH(DE$11,$AG60:$AJ60,0)),1,0)*IF(ISNUMBER($AF60),(1-$AF60),1) + IF(ISNUMBER(MATCH(DE$11,$AK60:$AP60,0)),-1,0)*_xlfn.IFS(ISNUMBER($AD60),$AD60,ISNUMBER($AE60),$AE60,ISNUMBER($AF60),$AF60,AND($AD60=0,$AE60=0,$AF60=0),1)","v":{"$error":"#N/A"}},null,0,null,null,null,null,null,null,null,null,null,null,null,-5,{"$error":"#N/A"},{"$error":"#N/A"},0,0,0,0,0,0,18,0,0,100,43,31,150,274,2,114,213,214,89,4,0]
[null,"OPEX: electrical cost",{"$f":"SUM(J29:N29)","v":{"$error":"#N/A"}},{"$f":"SUM(O29:Q29)","v":{"$error":"#N/A"}},{"$f":"SUM(J70:M70)","v":{"$error":"#N/A"}},{"$f":"SUM(J108:Q108)","v":{"$error":"#N/A"}},null,11,"ITE load efficiency (L3)",{"$error":"#N/A"},{"$error":"#N/A"},{"$error":"#N/A"},{"$error":"#N/A"},null,null,null,null,null,"e_hru_fs,lt",0,{"$error":"#N/A"},null,null,null,null,null,"FC","Conservation",null,null,null,null,"e_hru_fc,lt","q_hru_eco-fc,lt",null,null,"q_hru_fc-fs,lt",null,null,null,null,null,null,{"$f":"IF(ISNUMBER(MATCH(AR$11,$AG61:$AJ61,0)),1,0)*IF(ISNUMBER($AF61),(1-$AF61),1) + IF(ISNUMBER(MATCH(AR$11,$AK61:$AP61,0)),-1,0)*_xlfn.IFS(ISNUMBER($AD61),$AD61,ISNUMBER($AE61),$AE61,ISNUMBER($AF61),$AF61,AND($AD61=0,$AE61=0,$AF61=0),1)","v":0},{"$f":"IF(ISNUMBER(MATCH(AS$11,$AG61:$AJ61,0)),1,0)*IF(ISNUMBER($AF61),(1-$AF61),1) + IF(ISNUMBER(MATCH(AS$11,$AK61:$AP61,0)),-1,0)*_xlfn.IFS(ISNUMBER($AD61),$AD61,ISNUMBER($AE61),$AE61,ISNUMBER($AF61),$AF61,AND($AD61=0,$AE61=0,$AF61=0),1)","v":0},{"$f":"IF(ISNUMBER(MATCH(AT$11,$AG61:$AJ61,0)),1,0)*IF(ISNUMBER($AF61),(1-$AF61),1) + IF(ISNUMBER(MATCH(AT$11,$AK61:$AP61,0)),-1,0)*_xlfn.IFS(ISNUMBER($AD61),$AD61,ISNUMBER($AE61),$AE61,ISNUMBER($AF61),$AF61,AND($AD61=0,$AE61=0,$AF61=0),1)","v":0},{"$f":"IF(ISNUMBER(MATCH(AU$11,$AG61:$AJ61,0)),1,0)*IF(ISNUMBER($AF61),(1-$AF61),1) + IF(ISNUMBER(MATCH(AU$11,$AK61:$AP61,0)),-1,0)*_xlfn.IFS(ISNUMBER($AD61),$AD61,ISNUMBER($AE61),$AE61,ISNUMBER($AF61),$AF61,AND($AD61=0,$AE61=0,$AF61=0),1)","v":0},{"$f":"IF(ISNUMBER(MATCH(AV$11,$AG61:$AJ61,0)),1,0)*IF(ISNUMBER($AF61),(1-$AF61),1) + IF(ISNUMBER(MATCH(AV$11,$AK61:$AP61,0)),-1,0)*_xlfn.IFS(ISNUMBER($AD61),$AD61,ISNUMBER($AE61),$AE61,ISNUMBER($AF61),$AF61,AND($AD61=0,$AE61=0,$AF61=0),1)","v":0},{"$f":"IF(ISNUMBER(MATCH(AW$11,$AG61:$AJ61,0)),1,0)*IF(ISNUMBER($AF61),(1-$AF61),1) + IF(ISNUMBER(MATCH(AW$11,$AK61:$AP61,0)),-1,0)*_xlfn.IFS(ISNUMBER($AD61),$AD61,ISNUMBER($AE61),$AE61,ISNUMBER($AF61),$AF61,AND($AD61=0,$AE61=0,$AF61=0),1)","v":0},{"$f":"IF(ISNUMBER(MATCH(AX$11,$AG61:$AJ61,0)),1,0)*IF(ISNUMBER($AF61),(1-$AF61),1) + IF(ISNUMBER(MATCH(AX$11,$AK61:$AP61,0)),-1,0)*_xlfn.IFS(ISNUMBER($AD61),$AD61,ISNUMBER($AE61),$AE61,ISNUMBER($AF61),$AF61,AND($AD61=0,$AE61=0,$AF61=0),1)","v":0},{"$f":"IF(ISNUMBER(MATCH(AY$11,$AG61:$AJ61,0)),1,0)*IF(ISNUMBER($AF61),(1-$AF61),1) + IF(ISNUMBER(MATCH(AY$11,$AK61:$AP61,0)),-1,0)*_xlfn.IFS(ISNUMBER($AD61),$AD61,ISNUMBER($AE61),$AE61,ISNUMBER($AF61),$AF61,AND($AD61=0,$AE61=0,$AF61=0),1)","v":0},{"$f":"IF(ISNUMBER(MATCH(AZ$11,$AG61:$AJ61,0)),1,0)*IF(ISNUMBER($AF61),(1-$AF61),1) + IF(ISNUMBER(MATCH(AZ$11,$AK61:$AP61,0)),-1,0)*_xlfn.IFS(ISNUMBER($AD61),$AD61,ISNUMBER($AE61),$AE61,ISNUMBER($AF61),$AF61,AND($AD61=0,$AE61=0,$AF61=0),1)","v":0},{"$f":"IF(ISNUMBER(MATCH(BA$11,$AG61:$AJ61,0)),1,0)*IF(ISNUMBER($AF61),(1-$AF61),1) + IF(ISNUMBER(MATCH(BA$11,$AK61:$AP61,0)),-1,0)*_xlfn.IFS(ISNUMBER($AD61),$AD61,ISNUMBER($AE61),$AE61,ISNUMBER($AF61),$AF61,AND($AD61=0,$AE61=0,$AF61=0),1)","v":0},{"$f":"IF(ISNUMBER(MATCH(BB$11,$AG61:$AJ61,0)),1,0)*IF(ISNUMBER($AF61),(1-$AF61),1) + IF(ISNUMBER(MATCH(BB$11,$AK61:$AP61,0)),-1,0)*_xlfn.IFS(ISNUMBER($AD61),$AD61,ISNUMBER($AE61),$AE61,ISNUMBER($AF61),$AF61,AND($AD61=0,$AE61=0,$AF61=0),1)","v":0},{"$f":"IF(ISNUMBER(MATCH(BC$11,$AG61:$AJ61,0)),1,0)*IF(ISNUMBER($AF61),(1-$AF61),1) + IF(ISNUMBER(MATCH(BC$11,$AK61:$AP61,0)),-1,0)*_xlfn.IFS(ISNUMBER($AD61),$AD61,ISNUMBER($AE61),$AE61,ISNUMBER($AF61),$AF61,AND($AD61=0,$AE61=0,$AF61=0),1)","v":0},{"$f":"IF(ISNUMBER(MATCH(BD$11,$AG61:$AJ61,0)),1,0)*IF(ISNUMBER($AF61),(1-$AF61),1) + IF(ISNUMBER(MATCH(BD$11,$AK61:$AP61,0)),-1,0)*_xlfn.IFS(ISNUMBER($AD61),$AD61,ISNUMBER($AE61),$AE61,ISNUMBER($AF61),$AF61,AND($AD61=0,$AE61=0,$AF61=0),1)","v":0},{"$f":"IF(ISNUMBER(MATCH(BE$11,$AG61:$AJ61,0)),1,0)*IF(ISNUMBER($AF61),(1-$AF61),1) + IF(ISNUMBER(MATCH(BE$11,$AK61:$AP61,0)),-1,0)*_xlfn.IFS(ISNUMBER($AD61),$AD61,ISNUMBER($AE61),$AE61,ISNUMBER($AF61),$AF61,AND($AD61=0,$AE61=0,$AF61=0),1)","v":0},{"$f":"IF(ISNUMBER(MATCH(BF$11,$AG61:$AJ61,0)),1,0)*IF(ISNUMBER($AF61),(1-$AF61),1) + IF(ISNUMBER(MATCH(BF$11,$AK61:$AP61,0)),-1,0)*_xlfn.IFS(ISNUMBER($AD61),$AD61,ISNUMBER($AE61),$AE61,ISNUMBER($AF61),$AF61,AND($AD61=0,$AE61=0,$AF61=0),1)","v":0},{"$f":"IF(ISNUMBER(MATCH(BG$11,$AG61:$AJ61,0)),1,0)*IF(ISNUMBER($AF61),(1-$AF61),1) + IF(ISNUMBER(MATCH(BG$11,$AK61:$AP61,0)),-1,0)*_xlfn.IFS(ISNUMBER($AD61),$AD61,ISNUMBER($AE61),$AE61,ISNUMBER($AF61),$AF61,AND($AD61=0,$AE61=0,$AF61=0),1)","v":0},{"$f":"IF(ISNUMBER(MATCH(BH$11,$AG61:$AJ61,0)),1,0)*IF(ISNUMBER($AF61),(1-$AF61),1) + IF(ISNUMBER(MATCH(BH$11,$AK61:$AP61,0)),-1,0)*_xlfn.IFS(ISNUMBER($AD61),$AD61,ISNUMBER($AE61),$AE61,ISNUMBER($AF61),$AF61,AND($AD61=0,$AE61=0,$AF61=0),1)","v":0},{"$f":"IF(ISNUMBER(MATCH(BI$11,$AG61:$AJ61,0)),1,0)*IF(ISNUMBER($AF61),(1-$AF61),1) + IF(ISNUMBER(MATCH(BI$11,$AK61:$AP61,0)),-1,0)*_xlfn.IFS(ISNUMBER($AD61),$AD61,ISNUMBER($AE61),$AE61,ISNUMBER($AF61),$AF61,AND($AD61=0,$AE61=0,$AF61=0),1)","v":0},{"$f":"IF(ISNUMBER(MATCH(BJ$11,$AG61:$AJ61,0)),1,0)*IF(ISNUMBER($AF61),(1-$AF61),1) + IF(ISNUMBER(MATCH(BJ$11,$AK61:$AP61,0)),-1,0)*_xlfn.IFS(ISNUMBER($AD61),$AD61,ISNUMBER($AE61),$AE61,ISNUMBER($AF61),$AF61,AND($AD61=0,$AE61=0,$AF61=0),1)","v":0},{"$f":"IF(ISNUMBER(MATCH(BK$11,$AG61:$AJ61,0)),1,0)*IF(ISNUMBER($AF61),(1-$AF61),1) + IF(ISNUMBER(MATCH(BK$11,$AK61:$AP61,0)),-1,0)*_xlfn.IFS(ISNUMBER($AD61),$AD61,ISNUMBER($AE61),$AE61,ISNUMBER($AF61),$AF61,AND($AD61=0,$AE61=0,$AF61=0),1)","v":0},{"$f":"IF(ISNUMBER(MATCH(BL$11,$AG61:$AJ61,0)),1,0)*IF(ISNUMBER($AF61),(1-$AF61),1) + IF(ISNUMBER(MATCH(BL$11,$AK61:$AP61,0)),-1,0)*_xlfn.IFS(ISNUMBER($AD61),$AD61,ISNUMBER($AE61),$AE61,ISNUMBER($AF61),$AF61,AND($AD61=0,$AE61=0,$AF61=0),1)","v":0},{"$f":"IF(ISNUMBER(MATCH(BM$11,$AG61:$AJ61,0)),1,0)*IF(ISNUMBER($AF61),(1-$AF61),1) + IF(ISNUMBER(MATCH(BM$11,$AK61:$AP61,0)),-1,0)*_xlfn.IFS(ISNUMBER($AD61),$AD61,ISNUMBER($AE61),$AE61,ISNUMBER($AF61),$AF61,AND($AD61=0,$AE61=0,$AF61=0),1)","v":0},{"$f":"IF(ISNUMBER(MATCH(BN$11,$AG61:$AJ61,0)),1,0)*IF(ISNUMBER($AF61),(1-$AF61),1) + IF(ISNUMBER(MATCH(BN$11,$AK61:$AP61,0)),-1,0)*_xlfn.IFS(ISNUMBER($AD61),$AD61,ISNUMBER($AE61),$AE61,ISNUMBER($AF61),$AF61,AND($AD61=0,$AE61=0,$AF61=0),1)","v":0},{"$f":"IF(ISNUMBER(MATCH(BO$11,$AG61:$AJ61,0)),1,0)*IF(ISNUMBER($AF61),(1-$AF61),1) + IF(ISNUMBER(MATCH(BO$11,$AK61:$AP61,0)),-1,0)*_xlfn.IFS(ISNUMBER($AD61),$AD61,ISNUMBER($AE61),$AE61,ISNUMBER($AF61),$AF61,AND($AD61=0,$AE61=0,$AF61=0),1)","v":0},{"$f":"IF(ISNUMBER(MATCH(BP$11,$AG61:$AJ61,0)),1,0)*IF(ISNUMBER($AF61),(1-$AF61),1) + IF(ISNUMBER(MATCH(BP$11,$AK61:$AP61,0)),-1,0)*_xlfn.IFS(ISNUMBER($AD61),$AD61,ISNUMBER($AE61),$AE61,ISNUMBER($AF61),$AF61,AND($AD61=0,$AE61=0,$AF61=0),1)","v":0},{"$f":"IF(ISNUMBER(MATCH(BQ$11,$AG61:$AJ61,0)),1,0)*IF(ISNUMBER($AF61),(1-$AF61),1) + IF(ISNUMBER(MATCH(BQ$11,$AK61:$AP61,0)),-1,0)*_xlfn.IFS(ISNUMBER($AD61),$AD61,ISNUMBER($AE61),$AE61,ISNUMBER($AF61),$AF61,AND($AD61=0,$AE61=0,$AF61=0),1)","v":0},{"$f":"IF(ISNUMBER(MATCH(BR$11,$AG61:$AJ61,0)),1,0)*IF(ISNUMBER($AF61),(1-$AF61),1) + IF(ISNUMBER(MATCH(BR$11,$AK61:$AP61,0)),-1,0)*_xlfn.IFS(ISNUMBER($AD61),$AD61,ISNUMBER($AE61),$AE61,ISNUMBER($AF61),$AF61,AND($AD61=0,$AE61=0,$AF61=0),1)","v":0},{"$f":"IF(ISNUMBER(MATCH(BS$11,$AG61:$AJ61,0)),1,0)*IF(ISNUMBER($AF61),(1-$AF61),1) + IF(ISNUMBER(MATCH(BS$11,$AK61:$AP61,0)),-1,0)*_xlfn.IFS(ISNUMBER($AD61),$AD61,ISNUMBER($AE61),$AE61,ISNUMBER($AF61),$AF61,AND($AD61=0,$AE61=0,$AF61=0),1)","v":0},{"$f":"IF(ISNUMBER(MATCH(BT$11,$AG61:$AJ61,0)),1,0)*IF(ISNUMBER($AF61),(1-$AF61),1) + IF(ISNUMBER(MATCH(BT$11,$AK61:$AP61,0)),-1,0)*_xlfn.IFS(ISNUMBER($AD61),$AD61,ISNUMBER($AE61),$AE61,ISNUMBER($AF61),$AF61,AND($AD61=0,$AE61=0,$AF61=0),1)","v":0},{"$f":"IF(ISNUMBER(MATCH(BU$11,$AG61:$AJ61,0)),1,0)*IF(ISNUMBER($AF61),(1-$AF61),1) + IF(ISNUMBER(MATCH(BU$11,$AK61:$AP61,0)),-1,0)*_xlfn.IFS(ISNUMBER($AD61),$AD61,ISNUMBER($AE61),$AE61,ISNUMBER($AF61),$AF61,AND($AD61=0,$AE61=0,$AF61=0),1)","v":0},{"$f":"IF(ISNUMBER(MATCH(BV$11,$AG61:$AJ61,0)),1,0)*IF(ISNUMBER($AF61),(1-$AF61),1) + IF(ISNUMBER(MATCH(BV$11,$AK61:$AP61,0)),-1,0)*_xlfn.IFS(ISNUMBER($AD61),$AD61,ISNUMBER($AE61),$AE61,ISNUMBER($AF61),$AF61,AND($AD61=0,$AE61=0,$AF61=0),1)","v":0},{"$f":"IF(ISNUMBER(MATCH(BW$11,$AG61:$AJ61,0)),1,0)*IF(ISNUMBER($AF61),(1-$AF61),1) + IF(ISNUMBER(MATCH(BW$11,$AK61:$AP61,0)),-1,0)*_xlfn.IFS(ISNUMBER($AD61),$AD61,ISNUMBER($AE61),$AE61,ISNUMBER($AF61),$AF61,AND($AD61=0,$AE61=0,$AF61=0),1)","v":0},{"$f":"IF(ISNUMBER(MATCH(BX$11,$AG61:$AJ61,0)),1,0)*IF(ISNUMBER($AF61),(1-$AF61),1) + IF(ISNUMBER(MATCH(BX$11,$AK61:$AP61,0)),-1,0)*_xlfn.IFS(ISNUMBER($AD61),$AD61,ISNUMBER($AE61),$AE61,ISNUMBER($AF61),$AF61,AND($AD61=0,$AE61=0,$AF61=0),1)","v":0},{"$f":"IF(ISNUMBER(MATCH(BY$11,$AG61:$AJ61,0)),1,0)*IF(ISNUMBER($AF61),(1-$AF61),1) + IF(ISNUMBER(MATCH(BY$11,$AK61:$AP61,0)),-1,0)*_xlfn.IFS(ISNUMBER($AD61),$AD61,ISNUMBER($AE61),$AE61,ISNUMBER($AF61),$AF61,AND($AD61=0,$AE61=0,$AF61=0),1)","v":0},{"$f":"IF(ISNUMBER(MATCH(BZ$11,$AG61:$AJ61,0)),1,0)*IF(ISNUMBER($AF61),(1-$AF61),1) + IF(ISNUMBER(MATCH(BZ$11,$AK61:$AP61,0)),-1,0)*_xlfn.IFS(ISNUMBER($AD61),$AD61,ISNUMBER($AE61),$AE61,ISNUMBER($AF61),$AF61,AND($AD61=0,$AE61=0,$AF61=0),1)","v":0},{"$f":"IF(ISNUMBER(MATCH(CA$11,$AG61:$AJ61,0)),1,0)*IF(ISNUMBER($AF61),(1-$AF61),1) + IF(ISNUMBER(MATCH(CA$11,$AK61:$AP61,0)),-1,0)*_xlfn.IFS(ISNUMBER($AD61),$AD61,ISNUMBER($AE61),$AE61,ISNUMBER($AF61),$AF61,AND($AD61=0,$AE61=0,$AF61=0),1)","v":0},{"$f":"IF(ISNUMBER(MATCH(CB$11,$AG61:$AJ61,0)),1,0)*IF(ISNUMBER($AF61),(1-$AF61),1) + IF(ISNUMBER(MATCH(CB$11,$AK61:$AP61,0)),-1,0)*_xlfn.IFS(ISNUMBER($AD61),$AD61,ISNUMBER($AE61),$AE61,ISNUMBER($AF61),$AF61,AND($AD61=0,$AE61=0,$AF61=0),1)","v":0},{"$f":"IF(ISNUMBER(MATCH(CC$11,$AG61:$AJ61,0)),1,0)*IF(ISNUMBER($AF61),(1-$AF61),1) + IF(ISNUMBER(MATCH(CC$11,$AK61:$AP61,0)),-1,0)*_xlfn.IFS(ISNUMBER($AD61),$AD61,ISNUMBER($AE61),$AE61,ISNUMBER($AF61),$AF61,AND($AD61=0,$AE61=0,$AF61=0),1)","v":0},{"$f":"IF(ISNUMBER(MATCH(CD$11,$AG61:$AJ61,0)),1,0)*IF(ISNUMBER($AF61),(1-$AF61),1) + IF(ISNUMBER(MATCH(CD$11,$AK61:$AP61,0)),-1,0)*_xlfn.IFS(ISNUMBER($AD61),$AD61,ISNUMBER($AE61),$AE61,ISNUMBER($AF61),$AF61,AND($AD61=0,$AE61=0,$AF61=0),1)","v":0},{"$f":"IF(ISNUMBER(MATCH(CE$11,$AG61:$AJ61,0)),1,0)*IF(ISNUMBER($AF61),(1-$AF61),1) + IF(ISNUMBER(MATCH(CE$11,$AK61:$AP61,0)),-1,0)*_xlfn.IFS(ISNUMBER($AD61),$AD61,ISNUMBER($AE61),$AE61,ISNUMBER($AF61),$AF61,AND($AD61=0,$AE61=0,$AF61=0),1)","v":0},{"$f":"IF(ISNUMBER(MATCH(CF$11,$AG61:$AJ61,0)),1,0)*IF(ISNUMBER($AF61),(1-$AF61),1) + IF(ISNUMBER(MATCH(CF$11,$AK61:$AP61,0)),-1,0)*_xlfn.IFS(ISNUMBER($AD61),$AD61,ISNUMBER($AE61),$AE61,ISNUMBER($AF61),$AF61,AND($AD61=0,$AE61=0,$AF61=0),1)","v":0},{"$f":"IF(ISNUMBER(MATCH(CG$11,$AG61:$AJ61,0)),1,0)*IF(ISNUMBER($AF61),(1-$AF61),1) + IF(ISNUMBER(MATCH(CG$11,$AK61:$AP61,0)),-1,0)*_xlfn.IFS(ISNUMBER($AD61),$AD61,ISNUMBER($AE61),$AE61,ISNUMBER($AF61),$AF61,AND($AD61=0,$AE61=0,$AF61=0),1)","v":0},{"$f":"IF(ISNUMBER(MATCH(CH$11,$AG61:$AJ61,0)),1,0)*IF(ISNUMBER($AF61),(1-$AF61),1) + IF(ISNUMBER(MATCH(CH$11,$AK61:$AP61,0)),-1,0)*_xlfn.IFS(ISNUMBER($AD61),$AD61,ISNUMBER($AE61),$AE61,ISNUMBER($AF61),$AF61,AND($AD61=0,$AE61=0,$AF61=0),1)","v":0},{"$f":"IF(ISNUMBER(MATCH(CI$11,$AG61:$AJ61,0)),1,0)*IF(ISNUMBER($AF61),(1-$AF61),1) + IF(ISNUMBER(MATCH(CI$11,$AK61:$AP61,0)),-1,0)*_xlfn.IFS(ISNUMBER($AD61),$AD61,ISNUMBER($AE61),$AE61,ISNUMBER($AF61),$AF61,AND($AD61=0,$AE61=0,$AF61=0),1)","v":0},{"$f":"IF(ISNUMBER(MATCH(CJ$11,$AG61:$AJ61,0)),1,0)*IF(ISNUMBER($AF61),(1-$AF61),1) + IF(ISNUMBER(MATCH(CJ$11,$AK61:$AP61,0)),-1,0)*_xlfn.IFS(ISNUMBER($AD61),$AD61,ISNUMBER($AE61),$AE61,ISNUMBER($AF61),$AF61,AND($AD61=0,$AE61=0,$AF61=0),1)","v":0},{"$f":"IF(ISNUMBER(MATCH(CK$11,$AG61:$AJ61,0)),1,0)*IF(ISNUMBER($AF61),(1-$AF61),1) + IF(ISNUMBER(MATCH(CK$11,$AK61:$AP61,0)),-1,0)*_xlfn.IFS(ISNUMBER($AD61),$AD61,ISNUMBER($AE61),$AE61,ISNUMBER($AF61),$AF61,AND($AD61=0,$AE61=0,$AF61=0),1)","v":0},{"$f":"IF(ISNUMBER(MATCH(CL$11,$AG61:$AJ61,0)),1,0)*IF(ISNUMBER($AF61),(1-$AF61),1) + IF(ISNUMBER(MATCH(CL$11,$AK61:$AP61,0)),-1,0)*_xlfn.IFS(ISNUMBER($AD61),$AD61,ISNUMBER($AE61),$AE61,ISNUMBER($AF61),$AF61,AND($AD61=0,$AE61=0,$AF61=0),1)","v":0},{"$f":"IF(ISNUMBER(MATCH(CM$11,$AG61:$AJ61,0)),1,0)*IF(ISNUMBER($AF61),(1-$AF61),1) + IF(ISNUMBER(MATCH(CM$11,$AK61:$AP61,0)),-1,0)*_xlfn.IFS(ISNUMBER($AD61),$AD61,ISNUMBER($AE61),$AE61,ISNUMBER($AF61),$AF61,AND($AD61=0,$AE61=0,$AF61=0),1)","v":0},{"$f":"IF(ISNUMBER(MATCH(CN$11,$AG61:$AJ61,0)),1,0)*IF(ISNUMBER($AF61),(1-$AF61),1) + IF(ISNUMBER(MATCH(CN$11,$AK61:$AP61,0)),-1,0)*_xlfn.IFS(ISNUMBER($AD61),$AD61,ISNUMBER($AE61),$AE61,ISNUMBER($AF61),$AF61,AND($AD61=0,$AE61=0,$AF61=0),1)","v":0},{"$f":"IF(ISNUMBER(MATCH(CO$11,$AG61:$AJ61,0)),1,0)*IF(ISNUMBER($AF61),(1-$AF61),1) + IF(ISNUMBER(MATCH(CO$11,$AK61:$AP61,0)),-1,0)*_xlfn.IFS(ISNUMBER($AD61),$AD61,ISNUMBER($AE61),$AE61,ISNUMBER($AF61),$AF61,AND($AD61=0,$AE61=0,$AF61=0),1)","v":0},{"$f":"IF(ISNUMBER(MATCH(CP$11,$AG61:$AJ61,0)),1,0)*IF(ISNUMBER($AF61),(1-$AF61),1) + IF(ISNUMBER(MATCH(CP$11,$AK61:$AP61,0)),-1,0)*_xlfn.IFS(ISNUMBER($AD61),$AD61,ISNUMBER($AE61),$AE61,ISNUMBER($AF61),$AF61,AND($AD61=0,$AE61=0,$AF61=0),1)","v":1},{"$f":"IF(ISNUMBER(MATCH(CQ$11,$AG61:$AJ61,0)),1,0)*IF(ISNUMBER($AF61),(1-$AF61),1) + IF(ISNUMBER(MATCH(CQ$11,$AK61:$AP61,0)),-1,0)*_xlfn.IFS(ISNUMBER($AD61),$AD61,ISNUMBER($AE61),$AE61,ISNUMBER($AF61),$AF61,AND($AD61=0,$AE61=0,$AF61=0),1)","v":0},{"$f":"IF(ISNUMBER(MATCH(CR$11,$AG61:$AJ61,0)),1,0)*IF(ISNUMBER($AF61),(1-$AF61),1) + IF(ISNUMBER(MATCH(CR$11,$AK61:$AP61,0)),-1,0)*_xlfn.IFS(ISNUMBER($AD61),$AD61,ISNUMBER($AE61),$AE61,ISNUMBER($AF61),$AF61,AND($AD61=0,$AE61=0,$AF61=0),1)","v":0},{"$f":"IF(ISNUMBER(MATCH(CS$11,$AG61:$AJ61,0)),1,0)*IF(ISNUMBER($AF61),(1-$AF61),1) + IF(ISNUMBER(MATCH(CS$11,$AK61:$AP61,0)),-1,0)*_xlfn.IFS(ISNUMBER($AD61),$AD61,ISNUMBER($AE61),$AE61,ISNUMBER($AF61),$AF61,AND($AD61=0,$AE61=0,$AF61=0),1)","v":1},{"$f":"IF(ISNUMBER(MATCH(CT$11,$AG61:$AJ61,0)),1,0)*IF(ISNUMBER($AF61),(1-$AF61),1) + IF(ISNUMBER(MATCH(CT$11,$AK61:$AP61,0)),-1,0)*_xlfn.IFS(ISNUMBER($AD61),$AD61,ISNUMBER($AE61),$AE61,ISNUMBER($AF61),$AF61,AND($AD61=0,$AE61=0,$AF61=0),1)","v":0},{"$f":"IF(ISNUMBER(MATCH(CU$11,$AG61:$AJ61,0)),1,0)*IF(ISNUMBER($AF61),(1-$AF61),1) + IF(ISNUMBER(MATCH(CU$11,$AK61:$AP61,0)),-1,0)*_xlfn.IFS(ISNUMBER($AD61),$AD61,ISNUMBER($AE61),$AE61,ISNUMBER($AF61),$AF61,AND($AD61=0,$AE61=0,$AF61=0),1)","v":-1},{"$f":"IF(ISNUMBER(MATCH(CV$11,$AG61:$AJ61,0)),1,0)*IF(ISNUMBER($AF61),(1-$AF61),1) + IF(ISNUMBER(MATCH(CV$11,$AK61:$AP61,0)),-1,0)*_xlfn.IFS(ISNUMBER($AD61),$AD61,ISNUMBER($AE61),$AE61,ISNUMBER($AF61),$AF61,AND($AD61=0,$AE61=0,$AF61=0),1)","v":0},{"$f":"IF(ISNUMBER(MATCH(CW$11,$AG61:$AJ61,0)),1,0)*IF(ISNUMBER($AF61),(1-$AF61),1) + IF(ISNUMBER(MATCH(CW$11,$AK61:$AP61,0)),-1,0)*_xlfn.IFS(ISNUMBER($AD61),$AD61,ISNUMBER($AE61),$AE61,ISNUMBER($AF61),$AF61,AND($AD61=0,$AE61=0,$AF61=0),1)","v":0},{"$f":"IF(ISNUMBER(MATCH(CX$11,$AG61:$AJ61,0)),1,0)*IF(ISNUMBER($AF61),(1-$AF61),1) + IF(ISNUMBER(MATCH(CX$11,$AK61:$AP61,0)),-1,0)*_xlfn.IFS(ISNUMBER($AD61),$AD61,ISNUMBER($AE61),$AE61,ISNUMBER($AF61),$AF61,AND($AD61=0,$AE61=0,$AF61=0),1)","v":0},{"$f":"IF(ISNUMBER(MATCH(CY$11,$AG61:$AJ61,0)),1,0)*IF(ISNUMBER($AF61),(1-$AF61),1) + IF(ISNUMBER(MATCH(CY$11,$AK61:$AP61,0)),-1,0)*_xlfn.IFS(ISNUMBER($AD61),$AD61,ISNUMBER($AE61),$AE61,ISNUMBER($AF61),$AF61,AND($AD61=0,$AE61=0,$AF61=0),1)","v":0},{"$f":"IF(ISNUMBER(MATCH(CZ$11,$AG61:$AJ61,0)),1,0)*IF(ISNUMBER($AF61),(1-$AF61),1) + IF(ISNUMBER(MATCH(CZ$11,$AK61:$AP61,0)),-1,0)*_xlfn.IFS(ISNUMBER($AD61),$AD61,ISNUMBER($AE61),$AE61,ISNUMBER($AF61),$AF61,AND($AD61=0,$AE61=0,$AF61=0),1)","v":0},{"$f":"IF(ISNUMBER(MATCH(DA$11,$AG61:$AJ61,0)),1,0)*IF(ISNUMBER($AF61),(1-$AF61),1) + IF(ISNUMBER(MATCH(DA$11,$AK61:$AP61,0)),-1,0)*_xlfn.IFS(ISNUMBER($AD61),$AD61,ISNUMBER($AE61),$AE61,ISNUMBER($AF61),$AF61,AND($AD61=0,$AE61=0,$AF61=0),1)","v":0},{"$f":"IF(ISNUMBER(MATCH(DB$11,$AG61:$AJ61,0)),1,0)*IF(ISNUMBER($AF61),(1-$AF61),1) + IF(ISNUMBER(MATCH(DB$11,$AK61:$AP61,0)),-1,0)*_xlfn.IFS(ISNUMBER($AD61),$AD61,ISNUMBER($AE61),$AE61,ISNUMBER($AF61),$AF61,AND($AD61=0,$AE61=0,$AF61=0),1)","v":0},{"$f":"IF(ISNUMBER(MATCH(DC$11,$AG61:$AJ61,0)),1,0)*IF(ISNUMBER($AF61),(1-$AF61),1) + IF(ISNUMBER(MATCH(DC$11,$AK61:$AP61,0)),-1,0)*_xlfn.IFS(ISNUMBER($AD61),$AD61,ISNUMBER($AE61),$AE61,ISNUMBER($AF61),$AF61,AND($AD61=0,$AE61=0,$AF61=0),1)","v":0},{"$f":"IF(ISNUMBER(MATCH(DD$11,$AG61:$AJ61,0)),1,0)*IF(ISNUMBER($AF61),(1-$AF61),1) + IF(ISNUMBER(MATCH(DD$11,$AK61:$AP61,0)),-1,0)*_xlfn.IFS(ISNUMBER($AD61),$AD61,ISNUMBER($AE61),$AE61,ISNUMBER($AF61),$AF61,AND($AD61=0,$AE61=0,$AF61=0),1)","v":0},{"$f":"IF(ISNUMBER(MATCH(DE$11,$AG61:$AJ61,0)),1,0)*IF(ISNUMBER($AF61),(1-$AF61),1) + IF(ISNUMBER(MATCH(DE$11,$AK61:$AP61,0)),-1,0)*_xlfn.IFS(ISNUMBER($AD61),$AD61,ISNUMBER($AE61),$AE61,ISNUMBER($AF61),$AF61,AND($AD61=0,$AE61=0,$AF61=0),1)","v":0},null,0,null,null,null,null,null,null,null,null,null,null,null,-4,{"$error":"#N/A"},{"$error":"#N/A"},0,0,0,0,1,0,20,0,0,123,90,35,188,279,2,136,181,176,104,4,0]
[null,"OPEX: maintenance cost",{"$f":"SUM(J30:N30)","v":{"$error":"#N/A"}},{"$f":"SUM(O30:Q30)","v":{"$error":"#N/A"}},{"$f":"SUM(J71:M71)","v":{"$error":"#N/A"}},{"$f":"SUM(J109:Q109)","v":{"$error":"#N/A"}},null,12,"ITE load efficiency (L4)",{"$error":"#N/A"},{"$error":"#N/A"},{"$error":"#N/A"},{"$error":"#N/A"},null,null,null,null,null,"e_hru_fc,lt",0,{"$error":"#N/A"},null,null,null,null,null,null,"COP",null,null,{"$f":"L97","v":{"$error":"#N/A"}},null,"q_hru_eco-fc,lt",null,null,null,"e_hru_fc,lt",null,null,null,null,null,null,{"$f":"IF(ISNUMBER(MATCH(AR$11,$AG62:$AJ62,0)),1,0)*IF(ISNUMBER($AF62),(1-$AF62),1) + IF(ISNUMBER(MATCH(AR$11,$AK62:$AP62,0)),-1,0)*_xlfn.IFS(ISNUMBER($AD62),$AD62,ISNUMBER($AE62),$AE62,ISNUMBER($AF62),$AF62,AND($AD62=0,$AE62=0,$AF62=0),1)","v":{"$error":"#N/A"}},{"$f":"IF(ISNUMBER(MATCH(AS$11,$AG62:$AJ62,0)),1,0)*IF(ISNUMBER($AF62),(1-$AF62),1) + IF(ISNUMBER(MATCH(AS$11,$AK62:$AP62,0)),-1,0)*_xlfn.IFS(ISNUMBER($AD62),$AD62,ISNUMBER($AE62),$AE62,ISNUMBER($AF62),$AF62,AND($AD62=0,$AE62=0,$AF62=0),1)","v":{"$error":"#N/A"}},{"$f":"IF(ISNUMBER(MATCH(AT$11,$AG62:$AJ62,0)),1,0)*IF(ISNUMBER($AF62),(1-$AF62),1) + IF(ISNUMBER(MATCH(AT$11,$AK62:$AP62,0)),-1,0)*_xlfn.IFS(ISNUMBER($AD62),$AD62,ISNUMBER($AE62),$AE62,ISNUMBER($AF62),$AF62,AND($AD62=0,$AE62=0,$AF62=0),1)","v":{"$error":"#N/A"}},{"$f":"IF(ISNUMBER(MATCH(AU$11,$AG62:$AJ62,0)),1,0)*IF(ISNUMBER($AF62),(1-$AF62),1) + IF(ISNUMBER(MATCH(AU$11,$AK62:$AP62,0)),-1,0)*_xlfn.IFS(ISNUMBER($AD62),$AD62,ISNUMBER($AE62),$AE62,ISNUMBER($AF62),$AF62,AND($AD62=0,$AE62=0,$AF62=0),1)","v":{"$error":"#N/A"}},{"$f":"IF(ISNUMBER(MATCH(AV$11,$AG62:$AJ62,0)),1,0)*IF(ISNUMBER($AF62),(1-$AF62),1) + IF(ISNUMBER(MATCH(AV$11,$AK62:$AP62,0)),-1,0)*_xlfn.IFS(ISNUMBER($AD62),$AD62,ISNUMBER($AE62),$AE62,ISNUMBER($AF62),$AF62,AND($AD62=0,$AE62=0,$AF62=0),1)","v":{"$error":"#N/A"}},{"$f":"IF(ISNUMBER(MATCH(AW$11,$AG62:$AJ62,0)),1,0)*IF(ISNUMBER($AF62),(1-$AF62),1) + IF(ISNUMBER(MATCH(AW$11,$AK62:$AP62,0)),-1,0)*_xlfn.IFS(ISNUMBER($AD62),$AD62,ISNUMBER($AE62),$AE62,ISNUMBER($AF62),$AF62,AND($AD62=0,$AE62=0,$AF62=0),1)","v":{"$error":"#N/A"}},{"$f":"IF(ISNUMBER(MATCH(AX$11,$AG62:$AJ62,0)),1,0)*IF(ISNUMBER($AF62),(1-$AF62),1) + IF(ISNUMBER(MATCH(AX$11,$AK62:$AP62,0)),-1,0)*_xlfn.IFS(ISNUMBER($AD62),$AD62,ISNUMBER($AE62),$AE62,ISNUMBER($AF62),$AF62,AND($AD62=0,$AE62=0,$AF62=0),1)","v":{"$error":"#N/A"}},{"$f":"IF(ISNUMBER(MATCH(AY$11,$AG62:$AJ62,0)),1,0)*IF(ISNUMBER($AF62),(1-$AF62),1) + IF(ISNUMBER(MATCH(AY$11,$AK62:$AP62,0)),-1,0)*_xlfn.IFS(ISNUMBER($AD62),$AD62,ISNUMBER($AE62),$AE62,ISNUMBER($AF62),$AF62,AND($AD62=0,$AE62=0,$AF62=0),1)","v":{"$error":"#N/A"}},{"$f":"IF(ISNUMBER(MATCH(AZ$11,$AG62:$AJ62,0)),1,0)*IF(ISNUMBER($AF62),(1-$AF62),1) + IF(ISNUMBER(MATCH(AZ$11,$AK62:$AP62,0)),-1,0)*_xlfn.IFS(ISNUMBER($AD62),$AD62,ISNUMBER($AE62),$AE62,ISNUMBER($AF62),$AF62,AND($AD62=0,$AE62=0,$AF62=0),1)","v":{"$error":"#N/A"}},{"$f":"IF(ISNUMBER(MATCH(BA$11,$AG62:$AJ62,0)),1,0)*IF(ISNUMBER($AF62),(1-$AF62),1) + IF(ISNUMBER(MATCH(BA$11,$AK62:$AP62,0)),-1,0)*_xlfn.IFS(ISNUMBER($AD62),$AD62,ISNUMBER($AE62),$AE62,ISNUMBER($AF62),$AF62,AND($AD62=0,$AE62=0,$AF62=0),1)","v":{"$error":"#N/A"}},{"$f":"IF(ISNUMBER(MATCH(BB$11,$AG62:$AJ62,0)),1,0)*IF(ISNUMBER($AF62),(1-$AF62),1) + IF(ISNUMBER(MATCH(BB$11,$AK62:$AP62,0)),-1,0)*_xlfn.IFS(ISNUMBER($AD62),$AD62,ISNUMBER($AE62),$AE62,ISNUMBER($AF62),$AF62,AND($AD62=0,$AE62=0,$AF62=0),1)","v":{"$error":"#N/A"}},{"$f":"IF(ISNUMBER(MATCH(BC$11,$AG62:$AJ62,0)),1,0)*IF(ISNUMBER($AF62),(1-$AF62),1) + IF(ISNUMBER(MATCH(BC$11,$AK62:$AP62,0)),-1,0)*_xlfn.IFS(ISNUMBER($AD62),$AD62,ISNUMBER($AE62),$AE62,ISNUMBER($AF62),$AF62,AND($AD62=0,$AE62=0,$AF62=0),1)","v":{"$error":"#N/A"}},{"$f":"IF(ISNUMBER(MATCH(BD$11,$AG62:$AJ62,0)),1,0)*IF(ISNUMBER($AF62),(1-$AF62),1) + IF(ISNUMBER(MATCH(BD$11,$AK62:$AP62,0)),-1,0)*_xlfn.IFS(ISNUMBER($AD62),$AD62,ISNUMBER($AE62),$AE62,ISNUMBER($AF62),$AF62,AND($AD62=0,$AE62=0,$AF62=0),1)","v":{"$error":"#N/A"}},{"$f":"IF(ISNUMBER(MATCH(BE$11,$AG62:$AJ62,0)),1,0)*IF(ISNUMBER($AF62),(1-$AF62),1) + IF(ISNUMBER(MATCH(BE$11,$AK62:$AP62,0)),-1,0)*_xlfn.IFS(ISNUMBER($AD62),$AD62,ISNUMBER($AE62),$AE62,ISNUMBER($AF62),$AF62,AND($AD62=0,$AE62=0,$AF62=0),1)","v":{"$error":"#N/A"}},{"$f":"IF(ISNUMBER(MATCH(BF$11,$AG62:$AJ62,0)),1,0)*IF(ISNUMBER($AF62),(1-$AF62),1) + IF(ISNUMBER(MATCH(BF$11,$AK62:$AP62,0)),-1,0)*_xlfn.IFS(ISNUMBER($AD62),$AD62,ISNUMBER($AE62),$AE62,ISNUMBER($AF62),$AF62,AND($AD62=0,$AE62=0,$AF62=0),1)","v":{"$error":"#N/A"}},{"$f":"IF(ISNUMBER(MATCH(BG$11,$AG62:$AJ62,0)),1,0)*IF(ISNUMBER($AF62),(1-$AF62),1) + IF(ISNUMBER(MATCH(BG$11,$AK62:$AP62,0)),-1,0)*_xlfn.IFS(ISNUMBER($AD62),$AD62,ISNUMBER($AE62),$AE62,ISNUMBER($AF62),$AF62,AND($AD62=0,$AE62=0,$AF62=0),1)","v":{"$error":"#N/A"}},{"$f":"IF(ISNUMBER(MATCH(BH$11,$AG62:$AJ62,0)),1,0)*IF(ISNUMBER($AF62),(1-$AF62),1) + IF(ISNUMBER(MATCH(BH$11,$AK62:$AP62,0)),-1,0)*_xlfn.IFS(ISNUMBER($AD62),$AD62,ISNUMBER($AE62),$AE62,ISNUMBER($AF62),$AF62,AND($AD62=0,$AE62=0,$AF62=0),1)","v":{"$error":"#N/A"}},{"$f":"IF(ISNUMBER(MATCH(BI$11,$AG62:$AJ62,0)),1,0)*IF(ISNUMBER($AF62),(1-$AF62),1) + IF(ISNUMBER(MATCH(BI$11,$AK62:$AP62,0)),-1,0)*_xlfn.IFS(ISNUMBER($AD62),$AD62,ISNUMBER($AE62),$AE62,ISNUMBER($AF62),$AF62,AND($AD62=0,$AE62=0,$AF62=0),1)","v":{"$error":"#N/A"}},{"$f":"IF(ISNUMBER(MATCH(BJ$11,$AG62:$AJ62,0)),1,0)*IF(ISNUMBER($AF62),(1-$AF62),1) + IF(ISNUMBER(MATCH(BJ$11,$AK62:$AP62,0)),-1,0)*_xlfn.IFS(ISNUMBER($AD62),$AD62,ISNUMBER($AE62),$AE62,ISNUMBER($AF62),$AF62,AND($AD62=0,$AE62=0,$AF62=0),1)","v":{"$error":"#N/A"}},{"$f":"IF(ISNUMBER(MATCH(BK$11,$AG62:$AJ62,0)),1,0)*IF(ISNUMBER($AF62),(1-$AF62),1) + IF(ISNUMBER(MATCH(BK$11,$AK62:$AP62,0)),-1,0)*_xlfn.IFS(ISNUMBER($AD62),$AD62,ISNUMBER($AE62),$AE62,ISNUMBER($AF62),$AF62,AND($AD62=0,$AE62=0,$AF62=0),1)","v":{"$error":"#N/A"}},{"$f":"IF(ISNUMBER(MATCH(BL$11,$AG62:$AJ62,0)),1,0)*IF(ISNUMBER($AF62),(1-$AF62),1) + IF(ISNUMBER(MATCH(BL$11,$AK62:$AP62,0)),-1,0)*_xlfn.IFS(ISNUMBER($AD62),$AD62,ISNUMBER($AE62),$AE62,ISNUMBER($AF62),$AF62,AND($AD62=0,$AE62=0,$AF62=0),1)","v":{"$error":"#N/A"}},{"$f":"IF(ISNUMBER(MATCH(BM$11,$AG62:$AJ62,0)),1,0)*IF(ISNUMBER($AF62),(1-$AF62),1) + IF(ISNUMBER(MATCH(BM$11,$AK62:$AP62,0)),-1,0)*_xlfn.IFS(ISNUMBER($AD62),$AD62,ISNUMBER($AE62),$AE62,ISNUMBER($AF62),$AF62,AND($AD62=0,$AE62=0,$AF62=0),1)","v":{"$error":"#N/A"}},{"$f":"IF(ISNUMBER(MATCH(BN$11,$AG62:$AJ62,0)),1,0)*IF(ISNUMBER($AF62),(1-$AF62),1) + IF(ISNUMBER(MATCH(BN$11,$AK62:$AP62,0)),-1,0)*_xlfn.IFS(ISNUMBER($AD62),$AD62,ISNUMBER($AE62),$AE62,ISNUMBER($AF62),$AF62,AND($AD62=0,$AE62=0,$AF62=0),1)","v":{"$error":"#N/A"}},{"$f":"IF(ISNUMBER(MATCH(BO$11,$AG62:$AJ62,0)),1,0)*IF(ISNUMBER($AF62),(1-$AF62),1) + IF(ISNUMBER(MATCH(BO$11,$AK62:$AP62,0)),-1,0)*_xlfn.IFS(ISNUMBER($AD62),$AD62,ISNUMBER($AE62),$AE62,ISNUMBER($AF62),$AF62,AND($AD62=0,$AE62=0,$AF62=0),1)","v":{"$error":"#N/A"}},{"$f":"IF(ISNUMBER(MATCH(BP$11,$AG62:$AJ62,0)),1,0)*IF(ISNUMBER($AF62),(1-$AF62),1) + IF(ISNUMBER(MATCH(BP$11,$AK62:$AP62,0)),-1,0)*_xlfn.IFS(ISNUMBER($AD62),$AD62,ISNUMBER($AE62),$AE62,ISNUMBER($AF62),$AF62,AND($AD62=0,$AE62=0,$AF62=0),1)","v":{"$error":"#N/A"}},{"$f":"IF(ISNUMBER(MATCH(BQ$11,$AG62:$AJ62,0)),1,0)*IF(ISNUMBER($AF62),(1-$AF62),1) + IF(ISNUMBER(MATCH(BQ$11,$AK62:$AP62,0)),-1,0)*_xlfn.IFS(ISNUMBER($AD62),$AD62,ISNUMBER($AE62),$AE62,ISNUMBER($AF62),$AF62,AND($AD62=0,$AE62=0,$AF62=0),1)","v":{"$error":"#N/A"}},{"$f":"IF(ISNUMBER(MATCH(BR$11,$AG62:$AJ62,0)),1,0)*IF(ISNUMBER($AF62),(1-$AF62),1) + IF(ISNUMBER(MATCH(BR$11,$AK62:$AP62,0)),-1,0)*_xlfn.IFS(ISNUMBER($AD62),$AD62,ISNUMBER($AE62),$AE62,ISNUMBER($AF62),$AF62,AND($AD62=0,$AE62=0,$AF62=0),1)","v":{"$error":"#N/A"}},{"$f":"IF(ISNUMBER(MATCH(BS$11,$AG62:$AJ62,0)),1,0)*IF(ISNUMBER($AF62),(1-$AF62),1) + IF(ISNUMBER(MATCH(BS$11,$AK62:$AP62,0)),-1,0)*_xlfn.IFS(ISNUMBER($AD62),$AD62,ISNUMBER($AE62),$AE62,ISNUMBER($AF62),$AF62,AND($AD62=0,$AE62=0,$AF62=0),1)","v":{"$error":"#N/A"}},{"$f":"IF(ISNUMBER(MATCH(BT$11,$AG62:$AJ62,0)),1,0)*IF(ISNUMBER($AF62),(1-$AF62),1) + IF(ISNUMBER(MATCH(BT$11,$AK62:$AP62,0)),-1,0)*_xlfn.IFS(ISNUMBER($AD62),$AD62,ISNUMBER($AE62),$AE62,ISNUMBER($AF62),$AF62,AND($AD62=0,$AE62=0,$AF62=0),1)","v":{"$error":"#N/A"}},{"$f":"IF(ISNUMBER(MATCH(BU$11,$AG62:$AJ62,0)),1,0)*IF(ISNUMBER($AF62),(1-$AF62),1) + IF(ISNUMBER(MATCH(BU$11,$AK62:$AP62,0)),-1,0)*_xlfn.IFS(ISNUMBER($AD62),$AD62,ISNUMBER($AE62),$AE62,ISNUMBER($AF62),$AF62,AND($AD62=0,$AE62=0,$AF62=0),1)","v":{"$error":"#N/A"}},{"$f":"IF(ISNUMBER(MATCH(BV$11,$AG62:$AJ62,0)),1,0)*IF(ISNUMBER($AF62),(1-$AF62),1) + IF(ISNUMBER(MATCH(BV$11,$AK62:$AP62,0)),-1,0)*_xlfn.IFS(ISNUMBER($AD62),$AD62,ISNUMBER($AE62),$AE62,ISNUMBER($AF62),$AF62,AND($AD62=0,$AE62=0,$AF62=0),1)","v":{"$error":"#N/A"}},{"$f":"IF(ISNUMBER(MATCH(BW$11,$AG62:$AJ62,0)),1,0)*IF(ISNUMBER($AF62),(1-$AF62),1) + IF(ISNUMBER(MATCH(BW$11,$AK62:$AP62,0)),-1,0)*_xlfn.IFS(ISNUMBER($AD62),$AD62,ISNUMBER($AE62),$AE62,ISNUMBER($AF62),$AF62,AND($AD62=0,$AE62=0,$AF62=0),1)","v":{"$error":"#N/A"}},{"$f":"IF(ISNUMBER(MATCH(BX$11,$AG62:$AJ62,0)),1,0)*IF(ISNUMBER($AF62),(1-$AF62),1) + IF(ISNUMBER(MATCH(BX$11,$AK62:$AP62,0)),-1,0)*_xlfn.IFS(ISNUMBER($AD62),$AD62,ISNUMBER($AE62),$AE62,ISNUMBER($AF62),$AF62,AND($AD62=0,$AE62=0,$AF62=0),1)","v":{"$error":"#N/A"}},{"$f":"IF(ISNUMBER(MATCH(BY$11,$AG62:$AJ62,0)),1,0)*IF(ISNUMBER($AF62),(1-$AF62),1) + IF(ISNUMBER(MATCH(BY$11,$AK62:$AP62,0)),-1,0)*_xlfn.IFS(ISNUMBER($AD62),$AD62,ISNUMBER($AE62),$AE62,ISNUMBER($AF62),$AF62,AND($AD62=0,$AE62=0,$AF62=0),1)","v":{"$error":"#N/A"}},{"$f":"IF(ISNUMBER(MATCH(BZ$11,$AG62:$AJ62,0)),1,0)*IF(ISNUMBER($AF62),(1-$AF62),1) + IF(ISNUMBER(MATCH(BZ$11,$AK62:$AP62,0)),-1,0)*_xlfn.IFS(ISNUMBER($AD62),$AD62,ISNUMBER($AE62),$AE62,ISNUMBER($AF62),$AF62,AND($AD62=0,$AE62=0,$AF62=0),1)","v":{"$error":"#N/A"}},{"$f":"IF(ISNUMBER(MATCH(CA$11,$AG62:$AJ62,0)),1,0)*IF(ISNUMBER($AF62),(1-$AF62),1) + IF(ISNUMBER(MATCH(CA$11,$AK62:$AP62,0)),-1,0)*_xlfn.IFS(ISNUMBER($AD62),$AD62,ISNUMBER($AE62),$AE62,ISNUMBER($AF62),$AF62,AND($AD62=0,$AE62=0,$AF62=0),1)","v":{"$error":"#N/A"}},{"$f":"IF(ISNUMBER(MATCH(CB$11,$AG62:$AJ62,0)),1,0)*IF(ISNUMBER($AF62),(1-$AF62),1) + IF(ISNUMBER(MATCH(CB$11,$AK62:$AP62,0)),-1,0)*_xlfn.IFS(ISNUMBER($AD62),$AD62,ISNUMBER($AE62),$AE62,ISNUMBER($AF62),$AF62,AND($AD62=0,$AE62=0,$AF62=0),1)","v":{"$error":"#N/A"}},{"$f":"IF(ISNUMBER(MATCH(CC$11,$AG62:$AJ62,0)),1,0)*IF(ISNUMBER($AF62),(1-$AF62),1) + IF(ISNUMBER(MATCH(CC$11,$AK62:$AP62,0)),-1,0)*_xlfn.IFS(ISNUMBER($AD62),$AD62,ISNUMBER($AE62),$AE62,ISNUMBER($AF62),$AF62,AND($AD62=0,$AE62=0,$AF62=0),1)","v":{"$error":"#N/A"}},{"$f":"IF(ISNUMBER(MATCH(CD$11,$AG62:$AJ62,0)),1,0)*IF(ISNUMBER($AF62),(1-$AF62),1) + IF(ISNUMBER(MATCH(CD$11,$AK62:$AP62,0)),-1,0)*_xlfn.IFS(ISNUMBER($AD62),$AD62,ISNUMBER($AE62),$AE62,ISNUMBER($AF62),$AF62,AND($AD62=0,$AE62=0,$AF62=0),1)","v":{"$error":"#N/A"}},{"$f":"IF(ISNUMBER(MATCH(CE$11,$AG62:$AJ62,0)),1,0)*IF(ISNUMBER($AF62),(1-$AF62),1) + IF(ISNUMBER(MATCH(CE$11,$AK62:$AP62,0)),-1,0)*_xlfn.IFS(ISNUMBER($AD62),$AD62,ISNUMBER($AE62),$AE62,ISNUMBER($AF62),$AF62,AND($AD62=0,$AE62=0,$AF62=0),1)","v":{"$error":"#N/A"}},{"$f":"IF(ISNUMBER(MATCH(CF$11,$AG62:$AJ62,0)),1,0)*IF(ISNUMBER($AF62),(1-$AF62),1) + IF(ISNUMBER(MATCH(CF$11,$AK62:$AP62,0)),-1,0)*_xlfn.IFS(ISNUMBER($AD62),$AD62,ISNUMBER($AE62),$AE62,ISNUMBER($AF62),$AF62,AND($AD62=0,$AE62=0,$AF62=0),1)","v":{"$error":"#N/A"}},{"$f":"IF(ISNUMBER(MATCH(CG$11,$AG62:$AJ62,0)),1,0)*IF(ISNUMBER($AF62),(1-$AF62),1) + IF(ISNUMBER(MATCH(CG$11,$AK62:$AP62,0)),-1,0)*_xlfn.IFS(ISNUMBER($AD62),$AD62,ISNUMBER($AE62),$AE62,ISNUMBER($AF62),$AF62,AND($AD62=0,$AE62=0,$AF62=0),1)","v":{"$error":"#N/A"}},{"$f":"IF(ISNUMBER(MATCH(CH$11,$AG62:$AJ62,0)),1,0)*IF(ISNUMBER($AF62),(1-$AF62),1) + IF(ISNUMBER(MATCH(CH$11,$AK62:$AP62,0)),-1,0)*_xlfn.IFS(ISNUMBER($AD62),$AD62,ISNUMBER($AE62),$AE62,ISNUMBER($AF62),$AF62,AND($AD62=0,$AE62=0,$AF62=0),1)","v":{"$error":"#N/A"}},{"$f":"IF(ISNUMBER(MATCH(CI$11,$AG62:$AJ62,0)),1,0)*IF(ISNUMBER($AF62),(1-$AF62),1) + IF(ISNUMBER(MATCH(CI$11,$AK62:$AP62,0)),-1,0)*_xlfn.IFS(ISNUMBER($AD62),$AD62,ISNUMBER($AE62),$AE62,ISNUMBER($AF62),$AF62,AND($AD62=0,$AE62=0,$AF62=0),1)","v":{"$error":"#N/A"}},{"$f":"IF(ISNUMBER(MATCH(CJ$11,$AG62:$AJ62,0)),1,0)*IF(ISNUMBER($AF62),(1-$AF62),1) + IF(ISNUMBER(MATCH(CJ$11,$AK62:$AP62,0)),-1,0)*_xlfn.IFS(ISNUMBER($AD62),$AD62,ISNUMBER($AE62),$AE62,ISNUMBER($AF62),$AF62,AND($AD62=0,$AE62=0,$AF62=0),1)","v":{"$error":"#N/A"}},{"$f":"IF(ISNUMBER(MATCH(CK$11,$AG62:$AJ62,0)),1,0)*IF(ISNUMBER($AF62),(1-$AF62),1) + IF(ISNUMBER(MATCH(CK$11,$AK62:$AP62,0)),-1,0)*_xlfn.IFS(ISNUMBER($AD62),$AD62,ISNUMBER($AE62),$AE62,ISNUMBER($AF62),$AF62,AND($AD62=0,$AE62=0,$AF62=0),1)","v":{"$error":"#N/A"}},{"$f":"IF(ISNUMBER(MATCH(CL$11,$AG62:$AJ62,0)),1,0)*IF(ISNUMBER($AF62),(1-$AF62),1) + IF(ISNUMBER(MATCH(CL$11,$AK62:$AP62,0)),-1,0)*_xlfn.IFS(ISNUMBER($AD62),$AD62,ISNUMBER($AE62),$AE62,ISNUMBER($AF62),$AF62,AND($AD62=0,$AE62=0,$AF62=0),1)","v":{"$error":"#N/A"}},{"$f":"IF(ISNUMBER(MATCH(CM$11,$AG62:$AJ62,0)),1,0)*IF(ISNUMBER($AF62),(1-$AF62),1) + IF(ISNUMBER(MATCH(CM$11,$AK62:$AP62,0)),-1,0)*_xlfn.IFS(ISNUMBER($AD62),$AD62,ISNUMBER($AE62),$AE62,ISNUMBER($AF62),$AF62,AND($AD62=0,$AE62=0,$AF62=0),1)","v":{"$error":"#N/A"}},{"$f":"IF(ISNUMBER(MATCH(CN$11,$AG62:$AJ62,0)),1,0)*IF(ISNUMBER($AF62),(1-$AF62),1) + IF(ISNUMBER(MATCH(CN$11,$AK62:$AP62,0)),-1,0)*_xlfn.IFS(ISNUMBER($AD62),$AD62,ISNUMBER($AE62),$AE62,ISNUMBER($AF62),$AF62,AND($AD62=0,$AE62=0,$AF62=0),1)","v":{"$error":"#N/A"}},{"$f":"IF(ISNUMBER(MATCH(CO$11,$AG62:$AJ62,0)),1,0)*IF(ISNUMBER($AF62),(1-$AF62),1) + IF(ISNUMBER(MATCH(CO$11,$AK62:$AP62,0)),-1,0)*_xlfn.IFS(ISNUMBER($AD62),$AD62,ISNUMBER($AE62),$AE62,ISNUMBER($AF62),$AF62,AND($AD62=0,$AE62=0,$AF62=0),1)","v":{"$error":"#N/A"}},{"$f":"IF(ISNUMBER(MATCH(CP$11,$AG62:$AJ62,0)),1,0)*IF(ISNUMBER($AF62),(1-$AF62),1) + IF(ISNUMBER(MATCH(CP$11,$AK62:$AP62,0)),-1,0)*_xlfn.IFS(ISNUMBER($AD62),$AD62,ISNUMBER($AE62),$AE62,ISNUMBER($AF62),$AF62,AND($AD62=0,$AE62=0,$AF62=0),1)","v":{"$error":"#N/A"}},{"$f":"IF(ISNUMBER(MATCH(CQ$11,$AG62:$AJ62,0)),1,0)*IF(ISNUMBER($AF62),(1-$AF62),1) + IF(ISNUMBER(MATCH(CQ$11,$AK62:$AP62,0)),-1,0)*_xlfn.IFS(ISNUMBER($AD62),$AD62,ISNUMBER($AE62),$AE62,ISNUMBER($AF62),$AF62,AND($AD62=0,$AE62=0,$AF62=0),1)","v":{"$error":"#N/A"}},{"$f":"IF(ISNUMBER(MATCH(CR$11,$AG62:$AJ62,0)),1,0)*IF(ISNUMBER($AF62),(1-$AF62),1) + IF(ISNUMBER(MATCH(CR$11,$AK62:$AP62,0)),-1,0)*_xlfn.IFS(ISNUMBER($AD62),$AD62,ISNUMBER($AE62),$AE62,ISNUMBER($AF62),$AF62,AND($AD62=0,$AE62=0,$AF62=0),1)","v":{"$error":"#N/A"}},{"$f":"IF(ISNUMBER(MATCH(CS$11,$AG62:$AJ62,0)),1,0)*IF(ISNUMBER($AF62),(1-$AF62),1) + IF(ISNUMBER(MATCH(CS$11,$AK62:$AP62,0)),-1,0)*_xlfn.IFS(ISNUMBER($AD62),$AD62,ISNUMBER($AE62),$AE62,ISNUMBER($AF62),$AF62,AND($AD62=0,$AE62=0,$AF62=0),1)","v":{"$error":"#N/A"}},{"$f":"IF(ISNUMBER(MATCH(CT$11,$AG62:$AJ62,0)),1,0)*IF(ISNUMBER($AF62),(1-$AF62),1) + IF(ISNUMBER(MATCH(CT$11,$AK62:$AP62,0)),-1,0)*_xlfn.IFS(ISNUMBER($AD62),$AD62,ISNUMBER($AE62),$AE62,ISNUMBER($AF62),$AF62,AND($AD62=0,$AE62=0,$AF62=0),1)","v":{"$error":"#N/A"}},{"$f":"IF(ISNUMBER(MATCH(CU$11,$AG62:$AJ62,0)),1,0)*IF(ISNUMBER($AF62),(1-$AF62),1) + IF(ISNUMBER(MATCH(CU$11,$AK62:$AP62,0)),-1,0)*_xlfn.IFS(ISNUMBER($AD62),$AD62,ISNUMBER($AE62),$AE62,ISNUMBER($AF62),$AF62,AND($AD62=0,$AE62=0,$AF62=0),1)","v":{"$error":"#N/A"}},{"$f":"IF(ISNUMBER(MATCH(CV$11,$AG62:$AJ62,0)),1,0)*IF(ISNUMBER($AF62),(1-$AF62),1) + IF(ISNUMBER(MATCH(CV$11,$AK62:$AP62,0)),-1,0)*_xlfn.IFS(ISNUMBER($AD62),$AD62,ISNUMBER($AE62),$AE62,ISNUMBER($AF62),$AF62,AND($AD62=0,$AE62=0,$AF62=0),1)","v":{"$error":"#N/A"}},{"$f":"IF(ISNUMBER(MATCH(CW$11,$AG62:$AJ62,0)),1,0)*IF(ISNUMBER($AF62),(1-$AF62),1) + IF(ISNUMBER(MATCH(CW$11,$AK62:$AP62,0)),-1,0)*_xlfn.IFS(ISNUMBER($AD62),$AD62,ISNUMBER($AE62),$AE62,ISNUMBER($AF62),$AF62,AND($AD62=0,$AE62=0,$AF62=0),1)","v":{"$error":"#N/A"}},{"$f":"IF(ISNUMBER(MATCH(CX$11,$AG62:$AJ62,0)),1,0)*IF(ISNUMBER($AF62),(1-$AF62),1) + IF(ISNUMBER(MATCH(CX$11,$AK62:$AP62,0)),-1,0)*_xlfn.IFS(ISNUMBER($AD62),$AD62,ISNUMBER($AE62),$AE62,ISNUMBER($AF62),$AF62,AND($AD62=0,$AE62=0,$AF62=0),1)","v":{"$error":"#N/A"}},{"$f":"IF(ISNUMBER(MATCH(CY$11,$AG62:$AJ62,0)),1,0)*IF(ISNUMBER($AF62),(1-$AF62),1) + IF(ISNUMBER(MATCH(CY$11,$AK62:$AP62,0)),-1,0)*_xlfn.IFS(ISNUMBER($AD62),$AD62,ISNUMBER($AE62),$AE62,ISNUMBER($AF62),$AF62,AND($AD62=0,$AE62=0,$AF62=0),1)","v":{"$error":"#N/A"}},{"$f":"IF(ISNUMBER(MATCH(CZ$11,$AG62:$AJ62,0)),1,0)*IF(ISNUMBER($AF62),(1-$AF62),1) + IF(ISNUMBER(MATCH(CZ$11,$AK62:$AP62,0)),-1,0)*_xlfn.IFS(ISNUMBER($AD62),$AD62,ISNUMBER($AE62),$AE62,ISNUMBER($AF62),$AF62,AND($AD62=0,$AE62=0,$AF62=0),1)","v":{"$error":"#N/A"}},{"$f":"IF(ISNUMBER(MATCH(DA$11,$AG62:$AJ62,0)),1,0)*IF(ISNUMBER($AF62),(1-$AF62),1) + IF(ISNUMBER(MATCH(DA$11,$AK62:$AP62,0)),-1,0)*_xlfn.IFS(ISNUMBER($AD62),$AD62,ISNUMBER($AE62),$AE62,ISNUMBER($AF62),$AF62,AND($AD62=0,$AE62=0,$AF62=0),1)","v":{"$error":"#N/A"}},{"$f":"IF(ISNUMBER(MATCH(DB$11,$AG62:$AJ62,0)),1,0)*IF(ISNUMBER($AF62),(1-$AF62),1) + IF(ISNUMBER(MATCH(DB$11,$AK62:$AP62,0)),-1,0)*_xlfn.IFS(ISNUMBER($AD62),$AD62,ISNUMBER($AE62),$AE62,ISNUMBER($AF62),$AF62,AND($AD62=0,$AE62=0,$AF62=0),1)","v":{"$error":"#N/A"}},{"$f":"IF(ISNUMBER(MATCH(DC$11,$AG62:$AJ62,0)),1,0)*IF(ISNUMBER($AF62),(1-$AF62),1) + IF(ISNUMBER(MATCH(DC$11,$AK62:$AP62,0)),-1,0)*_xlfn.IFS(ISNUMBER($AD62),$AD62,ISNUMBER($AE62),$AE62,ISNUMBER($AF62),$AF62,AND($AD62=0,$AE62=0,$AF62=0),1)","v":{"$error":"#N/A"}},{"$f":"IF(ISNUMBER(MATCH(DD$11,$AG62:$AJ62,0)),1,0)*IF(ISNUMBER($AF62),(1-$AF62),1) + IF(ISNUMBER(MATCH(DD$11,$AK62:$AP62,0)),-1,0)*_xlfn.IFS(ISNUMBER($AD62),$AD62,ISNUMBER($AE62),$AE62,ISNUMBER($AF62),$AF62,AND($AD62=0,$AE62=0,$AF62=0),1)","v":{"$error":"#N/A"}},{"$f":"IF(ISNUMBER(MATCH(DE$11,$AG62:$AJ62,0)),1,0)*IF(ISNUMBER($AF62),(1-$AF62),1) + IF(ISNUMBER(MATCH(DE$11,$AK62:$AP62,0)),-1,0)*_xlfn.IFS(ISNUMBER($AD62),$AD62,ISNUMBER($AE62),$AE62,ISNUMBER($AF62),$AF62,AND($AD62=0,$AE62=0,$AF62=0),1)","v":{"$error":"#N/A"}},null,0,null,null,null,null,null,null,null,null,null,null,null,-3,{"$error":"#N/A"},{"$error":"#N/A"},0,0,0,0,5,0,24,20,0,106,118,41,284,390,15,153,202,161,153,23,0]
[null,"OPEX: water cost, equipment",null,null,null,{"$f":"SUM(J110:Q110)","v":{"$error":"#N/A"}},null,null,null,null,null,null,null,null,null,null,null,null,"q_hru_pump-eco,lt",0,{"$error":"#N/A"},null,null,null,null,null,"Fans","Conservation",null,null,null,null,"e_hru_fs,lt","q_hru_comp-fs,lt","q_hru_fc-fs,lt",null,"q_hru_fs-amb,lt",null,null,null,null,null,null,{"$f":"IF(ISNUMBER(MATCH(AR$11,$AG63:$AJ63,0)),1,0)*IF(ISNUMBER($AF63),(1-$AF63),1) + IF(ISNUMBER(MATCH(AR$11,$AK63:$AP63,0)),-1,0)*_xlfn.IFS(ISNUMBER($AD63),$AD63,ISNUMBER($AE63),$AE63,ISNUMBER($AF63),$AF63,AND($AD63=0,$AE63=0,$AF63=0),1)","v":0},{"$f":"IF(ISNUMBER(MATCH(AS$11,$AG63:$AJ63,0)),1,0)*IF(ISNUMBER($AF63),(1-$AF63),1) + IF(ISNUMBER(MATCH(AS$11,$AK63:$AP63,0)),-1,0)*_xlfn.IFS(ISNUMBER($AD63),$AD63,ISNUMBER($AE63),$AE63,ISNUMBER($AF63),$AF63,AND($AD63=0,$AE63=0,$AF63=0),1)","v":0},{"$f":"IF(ISNUMBER(MATCH(AT$11,$AG63:$AJ63,0)),1,0)*IF(ISNUMBER($AF63),(1-$AF63),1) + IF(ISNUMBER(MATCH(AT$11,$AK63:$AP63,0)),-1,0)*_xlfn.IFS(ISNUMBER($AD63),$AD63,ISNUMBER($AE63),$AE63,ISNUMBER($AF63),$AF63,AND($AD63=0,$AE63=0,$AF63=0),1)","v":0},{"$f":"IF(ISNUMBER(MATCH(AU$11,$AG63:$AJ63,0)),1,0)*IF(ISNUMBER($AF63),(1-$AF63),1) + IF(ISNUMBER(MATCH(AU$11,$AK63:$AP63,0)),-1,0)*_xlfn.IFS(ISNUMBER($AD63),$AD63,ISNUMBER($AE63),$AE63,ISNUMBER($AF63),$AF63,AND($AD63=0,$AE63=0,$AF63=0),1)","v":0},{"$f":"IF(ISNUMBER(MATCH(AV$11,$AG63:$AJ63,0)),1,0)*IF(ISNUMBER($AF63),(1-$AF63),1) + IF(ISNUMBER(MATCH(AV$11,$AK63:$AP63,0)),-1,0)*_xlfn.IFS(ISNUMBER($AD63),$AD63,ISNUMBER($AE63),$AE63,ISNUMBER($AF63),$AF63,AND($AD63=0,$AE63=0,$AF63=0),1)","v":0},{"$f":"IF(ISNUMBER(MATCH(AW$11,$AG63:$AJ63,0)),1,0)*IF(ISNUMBER($AF63),(1-$AF63),1) + IF(ISNUMBER(MATCH(AW$11,$AK63:$AP63,0)),-1,0)*_xlfn.IFS(ISNUMBER($AD63),$AD63,ISNUMBER($AE63),$AE63,ISNUMBER($AF63),$AF63,AND($AD63=0,$AE63=0,$AF63=0),1)","v":0},{"$f":"IF(ISNUMBER(MATCH(AX$11,$AG63:$AJ63,0)),1,0)*IF(ISNUMBER($AF63),(1-$AF63),1) + IF(ISNUMBER(MATCH(AX$11,$AK63:$AP63,0)),-1,0)*_xlfn.IFS(ISNUMBER($AD63),$AD63,ISNUMBER($AE63),$AE63,ISNUMBER($AF63),$AF63,AND($AD63=0,$AE63=0,$AF63=0),1)","v":0},{"$f":"IF(ISNUMBER(MATCH(AY$11,$AG63:$AJ63,0)),1,0)*IF(ISNUMBER($AF63),(1-$AF63),1) + IF(ISNUMBER(MATCH(AY$11,$AK63:$AP63,0)),-1,0)*_xlfn.IFS(ISNUMBER($AD63),$AD63,ISNUMBER($AE63),$AE63,ISNUMBER($AF63),$AF63,AND($AD63=0,$AE63=0,$AF63=0),1)","v":0},{"$f":"IF(ISNUMBER(MATCH(AZ$11,$AG63:$AJ63,0)),1,0)*IF(ISNUMBER($AF63),(1-$AF63),1) + IF(ISNUMBER(MATCH(AZ$11,$AK63:$AP63,0)),-1,0)*_xlfn.IFS(ISNUMBER($AD63),$AD63,ISNUMBER($AE63),$AE63,ISNUMBER($AF63),$AF63,AND($AD63=0,$AE63=0,$AF63=0),1)","v":0},{"$f":"IF(ISNUMBER(MATCH(BA$11,$AG63:$AJ63,0)),1,0)*IF(ISNUMBER($AF63),(1-$AF63),1) + IF(ISNUMBER(MATCH(BA$11,$AK63:$AP63,0)),-1,0)*_xlfn.IFS(ISNUMBER($AD63),$AD63,ISNUMBER($AE63),$AE63,ISNUMBER($AF63),$AF63,AND($AD63=0,$AE63=0,$AF63=0),1)","v":0},{"$f":"IF(ISNUMBER(MATCH(BB$11,$AG63:$AJ63,0)),1,0)*IF(ISNUMBER($AF63),(1-$AF63),1) + IF(ISNUMBER(MATCH(BB$11,$AK63:$AP63,0)),-1,0)*_xlfn.IFS(ISNUMBER($AD63),$AD63,ISNUMBER($AE63),$AE63,ISNUMBER($AF63),$AF63,AND($AD63=0,$AE63=0,$AF63=0),1)","v":0},{"$f":"IF(ISNUMBER(MATCH(BC$11,$AG63:$AJ63,0)),1,0)*IF(ISNUMBER($AF63),(1-$AF63),1) + IF(ISNUMBER(MATCH(BC$11,$AK63:$AP63,0)),-1,0)*_xlfn.IFS(ISNUMBER($AD63),$AD63,ISNUMBER($AE63),$AE63,ISNUMBER($AF63),$AF63,AND($AD63=0,$AE63=0,$AF63=0),1)","v":0},{"$f":"IF(ISNUMBER(MATCH(BD$11,$AG63:$AJ63,0)),1,0)*IF(ISNUMBER($AF63),(1-$AF63),1) + IF(ISNUMBER(MATCH(BD$11,$AK63:$AP63,0)),-1,0)*_xlfn.IFS(ISNUMBER($AD63),$AD63,ISNUMBER($AE63),$AE63,ISNUMBER($AF63),$AF63,AND($AD63=0,$AE63=0,$AF63=0),1)","v":0},{"$f":"IF(ISNUMBER(MATCH(BE$11,$AG63:$AJ63,0)),1,0)*IF(ISNUMBER($AF63),(1-$AF63),1) + IF(ISNUMBER(MATCH(BE$11,$AK63:$AP63,0)),-1,0)*_xlfn.IFS(ISNUMBER($AD63),$AD63,ISNUMBER($AE63),$AE63,ISNUMBER($AF63),$AF63,AND($AD63=0,$AE63=0,$AF63=0),1)","v":0},{"$f":"IF(ISNUMBER(MATCH(BF$11,$AG63:$AJ63,0)),1,0)*IF(ISNUMBER($AF63),(1-$AF63),1) + IF(ISNUMBER(MATCH(BF$11,$AK63:$AP63,0)),-1,0)*_xlfn.IFS(ISNUMBER($AD63),$AD63,ISNUMBER($AE63),$AE63,ISNUMBER($AF63),$AF63,AND($AD63=0,$AE63=0,$AF63=0),1)","v":0},{"$f":"IF(ISNUMBER(MATCH(BG$11,$AG63:$AJ63,0)),1,0)*IF(ISNUMBER($AF63),(1-$AF63),1) + IF(ISNUMBER(MATCH(BG$11,$AK63:$AP63,0)),-1,0)*_xlfn.IFS(ISNUMBER($AD63),$AD63,ISNUMBER($AE63),$AE63,ISNUMBER($AF63),$AF63,AND($AD63=0,$AE63=0,$AF63=0),1)","v":0},{"$f":"IF(ISNUMBER(MATCH(BH$11,$AG63:$AJ63,0)),1,0)*IF(ISNUMBER($AF63),(1-$AF63),1) + IF(ISNUMBER(MATCH(BH$11,$AK63:$AP63,0)),-1,0)*_xlfn.IFS(ISNUMBER($AD63),$AD63,ISNUMBER($AE63),$AE63,ISNUMBER($AF63),$AF63,AND($AD63=0,$AE63=0,$AF63=0),1)","v":0},{"$f":"IF(ISNUMBER(MATCH(BI$11,$AG63:$AJ63,0)),1,0)*IF(ISNUMBER($AF63),(1-$AF63),1) + IF(ISNUMBER(MATCH(BI$11,$AK63:$AP63,0)),-1,0)*_xlfn.IFS(ISNUMBER($AD63),$AD63,ISNUMBER($AE63),$AE63,ISNUMBER($AF63),$AF63,AND($AD63=0,$AE63=0,$AF63=0),1)","v":0},{"$f":"IF(ISNUMBER(MATCH(BJ$11,$AG63:$AJ63,0)),1,0)*IF(ISNUMBER($AF63),(1-$AF63),1) + IF(ISNUMBER(MATCH(BJ$11,$AK63:$AP63,0)),-1,0)*_xlfn.IFS(ISNUMBER($AD63),$AD63,ISNUMBER($AE63),$AE63,ISNUMBER($AF63),$AF63,AND($AD63=0,$AE63=0,$AF63=0),1)","v":0},{"$f":"IF(ISNUMBER(MATCH(BK$11,$AG63:$AJ63,0)),1,0)*IF(ISNUMBER($AF63),(1-$AF63),1) + IF(ISNUMBER(MATCH(BK$11,$AK63:$AP63,0)),-1,0)*_xlfn.IFS(ISNUMBER($AD63),$AD63,ISNUMBER($AE63),$AE63,ISNUMBER($AF63),$AF63,AND($AD63=0,$AE63=0,$AF63=0),1)","v":0},{"$f":"IF(ISNUMBER(MATCH(BL$11,$AG63:$AJ63,0)),1,0)*IF(ISNUMBER($AF63),(1-$AF63),1) + IF(ISNUMBER(MATCH(BL$11,$AK63:$AP63,0)),-1,0)*_xlfn.IFS(ISNUMBER($AD63),$AD63,ISNUMBER($AE63),$AE63,ISNUMBER($AF63),$AF63,AND($AD63=0,$AE63=0,$AF63=0),1)","v":0},{"$f":"IF(ISNUMBER(MATCH(BM$11,$AG63:$AJ63,0)),1,0)*IF(ISNUMBER($AF63),(1-$AF63),1) + IF(ISNUMBER(MATCH(BM$11,$AK63:$AP63,0)),-1,0)*_xlfn.IFS(ISNUMBER($AD63),$AD63,ISNUMBER($AE63),$AE63,ISNUMBER($AF63),$AF63,AND($AD63=0,$AE63=0,$AF63=0),1)","v":0},{"$f":"IF(ISNUMBER(MATCH(BN$11,$AG63:$AJ63,0)),1,0)*IF(ISNUMBER($AF63),(1-$AF63),1) + IF(ISNUMBER(MATCH(BN$11,$AK63:$AP63,0)),-1,0)*_xlfn.IFS(ISNUMBER($AD63),$AD63,ISNUMBER($AE63),$AE63,ISNUMBER($AF63),$AF63,AND($AD63=0,$AE63=0,$AF63=0),1)","v":0},{"$f":"IF(ISNUMBER(MATCH(BO$11,$AG63:$AJ63,0)),1,0)*IF(ISNUMBER($AF63),(1-$AF63),1) + IF(ISNUMBER(MATCH(BO$11,$AK63:$AP63,0)),-1,0)*_xlfn.IFS(ISNUMBER($AD63),$AD63,ISNUMBER($AE63),$AE63,ISNUMBER($AF63),$AF63,AND($AD63=0,$AE63=0,$AF63=0),1)","v":0},{"$f":"IF(ISNUMBER(MATCH(BP$11,$AG63:$AJ63,0)),1,0)*IF(ISNUMBER($AF63),(1-$AF63),1) + IF(ISNUMBER(MATCH(BP$11,$AK63:$AP63,0)),-1,0)*_xlfn.IFS(ISNUMBER($AD63),$AD63,ISNUMBER($AE63),$AE63,ISNUMBER($AF63),$AF63,AND($AD63=0,$AE63=0,$AF63=0),1)","v":0},{"$f":"IF(ISNUMBER(MATCH(BQ$11,$AG63:$AJ63,0)),1,0)*IF(ISNUMBER($AF63),(1-$AF63),1) + IF(ISNUMBER(MATCH(BQ$11,$AK63:$AP63,0)),-1,0)*_xlfn.IFS(ISNUMBER($AD63),$AD63,ISNUMBER($AE63),$AE63,ISNUMBER($AF63),$AF63,AND($AD63=0,$AE63=0,$AF63=0),1)","v":0},{"$f":"IF(ISNUMBER(MATCH(BR$11,$AG63:$AJ63,0)),1,0)*IF(ISNUMBER($AF63),(1-$AF63),1) + IF(ISNUMBER(MATCH(BR$11,$AK63:$AP63,0)),-1,0)*_xlfn.IFS(ISNUMBER($AD63),$AD63,ISNUMBER($AE63),$AE63,ISNUMBER($AF63),$AF63,AND($AD63=0,$AE63=0,$AF63=0),1)","v":0},{"$f":"IF(ISNUMBER(MATCH(BS$11,$AG63:$AJ63,0)),1,0)*IF(ISNUMBER($AF63),(1-$AF63),1) + IF(ISNUMBER(MATCH(BS$11,$AK63:$AP63,0)),-1,0)*_xlfn.IFS(ISNUMBER($AD63),$AD63,ISNUMBER($AE63),$AE63,ISNUMBER($AF63),$AF63,AND($AD63=0,$AE63=0,$AF63=0),1)","v":0},{"$f":"IF(ISNUMBER(MATCH(BT$11,$AG63:$AJ63,0)),1,0)*IF(ISNUMBER($AF63),(1-$AF63),1) + IF(ISNUMBER(MATCH(BT$11,$AK63:$AP63,0)),-1,0)*_xlfn.IFS(ISNUMBER($AD63),$AD63,ISNUMBER($AE63),$AE63,ISNUMBER($AF63),$AF63,AND($AD63=0,$AE63=0,$AF63=0),1)","v":0},{"$f":"IF(ISNUMBER(MATCH(BU$11,$AG63:$AJ63,0)),1,0)*IF(ISNUMBER($AF63),(1-$AF63),1) + IF(ISNUMBER(MATCH(BU$11,$AK63:$AP63,0)),-1,0)*_xlfn.IFS(ISNUMBER($AD63),$AD63,ISNUMBER($AE63),$AE63,ISNUMBER($AF63),$AF63,AND($AD63=0,$AE63=0,$AF63=0),1)","v":0},{"$f":"IF(ISNUMBER(MATCH(BV$11,$AG63:$AJ63,0)),1,0)*IF(ISNUMBER($AF63),(1-$AF63),1) + IF(ISNUMBER(MATCH(BV$11,$AK63:$AP63,0)),-1,0)*_xlfn.IFS(ISNUMBER($AD63),$AD63,ISNUMBER($AE63),$AE63,ISNUMBER($AF63),$AF63,AND($AD63=0,$AE63=0,$AF63=0),1)","v":0},{"$f":"IF(ISNUMBER(MATCH(BW$11,$AG63:$AJ63,0)),1,0)*IF(ISNUMBER($AF63),(1-$AF63),1) + IF(ISNUMBER(MATCH(BW$11,$AK63:$AP63,0)),-1,0)*_xlfn.IFS(ISNUMBER($AD63),$AD63,ISNUMBER($AE63),$AE63,ISNUMBER($AF63),$AF63,AND($AD63=0,$AE63=0,$AF63=0),1)","v":0},{"$f":"IF(ISNUMBER(MATCH(BX$11,$AG63:$AJ63,0)),1,0)*IF(ISNUMBER($AF63),(1-$AF63),1) + IF(ISNUMBER(MATCH(BX$11,$AK63:$AP63,0)),-1,0)*_xlfn.IFS(ISNUMBER($AD63),$AD63,ISNUMBER($AE63),$AE63,ISNUMBER($AF63),$AF63,AND($AD63=0,$AE63=0,$AF63=0),1)","v":0},{"$f":"IF(ISNUMBER(MATCH(BY$11,$AG63:$AJ63,0)),1,0)*IF(ISNUMBER($AF63),(1-$AF63),1) + IF(ISNUMBER(MATCH(BY$11,$AK63:$AP63,0)),-1,0)*_xlfn.IFS(ISNUMBER($AD63),$AD63,ISNUMBER($AE63),$AE63,ISNUMBER($AF63),$AF63,AND($AD63=0,$AE63=0,$AF63=0),1)","v":0},{"$f":"IF(ISNUMBER(MATCH(BZ$11,$AG63:$AJ63,0)),1,0)*IF(ISNUMBER($AF63),(1-$AF63),1) + IF(ISNUMBER(MATCH(BZ$11,$AK63:$AP63,0)),-1,0)*_xlfn.IFS(ISNUMBER($AD63),$AD63,ISNUMBER($AE63),$AE63,ISNUMBER($AF63),$AF63,AND($AD63=0,$AE63=0,$AF63=0),1)","v":0},{"$f":"IF(ISNUMBER(MATCH(CA$11,$AG63:$AJ63,0)),1,0)*IF(ISNUMBER($AF63),(1-$AF63),1) + IF(ISNUMBER(MATCH(CA$11,$AK63:$AP63,0)),-1,0)*_xlfn.IFS(ISNUMBER($AD63),$AD63,ISNUMBER($AE63),$AE63,ISNUMBER($AF63),$AF63,AND($AD63=0,$AE63=0,$AF63=0),1)","v":0},{"$f":"IF(ISNUMBER(MATCH(CB$11,$AG63:$AJ63,0)),1,0)*IF(ISNUMBER($AF63),(1-$AF63),1) + IF(ISNUMBER(MATCH(CB$11,$AK63:$AP63,0)),-1,0)*_xlfn.IFS(ISNUMBER($AD63),$AD63,ISNUMBER($AE63),$AE63,ISNUMBER($AF63),$AF63,AND($AD63=0,$AE63=0,$AF63=0),1)","v":0},{"$f":"IF(ISNUMBER(MATCH(CC$11,$AG63:$AJ63,0)),1,0)*IF(ISNUMBER($AF63),(1-$AF63),1) + IF(ISNUMBER(MATCH(CC$11,$AK63:$AP63,0)),-1,0)*_xlfn.IFS(ISNUMBER($AD63),$AD63,ISNUMBER($AE63),$AE63,ISNUMBER($AF63),$AF63,AND($AD63=0,$AE63=0,$AF63=0),1)","v":0},{"$f":"IF(ISNUMBER(MATCH(CD$11,$AG63:$AJ63,0)),1,0)*IF(ISNUMBER($AF63),(1-$AF63),1) + IF(ISNUMBER(MATCH(CD$11,$AK63:$AP63,0)),-1,0)*_xlfn.IFS(ISNUMBER($AD63),$AD63,ISNUMBER($AE63),$AE63,ISNUMBER($AF63),$AF63,AND($AD63=0,$AE63=0,$AF63=0),1)","v":0},{"$f":"IF(ISNUMBER(MATCH(CE$11,$AG63:$AJ63,0)),1,0)*IF(ISNUMBER($AF63),(1-$AF63),1) + IF(ISNUMBER(MATCH(CE$11,$AK63:$AP63,0)),-1,0)*_xlfn.IFS(ISNUMBER($AD63),$AD63,ISNUMBER($AE63),$AE63,ISNUMBER($AF63),$AF63,AND($AD63=0,$AE63=0,$AF63=0),1)","v":0},{"$f":"IF(ISNUMBER(MATCH(CF$11,$AG63:$AJ63,0)),1,0)*IF(ISNUMBER($AF63),(1-$AF63),1) + IF(ISNUMBER(MATCH(CF$11,$AK63:$AP63,0)),-1,0)*_xlfn.IFS(ISNUMBER($AD63),$AD63,ISNUMBER($AE63),$AE63,ISNUMBER($AF63),$AF63,AND($AD63=0,$AE63=0,$AF63=0),1)","v":0},{"$f":"IF(ISNUMBER(MATCH(CG$11,$AG63:$AJ63,0)),1,0)*IF(ISNUMBER($AF63),(1-$AF63),1) + IF(ISNUMBER(MATCH(CG$11,$AK63:$AP63,0)),-1,0)*_xlfn.IFS(ISNUMBER($AD63),$AD63,ISNUMBER($AE63),$AE63,ISNUMBER($AF63),$AF63,AND($AD63=0,$AE63=0,$AF63=0),1)","v":0},{"$f":"IF(ISNUMBER(MATCH(CH$11,$AG63:$AJ63,0)),1,0)*IF(ISNUMBER($AF63),(1-$AF63),1) + IF(ISNUMBER(MATCH(CH$11,$AK63:$AP63,0)),-1,0)*_xlfn.IFS(ISNUMBER($AD63),$AD63,ISNUMBER($AE63),$AE63,ISNUMBER($AF63),$AF63,AND($AD63=0,$AE63=0,$AF63=0),1)","v":0},{"$f":"IF(ISNUMBER(MATCH(CI$11,$AG63:$AJ63,0)),1,0)*IF(ISNUMBER($AF63),(1-$AF63),1) + IF(ISNUMBER(MATCH(CI$11,$AK63:$AP63,0)),-1,0)*_xlfn.IFS(ISNUMBER($AD63),$AD63,ISNUMBER($AE63),$AE63,ISNUMBER($AF63),$AF63,AND($AD63=0,$AE63=0,$AF63=0),1)","v":0},{"$f":"IF(ISNUMBER(MATCH(CJ$11,$AG63:$AJ63,0)),1,0)*IF(ISNUMBER($AF63),(1-$AF63),1) + IF(ISNUMBER(MATCH(CJ$11,$AK63:$AP63,0)),-1,0)*_xlfn.IFS(ISNUMBER($AD63),$AD63,ISNUMBER($AE63),$AE63,ISNUMBER($AF63),$AF63,AND($AD63=0,$AE63=0,$AF63=0),1)","v":0},{"$f":"IF(ISNUMBER(MATCH(CK$11,$AG63:$AJ63,0)),1,0)*IF(ISNUMBER($AF63),(1-$AF63),1) + IF(ISNUMBER(MATCH(CK$11,$AK63:$AP63,0)),-1,0)*_xlfn.IFS(ISNUMBER($AD63),$AD63,ISNUMBER($AE63),$AE63,ISNUMBER($AF63),$AF63,AND($AD63=0,$AE63=0,$AF63=0),1)","v":0},{"$f":"IF(ISNUMBER(MATCH(CL$11,$AG63:$AJ63,0)),1,0)*IF(ISNUMBER($AF63),(1-$AF63),1) + IF(ISNUMBER(MATCH(CL$11,$AK63:$AP63,0)),-1,0)*_xlfn.IFS(ISNUMBER($AD63),$AD63,ISNUMBER($AE63),$AE63,ISNUMBER($AF63),$AF63,AND($AD63=0,$AE63=0,$AF63=0),1)","v":0},{"$f":"IF(ISNUMBER(MATCH(CM$11,$AG63:$AJ63,0)),1,0)*IF(ISNUMBER($AF63),(1-$AF63),1) + IF(ISNUMBER(MATCH(CM$11,$AK63:$AP63,0)),-1,0)*_xlfn.IFS(ISNUMBER($AD63),$AD63,ISNUMBER($AE63),$AE63,ISNUMBER($AF63),$AF63,AND($AD63=0,$AE63=0,$AF63=0),1)","v":0},{"$f":"IF(ISNUMBER(MATCH(CN$11,$AG63:$AJ63,0)),1,0)*IF(ISNUMBER($AF63),(1-$AF63),1) + IF(ISNUMBER(MATCH(CN$11,$AK63:$AP63,0)),-1,0)*_xlfn.IFS(ISNUMBER($AD63),$AD63,ISNUMBER($AE63),$AE63,ISNUMBER($AF63),$AF63,AND($AD63=0,$AE63=0,$AF63=0),1)","v":0},{"$f":"IF(ISNUMBER(MATCH(CO$11,$AG63:$AJ63,0)),1,0)*IF(ISNUMBER($AF63),(1-$AF63),1) + IF(ISNUMBER(MATCH(CO$11,$AK63:$AP63,0)),-1,0)*_xlfn.IFS(ISNUMBER($AD63),$AD63,ISNUMBER($AE63),$AE63,ISNUMBER($AF63),$AF63,AND($AD63=0,$AE63=0,$AF63=0),1)","v":1},{"$f":"IF(ISNUMBER(MATCH(CP$11,$AG63:$AJ63,0)),1,0)*IF(ISNUMBER($AF63),(1-$AF63),1) + IF(ISNUMBER(MATCH(CP$11,$AK63:$AP63,0)),-1,0)*_xlfn.IFS(ISNUMBER($AD63),$AD63,ISNUMBER($AE63),$AE63,ISNUMBER($AF63),$AF63,AND($AD63=0,$AE63=0,$AF63=0),1)","v":0},{"$f":"IF(ISNUMBER(MATCH(CQ$11,$AG63:$AJ63,0)),1,0)*IF(ISNUMBER($AF63),(1-$AF63),1) + IF(ISNUMBER(MATCH(CQ$11,$AK63:$AP63,0)),-1,0)*_xlfn.IFS(ISNUMBER($AD63),$AD63,ISNUMBER($AE63),$AE63,ISNUMBER($AF63),$AF63,AND($AD63=0,$AE63=0,$AF63=0),1)","v":0},{"$f":"IF(ISNUMBER(MATCH(CR$11,$AG63:$AJ63,0)),1,0)*IF(ISNUMBER($AF63),(1-$AF63),1) + IF(ISNUMBER(MATCH(CR$11,$AK63:$AP63,0)),-1,0)*_xlfn.IFS(ISNUMBER($AD63),$AD63,ISNUMBER($AE63),$AE63,ISNUMBER($AF63),$AF63,AND($AD63=0,$AE63=0,$AF63=0),1)","v":0},{"$f":"IF(ISNUMBER(MATCH(CS$11,$AG63:$AJ63,0)),1,0)*IF(ISNUMBER($AF63),(1-$AF63),1) + IF(ISNUMBER(MATCH(CS$11,$AK63:$AP63,0)),-1,0)*_xlfn.IFS(ISNUMBER($AD63),$AD63,ISNUMBER($AE63),$AE63,ISNUMBER($AF63),$AF63,AND($AD63=0,$AE63=0,$AF63=0),1)","v":0},{"$f":"IF(ISNUMBER(MATCH(CT$11,$AG63:$AJ63,0)),1,0)*IF(ISNUMBER($AF63),(1-$AF63),1) + IF(ISNUMBER(MATCH(CT$11,$AK63:$AP63,0)),-1,0)*_xlfn.IFS(ISNUMBER($AD63),$AD63,ISNUMBER($AE63),$AE63,ISNUMBER($AF63),$AF63,AND($AD63=0,$AE63=0,$AF63=0),1)","v":1},{"$f":"IF(ISNUMBER(MATCH(CU$11,$AG63:$AJ63,0)),1,0)*IF(ISNUMBER($AF63),(1-$AF63),1) + IF(ISNUMBER(MATCH(CU$11,$AK63:$AP63,0)),-1,0)*_xlfn.IFS(ISNUMBER($AD63),$AD63,ISNUMBER($AE63),$AE63,ISNUMBER($AF63),$AF63,AND($AD63=0,$AE63=0,$AF63=0),1)","v":1},{"$f":"IF(ISNUMBER(MATCH(CV$11,$AG63:$AJ63,0)),1,0)*IF(ISNUMBER($AF63),(1-$AF63),1) + IF(ISNUMBER(MATCH(CV$11,$AK63:$AP63,0)),-1,0)*_xlfn.IFS(ISNUMBER($AD63),$AD63,ISNUMBER($AE63),$AE63,ISNUMBER($AF63),$AF63,AND($AD63=0,$AE63=0,$AF63=0),1)","v":-1},{"$f":"IF(ISNUMBER(MATCH(CW$11,$AG63:$AJ63,0)),1,0)*IF(ISNUMBER($AF63),(1-$AF63),1) + IF(ISNUMBER(MATCH(CW$11,$AK63:$AP63,0)),-1,0)*_xlfn.IFS(ISNUMBER($AD63),$AD63,ISNUMBER($AE63),$AE63,ISNUMBER($AF63),$AF63,AND($AD63=0,$AE63=0,$AF63=0),1)","v":0},{"$f":"IF(ISNUMBER(MATCH(CX$11,$AG63:$AJ63,0)),1,0)*IF(ISNUMBER($AF63),(1-$AF63),1) + IF(ISNUMBER(MATCH(CX$11,$AK63:$AP63,0)),-1,0)*_xlfn.IFS(ISNUMBER($AD63),$AD63,ISNUMBER($AE63),$AE63,ISNUMBER($AF63),$AF63,AND($AD63=0,$AE63=0,$AF63=0),1)","v":0},{"$f":"IF(ISNUMBER(MATCH(CY$11,$AG63:$AJ63,0)),1,0)*IF(ISNUMBER($AF63),(1-$AF63),1) + IF(ISNUMBER(MATCH(CY$11,$AK63:$AP63,0)),-1,0)*_xlfn.IFS(ISNUMBER($AD63),$AD63,ISNUMBER($AE63),$AE63,ISNUMBER($AF63),$AF63,AND($AD63=0,$AE63=0,$AF63=0),1)","v":0},{"$f":"IF(ISNUMBER(MATCH(CZ$11,$AG63:$AJ63,0)),1,0)*IF(ISNUMBER($AF63),(1-$AF63),1) + IF(ISNUMBER(MATCH(CZ$11,$AK63:$AP63,0)),-1,0)*_xlfn.IFS(ISNUMBER($AD63),$AD63,ISNUMBER($AE63),$AE63,ISNUMBER($AF63),$AF63,AND($AD63=0,$AE63=0,$AF63=0),1)","v":0},{"$f":"IF(ISNUMBER(MATCH(DA$11,$AG63:$AJ63,0)),1,0)*IF(ISNUMBER($AF63),(1-$AF63),1) + IF(ISNUMBER(MATCH(DA$11,$AK63:$AP63,0)),-1,0)*_xlfn.IFS(ISNUMBER($AD63),$AD63,ISNUMBER($AE63),$AE63,ISNUMBER($AF63),$AF63,AND($AD63=0,$AE63=0,$AF63=0),1)","v":0},{"$f":"IF(ISNUMBER(MATCH(DB$11,$AG63:$AJ63,0)),1,0)*IF(ISNUMBER($AF63),(1-$AF63),1) + IF(ISNUMBER(MATCH(DB$11,$AK63:$AP63,0)),-1,0)*_xlfn.IFS(ISNUMBER($AD63),$AD63,ISNUMBER($AE63),$AE63,ISNUMBER($AF63),$AF63,AND($AD63=0,$AE63=0,$AF63=0),1)","v":0},{"$f":"IF(ISNUMBER(MATCH(DC$11,$AG63:$AJ63,0)),1,0)*IF(ISNUMBER($AF63),(1-$AF63),1) + IF(ISNUMBER(MATCH(DC$11,$AK63:$AP63,0)),-1,0)*_xlfn.IFS(ISNUMBER($AD63),$AD63,ISNUMBER($AE63),$AE63,ISNUMBER($AF63),$AF63,AND($AD63=0,$AE63=0,$AF63=0),1)","v":0},{"$f":"IF(ISNUMBER(MATCH(DD$11,$AG63:$AJ63,0)),1,0)*IF(ISNUMBER($AF63),(1-$AF63),1) + IF(ISNUMBER(MATCH(DD$11,$AK63:$AP63,0)),-1,0)*_xlfn.IFS(ISNUMBER($AD63),$AD63,ISNUMBER($AE63),$AE63,ISNUMBER($AF63),$AF63,AND($AD63=0,$AE63=0,$AF63=0),1)","v":0},{"$f":"IF(ISNUMBER(MATCH(DE$11,$AG63:$AJ63,0)),1,0)*IF(ISNUMBER($AF63),(1-$AF63),1) + IF(ISNUMBER(MATCH(DE$11,$AK63:$AP63,0)),-1,0)*_xlfn.IFS(ISNUMBER($AD63),$AD63,ISNUMBER($AE63),$AE63,ISNUMBER($AF63),$AF63,AND($AD63=0,$AE63=0,$AF63=0),1)","v":0},null,0,null,null,null,null,null,null,null,null,null,null,null,-2,{"$error":"#N/A"},{"$error":"#N/A"},0,0,0,0,8,7,23,32,0,122,155,95,275,392,21,209,242,122,172,46,0]
[null,"OPEX: heat recovery revenue",null,null,null,{"$f":"SUM(J111:Q111)","v":{"$error":"#VALUE!"}},null,null,"Peak load",{"$f":"VLOOKUP($AG$31,$S$12:$X$77,2,FALSE)","v":0},{"$f":"VLOOKUP($AG$38,$S$12:$X$77,2,FALSE)","v":0},{"$f":"VLOOKUP($AG$45,$S$12:$X$77,2,FALSE)","v":0},{"$f":"VLOOKUP($AG$52,$S$12:$X$77,2,FALSE)","v":0},null,null,null,null,null,"q_hru_eco-comp,lt",0,{"$error":"#N/A"},null,null,null,null,null,null,"COP",null,null,{"$f":"M97","v":{"$error":"#N/A"}},null,"q_hru_comp-fs,lt","q_hru_fc-fs,lt",null,null,"e_hru_fs,lt",null,null,null,null,null,null,{"$f":"IF(ISNUMBER(MATCH(AR$11,$AG64:$AJ64,0)),1,0)*IF(ISNUMBER($AF64),(1-$AF64),1) + IF(ISNUMBER(MATCH(AR$11,$AK64:$AP64,0)),-1,0)*_xlfn.IFS(ISNUMBER($AD64),$AD64,ISNUMBER($AE64),$AE64,ISNUMBER($AF64),$AF64,AND($AD64=0,$AE64=0,$AF64=0),1)","v":{"$error":"#N/A"}},{"$f":"IF(ISNUMBER(MATCH(AS$11,$AG64:$AJ64,0)),1,0)*IF(ISNUMBER($AF64),(1-$AF64),1) + IF(ISNUMBER(MATCH(AS$11,$AK64:$AP64,0)),-1,0)*_xlfn.IFS(ISNUMBER($AD64),$AD64,ISNUMBER($AE64),$AE64,ISNUMBER($AF64),$AF64,AND($AD64=0,$AE64=0,$AF64=0),1)","v":{"$error":"#N/A"}},{"$f":"IF(ISNUMBER(MATCH(AT$11,$AG64:$AJ64,0)),1,0)*IF(ISNUMBER($AF64),(1-$AF64),1) + IF(ISNUMBER(MATCH(AT$11,$AK64:$AP64,0)),-1,0)*_xlfn.IFS(ISNUMBER($AD64),$AD64,ISNUMBER($AE64),$AE64,ISNUMBER($AF64),$AF64,AND($AD64=0,$AE64=0,$AF64=0),1)","v":{"$error":"#N/A"}},{"$f":"IF(ISNUMBER(MATCH(AU$11,$AG64:$AJ64,0)),1,0)*IF(ISNUMBER($AF64),(1-$AF64),1) + IF(ISNUMBER(MATCH(AU$11,$AK64:$AP64,0)),-1,0)*_xlfn.IFS(ISNUMBER($AD64),$AD64,ISNUMBER($AE64),$AE64,ISNUMBER($AF64),$AF64,AND($AD64=0,$AE64=0,$AF64=0),1)","v":{"$error":"#N/A"}},{"$f":"IF(ISNUMBER(MATCH(AV$11,$AG64:$AJ64,0)),1,0)*IF(ISNUMBER($AF64),(1-$AF64),1) + IF(ISNUMBER(MATCH(AV$11,$AK64:$AP64,0)),-1,0)*_xlfn.IFS(ISNUMBER($AD64),$AD64,ISNUMBER($AE64),$AE64,ISNUMBER($AF64),$AF64,AND($AD64=0,$AE64=0,$AF64=0),1)","v":{"$error":"#N/A"}},{"$f":"IF(ISNUMBER(MATCH(AW$11,$AG64:$AJ64,0)),1,0)*IF(ISNUMBER($AF64),(1-$AF64),1) + IF(ISNUMBER(MATCH(AW$11,$AK64:$AP64,0)),-1,0)*_xlfn.IFS(ISNUMBER($AD64),$AD64,ISNUMBER($AE64),$AE64,ISNUMBER($AF64),$AF64,AND($AD64=0,$AE64=0,$AF64=0),1)","v":{"$error":"#N/A"}},{"$f":"IF(ISNUMBER(MATCH(AX$11,$AG64:$AJ64,0)),1,0)*IF(ISNUMBER($AF64),(1-$AF64),1) + IF(ISNUMBER(MATCH(AX$11,$AK64:$AP64,0)),-1,0)*_xlfn.IFS(ISNUMBER($AD64),$AD64,ISNUMBER($AE64),$AE64,ISNUMBER($AF64),$AF64,AND($AD64=0,$AE64=0,$AF64=0),1)","v":{"$error":"#N/A"}},{"$f":"IF(ISNUMBER(MATCH(AY$11,$AG64:$AJ64,0)),1,0)*IF(ISNUMBER($AF64),(1-$AF64),1) + IF(ISNUMBER(MATCH(AY$11,$AK64:$AP64,0)),-1,0)*_xlfn.IFS(ISNUMBER($AD64),$AD64,ISNUMBER($AE64),$AE64,ISNUMBER($AF64),$AF64,AND($AD64=0,$AE64=0,$AF64=0),1)","v":{"$error":"#N/A"}},{"$f":"IF(ISNUMBER(MATCH(AZ$11,$AG64:$AJ64,0)),1,0)*IF(ISNUMBER($AF64),(1-$AF64),1) + IF(ISNUMBER(MATCH(AZ$11,$AK64:$AP64,0)),-1,0)*_xlfn.IFS(ISNUMBER($AD64),$AD64,ISNUMBER($AE64),$AE64,ISNUMBER($AF64),$AF64,AND($AD64=0,$AE64=0,$AF64=0),1)","v":{"$error":"#N/A"}},{"$f":"IF(ISNUMBER(MATCH(BA$11,$AG64:$AJ64,0)),1,0)*IF(ISNUMBER($AF64),(1-$AF64),1) + IF(ISNUMBER(MATCH(BA$11,$AK64:$AP64,0)),-1,0)*_xlfn.IFS(ISNUMBER($AD64),$AD64,ISNUMBER($AE64),$AE64,ISNUMBER($AF64),$AF64,AND($AD64=0,$AE64=0,$AF64=0),1)","v":{"$error":"#N/A"}},{"$f":"IF(ISNUMBER(MATCH(BB$11,$AG64:$AJ64,0)),1,0)*IF(ISNUMBER($AF64),(1-$AF64),1) + IF(ISNUMBER(MATCH(BB$11,$AK64:$AP64,0)),-1,0)*_xlfn.IFS(ISNUMBER($AD64),$AD64,ISNUMBER($AE64),$AE64,ISNUMBER($AF64),$AF64,AND($AD64=0,$AE64=0,$AF64=0),1)","v":{"$error":"#N/A"}},{"$f":"IF(ISNUMBER(MATCH(BC$11,$AG64:$AJ64,0)),1,0)*IF(ISNUMBER($AF64),(1-$AF64),1) + IF(ISNUMBER(MATCH(BC$11,$AK64:$AP64,0)),-1,0)*_xlfn.IFS(ISNUMBER($AD64),$AD64,ISNUMBER($AE64),$AE64,ISNUMBER($AF64),$AF64,AND($AD64=0,$AE64=0,$AF64=0),1)","v":{"$error":"#N/A"}},{"$f":"IF(ISNUMBER(MATCH(BD$11,$AG64:$AJ64,0)),1,0)*IF(ISNUMBER($AF64),(1-$AF64),1) + IF(ISNUMBER(MATCH(BD$11,$AK64:$AP64,0)),-1,0)*_xlfn.IFS(ISNUMBER($AD64),$AD64,ISNUMBER($AE64),$AE64,ISNUMBER($AF64),$AF64,AND($AD64=0,$AE64=0,$AF64=0),1)","v":{"$error":"#N/A"}},{"$f":"IF(ISNUMBER(MATCH(BE$11,$AG64:$AJ64,0)),1,0)*IF(ISNUMBER($AF64),(1-$AF64),1) + IF(ISNUMBER(MATCH(BE$11,$AK64:$AP64,0)),-1,0)*_xlfn.IFS(ISNUMBER($AD64),$AD64,ISNUMBER($AE64),$AE64,ISNUMBER($AF64),$AF64,AND($AD64=0,$AE64=0,$AF64=0),1)","v":{"$error":"#N/A"}},{"$f":"IF(ISNUMBER(MATCH(BF$11,$AG64:$AJ64,0)),1,0)*IF(ISNUMBER($AF64),(1-$AF64),1) + IF(ISNUMBER(MATCH(BF$11,$AK64:$AP64,0)),-1,0)*_xlfn.IFS(ISNUMBER($AD64),$AD64,ISNUMBER($AE64),$AE64,ISNUMBER($AF64),$AF64,AND($AD64=0,$AE64=0,$AF64=0),1)","v":{"$error":"#N/A"}},{"$f":"IF(ISNUMBER(MATCH(BG$11,$AG64:$AJ64,0)),1,0)*IF(ISNUMBER($AF64),(1-$AF64),1) + IF(ISNUMBER(MATCH(BG$11,$AK64:$AP64,0)),-1,0)*_xlfn.IFS(ISNUMBER($AD64),$AD64,ISNUMBER($AE64),$AE64,ISNUMBER($AF64),$AF64,AND($AD64=0,$AE64=0,$AF64=0),1)","v":{"$error":"#N/A"}},{"$f":"IF(ISNUMBER(MATCH(BH$11,$AG64:$AJ64,0)),1,0)*IF(ISNUMBER($AF64),(1-$AF64),1) + IF(ISNUMBER(MATCH(BH$11,$AK64:$AP64,0)),-1,0)*_xlfn.IFS(ISNUMBER($AD64),$AD64,ISNUMBER($AE64),$AE64,ISNUMBER($AF64),$AF64,AND($AD64=0,$AE64=0,$AF64=0),1)","v":{"$error":"#N/A"}},{"$f":"IF(ISNUMBER(MATCH(BI$11,$AG64:$AJ64,0)),1,0)*IF(ISNUMBER($AF64),(1-$AF64),1) + IF(ISNUMBER(MATCH(BI$11,$AK64:$AP64,0)),-1,0)*_xlfn.IFS(ISNUMBER($AD64),$AD64,ISNUMBER($AE64),$AE64,ISNUMBER($AF64),$AF64,AND($AD64=0,$AE64=0,$AF64=0),1)","v":{"$error":"#N/A"}},{"$f":"IF(ISNUMBER(MATCH(BJ$11,$AG64:$AJ64,0)),1,0)*IF(ISNUMBER($AF64),(1-$AF64),1) + IF(ISNUMBER(MATCH(BJ$11,$AK64:$AP64,0)),-1,0)*_xlfn.IFS(ISNUMBER($AD64),$AD64,ISNUMBER($AE64),$AE64,ISNUMBER($AF64),$AF64,AND($AD64=0,$AE64=0,$AF64=0),1)","v":{"$error":"#N/A"}},{"$f":"IF(ISNUMBER(MATCH(BK$11,$AG64:$AJ64,0)),1,0)*IF(ISNUMBER($AF64),(1-$AF64),1) + IF(ISNUMBER(MATCH(BK$11,$AK64:$AP64,0)),-1,0)*_xlfn.IFS(ISNUMBER($AD64),$AD64,ISNUMBER($AE64),$AE64,ISNUMBER($AF64),$AF64,AND($AD64=0,$AE64=0,$AF64=0),1)","v":{"$error":"#N/A"}},{"$f":"IF(ISNUMBER(MATCH(BL$11,$AG64:$AJ64,0)),1,0)*IF(ISNUMBER($AF64),(1-$AF64),1) + IF(ISNUMBER(MATCH(BL$11,$AK64:$AP64,0)),-1,0)*_xlfn.IFS(ISNUMBER($AD64),$AD64,ISNUMBER($AE64),$AE64,ISNUMBER($AF64),$AF64,AND($AD64=0,$AE64=0,$AF64=0),1)","v":{"$error":"#N/A"}},{"$f":"IF(ISNUMBER(MATCH(BM$11,$AG64:$AJ64,0)),1,0)*IF(ISNUMBER($AF64),(1-$AF64),1) + IF(ISNUMBER(MATCH(BM$11,$AK64:$AP64,0)),-1,0)*_xlfn.IFS(ISNUMBER($AD64),$AD64,ISNUMBER($AE64),$AE64,ISNUMBER($AF64),$AF64,AND($AD64=0,$AE64=0,$AF64=0),1)","v":{"$error":"#N/A"}},{"$f":"IF(ISNUMBER(MATCH(BN$11,$AG64:$AJ64,0)),1,0)*IF(ISNUMBER($AF64),(1-$AF64),1) + IF(ISNUMBER(MATCH(BN$11,$AK64:$AP64,0)),-1,0)*_xlfn.IFS(ISNUMBER($AD64),$AD64,ISNUMBER($AE64),$AE64,ISNUMBER($AF64),$AF64,AND($AD64=0,$AE64=0,$AF64=0),1)","v":{"$error":"#N/A"}},{"$f":"IF(ISNUMBER(MATCH(BO$11,$AG64:$AJ64,0)),1,0)*IF(ISNUMBER($AF64),(1-$AF64),1) + IF(ISNUMBER(MATCH(BO$11,$AK64:$AP64,0)),-1,0)*_xlfn.IFS(ISNUMBER($AD64),$AD64,ISNUMBER($AE64),$AE64,ISNUMBER($AF64),$AF64,AND($AD64=0,$AE64=0,$AF64=0),1)","v":{"$error":"#N/A"}},{"$f":"IF(ISNUMBER(MATCH(BP$11,$AG64:$AJ64,0)),1,0)*IF(ISNUMBER($AF64),(1-$AF64),1) + IF(ISNUMBER(MATCH(BP$11,$AK64:$AP64,0)),-1,0)*_xlfn.IFS(ISNUMBER($AD64),$AD64,ISNUMBER($AE64),$AE64,ISNUMBER($AF64),$AF64,AND($AD64=0,$AE64=0,$AF64=0),1)","v":{"$error":"#N/A"}},{"$f":"IF(ISNUMBER(MATCH(BQ$11,$AG64:$AJ64,0)),1,0)*IF(ISNUMBER($AF64),(1-$AF64),1) + IF(ISNUMBER(MATCH(BQ$11,$AK64:$AP64,0)),-1,0)*_xlfn.IFS(ISNUMBER($AD64),$AD64,ISNUMBER($AE64),$AE64,ISNUMBER($AF64),$AF64,AND($AD64=0,$AE64=0,$AF64=0),1)","v":{"$error":"#N/A"}},{"$f":"IF(ISNUMBER(MATCH(BR$11,$AG64:$AJ64,0)),1,0)*IF(ISNUMBER($AF64),(1-$AF64),1) + IF(ISNUMBER(MATCH(BR$11,$AK64:$AP64,0)),-1,0)*_xlfn.IFS(ISNUMBER($AD64),$AD64,ISNUMBER($AE64),$AE64,ISNUMBER($AF64),$AF64,AND($AD64=0,$AE64=0,$AF64=0),1)","v":{"$error":"#N/A"}},{"$f":"IF(ISNUMBER(MATCH(BS$11,$AG64:$AJ64,0)),1,0)*IF(ISNUMBER($AF64),(1-$AF64),1) + IF(ISNUMBER(MATCH(BS$11,$AK64:$AP64,0)),-1,0)*_xlfn.IFS(ISNUMBER($AD64),$AD64,ISNUMBER($AE64),$AE64,ISNUMBER($AF64),$AF64,AND($AD64=0,$AE64=0,$AF64=0),1)","v":{"$error":"#N/A"}},{"$f":"IF(ISNUMBER(MATCH(BT$11,$AG64:$AJ64,0)),1,0)*IF(ISNUMBER($AF64),(1-$AF64),1) + IF(ISNUMBER(MATCH(BT$11,$AK64:$AP64,0)),-1,0)*_xlfn.IFS(ISNUMBER($AD64),$AD64,ISNUMBER($AE64),$AE64,ISNUMBER($AF64),$AF64,AND($AD64=0,$AE64=0,$AF64=0),1)","v":{"$error":"#N/A"}},{"$f":"IF(ISNUMBER(MATCH(BU$11,$AG64:$AJ64,0)),1,0)*IF(ISNUMBER($AF64),(1-$AF64),1) + IF(ISNUMBER(MATCH(BU$11,$AK64:$AP64,0)),-1,0)*_xlfn.IFS(ISNUMBER($AD64),$AD64,ISNUMBER($AE64),$AE64,ISNUMBER($AF64),$AF64,AND($AD64=0,$AE64=0,$AF64=0),1)","v":{"$error":"#N/A"}},{"$f":"IF(ISNUMBER(MATCH(BV$11,$AG64:$AJ64,0)),1,0)*IF(ISNUMBER($AF64),(1-$AF64),1) + IF(ISNUMBER(MATCH(BV$11,$AK64:$AP64,0)),-1,0)*_xlfn.IFS(ISNUMBER($AD64),$AD64,ISNUMBER($AE64),$AE64,ISNUMBER($AF64),$AF64,AND($AD64=0,$AE64=0,$AF64=0),1)","v":{"$error":"#N/A"}},{"$f":"IF(ISNUMBER(MATCH(BW$11,$AG64:$AJ64,0)),1,0)*IF(ISNUMBER($AF64),(1-$AF64),1) + IF(ISNUMBER(MATCH(BW$11,$AK64:$AP64,0)),-1,0)*_xlfn.IFS(ISNUMBER($AD64),$AD64,ISNUMBER($AE64),$AE64,ISNUMBER($AF64),$AF64,AND($AD64=0,$AE64=0,$AF64=0),1)","v":{"$error":"#N/A"}},{"$f":"IF(ISNUMBER(MATCH(BX$11,$AG64:$AJ64,0)),1,0)*IF(ISNUMBER($AF64),(1-$AF64),1) + IF(ISNUMBER(MATCH(BX$11,$AK64:$AP64,0)),-1,0)*_xlfn.IFS(ISNUMBER($AD64),$AD64,ISNUMBER($AE64),$AE64,ISNUMBER($AF64),$AF64,AND($AD64=0,$AE64=0,$AF64=0),1)","v":{"$error":"#N/A"}},{"$f":"IF(ISNUMBER(MATCH(BY$11,$AG64:$AJ64,0)),1,0)*IF(ISNUMBER($AF64),(1-$AF64),1) + IF(ISNUMBER(MATCH(BY$11,$AK64:$AP64,0)),-1,0)*_xlfn.IFS(ISNUMBER($AD64),$AD64,ISNUMBER($AE64),$AE64,ISNUMBER($AF64),$AF64,AND($AD64=0,$AE64=0,$AF64=0),1)","v":{"$error":"#N/A"}},{"$f":"IF(ISNUMBER(MATCH(BZ$11,$AG64:$AJ64,0)),1,0)*IF(ISNUMBER($AF64),(1-$AF64),1) + IF(ISNUMBER(MATCH(BZ$11,$AK64:$AP64,0)),-1,0)*_xlfn.IFS(ISNUMBER($AD64),$AD64,ISNUMBER($AE64),$AE64,ISNUMBER($AF64),$AF64,AND($AD64=0,$AE64=0,$AF64=0),1)","v":{"$error":"#N/A"}},{"$f":"IF(ISNUMBER(MATCH(CA$11,$AG64:$AJ64,0)),1,0)*IF(ISNUMBER($AF64),(1-$AF64),1) + IF(ISNUMBER(MATCH(CA$11,$AK64:$AP64,0)),-1,0)*_xlfn.IFS(ISNUMBER($AD64),$AD64,ISNUMBER($AE64),$AE64,ISNUMBER($AF64),$AF64,AND($AD64=0,$AE64=0,$AF64=0),1)","v":{"$error":"#N/A"}},{"$f":"IF(ISNUMBER(MATCH(CB$11,$AG64:$AJ64,0)),1,0)*IF(ISNUMBER($AF64),(1-$AF64),1) + IF(ISNUMBER(MATCH(CB$11,$AK64:$AP64,0)),-1,0)*_xlfn.IFS(ISNUMBER($AD64),$AD64,ISNUMBER($AE64),$AE64,ISNUMBER($AF64),$AF64,AND($AD64=0,$AE64=0,$AF64=0),1)","v":{"$error":"#N/A"}},{"$f":"IF(ISNUMBER(MATCH(CC$11,$AG64:$AJ64,0)),1,0)*IF(ISNUMBER($AF64),(1-$AF64),1) + IF(ISNUMBER(MATCH(CC$11,$AK64:$AP64,0)),-1,0)*_xlfn.IFS(ISNUMBER($AD64),$AD64,ISNUMBER($AE64),$AE64,ISNUMBER($AF64),$AF64,AND($AD64=0,$AE64=0,$AF64=0),1)","v":{"$error":"#N/A"}},{"$f":"IF(ISNUMBER(MATCH(CD$11,$AG64:$AJ64,0)),1,0)*IF(ISNUMBER($AF64),(1-$AF64),1) + IF(ISNUMBER(MATCH(CD$11,$AK64:$AP64,0)),-1,0)*_xlfn.IFS(ISNUMBER($AD64),$AD64,ISNUMBER($AE64),$AE64,ISNUMBER($AF64),$AF64,AND($AD64=0,$AE64=0,$AF64=0),1)","v":{"$error":"#N/A"}},{"$f":"IF(ISNUMBER(MATCH(CE$11,$AG64:$AJ64,0)),1,0)*IF(ISNUMBER($AF64),(1-$AF64),1) + IF(ISNUMBER(MATCH(CE$11,$AK64:$AP64,0)),-1,0)*_xlfn.IFS(ISNUMBER($AD64),$AD64,ISNUMBER($AE64),$AE64,ISNUMBER($AF64),$AF64,AND($AD64=0,$AE64=0,$AF64=0),1)","v":{"$error":"#N/A"}},{"$f":"IF(ISNUMBER(MATCH(CF$11,$AG64:$AJ64,0)),1,0)*IF(ISNUMBER($AF64),(1-$AF64),1) + IF(ISNUMBER(MATCH(CF$11,$AK64:$AP64,0)),-1,0)*_xlfn.IFS(ISNUMBER($AD64),$AD64,ISNUMBER($AE64),$AE64,ISNUMBER($AF64),$AF64,AND($AD64=0,$AE64=0,$AF64=0),1)","v":{"$error":"#N/A"}},{"$f":"IF(ISNUMBER(MATCH(CG$11,$AG64:$AJ64,0)),1,0)*IF(ISNUMBER($AF64),(1-$AF64),1) + IF(ISNUMBER(MATCH(CG$11,$AK64:$AP64,0)),-1,0)*_xlfn.IFS(ISNUMBER($AD64),$AD64,ISNUMBER($AE64),$AE64,ISNUMBER($AF64),$AF64,AND($AD64=0,$AE64=0,$AF64=0),1)","v":{"$error":"#N/A"}},{"$f":"IF(ISNUMBER(MATCH(CH$11,$AG64:$AJ64,0)),1,0)*IF(ISNUMBER($AF64),(1-$AF64),1) + IF(ISNUMBER(MATCH(CH$11,$AK64:$AP64,0)),-1,0)*_xlfn.IFS(ISNUMBER($AD64),$AD64,ISNUMBER($AE64),$AE64,ISNUMBER($AF64),$AF64,AND($AD64=0,$AE64=0,$AF64=0),1)","v":{"$error":"#N/A"}},{"$f":"IF(ISNUMBER(MATCH(CI$11,$AG64:$AJ64,0)),1,0)*IF(ISNUMBER($AF64),(1-$AF64),1) + IF(ISNUMBER(MATCH(CI$11,$AK64:$AP64,0)),-1,0)*_xlfn.IFS(ISNUMBER($AD64),$AD64,ISNUMBER($AE64),$AE64,ISNUMBER($AF64),$AF64,AND($AD64=0,$AE64=0,$AF64=0),1)","v":{"$error":"#N/A"}},{"$f":"IF(ISNUMBER(MATCH(CJ$11,$AG64:$AJ64,0)),1,0)*IF(ISNUMBER($AF64),(1-$AF64),1) + IF(ISNUMBER(MATCH(CJ$11,$AK64:$AP64,0)),-1,0)*_xlfn.IFS(ISNUMBER($AD64),$AD64,ISNUMBER($AE64),$AE64,ISNUMBER($AF64),$AF64,AND($AD64=0,$AE64=0,$AF64=0),1)","v":{"$error":"#N/A"}},{"$f":"IF(ISNUMBER(MATCH(CK$11,$AG64:$AJ64,0)),1,0)*IF(ISNUMBER($AF64),(1-$AF64),1) + IF(ISNUMBER(MATCH(CK$11,$AK64:$AP64,0)),-1,0)*_xlfn.IFS(ISNUMBER($AD64),$AD64,ISNUMBER($AE64),$AE64,ISNUMBER($AF64),$AF64,AND($AD64=0,$AE64=0,$AF64=0),1)","v":{"$error":"#N/A"}},{"$f":"IF(ISNUMBER(MATCH(CL$11,$AG64:$AJ64,0)),1,0)*IF(ISNUMBER($AF64),(1-$AF64),1) + IF(ISNUMBER(MATCH(CL$11,$AK64:$AP64,0)),-1,0)*_xlfn.IFS(ISNUMBER($AD64),$AD64,ISNUMBER($AE64),$AE64,ISNUMBER($AF64),$AF64,AND($AD64=0,$AE64=0,$AF64=0),1)","v":{"$error":"#N/A"}},{"$f":"IF(ISNUMBER(MATCH(CM$11,$AG64:$AJ64,0)),1,0)*IF(ISNUMBER($AF64),(1-$AF64),1) + IF(ISNUMBER(MATCH(CM$11,$AK64:$AP64,0)),-1,0)*_xlfn.IFS(ISNUMBER($AD64),$AD64,ISNUMBER($AE64),$AE64,ISNUMBER($AF64),$AF64,AND($AD64=0,$AE64=0,$AF64=0),1)","v":{"$error":"#N/A"}},{"$f":"IF(ISNUMBER(MATCH(CN$11,$AG64:$AJ64,0)),1,0)*IF(ISNUMBER($AF64),(1-$AF64),1) + IF(ISNUMBER(MATCH(CN$11,$AK64:$AP64,0)),-1,0)*_xlfn.IFS(ISNUMBER($AD64),$AD64,ISNUMBER($AE64),$AE64,ISNUMBER($AF64),$AF64,AND($AD64=0,$AE64=0,$AF64=0),1)","v":{"$error":"#N/A"}},{"$f":"IF(ISNUMBER(MATCH(CO$11,$AG64:$AJ64,0)),1,0)*IF(ISNUMBER($AF64),(1-$AF64),1) + IF(ISNUMBER(MATCH(CO$11,$AK64:$AP64,0)),-1,0)*_xlfn.IFS(ISNUMBER($AD64),$AD64,ISNUMBER($AE64),$AE64,ISNUMBER($AF64),$AF64,AND($AD64=0,$AE64=0,$AF64=0),1)","v":{"$error":"#N/A"}},{"$f":"IF(ISNUMBER(MATCH(CP$11,$AG64:$AJ64,0)),1,0)*IF(ISNUMBER($AF64),(1-$AF64),1) + IF(ISNUMBER(MATCH(CP$11,$AK64:$AP64,0)),-1,0)*_xlfn.IFS(ISNUMBER($AD64),$AD64,ISNUMBER($AE64),$AE64,ISNUMBER($AF64),$AF64,AND($AD64=0,$AE64=0,$AF64=0),1)","v":{"$error":"#N/A"}},{"$f":"IF(ISNUMBER(MATCH(CQ$11,$AG64:$AJ64,0)),1,0)*IF(ISNUMBER($AF64),(1-$AF64),1) + IF(ISNUMBER(MATCH(CQ$11,$AK64:$AP64,0)),-1,0)*_xlfn.IFS(ISNUMBER($AD64),$AD64,ISNUMBER($AE64),$AE64,ISNUMBER($AF64),$AF64,AND($AD64=0,$AE64=0,$AF64=0),1)","v":{"$error":"#N/A"}},{"$f":"IF(ISNUMBER(MATCH(CR$11,$AG64:$AJ64,0)),1,0)*IF(ISNUMBER($AF64),(1-$AF64),1) + IF(ISNUMBER(MATCH(CR$11,$AK64:$AP64,0)),-1,0)*_xlfn.IFS(ISNUMBER($AD64),$AD64,ISNUMBER($AE64),$AE64,ISNUMBER($AF64),$AF64,AND($AD64=0,$AE64=0,$AF64=0),1)","v":{"$error":"#N/A"}},{"$f":"IF(ISNUMBER(MATCH(CS$11,$AG64:$AJ64,0)),1,0)*IF(ISNUMBER($AF64),(1-$AF64),1) + IF(ISNUMBER(MATCH(CS$11,$AK64:$AP64,0)),-1,0)*_xlfn.IFS(ISNUMBER($AD64),$AD64,ISNUMBER($AE64),$AE64,ISNUMBER($AF64),$AF64,AND($AD64=0,$AE64=0,$AF64=0),1)","v":{"$error":"#N/A"}},{"$f":"IF(ISNUMBER(MATCH(CT$11,$AG64:$AJ64,0)),1,0)*IF(ISNUMBER($AF64),(1-$AF64),1) + IF(ISNUMBER(MATCH(CT$11,$AK64:$AP64,0)),-1,0)*_xlfn.IFS(ISNUMBER($AD64),$AD64,ISNUMBER($AE64),$AE64,ISNUMBER($AF64),$AF64,AND($AD64=0,$AE64=0,$AF64=0),1)","v":{"$error":"#N/A"}},{"$f":"IF(ISNUMBER(MATCH(CU$11,$AG64:$AJ64,0)),1,0)*IF(ISNUMBER($AF64),(1-$AF64),1) + IF(ISNUMBER(MATCH(CU$11,$AK64:$AP64,0)),-1,0)*_xlfn.IFS(ISNUMBER($AD64),$AD64,ISNUMBER($AE64),$AE64,ISNUMBER($AF64),$AF64,AND($AD64=0,$AE64=0,$AF64=0),1)","v":{"$error":"#N/A"}},{"$f":"IF(ISNUMBER(MATCH(CV$11,$AG64:$AJ64,0)),1,0)*IF(ISNUMBER($AF64),(1-$AF64),1) + IF(ISNUMBER(MATCH(CV$11,$AK64:$AP64,0)),-1,0)*_xlfn.IFS(ISNUMBER($AD64),$AD64,ISNUMBER($AE64),$AE64,ISNUMBER($AF64),$AF64,AND($AD64=0,$AE64=0,$AF64=0),1)","v":{"$error":"#N/A"}},{"$f":"IF(ISNUMBER(MATCH(CW$11,$AG64:$AJ64,0)),1,0)*IF(ISNUMBER($AF64),(1-$AF64),1) + IF(ISNUMBER(MATCH(CW$11,$AK64:$AP64,0)),-1,0)*_xlfn.IFS(ISNUMBER($AD64),$AD64,ISNUMBER($AE64),$AE64,ISNUMBER($AF64),$AF64,AND($AD64=0,$AE64=0,$AF64=0),1)","v":{"$error":"#N/A"}},{"$f":"IF(ISNUMBER(MATCH(CX$11,$AG64:$AJ64,0)),1,0)*IF(ISNUMBER($AF64),(1-$AF64),1) + IF(ISNUMBER(MATCH(CX$11,$AK64:$AP64,0)),-1,0)*_xlfn.IFS(ISNUMBER($AD64),$AD64,ISNUMBER($AE64),$AE64,ISNUMBER($AF64),$AF64,AND($AD64=0,$AE64=0,$AF64=0),1)","v":{"$error":"#N/A"}},{"$f":"IF(ISNUMBER(MATCH(CY$11,$AG64:$AJ64,0)),1,0)*IF(ISNUMBER($AF64),(1-$AF64),1) + IF(ISNUMBER(MATCH(CY$11,$AK64:$AP64,0)),-1,0)*_xlfn.IFS(ISNUMBER($AD64),$AD64,ISNUMBER($AE64),$AE64,ISNUMBER($AF64),$AF64,AND($AD64=0,$AE64=0,$AF64=0),1)","v":{"$error":"#N/A"}},{"$f":"IF(ISNUMBER(MATCH(CZ$11,$AG64:$AJ64,0)),1,0)*IF(ISNUMBER($AF64),(1-$AF64),1) + IF(ISNUMBER(MATCH(CZ$11,$AK64:$AP64,0)),-1,0)*_xlfn.IFS(ISNUMBER($AD64),$AD64,ISNUMBER($AE64),$AE64,ISNUMBER($AF64),$AF64,AND($AD64=0,$AE64=0,$AF64=0),1)","v":{"$error":"#N/A"}},{"$f":"IF(ISNUMBER(MATCH(DA$11,$AG64:$AJ64,0)),1,0)*IF(ISNUMBER($AF64),(1-$AF64),1) + IF(ISNUMBER(MATCH(DA$11,$AK64:$AP64,0)),-1,0)*_xlfn.IFS(ISNUMBER($AD64),$AD64,ISNUMBER($AE64),$AE64,ISNUMBER($AF64),$AF64,AND($AD64=0,$AE64=0,$AF64=0),1)","v":{"$error":"#N/A"}},{"$f":"IF(ISNUMBER(MATCH(DB$11,$AG64:$AJ64,0)),1,0)*IF(ISNUMBER($AF64),(1-$AF64),1) + IF(ISNUMBER(MATCH(DB$11,$AK64:$AP64,0)),-1,0)*_xlfn.IFS(ISNUMBER($AD64),$AD64,ISNUMBER($AE64),$AE64,ISNUMBER($AF64),$AF64,AND($AD64=0,$AE64=0,$AF64=0),1)","v":{"$error":"#N/A"}},{"$f":"IF(ISNUMBER(MATCH(DC$11,$AG64:$AJ64,0)),1,0)*IF(ISNUMBER($AF64),(1-$AF64),1) + IF(ISNUMBER(MATCH(DC$11,$AK64:$AP64,0)),-1,0)*_xlfn.IFS(ISNUMBER($AD64),$AD64,ISNUMBER($AE64),$AE64,ISNUMBER($AF64),$AF64,AND($AD64=0,$AE64=0,$AF64=0),1)","v":{"$error":"#N/A"}},{"$f":"IF(ISNUMBER(MATCH(DD$11,$AG64:$AJ64,0)),1,0)*IF(ISNUMBER($AF64),(1-$AF64),1) + IF(ISNUMBER(MATCH(DD$11,$AK64:$AP64,0)),-1,0)*_xlfn.IFS(ISNUMBER($AD64),$AD64,ISNUMBER($AE64),$AE64,ISNUMBER($AF64),$AF64,AND($AD64=0,$AE64=0,$AF64=0),1)","v":{"$error":"#N/A"}},{"$f":"IF(ISNUMBER(MATCH(DE$11,$AG64:$AJ64,0)),1,0)*IF(ISNUMBER($AF64),(1-$AF64),1) + IF(ISNUMBER(MATCH(DE$11,$AK64:$AP64,0)),-1,0)*_xlfn.IFS(ISNUMBER($AD64),$AD64,ISNUMBER($AE64),$AE64,ISNUMBER($AF64),$AF64,AND($AD64=0,$AE64=0,$AF64=0),1)","v":{"$error":"#N/A"}},null,0,null,null,null,null,null,null,null,null,null,null,null,-1,{"$error":"#N/A"},{"$error":"#N/A"},0,0,0,0,16,6,44,62,0,110,184,111,320,424,48,236,261,163,148,66,0]
[null,"OPEX total",{"$f":"SUM(J33:N33)","v":{"$error":"#N/A"}},{"$f":"SUM(O33:Q33)","v":{"$error":"#N/A"}},{"$f":"SUM(J72:M72)","v":{"$error":"#N/A"}},{"$f":"SUM(J112:Q112)","v":{"$error":"#N/A"}},null,null,"Average load",{"$f":"VLOOKUP($AG$31,$S$12:$X$77,3,FALSE)","v":{"$error":"#N/A"}},{"$f":"VLOOKUP($AG$38,$S$12:$X$77,3,FALSE)","v":{"$error":"#N/A"}},{"$f":"VLOOKUP($AG$45,$S$12:$X$77,3,FALSE)","v":{"$error":"#N/A"}},{"$f":"VLOOKUP($AG$52,$S$12:$X$77,3,FALSE)","v":{"$error":"#N/A"}},null,null,null,null,null,"q_hru_eco-fc,lt",0,{"$error":"#N/A"},null,null,null,null,null,"Eco","Conservation",null,null,null,null,"q_hru_pump-eco,lt",null,null,null,"q_hru_eco-comp,lt","q_hru_eco-fc,lt",null,null,null,null,null,{"$f":"IF(ISNUMBER(MATCH(AR$11,$AG65:$AJ65,0)),1,0)*IF(ISNUMBER($AF65),(1-$AF65),1) + IF(ISNUMBER(MATCH(AR$11,$AK65:$AP65,0)),-1,0)*_xlfn.IFS(ISNUMBER($AD65),$AD65,ISNUMBER($AE65),$AE65,ISNUMBER($AF65),$AF65,AND($AD65=0,$AE65=0,$AF65=0),1)","v":0},{"$f":"IF(ISNUMBER(MATCH(AS$11,$AG65:$AJ65,0)),1,0)*IF(ISNUMBER($AF65),(1-$AF65),1) + IF(ISNUMBER(MATCH(AS$11,$AK65:$AP65,0)),-1,0)*_xlfn.IFS(ISNUMBER($AD65),$AD65,ISNUMBER($AE65),$AE65,ISNUMBER($AF65),$AF65,AND($AD65=0,$AE65=0,$AF65=0),1)","v":0},{"$f":"IF(ISNUMBER(MATCH(AT$11,$AG65:$AJ65,0)),1,0)*IF(ISNUMBER($AF65),(1-$AF65),1) + IF(ISNUMBER(MATCH(AT$11,$AK65:$AP65,0)),-1,0)*_xlfn.IFS(ISNUMBER($AD65),$AD65,ISNUMBER($AE65),$AE65,ISNUMBER($AF65),$AF65,AND($AD65=0,$AE65=0,$AF65=0),1)","v":0},{"$f":"IF(ISNUMBER(MATCH(AU$11,$AG65:$AJ65,0)),1,0)*IF(ISNUMBER($AF65),(1-$AF65),1) + IF(ISNUMBER(MATCH(AU$11,$AK65:$AP65,0)),-1,0)*_xlfn.IFS(ISNUMBER($AD65),$AD65,ISNUMBER($AE65),$AE65,ISNUMBER($AF65),$AF65,AND($AD65=0,$AE65=0,$AF65=0),1)","v":0},{"$f":"IF(ISNUMBER(MATCH(AV$11,$AG65:$AJ65,0)),1,0)*IF(ISNUMBER($AF65),(1-$AF65),1) + IF(ISNUMBER(MATCH(AV$11,$AK65:$AP65,0)),-1,0)*_xlfn.IFS(ISNUMBER($AD65),$AD65,ISNUMBER($AE65),$AE65,ISNUMBER($AF65),$AF65,AND($AD65=0,$AE65=0,$AF65=0),1)","v":0},{"$f":"IF(ISNUMBER(MATCH(AW$11,$AG65:$AJ65,0)),1,0)*IF(ISNUMBER($AF65),(1-$AF65),1) + IF(ISNUMBER(MATCH(AW$11,$AK65:$AP65,0)),-1,0)*_xlfn.IFS(ISNUMBER($AD65),$AD65,ISNUMBER($AE65),$AE65,ISNUMBER($AF65),$AF65,AND($AD65=0,$AE65=0,$AF65=0),1)","v":0},{"$f":"IF(ISNUMBER(MATCH(AX$11,$AG65:$AJ65,0)),1,0)*IF(ISNUMBER($AF65),(1-$AF65),1) + IF(ISNUMBER(MATCH(AX$11,$AK65:$AP65,0)),-1,0)*_xlfn.IFS(ISNUMBER($AD65),$AD65,ISNUMBER($AE65),$AE65,ISNUMBER($AF65),$AF65,AND($AD65=0,$AE65=0,$AF65=0),1)","v":0},{"$f":"IF(ISNUMBER(MATCH(AY$11,$AG65:$AJ65,0)),1,0)*IF(ISNUMBER($AF65),(1-$AF65),1) + IF(ISNUMBER(MATCH(AY$11,$AK65:$AP65,0)),-1,0)*_xlfn.IFS(ISNUMBER($AD65),$AD65,ISNUMBER($AE65),$AE65,ISNUMBER($AF65),$AF65,AND($AD65=0,$AE65=0,$AF65=0),1)","v":0},{"$f":"IF(ISNUMBER(MATCH(AZ$11,$AG65:$AJ65,0)),1,0)*IF(ISNUMBER($AF65),(1-$AF65),1) + IF(ISNUMBER(MATCH(AZ$11,$AK65:$AP65,0)),-1,0)*_xlfn.IFS(ISNUMBER($AD65),$AD65,ISNUMBER($AE65),$AE65,ISNUMBER($AF65),$AF65,AND($AD65=0,$AE65=0,$AF65=0),1)","v":0},{"$f":"IF(ISNUMBER(MATCH(BA$11,$AG65:$AJ65,0)),1,0)*IF(ISNUMBER($AF65),(1-$AF65),1) + IF(ISNUMBER(MATCH(BA$11,$AK65:$AP65,0)),-1,0)*_xlfn.IFS(ISNUMBER($AD65),$AD65,ISNUMBER($AE65),$AE65,ISNUMBER($AF65),$AF65,AND($AD65=0,$AE65=0,$AF65=0),1)","v":0},{"$f":"IF(ISNUMBER(MATCH(BB$11,$AG65:$AJ65,0)),1,0)*IF(ISNUMBER($AF65),(1-$AF65),1) + IF(ISNUMBER(MATCH(BB$11,$AK65:$AP65,0)),-1,0)*_xlfn.IFS(ISNUMBER($AD65),$AD65,ISNUMBER($AE65),$AE65,ISNUMBER($AF65),$AF65,AND($AD65=0,$AE65=0,$AF65=0),1)","v":0},{"$f":"IF(ISNUMBER(MATCH(BC$11,$AG65:$AJ65,0)),1,0)*IF(ISNUMBER($AF65),(1-$AF65),1) + IF(ISNUMBER(MATCH(BC$11,$AK65:$AP65,0)),-1,0)*_xlfn.IFS(ISNUMBER($AD65),$AD65,ISNUMBER($AE65),$AE65,ISNUMBER($AF65),$AF65,AND($AD65=0,$AE65=0,$AF65=0),1)","v":0},{"$f":"IF(ISNUMBER(MATCH(BD$11,$AG65:$AJ65,0)),1,0)*IF(ISNUMBER($AF65),(1-$AF65),1) + IF(ISNUMBER(MATCH(BD$11,$AK65:$AP65,0)),-1,0)*_xlfn.IFS(ISNUMBER($AD65),$AD65,ISNUMBER($AE65),$AE65,ISNUMBER($AF65),$AF65,AND($AD65=0,$AE65=0,$AF65=0),1)","v":0},{"$f":"IF(ISNUMBER(MATCH(BE$11,$AG65:$AJ65,0)),1,0)*IF(ISNUMBER($AF65),(1-$AF65),1) + IF(ISNUMBER(MATCH(BE$11,$AK65:$AP65,0)),-1,0)*_xlfn.IFS(ISNUMBER($AD65),$AD65,ISNUMBER($AE65),$AE65,ISNUMBER($AF65),$AF65,AND($AD65=0,$AE65=0,$AF65=0),1)","v":0},{"$f":"IF(ISNUMBER(MATCH(BF$11,$AG65:$AJ65,0)),1,0)*IF(ISNUMBER($AF65),(1-$AF65),1) + IF(ISNUMBER(MATCH(BF$11,$AK65:$AP65,0)),-1,0)*_xlfn.IFS(ISNUMBER($AD65),$AD65,ISNUMBER($AE65),$AE65,ISNUMBER($AF65),$AF65,AND($AD65=0,$AE65=0,$AF65=0),1)","v":0},{"$f":"IF(ISNUMBER(MATCH(BG$11,$AG65:$AJ65,0)),1,0)*IF(ISNUMBER($AF65),(1-$AF65),1) + IF(ISNUMBER(MATCH(BG$11,$AK65:$AP65,0)),-1,0)*_xlfn.IFS(ISNUMBER($AD65),$AD65,ISNUMBER($AE65),$AE65,ISNUMBER($AF65),$AF65,AND($AD65=0,$AE65=0,$AF65=0),1)","v":0},{"$f":"IF(ISNUMBER(MATCH(BH$11,$AG65:$AJ65,0)),1,0)*IF(ISNUMBER($AF65),(1-$AF65),1) + IF(ISNUMBER(MATCH(BH$11,$AK65:$AP65,0)),-1,0)*_xlfn.IFS(ISNUMBER($AD65),$AD65,ISNUMBER($AE65),$AE65,ISNUMBER($AF65),$AF65,AND($AD65=0,$AE65=0,$AF65=0),1)","v":0},{"$f":"IF(ISNUMBER(MATCH(BI$11,$AG65:$AJ65,0)),1,0)*IF(ISNUMBER($AF65),(1-$AF65),1) + IF(ISNUMBER(MATCH(BI$11,$AK65:$AP65,0)),-1,0)*_xlfn.IFS(ISNUMBER($AD65),$AD65,ISNUMBER($AE65),$AE65,ISNUMBER($AF65),$AF65,AND($AD65=0,$AE65=0,$AF65=0),1)","v":0},{"$f":"IF(ISNUMBER(MATCH(BJ$11,$AG65:$AJ65,0)),1,0)*IF(ISNUMBER($AF65),(1-$AF65),1) + IF(ISNUMBER(MATCH(BJ$11,$AK65:$AP65,0)),-1,0)*_xlfn.IFS(ISNUMBER($AD65),$AD65,ISNUMBER($AE65),$AE65,ISNUMBER($AF65),$AF65,AND($AD65=0,$AE65=0,$AF65=0),1)","v":0},{"$f":"IF(ISNUMBER(MATCH(BK$11,$AG65:$AJ65,0)),1,0)*IF(ISNUMBER($AF65),(1-$AF65),1) + IF(ISNUMBER(MATCH(BK$11,$AK65:$AP65,0)),-1,0)*_xlfn.IFS(ISNUMBER($AD65),$AD65,ISNUMBER($AE65),$AE65,ISNUMBER($AF65),$AF65,AND($AD65=0,$AE65=0,$AF65=0),1)","v":0},{"$f":"IF(ISNUMBER(MATCH(BL$11,$AG65:$AJ65,0)),1,0)*IF(ISNUMBER($AF65),(1-$AF65),1) + IF(ISNUMBER(MATCH(BL$11,$AK65:$AP65,0)),-1,0)*_xlfn.IFS(ISNUMBER($AD65),$AD65,ISNUMBER($AE65),$AE65,ISNUMBER($AF65),$AF65,AND($AD65=0,$AE65=0,$AF65=0),1)","v":0},{"$f":"IF(ISNUMBER(MATCH(BM$11,$AG65:$AJ65,0)),1,0)*IF(ISNUMBER($AF65),(1-$AF65),1) + IF(ISNUMBER(MATCH(BM$11,$AK65:$AP65,0)),-1,0)*_xlfn.IFS(ISNUMBER($AD65),$AD65,ISNUMBER($AE65),$AE65,ISNUMBER($AF65),$AF65,AND($AD65=0,$AE65=0,$AF65=0),1)","v":0},{"$f":"IF(ISNUMBER(MATCH(BN$11,$AG65:$AJ65,0)),1,0)*IF(ISNUMBER($AF65),(1-$AF65),1) + IF(ISNUMBER(MATCH(BN$11,$AK65:$AP65,0)),-1,0)*_xlfn.IFS(ISNUMBER($AD65),$AD65,ISNUMBER($AE65),$AE65,ISNUMBER($AF65),$AF65,AND($AD65=0,$AE65=0,$AF65=0),1)","v":0},{"$f":"IF(ISNUMBER(MATCH(BO$11,$AG65:$AJ65,0)),1,0)*IF(ISNUMBER($AF65),(1-$AF65),1) + IF(ISNUMBER(MATCH(BO$11,$AK65:$AP65,0)),-1,0)*_xlfn.IFS(ISNUMBER($AD65),$AD65,ISNUMBER($AE65),$AE65,ISNUMBER($AF65),$AF65,AND($AD65=0,$AE65=0,$AF65=0),1)","v":0},{"$f":"IF(ISNUMBER(MATCH(BP$11,$AG65:$AJ65,0)),1,0)*IF(ISNUMBER($AF65),(1-$AF65),1) + IF(ISNUMBER(MATCH(BP$11,$AK65:$AP65,0)),-1,0)*_xlfn.IFS(ISNUMBER($AD65),$AD65,ISNUMBER($AE65),$AE65,ISNUMBER($AF65),$AF65,AND($AD65=0,$AE65=0,$AF65=0),1)","v":0},{"$f":"IF(ISNUMBER(MATCH(BQ$11,$AG65:$AJ65,0)),1,0)*IF(ISNUMBER($AF65),(1-$AF65),1) + IF(ISNUMBER(MATCH(BQ$11,$AK65:$AP65,0)),-1,0)*_xlfn.IFS(ISNUMBER($AD65),$AD65,ISNUMBER($AE65),$AE65,ISNUMBER($AF65),$AF65,AND($AD65=0,$AE65=0,$AF65=0),1)","v":0},{"$f":"IF(ISNUMBER(MATCH(BR$11,$AG65:$AJ65,0)),1,0)*IF(ISNUMBER($AF65),(1-$AF65),1) + IF(ISNUMBER(MATCH(BR$11,$AK65:$AP65,0)),-1,0)*_xlfn.IFS(ISNUMBER($AD65),$AD65,ISNUMBER($AE65),$AE65,ISNUMBER($AF65),$AF65,AND($AD65=0,$AE65=0,$AF65=0),1)","v":0},{"$f":"IF(ISNUMBER(MATCH(BS$11,$AG65:$AJ65,0)),1,0)*IF(ISNUMBER($AF65),(1-$AF65),1) + IF(ISNUMBER(MATCH(BS$11,$AK65:$AP65,0)),-1,0)*_xlfn.IFS(ISNUMBER($AD65),$AD65,ISNUMBER($AE65),$AE65,ISNUMBER($AF65),$AF65,AND($AD65=0,$AE65=0,$AF65=0),1)","v":0},{"$f":"IF(ISNUMBER(MATCH(BT$11,$AG65:$AJ65,0)),1,0)*IF(ISNUMBER($AF65),(1-$AF65),1) + IF(ISNUMBER(MATCH(BT$11,$AK65:$AP65,0)),-1,0)*_xlfn.IFS(ISNUMBER($AD65),$AD65,ISNUMBER($AE65),$AE65,ISNUMBER($AF65),$AF65,AND($AD65=0,$AE65=0,$AF65=0),1)","v":0},{"$f":"IF(ISNUMBER(MATCH(BU$11,$AG65:$AJ65,0)),1,0)*IF(ISNUMBER($AF65),(1-$AF65),1) + IF(ISNUMBER(MATCH(BU$11,$AK65:$AP65,0)),-1,0)*_xlfn.IFS(ISNUMBER($AD65),$AD65,ISNUMBER($AE65),$AE65,ISNUMBER($AF65),$AF65,AND($AD65=0,$AE65=0,$AF65=0),1)","v":0},{"$f":"IF(ISNUMBER(MATCH(BV$11,$AG65:$AJ65,0)),1,0)*IF(ISNUMBER($AF65),(1-$AF65),1) + IF(ISNUMBER(MATCH(BV$11,$AK65:$AP65,0)),-1,0)*_xlfn.IFS(ISNUMBER($AD65),$AD65,ISNUMBER($AE65),$AE65,ISNUMBER($AF65),$AF65,AND($AD65=0,$AE65=0,$AF65=0),1)","v":0},{"$f":"IF(ISNUMBER(MATCH(BW$11,$AG65:$AJ65,0)),1,0)*IF(ISNUMBER($AF65),(1-$AF65),1) + IF(ISNUMBER(MATCH(BW$11,$AK65:$AP65,0)),-1,0)*_xlfn.IFS(ISNUMBER($AD65),$AD65,ISNUMBER($AE65),$AE65,ISNUMBER($AF65),$AF65,AND($AD65=0,$AE65=0,$AF65=0),1)","v":0},{"$f":"IF(ISNUMBER(MATCH(BX$11,$AG65:$AJ65,0)),1,0)*IF(ISNUMBER($AF65),(1-$AF65),1) + IF(ISNUMBER(MATCH(BX$11,$AK65:$AP65,0)),-1,0)*_xlfn.IFS(ISNUMBER($AD65),$AD65,ISNUMBER($AE65),$AE65,ISNUMBER($AF65),$AF65,AND($AD65=0,$AE65=0,$AF65=0),1)","v":0},{"$f":"IF(ISNUMBER(MATCH(BY$11,$AG65:$AJ65,0)),1,0)*IF(ISNUMBER($AF65),(1-$AF65),1) + IF(ISNUMBER(MATCH(BY$11,$AK65:$AP65,0)),-1,0)*_xlfn.IFS(ISNUMBER($AD65),$AD65,ISNUMBER($AE65),$AE65,ISNUMBER($AF65),$AF65,AND($AD65=0,$AE65=0,$AF65=0),1)","v":0},{"$f":"IF(ISNUMBER(MATCH(BZ$11,$AG65:$AJ65,0)),1,0)*IF(ISNUMBER($AF65),(1-$AF65),1) + IF(ISNUMBER(MATCH(BZ$11,$AK65:$AP65,0)),-1,0)*_xlfn.IFS(ISNUMBER($AD65),$AD65,ISNUMBER($AE65),$AE65,ISNUMBER($AF65),$AF65,AND($AD65=0,$AE65=0,$AF65=0),1)","v":0},{"$f":"IF(ISNUMBER(MATCH(CA$11,$AG65:$AJ65,0)),1,0)*IF(ISNUMBER($AF65),(1-$AF65),1) + IF(ISNUMBER(MATCH(CA$11,$AK65:$AP65,0)),-1,0)*_xlfn.IFS(ISNUMBER($AD65),$AD65,ISNUMBER($AE65),$AE65,ISNUMBER($AF65),$AF65,AND($AD65=0,$AE65=0,$AF65=0),1)","v":0},{"$f":"IF(ISNUMBER(MATCH(CB$11,$AG65:$AJ65,0)),1,0)*IF(ISNUMBER($AF65),(1-$AF65),1) + IF(ISNUMBER(MATCH(CB$11,$AK65:$AP65,0)),-1,0)*_xlfn.IFS(ISNUMBER($AD65),$AD65,ISNUMBER($AE65),$AE65,ISNUMBER($AF65),$AF65,AND($AD65=0,$AE65=0,$AF65=0),1)","v":0},{"$f":"IF(ISNUMBER(MATCH(CC$11,$AG65:$AJ65,0)),1,0)*IF(ISNUMBER($AF65),(1-$AF65),1) + IF(ISNUMBER(MATCH(CC$11,$AK65:$AP65,0)),-1,0)*_xlfn.IFS(ISNUMBER($AD65),$AD65,ISNUMBER($AE65),$AE65,ISNUMBER($AF65),$AF65,AND($AD65=0,$AE65=0,$AF65=0),1)","v":0},{"$f":"IF(ISNUMBER(MATCH(CD$11,$AG65:$AJ65,0)),1,0)*IF(ISNUMBER($AF65),(1-$AF65),1) + IF(ISNUMBER(MATCH(CD$11,$AK65:$AP65,0)),-1,0)*_xlfn.IFS(ISNUMBER($AD65),$AD65,ISNUMBER($AE65),$AE65,ISNUMBER($AF65),$AF65,AND($AD65=0,$AE65=0,$AF65=0),1)","v":0},{"$f":"IF(ISNUMBER(MATCH(CE$11,$AG65:$AJ65,0)),1,0)*IF(ISNUMBER($AF65),(1-$AF65),1) + IF(ISNUMBER(MATCH(CE$11,$AK65:$AP65,0)),-1,0)*_xlfn.IFS(ISNUMBER($AD65),$AD65,ISNUMBER($AE65),$AE65,ISNUMBER($AF65),$AF65,AND($AD65=0,$AE65=0,$AF65=0),1)","v":0},{"$f":"IF(ISNUMBER(MATCH(CF$11,$AG65:$AJ65,0)),1,0)*IF(ISNUMBER($AF65),(1-$AF65),1) + IF(ISNUMBER(MATCH(CF$11,$AK65:$AP65,0)),-1,0)*_xlfn.IFS(ISNUMBER($AD65),$AD65,ISNUMBER($AE65),$AE65,ISNUMBER($AF65),$AF65,AND($AD65=0,$AE65=0,$AF65=0),1)","v":0},{"$f":"IF(ISNUMBER(MATCH(CG$11,$AG65:$AJ65,0)),1,0)*IF(ISNUMBER($AF65),(1-$AF65),1) + IF(ISNUMBER(MATCH(CG$11,$AK65:$AP65,0)),-1,0)*_xlfn.IFS(ISNUMBER($AD65),$AD65,ISNUMBER($AE65),$AE65,ISNUMBER($AF65),$AF65,AND($AD65=0,$AE65=0,$AF65=0),1)","v":0},{"$f":"IF(ISNUMBER(MATCH(CH$11,$AG65:$AJ65,0)),1,0)*IF(ISNUMBER($AF65),(1-$AF65),1) + IF(ISNUMBER(MATCH(CH$11,$AK65:$AP65,0)),-1,0)*_xlfn.IFS(ISNUMBER($AD65),$AD65,ISNUMBER($AE65),$AE65,ISNUMBER($AF65),$AF65,AND($AD65=0,$AE65=0,$AF65=0),1)","v":0},{"$f":"IF(ISNUMBER(MATCH(CI$11,$AG65:$AJ65,0)),1,0)*IF(ISNUMBER($AF65),(1-$AF65),1) + IF(ISNUMBER(MATCH(CI$11,$AK65:$AP65,0)),-1,0)*_xlfn.IFS(ISNUMBER($AD65),$AD65,ISNUMBER($AE65),$AE65,ISNUMBER($AF65),$AF65,AND($AD65=0,$AE65=0,$AF65=0),1)","v":0},{"$f":"IF(ISNUMBER(MATCH(CJ$11,$AG65:$AJ65,0)),1,0)*IF(ISNUMBER($AF65),(1-$AF65),1) + IF(ISNUMBER(MATCH(CJ$11,$AK65:$AP65,0)),-1,0)*_xlfn.IFS(ISNUMBER($AD65),$AD65,ISNUMBER($AE65),$AE65,ISNUMBER($AF65),$AF65,AND($AD65=0,$AE65=0,$AF65=0),1)","v":0},{"$f":"IF(ISNUMBER(MATCH(CK$11,$AG65:$AJ65,0)),1,0)*IF(ISNUMBER($AF65),(1-$AF65),1) + IF(ISNUMBER(MATCH(CK$11,$AK65:$AP65,0)),-1,0)*_xlfn.IFS(ISNUMBER($AD65),$AD65,ISNUMBER($AE65),$AE65,ISNUMBER($AF65),$AF65,AND($AD65=0,$AE65=0,$AF65=0),1)","v":0},{"$f":"IF(ISNUMBER(MATCH(CL$11,$AG65:$AJ65,0)),1,0)*IF(ISNUMBER($AF65),(1-$AF65),1) + IF(ISNUMBER(MATCH(CL$11,$AK65:$AP65,0)),-1,0)*_xlfn.IFS(ISNUMBER($AD65),$AD65,ISNUMBER($AE65),$AE65,ISNUMBER($AF65),$AF65,AND($AD65=0,$AE65=0,$AF65=0),1)","v":0},{"$f":"IF(ISNUMBER(MATCH(CM$11,$AG65:$AJ65,0)),1,0)*IF(ISNUMBER($AF65),(1-$AF65),1) + IF(ISNUMBER(MATCH(CM$11,$AK65:$AP65,0)),-1,0)*_xlfn.IFS(ISNUMBER($AD65),$AD65,ISNUMBER($AE65),$AE65,ISNUMBER($AF65),$AF65,AND($AD65=0,$AE65=0,$AF65=0),1)","v":0},{"$f":"IF(ISNUMBER(MATCH(CN$11,$AG65:$AJ65,0)),1,0)*IF(ISNUMBER($AF65),(1-$AF65),1) + IF(ISNUMBER(MATCH(CN$11,$AK65:$AP65,0)),-1,0)*_xlfn.IFS(ISNUMBER($AD65),$AD65,ISNUMBER($AE65),$AE65,ISNUMBER($AF65),$AF65,AND($AD65=0,$AE65=0,$AF65=0),1)","v":0},{"$f":"IF(ISNUMBER(MATCH(CO$11,$AG65:$AJ65,0)),1,0)*IF(ISNUMBER($AF65),(1-$AF65),1) + IF(ISNUMBER(MATCH(CO$11,$AK65:$AP65,0)),-1,0)*_xlfn.IFS(ISNUMBER($AD65),$AD65,ISNUMBER($AE65),$AE65,ISNUMBER($AF65),$AF65,AND($AD65=0,$AE65=0,$AF65=0),1)","v":0},{"$f":"IF(ISNUMBER(MATCH(CP$11,$AG65:$AJ65,0)),1,0)*IF(ISNUMBER($AF65),(1-$AF65),1) + IF(ISNUMBER(MATCH(CP$11,$AK65:$AP65,0)),-1,0)*_xlfn.IFS(ISNUMBER($AD65),$AD65,ISNUMBER($AE65),$AE65,ISNUMBER($AF65),$AF65,AND($AD65=0,$AE65=0,$AF65=0),1)","v":0},{"$f":"IF(ISNUMBER(MATCH(CQ$11,$AG65:$AJ65,0)),1,0)*IF(ISNUMBER($AF65),(1-$AF65),1) + IF(ISNUMBER(MATCH(CQ$11,$AK65:$AP65,0)),-1,0)*_xlfn.IFS(ISNUMBER($AD65),$AD65,ISNUMBER($AE65),$AE65,ISNUMBER($AF65),$AF65,AND($AD65=0,$AE65=0,$AF65=0),1)","v":1},{"$f":"IF(ISNUMBER(MATCH(CR$11,$AG65:$AJ65,0)),1,0)*IF(ISNUMBER($AF65),(1-$AF65),1) + IF(ISNUMBER(MATCH(CR$11,$AK65:$AP65,0)),-1,0)*_xlfn.IFS(ISNUMBER($AD65),$AD65,ISNUMBER($AE65),$AE65,ISNUMBER($AF65),$AF65,AND($AD65=0,$AE65=0,$AF65=0),1)","v":-1},{"$f":"IF(ISNUMBER(MATCH(CS$11,$AG65:$AJ65,0)),1,0)*IF(ISNUMBER($AF65),(1-$AF65),1) + IF(ISNUMBER(MATCH(CS$11,$AK65:$AP65,0)),-1,0)*_xlfn.IFS(ISNUMBER($AD65),$AD65,ISNUMBER($AE65),$AE65,ISNUMBER($AF65),$AF65,AND($AD65=0,$AE65=0,$AF65=0),1)","v":-1},{"$f":"IF(ISNUMBER(MATCH(CT$11,$AG65:$AJ65,0)),1,0)*IF(ISNUMBER($AF65),(1-$AF65),1) + IF(ISNUMBER(MATCH(CT$11,$AK65:$AP65,0)),-1,0)*_xlfn.IFS(ISNUMBER($AD65),$AD65,ISNUMBER($AE65),$AE65,ISNUMBER($AF65),$AF65,AND($AD65=0,$AE65=0,$AF65=0),1)","v":0},{"$f":"IF(ISNUMBER(MATCH(CU$11,$AG65:$AJ65,0)),1,0)*IF(ISNUMBER($AF65),(1-$AF65),1) + IF(ISNUMBER(MATCH(CU$11,$AK65:$AP65,0)),-1,0)*_xlfn.IFS(ISNUMBER($AD65),$AD65,ISNUMBER($AE65),$AE65,ISNUMBER($AF65),$AF65,AND($AD65=0,$AE65=0,$AF65=0),1)","v":0},{"$f":"IF(ISNUMBER(MATCH(CV$11,$AG65:$AJ65,0)),1,0)*IF(ISNUMBER($AF65),(1-$AF65),1) + IF(ISNUMBER(MATCH(CV$11,$AK65:$AP65,0)),-1,0)*_xlfn.IFS(ISNUMBER($AD65),$AD65,ISNUMBER($AE65),$AE65,ISNUMBER($AF65),$AF65,AND($AD65=0,$AE65=0,$AF65=0),1)","v":0},{"$f":"IF(ISNUMBER(MATCH(CW$11,$AG65:$AJ65,0)),1,0)*IF(ISNUMBER($AF65),(1-$AF65),1) + IF(ISNUMBER(MATCH(CW$11,$AK65:$AP65,0)),-1,0)*_xlfn.IFS(ISNUMBER($AD65),$AD65,ISNUMBER($AE65),$AE65,ISNUMBER($AF65),$AF65,AND($AD65=0,$AE65=0,$AF65=0),1)","v":0},{"$f":"IF(ISNUMBER(MATCH(CX$11,$AG65:$AJ65,0)),1,0)*IF(ISNUMBER($AF65),(1-$AF65),1) + IF(ISNUMBER(MATCH(CX$11,$AK65:$AP65,0)),-1,0)*_xlfn.IFS(ISNUMBER($AD65),$AD65,ISNUMBER($AE65),$AE65,ISNUMBER($AF65),$AF65,AND($AD65=0,$AE65=0,$AF65=0),1)","v":0},{"$f":"IF(ISNUMBER(MATCH(CY$11,$AG65:$AJ65,0)),1,0)*IF(ISNUMBER($AF65),(1-$AF65),1) + IF(ISNUMBER(MATCH(CY$11,$AK65:$AP65,0)),-1,0)*_xlfn.IFS(ISNUMBER($AD65),$AD65,ISNUMBER($AE65),$AE65,ISNUMBER($AF65),$AF65,AND($AD65=0,$AE65=0,$AF65=0),1)","v":0},{"$f":"IF(ISNUMBER(MATCH(CZ$11,$AG65:$AJ65,0)),1,0)*IF(ISNUMBER($AF65),(1-$AF65),1) + IF(ISNUMBER(MATCH(CZ$11,$AK65:$AP65,0)),-1,0)*_xlfn.IFS(ISNUMBER($AD65),$AD65,ISNUMBER($AE65),$AE65,ISNUMBER($AF65),$AF65,AND($AD65=0,$AE65=0,$AF65=0),1)","v":0},{"$f":"IF(ISNUMBER(MATCH(DA$11,$AG65:$AJ65,0)),1,0)*IF(ISNUMBER($AF65),(1-$AF65),1) + IF(ISNUMBER(MATCH(DA$11,$AK65:$AP65,0)),-1,0)*_xlfn.IFS(ISNUMBER($AD65),$AD65,ISNUMBER($AE65),$AE65,ISNUMBER($AF65),$AF65,AND($AD65=0,$AE65=0,$AF65=0),1)","v":0},{"$f":"IF(ISNUMBER(MATCH(DB$11,$AG65:$AJ65,0)),1,0)*IF(ISNUMBER($AF65),(1-$AF65),1) + IF(ISNUMBER(MATCH(DB$11,$AK65:$AP65,0)),-1,0)*_xlfn.IFS(ISNUMBER($AD65),$AD65,ISNUMBER($AE65),$AE65,ISNUMBER($AF65),$AF65,AND($AD65=0,$AE65=0,$AF65=0),1)","v":0},{"$f":"IF(ISNUMBER(MATCH(DC$11,$AG65:$AJ65,0)),1,0)*IF(ISNUMBER($AF65),(1-$AF65),1) + IF(ISNUMBER(MATCH(DC$11,$AK65:$AP65,0)),-1,0)*_xlfn.IFS(ISNUMBER($AD65),$AD65,ISNUMBER($AE65),$AE65,ISNUMBER($AF65),$AF65,AND($AD65=0,$AE65=0,$AF65=0),1)","v":0},{"$f":"IF(ISNUMBER(MATCH(DD$11,$AG65:$AJ65,0)),1,0)*IF(ISNUMBER($AF65),(1-$AF65),1) + IF(ISNUMBER(MATCH(DD$11,$AK65:$AP65,0)),-1,0)*_xlfn.IFS(ISNUMBER($AD65),$AD65,ISNUMBER($AE65),$AE65,ISNUMBER($AF65),$AF65,AND($AD65=0,$AE65=0,$AF65=0),1)","v":0},{"$f":"IF(ISNUMBER(MATCH(DE$11,$AG65:$AJ65,0)),1,0)*IF(ISNUMBER($AF65),(1-$AF65),1) + IF(ISNUMBER(MATCH(DE$11,$AK65:$AP65,0)),-1,0)*_xlfn.IFS(ISNUMBER($AD65),$AD65,ISNUMBER($AE65),$AE65,ISNUMBER($AF65),$AF65,AND($AD65=0,$AE65=0,$AF65=0),1)","v":0},null,0,null,null,null,null,null,null,null,null,null,null,null,0,{"$error":"#N/A"},{"$error":"#N/A"},0,0,0,0,23,11,72,78,0,167,213,131,332,416,78,272,280,189,158,122,0]
[null,null,null,null,null,null,null,null,"Average overhead (crit L3 and mech)",{"$f":"VLOOKUP($AG$32,$S$12:$X$77,3,FALSE)+(J65-J68)","v":{"$error":"#N/A"}},{"$f":"VLOOKUP($AG$39,$S$12:$X$77,3,FALSE)+(K65-K68)","v":{"$error":"#N/A"}},{"$f":"VLOOKUP($AG$46,$S$12:$X$77,3,FALSE)+(L65-L68)","v":{"$error":"#N/A"}},{"$f":"VLOOKUP($AG$53,$S$12:$X$77,3,FALSE)+(M65-M68)","v":{"$error":"#N/A"}},null,null,null,null,null,"q_hru_comp-fs,lt",0,{"$error":"#N/A"},null,null,null,null,null,null,"Split",null,null,null,1,"q_hru_eco-fc,lt",null,null,null,"q_hru_eco-comp,lt",null,null,null,null,null,null,{"$f":"IF(ISNUMBER(MATCH(AR$11,$AG66:$AJ66,0)),1,0)*IF(ISNUMBER($AF66),(1-$AF66),1) + IF(ISNUMBER(MATCH(AR$11,$AK66:$AP66,0)),-1,0)*_xlfn.IFS(ISNUMBER($AD66),$AD66,ISNUMBER($AE66),$AE66,ISNUMBER($AF66),$AF66,AND($AD66=0,$AE66=0,$AF66=0),1)","v":0},{"$f":"IF(ISNUMBER(MATCH(AS$11,$AG66:$AJ66,0)),1,0)*IF(ISNUMBER($AF66),(1-$AF66),1) + IF(ISNUMBER(MATCH(AS$11,$AK66:$AP66,0)),-1,0)*_xlfn.IFS(ISNUMBER($AD66),$AD66,ISNUMBER($AE66),$AE66,ISNUMBER($AF66),$AF66,AND($AD66=0,$AE66=0,$AF66=0),1)","v":0},{"$f":"IF(ISNUMBER(MATCH(AT$11,$AG66:$AJ66,0)),1,0)*IF(ISNUMBER($AF66),(1-$AF66),1) + IF(ISNUMBER(MATCH(AT$11,$AK66:$AP66,0)),-1,0)*_xlfn.IFS(ISNUMBER($AD66),$AD66,ISNUMBER($AE66),$AE66,ISNUMBER($AF66),$AF66,AND($AD66=0,$AE66=0,$AF66=0),1)","v":0},{"$f":"IF(ISNUMBER(MATCH(AU$11,$AG66:$AJ66,0)),1,0)*IF(ISNUMBER($AF66),(1-$AF66),1) + IF(ISNUMBER(MATCH(AU$11,$AK66:$AP66,0)),-1,0)*_xlfn.IFS(ISNUMBER($AD66),$AD66,ISNUMBER($AE66),$AE66,ISNUMBER($AF66),$AF66,AND($AD66=0,$AE66=0,$AF66=0),1)","v":0},{"$f":"IF(ISNUMBER(MATCH(AV$11,$AG66:$AJ66,0)),1,0)*IF(ISNUMBER($AF66),(1-$AF66),1) + IF(ISNUMBER(MATCH(AV$11,$AK66:$AP66,0)),-1,0)*_xlfn.IFS(ISNUMBER($AD66),$AD66,ISNUMBER($AE66),$AE66,ISNUMBER($AF66),$AF66,AND($AD66=0,$AE66=0,$AF66=0),1)","v":0},{"$f":"IF(ISNUMBER(MATCH(AW$11,$AG66:$AJ66,0)),1,0)*IF(ISNUMBER($AF66),(1-$AF66),1) + IF(ISNUMBER(MATCH(AW$11,$AK66:$AP66,0)),-1,0)*_xlfn.IFS(ISNUMBER($AD66),$AD66,ISNUMBER($AE66),$AE66,ISNUMBER($AF66),$AF66,AND($AD66=0,$AE66=0,$AF66=0),1)","v":0},{"$f":"IF(ISNUMBER(MATCH(AX$11,$AG66:$AJ66,0)),1,0)*IF(ISNUMBER($AF66),(1-$AF66),1) + IF(ISNUMBER(MATCH(AX$11,$AK66:$AP66,0)),-1,0)*_xlfn.IFS(ISNUMBER($AD66),$AD66,ISNUMBER($AE66),$AE66,ISNUMBER($AF66),$AF66,AND($AD66=0,$AE66=0,$AF66=0),1)","v":0},{"$f":"IF(ISNUMBER(MATCH(AY$11,$AG66:$AJ66,0)),1,0)*IF(ISNUMBER($AF66),(1-$AF66),1) + IF(ISNUMBER(MATCH(AY$11,$AK66:$AP66,0)),-1,0)*_xlfn.IFS(ISNUMBER($AD66),$AD66,ISNUMBER($AE66),$AE66,ISNUMBER($AF66),$AF66,AND($AD66=0,$AE66=0,$AF66=0),1)","v":0},{"$f":"IF(ISNUMBER(MATCH(AZ$11,$AG66:$AJ66,0)),1,0)*IF(ISNUMBER($AF66),(1-$AF66),1) + IF(ISNUMBER(MATCH(AZ$11,$AK66:$AP66,0)),-1,0)*_xlfn.IFS(ISNUMBER($AD66),$AD66,ISNUMBER($AE66),$AE66,ISNUMBER($AF66),$AF66,AND($AD66=0,$AE66=0,$AF66=0),1)","v":0},{"$f":"IF(ISNUMBER(MATCH(BA$11,$AG66:$AJ66,0)),1,0)*IF(ISNUMBER($AF66),(1-$AF66),1) + IF(ISNUMBER(MATCH(BA$11,$AK66:$AP66,0)),-1,0)*_xlfn.IFS(ISNUMBER($AD66),$AD66,ISNUMBER($AE66),$AE66,ISNUMBER($AF66),$AF66,AND($AD66=0,$AE66=0,$AF66=0),1)","v":0},{"$f":"IF(ISNUMBER(MATCH(BB$11,$AG66:$AJ66,0)),1,0)*IF(ISNUMBER($AF66),(1-$AF66),1) + IF(ISNUMBER(MATCH(BB$11,$AK66:$AP66,0)),-1,0)*_xlfn.IFS(ISNUMBER($AD66),$AD66,ISNUMBER($AE66),$AE66,ISNUMBER($AF66),$AF66,AND($AD66=0,$AE66=0,$AF66=0),1)","v":0},{"$f":"IF(ISNUMBER(MATCH(BC$11,$AG66:$AJ66,0)),1,0)*IF(ISNUMBER($AF66),(1-$AF66),1) + IF(ISNUMBER(MATCH(BC$11,$AK66:$AP66,0)),-1,0)*_xlfn.IFS(ISNUMBER($AD66),$AD66,ISNUMBER($AE66),$AE66,ISNUMBER($AF66),$AF66,AND($AD66=0,$AE66=0,$AF66=0),1)","v":0},{"$f":"IF(ISNUMBER(MATCH(BD$11,$AG66:$AJ66,0)),1,0)*IF(ISNUMBER($AF66),(1-$AF66),1) + IF(ISNUMBER(MATCH(BD$11,$AK66:$AP66,0)),-1,0)*_xlfn.IFS(ISNUMBER($AD66),$AD66,ISNUMBER($AE66),$AE66,ISNUMBER($AF66),$AF66,AND($AD66=0,$AE66=0,$AF66=0),1)","v":0},{"$f":"IF(ISNUMBER(MATCH(BE$11,$AG66:$AJ66,0)),1,0)*IF(ISNUMBER($AF66),(1-$AF66),1) + IF(ISNUMBER(MATCH(BE$11,$AK66:$AP66,0)),-1,0)*_xlfn.IFS(ISNUMBER($AD66),$AD66,ISNUMBER($AE66),$AE66,ISNUMBER($AF66),$AF66,AND($AD66=0,$AE66=0,$AF66=0),1)","v":0},{"$f":"IF(ISNUMBER(MATCH(BF$11,$AG66:$AJ66,0)),1,0)*IF(ISNUMBER($AF66),(1-$AF66),1) + IF(ISNUMBER(MATCH(BF$11,$AK66:$AP66,0)),-1,0)*_xlfn.IFS(ISNUMBER($AD66),$AD66,ISNUMBER($AE66),$AE66,ISNUMBER($AF66),$AF66,AND($AD66=0,$AE66=0,$AF66=0),1)","v":0},{"$f":"IF(ISNUMBER(MATCH(BG$11,$AG66:$AJ66,0)),1,0)*IF(ISNUMBER($AF66),(1-$AF66),1) + IF(ISNUMBER(MATCH(BG$11,$AK66:$AP66,0)),-1,0)*_xlfn.IFS(ISNUMBER($AD66),$AD66,ISNUMBER($AE66),$AE66,ISNUMBER($AF66),$AF66,AND($AD66=0,$AE66=0,$AF66=0),1)","v":0},{"$f":"IF(ISNUMBER(MATCH(BH$11,$AG66:$AJ66,0)),1,0)*IF(ISNUMBER($AF66),(1-$AF66),1) + IF(ISNUMBER(MATCH(BH$11,$AK66:$AP66,0)),-1,0)*_xlfn.IFS(ISNUMBER($AD66),$AD66,ISNUMBER($AE66),$AE66,ISNUMBER($AF66),$AF66,AND($AD66=0,$AE66=0,$AF66=0),1)","v":0},{"$f":"IF(ISNUMBER(MATCH(BI$11,$AG66:$AJ66,0)),1,0)*IF(ISNUMBER($AF66),(1-$AF66),1) + IF(ISNUMBER(MATCH(BI$11,$AK66:$AP66,0)),-1,0)*_xlfn.IFS(ISNUMBER($AD66),$AD66,ISNUMBER($AE66),$AE66,ISNUMBER($AF66),$AF66,AND($AD66=0,$AE66=0,$AF66=0),1)","v":0},{"$f":"IF(ISNUMBER(MATCH(BJ$11,$AG66:$AJ66,0)),1,0)*IF(ISNUMBER($AF66),(1-$AF66),1) + IF(ISNUMBER(MATCH(BJ$11,$AK66:$AP66,0)),-1,0)*_xlfn.IFS(ISNUMBER($AD66),$AD66,ISNUMBER($AE66),$AE66,ISNUMBER($AF66),$AF66,AND($AD66=0,$AE66=0,$AF66=0),1)","v":0},{"$f":"IF(ISNUMBER(MATCH(BK$11,$AG66:$AJ66,0)),1,0)*IF(ISNUMBER($AF66),(1-$AF66),1) + IF(ISNUMBER(MATCH(BK$11,$AK66:$AP66,0)),-1,0)*_xlfn.IFS(ISNUMBER($AD66),$AD66,ISNUMBER($AE66),$AE66,ISNUMBER($AF66),$AF66,AND($AD66=0,$AE66=0,$AF66=0),1)","v":0},{"$f":"IF(ISNUMBER(MATCH(BL$11,$AG66:$AJ66,0)),1,0)*IF(ISNUMBER($AF66),(1-$AF66),1) + IF(ISNUMBER(MATCH(BL$11,$AK66:$AP66,0)),-1,0)*_xlfn.IFS(ISNUMBER($AD66),$AD66,ISNUMBER($AE66),$AE66,ISNUMBER($AF66),$AF66,AND($AD66=0,$AE66=0,$AF66=0),1)","v":0},{"$f":"IF(ISNUMBER(MATCH(BM$11,$AG66:$AJ66,0)),1,0)*IF(ISNUMBER($AF66),(1-$AF66),1) + IF(ISNUMBER(MATCH(BM$11,$AK66:$AP66,0)),-1,0)*_xlfn.IFS(ISNUMBER($AD66),$AD66,ISNUMBER($AE66),$AE66,ISNUMBER($AF66),$AF66,AND($AD66=0,$AE66=0,$AF66=0),1)","v":0},{"$f":"IF(ISNUMBER(MATCH(BN$11,$AG66:$AJ66,0)),1,0)*IF(ISNUMBER($AF66),(1-$AF66),1) + IF(ISNUMBER(MATCH(BN$11,$AK66:$AP66,0)),-1,0)*_xlfn.IFS(ISNUMBER($AD66),$AD66,ISNUMBER($AE66),$AE66,ISNUMBER($AF66),$AF66,AND($AD66=0,$AE66=0,$AF66=0),1)","v":0},{"$f":"IF(ISNUMBER(MATCH(BO$11,$AG66:$AJ66,0)),1,0)*IF(ISNUMBER($AF66),(1-$AF66),1) + IF(ISNUMBER(MATCH(BO$11,$AK66:$AP66,0)),-1,0)*_xlfn.IFS(ISNUMBER($AD66),$AD66,ISNUMBER($AE66),$AE66,ISNUMBER($AF66),$AF66,AND($AD66=0,$AE66=0,$AF66=0),1)","v":0},{"$f":"IF(ISNUMBER(MATCH(BP$11,$AG66:$AJ66,0)),1,0)*IF(ISNUMBER($AF66),(1-$AF66),1) + IF(ISNUMBER(MATCH(BP$11,$AK66:$AP66,0)),-1,0)*_xlfn.IFS(ISNUMBER($AD66),$AD66,ISNUMBER($AE66),$AE66,ISNUMBER($AF66),$AF66,AND($AD66=0,$AE66=0,$AF66=0),1)","v":0},{"$f":"IF(ISNUMBER(MATCH(BQ$11,$AG66:$AJ66,0)),1,0)*IF(ISNUMBER($AF66),(1-$AF66),1) + IF(ISNUMBER(MATCH(BQ$11,$AK66:$AP66,0)),-1,0)*_xlfn.IFS(ISNUMBER($AD66),$AD66,ISNUMBER($AE66),$AE66,ISNUMBER($AF66),$AF66,AND($AD66=0,$AE66=0,$AF66=0),1)","v":0},{"$f":"IF(ISNUMBER(MATCH(BR$11,$AG66:$AJ66,0)),1,0)*IF(ISNUMBER($AF66),(1-$AF66),1) + IF(ISNUMBER(MATCH(BR$11,$AK66:$AP66,0)),-1,0)*_xlfn.IFS(ISNUMBER($AD66),$AD66,ISNUMBER($AE66),$AE66,ISNUMBER($AF66),$AF66,AND($AD66=0,$AE66=0,$AF66=0),1)","v":0},{"$f":"IF(ISNUMBER(MATCH(BS$11,$AG66:$AJ66,0)),1,0)*IF(ISNUMBER($AF66),(1-$AF66),1) + IF(ISNUMBER(MATCH(BS$11,$AK66:$AP66,0)),-1,0)*_xlfn.IFS(ISNUMBER($AD66),$AD66,ISNUMBER($AE66),$AE66,ISNUMBER($AF66),$AF66,AND($AD66=0,$AE66=0,$AF66=0),1)","v":0},{"$f":"IF(ISNUMBER(MATCH(BT$11,$AG66:$AJ66,0)),1,0)*IF(ISNUMBER($AF66),(1-$AF66),1) + IF(ISNUMBER(MATCH(BT$11,$AK66:$AP66,0)),-1,0)*_xlfn.IFS(ISNUMBER($AD66),$AD66,ISNUMBER($AE66),$AE66,ISNUMBER($AF66),$AF66,AND($AD66=0,$AE66=0,$AF66=0),1)","v":0},{"$f":"IF(ISNUMBER(MATCH(BU$11,$AG66:$AJ66,0)),1,0)*IF(ISNUMBER($AF66),(1-$AF66),1) + IF(ISNUMBER(MATCH(BU$11,$AK66:$AP66,0)),-1,0)*_xlfn.IFS(ISNUMBER($AD66),$AD66,ISNUMBER($AE66),$AE66,ISNUMBER($AF66),$AF66,AND($AD66=0,$AE66=0,$AF66=0),1)","v":0},{"$f":"IF(ISNUMBER(MATCH(BV$11,$AG66:$AJ66,0)),1,0)*IF(ISNUMBER($AF66),(1-$AF66),1) + IF(ISNUMBER(MATCH(BV$11,$AK66:$AP66,0)),-1,0)*_xlfn.IFS(ISNUMBER($AD66),$AD66,ISNUMBER($AE66),$AE66,ISNUMBER($AF66),$AF66,AND($AD66=0,$AE66=0,$AF66=0),1)","v":0},{"$f":"IF(ISNUMBER(MATCH(BW$11,$AG66:$AJ66,0)),1,0)*IF(ISNUMBER($AF66),(1-$AF66),1) + IF(ISNUMBER(MATCH(BW$11,$AK66:$AP66,0)),-1,0)*_xlfn.IFS(ISNUMBER($AD66),$AD66,ISNUMBER($AE66),$AE66,ISNUMBER($AF66),$AF66,AND($AD66=0,$AE66=0,$AF66=0),1)","v":0},{"$f":"IF(ISNUMBER(MATCH(BX$11,$AG66:$AJ66,0)),1,0)*IF(ISNUMBER($AF66),(1-$AF66),1) + IF(ISNUMBER(MATCH(BX$11,$AK66:$AP66,0)),-1,0)*_xlfn.IFS(ISNUMBER($AD66),$AD66,ISNUMBER($AE66),$AE66,ISNUMBER($AF66),$AF66,AND($AD66=0,$AE66=0,$AF66=0),1)","v":0},{"$f":"IF(ISNUMBER(MATCH(BY$11,$AG66:$AJ66,0)),1,0)*IF(ISNUMBER($AF66),(1-$AF66),1) + IF(ISNUMBER(MATCH(BY$11,$AK66:$AP66,0)),-1,0)*_xlfn.IFS(ISNUMBER($AD66),$AD66,ISNUMBER($AE66),$AE66,ISNUMBER($AF66),$AF66,AND($AD66=0,$AE66=0,$AF66=0),1)","v":0},{"$f":"IF(ISNUMBER(MATCH(BZ$11,$AG66:$AJ66,0)),1,0)*IF(ISNUMBER($AF66),(1-$AF66),1) + IF(ISNUMBER(MATCH(BZ$11,$AK66:$AP66,0)),-1,0)*_xlfn.IFS(ISNUMBER($AD66),$AD66,ISNUMBER($AE66),$AE66,ISNUMBER($AF66),$AF66,AND($AD66=0,$AE66=0,$AF66=0),1)","v":0},{"$f":"IF(ISNUMBER(MATCH(CA$11,$AG66:$AJ66,0)),1,0)*IF(ISNUMBER($AF66),(1-$AF66),1) + IF(ISNUMBER(MATCH(CA$11,$AK66:$AP66,0)),-1,0)*_xlfn.IFS(ISNUMBER($AD66),$AD66,ISNUMBER($AE66),$AE66,ISNUMBER($AF66),$AF66,AND($AD66=0,$AE66=0,$AF66=0),1)","v":0},{"$f":"IF(ISNUMBER(MATCH(CB$11,$AG66:$AJ66,0)),1,0)*IF(ISNUMBER($AF66),(1-$AF66),1) + IF(ISNUMBER(MATCH(CB$11,$AK66:$AP66,0)),-1,0)*_xlfn.IFS(ISNUMBER($AD66),$AD66,ISNUMBER($AE66),$AE66,ISNUMBER($AF66),$AF66,AND($AD66=0,$AE66=0,$AF66=0),1)","v":0},{"$f":"IF(ISNUMBER(MATCH(CC$11,$AG66:$AJ66,0)),1,0)*IF(ISNUMBER($AF66),(1-$AF66),1) + IF(ISNUMBER(MATCH(CC$11,$AK66:$AP66,0)),-1,0)*_xlfn.IFS(ISNUMBER($AD66),$AD66,ISNUMBER($AE66),$AE66,ISNUMBER($AF66),$AF66,AND($AD66=0,$AE66=0,$AF66=0),1)","v":0},{"$f":"IF(ISNUMBER(MATCH(CD$11,$AG66:$AJ66,0)),1,0)*IF(ISNUMBER($AF66),(1-$AF66),1) + IF(ISNUMBER(MATCH(CD$11,$AK66:$AP66,0)),-1,0)*_xlfn.IFS(ISNUMBER($AD66),$AD66,ISNUMBER($AE66),$AE66,ISNUMBER($AF66),$AF66,AND($AD66=0,$AE66=0,$AF66=0),1)","v":0},{"$f":"IF(ISNUMBER(MATCH(CE$11,$AG66:$AJ66,0)),1,0)*IF(ISNUMBER($AF66),(1-$AF66),1) + IF(ISNUMBER(MATCH(CE$11,$AK66:$AP66,0)),-1,0)*_xlfn.IFS(ISNUMBER($AD66),$AD66,ISNUMBER($AE66),$AE66,ISNUMBER($AF66),$AF66,AND($AD66=0,$AE66=0,$AF66=0),1)","v":0},{"$f":"IF(ISNUMBER(MATCH(CF$11,$AG66:$AJ66,0)),1,0)*IF(ISNUMBER($AF66),(1-$AF66),1) + IF(ISNUMBER(MATCH(CF$11,$AK66:$AP66,0)),-1,0)*_xlfn.IFS(ISNUMBER($AD66),$AD66,ISNUMBER($AE66),$AE66,ISNUMBER($AF66),$AF66,AND($AD66=0,$AE66=0,$AF66=0),1)","v":0},{"$f":"IF(ISNUMBER(MATCH(CG$11,$AG66:$AJ66,0)),1,0)*IF(ISNUMBER($AF66),(1-$AF66),1) + IF(ISNUMBER(MATCH(CG$11,$AK66:$AP66,0)),-1,0)*_xlfn.IFS(ISNUMBER($AD66),$AD66,ISNUMBER($AE66),$AE66,ISNUMBER($AF66),$AF66,AND($AD66=0,$AE66=0,$AF66=0),1)","v":0},{"$f":"IF(ISNUMBER(MATCH(CH$11,$AG66:$AJ66,0)),1,0)*IF(ISNUMBER($AF66),(1-$AF66),1) + IF(ISNUMBER(MATCH(CH$11,$AK66:$AP66,0)),-1,0)*_xlfn.IFS(ISNUMBER($AD66),$AD66,ISNUMBER($AE66),$AE66,ISNUMBER($AF66),$AF66,AND($AD66=0,$AE66=0,$AF66=0),1)","v":0},{"$f":"IF(ISNUMBER(MATCH(CI$11,$AG66:$AJ66,0)),1,0)*IF(ISNUMBER($AF66),(1-$AF66),1) + IF(ISNUMBER(MATCH(CI$11,$AK66:$AP66,0)),-1,0)*_xlfn.IFS(ISNUMBER($AD66),$AD66,ISNUMBER($AE66),$AE66,ISNUMBER($AF66),$AF66,AND($AD66=0,$AE66=0,$AF66=0),1)","v":0},{"$f":"IF(ISNUMBER(MATCH(CJ$11,$AG66:$AJ66,0)),1,0)*IF(ISNUMBER($AF66),(1-$AF66),1) + IF(ISNUMBER(MATCH(CJ$11,$AK66:$AP66,0)),-1,0)*_xlfn.IFS(ISNUMBER($AD66),$AD66,ISNUMBER($AE66),$AE66,ISNUMBER($AF66),$AF66,AND($AD66=0,$AE66=0,$AF66=0),1)","v":0},{"$f":"IF(ISNUMBER(MATCH(CK$11,$AG66:$AJ66,0)),1,0)*IF(ISNUMBER($AF66),(1-$AF66),1) + IF(ISNUMBER(MATCH(CK$11,$AK66:$AP66,0)),-1,0)*_xlfn.IFS(ISNUMBER($AD66),$AD66,ISNUMBER($AE66),$AE66,ISNUMBER($AF66),$AF66,AND($AD66=0,$AE66=0,$AF66=0),1)","v":0},{"$f":"IF(ISNUMBER(MATCH(CL$11,$AG66:$AJ66,0)),1,0)*IF(ISNUMBER($AF66),(1-$AF66),1) + IF(ISNUMBER(MATCH(CL$11,$AK66:$AP66,0)),-1,0)*_xlfn.IFS(ISNUMBER($AD66),$AD66,ISNUMBER($AE66),$AE66,ISNUMBER($AF66),$AF66,AND($AD66=0,$AE66=0,$AF66=0),1)","v":0},{"$f":"IF(ISNUMBER(MATCH(CM$11,$AG66:$AJ66,0)),1,0)*IF(ISNUMBER($AF66),(1-$AF66),1) + IF(ISNUMBER(MATCH(CM$11,$AK66:$AP66,0)),-1,0)*_xlfn.IFS(ISNUMBER($AD66),$AD66,ISNUMBER($AE66),$AE66,ISNUMBER($AF66),$AF66,AND($AD66=0,$AE66=0,$AF66=0),1)","v":0},{"$f":"IF(ISNUMBER(MATCH(CN$11,$AG66:$AJ66,0)),1,0)*IF(ISNUMBER($AF66),(1-$AF66),1) + IF(ISNUMBER(MATCH(CN$11,$AK66:$AP66,0)),-1,0)*_xlfn.IFS(ISNUMBER($AD66),$AD66,ISNUMBER($AE66),$AE66,ISNUMBER($AF66),$AF66,AND($AD66=0,$AE66=0,$AF66=0),1)","v":0},{"$f":"IF(ISNUMBER(MATCH(CO$11,$AG66:$AJ66,0)),1,0)*IF(ISNUMBER($AF66),(1-$AF66),1) + IF(ISNUMBER(MATCH(CO$11,$AK66:$AP66,0)),-1,0)*_xlfn.IFS(ISNUMBER($AD66),$AD66,ISNUMBER($AE66),$AE66,ISNUMBER($AF66),$AF66,AND($AD66=0,$AE66=0,$AF66=0),1)","v":0},{"$f":"IF(ISNUMBER(MATCH(CP$11,$AG66:$AJ66,0)),1,0)*IF(ISNUMBER($AF66),(1-$AF66),1) + IF(ISNUMBER(MATCH(CP$11,$AK66:$AP66,0)),-1,0)*_xlfn.IFS(ISNUMBER($AD66),$AD66,ISNUMBER($AE66),$AE66,ISNUMBER($AF66),$AF66,AND($AD66=0,$AE66=0,$AF66=0),1)","v":0},{"$f":"IF(ISNUMBER(MATCH(CQ$11,$AG66:$AJ66,0)),1,0)*IF(ISNUMBER($AF66),(1-$AF66),1) + IF(ISNUMBER(MATCH(CQ$11,$AK66:$AP66,0)),-1,0)*_xlfn.IFS(ISNUMBER($AD66),$AD66,ISNUMBER($AE66),$AE66,ISNUMBER($AF66),$AF66,AND($AD66=0,$AE66=0,$AF66=0),1)","v":0},{"$f":"IF(ISNUMBER(MATCH(CR$11,$AG66:$AJ66,0)),1,0)*IF(ISNUMBER($AF66),(1-$AF66),1) + IF(ISNUMBER(MATCH(CR$11,$AK66:$AP66,0)),-1,0)*_xlfn.IFS(ISNUMBER($AD66),$AD66,ISNUMBER($AE66),$AE66,ISNUMBER($AF66),$AF66,AND($AD66=0,$AE66=0,$AF66=0),1)","v":-1},{"$f":"IF(ISNUMBER(MATCH(CS$11,$AG66:$AJ66,0)),1,0)*IF(ISNUMBER($AF66),(1-$AF66),1) + IF(ISNUMBER(MATCH(CS$11,$AK66:$AP66,0)),-1,0)*_xlfn.IFS(ISNUMBER($AD66),$AD66,ISNUMBER($AE66),$AE66,ISNUMBER($AF66),$AF66,AND($AD66=0,$AE66=0,$AF66=0),1)","v":0},{"$f":"IF(ISNUMBER(MATCH(CT$11,$AG66:$AJ66,0)),1,0)*IF(ISNUMBER($AF66),(1-$AF66),1) + IF(ISNUMBER(MATCH(CT$11,$AK66:$AP66,0)),-1,0)*_xlfn.IFS(ISNUMBER($AD66),$AD66,ISNUMBER($AE66),$AE66,ISNUMBER($AF66),$AF66,AND($AD66=0,$AE66=0,$AF66=0),1)","v":0},{"$f":"IF(ISNUMBER(MATCH(CU$11,$AG66:$AJ66,0)),1,0)*IF(ISNUMBER($AF66),(1-$AF66),1) + IF(ISNUMBER(MATCH(CU$11,$AK66:$AP66,0)),-1,0)*_xlfn.IFS(ISNUMBER($AD66),$AD66,ISNUMBER($AE66),$AE66,ISNUMBER($AF66),$AF66,AND($AD66=0,$AE66=0,$AF66=0),1)","v":0},{"$f":"IF(ISNUMBER(MATCH(CV$11,$AG66:$AJ66,0)),1,0)*IF(ISNUMBER($AF66),(1-$AF66),1) + IF(ISNUMBER(MATCH(CV$11,$AK66:$AP66,0)),-1,0)*_xlfn.IFS(ISNUMBER($AD66),$AD66,ISNUMBER($AE66),$AE66,ISNUMBER($AF66),$AF66,AND($AD66=0,$AE66=0,$AF66=0),1)","v":0},{"$f":"IF(ISNUMBER(MATCH(CW$11,$AG66:$AJ66,0)),1,0)*IF(ISNUMBER($AF66),(1-$AF66),1) + IF(ISNUMBER(MATCH(CW$11,$AK66:$AP66,0)),-1,0)*_xlfn.IFS(ISNUMBER($AD66),$AD66,ISNUMBER($AE66),$AE66,ISNUMBER($AF66),$AF66,AND($AD66=0,$AE66=0,$AF66=0),1)","v":0},{"$f":"IF(ISNUMBER(MATCH(CX$11,$AG66:$AJ66,0)),1,0)*IF(ISNUMBER($AF66),(1-$AF66),1) + IF(ISNUMBER(MATCH(CX$11,$AK66:$AP66,0)),-1,0)*_xlfn.IFS(ISNUMBER($AD66),$AD66,ISNUMBER($AE66),$AE66,ISNUMBER($AF66),$AF66,AND($AD66=0,$AE66=0,$AF66=0),1)","v":0},{"$f":"IF(ISNUMBER(MATCH(CY$11,$AG66:$AJ66,0)),1,0)*IF(ISNUMBER($AF66),(1-$AF66),1) + IF(ISNUMBER(MATCH(CY$11,$AK66:$AP66,0)),-1,0)*_xlfn.IFS(ISNUMBER($AD66),$AD66,ISNUMBER($AE66),$AE66,ISNUMBER($AF66),$AF66,AND($AD66=0,$AE66=0,$AF66=0),1)","v":0},{"$f":"IF(ISNUMBER(MATCH(CZ$11,$AG66:$AJ66,0)),1,0)*IF(ISNUMBER($AF66),(1-$AF66),1) + IF(ISNUMBER(MATCH(CZ$11,$AK66:$AP66,0)),-1,0)*_xlfn.IFS(ISNUMBER($AD66),$AD66,ISNUMBER($AE66),$AE66,ISNUMBER($AF66),$AF66,AND($AD66=0,$AE66=0,$AF66=0),1)","v":0},{"$f":"IF(ISNUMBER(MATCH(DA$11,$AG66:$AJ66,0)),1,0)*IF(ISNUMBER($AF66),(1-$AF66),1) + IF(ISNUMBER(MATCH(DA$11,$AK66:$AP66,0)),-1,0)*_xlfn.IFS(ISNUMBER($AD66),$AD66,ISNUMBER($AE66),$AE66,ISNUMBER($AF66),$AF66,AND($AD66=0,$AE66=0,$AF66=0),1)","v":0},{"$f":"IF(ISNUMBER(MATCH(DB$11,$AG66:$AJ66,0)),1,0)*IF(ISNUMBER($AF66),(1-$AF66),1) + IF(ISNUMBER(MATCH(DB$11,$AK66:$AP66,0)),-1,0)*_xlfn.IFS(ISNUMBER($AD66),$AD66,ISNUMBER($AE66),$AE66,ISNUMBER($AF66),$AF66,AND($AD66=0,$AE66=0,$AF66=0),1)","v":0},{"$f":"IF(ISNUMBER(MATCH(DC$11,$AG66:$AJ66,0)),1,0)*IF(ISNUMBER($AF66),(1-$AF66),1) + IF(ISNUMBER(MATCH(DC$11,$AK66:$AP66,0)),-1,0)*_xlfn.IFS(ISNUMBER($AD66),$AD66,ISNUMBER($AE66),$AE66,ISNUMBER($AF66),$AF66,AND($AD66=0,$AE66=0,$AF66=0),1)","v":0},{"$f":"IF(ISNUMBER(MATCH(DD$11,$AG66:$AJ66,0)),1,0)*IF(ISNUMBER($AF66),(1-$AF66),1) + IF(ISNUMBER(MATCH(DD$11,$AK66:$AP66,0)),-1,0)*_xlfn.IFS(ISNUMBER($AD66),$AD66,ISNUMBER($AE66),$AE66,ISNUMBER($AF66),$AF66,AND($AD66=0,$AE66=0,$AF66=0),1)","v":0},{"$f":"IF(ISNUMBER(MATCH(DE$11,$AG66:$AJ66,0)),1,0)*IF(ISNUMBER($AF66),(1-$AF66),1) + IF(ISNUMBER(MATCH(DE$11,$AK66:$AP66,0)),-1,0)*_xlfn.IFS(ISNUMBER($AD66),$AD66,ISNUMBER($AE66),$AE66,ISNUMBER($AF66),$AF66,AND($AD66=0,$AE66=0,$AF66=0),1)","v":0},null,0,null,null,null,null,null,null,null,null,null,null,null,1,{"$error":"#N/A"},{"$error":"#N/A"},0,0,0,2,25,17,78,97,0,206,219,172,283,399,222,273,296,214,220,160,0]
[null,"Financial NPV analysis",null,null,null,null,null,null,"ITE load efficiency (L2)",{"$f":"J$65*J60","v":{"$error":"#N/A"}},{"$error":"#N/A"},{"$error":"#N/A"},{"$error":"#N/A"},null,null,null,null,null,"q_hru_fc-fs,lt",0,{"$error":"#N/A"},null,null,null,null,"HRU,HT","Power","Conservation",null,null,null,null,"e_mech_swb-hru,ht",null,null,null,"e_hru_comp,ht","e_hru_fs,ht","e_hru_fc,ht",null,null,null,null,{"$f":"IF(ISNUMBER(MATCH(AR$11,$AG67:$AJ67,0)),1,0)*IF(ISNUMBER($AF67),(1-$AF67),1) + IF(ISNUMBER(MATCH(AR$11,$AK67:$AP67,0)),-1,0)*_xlfn.IFS(ISNUMBER($AD67),$AD67,ISNUMBER($AE67),$AE67,ISNUMBER($AF67),$AF67,AND($AD67=0,$AE67=0,$AF67=0),1)","v":0},{"$f":"IF(ISNUMBER(MATCH(AS$11,$AG67:$AJ67,0)),1,0)*IF(ISNUMBER($AF67),(1-$AF67),1) + IF(ISNUMBER(MATCH(AS$11,$AK67:$AP67,0)),-1,0)*_xlfn.IFS(ISNUMBER($AD67),$AD67,ISNUMBER($AE67),$AE67,ISNUMBER($AF67),$AF67,AND($AD67=0,$AE67=0,$AF67=0),1)","v":0},{"$f":"IF(ISNUMBER(MATCH(AT$11,$AG67:$AJ67,0)),1,0)*IF(ISNUMBER($AF67),(1-$AF67),1) + IF(ISNUMBER(MATCH(AT$11,$AK67:$AP67,0)),-1,0)*_xlfn.IFS(ISNUMBER($AD67),$AD67,ISNUMBER($AE67),$AE67,ISNUMBER($AF67),$AF67,AND($AD67=0,$AE67=0,$AF67=0),1)","v":0},{"$f":"IF(ISNUMBER(MATCH(AU$11,$AG67:$AJ67,0)),1,0)*IF(ISNUMBER($AF67),(1-$AF67),1) + IF(ISNUMBER(MATCH(AU$11,$AK67:$AP67,0)),-1,0)*_xlfn.IFS(ISNUMBER($AD67),$AD67,ISNUMBER($AE67),$AE67,ISNUMBER($AF67),$AF67,AND($AD67=0,$AE67=0,$AF67=0),1)","v":0},{"$f":"IF(ISNUMBER(MATCH(AV$11,$AG67:$AJ67,0)),1,0)*IF(ISNUMBER($AF67),(1-$AF67),1) + IF(ISNUMBER(MATCH(AV$11,$AK67:$AP67,0)),-1,0)*_xlfn.IFS(ISNUMBER($AD67),$AD67,ISNUMBER($AE67),$AE67,ISNUMBER($AF67),$AF67,AND($AD67=0,$AE67=0,$AF67=0),1)","v":0},{"$f":"IF(ISNUMBER(MATCH(AW$11,$AG67:$AJ67,0)),1,0)*IF(ISNUMBER($AF67),(1-$AF67),1) + IF(ISNUMBER(MATCH(AW$11,$AK67:$AP67,0)),-1,0)*_xlfn.IFS(ISNUMBER($AD67),$AD67,ISNUMBER($AE67),$AE67,ISNUMBER($AF67),$AF67,AND($AD67=0,$AE67=0,$AF67=0),1)","v":0},{"$f":"IF(ISNUMBER(MATCH(AX$11,$AG67:$AJ67,0)),1,0)*IF(ISNUMBER($AF67),(1-$AF67),1) + IF(ISNUMBER(MATCH(AX$11,$AK67:$AP67,0)),-1,0)*_xlfn.IFS(ISNUMBER($AD67),$AD67,ISNUMBER($AE67),$AE67,ISNUMBER($AF67),$AF67,AND($AD67=0,$AE67=0,$AF67=0),1)","v":0},{"$f":"IF(ISNUMBER(MATCH(AY$11,$AG67:$AJ67,0)),1,0)*IF(ISNUMBER($AF67),(1-$AF67),1) + IF(ISNUMBER(MATCH(AY$11,$AK67:$AP67,0)),-1,0)*_xlfn.IFS(ISNUMBER($AD67),$AD67,ISNUMBER($AE67),$AE67,ISNUMBER($AF67),$AF67,AND($AD67=0,$AE67=0,$AF67=0),1)","v":0},{"$f":"IF(ISNUMBER(MATCH(AZ$11,$AG67:$AJ67,0)),1,0)*IF(ISNUMBER($AF67),(1-$AF67),1) + IF(ISNUMBER(MATCH(AZ$11,$AK67:$AP67,0)),-1,0)*_xlfn.IFS(ISNUMBER($AD67),$AD67,ISNUMBER($AE67),$AE67,ISNUMBER($AF67),$AF67,AND($AD67=0,$AE67=0,$AF67=0),1)","v":0},{"$f":"IF(ISNUMBER(MATCH(BA$11,$AG67:$AJ67,0)),1,0)*IF(ISNUMBER($AF67),(1-$AF67),1) + IF(ISNUMBER(MATCH(BA$11,$AK67:$AP67,0)),-1,0)*_xlfn.IFS(ISNUMBER($AD67),$AD67,ISNUMBER($AE67),$AE67,ISNUMBER($AF67),$AF67,AND($AD67=0,$AE67=0,$AF67=0),1)","v":0},{"$f":"IF(ISNUMBER(MATCH(BB$11,$AG67:$AJ67,0)),1,0)*IF(ISNUMBER($AF67),(1-$AF67),1) + IF(ISNUMBER(MATCH(BB$11,$AK67:$AP67,0)),-1,0)*_xlfn.IFS(ISNUMBER($AD67),$AD67,ISNUMBER($AE67),$AE67,ISNUMBER($AF67),$AF67,AND($AD67=0,$AE67=0,$AF67=0),1)","v":0},{"$f":"IF(ISNUMBER(MATCH(BC$11,$AG67:$AJ67,0)),1,0)*IF(ISNUMBER($AF67),(1-$AF67),1) + IF(ISNUMBER(MATCH(BC$11,$AK67:$AP67,0)),-1,0)*_xlfn.IFS(ISNUMBER($AD67),$AD67,ISNUMBER($AE67),$AE67,ISNUMBER($AF67),$AF67,AND($AD67=0,$AE67=0,$AF67=0),1)","v":0},{"$f":"IF(ISNUMBER(MATCH(BD$11,$AG67:$AJ67,0)),1,0)*IF(ISNUMBER($AF67),(1-$AF67),1) + IF(ISNUMBER(MATCH(BD$11,$AK67:$AP67,0)),-1,0)*_xlfn.IFS(ISNUMBER($AD67),$AD67,ISNUMBER($AE67),$AE67,ISNUMBER($AF67),$AF67,AND($AD67=0,$AE67=0,$AF67=0),1)","v":0},{"$f":"IF(ISNUMBER(MATCH(BE$11,$AG67:$AJ67,0)),1,0)*IF(ISNUMBER($AF67),(1-$AF67),1) + IF(ISNUMBER(MATCH(BE$11,$AK67:$AP67,0)),-1,0)*_xlfn.IFS(ISNUMBER($AD67),$AD67,ISNUMBER($AE67),$AE67,ISNUMBER($AF67),$AF67,AND($AD67=0,$AE67=0,$AF67=0),1)","v":0},{"$f":"IF(ISNUMBER(MATCH(BF$11,$AG67:$AJ67,0)),1,0)*IF(ISNUMBER($AF67),(1-$AF67),1) + IF(ISNUMBER(MATCH(BF$11,$AK67:$AP67,0)),-1,0)*_xlfn.IFS(ISNUMBER($AD67),$AD67,ISNUMBER($AE67),$AE67,ISNUMBER($AF67),$AF67,AND($AD67=0,$AE67=0,$AF67=0),1)","v":0},{"$f":"IF(ISNUMBER(MATCH(BG$11,$AG67:$AJ67,0)),1,0)*IF(ISNUMBER($AF67),(1-$AF67),1) + IF(ISNUMBER(MATCH(BG$11,$AK67:$AP67,0)),-1,0)*_xlfn.IFS(ISNUMBER($AD67),$AD67,ISNUMBER($AE67),$AE67,ISNUMBER($AF67),$AF67,AND($AD67=0,$AE67=0,$AF67=0),1)","v":0},{"$f":"IF(ISNUMBER(MATCH(BH$11,$AG67:$AJ67,0)),1,0)*IF(ISNUMBER($AF67),(1-$AF67),1) + IF(ISNUMBER(MATCH(BH$11,$AK67:$AP67,0)),-1,0)*_xlfn.IFS(ISNUMBER($AD67),$AD67,ISNUMBER($AE67),$AE67,ISNUMBER($AF67),$AF67,AND($AD67=0,$AE67=0,$AF67=0),1)","v":1},{"$f":"IF(ISNUMBER(MATCH(BI$11,$AG67:$AJ67,0)),1,0)*IF(ISNUMBER($AF67),(1-$AF67),1) + IF(ISNUMBER(MATCH(BI$11,$AK67:$AP67,0)),-1,0)*_xlfn.IFS(ISNUMBER($AD67),$AD67,ISNUMBER($AE67),$AE67,ISNUMBER($AF67),$AF67,AND($AD67=0,$AE67=0,$AF67=0),1)","v":0},{"$f":"IF(ISNUMBER(MATCH(BJ$11,$AG67:$AJ67,0)),1,0)*IF(ISNUMBER($AF67),(1-$AF67),1) + IF(ISNUMBER(MATCH(BJ$11,$AK67:$AP67,0)),-1,0)*_xlfn.IFS(ISNUMBER($AD67),$AD67,ISNUMBER($AE67),$AE67,ISNUMBER($AF67),$AF67,AND($AD67=0,$AE67=0,$AF67=0),1)","v":0},{"$f":"IF(ISNUMBER(MATCH(BK$11,$AG67:$AJ67,0)),1,0)*IF(ISNUMBER($AF67),(1-$AF67),1) + IF(ISNUMBER(MATCH(BK$11,$AK67:$AP67,0)),-1,0)*_xlfn.IFS(ISNUMBER($AD67),$AD67,ISNUMBER($AE67),$AE67,ISNUMBER($AF67),$AF67,AND($AD67=0,$AE67=0,$AF67=0),1)","v":0},{"$f":"IF(ISNUMBER(MATCH(BL$11,$AG67:$AJ67,0)),1,0)*IF(ISNUMBER($AF67),(1-$AF67),1) + IF(ISNUMBER(MATCH(BL$11,$AK67:$AP67,0)),-1,0)*_xlfn.IFS(ISNUMBER($AD67),$AD67,ISNUMBER($AE67),$AE67,ISNUMBER($AF67),$AF67,AND($AD67=0,$AE67=0,$AF67=0),1)","v":0},{"$f":"IF(ISNUMBER(MATCH(BM$11,$AG67:$AJ67,0)),1,0)*IF(ISNUMBER($AF67),(1-$AF67),1) + IF(ISNUMBER(MATCH(BM$11,$AK67:$AP67,0)),-1,0)*_xlfn.IFS(ISNUMBER($AD67),$AD67,ISNUMBER($AE67),$AE67,ISNUMBER($AF67),$AF67,AND($AD67=0,$AE67=0,$AF67=0),1)","v":0},{"$f":"IF(ISNUMBER(MATCH(BN$11,$AG67:$AJ67,0)),1,0)*IF(ISNUMBER($AF67),(1-$AF67),1) + IF(ISNUMBER(MATCH(BN$11,$AK67:$AP67,0)),-1,0)*_xlfn.IFS(ISNUMBER($AD67),$AD67,ISNUMBER($AE67),$AE67,ISNUMBER($AF67),$AF67,AND($AD67=0,$AE67=0,$AF67=0),1)","v":0},{"$f":"IF(ISNUMBER(MATCH(BO$11,$AG67:$AJ67,0)),1,0)*IF(ISNUMBER($AF67),(1-$AF67),1) + IF(ISNUMBER(MATCH(BO$11,$AK67:$AP67,0)),-1,0)*_xlfn.IFS(ISNUMBER($AD67),$AD67,ISNUMBER($AE67),$AE67,ISNUMBER($AF67),$AF67,AND($AD67=0,$AE67=0,$AF67=0),1)","v":0},{"$f":"IF(ISNUMBER(MATCH(BP$11,$AG67:$AJ67,0)),1,0)*IF(ISNUMBER($AF67),(1-$AF67),1) + IF(ISNUMBER(MATCH(BP$11,$AK67:$AP67,0)),-1,0)*_xlfn.IFS(ISNUMBER($AD67),$AD67,ISNUMBER($AE67),$AE67,ISNUMBER($AF67),$AF67,AND($AD67=0,$AE67=0,$AF67=0),1)","v":0},{"$f":"IF(ISNUMBER(MATCH(BQ$11,$AG67:$AJ67,0)),1,0)*IF(ISNUMBER($AF67),(1-$AF67),1) + IF(ISNUMBER(MATCH(BQ$11,$AK67:$AP67,0)),-1,0)*_xlfn.IFS(ISNUMBER($AD67),$AD67,ISNUMBER($AE67),$AE67,ISNUMBER($AF67),$AF67,AND($AD67=0,$AE67=0,$AF67=0),1)","v":0},{"$f":"IF(ISNUMBER(MATCH(BR$11,$AG67:$AJ67,0)),1,0)*IF(ISNUMBER($AF67),(1-$AF67),1) + IF(ISNUMBER(MATCH(BR$11,$AK67:$AP67,0)),-1,0)*_xlfn.IFS(ISNUMBER($AD67),$AD67,ISNUMBER($AE67),$AE67,ISNUMBER($AF67),$AF67,AND($AD67=0,$AE67=0,$AF67=0),1)","v":0},{"$f":"IF(ISNUMBER(MATCH(BS$11,$AG67:$AJ67,0)),1,0)*IF(ISNUMBER($AF67),(1-$AF67),1) + IF(ISNUMBER(MATCH(BS$11,$AK67:$AP67,0)),-1,0)*_xlfn.IFS(ISNUMBER($AD67),$AD67,ISNUMBER($AE67),$AE67,ISNUMBER($AF67),$AF67,AND($AD67=0,$AE67=0,$AF67=0),1)","v":0},{"$f":"IF(ISNUMBER(MATCH(BT$11,$AG67:$AJ67,0)),1,0)*IF(ISNUMBER($AF67),(1-$AF67),1) + IF(ISNUMBER(MATCH(BT$11,$AK67:$AP67,0)),-1,0)*_xlfn.IFS(ISNUMBER($AD67),$AD67,ISNUMBER($AE67),$AE67,ISNUMBER($AF67),$AF67,AND($AD67=0,$AE67=0,$AF67=0),1)","v":0},{"$f":"IF(ISNUMBER(MATCH(BU$11,$AG67:$AJ67,0)),1,0)*IF(ISNUMBER($AF67),(1-$AF67),1) + IF(ISNUMBER(MATCH(BU$11,$AK67:$AP67,0)),-1,0)*_xlfn.IFS(ISNUMBER($AD67),$AD67,ISNUMBER($AE67),$AE67,ISNUMBER($AF67),$AF67,AND($AD67=0,$AE67=0,$AF67=0),1)","v":0},{"$f":"IF(ISNUMBER(MATCH(BV$11,$AG67:$AJ67,0)),1,0)*IF(ISNUMBER($AF67),(1-$AF67),1) + IF(ISNUMBER(MATCH(BV$11,$AK67:$AP67,0)),-1,0)*_xlfn.IFS(ISNUMBER($AD67),$AD67,ISNUMBER($AE67),$AE67,ISNUMBER($AF67),$AF67,AND($AD67=0,$AE67=0,$AF67=0),1)","v":0},{"$f":"IF(ISNUMBER(MATCH(BW$11,$AG67:$AJ67,0)),1,0)*IF(ISNUMBER($AF67),(1-$AF67),1) + IF(ISNUMBER(MATCH(BW$11,$AK67:$AP67,0)),-1,0)*_xlfn.IFS(ISNUMBER($AD67),$AD67,ISNUMBER($AE67),$AE67,ISNUMBER($AF67),$AF67,AND($AD67=0,$AE67=0,$AF67=0),1)","v":0},{"$f":"IF(ISNUMBER(MATCH(BX$11,$AG67:$AJ67,0)),1,0)*IF(ISNUMBER($AF67),(1-$AF67),1) + IF(ISNUMBER(MATCH(BX$11,$AK67:$AP67,0)),-1,0)*_xlfn.IFS(ISNUMBER($AD67),$AD67,ISNUMBER($AE67),$AE67,ISNUMBER($AF67),$AF67,AND($AD67=0,$AE67=0,$AF67=0),1)","v":0},{"$f":"IF(ISNUMBER(MATCH(BY$11,$AG67:$AJ67,0)),1,0)*IF(ISNUMBER($AF67),(1-$AF67),1) + IF(ISNUMBER(MATCH(BY$11,$AK67:$AP67,0)),-1,0)*_xlfn.IFS(ISNUMBER($AD67),$AD67,ISNUMBER($AE67),$AE67,ISNUMBER($AF67),$AF67,AND($AD67=0,$AE67=0,$AF67=0),1)","v":0},{"$f":"IF(ISNUMBER(MATCH(BZ$11,$AG67:$AJ67,0)),1,0)*IF(ISNUMBER($AF67),(1-$AF67),1) + IF(ISNUMBER(MATCH(BZ$11,$AK67:$AP67,0)),-1,0)*_xlfn.IFS(ISNUMBER($AD67),$AD67,ISNUMBER($AE67),$AE67,ISNUMBER($AF67),$AF67,AND($AD67=0,$AE67=0,$AF67=0),1)","v":0},{"$f":"IF(ISNUMBER(MATCH(CA$11,$AG67:$AJ67,0)),1,0)*IF(ISNUMBER($AF67),(1-$AF67),1) + IF(ISNUMBER(MATCH(CA$11,$AK67:$AP67,0)),-1,0)*_xlfn.IFS(ISNUMBER($AD67),$AD67,ISNUMBER($AE67),$AE67,ISNUMBER($AF67),$AF67,AND($AD67=0,$AE67=0,$AF67=0),1)","v":0},{"$f":"IF(ISNUMBER(MATCH(CB$11,$AG67:$AJ67,0)),1,0)*IF(ISNUMBER($AF67),(1-$AF67),1) + IF(ISNUMBER(MATCH(CB$11,$AK67:$AP67,0)),-1,0)*_xlfn.IFS(ISNUMBER($AD67),$AD67,ISNUMBER($AE67),$AE67,ISNUMBER($AF67),$AF67,AND($AD67=0,$AE67=0,$AF67=0),1)","v":0},{"$f":"IF(ISNUMBER(MATCH(CC$11,$AG67:$AJ67,0)),1,0)*IF(ISNUMBER($AF67),(1-$AF67),1) + IF(ISNUMBER(MATCH(CC$11,$AK67:$AP67,0)),-1,0)*_xlfn.IFS(ISNUMBER($AD67),$AD67,ISNUMBER($AE67),$AE67,ISNUMBER($AF67),$AF67,AND($AD67=0,$AE67=0,$AF67=0),1)","v":0},{"$f":"IF(ISNUMBER(MATCH(CD$11,$AG67:$AJ67,0)),1,0)*IF(ISNUMBER($AF67),(1-$AF67),1) + IF(ISNUMBER(MATCH(CD$11,$AK67:$AP67,0)),-1,0)*_xlfn.IFS(ISNUMBER($AD67),$AD67,ISNUMBER($AE67),$AE67,ISNUMBER($AF67),$AF67,AND($AD67=0,$AE67=0,$AF67=0),1)","v":0},{"$f":"IF(ISNUMBER(MATCH(CE$11,$AG67:$AJ67,0)),1,0)*IF(ISNUMBER($AF67),(1-$AF67),1) + IF(ISNUMBER(MATCH(CE$11,$AK67:$AP67,0)),-1,0)*_xlfn.IFS(ISNUMBER($AD67),$AD67,ISNUMBER($AE67),$AE67,ISNUMBER($AF67),$AF67,AND($AD67=0,$AE67=0,$AF67=0),1)","v":0},{"$f":"IF(ISNUMBER(MATCH(CF$11,$AG67:$AJ67,0)),1,0)*IF(ISNUMBER($AF67),(1-$AF67),1) + IF(ISNUMBER(MATCH(CF$11,$AK67:$AP67,0)),-1,0)*_xlfn.IFS(ISNUMBER($AD67),$AD67,ISNUMBER($AE67),$AE67,ISNUMBER($AF67),$AF67,AND($AD67=0,$AE67=0,$AF67=0),1)","v":0},{"$f":"IF(ISNUMBER(MATCH(CG$11,$AG67:$AJ67,0)),1,0)*IF(ISNUMBER($AF67),(1-$AF67),1) + IF(ISNUMBER(MATCH(CG$11,$AK67:$AP67,0)),-1,0)*_xlfn.IFS(ISNUMBER($AD67),$AD67,ISNUMBER($AE67),$AE67,ISNUMBER($AF67),$AF67,AND($AD67=0,$AE67=0,$AF67=0),1)","v":0},{"$f":"IF(ISNUMBER(MATCH(CH$11,$AG67:$AJ67,0)),1,0)*IF(ISNUMBER($AF67),(1-$AF67),1) + IF(ISNUMBER(MATCH(CH$11,$AK67:$AP67,0)),-1,0)*_xlfn.IFS(ISNUMBER($AD67),$AD67,ISNUMBER($AE67),$AE67,ISNUMBER($AF67),$AF67,AND($AD67=0,$AE67=0,$AF67=0),1)","v":0},{"$f":"IF(ISNUMBER(MATCH(CI$11,$AG67:$AJ67,0)),1,0)*IF(ISNUMBER($AF67),(1-$AF67),1) + IF(ISNUMBER(MATCH(CI$11,$AK67:$AP67,0)),-1,0)*_xlfn.IFS(ISNUMBER($AD67),$AD67,ISNUMBER($AE67),$AE67,ISNUMBER($AF67),$AF67,AND($AD67=0,$AE67=0,$AF67=0),1)","v":0},{"$f":"IF(ISNUMBER(MATCH(CJ$11,$AG67:$AJ67,0)),1,0)*IF(ISNUMBER($AF67),(1-$AF67),1) + IF(ISNUMBER(MATCH(CJ$11,$AK67:$AP67,0)),-1,0)*_xlfn.IFS(ISNUMBER($AD67),$AD67,ISNUMBER($AE67),$AE67,ISNUMBER($AF67),$AF67,AND($AD67=0,$AE67=0,$AF67=0),1)","v":0},{"$f":"IF(ISNUMBER(MATCH(CK$11,$AG67:$AJ67,0)),1,0)*IF(ISNUMBER($AF67),(1-$AF67),1) + IF(ISNUMBER(MATCH(CK$11,$AK67:$AP67,0)),-1,0)*_xlfn.IFS(ISNUMBER($AD67),$AD67,ISNUMBER($AE67),$AE67,ISNUMBER($AF67),$AF67,AND($AD67=0,$AE67=0,$AF67=0),1)","v":0},{"$f":"IF(ISNUMBER(MATCH(CL$11,$AG67:$AJ67,0)),1,0)*IF(ISNUMBER($AF67),(1-$AF67),1) + IF(ISNUMBER(MATCH(CL$11,$AK67:$AP67,0)),-1,0)*_xlfn.IFS(ISNUMBER($AD67),$AD67,ISNUMBER($AE67),$AE67,ISNUMBER($AF67),$AF67,AND($AD67=0,$AE67=0,$AF67=0),1)","v":0},{"$f":"IF(ISNUMBER(MATCH(CM$11,$AG67:$AJ67,0)),1,0)*IF(ISNUMBER($AF67),(1-$AF67),1) + IF(ISNUMBER(MATCH(CM$11,$AK67:$AP67,0)),-1,0)*_xlfn.IFS(ISNUMBER($AD67),$AD67,ISNUMBER($AE67),$AE67,ISNUMBER($AF67),$AF67,AND($AD67=0,$AE67=0,$AF67=0),1)","v":0},{"$f":"IF(ISNUMBER(MATCH(CN$11,$AG67:$AJ67,0)),1,0)*IF(ISNUMBER($AF67),(1-$AF67),1) + IF(ISNUMBER(MATCH(CN$11,$AK67:$AP67,0)),-1,0)*_xlfn.IFS(ISNUMBER($AD67),$AD67,ISNUMBER($AE67),$AE67,ISNUMBER($AF67),$AF67,AND($AD67=0,$AE67=0,$AF67=0),1)","v":0},{"$f":"IF(ISNUMBER(MATCH(CO$11,$AG67:$AJ67,0)),1,0)*IF(ISNUMBER($AF67),(1-$AF67),1) + IF(ISNUMBER(MATCH(CO$11,$AK67:$AP67,0)),-1,0)*_xlfn.IFS(ISNUMBER($AD67),$AD67,ISNUMBER($AE67),$AE67,ISNUMBER($AF67),$AF67,AND($AD67=0,$AE67=0,$AF67=0),1)","v":0},{"$f":"IF(ISNUMBER(MATCH(CP$11,$AG67:$AJ67,0)),1,0)*IF(ISNUMBER($AF67),(1-$AF67),1) + IF(ISNUMBER(MATCH(CP$11,$AK67:$AP67,0)),-1,0)*_xlfn.IFS(ISNUMBER($AD67),$AD67,ISNUMBER($AE67),$AE67,ISNUMBER($AF67),$AF67,AND($AD67=0,$AE67=0,$AF67=0),1)","v":0},{"$f":"IF(ISNUMBER(MATCH(CQ$11,$AG67:$AJ67,0)),1,0)*IF(ISNUMBER($AF67),(1-$AF67),1) + IF(ISNUMBER(MATCH(CQ$11,$AK67:$AP67,0)),-1,0)*_xlfn.IFS(ISNUMBER($AD67),$AD67,ISNUMBER($AE67),$AE67,ISNUMBER($AF67),$AF67,AND($AD67=0,$AE67=0,$AF67=0),1)","v":0},{"$f":"IF(ISNUMBER(MATCH(CR$11,$AG67:$AJ67,0)),1,0)*IF(ISNUMBER($AF67),(1-$AF67),1) + IF(ISNUMBER(MATCH(CR$11,$AK67:$AP67,0)),-1,0)*_xlfn.IFS(ISNUMBER($AD67),$AD67,ISNUMBER($AE67),$AE67,ISNUMBER($AF67),$AF67,AND($AD67=0,$AE67=0,$AF67=0),1)","v":0},{"$f":"IF(ISNUMBER(MATCH(CS$11,$AG67:$AJ67,0)),1,0)*IF(ISNUMBER($AF67),(1-$AF67),1) + IF(ISNUMBER(MATCH(CS$11,$AK67:$AP67,0)),-1,0)*_xlfn.IFS(ISNUMBER($AD67),$AD67,ISNUMBER($AE67),$AE67,ISNUMBER($AF67),$AF67,AND($AD67=0,$AE67=0,$AF67=0),1)","v":0},{"$f":"IF(ISNUMBER(MATCH(CT$11,$AG67:$AJ67,0)),1,0)*IF(ISNUMBER($AF67),(1-$AF67),1) + IF(ISNUMBER(MATCH(CT$11,$AK67:$AP67,0)),-1,0)*_xlfn.IFS(ISNUMBER($AD67),$AD67,ISNUMBER($AE67),$AE67,ISNUMBER($AF67),$AF67,AND($AD67=0,$AE67=0,$AF67=0),1)","v":0},{"$f":"IF(ISNUMBER(MATCH(CU$11,$AG67:$AJ67,0)),1,0)*IF(ISNUMBER($AF67),(1-$AF67),1) + IF(ISNUMBER(MATCH(CU$11,$AK67:$AP67,0)),-1,0)*_xlfn.IFS(ISNUMBER($AD67),$AD67,ISNUMBER($AE67),$AE67,ISNUMBER($AF67),$AF67,AND($AD67=0,$AE67=0,$AF67=0),1)","v":0},{"$f":"IF(ISNUMBER(MATCH(CV$11,$AG67:$AJ67,0)),1,0)*IF(ISNUMBER($AF67),(1-$AF67),1) + IF(ISNUMBER(MATCH(CV$11,$AK67:$AP67,0)),-1,0)*_xlfn.IFS(ISNUMBER($AD67),$AD67,ISNUMBER($AE67),$AE67,ISNUMBER($AF67),$AF67,AND($AD67=0,$AE67=0,$AF67=0),1)","v":0},{"$f":"IF(ISNUMBER(MATCH(CW$11,$AG67:$AJ67,0)),1,0)*IF(ISNUMBER($AF67),(1-$AF67),1) + IF(ISNUMBER(MATCH(CW$11,$AK67:$AP67,0)),-1,0)*_xlfn.IFS(ISNUMBER($AD67),$AD67,ISNUMBER($AE67),$AE67,ISNUMBER($AF67),$AF67,AND($AD67=0,$AE67=0,$AF67=0),1)","v":-1},{"$f":"IF(ISNUMBER(MATCH(CX$11,$AG67:$AJ67,0)),1,0)*IF(ISNUMBER($AF67),(1-$AF67),1) + IF(ISNUMBER(MATCH(CX$11,$AK67:$AP67,0)),-1,0)*_xlfn.IFS(ISNUMBER($AD67),$AD67,ISNUMBER($AE67),$AE67,ISNUMBER($AF67),$AF67,AND($AD67=0,$AE67=0,$AF67=0),1)","v":-1},{"$f":"IF(ISNUMBER(MATCH(CY$11,$AG67:$AJ67,0)),1,0)*IF(ISNUMBER($AF67),(1-$AF67),1) + IF(ISNUMBER(MATCH(CY$11,$AK67:$AP67,0)),-1,0)*_xlfn.IFS(ISNUMBER($AD67),$AD67,ISNUMBER($AE67),$AE67,ISNUMBER($AF67),$AF67,AND($AD67=0,$AE67=0,$AF67=0),1)","v":-1},{"$f":"IF(ISNUMBER(MATCH(CZ$11,$AG67:$AJ67,0)),1,0)*IF(ISNUMBER($AF67),(1-$AF67),1) + IF(ISNUMBER(MATCH(CZ$11,$AK67:$AP67,0)),-1,0)*_xlfn.IFS(ISNUMBER($AD67),$AD67,ISNUMBER($AE67),$AE67,ISNUMBER($AF67),$AF67,AND($AD67=0,$AE67=0,$AF67=0),1)","v":0},{"$f":"IF(ISNUMBER(MATCH(DA$11,$AG67:$AJ67,0)),1,0)*IF(ISNUMBER($AF67),(1-$AF67),1) + IF(ISNUMBER(MATCH(DA$11,$AK67:$AP67,0)),-1,0)*_xlfn.IFS(ISNUMBER($AD67),$AD67,ISNUMBER($AE67),$AE67,ISNUMBER($AF67),$AF67,AND($AD67=0,$AE67=0,$AF67=0),1)","v":0},{"$f":"IF(ISNUMBER(MATCH(DB$11,$AG67:$AJ67,0)),1,0)*IF(ISNUMBER($AF67),(1-$AF67),1) + IF(ISNUMBER(MATCH(DB$11,$AK67:$AP67,0)),-1,0)*_xlfn.IFS(ISNUMBER($AD67),$AD67,ISNUMBER($AE67),$AE67,ISNUMBER($AF67),$AF67,AND($AD67=0,$AE67=0,$AF67=0),1)","v":0},{"$f":"IF(ISNUMBER(MATCH(DC$11,$AG67:$AJ67,0)),1,0)*IF(ISNUMBER($AF67),(1-$AF67),1) + IF(ISNUMBER(MATCH(DC$11,$AK67:$AP67,0)),-1,0)*_xlfn.IFS(ISNUMBER($AD67),$AD67,ISNUMBER($AE67),$AE67,ISNUMBER($AF67),$AF67,AND($AD67=0,$AE67=0,$AF67=0),1)","v":0},{"$f":"IF(ISNUMBER(MATCH(DD$11,$AG67:$AJ67,0)),1,0)*IF(ISNUMBER($AF67),(1-$AF67),1) + IF(ISNUMBER(MATCH(DD$11,$AK67:$AP67,0)),-1,0)*_xlfn.IFS(ISNUMBER($AD67),$AD67,ISNUMBER($AE67),$AE67,ISNUMBER($AF67),$AF67,AND($AD67=0,$AE67=0,$AF67=0),1)","v":0},{"$f":"IF(ISNUMBER(MATCH(DE$11,$AG67:$AJ67,0)),1,0)*IF(ISNUMBER($AF67),(1-$AF67),1) + IF(ISNUMBER(MATCH(DE$11,$AK67:$AP67,0)),-1,0)*_xlfn.IFS(ISNUMBER($AD67),$AD67,ISNUMBER($AE67),$AE67,ISNUMBER($AF67),$AF67,AND($AD67=0,$AE67=0,$AF67=0),1)","v":0},null,0,null,null,null,null,null,null,null,null,null,null,null,2,{"$error":"#N/A"},{"$error":"#N/A"},0,0,0,4,31,22,156,144,4,183,218,210,294,316,269,272,283,224,190,158,0]
[null,"Total Capex",{"$f":"SUM(G37:G41)","v":{"$error":"#N/A"}},null,null,null,null,null,"ITE load efficiency (L3)",{"$error":"#N/A"},{"$error":"#N/A"},{"$error":"#N/A"},{"$error":"#N/A"},null,null,null,null,null,"q_hru_fs-amb,lt",0,{"$error":"#N/A"},null,null,null,null,null,"Pumps","Conservation",null,null,null,null,"q_drms-hru,ht","e_crit_ups-hru,ht",null,null,"q_hru_pump-eco,ht",null,null,null,null,null,null,{"$f":"IF(ISNUMBER(MATCH(AR$11,$AG68:$AJ68,0)),1,0)*IF(ISNUMBER($AF68),(1-$AF68),1) + IF(ISNUMBER(MATCH(AR$11,$AK68:$AP68,0)),-1,0)*_xlfn.IFS(ISNUMBER($AD68),$AD68,ISNUMBER($AE68),$AE68,ISNUMBER($AF68),$AF68,AND($AD68=0,$AE68=0,$AF68=0),1)","v":0},{"$f":"IF(ISNUMBER(MATCH(AS$11,$AG68:$AJ68,0)),1,0)*IF(ISNUMBER($AF68),(1-$AF68),1) + IF(ISNUMBER(MATCH(AS$11,$AK68:$AP68,0)),-1,0)*_xlfn.IFS(ISNUMBER($AD68),$AD68,ISNUMBER($AE68),$AE68,ISNUMBER($AF68),$AF68,AND($AD68=0,$AE68=0,$AF68=0),1)","v":0},{"$f":"IF(ISNUMBER(MATCH(AT$11,$AG68:$AJ68,0)),1,0)*IF(ISNUMBER($AF68),(1-$AF68),1) + IF(ISNUMBER(MATCH(AT$11,$AK68:$AP68,0)),-1,0)*_xlfn.IFS(ISNUMBER($AD68),$AD68,ISNUMBER($AE68),$AE68,ISNUMBER($AF68),$AF68,AND($AD68=0,$AE68=0,$AF68=0),1)","v":0},{"$f":"IF(ISNUMBER(MATCH(AU$11,$AG68:$AJ68,0)),1,0)*IF(ISNUMBER($AF68),(1-$AF68),1) + IF(ISNUMBER(MATCH(AU$11,$AK68:$AP68,0)),-1,0)*_xlfn.IFS(ISNUMBER($AD68),$AD68,ISNUMBER($AE68),$AE68,ISNUMBER($AF68),$AF68,AND($AD68=0,$AE68=0,$AF68=0),1)","v":0},{"$f":"IF(ISNUMBER(MATCH(AV$11,$AG68:$AJ68,0)),1,0)*IF(ISNUMBER($AF68),(1-$AF68),1) + IF(ISNUMBER(MATCH(AV$11,$AK68:$AP68,0)),-1,0)*_xlfn.IFS(ISNUMBER($AD68),$AD68,ISNUMBER($AE68),$AE68,ISNUMBER($AF68),$AF68,AND($AD68=0,$AE68=0,$AF68=0),1)","v":0},{"$f":"IF(ISNUMBER(MATCH(AW$11,$AG68:$AJ68,0)),1,0)*IF(ISNUMBER($AF68),(1-$AF68),1) + IF(ISNUMBER(MATCH(AW$11,$AK68:$AP68,0)),-1,0)*_xlfn.IFS(ISNUMBER($AD68),$AD68,ISNUMBER($AE68),$AE68,ISNUMBER($AF68),$AF68,AND($AD68=0,$AE68=0,$AF68=0),1)","v":0},{"$f":"IF(ISNUMBER(MATCH(AX$11,$AG68:$AJ68,0)),1,0)*IF(ISNUMBER($AF68),(1-$AF68),1) + IF(ISNUMBER(MATCH(AX$11,$AK68:$AP68,0)),-1,0)*_xlfn.IFS(ISNUMBER($AD68),$AD68,ISNUMBER($AE68),$AE68,ISNUMBER($AF68),$AF68,AND($AD68=0,$AE68=0,$AF68=0),1)","v":0},{"$f":"IF(ISNUMBER(MATCH(AY$11,$AG68:$AJ68,0)),1,0)*IF(ISNUMBER($AF68),(1-$AF68),1) + IF(ISNUMBER(MATCH(AY$11,$AK68:$AP68,0)),-1,0)*_xlfn.IFS(ISNUMBER($AD68),$AD68,ISNUMBER($AE68),$AE68,ISNUMBER($AF68),$AF68,AND($AD68=0,$AE68=0,$AF68=0),1)","v":0},{"$f":"IF(ISNUMBER(MATCH(AZ$11,$AG68:$AJ68,0)),1,0)*IF(ISNUMBER($AF68),(1-$AF68),1) + IF(ISNUMBER(MATCH(AZ$11,$AK68:$AP68,0)),-1,0)*_xlfn.IFS(ISNUMBER($AD68),$AD68,ISNUMBER($AE68),$AE68,ISNUMBER($AF68),$AF68,AND($AD68=0,$AE68=0,$AF68=0),1)","v":0},{"$f":"IF(ISNUMBER(MATCH(BA$11,$AG68:$AJ68,0)),1,0)*IF(ISNUMBER($AF68),(1-$AF68),1) + IF(ISNUMBER(MATCH(BA$11,$AK68:$AP68,0)),-1,0)*_xlfn.IFS(ISNUMBER($AD68),$AD68,ISNUMBER($AE68),$AE68,ISNUMBER($AF68),$AF68,AND($AD68=0,$AE68=0,$AF68=0),1)","v":1},{"$f":"IF(ISNUMBER(MATCH(BB$11,$AG68:$AJ68,0)),1,0)*IF(ISNUMBER($AF68),(1-$AF68),1) + IF(ISNUMBER(MATCH(BB$11,$AK68:$AP68,0)),-1,0)*_xlfn.IFS(ISNUMBER($AD68),$AD68,ISNUMBER($AE68),$AE68,ISNUMBER($AF68),$AF68,AND($AD68=0,$AE68=0,$AF68=0),1)","v":0},{"$f":"IF(ISNUMBER(MATCH(BC$11,$AG68:$AJ68,0)),1,0)*IF(ISNUMBER($AF68),(1-$AF68),1) + IF(ISNUMBER(MATCH(BC$11,$AK68:$AP68,0)),-1,0)*_xlfn.IFS(ISNUMBER($AD68),$AD68,ISNUMBER($AE68),$AE68,ISNUMBER($AF68),$AF68,AND($AD68=0,$AE68=0,$AF68=0),1)","v":0},{"$f":"IF(ISNUMBER(MATCH(BD$11,$AG68:$AJ68,0)),1,0)*IF(ISNUMBER($AF68),(1-$AF68),1) + IF(ISNUMBER(MATCH(BD$11,$AK68:$AP68,0)),-1,0)*_xlfn.IFS(ISNUMBER($AD68),$AD68,ISNUMBER($AE68),$AE68,ISNUMBER($AF68),$AF68,AND($AD68=0,$AE68=0,$AF68=0),1)","v":0},{"$f":"IF(ISNUMBER(MATCH(BE$11,$AG68:$AJ68,0)),1,0)*IF(ISNUMBER($AF68),(1-$AF68),1) + IF(ISNUMBER(MATCH(BE$11,$AK68:$AP68,0)),-1,0)*_xlfn.IFS(ISNUMBER($AD68),$AD68,ISNUMBER($AE68),$AE68,ISNUMBER($AF68),$AF68,AND($AD68=0,$AE68=0,$AF68=0),1)","v":0},{"$f":"IF(ISNUMBER(MATCH(BF$11,$AG68:$AJ68,0)),1,0)*IF(ISNUMBER($AF68),(1-$AF68),1) + IF(ISNUMBER(MATCH(BF$11,$AK68:$AP68,0)),-1,0)*_xlfn.IFS(ISNUMBER($AD68),$AD68,ISNUMBER($AE68),$AE68,ISNUMBER($AF68),$AF68,AND($AD68=0,$AE68=0,$AF68=0),1)","v":0},{"$f":"IF(ISNUMBER(MATCH(BG$11,$AG68:$AJ68,0)),1,0)*IF(ISNUMBER($AF68),(1-$AF68),1) + IF(ISNUMBER(MATCH(BG$11,$AK68:$AP68,0)),-1,0)*_xlfn.IFS(ISNUMBER($AD68),$AD68,ISNUMBER($AE68),$AE68,ISNUMBER($AF68),$AF68,AND($AD68=0,$AE68=0,$AF68=0),1)","v":0},{"$f":"IF(ISNUMBER(MATCH(BH$11,$AG68:$AJ68,0)),1,0)*IF(ISNUMBER($AF68),(1-$AF68),1) + IF(ISNUMBER(MATCH(BH$11,$AK68:$AP68,0)),-1,0)*_xlfn.IFS(ISNUMBER($AD68),$AD68,ISNUMBER($AE68),$AE68,ISNUMBER($AF68),$AF68,AND($AD68=0,$AE68=0,$AF68=0),1)","v":0},{"$f":"IF(ISNUMBER(MATCH(BI$11,$AG68:$AJ68,0)),1,0)*IF(ISNUMBER($AF68),(1-$AF68),1) + IF(ISNUMBER(MATCH(BI$11,$AK68:$AP68,0)),-1,0)*_xlfn.IFS(ISNUMBER($AD68),$AD68,ISNUMBER($AE68),$AE68,ISNUMBER($AF68),$AF68,AND($AD68=0,$AE68=0,$AF68=0),1)","v":0},{"$f":"IF(ISNUMBER(MATCH(BJ$11,$AG68:$AJ68,0)),1,0)*IF(ISNUMBER($AF68),(1-$AF68),1) + IF(ISNUMBER(MATCH(BJ$11,$AK68:$AP68,0)),-1,0)*_xlfn.IFS(ISNUMBER($AD68),$AD68,ISNUMBER($AE68),$AE68,ISNUMBER($AF68),$AF68,AND($AD68=0,$AE68=0,$AF68=0),1)","v":0},{"$f":"IF(ISNUMBER(MATCH(BK$11,$AG68:$AJ68,0)),1,0)*IF(ISNUMBER($AF68),(1-$AF68),1) + IF(ISNUMBER(MATCH(BK$11,$AK68:$AP68,0)),-1,0)*_xlfn.IFS(ISNUMBER($AD68),$AD68,ISNUMBER($AE68),$AE68,ISNUMBER($AF68),$AF68,AND($AD68=0,$AE68=0,$AF68=0),1)","v":0},{"$f":"IF(ISNUMBER(MATCH(BL$11,$AG68:$AJ68,0)),1,0)*IF(ISNUMBER($AF68),(1-$AF68),1) + IF(ISNUMBER(MATCH(BL$11,$AK68:$AP68,0)),-1,0)*_xlfn.IFS(ISNUMBER($AD68),$AD68,ISNUMBER($AE68),$AE68,ISNUMBER($AF68),$AF68,AND($AD68=0,$AE68=0,$AF68=0),1)","v":0},{"$f":"IF(ISNUMBER(MATCH(BM$11,$AG68:$AJ68,0)),1,0)*IF(ISNUMBER($AF68),(1-$AF68),1) + IF(ISNUMBER(MATCH(BM$11,$AK68:$AP68,0)),-1,0)*_xlfn.IFS(ISNUMBER($AD68),$AD68,ISNUMBER($AE68),$AE68,ISNUMBER($AF68),$AF68,AND($AD68=0,$AE68=0,$AF68=0),1)","v":0},{"$f":"IF(ISNUMBER(MATCH(BN$11,$AG68:$AJ68,0)),1,0)*IF(ISNUMBER($AF68),(1-$AF68),1) + IF(ISNUMBER(MATCH(BN$11,$AK68:$AP68,0)),-1,0)*_xlfn.IFS(ISNUMBER($AD68),$AD68,ISNUMBER($AE68),$AE68,ISNUMBER($AF68),$AF68,AND($AD68=0,$AE68=0,$AF68=0),1)","v":0},{"$f":"IF(ISNUMBER(MATCH(BO$11,$AG68:$AJ68,0)),1,0)*IF(ISNUMBER($AF68),(1-$AF68),1) + IF(ISNUMBER(MATCH(BO$11,$AK68:$AP68,0)),-1,0)*_xlfn.IFS(ISNUMBER($AD68),$AD68,ISNUMBER($AE68),$AE68,ISNUMBER($AF68),$AF68,AND($AD68=0,$AE68=0,$AF68=0),1)","v":0},{"$f":"IF(ISNUMBER(MATCH(BP$11,$AG68:$AJ68,0)),1,0)*IF(ISNUMBER($AF68),(1-$AF68),1) + IF(ISNUMBER(MATCH(BP$11,$AK68:$AP68,0)),-1,0)*_xlfn.IFS(ISNUMBER($AD68),$AD68,ISNUMBER($AE68),$AE68,ISNUMBER($AF68),$AF68,AND($AD68=0,$AE68=0,$AF68=0),1)","v":0},{"$f":"IF(ISNUMBER(MATCH(BQ$11,$AG68:$AJ68,0)),1,0)*IF(ISNUMBER($AF68),(1-$AF68),1) + IF(ISNUMBER(MATCH(BQ$11,$AK68:$AP68,0)),-1,0)*_xlfn.IFS(ISNUMBER($AD68),$AD68,ISNUMBER($AE68),$AE68,ISNUMBER($AF68),$AF68,AND($AD68=0,$AE68=0,$AF68=0),1)","v":0},{"$f":"IF(ISNUMBER(MATCH(BR$11,$AG68:$AJ68,0)),1,0)*IF(ISNUMBER($AF68),(1-$AF68),1) + IF(ISNUMBER(MATCH(BR$11,$AK68:$AP68,0)),-1,0)*_xlfn.IFS(ISNUMBER($AD68),$AD68,ISNUMBER($AE68),$AE68,ISNUMBER($AF68),$AF68,AND($AD68=0,$AE68=0,$AF68=0),1)","v":0},{"$f":"IF(ISNUMBER(MATCH(BS$11,$AG68:$AJ68,0)),1,0)*IF(ISNUMBER($AF68),(1-$AF68),1) + IF(ISNUMBER(MATCH(BS$11,$AK68:$AP68,0)),-1,0)*_xlfn.IFS(ISNUMBER($AD68),$AD68,ISNUMBER($AE68),$AE68,ISNUMBER($AF68),$AF68,AND($AD68=0,$AE68=0,$AF68=0),1)","v":0},{"$f":"IF(ISNUMBER(MATCH(BT$11,$AG68:$AJ68,0)),1,0)*IF(ISNUMBER($AF68),(1-$AF68),1) + IF(ISNUMBER(MATCH(BT$11,$AK68:$AP68,0)),-1,0)*_xlfn.IFS(ISNUMBER($AD68),$AD68,ISNUMBER($AE68),$AE68,ISNUMBER($AF68),$AF68,AND($AD68=0,$AE68=0,$AF68=0),1)","v":0},{"$f":"IF(ISNUMBER(MATCH(BU$11,$AG68:$AJ68,0)),1,0)*IF(ISNUMBER($AF68),(1-$AF68),1) + IF(ISNUMBER(MATCH(BU$11,$AK68:$AP68,0)),-1,0)*_xlfn.IFS(ISNUMBER($AD68),$AD68,ISNUMBER($AE68),$AE68,ISNUMBER($AF68),$AF68,AND($AD68=0,$AE68=0,$AF68=0),1)","v":0},{"$f":"IF(ISNUMBER(MATCH(BV$11,$AG68:$AJ68,0)),1,0)*IF(ISNUMBER($AF68),(1-$AF68),1) + IF(ISNUMBER(MATCH(BV$11,$AK68:$AP68,0)),-1,0)*_xlfn.IFS(ISNUMBER($AD68),$AD68,ISNUMBER($AE68),$AE68,ISNUMBER($AF68),$AF68,AND($AD68=0,$AE68=0,$AF68=0),1)","v":0},{"$f":"IF(ISNUMBER(MATCH(BW$11,$AG68:$AJ68,0)),1,0)*IF(ISNUMBER($AF68),(1-$AF68),1) + IF(ISNUMBER(MATCH(BW$11,$AK68:$AP68,0)),-1,0)*_xlfn.IFS(ISNUMBER($AD68),$AD68,ISNUMBER($AE68),$AE68,ISNUMBER($AF68),$AF68,AND($AD68=0,$AE68=0,$AF68=0),1)","v":0},{"$f":"IF(ISNUMBER(MATCH(BX$11,$AG68:$AJ68,0)),1,0)*IF(ISNUMBER($AF68),(1-$AF68),1) + IF(ISNUMBER(MATCH(BX$11,$AK68:$AP68,0)),-1,0)*_xlfn.IFS(ISNUMBER($AD68),$AD68,ISNUMBER($AE68),$AE68,ISNUMBER($AF68),$AF68,AND($AD68=0,$AE68=0,$AF68=0),1)","v":0},{"$f":"IF(ISNUMBER(MATCH(BY$11,$AG68:$AJ68,0)),1,0)*IF(ISNUMBER($AF68),(1-$AF68),1) + IF(ISNUMBER(MATCH(BY$11,$AK68:$AP68,0)),-1,0)*_xlfn.IFS(ISNUMBER($AD68),$AD68,ISNUMBER($AE68),$AE68,ISNUMBER($AF68),$AF68,AND($AD68=0,$AE68=0,$AF68=0),1)","v":0},{"$f":"IF(ISNUMBER(MATCH(BZ$11,$AG68:$AJ68,0)),1,0)*IF(ISNUMBER($AF68),(1-$AF68),1) + IF(ISNUMBER(MATCH(BZ$11,$AK68:$AP68,0)),-1,0)*_xlfn.IFS(ISNUMBER($AD68),$AD68,ISNUMBER($AE68),$AE68,ISNUMBER($AF68),$AF68,AND($AD68=0,$AE68=0,$AF68=0),1)","v":0},{"$f":"IF(ISNUMBER(MATCH(CA$11,$AG68:$AJ68,0)),1,0)*IF(ISNUMBER($AF68),(1-$AF68),1) + IF(ISNUMBER(MATCH(CA$11,$AK68:$AP68,0)),-1,0)*_xlfn.IFS(ISNUMBER($AD68),$AD68,ISNUMBER($AE68),$AE68,ISNUMBER($AF68),$AF68,AND($AD68=0,$AE68=0,$AF68=0),1)","v":0},{"$f":"IF(ISNUMBER(MATCH(CB$11,$AG68:$AJ68,0)),1,0)*IF(ISNUMBER($AF68),(1-$AF68),1) + IF(ISNUMBER(MATCH(CB$11,$AK68:$AP68,0)),-1,0)*_xlfn.IFS(ISNUMBER($AD68),$AD68,ISNUMBER($AE68),$AE68,ISNUMBER($AF68),$AF68,AND($AD68=0,$AE68=0,$AF68=0),1)","v":0},{"$f":"IF(ISNUMBER(MATCH(CC$11,$AG68:$AJ68,0)),1,0)*IF(ISNUMBER($AF68),(1-$AF68),1) + IF(ISNUMBER(MATCH(CC$11,$AK68:$AP68,0)),-1,0)*_xlfn.IFS(ISNUMBER($AD68),$AD68,ISNUMBER($AE68),$AE68,ISNUMBER($AF68),$AF68,AND($AD68=0,$AE68=0,$AF68=0),1)","v":0},{"$f":"IF(ISNUMBER(MATCH(CD$11,$AG68:$AJ68,0)),1,0)*IF(ISNUMBER($AF68),(1-$AF68),1) + IF(ISNUMBER(MATCH(CD$11,$AK68:$AP68,0)),-1,0)*_xlfn.IFS(ISNUMBER($AD68),$AD68,ISNUMBER($AE68),$AE68,ISNUMBER($AF68),$AF68,AND($AD68=0,$AE68=0,$AF68=0),1)","v":0},{"$f":"IF(ISNUMBER(MATCH(CE$11,$AG68:$AJ68,0)),1,0)*IF(ISNUMBER($AF68),(1-$AF68),1) + IF(ISNUMBER(MATCH(CE$11,$AK68:$AP68,0)),-1,0)*_xlfn.IFS(ISNUMBER($AD68),$AD68,ISNUMBER($AE68),$AE68,ISNUMBER($AF68),$AF68,AND($AD68=0,$AE68=0,$AF68=0),1)","v":1},{"$f":"IF(ISNUMBER(MATCH(CF$11,$AG68:$AJ68,0)),1,0)*IF(ISNUMBER($AF68),(1-$AF68),1) + IF(ISNUMBER(MATCH(CF$11,$AK68:$AP68,0)),-1,0)*_xlfn.IFS(ISNUMBER($AD68),$AD68,ISNUMBER($AE68),$AE68,ISNUMBER($AF68),$AF68,AND($AD68=0,$AE68=0,$AF68=0),1)","v":0},{"$f":"IF(ISNUMBER(MATCH(CG$11,$AG68:$AJ68,0)),1,0)*IF(ISNUMBER($AF68),(1-$AF68),1) + IF(ISNUMBER(MATCH(CG$11,$AK68:$AP68,0)),-1,0)*_xlfn.IFS(ISNUMBER($AD68),$AD68,ISNUMBER($AE68),$AE68,ISNUMBER($AF68),$AF68,AND($AD68=0,$AE68=0,$AF68=0),1)","v":0},{"$f":"IF(ISNUMBER(MATCH(CH$11,$AG68:$AJ68,0)),1,0)*IF(ISNUMBER($AF68),(1-$AF68),1) + IF(ISNUMBER(MATCH(CH$11,$AK68:$AP68,0)),-1,0)*_xlfn.IFS(ISNUMBER($AD68),$AD68,ISNUMBER($AE68),$AE68,ISNUMBER($AF68),$AF68,AND($AD68=0,$AE68=0,$AF68=0),1)","v":0},{"$f":"IF(ISNUMBER(MATCH(CI$11,$AG68:$AJ68,0)),1,0)*IF(ISNUMBER($AF68),(1-$AF68),1) + IF(ISNUMBER(MATCH(CI$11,$AK68:$AP68,0)),-1,0)*_xlfn.IFS(ISNUMBER($AD68),$AD68,ISNUMBER($AE68),$AE68,ISNUMBER($AF68),$AF68,AND($AD68=0,$AE68=0,$AF68=0),1)","v":0},{"$f":"IF(ISNUMBER(MATCH(CJ$11,$AG68:$AJ68,0)),1,0)*IF(ISNUMBER($AF68),(1-$AF68),1) + IF(ISNUMBER(MATCH(CJ$11,$AK68:$AP68,0)),-1,0)*_xlfn.IFS(ISNUMBER($AD68),$AD68,ISNUMBER($AE68),$AE68,ISNUMBER($AF68),$AF68,AND($AD68=0,$AE68=0,$AF68=0),1)","v":0},{"$f":"IF(ISNUMBER(MATCH(CK$11,$AG68:$AJ68,0)),1,0)*IF(ISNUMBER($AF68),(1-$AF68),1) + IF(ISNUMBER(MATCH(CK$11,$AK68:$AP68,0)),-1,0)*_xlfn.IFS(ISNUMBER($AD68),$AD68,ISNUMBER($AE68),$AE68,ISNUMBER($AF68),$AF68,AND($AD68=0,$AE68=0,$AF68=0),1)","v":0},{"$f":"IF(ISNUMBER(MATCH(CL$11,$AG68:$AJ68,0)),1,0)*IF(ISNUMBER($AF68),(1-$AF68),1) + IF(ISNUMBER(MATCH(CL$11,$AK68:$AP68,0)),-1,0)*_xlfn.IFS(ISNUMBER($AD68),$AD68,ISNUMBER($AE68),$AE68,ISNUMBER($AF68),$AF68,AND($AD68=0,$AE68=0,$AF68=0),1)","v":0},{"$f":"IF(ISNUMBER(MATCH(CM$11,$AG68:$AJ68,0)),1,0)*IF(ISNUMBER($AF68),(1-$AF68),1) + IF(ISNUMBER(MATCH(CM$11,$AK68:$AP68,0)),-1,0)*_xlfn.IFS(ISNUMBER($AD68),$AD68,ISNUMBER($AE68),$AE68,ISNUMBER($AF68),$AF68,AND($AD68=0,$AE68=0,$AF68=0),1)","v":0},{"$f":"IF(ISNUMBER(MATCH(CN$11,$AG68:$AJ68,0)),1,0)*IF(ISNUMBER($AF68),(1-$AF68),1) + IF(ISNUMBER(MATCH(CN$11,$AK68:$AP68,0)),-1,0)*_xlfn.IFS(ISNUMBER($AD68),$AD68,ISNUMBER($AE68),$AE68,ISNUMBER($AF68),$AF68,AND($AD68=0,$AE68=0,$AF68=0),1)","v":0},{"$f":"IF(ISNUMBER(MATCH(CO$11,$AG68:$AJ68,0)),1,0)*IF(ISNUMBER($AF68),(1-$AF68),1) + IF(ISNUMBER(MATCH(CO$11,$AK68:$AP68,0)),-1,0)*_xlfn.IFS(ISNUMBER($AD68),$AD68,ISNUMBER($AE68),$AE68,ISNUMBER($AF68),$AF68,AND($AD68=0,$AE68=0,$AF68=0),1)","v":0},{"$f":"IF(ISNUMBER(MATCH(CP$11,$AG68:$AJ68,0)),1,0)*IF(ISNUMBER($AF68),(1-$AF68),1) + IF(ISNUMBER(MATCH(CP$11,$AK68:$AP68,0)),-1,0)*_xlfn.IFS(ISNUMBER($AD68),$AD68,ISNUMBER($AE68),$AE68,ISNUMBER($AF68),$AF68,AND($AD68=0,$AE68=0,$AF68=0),1)","v":0},{"$f":"IF(ISNUMBER(MATCH(CQ$11,$AG68:$AJ68,0)),1,0)*IF(ISNUMBER($AF68),(1-$AF68),1) + IF(ISNUMBER(MATCH(CQ$11,$AK68:$AP68,0)),-1,0)*_xlfn.IFS(ISNUMBER($AD68),$AD68,ISNUMBER($AE68),$AE68,ISNUMBER($AF68),$AF68,AND($AD68=0,$AE68=0,$AF68=0),1)","v":0},{"$f":"IF(ISNUMBER(MATCH(CR$11,$AG68:$AJ68,0)),1,0)*IF(ISNUMBER($AF68),(1-$AF68),1) + IF(ISNUMBER(MATCH(CR$11,$AK68:$AP68,0)),-1,0)*_xlfn.IFS(ISNUMBER($AD68),$AD68,ISNUMBER($AE68),$AE68,ISNUMBER($AF68),$AF68,AND($AD68=0,$AE68=0,$AF68=0),1)","v":0},{"$f":"IF(ISNUMBER(MATCH(CS$11,$AG68:$AJ68,0)),1,0)*IF(ISNUMBER($AF68),(1-$AF68),1) + IF(ISNUMBER(MATCH(CS$11,$AK68:$AP68,0)),-1,0)*_xlfn.IFS(ISNUMBER($AD68),$AD68,ISNUMBER($AE68),$AE68,ISNUMBER($AF68),$AF68,AND($AD68=0,$AE68=0,$AF68=0),1)","v":0},{"$f":"IF(ISNUMBER(MATCH(CT$11,$AG68:$AJ68,0)),1,0)*IF(ISNUMBER($AF68),(1-$AF68),1) + IF(ISNUMBER(MATCH(CT$11,$AK68:$AP68,0)),-1,0)*_xlfn.IFS(ISNUMBER($AD68),$AD68,ISNUMBER($AE68),$AE68,ISNUMBER($AF68),$AF68,AND($AD68=0,$AE68=0,$AF68=0),1)","v":0},{"$f":"IF(ISNUMBER(MATCH(CU$11,$AG68:$AJ68,0)),1,0)*IF(ISNUMBER($AF68),(1-$AF68),1) + IF(ISNUMBER(MATCH(CU$11,$AK68:$AP68,0)),-1,0)*_xlfn.IFS(ISNUMBER($AD68),$AD68,ISNUMBER($AE68),$AE68,ISNUMBER($AF68),$AF68,AND($AD68=0,$AE68=0,$AF68=0),1)","v":0},{"$f":"IF(ISNUMBER(MATCH(CV$11,$AG68:$AJ68,0)),1,0)*IF(ISNUMBER($AF68),(1-$AF68),1) + IF(ISNUMBER(MATCH(CV$11,$AK68:$AP68,0)),-1,0)*_xlfn.IFS(ISNUMBER($AD68),$AD68,ISNUMBER($AE68),$AE68,ISNUMBER($AF68),$AF68,AND($AD68=0,$AE68=0,$AF68=0),1)","v":0},{"$f":"IF(ISNUMBER(MATCH(CW$11,$AG68:$AJ68,0)),1,0)*IF(ISNUMBER($AF68),(1-$AF68),1) + IF(ISNUMBER(MATCH(CW$11,$AK68:$AP68,0)),-1,0)*_xlfn.IFS(ISNUMBER($AD68),$AD68,ISNUMBER($AE68),$AE68,ISNUMBER($AF68),$AF68,AND($AD68=0,$AE68=0,$AF68=0),1)","v":0},{"$f":"IF(ISNUMBER(MATCH(CX$11,$AG68:$AJ68,0)),1,0)*IF(ISNUMBER($AF68),(1-$AF68),1) + IF(ISNUMBER(MATCH(CX$11,$AK68:$AP68,0)),-1,0)*_xlfn.IFS(ISNUMBER($AD68),$AD68,ISNUMBER($AE68),$AE68,ISNUMBER($AF68),$AF68,AND($AD68=0,$AE68=0,$AF68=0),1)","v":0},{"$f":"IF(ISNUMBER(MATCH(CY$11,$AG68:$AJ68,0)),1,0)*IF(ISNUMBER($AF68),(1-$AF68),1) + IF(ISNUMBER(MATCH(CY$11,$AK68:$AP68,0)),-1,0)*_xlfn.IFS(ISNUMBER($AD68),$AD68,ISNUMBER($AE68),$AE68,ISNUMBER($AF68),$AF68,AND($AD68=0,$AE68=0,$AF68=0),1)","v":0},{"$f":"IF(ISNUMBER(MATCH(CZ$11,$AG68:$AJ68,0)),1,0)*IF(ISNUMBER($AF68),(1-$AF68),1) + IF(ISNUMBER(MATCH(CZ$11,$AK68:$AP68,0)),-1,0)*_xlfn.IFS(ISNUMBER($AD68),$AD68,ISNUMBER($AE68),$AE68,ISNUMBER($AF68),$AF68,AND($AD68=0,$AE68=0,$AF68=0),1)","v":-1},{"$f":"IF(ISNUMBER(MATCH(DA$11,$AG68:$AJ68,0)),1,0)*IF(ISNUMBER($AF68),(1-$AF68),1) + IF(ISNUMBER(MATCH(DA$11,$AK68:$AP68,0)),-1,0)*_xlfn.IFS(ISNUMBER($AD68),$AD68,ISNUMBER($AE68),$AE68,ISNUMBER($AF68),$AF68,AND($AD68=0,$AE68=0,$AF68=0),1)","v":0},{"$f":"IF(ISNUMBER(MATCH(DB$11,$AG68:$AJ68,0)),1,0)*IF(ISNUMBER($AF68),(1-$AF68),1) + IF(ISNUMBER(MATCH(DB$11,$AK68:$AP68,0)),-1,0)*_xlfn.IFS(ISNUMBER($AD68),$AD68,ISNUMBER($AE68),$AE68,ISNUMBER($AF68),$AF68,AND($AD68=0,$AE68=0,$AF68=0),1)","v":0},{"$f":"IF(ISNUMBER(MATCH(DC$11,$AG68:$AJ68,0)),1,0)*IF(ISNUMBER($AF68),(1-$AF68),1) + IF(ISNUMBER(MATCH(DC$11,$AK68:$AP68,0)),-1,0)*_xlfn.IFS(ISNUMBER($AD68),$AD68,ISNUMBER($AE68),$AE68,ISNUMBER($AF68),$AF68,AND($AD68=0,$AE68=0,$AF68=0),1)","v":0},{"$f":"IF(ISNUMBER(MATCH(DD$11,$AG68:$AJ68,0)),1,0)*IF(ISNUMBER($AF68),(1-$AF68),1) + IF(ISNUMBER(MATCH(DD$11,$AK68:$AP68,0)),-1,0)*_xlfn.IFS(ISNUMBER($AD68),$AD68,ISNUMBER($AE68),$AE68,ISNUMBER($AF68),$AF68,AND($AD68=0,$AE68=0,$AF68=0),1)","v":0},{"$f":"IF(ISNUMBER(MATCH(DE$11,$AG68:$AJ68,0)),1,0)*IF(ISNUMBER($AF68),(1-$AF68),1) + IF(ISNUMBER(MATCH(DE$11,$AK68:$AP68,0)),-1,0)*_xlfn.IFS(ISNUMBER($AD68),$AD68,ISNUMBER($AE68),$AE68,ISNUMBER($AF68),$AF68,AND($AD68=0,$AE68=0,$AF68=0),1)","v":0},null,0,null,null,null,null,null,null,null,null,null,null,null,3,{"$error":"#N/A"},{"$error":"#N/A"},0,8,0,6,45,32,152,124,17,198,221,232,188,266,314,270,305,194,165,203,0]
[null,{"$f":"CONCATENATE(\"Capex on \",C31,\" year depreciation schedule\")","v":"Capex on 1800 year depreciation schedule"},{"$f":"G37+G38+G40+G41","v":{"$error":"#N/A"}},null,null,null,null,null,"ITE load efficiency (L4)",{"$error":"#N/A"},{"$error":"#N/A"},{"$error":"#N/A"},{"$error":"#N/A"},null,null,null,null,null,"e_hru_comp,ht",0,{"$error":"#N/A"},null,null,null,null,null,null,"COP",null,null,{"$f":"N97","v":{"$error":"#N/A"}},null,"q_drms-hru,ht",null,null,null,"e_crit_ups-hru,ht",null,null,null,null,null,null,{"$f":"IF(ISNUMBER(MATCH(AR$11,$AG69:$AJ69,0)),1,0)*IF(ISNUMBER($AF69),(1-$AF69),1) + IF(ISNUMBER(MATCH(AR$11,$AK69:$AP69,0)),-1,0)*_xlfn.IFS(ISNUMBER($AD69),$AD69,ISNUMBER($AE69),$AE69,ISNUMBER($AF69),$AF69,AND($AD69=0,$AE69=0,$AF69=0),1)","v":{"$error":"#N/A"}},{"$f":"IF(ISNUMBER(MATCH(AS$11,$AG69:$AJ69,0)),1,0)*IF(ISNUMBER($AF69),(1-$AF69),1) + IF(ISNUMBER(MATCH(AS$11,$AK69:$AP69,0)),-1,0)*_xlfn.IFS(ISNUMBER($AD69),$AD69,ISNUMBER($AE69),$AE69,ISNUMBER($AF69),$AF69,AND($AD69=0,$AE69=0,$AF69=0),1)","v":{"$error":"#N/A"}},{"$f":"IF(ISNUMBER(MATCH(AT$11,$AG69:$AJ69,0)),1,0)*IF(ISNUMBER($AF69),(1-$AF69),1) + IF(ISNUMBER(MATCH(AT$11,$AK69:$AP69,0)),-1,0)*_xlfn.IFS(ISNUMBER($AD69),$AD69,ISNUMBER($AE69),$AE69,ISNUMBER($AF69),$AF69,AND($AD69=0,$AE69=0,$AF69=0),1)","v":{"$error":"#N/A"}},{"$f":"IF(ISNUMBER(MATCH(AU$11,$AG69:$AJ69,0)),1,0)*IF(ISNUMBER($AF69),(1-$AF69),1) + IF(ISNUMBER(MATCH(AU$11,$AK69:$AP69,0)),-1,0)*_xlfn.IFS(ISNUMBER($AD69),$AD69,ISNUMBER($AE69),$AE69,ISNUMBER($AF69),$AF69,AND($AD69=0,$AE69=0,$AF69=0),1)","v":{"$error":"#N/A"}},{"$f":"IF(ISNUMBER(MATCH(AV$11,$AG69:$AJ69,0)),1,0)*IF(ISNUMBER($AF69),(1-$AF69),1) + IF(ISNUMBER(MATCH(AV$11,$AK69:$AP69,0)),-1,0)*_xlfn.IFS(ISNUMBER($AD69),$AD69,ISNUMBER($AE69),$AE69,ISNUMBER($AF69),$AF69,AND($AD69=0,$AE69=0,$AF69=0),1)","v":{"$error":"#N/A"}},{"$f":"IF(ISNUMBER(MATCH(AW$11,$AG69:$AJ69,0)),1,0)*IF(ISNUMBER($AF69),(1-$AF69),1) + IF(ISNUMBER(MATCH(AW$11,$AK69:$AP69,0)),-1,0)*_xlfn.IFS(ISNUMBER($AD69),$AD69,ISNUMBER($AE69),$AE69,ISNUMBER($AF69),$AF69,AND($AD69=0,$AE69=0,$AF69=0),1)","v":{"$error":"#N/A"}},{"$f":"IF(ISNUMBER(MATCH(AX$11,$AG69:$AJ69,0)),1,0)*IF(ISNUMBER($AF69),(1-$AF69),1) + IF(ISNUMBER(MATCH(AX$11,$AK69:$AP69,0)),-1,0)*_xlfn.IFS(ISNUMBER($AD69),$AD69,ISNUMBER($AE69),$AE69,ISNUMBER($AF69),$AF69,AND($AD69=0,$AE69=0,$AF69=0),1)","v":{"$error":"#N/A"}},{"$f":"IF(ISNUMBER(MATCH(AY$11,$AG69:$AJ69,0)),1,0)*IF(ISNUMBER($AF69),(1-$AF69),1) + IF(ISNUMBER(MATCH(AY$11,$AK69:$AP69,0)),-1,0)*_xlfn.IFS(ISNUMBER($AD69),$AD69,ISNUMBER($AE69),$AE69,ISNUMBER($AF69),$AF69,AND($AD69=0,$AE69=0,$AF69=0),1)","v":{"$error":"#N/A"}},{"$f":"IF(ISNUMBER(MATCH(AZ$11,$AG69:$AJ69,0)),1,0)*IF(ISNUMBER($AF69),(1-$AF69),1) + IF(ISNUMBER(MATCH(AZ$11,$AK69:$AP69,0)),-1,0)*_xlfn.IFS(ISNUMBER($AD69),$AD69,ISNUMBER($AE69),$AE69,ISNUMBER($AF69),$AF69,AND($AD69=0,$AE69=0,$AF69=0),1)","v":{"$error":"#N/A"}},{"$f":"IF(ISNUMBER(MATCH(BA$11,$AG69:$AJ69,0)),1,0)*IF(ISNUMBER($AF69),(1-$AF69),1) + IF(ISNUMBER(MATCH(BA$11,$AK69:$AP69,0)),-1,0)*_xlfn.IFS(ISNUMBER($AD69),$AD69,ISNUMBER($AE69),$AE69,ISNUMBER($AF69),$AF69,AND($AD69=0,$AE69=0,$AF69=0),1)","v":{"$error":"#N/A"}},{"$f":"IF(ISNUMBER(MATCH(BB$11,$AG69:$AJ69,0)),1,0)*IF(ISNUMBER($AF69),(1-$AF69),1) + IF(ISNUMBER(MATCH(BB$11,$AK69:$AP69,0)),-1,0)*_xlfn.IFS(ISNUMBER($AD69),$AD69,ISNUMBER($AE69),$AE69,ISNUMBER($AF69),$AF69,AND($AD69=0,$AE69=0,$AF69=0),1)","v":{"$error":"#N/A"}},{"$f":"IF(ISNUMBER(MATCH(BC$11,$AG69:$AJ69,0)),1,0)*IF(ISNUMBER($AF69),(1-$AF69),1) + IF(ISNUMBER(MATCH(BC$11,$AK69:$AP69,0)),-1,0)*_xlfn.IFS(ISNUMBER($AD69),$AD69,ISNUMBER($AE69),$AE69,ISNUMBER($AF69),$AF69,AND($AD69=0,$AE69=0,$AF69=0),1)","v":{"$error":"#N/A"}},{"$f":"IF(ISNUMBER(MATCH(BD$11,$AG69:$AJ69,0)),1,0)*IF(ISNUMBER($AF69),(1-$AF69),1) + IF(ISNUMBER(MATCH(BD$11,$AK69:$AP69,0)),-1,0)*_xlfn.IFS(ISNUMBER($AD69),$AD69,ISNUMBER($AE69),$AE69,ISNUMBER($AF69),$AF69,AND($AD69=0,$AE69=0,$AF69=0),1)","v":{"$error":"#N/A"}},{"$f":"IF(ISNUMBER(MATCH(BE$11,$AG69:$AJ69,0)),1,0)*IF(ISNUMBER($AF69),(1-$AF69),1) + IF(ISNUMBER(MATCH(BE$11,$AK69:$AP69,0)),-1,0)*_xlfn.IFS(ISNUMBER($AD69),$AD69,ISNUMBER($AE69),$AE69,ISNUMBER($AF69),$AF69,AND($AD69=0,$AE69=0,$AF69=0),1)","v":{"$error":"#N/A"}},{"$f":"IF(ISNUMBER(MATCH(BF$11,$AG69:$AJ69,0)),1,0)*IF(ISNUMBER($AF69),(1-$AF69),1) + IF(ISNUMBER(MATCH(BF$11,$AK69:$AP69,0)),-1,0)*_xlfn.IFS(ISNUMBER($AD69),$AD69,ISNUMBER($AE69),$AE69,ISNUMBER($AF69),$AF69,AND($AD69=0,$AE69=0,$AF69=0),1)","v":{"$error":"#N/A"}},{"$f":"IF(ISNUMBER(MATCH(BG$11,$AG69:$AJ69,0)),1,0)*IF(ISNUMBER($AF69),(1-$AF69),1) + IF(ISNUMBER(MATCH(BG$11,$AK69:$AP69,0)),-1,0)*_xlfn.IFS(ISNUMBER($AD69),$AD69,ISNUMBER($AE69),$AE69,ISNUMBER($AF69),$AF69,AND($AD69=0,$AE69=0,$AF69=0),1)","v":{"$error":"#N/A"}},{"$f":"IF(ISNUMBER(MATCH(BH$11,$AG69:$AJ69,0)),1,0)*IF(ISNUMBER($AF69),(1-$AF69),1) + IF(ISNUMBER(MATCH(BH$11,$AK69:$AP69,0)),-1,0)*_xlfn.IFS(ISNUMBER($AD69),$AD69,ISNUMBER($AE69),$AE69,ISNUMBER($AF69),$AF69,AND($AD69=0,$AE69=0,$AF69=0),1)","v":{"$error":"#N/A"}},{"$f":"IF(ISNUMBER(MATCH(BI$11,$AG69:$AJ69,0)),1,0)*IF(ISNUMBER($AF69),(1-$AF69),1) + IF(ISNUMBER(MATCH(BI$11,$AK69:$AP69,0)),-1,0)*_xlfn.IFS(ISNUMBER($AD69),$AD69,ISNUMBER($AE69),$AE69,ISNUMBER($AF69),$AF69,AND($AD69=0,$AE69=0,$AF69=0),1)","v":{"$error":"#N/A"}},{"$f":"IF(ISNUMBER(MATCH(BJ$11,$AG69:$AJ69,0)),1,0)*IF(ISNUMBER($AF69),(1-$AF69),1) + IF(ISNUMBER(MATCH(BJ$11,$AK69:$AP69,0)),-1,0)*_xlfn.IFS(ISNUMBER($AD69),$AD69,ISNUMBER($AE69),$AE69,ISNUMBER($AF69),$AF69,AND($AD69=0,$AE69=0,$AF69=0),1)","v":{"$error":"#N/A"}},{"$f":"IF(ISNUMBER(MATCH(BK$11,$AG69:$AJ69,0)),1,0)*IF(ISNUMBER($AF69),(1-$AF69),1) + IF(ISNUMBER(MATCH(BK$11,$AK69:$AP69,0)),-1,0)*_xlfn.IFS(ISNUMBER($AD69),$AD69,ISNUMBER($AE69),$AE69,ISNUMBER($AF69),$AF69,AND($AD69=0,$AE69=0,$AF69=0),1)","v":{"$error":"#N/A"}},{"$f":"IF(ISNUMBER(MATCH(BL$11,$AG69:$AJ69,0)),1,0)*IF(ISNUMBER($AF69),(1-$AF69),1) + IF(ISNUMBER(MATCH(BL$11,$AK69:$AP69,0)),-1,0)*_xlfn.IFS(ISNUMBER($AD69),$AD69,ISNUMBER($AE69),$AE69,ISNUMBER($AF69),$AF69,AND($AD69=0,$AE69=0,$AF69=0),1)","v":{"$error":"#N/A"}},{"$f":"IF(ISNUMBER(MATCH(BM$11,$AG69:$AJ69,0)),1,0)*IF(ISNUMBER($AF69),(1-$AF69),1) + IF(ISNUMBER(MATCH(BM$11,$AK69:$AP69,0)),-1,0)*_xlfn.IFS(ISNUMBER($AD69),$AD69,ISNUMBER($AE69),$AE69,ISNUMBER($AF69),$AF69,AND($AD69=0,$AE69=0,$AF69=0),1)","v":{"$error":"#N/A"}},{"$f":"IF(ISNUMBER(MATCH(BN$11,$AG69:$AJ69,0)),1,0)*IF(ISNUMBER($AF69),(1-$AF69),1) + IF(ISNUMBER(MATCH(BN$11,$AK69:$AP69,0)),-1,0)*_xlfn.IFS(ISNUMBER($AD69),$AD69,ISNUMBER($AE69),$AE69,ISNUMBER($AF69),$AF69,AND($AD69=0,$AE69=0,$AF69=0),1)","v":{"$error":"#N/A"}},{"$f":"IF(ISNUMBER(MATCH(BO$11,$AG69:$AJ69,0)),1,0)*IF(ISNUMBER($AF69),(1-$AF69),1) + IF(ISNUMBER(MATCH(BO$11,$AK69:$AP69,0)),-1,0)*_xlfn.IFS(ISNUMBER($AD69),$AD69,ISNUMBER($AE69),$AE69,ISNUMBER($AF69),$AF69,AND($AD69=0,$AE69=0,$AF69=0),1)","v":{"$error":"#N/A"}},{"$f":"IF(ISNUMBER(MATCH(BP$11,$AG69:$AJ69,0)),1,0)*IF(ISNUMBER($AF69),(1-$AF69),1) + IF(ISNUMBER(MATCH(BP$11,$AK69:$AP69,0)),-1,0)*_xlfn.IFS(ISNUMBER($AD69),$AD69,ISNUMBER($AE69),$AE69,ISNUMBER($AF69),$AF69,AND($AD69=0,$AE69=0,$AF69=0),1)","v":{"$error":"#N/A"}},{"$f":"IF(ISNUMBER(MATCH(BQ$11,$AG69:$AJ69,0)),1,0)*IF(ISNUMBER($AF69),(1-$AF69),1) + IF(ISNUMBER(MATCH(BQ$11,$AK69:$AP69,0)),-1,0)*_xlfn.IFS(ISNUMBER($AD69),$AD69,ISNUMBER($AE69),$AE69,ISNUMBER($AF69),$AF69,AND($AD69=0,$AE69=0,$AF69=0),1)","v":{"$error":"#N/A"}},{"$f":"IF(ISNUMBER(MATCH(BR$11,$AG69:$AJ69,0)),1,0)*IF(ISNUMBER($AF69),(1-$AF69),1) + IF(ISNUMBER(MATCH(BR$11,$AK69:$AP69,0)),-1,0)*_xlfn.IFS(ISNUMBER($AD69),$AD69,ISNUMBER($AE69),$AE69,ISNUMBER($AF69),$AF69,AND($AD69=0,$AE69=0,$AF69=0),1)","v":{"$error":"#N/A"}},{"$f":"IF(ISNUMBER(MATCH(BS$11,$AG69:$AJ69,0)),1,0)*IF(ISNUMBER($AF69),(1-$AF69),1) + IF(ISNUMBER(MATCH(BS$11,$AK69:$AP69,0)),-1,0)*_xlfn.IFS(ISNUMBER($AD69),$AD69,ISNUMBER($AE69),$AE69,ISNUMBER($AF69),$AF69,AND($AD69=0,$AE69=0,$AF69=0),1)","v":{"$error":"#N/A"}},{"$f":"IF(ISNUMBER(MATCH(BT$11,$AG69:$AJ69,0)),1,0)*IF(ISNUMBER($AF69),(1-$AF69),1) + IF(ISNUMBER(MATCH(BT$11,$AK69:$AP69,0)),-1,0)*_xlfn.IFS(ISNUMBER($AD69),$AD69,ISNUMBER($AE69),$AE69,ISNUMBER($AF69),$AF69,AND($AD69=0,$AE69=0,$AF69=0),1)","v":{"$error":"#N/A"}},{"$f":"IF(ISNUMBER(MATCH(BU$11,$AG69:$AJ69,0)),1,0)*IF(ISNUMBER($AF69),(1-$AF69),1) + IF(ISNUMBER(MATCH(BU$11,$AK69:$AP69,0)),-1,0)*_xlfn.IFS(ISNUMBER($AD69),$AD69,ISNUMBER($AE69),$AE69,ISNUMBER($AF69),$AF69,AND($AD69=0,$AE69=0,$AF69=0),1)","v":{"$error":"#N/A"}},{"$f":"IF(ISNUMBER(MATCH(BV$11,$AG69:$AJ69,0)),1,0)*IF(ISNUMBER($AF69),(1-$AF69),1) + IF(ISNUMBER(MATCH(BV$11,$AK69:$AP69,0)),-1,0)*_xlfn.IFS(ISNUMBER($AD69),$AD69,ISNUMBER($AE69),$AE69,ISNUMBER($AF69),$AF69,AND($AD69=0,$AE69=0,$AF69=0),1)","v":{"$error":"#N/A"}},{"$f":"IF(ISNUMBER(MATCH(BW$11,$AG69:$AJ69,0)),1,0)*IF(ISNUMBER($AF69),(1-$AF69),1) + IF(ISNUMBER(MATCH(BW$11,$AK69:$AP69,0)),-1,0)*_xlfn.IFS(ISNUMBER($AD69),$AD69,ISNUMBER($AE69),$AE69,ISNUMBER($AF69),$AF69,AND($AD69=0,$AE69=0,$AF69=0),1)","v":{"$error":"#N/A"}},{"$f":"IF(ISNUMBER(MATCH(BX$11,$AG69:$AJ69,0)),1,0)*IF(ISNUMBER($AF69),(1-$AF69),1) + IF(ISNUMBER(MATCH(BX$11,$AK69:$AP69,0)),-1,0)*_xlfn.IFS(ISNUMBER($AD69),$AD69,ISNUMBER($AE69),$AE69,ISNUMBER($AF69),$AF69,AND($AD69=0,$AE69=0,$AF69=0),1)","v":{"$error":"#N/A"}},{"$f":"IF(ISNUMBER(MATCH(BY$11,$AG69:$AJ69,0)),1,0)*IF(ISNUMBER($AF69),(1-$AF69),1) + IF(ISNUMBER(MATCH(BY$11,$AK69:$AP69,0)),-1,0)*_xlfn.IFS(ISNUMBER($AD69),$AD69,ISNUMBER($AE69),$AE69,ISNUMBER($AF69),$AF69,AND($AD69=0,$AE69=0,$AF69=0),1)","v":{"$error":"#N/A"}},{"$f":"IF(ISNUMBER(MATCH(BZ$11,$AG69:$AJ69,0)),1,0)*IF(ISNUMBER($AF69),(1-$AF69),1) + IF(ISNUMBER(MATCH(BZ$11,$AK69:$AP69,0)),-1,0)*_xlfn.IFS(ISNUMBER($AD69),$AD69,ISNUMBER($AE69),$AE69,ISNUMBER($AF69),$AF69,AND($AD69=0,$AE69=0,$AF69=0),1)","v":{"$error":"#N/A"}},{"$f":"IF(ISNUMBER(MATCH(CA$11,$AG69:$AJ69,0)),1,0)*IF(ISNUMBER($AF69),(1-$AF69),1) + IF(ISNUMBER(MATCH(CA$11,$AK69:$AP69,0)),-1,0)*_xlfn.IFS(ISNUMBER($AD69),$AD69,ISNUMBER($AE69),$AE69,ISNUMBER($AF69),$AF69,AND($AD69=0,$AE69=0,$AF69=0),1)","v":{"$error":"#N/A"}},{"$f":"IF(ISNUMBER(MATCH(CB$11,$AG69:$AJ69,0)),1,0)*IF(ISNUMBER($AF69),(1-$AF69),1) + IF(ISNUMBER(MATCH(CB$11,$AK69:$AP69,0)),-1,0)*_xlfn.IFS(ISNUMBER($AD69),$AD69,ISNUMBER($AE69),$AE69,ISNUMBER($AF69),$AF69,AND($AD69=0,$AE69=0,$AF69=0),1)","v":{"$error":"#N/A"}},{"$f":"IF(ISNUMBER(MATCH(CC$11,$AG69:$AJ69,0)),1,0)*IF(ISNUMBER($AF69),(1-$AF69),1) + IF(ISNUMBER(MATCH(CC$11,$AK69:$AP69,0)),-1,0)*_xlfn.IFS(ISNUMBER($AD69),$AD69,ISNUMBER($AE69),$AE69,ISNUMBER($AF69),$AF69,AND($AD69=0,$AE69=0,$AF69=0),1)","v":{"$error":"#N/A"}},{"$f":"IF(ISNUMBER(MATCH(CD$11,$AG69:$AJ69,0)),1,0)*IF(ISNUMBER($AF69),(1-$AF69),1) + IF(ISNUMBER(MATCH(CD$11,$AK69:$AP69,0)),-1,0)*_xlfn.IFS(ISNUMBER($AD69),$AD69,ISNUMBER($AE69),$AE69,ISNUMBER($AF69),$AF69,AND($AD69=0,$AE69=0,$AF69=0),1)","v":{"$error":"#N/A"}},{"$f":"IF(ISNUMBER(MATCH(CE$11,$AG69:$AJ69,0)),1,0)*IF(ISNUMBER($AF69),(1-$AF69),1) + IF(ISNUMBER(MATCH(CE$11,$AK69:$AP69,0)),-1,0)*_xlfn.IFS(ISNUMBER($AD69),$AD69,ISNUMBER($AE69),$AE69,ISNUMBER($AF69),$AF69,AND($AD69=0,$AE69=0,$AF69=0),1)","v":{"$error":"#N/A"}},{"$f":"IF(ISNUMBER(MATCH(CF$11,$AG69:$AJ69,0)),1,0)*IF(ISNUMBER($AF69),(1-$AF69),1) + IF(ISNUMBER(MATCH(CF$11,$AK69:$AP69,0)),-1,0)*_xlfn.IFS(ISNUMBER($AD69),$AD69,ISNUMBER($AE69),$AE69,ISNUMBER($AF69),$AF69,AND($AD69=0,$AE69=0,$AF69=0),1)","v":{"$error":"#N/A"}},{"$f":"IF(ISNUMBER(MATCH(CG$11,$AG69:$AJ69,0)),1,0)*IF(ISNUMBER($AF69),(1-$AF69),1) + IF(ISNUMBER(MATCH(CG$11,$AK69:$AP69,0)),-1,0)*_xlfn.IFS(ISNUMBER($AD69),$AD69,ISNUMBER($AE69),$AE69,ISNUMBER($AF69),$AF69,AND($AD69=0,$AE69=0,$AF69=0),1)","v":{"$error":"#N/A"}},{"$f":"IF(ISNUMBER(MATCH(CH$11,$AG69:$AJ69,0)),1,0)*IF(ISNUMBER($AF69),(1-$AF69),1) + IF(ISNUMBER(MATCH(CH$11,$AK69:$AP69,0)),-1,0)*_xlfn.IFS(ISNUMBER($AD69),$AD69,ISNUMBER($AE69),$AE69,ISNUMBER($AF69),$AF69,AND($AD69=0,$AE69=0,$AF69=0),1)","v":{"$error":"#N/A"}},{"$f":"IF(ISNUMBER(MATCH(CI$11,$AG69:$AJ69,0)),1,0)*IF(ISNUMBER($AF69),(1-$AF69),1) + IF(ISNUMBER(MATCH(CI$11,$AK69:$AP69,0)),-1,0)*_xlfn.IFS(ISNUMBER($AD69),$AD69,ISNUMBER($AE69),$AE69,ISNUMBER($AF69),$AF69,AND($AD69=0,$AE69=0,$AF69=0),1)","v":{"$error":"#N/A"}},{"$f":"IF(ISNUMBER(MATCH(CJ$11,$AG69:$AJ69,0)),1,0)*IF(ISNUMBER($AF69),(1-$AF69),1) + IF(ISNUMBER(MATCH(CJ$11,$AK69:$AP69,0)),-1,0)*_xlfn.IFS(ISNUMBER($AD69),$AD69,ISNUMBER($AE69),$AE69,ISNUMBER($AF69),$AF69,AND($AD69=0,$AE69=0,$AF69=0),1)","v":{"$error":"#N/A"}},{"$f":"IF(ISNUMBER(MATCH(CK$11,$AG69:$AJ69,0)),1,0)*IF(ISNUMBER($AF69),(1-$AF69),1) + IF(ISNUMBER(MATCH(CK$11,$AK69:$AP69,0)),-1,0)*_xlfn.IFS(ISNUMBER($AD69),$AD69,ISNUMBER($AE69),$AE69,ISNUMBER($AF69),$AF69,AND($AD69=0,$AE69=0,$AF69=0),1)","v":{"$error":"#N/A"}},{"$f":"IF(ISNUMBER(MATCH(CL$11,$AG69:$AJ69,0)),1,0)*IF(ISNUMBER($AF69),(1-$AF69),1) + IF(ISNUMBER(MATCH(CL$11,$AK69:$AP69,0)),-1,0)*_xlfn.IFS(ISNUMBER($AD69),$AD69,ISNUMBER($AE69),$AE69,ISNUMBER($AF69),$AF69,AND($AD69=0,$AE69=0,$AF69=0),1)","v":{"$error":"#N/A"}},{"$f":"IF(ISNUMBER(MATCH(CM$11,$AG69:$AJ69,0)),1,0)*IF(ISNUMBER($AF69),(1-$AF69),1) + IF(ISNUMBER(MATCH(CM$11,$AK69:$AP69,0)),-1,0)*_xlfn.IFS(ISNUMBER($AD69),$AD69,ISNUMBER($AE69),$AE69,ISNUMBER($AF69),$AF69,AND($AD69=0,$AE69=0,$AF69=0),1)","v":{"$error":"#N/A"}},{"$f":"IF(ISNUMBER(MATCH(CN$11,$AG69:$AJ69,0)),1,0)*IF(ISNUMBER($AF69),(1-$AF69),1) + IF(ISNUMBER(MATCH(CN$11,$AK69:$AP69,0)),-1,0)*_xlfn.IFS(ISNUMBER($AD69),$AD69,ISNUMBER($AE69),$AE69,ISNUMBER($AF69),$AF69,AND($AD69=0,$AE69=0,$AF69=0),1)","v":{"$error":"#N/A"}},{"$f":"IF(ISNUMBER(MATCH(CO$11,$AG69:$AJ69,0)),1,0)*IF(ISNUMBER($AF69),(1-$AF69),1) + IF(ISNUMBER(MATCH(CO$11,$AK69:$AP69,0)),-1,0)*_xlfn.IFS(ISNUMBER($AD69),$AD69,ISNUMBER($AE69),$AE69,ISNUMBER($AF69),$AF69,AND($AD69=0,$AE69=0,$AF69=0),1)","v":{"$error":"#N/A"}},{"$f":"IF(ISNUMBER(MATCH(CP$11,$AG69:$AJ69,0)),1,0)*IF(ISNUMBER($AF69),(1-$AF69),1) + IF(ISNUMBER(MATCH(CP$11,$AK69:$AP69,0)),-1,0)*_xlfn.IFS(ISNUMBER($AD69),$AD69,ISNUMBER($AE69),$AE69,ISNUMBER($AF69),$AF69,AND($AD69=0,$AE69=0,$AF69=0),1)","v":{"$error":"#N/A"}},{"$f":"IF(ISNUMBER(MATCH(CQ$11,$AG69:$AJ69,0)),1,0)*IF(ISNUMBER($AF69),(1-$AF69),1) + IF(ISNUMBER(MATCH(CQ$11,$AK69:$AP69,0)),-1,0)*_xlfn.IFS(ISNUMBER($AD69),$AD69,ISNUMBER($AE69),$AE69,ISNUMBER($AF69),$AF69,AND($AD69=0,$AE69=0,$AF69=0),1)","v":{"$error":"#N/A"}},{"$f":"IF(ISNUMBER(MATCH(CR$11,$AG69:$AJ69,0)),1,0)*IF(ISNUMBER($AF69),(1-$AF69),1) + IF(ISNUMBER(MATCH(CR$11,$AK69:$AP69,0)),-1,0)*_xlfn.IFS(ISNUMBER($AD69),$AD69,ISNUMBER($AE69),$AE69,ISNUMBER($AF69),$AF69,AND($AD69=0,$AE69=0,$AF69=0),1)","v":{"$error":"#N/A"}},{"$f":"IF(ISNUMBER(MATCH(CS$11,$AG69:$AJ69,0)),1,0)*IF(ISNUMBER($AF69),(1-$AF69),1) + IF(ISNUMBER(MATCH(CS$11,$AK69:$AP69,0)),-1,0)*_xlfn.IFS(ISNUMBER($AD69),$AD69,ISNUMBER($AE69),$AE69,ISNUMBER($AF69),$AF69,AND($AD69=0,$AE69=0,$AF69=0),1)","v":{"$error":"#N/A"}},{"$f":"IF(ISNUMBER(MATCH(CT$11,$AG69:$AJ69,0)),1,0)*IF(ISNUMBER($AF69),(1-$AF69),1) + IF(ISNUMBER(MATCH(CT$11,$AK69:$AP69,0)),-1,0)*_xlfn.IFS(ISNUMBER($AD69),$AD69,ISNUMBER($AE69),$AE69,ISNUMBER($AF69),$AF69,AND($AD69=0,$AE69=0,$AF69=0),1)","v":{"$error":"#N/A"}},{"$f":"IF(ISNUMBER(MATCH(CU$11,$AG69:$AJ69,0)),1,0)*IF(ISNUMBER($AF69),(1-$AF69),1) + IF(ISNUMBER(MATCH(CU$11,$AK69:$AP69,0)),-1,0)*_xlfn.IFS(ISNUMBER($AD69),$AD69,ISNUMBER($AE69),$AE69,ISNUMBER($AF69),$AF69,AND($AD69=0,$AE69=0,$AF69=0),1)","v":{"$error":"#N/A"}},{"$f":"IF(ISNUMBER(MATCH(CV$11,$AG69:$AJ69,0)),1,0)*IF(ISNUMBER($AF69),(1-$AF69),1) + IF(ISNUMBER(MATCH(CV$11,$AK69:$AP69,0)),-1,0)*_xlfn.IFS(ISNUMBER($AD69),$AD69,ISNUMBER($AE69),$AE69,ISNUMBER($AF69),$AF69,AND($AD69=0,$AE69=0,$AF69=0),1)","v":{"$error":"#N/A"}},{"$f":"IF(ISNUMBER(MATCH(CW$11,$AG69:$AJ69,0)),1,0)*IF(ISNUMBER($AF69),(1-$AF69),1) + IF(ISNUMBER(MATCH(CW$11,$AK69:$AP69,0)),-1,0)*_xlfn.IFS(ISNUMBER($AD69),$AD69,ISNUMBER($AE69),$AE69,ISNUMBER($AF69),$AF69,AND($AD69=0,$AE69=0,$AF69=0),1)","v":{"$error":"#N/A"}},{"$f":"IF(ISNUMBER(MATCH(CX$11,$AG69:$AJ69,0)),1,0)*IF(ISNUMBER($AF69),(1-$AF69),1) + IF(ISNUMBER(MATCH(CX$11,$AK69:$AP69,0)),-1,0)*_xlfn.IFS(ISNUMBER($AD69),$AD69,ISNUMBER($AE69),$AE69,ISNUMBER($AF69),$AF69,AND($AD69=0,$AE69=0,$AF69=0),1)","v":{"$error":"#N/A"}},{"$f":"IF(ISNUMBER(MATCH(CY$11,$AG69:$AJ69,0)),1,0)*IF(ISNUMBER($AF69),(1-$AF69),1) + IF(ISNUMBER(MATCH(CY$11,$AK69:$AP69,0)),-1,0)*_xlfn.IFS(ISNUMBER($AD69),$AD69,ISNUMBER($AE69),$AE69,ISNUMBER($AF69),$AF69,AND($AD69=0,$AE69=0,$AF69=0),1)","v":{"$error":"#N/A"}},{"$f":"IF(ISNUMBER(MATCH(CZ$11,$AG69:$AJ69,0)),1,0)*IF(ISNUMBER($AF69),(1-$AF69),1) + IF(ISNUMBER(MATCH(CZ$11,$AK69:$AP69,0)),-1,0)*_xlfn.IFS(ISNUMBER($AD69),$AD69,ISNUMBER($AE69),$AE69,ISNUMBER($AF69),$AF69,AND($AD69=0,$AE69=0,$AF69=0),1)","v":{"$error":"#N/A"}},{"$f":"IF(ISNUMBER(MATCH(DA$11,$AG69:$AJ69,0)),1,0)*IF(ISNUMBER($AF69),(1-$AF69),1) + IF(ISNUMBER(MATCH(DA$11,$AK69:$AP69,0)),-1,0)*_xlfn.IFS(ISNUMBER($AD69),$AD69,ISNUMBER($AE69),$AE69,ISNUMBER($AF69),$AF69,AND($AD69=0,$AE69=0,$AF69=0),1)","v":{"$error":"#N/A"}},{"$f":"IF(ISNUMBER(MATCH(DB$11,$AG69:$AJ69,0)),1,0)*IF(ISNUMBER($AF69),(1-$AF69),1) + IF(ISNUMBER(MATCH(DB$11,$AK69:$AP69,0)),-1,0)*_xlfn.IFS(ISNUMBER($AD69),$AD69,ISNUMBER($AE69),$AE69,ISNUMBER($AF69),$AF69,AND($AD69=0,$AE69=0,$AF69=0),1)","v":{"$error":"#N/A"}},{"$f":"IF(ISNUMBER(MATCH(DC$11,$AG69:$AJ69,0)),1,0)*IF(ISNUMBER($AF69),(1-$AF69),1) + IF(ISNUMBER(MATCH(DC$11,$AK69:$AP69,0)),-1,0)*_xlfn.IFS(ISNUMBER($AD69),$AD69,ISNUMBER($AE69),$AE69,ISNUMBER($AF69),$AF69,AND($AD69=0,$AE69=0,$AF69=0),1)","v":{"$error":"#N/A"}},{"$f":"IF(ISNUMBER(MATCH(DD$11,$AG69:$AJ69,0)),1,0)*IF(ISNUMBER($AF69),(1-$AF69),1) + IF(ISNUMBER(MATCH(DD$11,$AK69:$AP69,0)),-1,0)*_xlfn.IFS(ISNUMBER($AD69),$AD69,ISNUMBER($AE69),$AE69,ISNUMBER($AF69),$AF69,AND($AD69=0,$AE69=0,$AF69=0),1)","v":{"$error":"#N/A"}},{"$f":"IF(ISNUMBER(MATCH(DE$11,$AG69:$AJ69,0)),1,0)*IF(ISNUMBER($AF69),(1-$AF69),1) + IF(ISNUMBER(MATCH(DE$11,$AK69:$AP69,0)),-1,0)*_xlfn.IFS(ISNUMBER($AD69),$AD69,ISNUMBER($AE69),$AE69,ISNUMBER($AF69),$AF69,AND($AD69=0,$AE69=0,$AF69=0),1)","v":{"$error":"#N/A"}},null,0,null,null,null,null,null,null,null,null,null,null,null,4,{"$error":"#N/A"},{"$error":"#N/A"},0,7,0,9,44,43,153,151,40,192,176,284,160,222,434,238,261,201,154,282,0]
[null,{"$f":"CONCATENATE(\"Capex on \",C32,\" year depreciation schedule\")","v":"Capex on 1800 year depreciation schedule"},{"$f":"G39","v":{"$error":"#N/A"}},null,null,null,null,null,"OPEX power",{"$f":"J65*$C$37*$C$22","v":{"$error":"#N/A"}},{"$f":"K65*$C$37*$C$22","v":{"$error":"#N/A"}},{"$f":"L65*$C$37*$C$22","v":{"$error":"#N/A"}},{"$f":"M65*$C$37*$C$22","v":{"$error":"#N/A"}},null,null,null,null,null,"e_hru_fs,ht",0,{"$error":"#N/A"},null,null,null,null,null,"Comp.","Conservation",null,null,null,null,"q_hru_eco-comp,ht","e_hru_comp,ht",null,null,"q_hru_comp-fs,ht",null,null,null,null,null,null,{"$f":"IF(ISNUMBER(MATCH(AR$11,$AG70:$AJ70,0)),1,0)*IF(ISNUMBER($AF70),(1-$AF70),1) + IF(ISNUMBER(MATCH(AR$11,$AK70:$AP70,0)),-1,0)*_xlfn.IFS(ISNUMBER($AD70),$AD70,ISNUMBER($AE70),$AE70,ISNUMBER($AF70),$AF70,AND($AD70=0,$AE70=0,$AF70=0),1)","v":0},{"$f":"IF(ISNUMBER(MATCH(AS$11,$AG70:$AJ70,0)),1,0)*IF(ISNUMBER($AF70),(1-$AF70),1) + IF(ISNUMBER(MATCH(AS$11,$AK70:$AP70,0)),-1,0)*_xlfn.IFS(ISNUMBER($AD70),$AD70,ISNUMBER($AE70),$AE70,ISNUMBER($AF70),$AF70,AND($AD70=0,$AE70=0,$AF70=0),1)","v":0},{"$f":"IF(ISNUMBER(MATCH(AT$11,$AG70:$AJ70,0)),1,0)*IF(ISNUMBER($AF70),(1-$AF70),1) + IF(ISNUMBER(MATCH(AT$11,$AK70:$AP70,0)),-1,0)*_xlfn.IFS(ISNUMBER($AD70),$AD70,ISNUMBER($AE70),$AE70,ISNUMBER($AF70),$AF70,AND($AD70=0,$AE70=0,$AF70=0),1)","v":0},{"$f":"IF(ISNUMBER(MATCH(AU$11,$AG70:$AJ70,0)),1,0)*IF(ISNUMBER($AF70),(1-$AF70),1) + IF(ISNUMBER(MATCH(AU$11,$AK70:$AP70,0)),-1,0)*_xlfn.IFS(ISNUMBER($AD70),$AD70,ISNUMBER($AE70),$AE70,ISNUMBER($AF70),$AF70,AND($AD70=0,$AE70=0,$AF70=0),1)","v":0},{"$f":"IF(ISNUMBER(MATCH(AV$11,$AG70:$AJ70,0)),1,0)*IF(ISNUMBER($AF70),(1-$AF70),1) + IF(ISNUMBER(MATCH(AV$11,$AK70:$AP70,0)),-1,0)*_xlfn.IFS(ISNUMBER($AD70),$AD70,ISNUMBER($AE70),$AE70,ISNUMBER($AF70),$AF70,AND($AD70=0,$AE70=0,$AF70=0),1)","v":0},{"$f":"IF(ISNUMBER(MATCH(AW$11,$AG70:$AJ70,0)),1,0)*IF(ISNUMBER($AF70),(1-$AF70),1) + IF(ISNUMBER(MATCH(AW$11,$AK70:$AP70,0)),-1,0)*_xlfn.IFS(ISNUMBER($AD70),$AD70,ISNUMBER($AE70),$AE70,ISNUMBER($AF70),$AF70,AND($AD70=0,$AE70=0,$AF70=0),1)","v":0},{"$f":"IF(ISNUMBER(MATCH(AX$11,$AG70:$AJ70,0)),1,0)*IF(ISNUMBER($AF70),(1-$AF70),1) + IF(ISNUMBER(MATCH(AX$11,$AK70:$AP70,0)),-1,0)*_xlfn.IFS(ISNUMBER($AD70),$AD70,ISNUMBER($AE70),$AE70,ISNUMBER($AF70),$AF70,AND($AD70=0,$AE70=0,$AF70=0),1)","v":0},{"$f":"IF(ISNUMBER(MATCH(AY$11,$AG70:$AJ70,0)),1,0)*IF(ISNUMBER($AF70),(1-$AF70),1) + IF(ISNUMBER(MATCH(AY$11,$AK70:$AP70,0)),-1,0)*_xlfn.IFS(ISNUMBER($AD70),$AD70,ISNUMBER($AE70),$AE70,ISNUMBER($AF70),$AF70,AND($AD70=0,$AE70=0,$AF70=0),1)","v":0},{"$f":"IF(ISNUMBER(MATCH(AZ$11,$AG70:$AJ70,0)),1,0)*IF(ISNUMBER($AF70),(1-$AF70),1) + IF(ISNUMBER(MATCH(AZ$11,$AK70:$AP70,0)),-1,0)*_xlfn.IFS(ISNUMBER($AD70),$AD70,ISNUMBER($AE70),$AE70,ISNUMBER($AF70),$AF70,AND($AD70=0,$AE70=0,$AF70=0),1)","v":0},{"$f":"IF(ISNUMBER(MATCH(BA$11,$AG70:$AJ70,0)),1,0)*IF(ISNUMBER($AF70),(1-$AF70),1) + IF(ISNUMBER(MATCH(BA$11,$AK70:$AP70,0)),-1,0)*_xlfn.IFS(ISNUMBER($AD70),$AD70,ISNUMBER($AE70),$AE70,ISNUMBER($AF70),$AF70,AND($AD70=0,$AE70=0,$AF70=0),1)","v":0},{"$f":"IF(ISNUMBER(MATCH(BB$11,$AG70:$AJ70,0)),1,0)*IF(ISNUMBER($AF70),(1-$AF70),1) + IF(ISNUMBER(MATCH(BB$11,$AK70:$AP70,0)),-1,0)*_xlfn.IFS(ISNUMBER($AD70),$AD70,ISNUMBER($AE70),$AE70,ISNUMBER($AF70),$AF70,AND($AD70=0,$AE70=0,$AF70=0),1)","v":0},{"$f":"IF(ISNUMBER(MATCH(BC$11,$AG70:$AJ70,0)),1,0)*IF(ISNUMBER($AF70),(1-$AF70),1) + IF(ISNUMBER(MATCH(BC$11,$AK70:$AP70,0)),-1,0)*_xlfn.IFS(ISNUMBER($AD70),$AD70,ISNUMBER($AE70),$AE70,ISNUMBER($AF70),$AF70,AND($AD70=0,$AE70=0,$AF70=0),1)","v":0},{"$f":"IF(ISNUMBER(MATCH(BD$11,$AG70:$AJ70,0)),1,0)*IF(ISNUMBER($AF70),(1-$AF70),1) + IF(ISNUMBER(MATCH(BD$11,$AK70:$AP70,0)),-1,0)*_xlfn.IFS(ISNUMBER($AD70),$AD70,ISNUMBER($AE70),$AE70,ISNUMBER($AF70),$AF70,AND($AD70=0,$AE70=0,$AF70=0),1)","v":0},{"$f":"IF(ISNUMBER(MATCH(BE$11,$AG70:$AJ70,0)),1,0)*IF(ISNUMBER($AF70),(1-$AF70),1) + IF(ISNUMBER(MATCH(BE$11,$AK70:$AP70,0)),-1,0)*_xlfn.IFS(ISNUMBER($AD70),$AD70,ISNUMBER($AE70),$AE70,ISNUMBER($AF70),$AF70,AND($AD70=0,$AE70=0,$AF70=0),1)","v":0},{"$f":"IF(ISNUMBER(MATCH(BF$11,$AG70:$AJ70,0)),1,0)*IF(ISNUMBER($AF70),(1-$AF70),1) + IF(ISNUMBER(MATCH(BF$11,$AK70:$AP70,0)),-1,0)*_xlfn.IFS(ISNUMBER($AD70),$AD70,ISNUMBER($AE70),$AE70,ISNUMBER($AF70),$AF70,AND($AD70=0,$AE70=0,$AF70=0),1)","v":0},{"$f":"IF(ISNUMBER(MATCH(BG$11,$AG70:$AJ70,0)),1,0)*IF(ISNUMBER($AF70),(1-$AF70),1) + IF(ISNUMBER(MATCH(BG$11,$AK70:$AP70,0)),-1,0)*_xlfn.IFS(ISNUMBER($AD70),$AD70,ISNUMBER($AE70),$AE70,ISNUMBER($AF70),$AF70,AND($AD70=0,$AE70=0,$AF70=0),1)","v":0},{"$f":"IF(ISNUMBER(MATCH(BH$11,$AG70:$AJ70,0)),1,0)*IF(ISNUMBER($AF70),(1-$AF70),1) + IF(ISNUMBER(MATCH(BH$11,$AK70:$AP70,0)),-1,0)*_xlfn.IFS(ISNUMBER($AD70),$AD70,ISNUMBER($AE70),$AE70,ISNUMBER($AF70),$AF70,AND($AD70=0,$AE70=0,$AF70=0),1)","v":0},{"$f":"IF(ISNUMBER(MATCH(BI$11,$AG70:$AJ70,0)),1,0)*IF(ISNUMBER($AF70),(1-$AF70),1) + IF(ISNUMBER(MATCH(BI$11,$AK70:$AP70,0)),-1,0)*_xlfn.IFS(ISNUMBER($AD70),$AD70,ISNUMBER($AE70),$AE70,ISNUMBER($AF70),$AF70,AND($AD70=0,$AE70=0,$AF70=0),1)","v":0},{"$f":"IF(ISNUMBER(MATCH(BJ$11,$AG70:$AJ70,0)),1,0)*IF(ISNUMBER($AF70),(1-$AF70),1) + IF(ISNUMBER(MATCH(BJ$11,$AK70:$AP70,0)),-1,0)*_xlfn.IFS(ISNUMBER($AD70),$AD70,ISNUMBER($AE70),$AE70,ISNUMBER($AF70),$AF70,AND($AD70=0,$AE70=0,$AF70=0),1)","v":0},{"$f":"IF(ISNUMBER(MATCH(BK$11,$AG70:$AJ70,0)),1,0)*IF(ISNUMBER($AF70),(1-$AF70),1) + IF(ISNUMBER(MATCH(BK$11,$AK70:$AP70,0)),-1,0)*_xlfn.IFS(ISNUMBER($AD70),$AD70,ISNUMBER($AE70),$AE70,ISNUMBER($AF70),$AF70,AND($AD70=0,$AE70=0,$AF70=0),1)","v":0},{"$f":"IF(ISNUMBER(MATCH(BL$11,$AG70:$AJ70,0)),1,0)*IF(ISNUMBER($AF70),(1-$AF70),1) + IF(ISNUMBER(MATCH(BL$11,$AK70:$AP70,0)),-1,0)*_xlfn.IFS(ISNUMBER($AD70),$AD70,ISNUMBER($AE70),$AE70,ISNUMBER($AF70),$AF70,AND($AD70=0,$AE70=0,$AF70=0),1)","v":0},{"$f":"IF(ISNUMBER(MATCH(BM$11,$AG70:$AJ70,0)),1,0)*IF(ISNUMBER($AF70),(1-$AF70),1) + IF(ISNUMBER(MATCH(BM$11,$AK70:$AP70,0)),-1,0)*_xlfn.IFS(ISNUMBER($AD70),$AD70,ISNUMBER($AE70),$AE70,ISNUMBER($AF70),$AF70,AND($AD70=0,$AE70=0,$AF70=0),1)","v":0},{"$f":"IF(ISNUMBER(MATCH(BN$11,$AG70:$AJ70,0)),1,0)*IF(ISNUMBER($AF70),(1-$AF70),1) + IF(ISNUMBER(MATCH(BN$11,$AK70:$AP70,0)),-1,0)*_xlfn.IFS(ISNUMBER($AD70),$AD70,ISNUMBER($AE70),$AE70,ISNUMBER($AF70),$AF70,AND($AD70=0,$AE70=0,$AF70=0),1)","v":0},{"$f":"IF(ISNUMBER(MATCH(BO$11,$AG70:$AJ70,0)),1,0)*IF(ISNUMBER($AF70),(1-$AF70),1) + IF(ISNUMBER(MATCH(BO$11,$AK70:$AP70,0)),-1,0)*_xlfn.IFS(ISNUMBER($AD70),$AD70,ISNUMBER($AE70),$AE70,ISNUMBER($AF70),$AF70,AND($AD70=0,$AE70=0,$AF70=0),1)","v":0},{"$f":"IF(ISNUMBER(MATCH(BP$11,$AG70:$AJ70,0)),1,0)*IF(ISNUMBER($AF70),(1-$AF70),1) + IF(ISNUMBER(MATCH(BP$11,$AK70:$AP70,0)),-1,0)*_xlfn.IFS(ISNUMBER($AD70),$AD70,ISNUMBER($AE70),$AE70,ISNUMBER($AF70),$AF70,AND($AD70=0,$AE70=0,$AF70=0),1)","v":0},{"$f":"IF(ISNUMBER(MATCH(BQ$11,$AG70:$AJ70,0)),1,0)*IF(ISNUMBER($AF70),(1-$AF70),1) + IF(ISNUMBER(MATCH(BQ$11,$AK70:$AP70,0)),-1,0)*_xlfn.IFS(ISNUMBER($AD70),$AD70,ISNUMBER($AE70),$AE70,ISNUMBER($AF70),$AF70,AND($AD70=0,$AE70=0,$AF70=0),1)","v":0},{"$f":"IF(ISNUMBER(MATCH(BR$11,$AG70:$AJ70,0)),1,0)*IF(ISNUMBER($AF70),(1-$AF70),1) + IF(ISNUMBER(MATCH(BR$11,$AK70:$AP70,0)),-1,0)*_xlfn.IFS(ISNUMBER($AD70),$AD70,ISNUMBER($AE70),$AE70,ISNUMBER($AF70),$AF70,AND($AD70=0,$AE70=0,$AF70=0),1)","v":0},{"$f":"IF(ISNUMBER(MATCH(BS$11,$AG70:$AJ70,0)),1,0)*IF(ISNUMBER($AF70),(1-$AF70),1) + IF(ISNUMBER(MATCH(BS$11,$AK70:$AP70,0)),-1,0)*_xlfn.IFS(ISNUMBER($AD70),$AD70,ISNUMBER($AE70),$AE70,ISNUMBER($AF70),$AF70,AND($AD70=0,$AE70=0,$AF70=0),1)","v":0},{"$f":"IF(ISNUMBER(MATCH(BT$11,$AG70:$AJ70,0)),1,0)*IF(ISNUMBER($AF70),(1-$AF70),1) + IF(ISNUMBER(MATCH(BT$11,$AK70:$AP70,0)),-1,0)*_xlfn.IFS(ISNUMBER($AD70),$AD70,ISNUMBER($AE70),$AE70,ISNUMBER($AF70),$AF70,AND($AD70=0,$AE70=0,$AF70=0),1)","v":0},{"$f":"IF(ISNUMBER(MATCH(BU$11,$AG70:$AJ70,0)),1,0)*IF(ISNUMBER($AF70),(1-$AF70),1) + IF(ISNUMBER(MATCH(BU$11,$AK70:$AP70,0)),-1,0)*_xlfn.IFS(ISNUMBER($AD70),$AD70,ISNUMBER($AE70),$AE70,ISNUMBER($AF70),$AF70,AND($AD70=0,$AE70=0,$AF70=0),1)","v":0},{"$f":"IF(ISNUMBER(MATCH(BV$11,$AG70:$AJ70,0)),1,0)*IF(ISNUMBER($AF70),(1-$AF70),1) + IF(ISNUMBER(MATCH(BV$11,$AK70:$AP70,0)),-1,0)*_xlfn.IFS(ISNUMBER($AD70),$AD70,ISNUMBER($AE70),$AE70,ISNUMBER($AF70),$AF70,AND($AD70=0,$AE70=0,$AF70=0),1)","v":0},{"$f":"IF(ISNUMBER(MATCH(BW$11,$AG70:$AJ70,0)),1,0)*IF(ISNUMBER($AF70),(1-$AF70),1) + IF(ISNUMBER(MATCH(BW$11,$AK70:$AP70,0)),-1,0)*_xlfn.IFS(ISNUMBER($AD70),$AD70,ISNUMBER($AE70),$AE70,ISNUMBER($AF70),$AF70,AND($AD70=0,$AE70=0,$AF70=0),1)","v":0},{"$f":"IF(ISNUMBER(MATCH(BX$11,$AG70:$AJ70,0)),1,0)*IF(ISNUMBER($AF70),(1-$AF70),1) + IF(ISNUMBER(MATCH(BX$11,$AK70:$AP70,0)),-1,0)*_xlfn.IFS(ISNUMBER($AD70),$AD70,ISNUMBER($AE70),$AE70,ISNUMBER($AF70),$AF70,AND($AD70=0,$AE70=0,$AF70=0),1)","v":0},{"$f":"IF(ISNUMBER(MATCH(BY$11,$AG70:$AJ70,0)),1,0)*IF(ISNUMBER($AF70),(1-$AF70),1) + IF(ISNUMBER(MATCH(BY$11,$AK70:$AP70,0)),-1,0)*_xlfn.IFS(ISNUMBER($AD70),$AD70,ISNUMBER($AE70),$AE70,ISNUMBER($AF70),$AF70,AND($AD70=0,$AE70=0,$AF70=0),1)","v":0},{"$f":"IF(ISNUMBER(MATCH(BZ$11,$AG70:$AJ70,0)),1,0)*IF(ISNUMBER($AF70),(1-$AF70),1) + IF(ISNUMBER(MATCH(BZ$11,$AK70:$AP70,0)),-1,0)*_xlfn.IFS(ISNUMBER($AD70),$AD70,ISNUMBER($AE70),$AE70,ISNUMBER($AF70),$AF70,AND($AD70=0,$AE70=0,$AF70=0),1)","v":0},{"$f":"IF(ISNUMBER(MATCH(CA$11,$AG70:$AJ70,0)),1,0)*IF(ISNUMBER($AF70),(1-$AF70),1) + IF(ISNUMBER(MATCH(CA$11,$AK70:$AP70,0)),-1,0)*_xlfn.IFS(ISNUMBER($AD70),$AD70,ISNUMBER($AE70),$AE70,ISNUMBER($AF70),$AF70,AND($AD70=0,$AE70=0,$AF70=0),1)","v":0},{"$f":"IF(ISNUMBER(MATCH(CB$11,$AG70:$AJ70,0)),1,0)*IF(ISNUMBER($AF70),(1-$AF70),1) + IF(ISNUMBER(MATCH(CB$11,$AK70:$AP70,0)),-1,0)*_xlfn.IFS(ISNUMBER($AD70),$AD70,ISNUMBER($AE70),$AE70,ISNUMBER($AF70),$AF70,AND($AD70=0,$AE70=0,$AF70=0),1)","v":0},{"$f":"IF(ISNUMBER(MATCH(CC$11,$AG70:$AJ70,0)),1,0)*IF(ISNUMBER($AF70),(1-$AF70),1) + IF(ISNUMBER(MATCH(CC$11,$AK70:$AP70,0)),-1,0)*_xlfn.IFS(ISNUMBER($AD70),$AD70,ISNUMBER($AE70),$AE70,ISNUMBER($AF70),$AF70,AND($AD70=0,$AE70=0,$AF70=0),1)","v":0},{"$f":"IF(ISNUMBER(MATCH(CD$11,$AG70:$AJ70,0)),1,0)*IF(ISNUMBER($AF70),(1-$AF70),1) + IF(ISNUMBER(MATCH(CD$11,$AK70:$AP70,0)),-1,0)*_xlfn.IFS(ISNUMBER($AD70),$AD70,ISNUMBER($AE70),$AE70,ISNUMBER($AF70),$AF70,AND($AD70=0,$AE70=0,$AF70=0),1)","v":0},{"$f":"IF(ISNUMBER(MATCH(CE$11,$AG70:$AJ70,0)),1,0)*IF(ISNUMBER($AF70),(1-$AF70),1) + IF(ISNUMBER(MATCH(CE$11,$AK70:$AP70,0)),-1,0)*_xlfn.IFS(ISNUMBER($AD70),$AD70,ISNUMBER($AE70),$AE70,ISNUMBER($AF70),$AF70,AND($AD70=0,$AE70=0,$AF70=0),1)","v":0},{"$f":"IF(ISNUMBER(MATCH(CF$11,$AG70:$AJ70,0)),1,0)*IF(ISNUMBER($AF70),(1-$AF70),1) + IF(ISNUMBER(MATCH(CF$11,$AK70:$AP70,0)),-1,0)*_xlfn.IFS(ISNUMBER($AD70),$AD70,ISNUMBER($AE70),$AE70,ISNUMBER($AF70),$AF70,AND($AD70=0,$AE70=0,$AF70=0),1)","v":0},{"$f":"IF(ISNUMBER(MATCH(CG$11,$AG70:$AJ70,0)),1,0)*IF(ISNUMBER($AF70),(1-$AF70),1) + IF(ISNUMBER(MATCH(CG$11,$AK70:$AP70,0)),-1,0)*_xlfn.IFS(ISNUMBER($AD70),$AD70,ISNUMBER($AE70),$AE70,ISNUMBER($AF70),$AF70,AND($AD70=0,$AE70=0,$AF70=0),1)","v":0},{"$f":"IF(ISNUMBER(MATCH(CH$11,$AG70:$AJ70,0)),1,0)*IF(ISNUMBER($AF70),(1-$AF70),1) + IF(ISNUMBER(MATCH(CH$11,$AK70:$AP70,0)),-1,0)*_xlfn.IFS(ISNUMBER($AD70),$AD70,ISNUMBER($AE70),$AE70,ISNUMBER($AF70),$AF70,AND($AD70=0,$AE70=0,$AF70=0),1)","v":0},{"$f":"IF(ISNUMBER(MATCH(CI$11,$AG70:$AJ70,0)),1,0)*IF(ISNUMBER($AF70),(1-$AF70),1) + IF(ISNUMBER(MATCH(CI$11,$AK70:$AP70,0)),-1,0)*_xlfn.IFS(ISNUMBER($AD70),$AD70,ISNUMBER($AE70),$AE70,ISNUMBER($AF70),$AF70,AND($AD70=0,$AE70=0,$AF70=0),1)","v":0},{"$f":"IF(ISNUMBER(MATCH(CJ$11,$AG70:$AJ70,0)),1,0)*IF(ISNUMBER($AF70),(1-$AF70),1) + IF(ISNUMBER(MATCH(CJ$11,$AK70:$AP70,0)),-1,0)*_xlfn.IFS(ISNUMBER($AD70),$AD70,ISNUMBER($AE70),$AE70,ISNUMBER($AF70),$AF70,AND($AD70=0,$AE70=0,$AF70=0),1)","v":0},{"$f":"IF(ISNUMBER(MATCH(CK$11,$AG70:$AJ70,0)),1,0)*IF(ISNUMBER($AF70),(1-$AF70),1) + IF(ISNUMBER(MATCH(CK$11,$AK70:$AP70,0)),-1,0)*_xlfn.IFS(ISNUMBER($AD70),$AD70,ISNUMBER($AE70),$AE70,ISNUMBER($AF70),$AF70,AND($AD70=0,$AE70=0,$AF70=0),1)","v":0},{"$f":"IF(ISNUMBER(MATCH(CL$11,$AG70:$AJ70,0)),1,0)*IF(ISNUMBER($AF70),(1-$AF70),1) + IF(ISNUMBER(MATCH(CL$11,$AK70:$AP70,0)),-1,0)*_xlfn.IFS(ISNUMBER($AD70),$AD70,ISNUMBER($AE70),$AE70,ISNUMBER($AF70),$AF70,AND($AD70=0,$AE70=0,$AF70=0),1)","v":0},{"$f":"IF(ISNUMBER(MATCH(CM$11,$AG70:$AJ70,0)),1,0)*IF(ISNUMBER($AF70),(1-$AF70),1) + IF(ISNUMBER(MATCH(CM$11,$AK70:$AP70,0)),-1,0)*_xlfn.IFS(ISNUMBER($AD70),$AD70,ISNUMBER($AE70),$AE70,ISNUMBER($AF70),$AF70,AND($AD70=0,$AE70=0,$AF70=0),1)","v":0},{"$f":"IF(ISNUMBER(MATCH(CN$11,$AG70:$AJ70,0)),1,0)*IF(ISNUMBER($AF70),(1-$AF70),1) + IF(ISNUMBER(MATCH(CN$11,$AK70:$AP70,0)),-1,0)*_xlfn.IFS(ISNUMBER($AD70),$AD70,ISNUMBER($AE70),$AE70,ISNUMBER($AF70),$AF70,AND($AD70=0,$AE70=0,$AF70=0),1)","v":0},{"$f":"IF(ISNUMBER(MATCH(CO$11,$AG70:$AJ70,0)),1,0)*IF(ISNUMBER($AF70),(1-$AF70),1) + IF(ISNUMBER(MATCH(CO$11,$AK70:$AP70,0)),-1,0)*_xlfn.IFS(ISNUMBER($AD70),$AD70,ISNUMBER($AE70),$AE70,ISNUMBER($AF70),$AF70,AND($AD70=0,$AE70=0,$AF70=0),1)","v":0},{"$f":"IF(ISNUMBER(MATCH(CP$11,$AG70:$AJ70,0)),1,0)*IF(ISNUMBER($AF70),(1-$AF70),1) + IF(ISNUMBER(MATCH(CP$11,$AK70:$AP70,0)),-1,0)*_xlfn.IFS(ISNUMBER($AD70),$AD70,ISNUMBER($AE70),$AE70,ISNUMBER($AF70),$AF70,AND($AD70=0,$AE70=0,$AF70=0),1)","v":0},{"$f":"IF(ISNUMBER(MATCH(CQ$11,$AG70:$AJ70,0)),1,0)*IF(ISNUMBER($AF70),(1-$AF70),1) + IF(ISNUMBER(MATCH(CQ$11,$AK70:$AP70,0)),-1,0)*_xlfn.IFS(ISNUMBER($AD70),$AD70,ISNUMBER($AE70),$AE70,ISNUMBER($AF70),$AF70,AND($AD70=0,$AE70=0,$AF70=0),1)","v":0},{"$f":"IF(ISNUMBER(MATCH(CR$11,$AG70:$AJ70,0)),1,0)*IF(ISNUMBER($AF70),(1-$AF70),1) + IF(ISNUMBER(MATCH(CR$11,$AK70:$AP70,0)),-1,0)*_xlfn.IFS(ISNUMBER($AD70),$AD70,ISNUMBER($AE70),$AE70,ISNUMBER($AF70),$AF70,AND($AD70=0,$AE70=0,$AF70=0),1)","v":0},{"$f":"IF(ISNUMBER(MATCH(CS$11,$AG70:$AJ70,0)),1,0)*IF(ISNUMBER($AF70),(1-$AF70),1) + IF(ISNUMBER(MATCH(CS$11,$AK70:$AP70,0)),-1,0)*_xlfn.IFS(ISNUMBER($AD70),$AD70,ISNUMBER($AE70),$AE70,ISNUMBER($AF70),$AF70,AND($AD70=0,$AE70=0,$AF70=0),1)","v":0},{"$f":"IF(ISNUMBER(MATCH(CT$11,$AG70:$AJ70,0)),1,0)*IF(ISNUMBER($AF70),(1-$AF70),1) + IF(ISNUMBER(MATCH(CT$11,$AK70:$AP70,0)),-1,0)*_xlfn.IFS(ISNUMBER($AD70),$AD70,ISNUMBER($AE70),$AE70,ISNUMBER($AF70),$AF70,AND($AD70=0,$AE70=0,$AF70=0),1)","v":0},{"$f":"IF(ISNUMBER(MATCH(CU$11,$AG70:$AJ70,0)),1,0)*IF(ISNUMBER($AF70),(1-$AF70),1) + IF(ISNUMBER(MATCH(CU$11,$AK70:$AP70,0)),-1,0)*_xlfn.IFS(ISNUMBER($AD70),$AD70,ISNUMBER($AE70),$AE70,ISNUMBER($AF70),$AF70,AND($AD70=0,$AE70=0,$AF70=0),1)","v":0},{"$f":"IF(ISNUMBER(MATCH(CV$11,$AG70:$AJ70,0)),1,0)*IF(ISNUMBER($AF70),(1-$AF70),1) + IF(ISNUMBER(MATCH(CV$11,$AK70:$AP70,0)),-1,0)*_xlfn.IFS(ISNUMBER($AD70),$AD70,ISNUMBER($AE70),$AE70,ISNUMBER($AF70),$AF70,AND($AD70=0,$AE70=0,$AF70=0),1)","v":0},{"$f":"IF(ISNUMBER(MATCH(CW$11,$AG70:$AJ70,0)),1,0)*IF(ISNUMBER($AF70),(1-$AF70),1) + IF(ISNUMBER(MATCH(CW$11,$AK70:$AP70,0)),-1,0)*_xlfn.IFS(ISNUMBER($AD70),$AD70,ISNUMBER($AE70),$AE70,ISNUMBER($AF70),$AF70,AND($AD70=0,$AE70=0,$AF70=0),1)","v":1},{"$f":"IF(ISNUMBER(MATCH(CX$11,$AG70:$AJ70,0)),1,0)*IF(ISNUMBER($AF70),(1-$AF70),1) + IF(ISNUMBER(MATCH(CX$11,$AK70:$AP70,0)),-1,0)*_xlfn.IFS(ISNUMBER($AD70),$AD70,ISNUMBER($AE70),$AE70,ISNUMBER($AF70),$AF70,AND($AD70=0,$AE70=0,$AF70=0),1)","v":0},{"$f":"IF(ISNUMBER(MATCH(CY$11,$AG70:$AJ70,0)),1,0)*IF(ISNUMBER($AF70),(1-$AF70),1) + IF(ISNUMBER(MATCH(CY$11,$AK70:$AP70,0)),-1,0)*_xlfn.IFS(ISNUMBER($AD70),$AD70,ISNUMBER($AE70),$AE70,ISNUMBER($AF70),$AF70,AND($AD70=0,$AE70=0,$AF70=0),1)","v":0},{"$f":"IF(ISNUMBER(MATCH(CZ$11,$AG70:$AJ70,0)),1,0)*IF(ISNUMBER($AF70),(1-$AF70),1) + IF(ISNUMBER(MATCH(CZ$11,$AK70:$AP70,0)),-1,0)*_xlfn.IFS(ISNUMBER($AD70),$AD70,ISNUMBER($AE70),$AE70,ISNUMBER($AF70),$AF70,AND($AD70=0,$AE70=0,$AF70=0),1)","v":0},{"$f":"IF(ISNUMBER(MATCH(DA$11,$AG70:$AJ70,0)),1,0)*IF(ISNUMBER($AF70),(1-$AF70),1) + IF(ISNUMBER(MATCH(DA$11,$AK70:$AP70,0)),-1,0)*_xlfn.IFS(ISNUMBER($AD70),$AD70,ISNUMBER($AE70),$AE70,ISNUMBER($AF70),$AF70,AND($AD70=0,$AE70=0,$AF70=0),1)","v":1},{"$f":"IF(ISNUMBER(MATCH(DB$11,$AG70:$AJ70,0)),1,0)*IF(ISNUMBER($AF70),(1-$AF70),1) + IF(ISNUMBER(MATCH(DB$11,$AK70:$AP70,0)),-1,0)*_xlfn.IFS(ISNUMBER($AD70),$AD70,ISNUMBER($AE70),$AE70,ISNUMBER($AF70),$AF70,AND($AD70=0,$AE70=0,$AF70=0),1)","v":0},{"$f":"IF(ISNUMBER(MATCH(DC$11,$AG70:$AJ70,0)),1,0)*IF(ISNUMBER($AF70),(1-$AF70),1) + IF(ISNUMBER(MATCH(DC$11,$AK70:$AP70,0)),-1,0)*_xlfn.IFS(ISNUMBER($AD70),$AD70,ISNUMBER($AE70),$AE70,ISNUMBER($AF70),$AF70,AND($AD70=0,$AE70=0,$AF70=0),1)","v":-1},{"$f":"IF(ISNUMBER(MATCH(DD$11,$AG70:$AJ70,0)),1,0)*IF(ISNUMBER($AF70),(1-$AF70),1) + IF(ISNUMBER(MATCH(DD$11,$AK70:$AP70,0)),-1,0)*_xlfn.IFS(ISNUMBER($AD70),$AD70,ISNUMBER($AE70),$AE70,ISNUMBER($AF70),$AF70,AND($AD70=0,$AE70=0,$AF70=0),1)","v":0},{"$f":"IF(ISNUMBER(MATCH(DE$11,$AG70:$AJ70,0)),1,0)*IF(ISNUMBER($AF70),(1-$AF70),1) + IF(ISNUMBER(MATCH(DE$11,$AK70:$AP70,0)),-1,0)*_xlfn.IFS(ISNUMBER($AD70),$AD70,ISNUMBER($AE70),$AE70,ISNUMBER($AF70),$AF70,AND($AD70=0,$AE70=0,$AF70=0),1)","v":0},null,0,null,null,null,null,null,null,null,null,null,null,null,5,{"$error":"#N/A"},{"$error":"#N/A"},0,12,5,32,82,71,173,155,45,230,247,362,188,214,504,261,235,197,177,341,0]
[null,null,null,null,null,null,null,null,"OPEX maintenance",{"$f":"J75*$C$28+J76*$C$27","v":{"$error":"#N/A"}},{"$f":"K75*$C$28+K76*$C$27","v":{"$error":"#N/A"}},{"$f":"L75*$C$28+L76*$C$27","v":{"$error":"#N/A"}},{"$f":"M75*$C$28+M76*$C$27","v":{"$error":"#N/A"}},null,null,null,null,null,"e_hru_fc,ht",0,{"$error":"#N/A"},null,null,null,null,null,null,"COP",null,null,{"$f":"O97","v":{"$error":"#N/A"}},null,"q_hru_eco-comp,ht",null,null,null,"e_hru_comp,ht",null,null,null,null,null,null,{"$f":"IF(ISNUMBER(MATCH(AR$11,$AG71:$AJ71,0)),1,0)*IF(ISNUMBER($AF71),(1-$AF71),1) + IF(ISNUMBER(MATCH(AR$11,$AK71:$AP71,0)),-1,0)*_xlfn.IFS(ISNUMBER($AD71),$AD71,ISNUMBER($AE71),$AE71,ISNUMBER($AF71),$AF71,AND($AD71=0,$AE71=0,$AF71=0),1)","v":{"$error":"#N/A"}},{"$f":"IF(ISNUMBER(MATCH(AS$11,$AG71:$AJ71,0)),1,0)*IF(ISNUMBER($AF71),(1-$AF71),1) + IF(ISNUMBER(MATCH(AS$11,$AK71:$AP71,0)),-1,0)*_xlfn.IFS(ISNUMBER($AD71),$AD71,ISNUMBER($AE71),$AE71,ISNUMBER($AF71),$AF71,AND($AD71=0,$AE71=0,$AF71=0),1)","v":{"$error":"#N/A"}},{"$f":"IF(ISNUMBER(MATCH(AT$11,$AG71:$AJ71,0)),1,0)*IF(ISNUMBER($AF71),(1-$AF71),1) + IF(ISNUMBER(MATCH(AT$11,$AK71:$AP71,0)),-1,0)*_xlfn.IFS(ISNUMBER($AD71),$AD71,ISNUMBER($AE71),$AE71,ISNUMBER($AF71),$AF71,AND($AD71=0,$AE71=0,$AF71=0),1)","v":{"$error":"#N/A"}},{"$f":"IF(ISNUMBER(MATCH(AU$11,$AG71:$AJ71,0)),1,0)*IF(ISNUMBER($AF71),(1-$AF71),1) + IF(ISNUMBER(MATCH(AU$11,$AK71:$AP71,0)),-1,0)*_xlfn.IFS(ISNUMBER($AD71),$AD71,ISNUMBER($AE71),$AE71,ISNUMBER($AF71),$AF71,AND($AD71=0,$AE71=0,$AF71=0),1)","v":{"$error":"#N/A"}},{"$f":"IF(ISNUMBER(MATCH(AV$11,$AG71:$AJ71,0)),1,0)*IF(ISNUMBER($AF71),(1-$AF71),1) + IF(ISNUMBER(MATCH(AV$11,$AK71:$AP71,0)),-1,0)*_xlfn.IFS(ISNUMBER($AD71),$AD71,ISNUMBER($AE71),$AE71,ISNUMBER($AF71),$AF71,AND($AD71=0,$AE71=0,$AF71=0),1)","v":{"$error":"#N/A"}},{"$f":"IF(ISNUMBER(MATCH(AW$11,$AG71:$AJ71,0)),1,0)*IF(ISNUMBER($AF71),(1-$AF71),1) + IF(ISNUMBER(MATCH(AW$11,$AK71:$AP71,0)),-1,0)*_xlfn.IFS(ISNUMBER($AD71),$AD71,ISNUMBER($AE71),$AE71,ISNUMBER($AF71),$AF71,AND($AD71=0,$AE71=0,$AF71=0),1)","v":{"$error":"#N/A"}},{"$f":"IF(ISNUMBER(MATCH(AX$11,$AG71:$AJ71,0)),1,0)*IF(ISNUMBER($AF71),(1-$AF71),1) + IF(ISNUMBER(MATCH(AX$11,$AK71:$AP71,0)),-1,0)*_xlfn.IFS(ISNUMBER($AD71),$AD71,ISNUMBER($AE71),$AE71,ISNUMBER($AF71),$AF71,AND($AD71=0,$AE71=0,$AF71=0),1)","v":{"$error":"#N/A"}},{"$f":"IF(ISNUMBER(MATCH(AY$11,$AG71:$AJ71,0)),1,0)*IF(ISNUMBER($AF71),(1-$AF71),1) + IF(ISNUMBER(MATCH(AY$11,$AK71:$AP71,0)),-1,0)*_xlfn.IFS(ISNUMBER($AD71),$AD71,ISNUMBER($AE71),$AE71,ISNUMBER($AF71),$AF71,AND($AD71=0,$AE71=0,$AF71=0),1)","v":{"$error":"#N/A"}},{"$f":"IF(ISNUMBER(MATCH(AZ$11,$AG71:$AJ71,0)),1,0)*IF(ISNUMBER($AF71),(1-$AF71),1) + IF(ISNUMBER(MATCH(AZ$11,$AK71:$AP71,0)),-1,0)*_xlfn.IFS(ISNUMBER($AD71),$AD71,ISNUMBER($AE71),$AE71,ISNUMBER($AF71),$AF71,AND($AD71=0,$AE71=0,$AF71=0),1)","v":{"$error":"#N/A"}},{"$f":"IF(ISNUMBER(MATCH(BA$11,$AG71:$AJ71,0)),1,0)*IF(ISNUMBER($AF71),(1-$AF71),1) + IF(ISNUMBER(MATCH(BA$11,$AK71:$AP71,0)),-1,0)*_xlfn.IFS(ISNUMBER($AD71),$AD71,ISNUMBER($AE71),$AE71,ISNUMBER($AF71),$AF71,AND($AD71=0,$AE71=0,$AF71=0),1)","v":{"$error":"#N/A"}},{"$f":"IF(ISNUMBER(MATCH(BB$11,$AG71:$AJ71,0)),1,0)*IF(ISNUMBER($AF71),(1-$AF71),1) + IF(ISNUMBER(MATCH(BB$11,$AK71:$AP71,0)),-1,0)*_xlfn.IFS(ISNUMBER($AD71),$AD71,ISNUMBER($AE71),$AE71,ISNUMBER($AF71),$AF71,AND($AD71=0,$AE71=0,$AF71=0),1)","v":{"$error":"#N/A"}},{"$f":"IF(ISNUMBER(MATCH(BC$11,$AG71:$AJ71,0)),1,0)*IF(ISNUMBER($AF71),(1-$AF71),1) + IF(ISNUMBER(MATCH(BC$11,$AK71:$AP71,0)),-1,0)*_xlfn.IFS(ISNUMBER($AD71),$AD71,ISNUMBER($AE71),$AE71,ISNUMBER($AF71),$AF71,AND($AD71=0,$AE71=0,$AF71=0),1)","v":{"$error":"#N/A"}},{"$f":"IF(ISNUMBER(MATCH(BD$11,$AG71:$AJ71,0)),1,0)*IF(ISNUMBER($AF71),(1-$AF71),1) + IF(ISNUMBER(MATCH(BD$11,$AK71:$AP71,0)),-1,0)*_xlfn.IFS(ISNUMBER($AD71),$AD71,ISNUMBER($AE71),$AE71,ISNUMBER($AF71),$AF71,AND($AD71=0,$AE71=0,$AF71=0),1)","v":{"$error":"#N/A"}},{"$f":"IF(ISNUMBER(MATCH(BE$11,$AG71:$AJ71,0)),1,0)*IF(ISNUMBER($AF71),(1-$AF71),1) + IF(ISNUMBER(MATCH(BE$11,$AK71:$AP71,0)),-1,0)*_xlfn.IFS(ISNUMBER($AD71),$AD71,ISNUMBER($AE71),$AE71,ISNUMBER($AF71),$AF71,AND($AD71=0,$AE71=0,$AF71=0),1)","v":{"$error":"#N/A"}},{"$f":"IF(ISNUMBER(MATCH(BF$11,$AG71:$AJ71,0)),1,0)*IF(ISNUMBER($AF71),(1-$AF71),1) + IF(ISNUMBER(MATCH(BF$11,$AK71:$AP71,0)),-1,0)*_xlfn.IFS(ISNUMBER($AD71),$AD71,ISNUMBER($AE71),$AE71,ISNUMBER($AF71),$AF71,AND($AD71=0,$AE71=0,$AF71=0),1)","v":{"$error":"#N/A"}},{"$f":"IF(ISNUMBER(MATCH(BG$11,$AG71:$AJ71,0)),1,0)*IF(ISNUMBER($AF71),(1-$AF71),1) + IF(ISNUMBER(MATCH(BG$11,$AK71:$AP71,0)),-1,0)*_xlfn.IFS(ISNUMBER($AD71),$AD71,ISNUMBER($AE71),$AE71,ISNUMBER($AF71),$AF71,AND($AD71=0,$AE71=0,$AF71=0),1)","v":{"$error":"#N/A"}},{"$f":"IF(ISNUMBER(MATCH(BH$11,$AG71:$AJ71,0)),1,0)*IF(ISNUMBER($AF71),(1-$AF71),1) + IF(ISNUMBER(MATCH(BH$11,$AK71:$AP71,0)),-1,0)*_xlfn.IFS(ISNUMBER($AD71),$AD71,ISNUMBER($AE71),$AE71,ISNUMBER($AF71),$AF71,AND($AD71=0,$AE71=0,$AF71=0),1)","v":{"$error":"#N/A"}},{"$f":"IF(ISNUMBER(MATCH(BI$11,$AG71:$AJ71,0)),1,0)*IF(ISNUMBER($AF71),(1-$AF71),1) + IF(ISNUMBER(MATCH(BI$11,$AK71:$AP71,0)),-1,0)*_xlfn.IFS(ISNUMBER($AD71),$AD71,ISNUMBER($AE71),$AE71,ISNUMBER($AF71),$AF71,AND($AD71=0,$AE71=0,$AF71=0),1)","v":{"$error":"#N/A"}},{"$f":"IF(ISNUMBER(MATCH(BJ$11,$AG71:$AJ71,0)),1,0)*IF(ISNUMBER($AF71),(1-$AF71),1) + IF(ISNUMBER(MATCH(BJ$11,$AK71:$AP71,0)),-1,0)*_xlfn.IFS(ISNUMBER($AD71),$AD71,ISNUMBER($AE71),$AE71,ISNUMBER($AF71),$AF71,AND($AD71=0,$AE71=0,$AF71=0),1)","v":{"$error":"#N/A"}},{"$f":"IF(ISNUMBER(MATCH(BK$11,$AG71:$AJ71,0)),1,0)*IF(ISNUMBER($AF71),(1-$AF71),1) + IF(ISNUMBER(MATCH(BK$11,$AK71:$AP71,0)),-1,0)*_xlfn.IFS(ISNUMBER($AD71),$AD71,ISNUMBER($AE71),$AE71,ISNUMBER($AF71),$AF71,AND($AD71=0,$AE71=0,$AF71=0),1)","v":{"$error":"#N/A"}},{"$f":"IF(ISNUMBER(MATCH(BL$11,$AG71:$AJ71,0)),1,0)*IF(ISNUMBER($AF71),(1-$AF71),1) + IF(ISNUMBER(MATCH(BL$11,$AK71:$AP71,0)),-1,0)*_xlfn.IFS(ISNUMBER($AD71),$AD71,ISNUMBER($AE71),$AE71,ISNUMBER($AF71),$AF71,AND($AD71=0,$AE71=0,$AF71=0),1)","v":{"$error":"#N/A"}},{"$f":"IF(ISNUMBER(MATCH(BM$11,$AG71:$AJ71,0)),1,0)*IF(ISNUMBER($AF71),(1-$AF71),1) + IF(ISNUMBER(MATCH(BM$11,$AK71:$AP71,0)),-1,0)*_xlfn.IFS(ISNUMBER($AD71),$AD71,ISNUMBER($AE71),$AE71,ISNUMBER($AF71),$AF71,AND($AD71=0,$AE71=0,$AF71=0),1)","v":{"$error":"#N/A"}},{"$f":"IF(ISNUMBER(MATCH(BN$11,$AG71:$AJ71,0)),1,0)*IF(ISNUMBER($AF71),(1-$AF71),1) + IF(ISNUMBER(MATCH(BN$11,$AK71:$AP71,0)),-1,0)*_xlfn.IFS(ISNUMBER($AD71),$AD71,ISNUMBER($AE71),$AE71,ISNUMBER($AF71),$AF71,AND($AD71=0,$AE71=0,$AF71=0),1)","v":{"$error":"#N/A"}},{"$f":"IF(ISNUMBER(MATCH(BO$11,$AG71:$AJ71,0)),1,0)*IF(ISNUMBER($AF71),(1-$AF71),1) + IF(ISNUMBER(MATCH(BO$11,$AK71:$AP71,0)),-1,0)*_xlfn.IFS(ISNUMBER($AD71),$AD71,ISNUMBER($AE71),$AE71,ISNUMBER($AF71),$AF71,AND($AD71=0,$AE71=0,$AF71=0),1)","v":{"$error":"#N/A"}},{"$f":"IF(ISNUMBER(MATCH(BP$11,$AG71:$AJ71,0)),1,0)*IF(ISNUMBER($AF71),(1-$AF71),1) + IF(ISNUMBER(MATCH(BP$11,$AK71:$AP71,0)),-1,0)*_xlfn.IFS(ISNUMBER($AD71),$AD71,ISNUMBER($AE71),$AE71,ISNUMBER($AF71),$AF71,AND($AD71=0,$AE71=0,$AF71=0),1)","v":{"$error":"#N/A"}},{"$f":"IF(ISNUMBER(MATCH(BQ$11,$AG71:$AJ71,0)),1,0)*IF(ISNUMBER($AF71),(1-$AF71),1) + IF(ISNUMBER(MATCH(BQ$11,$AK71:$AP71,0)),-1,0)*_xlfn.IFS(ISNUMBER($AD71),$AD71,ISNUMBER($AE71),$AE71,ISNUMBER($AF71),$AF71,AND($AD71=0,$AE71=0,$AF71=0),1)","v":{"$error":"#N/A"}},{"$f":"IF(ISNUMBER(MATCH(BR$11,$AG71:$AJ71,0)),1,0)*IF(ISNUMBER($AF71),(1-$AF71),1) + IF(ISNUMBER(MATCH(BR$11,$AK71:$AP71,0)),-1,0)*_xlfn.IFS(ISNUMBER($AD71),$AD71,ISNUMBER($AE71),$AE71,ISNUMBER($AF71),$AF71,AND($AD71=0,$AE71=0,$AF71=0),1)","v":{"$error":"#N/A"}},{"$f":"IF(ISNUMBER(MATCH(BS$11,$AG71:$AJ71,0)),1,0)*IF(ISNUMBER($AF71),(1-$AF71),1) + IF(ISNUMBER(MATCH(BS$11,$AK71:$AP71,0)),-1,0)*_xlfn.IFS(ISNUMBER($AD71),$AD71,ISNUMBER($AE71),$AE71,ISNUMBER($AF71),$AF71,AND($AD71=0,$AE71=0,$AF71=0),1)","v":{"$error":"#N/A"}},{"$f":"IF(ISNUMBER(MATCH(BT$11,$AG71:$AJ71,0)),1,0)*IF(ISNUMBER($AF71),(1-$AF71),1) + IF(ISNUMBER(MATCH(BT$11,$AK71:$AP71,0)),-1,0)*_xlfn.IFS(ISNUMBER($AD71),$AD71,ISNUMBER($AE71),$AE71,ISNUMBER($AF71),$AF71,AND($AD71=0,$AE71=0,$AF71=0),1)","v":{"$error":"#N/A"}},{"$f":"IF(ISNUMBER(MATCH(BU$11,$AG71:$AJ71,0)),1,0)*IF(ISNUMBER($AF71),(1-$AF71),1) + IF(ISNUMBER(MATCH(BU$11,$AK71:$AP71,0)),-1,0)*_xlfn.IFS(ISNUMBER($AD71),$AD71,ISNUMBER($AE71),$AE71,ISNUMBER($AF71),$AF71,AND($AD71=0,$AE71=0,$AF71=0),1)","v":{"$error":"#N/A"}},{"$f":"IF(ISNUMBER(MATCH(BV$11,$AG71:$AJ71,0)),1,0)*IF(ISNUMBER($AF71),(1-$AF71),1) + IF(ISNUMBER(MATCH(BV$11,$AK71:$AP71,0)),-1,0)*_xlfn.IFS(ISNUMBER($AD71),$AD71,ISNUMBER($AE71),$AE71,ISNUMBER($AF71),$AF71,AND($AD71=0,$AE71=0,$AF71=0),1)","v":{"$error":"#N/A"}},{"$f":"IF(ISNUMBER(MATCH(BW$11,$AG71:$AJ71,0)),1,0)*IF(ISNUMBER($AF71),(1-$AF71),1) + IF(ISNUMBER(MATCH(BW$11,$AK71:$AP71,0)),-1,0)*_xlfn.IFS(ISNUMBER($AD71),$AD71,ISNUMBER($AE71),$AE71,ISNUMBER($AF71),$AF71,AND($AD71=0,$AE71=0,$AF71=0),1)","v":{"$error":"#N/A"}},{"$f":"IF(ISNUMBER(MATCH(BX$11,$AG71:$AJ71,0)),1,0)*IF(ISNUMBER($AF71),(1-$AF71),1) + IF(ISNUMBER(MATCH(BX$11,$AK71:$AP71,0)),-1,0)*_xlfn.IFS(ISNUMBER($AD71),$AD71,ISNUMBER($AE71),$AE71,ISNUMBER($AF71),$AF71,AND($AD71=0,$AE71=0,$AF71=0),1)","v":{"$error":"#N/A"}},{"$f":"IF(ISNUMBER(MATCH(BY$11,$AG71:$AJ71,0)),1,0)*IF(ISNUMBER($AF71),(1-$AF71),1) + IF(ISNUMBER(MATCH(BY$11,$AK71:$AP71,0)),-1,0)*_xlfn.IFS(ISNUMBER($AD71),$AD71,ISNUMBER($AE71),$AE71,ISNUMBER($AF71),$AF71,AND($AD71=0,$AE71=0,$AF71=0),1)","v":{"$error":"#N/A"}},{"$f":"IF(ISNUMBER(MATCH(BZ$11,$AG71:$AJ71,0)),1,0)*IF(ISNUMBER($AF71),(1-$AF71),1) + IF(ISNUMBER(MATCH(BZ$11,$AK71:$AP71,0)),-1,0)*_xlfn.IFS(ISNUMBER($AD71),$AD71,ISNUMBER($AE71),$AE71,ISNUMBER($AF71),$AF71,AND($AD71=0,$AE71=0,$AF71=0),1)","v":{"$error":"#N/A"}},{"$f":"IF(ISNUMBER(MATCH(CA$11,$AG71:$AJ71,0)),1,0)*IF(ISNUMBER($AF71),(1-$AF71),1) + IF(ISNUMBER(MATCH(CA$11,$AK71:$AP71,0)),-1,0)*_xlfn.IFS(ISNUMBER($AD71),$AD71,ISNUMBER($AE71),$AE71,ISNUMBER($AF71),$AF71,AND($AD71=0,$AE71=0,$AF71=0),1)","v":{"$error":"#N/A"}},{"$f":"IF(ISNUMBER(MATCH(CB$11,$AG71:$AJ71,0)),1,0)*IF(ISNUMBER($AF71),(1-$AF71),1) + IF(ISNUMBER(MATCH(CB$11,$AK71:$AP71,0)),-1,0)*_xlfn.IFS(ISNUMBER($AD71),$AD71,ISNUMBER($AE71),$AE71,ISNUMBER($AF71),$AF71,AND($AD71=0,$AE71=0,$AF71=0),1)","v":{"$error":"#N/A"}},{"$f":"IF(ISNUMBER(MATCH(CC$11,$AG71:$AJ71,0)),1,0)*IF(ISNUMBER($AF71),(1-$AF71),1) + IF(ISNUMBER(MATCH(CC$11,$AK71:$AP71,0)),-1,0)*_xlfn.IFS(ISNUMBER($AD71),$AD71,ISNUMBER($AE71),$AE71,ISNUMBER($AF71),$AF71,AND($AD71=0,$AE71=0,$AF71=0),1)","v":{"$error":"#N/A"}},{"$f":"IF(ISNUMBER(MATCH(CD$11,$AG71:$AJ71,0)),1,0)*IF(ISNUMBER($AF71),(1-$AF71),1) + IF(ISNUMBER(MATCH(CD$11,$AK71:$AP71,0)),-1,0)*_xlfn.IFS(ISNUMBER($AD71),$AD71,ISNUMBER($AE71),$AE71,ISNUMBER($AF71),$AF71,AND($AD71=0,$AE71=0,$AF71=0),1)","v":{"$error":"#N/A"}},{"$f":"IF(ISNUMBER(MATCH(CE$11,$AG71:$AJ71,0)),1,0)*IF(ISNUMBER($AF71),(1-$AF71),1) + IF(ISNUMBER(MATCH(CE$11,$AK71:$AP71,0)),-1,0)*_xlfn.IFS(ISNUMBER($AD71),$AD71,ISNUMBER($AE71),$AE71,ISNUMBER($AF71),$AF71,AND($AD71=0,$AE71=0,$AF71=0),1)","v":{"$error":"#N/A"}},{"$f":"IF(ISNUMBER(MATCH(CF$11,$AG71:$AJ71,0)),1,0)*IF(ISNUMBER($AF71),(1-$AF71),1) + IF(ISNUMBER(MATCH(CF$11,$AK71:$AP71,0)),-1,0)*_xlfn.IFS(ISNUMBER($AD71),$AD71,ISNUMBER($AE71),$AE71,ISNUMBER($AF71),$AF71,AND($AD71=0,$AE71=0,$AF71=0),1)","v":{"$error":"#N/A"}},{"$f":"IF(ISNUMBER(MATCH(CG$11,$AG71:$AJ71,0)),1,0)*IF(ISNUMBER($AF71),(1-$AF71),1) + IF(ISNUMBER(MATCH(CG$11,$AK71:$AP71,0)),-1,0)*_xlfn.IFS(ISNUMBER($AD71),$AD71,ISNUMBER($AE71),$AE71,ISNUMBER($AF71),$AF71,AND($AD71=0,$AE71=0,$AF71=0),1)","v":{"$error":"#N/A"}},{"$f":"IF(ISNUMBER(MATCH(CH$11,$AG71:$AJ71,0)),1,0)*IF(ISNUMBER($AF71),(1-$AF71),1) + IF(ISNUMBER(MATCH(CH$11,$AK71:$AP71,0)),-1,0)*_xlfn.IFS(ISNUMBER($AD71),$AD71,ISNUMBER($AE71),$AE71,ISNUMBER($AF71),$AF71,AND($AD71=0,$AE71=0,$AF71=0),1)","v":{"$error":"#N/A"}},{"$f":"IF(ISNUMBER(MATCH(CI$11,$AG71:$AJ71,0)),1,0)*IF(ISNUMBER($AF71),(1-$AF71),1) + IF(ISNUMBER(MATCH(CI$11,$AK71:$AP71,0)),-1,0)*_xlfn.IFS(ISNUMBER($AD71),$AD71,ISNUMBER($AE71),$AE71,ISNUMBER($AF71),$AF71,AND($AD71=0,$AE71=0,$AF71=0),1)","v":{"$error":"#N/A"}},{"$f":"IF(ISNUMBER(MATCH(CJ$11,$AG71:$AJ71,0)),1,0)*IF(ISNUMBER($AF71),(1-$AF71),1) + IF(ISNUMBER(MATCH(CJ$11,$AK71:$AP71,0)),-1,0)*_xlfn.IFS(ISNUMBER($AD71),$AD71,ISNUMBER($AE71),$AE71,ISNUMBER($AF71),$AF71,AND($AD71=0,$AE71=0,$AF71=0),1)","v":{"$error":"#N/A"}},{"$f":"IF(ISNUMBER(MATCH(CK$11,$AG71:$AJ71,0)),1,0)*IF(ISNUMBER($AF71),(1-$AF71),1) + IF(ISNUMBER(MATCH(CK$11,$AK71:$AP71,0)),-1,0)*_xlfn.IFS(ISNUMBER($AD71),$AD71,ISNUMBER($AE71),$AE71,ISNUMBER($AF71),$AF71,AND($AD71=0,$AE71=0,$AF71=0),1)","v":{"$error":"#N/A"}},{"$f":"IF(ISNUMBER(MATCH(CL$11,$AG71:$AJ71,0)),1,0)*IF(ISNUMBER($AF71),(1-$AF71),1) + IF(ISNUMBER(MATCH(CL$11,$AK71:$AP71,0)),-1,0)*_xlfn.IFS(ISNUMBER($AD71),$AD71,ISNUMBER($AE71),$AE71,ISNUMBER($AF71),$AF71,AND($AD71=0,$AE71=0,$AF71=0),1)","v":{"$error":"#N/A"}},{"$f":"IF(ISNUMBER(MATCH(CM$11,$AG71:$AJ71,0)),1,0)*IF(ISNUMBER($AF71),(1-$AF71),1) + IF(ISNUMBER(MATCH(CM$11,$AK71:$AP71,0)),-1,0)*_xlfn.IFS(ISNUMBER($AD71),$AD71,ISNUMBER($AE71),$AE71,ISNUMBER($AF71),$AF71,AND($AD71=0,$AE71=0,$AF71=0),1)","v":{"$error":"#N/A"}},{"$f":"IF(ISNUMBER(MATCH(CN$11,$AG71:$AJ71,0)),1,0)*IF(ISNUMBER($AF71),(1-$AF71),1) + IF(ISNUMBER(MATCH(CN$11,$AK71:$AP71,0)),-1,0)*_xlfn.IFS(ISNUMBER($AD71),$AD71,ISNUMBER($AE71),$AE71,ISNUMBER($AF71),$AF71,AND($AD71=0,$AE71=0,$AF71=0),1)","v":{"$error":"#N/A"}},{"$f":"IF(ISNUMBER(MATCH(CO$11,$AG71:$AJ71,0)),1,0)*IF(ISNUMBER($AF71),(1-$AF71),1) + IF(ISNUMBER(MATCH(CO$11,$AK71:$AP71,0)),-1,0)*_xlfn.IFS(ISNUMBER($AD71),$AD71,ISNUMBER($AE71),$AE71,ISNUMBER($AF71),$AF71,AND($AD71=0,$AE71=0,$AF71=0),1)","v":{"$error":"#N/A"}},{"$f":"IF(ISNUMBER(MATCH(CP$11,$AG71:$AJ71,0)),1,0)*IF(ISNUMBER($AF71),(1-$AF71),1) + IF(ISNUMBER(MATCH(CP$11,$AK71:$AP71,0)),-1,0)*_xlfn.IFS(ISNUMBER($AD71),$AD71,ISNUMBER($AE71),$AE71,ISNUMBER($AF71),$AF71,AND($AD71=0,$AE71=0,$AF71=0),1)","v":{"$error":"#N/A"}},{"$f":"IF(ISNUMBER(MATCH(CQ$11,$AG71:$AJ71,0)),1,0)*IF(ISNUMBER($AF71),(1-$AF71),1) + IF(ISNUMBER(MATCH(CQ$11,$AK71:$AP71,0)),-1,0)*_xlfn.IFS(ISNUMBER($AD71),$AD71,ISNUMBER($AE71),$AE71,ISNUMBER($AF71),$AF71,AND($AD71=0,$AE71=0,$AF71=0),1)","v":{"$error":"#N/A"}},{"$f":"IF(ISNUMBER(MATCH(CR$11,$AG71:$AJ71,0)),1,0)*IF(ISNUMBER($AF71),(1-$AF71),1) + IF(ISNUMBER(MATCH(CR$11,$AK71:$AP71,0)),-1,0)*_xlfn.IFS(ISNUMBER($AD71),$AD71,ISNUMBER($AE71),$AE71,ISNUMBER($AF71),$AF71,AND($AD71=0,$AE71=0,$AF71=0),1)","v":{"$error":"#N/A"}},{"$f":"IF(ISNUMBER(MATCH(CS$11,$AG71:$AJ71,0)),1,0)*IF(ISNUMBER($AF71),(1-$AF71),1) + IF(ISNUMBER(MATCH(CS$11,$AK71:$AP71,0)),-1,0)*_xlfn.IFS(ISNUMBER($AD71),$AD71,ISNUMBER($AE71),$AE71,ISNUMBER($AF71),$AF71,AND($AD71=0,$AE71=0,$AF71=0),1)","v":{"$error":"#N/A"}},{"$f":"IF(ISNUMBER(MATCH(CT$11,$AG71:$AJ71,0)),1,0)*IF(ISNUMBER($AF71),(1-$AF71),1) + IF(ISNUMBER(MATCH(CT$11,$AK71:$AP71,0)),-1,0)*_xlfn.IFS(ISNUMBER($AD71),$AD71,ISNUMBER($AE71),$AE71,ISNUMBER($AF71),$AF71,AND($AD71=0,$AE71=0,$AF71=0),1)","v":{"$error":"#N/A"}},{"$f":"IF(ISNUMBER(MATCH(CU$11,$AG71:$AJ71,0)),1,0)*IF(ISNUMBER($AF71),(1-$AF71),1) + IF(ISNUMBER(MATCH(CU$11,$AK71:$AP71,0)),-1,0)*_xlfn.IFS(ISNUMBER($AD71),$AD71,ISNUMBER($AE71),$AE71,ISNUMBER($AF71),$AF71,AND($AD71=0,$AE71=0,$AF71=0),1)","v":{"$error":"#N/A"}},{"$f":"IF(ISNUMBER(MATCH(CV$11,$AG71:$AJ71,0)),1,0)*IF(ISNUMBER($AF71),(1-$AF71),1) + IF(ISNUMBER(MATCH(CV$11,$AK71:$AP71,0)),-1,0)*_xlfn.IFS(ISNUMBER($AD71),$AD71,ISNUMBER($AE71),$AE71,ISNUMBER($AF71),$AF71,AND($AD71=0,$AE71=0,$AF71=0),1)","v":{"$error":"#N/A"}},{"$f":"IF(ISNUMBER(MATCH(CW$11,$AG71:$AJ71,0)),1,0)*IF(ISNUMBER($AF71),(1-$AF71),1) + IF(ISNUMBER(MATCH(CW$11,$AK71:$AP71,0)),-1,0)*_xlfn.IFS(ISNUMBER($AD71),$AD71,ISNUMBER($AE71),$AE71,ISNUMBER($AF71),$AF71,AND($AD71=0,$AE71=0,$AF71=0),1)","v":{"$error":"#N/A"}},{"$f":"IF(ISNUMBER(MATCH(CX$11,$AG71:$AJ71,0)),1,0)*IF(ISNUMBER($AF71),(1-$AF71),1) + IF(ISNUMBER(MATCH(CX$11,$AK71:$AP71,0)),-1,0)*_xlfn.IFS(ISNUMBER($AD71),$AD71,ISNUMBER($AE71),$AE71,ISNUMBER($AF71),$AF71,AND($AD71=0,$AE71=0,$AF71=0),1)","v":{"$error":"#N/A"}},{"$f":"IF(ISNUMBER(MATCH(CY$11,$AG71:$AJ71,0)),1,0)*IF(ISNUMBER($AF71),(1-$AF71),1) + IF(ISNUMBER(MATCH(CY$11,$AK71:$AP71,0)),-1,0)*_xlfn.IFS(ISNUMBER($AD71),$AD71,ISNUMBER($AE71),$AE71,ISNUMBER($AF71),$AF71,AND($AD71=0,$AE71=0,$AF71=0),1)","v":{"$error":"#N/A"}},{"$f":"IF(ISNUMBER(MATCH(CZ$11,$AG71:$AJ71,0)),1,0)*IF(ISNUMBER($AF71),(1-$AF71),1) + IF(ISNUMBER(MATCH(CZ$11,$AK71:$AP71,0)),-1,0)*_xlfn.IFS(ISNUMBER($AD71),$AD71,ISNUMBER($AE71),$AE71,ISNUMBER($AF71),$AF71,AND($AD71=0,$AE71=0,$AF71=0),1)","v":{"$error":"#N/A"}},{"$f":"IF(ISNUMBER(MATCH(DA$11,$AG71:$AJ71,0)),1,0)*IF(ISNUMBER($AF71),(1-$AF71),1) + IF(ISNUMBER(MATCH(DA$11,$AK71:$AP71,0)),-1,0)*_xlfn.IFS(ISNUMBER($AD71),$AD71,ISNUMBER($AE71),$AE71,ISNUMBER($AF71),$AF71,AND($AD71=0,$AE71=0,$AF71=0),1)","v":{"$error":"#N/A"}},{"$f":"IF(ISNUMBER(MATCH(DB$11,$AG71:$AJ71,0)),1,0)*IF(ISNUMBER($AF71),(1-$AF71),1) + IF(ISNUMBER(MATCH(DB$11,$AK71:$AP71,0)),-1,0)*_xlfn.IFS(ISNUMBER($AD71),$AD71,ISNUMBER($AE71),$AE71,ISNUMBER($AF71),$AF71,AND($AD71=0,$AE71=0,$AF71=0),1)","v":{"$error":"#N/A"}},{"$f":"IF(ISNUMBER(MATCH(DC$11,$AG71:$AJ71,0)),1,0)*IF(ISNUMBER($AF71),(1-$AF71),1) + IF(ISNUMBER(MATCH(DC$11,$AK71:$AP71,0)),-1,0)*_xlfn.IFS(ISNUMBER($AD71),$AD71,ISNUMBER($AE71),$AE71,ISNUMBER($AF71),$AF71,AND($AD71=0,$AE71=0,$AF71=0),1)","v":{"$error":"#N/A"}},{"$f":"IF(ISNUMBER(MATCH(DD$11,$AG71:$AJ71,0)),1,0)*IF(ISNUMBER($AF71),(1-$AF71),1) + IF(ISNUMBER(MATCH(DD$11,$AK71:$AP71,0)),-1,0)*_xlfn.IFS(ISNUMBER($AD71),$AD71,ISNUMBER($AE71),$AE71,ISNUMBER($AF71),$AF71,AND($AD71=0,$AE71=0,$AF71=0),1)","v":{"$error":"#N/A"}},{"$f":"IF(ISNUMBER(MATCH(DE$11,$AG71:$AJ71,0)),1,0)*IF(ISNUMBER($AF71),(1-$AF71),1) + IF(ISNUMBER(MATCH(DE$11,$AK71:$AP71,0)),-1,0)*_xlfn.IFS(ISNUMBER($AD71),$AD71,ISNUMBER($AE71),$AE71,ISNUMBER($AF71),$AF71,AND($AD71=0,$AE71=0,$AF71=0),1)","v":{"$error":"#N/A"}},null,0,null,null,null,null,null,null,null,null,null,null,null,6,{"$error":"#N/A"},{"$error":"#N/A"},0,17,6,61,121,95,249,194,109,266,224,337,230,219,548,246,234,218,162,379,0]
[null,"Initial Capex Investment",{"$f":"IF(C36=0,-C68,-C68*(1-C35))","v":{"$error":"#N/A"}},null,null,null,null,null,"OPEX total",{"$f":"SUM(J70:J71)","v":{"$error":"#N/A"}},{"$f":"SUM(K70:K71)","v":{"$error":"#N/A"}},{"$f":"SUM(L70:L71)","v":{"$error":"#N/A"}},{"$f":"SUM(M70:M71)","v":{"$error":"#N/A"}},null,null,null,null,null,"q_hru_pump-eco,ht",0,{"$error":"#N/A"},null,null,null,null,null,"FC","Conservation",null,null,null,null,"e_hru_fc,ht","q_hru_eco-fc,ht",null,null,"q_hru_fc-fs,ht",null,null,null,null,null,null,{"$f":"IF(ISNUMBER(MATCH(AR$11,$AG72:$AJ72,0)),1,0)*IF(ISNUMBER($AF72),(1-$AF72),1) + IF(ISNUMBER(MATCH(AR$11,$AK72:$AP72,0)),-1,0)*_xlfn.IFS(ISNUMBER($AD72),$AD72,ISNUMBER($AE72),$AE72,ISNUMBER($AF72),$AF72,AND($AD72=0,$AE72=0,$AF72=0),1)","v":0},{"$f":"IF(ISNUMBER(MATCH(AS$11,$AG72:$AJ72,0)),1,0)*IF(ISNUMBER($AF72),(1-$AF72),1) + IF(ISNUMBER(MATCH(AS$11,$AK72:$AP72,0)),-1,0)*_xlfn.IFS(ISNUMBER($AD72),$AD72,ISNUMBER($AE72),$AE72,ISNUMBER($AF72),$AF72,AND($AD72=0,$AE72=0,$AF72=0),1)","v":0},{"$f":"IF(ISNUMBER(MATCH(AT$11,$AG72:$AJ72,0)),1,0)*IF(ISNUMBER($AF72),(1-$AF72),1) + IF(ISNUMBER(MATCH(AT$11,$AK72:$AP72,0)),-1,0)*_xlfn.IFS(ISNUMBER($AD72),$AD72,ISNUMBER($AE72),$AE72,ISNUMBER($AF72),$AF72,AND($AD72=0,$AE72=0,$AF72=0),1)","v":0},{"$f":"IF(ISNUMBER(MATCH(AU$11,$AG72:$AJ72,0)),1,0)*IF(ISNUMBER($AF72),(1-$AF72),1) + IF(ISNUMBER(MATCH(AU$11,$AK72:$AP72,0)),-1,0)*_xlfn.IFS(ISNUMBER($AD72),$AD72,ISNUMBER($AE72),$AE72,ISNUMBER($AF72),$AF72,AND($AD72=0,$AE72=0,$AF72=0),1)","v":0},{"$f":"IF(ISNUMBER(MATCH(AV$11,$AG72:$AJ72,0)),1,0)*IF(ISNUMBER($AF72),(1-$AF72),1) + IF(ISNUMBER(MATCH(AV$11,$AK72:$AP72,0)),-1,0)*_xlfn.IFS(ISNUMBER($AD72),$AD72,ISNUMBER($AE72),$AE72,ISNUMBER($AF72),$AF72,AND($AD72=0,$AE72=0,$AF72=0),1)","v":0},{"$f":"IF(ISNUMBER(MATCH(AW$11,$AG72:$AJ72,0)),1,0)*IF(ISNUMBER($AF72),(1-$AF72),1) + IF(ISNUMBER(MATCH(AW$11,$AK72:$AP72,0)),-1,0)*_xlfn.IFS(ISNUMBER($AD72),$AD72,ISNUMBER($AE72),$AE72,ISNUMBER($AF72),$AF72,AND($AD72=0,$AE72=0,$AF72=0),1)","v":0},{"$f":"IF(ISNUMBER(MATCH(AX$11,$AG72:$AJ72,0)),1,0)*IF(ISNUMBER($AF72),(1-$AF72),1) + IF(ISNUMBER(MATCH(AX$11,$AK72:$AP72,0)),-1,0)*_xlfn.IFS(ISNUMBER($AD72),$AD72,ISNUMBER($AE72),$AE72,ISNUMBER($AF72),$AF72,AND($AD72=0,$AE72=0,$AF72=0),1)","v":0},{"$f":"IF(ISNUMBER(MATCH(AY$11,$AG72:$AJ72,0)),1,0)*IF(ISNUMBER($AF72),(1-$AF72),1) + IF(ISNUMBER(MATCH(AY$11,$AK72:$AP72,0)),-1,0)*_xlfn.IFS(ISNUMBER($AD72),$AD72,ISNUMBER($AE72),$AE72,ISNUMBER($AF72),$AF72,AND($AD72=0,$AE72=0,$AF72=0),1)","v":0},{"$f":"IF(ISNUMBER(MATCH(AZ$11,$AG72:$AJ72,0)),1,0)*IF(ISNUMBER($AF72),(1-$AF72),1) + IF(ISNUMBER(MATCH(AZ$11,$AK72:$AP72,0)),-1,0)*_xlfn.IFS(ISNUMBER($AD72),$AD72,ISNUMBER($AE72),$AE72,ISNUMBER($AF72),$AF72,AND($AD72=0,$AE72=0,$AF72=0),1)","v":0},{"$f":"IF(ISNUMBER(MATCH(BA$11,$AG72:$AJ72,0)),1,0)*IF(ISNUMBER($AF72),(1-$AF72),1) + IF(ISNUMBER(MATCH(BA$11,$AK72:$AP72,0)),-1,0)*_xlfn.IFS(ISNUMBER($AD72),$AD72,ISNUMBER($AE72),$AE72,ISNUMBER($AF72),$AF72,AND($AD72=0,$AE72=0,$AF72=0),1)","v":0},{"$f":"IF(ISNUMBER(MATCH(BB$11,$AG72:$AJ72,0)),1,0)*IF(ISNUMBER($AF72),(1-$AF72),1) + IF(ISNUMBER(MATCH(BB$11,$AK72:$AP72,0)),-1,0)*_xlfn.IFS(ISNUMBER($AD72),$AD72,ISNUMBER($AE72),$AE72,ISNUMBER($AF72),$AF72,AND($AD72=0,$AE72=0,$AF72=0),1)","v":0},{"$f":"IF(ISNUMBER(MATCH(BC$11,$AG72:$AJ72,0)),1,0)*IF(ISNUMBER($AF72),(1-$AF72),1) + IF(ISNUMBER(MATCH(BC$11,$AK72:$AP72,0)),-1,0)*_xlfn.IFS(ISNUMBER($AD72),$AD72,ISNUMBER($AE72),$AE72,ISNUMBER($AF72),$AF72,AND($AD72=0,$AE72=0,$AF72=0),1)","v":0},{"$f":"IF(ISNUMBER(MATCH(BD$11,$AG72:$AJ72,0)),1,0)*IF(ISNUMBER($AF72),(1-$AF72),1) + IF(ISNUMBER(MATCH(BD$11,$AK72:$AP72,0)),-1,0)*_xlfn.IFS(ISNUMBER($AD72),$AD72,ISNUMBER($AE72),$AE72,ISNUMBER($AF72),$AF72,AND($AD72=0,$AE72=0,$AF72=0),1)","v":0},{"$f":"IF(ISNUMBER(MATCH(BE$11,$AG72:$AJ72,0)),1,0)*IF(ISNUMBER($AF72),(1-$AF72),1) + IF(ISNUMBER(MATCH(BE$11,$AK72:$AP72,0)),-1,0)*_xlfn.IFS(ISNUMBER($AD72),$AD72,ISNUMBER($AE72),$AE72,ISNUMBER($AF72),$AF72,AND($AD72=0,$AE72=0,$AF72=0),1)","v":0},{"$f":"IF(ISNUMBER(MATCH(BF$11,$AG72:$AJ72,0)),1,0)*IF(ISNUMBER($AF72),(1-$AF72),1) + IF(ISNUMBER(MATCH(BF$11,$AK72:$AP72,0)),-1,0)*_xlfn.IFS(ISNUMBER($AD72),$AD72,ISNUMBER($AE72),$AE72,ISNUMBER($AF72),$AF72,AND($AD72=0,$AE72=0,$AF72=0),1)","v":0},{"$f":"IF(ISNUMBER(MATCH(BG$11,$AG72:$AJ72,0)),1,0)*IF(ISNUMBER($AF72),(1-$AF72),1) + IF(ISNUMBER(MATCH(BG$11,$AK72:$AP72,0)),-1,0)*_xlfn.IFS(ISNUMBER($AD72),$AD72,ISNUMBER($AE72),$AE72,ISNUMBER($AF72),$AF72,AND($AD72=0,$AE72=0,$AF72=0),1)","v":0},{"$f":"IF(ISNUMBER(MATCH(BH$11,$AG72:$AJ72,0)),1,0)*IF(ISNUMBER($AF72),(1-$AF72),1) + IF(ISNUMBER(MATCH(BH$11,$AK72:$AP72,0)),-1,0)*_xlfn.IFS(ISNUMBER($AD72),$AD72,ISNUMBER($AE72),$AE72,ISNUMBER($AF72),$AF72,AND($AD72=0,$AE72=0,$AF72=0),1)","v":0},{"$f":"IF(ISNUMBER(MATCH(BI$11,$AG72:$AJ72,0)),1,0)*IF(ISNUMBER($AF72),(1-$AF72),1) + IF(ISNUMBER(MATCH(BI$11,$AK72:$AP72,0)),-1,0)*_xlfn.IFS(ISNUMBER($AD72),$AD72,ISNUMBER($AE72),$AE72,ISNUMBER($AF72),$AF72,AND($AD72=0,$AE72=0,$AF72=0),1)","v":0},{"$f":"IF(ISNUMBER(MATCH(BJ$11,$AG72:$AJ72,0)),1,0)*IF(ISNUMBER($AF72),(1-$AF72),1) + IF(ISNUMBER(MATCH(BJ$11,$AK72:$AP72,0)),-1,0)*_xlfn.IFS(ISNUMBER($AD72),$AD72,ISNUMBER($AE72),$AE72,ISNUMBER($AF72),$AF72,AND($AD72=0,$AE72=0,$AF72=0),1)","v":0},{"$f":"IF(ISNUMBER(MATCH(BK$11,$AG72:$AJ72,0)),1,0)*IF(ISNUMBER($AF72),(1-$AF72),1) + IF(ISNUMBER(MATCH(BK$11,$AK72:$AP72,0)),-1,0)*_xlfn.IFS(ISNUMBER($AD72),$AD72,ISNUMBER($AE72),$AE72,ISNUMBER($AF72),$AF72,AND($AD72=0,$AE72=0,$AF72=0),1)","v":0},{"$f":"IF(ISNUMBER(MATCH(BL$11,$AG72:$AJ72,0)),1,0)*IF(ISNUMBER($AF72),(1-$AF72),1) + IF(ISNUMBER(MATCH(BL$11,$AK72:$AP72,0)),-1,0)*_xlfn.IFS(ISNUMBER($AD72),$AD72,ISNUMBER($AE72),$AE72,ISNUMBER($AF72),$AF72,AND($AD72=0,$AE72=0,$AF72=0),1)","v":0},{"$f":"IF(ISNUMBER(MATCH(BM$11,$AG72:$AJ72,0)),1,0)*IF(ISNUMBER($AF72),(1-$AF72),1) + IF(ISNUMBER(MATCH(BM$11,$AK72:$AP72,0)),-1,0)*_xlfn.IFS(ISNUMBER($AD72),$AD72,ISNUMBER($AE72),$AE72,ISNUMBER($AF72),$AF72,AND($AD72=0,$AE72=0,$AF72=0),1)","v":0},{"$f":"IF(ISNUMBER(MATCH(BN$11,$AG72:$AJ72,0)),1,0)*IF(ISNUMBER($AF72),(1-$AF72),1) + IF(ISNUMBER(MATCH(BN$11,$AK72:$AP72,0)),-1,0)*_xlfn.IFS(ISNUMBER($AD72),$AD72,ISNUMBER($AE72),$AE72,ISNUMBER($AF72),$AF72,AND($AD72=0,$AE72=0,$AF72=0),1)","v":0},{"$f":"IF(ISNUMBER(MATCH(BO$11,$AG72:$AJ72,0)),1,0)*IF(ISNUMBER($AF72),(1-$AF72),1) + IF(ISNUMBER(MATCH(BO$11,$AK72:$AP72,0)),-1,0)*_xlfn.IFS(ISNUMBER($AD72),$AD72,ISNUMBER($AE72),$AE72,ISNUMBER($AF72),$AF72,AND($AD72=0,$AE72=0,$AF72=0),1)","v":0},{"$f":"IF(ISNUMBER(MATCH(BP$11,$AG72:$AJ72,0)),1,0)*IF(ISNUMBER($AF72),(1-$AF72),1) + IF(ISNUMBER(MATCH(BP$11,$AK72:$AP72,0)),-1,0)*_xlfn.IFS(ISNUMBER($AD72),$AD72,ISNUMBER($AE72),$AE72,ISNUMBER($AF72),$AF72,AND($AD72=0,$AE72=0,$AF72=0),1)","v":0},{"$f":"IF(ISNUMBER(MATCH(BQ$11,$AG72:$AJ72,0)),1,0)*IF(ISNUMBER($AF72),(1-$AF72),1) + IF(ISNUMBER(MATCH(BQ$11,$AK72:$AP72,0)),-1,0)*_xlfn.IFS(ISNUMBER($AD72),$AD72,ISNUMBER($AE72),$AE72,ISNUMBER($AF72),$AF72,AND($AD72=0,$AE72=0,$AF72=0),1)","v":0},{"$f":"IF(ISNUMBER(MATCH(BR$11,$AG72:$AJ72,0)),1,0)*IF(ISNUMBER($AF72),(1-$AF72),1) + IF(ISNUMBER(MATCH(BR$11,$AK72:$AP72,0)),-1,0)*_xlfn.IFS(ISNUMBER($AD72),$AD72,ISNUMBER($AE72),$AE72,ISNUMBER($AF72),$AF72,AND($AD72=0,$AE72=0,$AF72=0),1)","v":0},{"$f":"IF(ISNUMBER(MATCH(BS$11,$AG72:$AJ72,0)),1,0)*IF(ISNUMBER($AF72),(1-$AF72),1) + IF(ISNUMBER(MATCH(BS$11,$AK72:$AP72,0)),-1,0)*_xlfn.IFS(ISNUMBER($AD72),$AD72,ISNUMBER($AE72),$AE72,ISNUMBER($AF72),$AF72,AND($AD72=0,$AE72=0,$AF72=0),1)","v":0},{"$f":"IF(ISNUMBER(MATCH(BT$11,$AG72:$AJ72,0)),1,0)*IF(ISNUMBER($AF72),(1-$AF72),1) + IF(ISNUMBER(MATCH(BT$11,$AK72:$AP72,0)),-1,0)*_xlfn.IFS(ISNUMBER($AD72),$AD72,ISNUMBER($AE72),$AE72,ISNUMBER($AF72),$AF72,AND($AD72=0,$AE72=0,$AF72=0),1)","v":0},{"$f":"IF(ISNUMBER(MATCH(BU$11,$AG72:$AJ72,0)),1,0)*IF(ISNUMBER($AF72),(1-$AF72),1) + IF(ISNUMBER(MATCH(BU$11,$AK72:$AP72,0)),-1,0)*_xlfn.IFS(ISNUMBER($AD72),$AD72,ISNUMBER($AE72),$AE72,ISNUMBER($AF72),$AF72,AND($AD72=0,$AE72=0,$AF72=0),1)","v":0},{"$f":"IF(ISNUMBER(MATCH(BV$11,$AG72:$AJ72,0)),1,0)*IF(ISNUMBER($AF72),(1-$AF72),1) + IF(ISNUMBER(MATCH(BV$11,$AK72:$AP72,0)),-1,0)*_xlfn.IFS(ISNUMBER($AD72),$AD72,ISNUMBER($AE72),$AE72,ISNUMBER($AF72),$AF72,AND($AD72=0,$AE72=0,$AF72=0),1)","v":0},{"$f":"IF(ISNUMBER(MATCH(BW$11,$AG72:$AJ72,0)),1,0)*IF(ISNUMBER($AF72),(1-$AF72),1) + IF(ISNUMBER(MATCH(BW$11,$AK72:$AP72,0)),-1,0)*_xlfn.IFS(ISNUMBER($AD72),$AD72,ISNUMBER($AE72),$AE72,ISNUMBER($AF72),$AF72,AND($AD72=0,$AE72=0,$AF72=0),1)","v":0},{"$f":"IF(ISNUMBER(MATCH(BX$11,$AG72:$AJ72,0)),1,0)*IF(ISNUMBER($AF72),(1-$AF72),1) + IF(ISNUMBER(MATCH(BX$11,$AK72:$AP72,0)),-1,0)*_xlfn.IFS(ISNUMBER($AD72),$AD72,ISNUMBER($AE72),$AE72,ISNUMBER($AF72),$AF72,AND($AD72=0,$AE72=0,$AF72=0),1)","v":0},{"$f":"IF(ISNUMBER(MATCH(BY$11,$AG72:$AJ72,0)),1,0)*IF(ISNUMBER($AF72),(1-$AF72),1) + IF(ISNUMBER(MATCH(BY$11,$AK72:$AP72,0)),-1,0)*_xlfn.IFS(ISNUMBER($AD72),$AD72,ISNUMBER($AE72),$AE72,ISNUMBER($AF72),$AF72,AND($AD72=0,$AE72=0,$AF72=0),1)","v":0},{"$f":"IF(ISNUMBER(MATCH(BZ$11,$AG72:$AJ72,0)),1,0)*IF(ISNUMBER($AF72),(1-$AF72),1) + IF(ISNUMBER(MATCH(BZ$11,$AK72:$AP72,0)),-1,0)*_xlfn.IFS(ISNUMBER($AD72),$AD72,ISNUMBER($AE72),$AE72,ISNUMBER($AF72),$AF72,AND($AD72=0,$AE72=0,$AF72=0),1)","v":0},{"$f":"IF(ISNUMBER(MATCH(CA$11,$AG72:$AJ72,0)),1,0)*IF(ISNUMBER($AF72),(1-$AF72),1) + IF(ISNUMBER(MATCH(CA$11,$AK72:$AP72,0)),-1,0)*_xlfn.IFS(ISNUMBER($AD72),$AD72,ISNUMBER($AE72),$AE72,ISNUMBER($AF72),$AF72,AND($AD72=0,$AE72=0,$AF72=0),1)","v":0},{"$f":"IF(ISNUMBER(MATCH(CB$11,$AG72:$AJ72,0)),1,0)*IF(ISNUMBER($AF72),(1-$AF72),1) + IF(ISNUMBER(MATCH(CB$11,$AK72:$AP72,0)),-1,0)*_xlfn.IFS(ISNUMBER($AD72),$AD72,ISNUMBER($AE72),$AE72,ISNUMBER($AF72),$AF72,AND($AD72=0,$AE72=0,$AF72=0),1)","v":0},{"$f":"IF(ISNUMBER(MATCH(CC$11,$AG72:$AJ72,0)),1,0)*IF(ISNUMBER($AF72),(1-$AF72),1) + IF(ISNUMBER(MATCH(CC$11,$AK72:$AP72,0)),-1,0)*_xlfn.IFS(ISNUMBER($AD72),$AD72,ISNUMBER($AE72),$AE72,ISNUMBER($AF72),$AF72,AND($AD72=0,$AE72=0,$AF72=0),1)","v":0},{"$f":"IF(ISNUMBER(MATCH(CD$11,$AG72:$AJ72,0)),1,0)*IF(ISNUMBER($AF72),(1-$AF72),1) + IF(ISNUMBER(MATCH(CD$11,$AK72:$AP72,0)),-1,0)*_xlfn.IFS(ISNUMBER($AD72),$AD72,ISNUMBER($AE72),$AE72,ISNUMBER($AF72),$AF72,AND($AD72=0,$AE72=0,$AF72=0),1)","v":0},{"$f":"IF(ISNUMBER(MATCH(CE$11,$AG72:$AJ72,0)),1,0)*IF(ISNUMBER($AF72),(1-$AF72),1) + IF(ISNUMBER(MATCH(CE$11,$AK72:$AP72,0)),-1,0)*_xlfn.IFS(ISNUMBER($AD72),$AD72,ISNUMBER($AE72),$AE72,ISNUMBER($AF72),$AF72,AND($AD72=0,$AE72=0,$AF72=0),1)","v":0},{"$f":"IF(ISNUMBER(MATCH(CF$11,$AG72:$AJ72,0)),1,0)*IF(ISNUMBER($AF72),(1-$AF72),1) + IF(ISNUMBER(MATCH(CF$11,$AK72:$AP72,0)),-1,0)*_xlfn.IFS(ISNUMBER($AD72),$AD72,ISNUMBER($AE72),$AE72,ISNUMBER($AF72),$AF72,AND($AD72=0,$AE72=0,$AF72=0),1)","v":0},{"$f":"IF(ISNUMBER(MATCH(CG$11,$AG72:$AJ72,0)),1,0)*IF(ISNUMBER($AF72),(1-$AF72),1) + IF(ISNUMBER(MATCH(CG$11,$AK72:$AP72,0)),-1,0)*_xlfn.IFS(ISNUMBER($AD72),$AD72,ISNUMBER($AE72),$AE72,ISNUMBER($AF72),$AF72,AND($AD72=0,$AE72=0,$AF72=0),1)","v":0},{"$f":"IF(ISNUMBER(MATCH(CH$11,$AG72:$AJ72,0)),1,0)*IF(ISNUMBER($AF72),(1-$AF72),1) + IF(ISNUMBER(MATCH(CH$11,$AK72:$AP72,0)),-1,0)*_xlfn.IFS(ISNUMBER($AD72),$AD72,ISNUMBER($AE72),$AE72,ISNUMBER($AF72),$AF72,AND($AD72=0,$AE72=0,$AF72=0),1)","v":0},{"$f":"IF(ISNUMBER(MATCH(CI$11,$AG72:$AJ72,0)),1,0)*IF(ISNUMBER($AF72),(1-$AF72),1) + IF(ISNUMBER(MATCH(CI$11,$AK72:$AP72,0)),-1,0)*_xlfn.IFS(ISNUMBER($AD72),$AD72,ISNUMBER($AE72),$AE72,ISNUMBER($AF72),$AF72,AND($AD72=0,$AE72=0,$AF72=0),1)","v":0},{"$f":"IF(ISNUMBER(MATCH(CJ$11,$AG72:$AJ72,0)),1,0)*IF(ISNUMBER($AF72),(1-$AF72),1) + IF(ISNUMBER(MATCH(CJ$11,$AK72:$AP72,0)),-1,0)*_xlfn.IFS(ISNUMBER($AD72),$AD72,ISNUMBER($AE72),$AE72,ISNUMBER($AF72),$AF72,AND($AD72=0,$AE72=0,$AF72=0),1)","v":0},{"$f":"IF(ISNUMBER(MATCH(CK$11,$AG72:$AJ72,0)),1,0)*IF(ISNUMBER($AF72),(1-$AF72),1) + IF(ISNUMBER(MATCH(CK$11,$AK72:$AP72,0)),-1,0)*_xlfn.IFS(ISNUMBER($AD72),$AD72,ISNUMBER($AE72),$AE72,ISNUMBER($AF72),$AF72,AND($AD72=0,$AE72=0,$AF72=0),1)","v":0},{"$f":"IF(ISNUMBER(MATCH(CL$11,$AG72:$AJ72,0)),1,0)*IF(ISNUMBER($AF72),(1-$AF72),1) + IF(ISNUMBER(MATCH(CL$11,$AK72:$AP72,0)),-1,0)*_xlfn.IFS(ISNUMBER($AD72),$AD72,ISNUMBER($AE72),$AE72,ISNUMBER($AF72),$AF72,AND($AD72=0,$AE72=0,$AF72=0),1)","v":0},{"$f":"IF(ISNUMBER(MATCH(CM$11,$AG72:$AJ72,0)),1,0)*IF(ISNUMBER($AF72),(1-$AF72),1) + IF(ISNUMBER(MATCH(CM$11,$AK72:$AP72,0)),-1,0)*_xlfn.IFS(ISNUMBER($AD72),$AD72,ISNUMBER($AE72),$AE72,ISNUMBER($AF72),$AF72,AND($AD72=0,$AE72=0,$AF72=0),1)","v":0},{"$f":"IF(ISNUMBER(MATCH(CN$11,$AG72:$AJ72,0)),1,0)*IF(ISNUMBER($AF72),(1-$AF72),1) + IF(ISNUMBER(MATCH(CN$11,$AK72:$AP72,0)),-1,0)*_xlfn.IFS(ISNUMBER($AD72),$AD72,ISNUMBER($AE72),$AE72,ISNUMBER($AF72),$AF72,AND($AD72=0,$AE72=0,$AF72=0),1)","v":0},{"$f":"IF(ISNUMBER(MATCH(CO$11,$AG72:$AJ72,0)),1,0)*IF(ISNUMBER($AF72),(1-$AF72),1) + IF(ISNUMBER(MATCH(CO$11,$AK72:$AP72,0)),-1,0)*_xlfn.IFS(ISNUMBER($AD72),$AD72,ISNUMBER($AE72),$AE72,ISNUMBER($AF72),$AF72,AND($AD72=0,$AE72=0,$AF72=0),1)","v":0},{"$f":"IF(ISNUMBER(MATCH(CP$11,$AG72:$AJ72,0)),1,0)*IF(ISNUMBER($AF72),(1-$AF72),1) + IF(ISNUMBER(MATCH(CP$11,$AK72:$AP72,0)),-1,0)*_xlfn.IFS(ISNUMBER($AD72),$AD72,ISNUMBER($AE72),$AE72,ISNUMBER($AF72),$AF72,AND($AD72=0,$AE72=0,$AF72=0),1)","v":0},{"$f":"IF(ISNUMBER(MATCH(CQ$11,$AG72:$AJ72,0)),1,0)*IF(ISNUMBER($AF72),(1-$AF72),1) + IF(ISNUMBER(MATCH(CQ$11,$AK72:$AP72,0)),-1,0)*_xlfn.IFS(ISNUMBER($AD72),$AD72,ISNUMBER($AE72),$AE72,ISNUMBER($AF72),$AF72,AND($AD72=0,$AE72=0,$AF72=0),1)","v":0},{"$f":"IF(ISNUMBER(MATCH(CR$11,$AG72:$AJ72,0)),1,0)*IF(ISNUMBER($AF72),(1-$AF72),1) + IF(ISNUMBER(MATCH(CR$11,$AK72:$AP72,0)),-1,0)*_xlfn.IFS(ISNUMBER($AD72),$AD72,ISNUMBER($AE72),$AE72,ISNUMBER($AF72),$AF72,AND($AD72=0,$AE72=0,$AF72=0),1)","v":0},{"$f":"IF(ISNUMBER(MATCH(CS$11,$AG72:$AJ72,0)),1,0)*IF(ISNUMBER($AF72),(1-$AF72),1) + IF(ISNUMBER(MATCH(CS$11,$AK72:$AP72,0)),-1,0)*_xlfn.IFS(ISNUMBER($AD72),$AD72,ISNUMBER($AE72),$AE72,ISNUMBER($AF72),$AF72,AND($AD72=0,$AE72=0,$AF72=0),1)","v":0},{"$f":"IF(ISNUMBER(MATCH(CT$11,$AG72:$AJ72,0)),1,0)*IF(ISNUMBER($AF72),(1-$AF72),1) + IF(ISNUMBER(MATCH(CT$11,$AK72:$AP72,0)),-1,0)*_xlfn.IFS(ISNUMBER($AD72),$AD72,ISNUMBER($AE72),$AE72,ISNUMBER($AF72),$AF72,AND($AD72=0,$AE72=0,$AF72=0),1)","v":0},{"$f":"IF(ISNUMBER(MATCH(CU$11,$AG72:$AJ72,0)),1,0)*IF(ISNUMBER($AF72),(1-$AF72),1) + IF(ISNUMBER(MATCH(CU$11,$AK72:$AP72,0)),-1,0)*_xlfn.IFS(ISNUMBER($AD72),$AD72,ISNUMBER($AE72),$AE72,ISNUMBER($AF72),$AF72,AND($AD72=0,$AE72=0,$AF72=0),1)","v":0},{"$f":"IF(ISNUMBER(MATCH(CV$11,$AG72:$AJ72,0)),1,0)*IF(ISNUMBER($AF72),(1-$AF72),1) + IF(ISNUMBER(MATCH(CV$11,$AK72:$AP72,0)),-1,0)*_xlfn.IFS(ISNUMBER($AD72),$AD72,ISNUMBER($AE72),$AE72,ISNUMBER($AF72),$AF72,AND($AD72=0,$AE72=0,$AF72=0),1)","v":0},{"$f":"IF(ISNUMBER(MATCH(CW$11,$AG72:$AJ72,0)),1,0)*IF(ISNUMBER($AF72),(1-$AF72),1) + IF(ISNUMBER(MATCH(CW$11,$AK72:$AP72,0)),-1,0)*_xlfn.IFS(ISNUMBER($AD72),$AD72,ISNUMBER($AE72),$AE72,ISNUMBER($AF72),$AF72,AND($AD72=0,$AE72=0,$AF72=0),1)","v":0},{"$f":"IF(ISNUMBER(MATCH(CX$11,$AG72:$AJ72,0)),1,0)*IF(ISNUMBER($AF72),(1-$AF72),1) + IF(ISNUMBER(MATCH(CX$11,$AK72:$AP72,0)),-1,0)*_xlfn.IFS(ISNUMBER($AD72),$AD72,ISNUMBER($AE72),$AE72,ISNUMBER($AF72),$AF72,AND($AD72=0,$AE72=0,$AF72=0),1)","v":0},{"$f":"IF(ISNUMBER(MATCH(CY$11,$AG72:$AJ72,0)),1,0)*IF(ISNUMBER($AF72),(1-$AF72),1) + IF(ISNUMBER(MATCH(CY$11,$AK72:$AP72,0)),-1,0)*_xlfn.IFS(ISNUMBER($AD72),$AD72,ISNUMBER($AE72),$AE72,ISNUMBER($AF72),$AF72,AND($AD72=0,$AE72=0,$AF72=0),1)","v":1},{"$f":"IF(ISNUMBER(MATCH(CZ$11,$AG72:$AJ72,0)),1,0)*IF(ISNUMBER($AF72),(1-$AF72),1) + IF(ISNUMBER(MATCH(CZ$11,$AK72:$AP72,0)),-1,0)*_xlfn.IFS(ISNUMBER($AD72),$AD72,ISNUMBER($AE72),$AE72,ISNUMBER($AF72),$AF72,AND($AD72=0,$AE72=0,$AF72=0),1)","v":0},{"$f":"IF(ISNUMBER(MATCH(DA$11,$AG72:$AJ72,0)),1,0)*IF(ISNUMBER($AF72),(1-$AF72),1) + IF(ISNUMBER(MATCH(DA$11,$AK72:$AP72,0)),-1,0)*_xlfn.IFS(ISNUMBER($AD72),$AD72,ISNUMBER($AE72),$AE72,ISNUMBER($AF72),$AF72,AND($AD72=0,$AE72=0,$AF72=0),1)","v":0},{"$f":"IF(ISNUMBER(MATCH(DB$11,$AG72:$AJ72,0)),1,0)*IF(ISNUMBER($AF72),(1-$AF72),1) + IF(ISNUMBER(MATCH(DB$11,$AK72:$AP72,0)),-1,0)*_xlfn.IFS(ISNUMBER($AD72),$AD72,ISNUMBER($AE72),$AE72,ISNUMBER($AF72),$AF72,AND($AD72=0,$AE72=0,$AF72=0),1)","v":1},{"$f":"IF(ISNUMBER(MATCH(DC$11,$AG72:$AJ72,0)),1,0)*IF(ISNUMBER($AF72),(1-$AF72),1) + IF(ISNUMBER(MATCH(DC$11,$AK72:$AP72,0)),-1,0)*_xlfn.IFS(ISNUMBER($AD72),$AD72,ISNUMBER($AE72),$AE72,ISNUMBER($AF72),$AF72,AND($AD72=0,$AE72=0,$AF72=0),1)","v":0},{"$f":"IF(ISNUMBER(MATCH(DD$11,$AG72:$AJ72,0)),1,0)*IF(ISNUMBER($AF72),(1-$AF72),1) + IF(ISNUMBER(MATCH(DD$11,$AK72:$AP72,0)),-1,0)*_xlfn.IFS(ISNUMBER($AD72),$AD72,ISNUMBER($AE72),$AE72,ISNUMBER($AF72),$AF72,AND($AD72=0,$AE72=0,$AF72=0),1)","v":-1},{"$f":"IF(ISNUMBER(MATCH(DE$11,$AG72:$AJ72,0)),1,0)*IF(ISNUMBER($AF72),(1-$AF72),1) + IF(ISNUMBER(MATCH(DE$11,$AK72:$AP72,0)),-1,0)*_xlfn.IFS(ISNUMBER($AD72),$AD72,ISNUMBER($AE72),$AE72,ISNUMBER($AF72),$AF72,AND($AD72=0,$AE72=0,$AF72=0),1)","v":0},null,0,null,null,null,null,null,null,null,null,null,null,null,7,{"$error":"#N/A"},{"$error":"#N/A"},0,43,5,73,136,131,293,209,177,216,236,404,223,218,611,229,299,177,187,353,0]
[null,"Capex Annual Loan Payments",{"$f":"IF(C36=0,0,PMT(C34,C36,C68*C35))","v":{"$error":"#N/A"}},null,null,null,null,null,"Number",null,null,null,null,null,null,null,null,null,"q_hru_eco-comp,ht",0,{"$error":"#N/A"},null,null,null,null,null,null,"COP",null,null,{"$f":"P97","v":{"$error":"#N/A"}},null,"q_hru_eco-fc,ht",null,null,null,"e_hru_fc,ht",null,null,null,null,null,null,{"$f":"IF(ISNUMBER(MATCH(AR$11,$AG73:$AJ73,0)),1,0)*IF(ISNUMBER($AF73),(1-$AF73),1) + IF(ISNUMBER(MATCH(AR$11,$AK73:$AP73,0)),-1,0)*_xlfn.IFS(ISNUMBER($AD73),$AD73,ISNUMBER($AE73),$AE73,ISNUMBER($AF73),$AF73,AND($AD73=0,$AE73=0,$AF73=0),1)","v":{"$error":"#N/A"}},{"$f":"IF(ISNUMBER(MATCH(AS$11,$AG73:$AJ73,0)),1,0)*IF(ISNUMBER($AF73),(1-$AF73),1) + IF(ISNUMBER(MATCH(AS$11,$AK73:$AP73,0)),-1,0)*_xlfn.IFS(ISNUMBER($AD73),$AD73,ISNUMBER($AE73),$AE73,ISNUMBER($AF73),$AF73,AND($AD73=0,$AE73=0,$AF73=0),1)","v":{"$error":"#N/A"}},{"$f":"IF(ISNUMBER(MATCH(AT$11,$AG73:$AJ73,0)),1,0)*IF(ISNUMBER($AF73),(1-$AF73),1) + IF(ISNUMBER(MATCH(AT$11,$AK73:$AP73,0)),-1,0)*_xlfn.IFS(ISNUMBER($AD73),$AD73,ISNUMBER($AE73),$AE73,ISNUMBER($AF73),$AF73,AND($AD73=0,$AE73=0,$AF73=0),1)","v":{"$error":"#N/A"}},{"$f":"IF(ISNUMBER(MATCH(AU$11,$AG73:$AJ73,0)),1,0)*IF(ISNUMBER($AF73),(1-$AF73),1) + IF(ISNUMBER(MATCH(AU$11,$AK73:$AP73,0)),-1,0)*_xlfn.IFS(ISNUMBER($AD73),$AD73,ISNUMBER($AE73),$AE73,ISNUMBER($AF73),$AF73,AND($AD73=0,$AE73=0,$AF73=0),1)","v":{"$error":"#N/A"}},{"$f":"IF(ISNUMBER(MATCH(AV$11,$AG73:$AJ73,0)),1,0)*IF(ISNUMBER($AF73),(1-$AF73),1) + IF(ISNUMBER(MATCH(AV$11,$AK73:$AP73,0)),-1,0)*_xlfn.IFS(ISNUMBER($AD73),$AD73,ISNUMBER($AE73),$AE73,ISNUMBER($AF73),$AF73,AND($AD73=0,$AE73=0,$AF73=0),1)","v":{"$error":"#N/A"}},{"$f":"IF(ISNUMBER(MATCH(AW$11,$AG73:$AJ73,0)),1,0)*IF(ISNUMBER($AF73),(1-$AF73),1) + IF(ISNUMBER(MATCH(AW$11,$AK73:$AP73,0)),-1,0)*_xlfn.IFS(ISNUMBER($AD73),$AD73,ISNUMBER($AE73),$AE73,ISNUMBER($AF73),$AF73,AND($AD73=0,$AE73=0,$AF73=0),1)","v":{"$error":"#N/A"}},{"$f":"IF(ISNUMBER(MATCH(AX$11,$AG73:$AJ73,0)),1,0)*IF(ISNUMBER($AF73),(1-$AF73),1) + IF(ISNUMBER(MATCH(AX$11,$AK73:$AP73,0)),-1,0)*_xlfn.IFS(ISNUMBER($AD73),$AD73,ISNUMBER($AE73),$AE73,ISNUMBER($AF73),$AF73,AND($AD73=0,$AE73=0,$AF73=0),1)","v":{"$error":"#N/A"}},{"$f":"IF(ISNUMBER(MATCH(AY$11,$AG73:$AJ73,0)),1,0)*IF(ISNUMBER($AF73),(1-$AF73),1) + IF(ISNUMBER(MATCH(AY$11,$AK73:$AP73,0)),-1,0)*_xlfn.IFS(ISNUMBER($AD73),$AD73,ISNUMBER($AE73),$AE73,ISNUMBER($AF73),$AF73,AND($AD73=0,$AE73=0,$AF73=0),1)","v":{"$error":"#N/A"}},{"$f":"IF(ISNUMBER(MATCH(AZ$11,$AG73:$AJ73,0)),1,0)*IF(ISNUMBER($AF73),(1-$AF73),1) + IF(ISNUMBER(MATCH(AZ$11,$AK73:$AP73,0)),-1,0)*_xlfn.IFS(ISNUMBER($AD73),$AD73,ISNUMBER($AE73),$AE73,ISNUMBER($AF73),$AF73,AND($AD73=0,$AE73=0,$AF73=0),1)","v":{"$error":"#N/A"}},{"$f":"IF(ISNUMBER(MATCH(BA$11,$AG73:$AJ73,0)),1,0)*IF(ISNUMBER($AF73),(1-$AF73),1) + IF(ISNUMBER(MATCH(BA$11,$AK73:$AP73,0)),-1,0)*_xlfn.IFS(ISNUMBER($AD73),$AD73,ISNUMBER($AE73),$AE73,ISNUMBER($AF73),$AF73,AND($AD73=0,$AE73=0,$AF73=0),1)","v":{"$error":"#N/A"}},{"$f":"IF(ISNUMBER(MATCH(BB$11,$AG73:$AJ73,0)),1,0)*IF(ISNUMBER($AF73),(1-$AF73),1) + IF(ISNUMBER(MATCH(BB$11,$AK73:$AP73,0)),-1,0)*_xlfn.IFS(ISNUMBER($AD73),$AD73,ISNUMBER($AE73),$AE73,ISNUMBER($AF73),$AF73,AND($AD73=0,$AE73=0,$AF73=0),1)","v":{"$error":"#N/A"}},{"$f":"IF(ISNUMBER(MATCH(BC$11,$AG73:$AJ73,0)),1,0)*IF(ISNUMBER($AF73),(1-$AF73),1) + IF(ISNUMBER(MATCH(BC$11,$AK73:$AP73,0)),-1,0)*_xlfn.IFS(ISNUMBER($AD73),$AD73,ISNUMBER($AE73),$AE73,ISNUMBER($AF73),$AF73,AND($AD73=0,$AE73=0,$AF73=0),1)","v":{"$error":"#N/A"}},{"$f":"IF(ISNUMBER(MATCH(BD$11,$AG73:$AJ73,0)),1,0)*IF(ISNUMBER($AF73),(1-$AF73),1) + IF(ISNUMBER(MATCH(BD$11,$AK73:$AP73,0)),-1,0)*_xlfn.IFS(ISNUMBER($AD73),$AD73,ISNUMBER($AE73),$AE73,ISNUMBER($AF73),$AF73,AND($AD73=0,$AE73=0,$AF73=0),1)","v":{"$error":"#N/A"}},{"$f":"IF(ISNUMBER(MATCH(BE$11,$AG73:$AJ73,0)),1,0)*IF(ISNUMBER($AF73),(1-$AF73),1) + IF(ISNUMBER(MATCH(BE$11,$AK73:$AP73,0)),-1,0)*_xlfn.IFS(ISNUMBER($AD73),$AD73,ISNUMBER($AE73),$AE73,ISNUMBER($AF73),$AF73,AND($AD73=0,$AE73=0,$AF73=0),1)","v":{"$error":"#N/A"}},{"$f":"IF(ISNUMBER(MATCH(BF$11,$AG73:$AJ73,0)),1,0)*IF(ISNUMBER($AF73),(1-$AF73),1) + IF(ISNUMBER(MATCH(BF$11,$AK73:$AP73,0)),-1,0)*_xlfn.IFS(ISNUMBER($AD73),$AD73,ISNUMBER($AE73),$AE73,ISNUMBER($AF73),$AF73,AND($AD73=0,$AE73=0,$AF73=0),1)","v":{"$error":"#N/A"}},{"$f":"IF(ISNUMBER(MATCH(BG$11,$AG73:$AJ73,0)),1,0)*IF(ISNUMBER($AF73),(1-$AF73),1) + IF(ISNUMBER(MATCH(BG$11,$AK73:$AP73,0)),-1,0)*_xlfn.IFS(ISNUMBER($AD73),$AD73,ISNUMBER($AE73),$AE73,ISNUMBER($AF73),$AF73,AND($AD73=0,$AE73=0,$AF73=0),1)","v":{"$error":"#N/A"}},{"$f":"IF(ISNUMBER(MATCH(BH$11,$AG73:$AJ73,0)),1,0)*IF(ISNUMBER($AF73),(1-$AF73),1) + IF(ISNUMBER(MATCH(BH$11,$AK73:$AP73,0)),-1,0)*_xlfn.IFS(ISNUMBER($AD73),$AD73,ISNUMBER($AE73),$AE73,ISNUMBER($AF73),$AF73,AND($AD73=0,$AE73=0,$AF73=0),1)","v":{"$error":"#N/A"}},{"$f":"IF(ISNUMBER(MATCH(BI$11,$AG73:$AJ73,0)),1,0)*IF(ISNUMBER($AF73),(1-$AF73),1) + IF(ISNUMBER(MATCH(BI$11,$AK73:$AP73,0)),-1,0)*_xlfn.IFS(ISNUMBER($AD73),$AD73,ISNUMBER($AE73),$AE73,ISNUMBER($AF73),$AF73,AND($AD73=0,$AE73=0,$AF73=0),1)","v":{"$error":"#N/A"}},{"$f":"IF(ISNUMBER(MATCH(BJ$11,$AG73:$AJ73,0)),1,0)*IF(ISNUMBER($AF73),(1-$AF73),1) + IF(ISNUMBER(MATCH(BJ$11,$AK73:$AP73,0)),-1,0)*_xlfn.IFS(ISNUMBER($AD73),$AD73,ISNUMBER($AE73),$AE73,ISNUMBER($AF73),$AF73,AND($AD73=0,$AE73=0,$AF73=0),1)","v":{"$error":"#N/A"}},{"$f":"IF(ISNUMBER(MATCH(BK$11,$AG73:$AJ73,0)),1,0)*IF(ISNUMBER($AF73),(1-$AF73),1) + IF(ISNUMBER(MATCH(BK$11,$AK73:$AP73,0)),-1,0)*_xlfn.IFS(ISNUMBER($AD73),$AD73,ISNUMBER($AE73),$AE73,ISNUMBER($AF73),$AF73,AND($AD73=0,$AE73=0,$AF73=0),1)","v":{"$error":"#N/A"}},{"$f":"IF(ISNUMBER(MATCH(BL$11,$AG73:$AJ73,0)),1,0)*IF(ISNUMBER($AF73),(1-$AF73),1) + IF(ISNUMBER(MATCH(BL$11,$AK73:$AP73,0)),-1,0)*_xlfn.IFS(ISNUMBER($AD73),$AD73,ISNUMBER($AE73),$AE73,ISNUMBER($AF73),$AF73,AND($AD73=0,$AE73=0,$AF73=0),1)","v":{"$error":"#N/A"}},{"$f":"IF(ISNUMBER(MATCH(BM$11,$AG73:$AJ73,0)),1,0)*IF(ISNUMBER($AF73),(1-$AF73),1) + IF(ISNUMBER(MATCH(BM$11,$AK73:$AP73,0)),-1,0)*_xlfn.IFS(ISNUMBER($AD73),$AD73,ISNUMBER($AE73),$AE73,ISNUMBER($AF73),$AF73,AND($AD73=0,$AE73=0,$AF73=0),1)","v":{"$error":"#N/A"}},{"$f":"IF(ISNUMBER(MATCH(BN$11,$AG73:$AJ73,0)),1,0)*IF(ISNUMBER($AF73),(1-$AF73),1) + IF(ISNUMBER(MATCH(BN$11,$AK73:$AP73,0)),-1,0)*_xlfn.IFS(ISNUMBER($AD73),$AD73,ISNUMBER($AE73),$AE73,ISNUMBER($AF73),$AF73,AND($AD73=0,$AE73=0,$AF73=0),1)","v":{"$error":"#N/A"}},{"$f":"IF(ISNUMBER(MATCH(BO$11,$AG73:$AJ73,0)),1,0)*IF(ISNUMBER($AF73),(1-$AF73),1) + IF(ISNUMBER(MATCH(BO$11,$AK73:$AP73,0)),-1,0)*_xlfn.IFS(ISNUMBER($AD73),$AD73,ISNUMBER($AE73),$AE73,ISNUMBER($AF73),$AF73,AND($AD73=0,$AE73=0,$AF73=0),1)","v":{"$error":"#N/A"}},{"$f":"IF(ISNUMBER(MATCH(BP$11,$AG73:$AJ73,0)),1,0)*IF(ISNUMBER($AF73),(1-$AF73),1) + IF(ISNUMBER(MATCH(BP$11,$AK73:$AP73,0)),-1,0)*_xlfn.IFS(ISNUMBER($AD73),$AD73,ISNUMBER($AE73),$AE73,ISNUMBER($AF73),$AF73,AND($AD73=0,$AE73=0,$AF73=0),1)","v":{"$error":"#N/A"}},{"$f":"IF(ISNUMBER(MATCH(BQ$11,$AG73:$AJ73,0)),1,0)*IF(ISNUMBER($AF73),(1-$AF73),1) + IF(ISNUMBER(MATCH(BQ$11,$AK73:$AP73,0)),-1,0)*_xlfn.IFS(ISNUMBER($AD73),$AD73,ISNUMBER($AE73),$AE73,ISNUMBER($AF73),$AF73,AND($AD73=0,$AE73=0,$AF73=0),1)","v":{"$error":"#N/A"}},{"$f":"IF(ISNUMBER(MATCH(BR$11,$AG73:$AJ73,0)),1,0)*IF(ISNUMBER($AF73),(1-$AF73),1) + IF(ISNUMBER(MATCH(BR$11,$AK73:$AP73,0)),-1,0)*_xlfn.IFS(ISNUMBER($AD73),$AD73,ISNUMBER($AE73),$AE73,ISNUMBER($AF73),$AF73,AND($AD73=0,$AE73=0,$AF73=0),1)","v":{"$error":"#N/A"}},{"$f":"IF(ISNUMBER(MATCH(BS$11,$AG73:$AJ73,0)),1,0)*IF(ISNUMBER($AF73),(1-$AF73),1) + IF(ISNUMBER(MATCH(BS$11,$AK73:$AP73,0)),-1,0)*_xlfn.IFS(ISNUMBER($AD73),$AD73,ISNUMBER($AE73),$AE73,ISNUMBER($AF73),$AF73,AND($AD73=0,$AE73=0,$AF73=0),1)","v":{"$error":"#N/A"}},{"$f":"IF(ISNUMBER(MATCH(BT$11,$AG73:$AJ73,0)),1,0)*IF(ISNUMBER($AF73),(1-$AF73),1) + IF(ISNUMBER(MATCH(BT$11,$AK73:$AP73,0)),-1,0)*_xlfn.IFS(ISNUMBER($AD73),$AD73,ISNUMBER($AE73),$AE73,ISNUMBER($AF73),$AF73,AND($AD73=0,$AE73=0,$AF73=0),1)","v":{"$error":"#N/A"}},{"$f":"IF(ISNUMBER(MATCH(BU$11,$AG73:$AJ73,0)),1,0)*IF(ISNUMBER($AF73),(1-$AF73),1) + IF(ISNUMBER(MATCH(BU$11,$AK73:$AP73,0)),-1,0)*_xlfn.IFS(ISNUMBER($AD73),$AD73,ISNUMBER($AE73),$AE73,ISNUMBER($AF73),$AF73,AND($AD73=0,$AE73=0,$AF73=0),1)","v":{"$error":"#N/A"}},{"$f":"IF(ISNUMBER(MATCH(BV$11,$AG73:$AJ73,0)),1,0)*IF(ISNUMBER($AF73),(1-$AF73),1) + IF(ISNUMBER(MATCH(BV$11,$AK73:$AP73,0)),-1,0)*_xlfn.IFS(ISNUMBER($AD73),$AD73,ISNUMBER($AE73),$AE73,ISNUMBER($AF73),$AF73,AND($AD73=0,$AE73=0,$AF73=0),1)","v":{"$error":"#N/A"}},{"$f":"IF(ISNUMBER(MATCH(BW$11,$AG73:$AJ73,0)),1,0)*IF(ISNUMBER($AF73),(1-$AF73),1) + IF(ISNUMBER(MATCH(BW$11,$AK73:$AP73,0)),-1,0)*_xlfn.IFS(ISNUMBER($AD73),$AD73,ISNUMBER($AE73),$AE73,ISNUMBER($AF73),$AF73,AND($AD73=0,$AE73=0,$AF73=0),1)","v":{"$error":"#N/A"}},{"$f":"IF(ISNUMBER(MATCH(BX$11,$AG73:$AJ73,0)),1,0)*IF(ISNUMBER($AF73),(1-$AF73),1) + IF(ISNUMBER(MATCH(BX$11,$AK73:$AP73,0)),-1,0)*_xlfn.IFS(ISNUMBER($AD73),$AD73,ISNUMBER($AE73),$AE73,ISNUMBER($AF73),$AF73,AND($AD73=0,$AE73=0,$AF73=0),1)","v":{"$error":"#N/A"}},{"$f":"IF(ISNUMBER(MATCH(BY$11,$AG73:$AJ73,0)),1,0)*IF(ISNUMBER($AF73),(1-$AF73),1) + IF(ISNUMBER(MATCH(BY$11,$AK73:$AP73,0)),-1,0)*_xlfn.IFS(ISNUMBER($AD73),$AD73,ISNUMBER($AE73),$AE73,ISNUMBER($AF73),$AF73,AND($AD73=0,$AE73=0,$AF73=0),1)","v":{"$error":"#N/A"}},{"$f":"IF(ISNUMBER(MATCH(BZ$11,$AG73:$AJ73,0)),1,0)*IF(ISNUMBER($AF73),(1-$AF73),1) + IF(ISNUMBER(MATCH(BZ$11,$AK73:$AP73,0)),-1,0)*_xlfn.IFS(ISNUMBER($AD73),$AD73,ISNUMBER($AE73),$AE73,ISNUMBER($AF73),$AF73,AND($AD73=0,$AE73=0,$AF73=0),1)","v":{"$error":"#N/A"}},{"$f":"IF(ISNUMBER(MATCH(CA$11,$AG73:$AJ73,0)),1,0)*IF(ISNUMBER($AF73),(1-$AF73),1) + IF(ISNUMBER(MATCH(CA$11,$AK73:$AP73,0)),-1,0)*_xlfn.IFS(ISNUMBER($AD73),$AD73,ISNUMBER($AE73),$AE73,ISNUMBER($AF73),$AF73,AND($AD73=0,$AE73=0,$AF73=0),1)","v":{"$error":"#N/A"}},{"$f":"IF(ISNUMBER(MATCH(CB$11,$AG73:$AJ73,0)),1,0)*IF(ISNUMBER($AF73),(1-$AF73),1) + IF(ISNUMBER(MATCH(CB$11,$AK73:$AP73,0)),-1,0)*_xlfn.IFS(ISNUMBER($AD73),$AD73,ISNUMBER($AE73),$AE73,ISNUMBER($AF73),$AF73,AND($AD73=0,$AE73=0,$AF73=0),1)","v":{"$error":"#N/A"}},{"$f":"IF(ISNUMBER(MATCH(CC$11,$AG73:$AJ73,0)),1,0)*IF(ISNUMBER($AF73),(1-$AF73),1) + IF(ISNUMBER(MATCH(CC$11,$AK73:$AP73,0)),-1,0)*_xlfn.IFS(ISNUMBER($AD73),$AD73,ISNUMBER($AE73),$AE73,ISNUMBER($AF73),$AF73,AND($AD73=0,$AE73=0,$AF73=0),1)","v":{"$error":"#N/A"}},{"$f":"IF(ISNUMBER(MATCH(CD$11,$AG73:$AJ73,0)),1,0)*IF(ISNUMBER($AF73),(1-$AF73),1) + IF(ISNUMBER(MATCH(CD$11,$AK73:$AP73,0)),-1,0)*_xlfn.IFS(ISNUMBER($AD73),$AD73,ISNUMBER($AE73),$AE73,ISNUMBER($AF73),$AF73,AND($AD73=0,$AE73=0,$AF73=0),1)","v":{"$error":"#N/A"}},{"$f":"IF(ISNUMBER(MATCH(CE$11,$AG73:$AJ73,0)),1,0)*IF(ISNUMBER($AF73),(1-$AF73),1) + IF(ISNUMBER(MATCH(CE$11,$AK73:$AP73,0)),-1,0)*_xlfn.IFS(ISNUMBER($AD73),$AD73,ISNUMBER($AE73),$AE73,ISNUMBER($AF73),$AF73,AND($AD73=0,$AE73=0,$AF73=0),1)","v":{"$error":"#N/A"}},{"$f":"IF(ISNUMBER(MATCH(CF$11,$AG73:$AJ73,0)),1,0)*IF(ISNUMBER($AF73),(1-$AF73),1) + IF(ISNUMBER(MATCH(CF$11,$AK73:$AP73,0)),-1,0)*_xlfn.IFS(ISNUMBER($AD73),$AD73,ISNUMBER($AE73),$AE73,ISNUMBER($AF73),$AF73,AND($AD73=0,$AE73=0,$AF73=0),1)","v":{"$error":"#N/A"}},{"$f":"IF(ISNUMBER(MATCH(CG$11,$AG73:$AJ73,0)),1,0)*IF(ISNUMBER($AF73),(1-$AF73),1) + IF(ISNUMBER(MATCH(CG$11,$AK73:$AP73,0)),-1,0)*_xlfn.IFS(ISNUMBER($AD73),$AD73,ISNUMBER($AE73),$AE73,ISNUMBER($AF73),$AF73,AND($AD73=0,$AE73=0,$AF73=0),1)","v":{"$error":"#N/A"}},{"$f":"IF(ISNUMBER(MATCH(CH$11,$AG73:$AJ73,0)),1,0)*IF(ISNUMBER($AF73),(1-$AF73),1) + IF(ISNUMBER(MATCH(CH$11,$AK73:$AP73,0)),-1,0)*_xlfn.IFS(ISNUMBER($AD73),$AD73,ISNUMBER($AE73),$AE73,ISNUMBER($AF73),$AF73,AND($AD73=0,$AE73=0,$AF73=0),1)","v":{"$error":"#N/A"}},{"$f":"IF(ISNUMBER(MATCH(CI$11,$AG73:$AJ73,0)),1,0)*IF(ISNUMBER($AF73),(1-$AF73),1) + IF(ISNUMBER(MATCH(CI$11,$AK73:$AP73,0)),-1,0)*_xlfn.IFS(ISNUMBER($AD73),$AD73,ISNUMBER($AE73),$AE73,ISNUMBER($AF73),$AF73,AND($AD73=0,$AE73=0,$AF73=0),1)","v":{"$error":"#N/A"}},{"$f":"IF(ISNUMBER(MATCH(CJ$11,$AG73:$AJ73,0)),1,0)*IF(ISNUMBER($AF73),(1-$AF73),1) + IF(ISNUMBER(MATCH(CJ$11,$AK73:$AP73,0)),-1,0)*_xlfn.IFS(ISNUMBER($AD73),$AD73,ISNUMBER($AE73),$AE73,ISNUMBER($AF73),$AF73,AND($AD73=0,$AE73=0,$AF73=0),1)","v":{"$error":"#N/A"}},{"$f":"IF(ISNUMBER(MATCH(CK$11,$AG73:$AJ73,0)),1,0)*IF(ISNUMBER($AF73),(1-$AF73),1) + IF(ISNUMBER(MATCH(CK$11,$AK73:$AP73,0)),-1,0)*_xlfn.IFS(ISNUMBER($AD73),$AD73,ISNUMBER($AE73),$AE73,ISNUMBER($AF73),$AF73,AND($AD73=0,$AE73=0,$AF73=0),1)","v":{"$error":"#N/A"}},{"$f":"IF(ISNUMBER(MATCH(CL$11,$AG73:$AJ73,0)),1,0)*IF(ISNUMBER($AF73),(1-$AF73),1) + IF(ISNUMBER(MATCH(CL$11,$AK73:$AP73,0)),-1,0)*_xlfn.IFS(ISNUMBER($AD73),$AD73,ISNUMBER($AE73),$AE73,ISNUMBER($AF73),$AF73,AND($AD73=0,$AE73=0,$AF73=0),1)","v":{"$error":"#N/A"}},{"$f":"IF(ISNUMBER(MATCH(CM$11,$AG73:$AJ73,0)),1,0)*IF(ISNUMBER($AF73),(1-$AF73),1) + IF(ISNUMBER(MATCH(CM$11,$AK73:$AP73,0)),-1,0)*_xlfn.IFS(ISNUMBER($AD73),$AD73,ISNUMBER($AE73),$AE73,ISNUMBER($AF73),$AF73,AND($AD73=0,$AE73=0,$AF73=0),1)","v":{"$error":"#N/A"}},{"$f":"IF(ISNUMBER(MATCH(CN$11,$AG73:$AJ73,0)),1,0)*IF(ISNUMBER($AF73),(1-$AF73),1) + IF(ISNUMBER(MATCH(CN$11,$AK73:$AP73,0)),-1,0)*_xlfn.IFS(ISNUMBER($AD73),$AD73,ISNUMBER($AE73),$AE73,ISNUMBER($AF73),$AF73,AND($AD73=0,$AE73=0,$AF73=0),1)","v":{"$error":"#N/A"}},{"$f":"IF(ISNUMBER(MATCH(CO$11,$AG73:$AJ73,0)),1,0)*IF(ISNUMBER($AF73),(1-$AF73),1) + IF(ISNUMBER(MATCH(CO$11,$AK73:$AP73,0)),-1,0)*_xlfn.IFS(ISNUMBER($AD73),$AD73,ISNUMBER($AE73),$AE73,ISNUMBER($AF73),$AF73,AND($AD73=0,$AE73=0,$AF73=0),1)","v":{"$error":"#N/A"}},{"$f":"IF(ISNUMBER(MATCH(CP$11,$AG73:$AJ73,0)),1,0)*IF(ISNUMBER($AF73),(1-$AF73),1) + IF(ISNUMBER(MATCH(CP$11,$AK73:$AP73,0)),-1,0)*_xlfn.IFS(ISNUMBER($AD73),$AD73,ISNUMBER($AE73),$AE73,ISNUMBER($AF73),$AF73,AND($AD73=0,$AE73=0,$AF73=0),1)","v":{"$error":"#N/A"}},{"$f":"IF(ISNUMBER(MATCH(CQ$11,$AG73:$AJ73,0)),1,0)*IF(ISNUMBER($AF73),(1-$AF73),1) + IF(ISNUMBER(MATCH(CQ$11,$AK73:$AP73,0)),-1,0)*_xlfn.IFS(ISNUMBER($AD73),$AD73,ISNUMBER($AE73),$AE73,ISNUMBER($AF73),$AF73,AND($AD73=0,$AE73=0,$AF73=0),1)","v":{"$error":"#N/A"}},{"$f":"IF(ISNUMBER(MATCH(CR$11,$AG73:$AJ73,0)),1,0)*IF(ISNUMBER($AF73),(1-$AF73),1) + IF(ISNUMBER(MATCH(CR$11,$AK73:$AP73,0)),-1,0)*_xlfn.IFS(ISNUMBER($AD73),$AD73,ISNUMBER($AE73),$AE73,ISNUMBER($AF73),$AF73,AND($AD73=0,$AE73=0,$AF73=0),1)","v":{"$error":"#N/A"}},{"$f":"IF(ISNUMBER(MATCH(CS$11,$AG73:$AJ73,0)),1,0)*IF(ISNUMBER($AF73),(1-$AF73),1) + IF(ISNUMBER(MATCH(CS$11,$AK73:$AP73,0)),-1,0)*_xlfn.IFS(ISNUMBER($AD73),$AD73,ISNUMBER($AE73),$AE73,ISNUMBER($AF73),$AF73,AND($AD73=0,$AE73=0,$AF73=0),1)","v":{"$error":"#N/A"}},{"$f":"IF(ISNUMBER(MATCH(CT$11,$AG73:$AJ73,0)),1,0)*IF(ISNUMBER($AF73),(1-$AF73),1) + IF(ISNUMBER(MATCH(CT$11,$AK73:$AP73,0)),-1,0)*_xlfn.IFS(ISNUMBER($AD73),$AD73,ISNUMBER($AE73),$AE73,ISNUMBER($AF73),$AF73,AND($AD73=0,$AE73=0,$AF73=0),1)","v":{"$error":"#N/A"}},{"$f":"IF(ISNUMBER(MATCH(CU$11,$AG73:$AJ73,0)),1,0)*IF(ISNUMBER($AF73),(1-$AF73),1) + IF(ISNUMBER(MATCH(CU$11,$AK73:$AP73,0)),-1,0)*_xlfn.IFS(ISNUMBER($AD73),$AD73,ISNUMBER($AE73),$AE73,ISNUMBER($AF73),$AF73,AND($AD73=0,$AE73=0,$AF73=0),1)","v":{"$error":"#N/A"}},{"$f":"IF(ISNUMBER(MATCH(CV$11,$AG73:$AJ73,0)),1,0)*IF(ISNUMBER($AF73),(1-$AF73),1) + IF(ISNUMBER(MATCH(CV$11,$AK73:$AP73,0)),-1,0)*_xlfn.IFS(ISNUMBER($AD73),$AD73,ISNUMBER($AE73),$AE73,ISNUMBER($AF73),$AF73,AND($AD73=0,$AE73=0,$AF73=0),1)","v":{"$error":"#N/A"}},{"$f":"IF(ISNUMBER(MATCH(CW$11,$AG73:$AJ73,0)),1,0)*IF(ISNUMBER($AF73),(1-$AF73),1) + IF(ISNUMBER(MATCH(CW$11,$AK73:$AP73,0)),-1,0)*_xlfn.IFS(ISNUMBER($AD73),$AD73,ISNUMBER($AE73),$AE73,ISNUMBER($AF73),$AF73,AND($AD73=0,$AE73=0,$AF73=0),1)","v":{"$error":"#N/A"}},{"$f":"IF(ISNUMBER(MATCH(CX$11,$AG73:$AJ73,0)),1,0)*IF(ISNUMBER($AF73),(1-$AF73),1) + IF(ISNUMBER(MATCH(CX$11,$AK73:$AP73,0)),-1,0)*_xlfn.IFS(ISNUMBER($AD73),$AD73,ISNUMBER($AE73),$AE73,ISNUMBER($AF73),$AF73,AND($AD73=0,$AE73=0,$AF73=0),1)","v":{"$error":"#N/A"}},{"$f":"IF(ISNUMBER(MATCH(CY$11,$AG73:$AJ73,0)),1,0)*IF(ISNUMBER($AF73),(1-$AF73),1) + IF(ISNUMBER(MATCH(CY$11,$AK73:$AP73,0)),-1,0)*_xlfn.IFS(ISNUMBER($AD73),$AD73,ISNUMBER($AE73),$AE73,ISNUMBER($AF73),$AF73,AND($AD73=0,$AE73=0,$AF73=0),1)","v":{"$error":"#N/A"}},{"$f":"IF(ISNUMBER(MATCH(CZ$11,$AG73:$AJ73,0)),1,0)*IF(ISNUMBER($AF73),(1-$AF73),1) + IF(ISNUMBER(MATCH(CZ$11,$AK73:$AP73,0)),-1,0)*_xlfn.IFS(ISNUMBER($AD73),$AD73,ISNUMBER($AE73),$AE73,ISNUMBER($AF73),$AF73,AND($AD73=0,$AE73=0,$AF73=0),1)","v":{"$error":"#N/A"}},{"$f":"IF(ISNUMBER(MATCH(DA$11,$AG73:$AJ73,0)),1,0)*IF(ISNUMBER($AF73),(1-$AF73),1) + IF(ISNUMBER(MATCH(DA$11,$AK73:$AP73,0)),-1,0)*_xlfn.IFS(ISNUMBER($AD73),$AD73,ISNUMBER($AE73),$AE73,ISNUMBER($AF73),$AF73,AND($AD73=0,$AE73=0,$AF73=0),1)","v":{"$error":"#N/A"}},{"$f":"IF(ISNUMBER(MATCH(DB$11,$AG73:$AJ73,0)),1,0)*IF(ISNUMBER($AF73),(1-$AF73),1) + IF(ISNUMBER(MATCH(DB$11,$AK73:$AP73,0)),-1,0)*_xlfn.IFS(ISNUMBER($AD73),$AD73,ISNUMBER($AE73),$AE73,ISNUMBER($AF73),$AF73,AND($AD73=0,$AE73=0,$AF73=0),1)","v":{"$error":"#N/A"}},{"$f":"IF(ISNUMBER(MATCH(DC$11,$AG73:$AJ73,0)),1,0)*IF(ISNUMBER($AF73),(1-$AF73),1) + IF(ISNUMBER(MATCH(DC$11,$AK73:$AP73,0)),-1,0)*_xlfn.IFS(ISNUMBER($AD73),$AD73,ISNUMBER($AE73),$AE73,ISNUMBER($AF73),$AF73,AND($AD73=0,$AE73=0,$AF73=0),1)","v":{"$error":"#N/A"}},{"$f":"IF(ISNUMBER(MATCH(DD$11,$AG73:$AJ73,0)),1,0)*IF(ISNUMBER($AF73),(1-$AF73),1) + IF(ISNUMBER(MATCH(DD$11,$AK73:$AP73,0)),-1,0)*_xlfn.IFS(ISNUMBER($AD73),$AD73,ISNUMBER($AE73),$AE73,ISNUMBER($AF73),$AF73,AND($AD73=0,$AE73=0,$AF73=0),1)","v":{"$error":"#N/A"}},{"$f":"IF(ISNUMBER(MATCH(DE$11,$AG73:$AJ73,0)),1,0)*IF(ISNUMBER($AF73),(1-$AF73),1) + IF(ISNUMBER(MATCH(DE$11,$AK73:$AP73,0)),-1,0)*_xlfn.IFS(ISNUMBER($AD73),$AD73,ISNUMBER($AE73),$AE73,ISNUMBER($AF73),$AF73,AND($AD73=0,$AE73=0,$AF73=0),1)","v":{"$error":"#N/A"}},null,0,null,null,null,null,null,null,null,null,null,null,null,8,{"$error":"#N/A"},{"$error":"#N/A"},0,54,5,83,174,127,286,234,275,211,255,499,254,223,541,195,285,155,181,410,0]
[null,{"$f":"CONCATENATE(\"Capex Annual Depreciation on \",C31,\" year schedule\")","v":"Capex Annual Depreciation on 1800 year schedule"},{"$f":"-C69/C31","v":{"$error":"#N/A"}},null,null,null,null,null,"Area (based on peak)",{"$f":"IF(ISNUMBER(J53),J53,0)+J54*J64/$C$5","v":{"$error":"#N/A"}},{"$f":"IF(ISNUMBER(K53),K53,0)+K54*K64/$C$5","v":{"$error":"#N/A"}},{"$error":"#N/A"},{"$error":"#N/A"},null,null,null,null,null,"q_hru_eco-fc,ht",0,{"$error":"#N/A"},null,null,null,null,null,"Fans","Conservation",null,null,null,null,"e_hru_fs,ht","q_hru_comp-fs,ht","q_hru_fc-fs,ht",null,"q_hru_fs-amb,ht",null,null,null,null,null,null,{"$f":"IF(ISNUMBER(MATCH(AR$11,$AG74:$AJ74,0)),1,0)*IF(ISNUMBER($AF74),(1-$AF74),1) + IF(ISNUMBER(MATCH(AR$11,$AK74:$AP74,0)),-1,0)*_xlfn.IFS(ISNUMBER($AD74),$AD74,ISNUMBER($AE74),$AE74,ISNUMBER($AF74),$AF74,AND($AD74=0,$AE74=0,$AF74=0),1)","v":0},{"$f":"IF(ISNUMBER(MATCH(AS$11,$AG74:$AJ74,0)),1,0)*IF(ISNUMBER($AF74),(1-$AF74),1) + IF(ISNUMBER(MATCH(AS$11,$AK74:$AP74,0)),-1,0)*_xlfn.IFS(ISNUMBER($AD74),$AD74,ISNUMBER($AE74),$AE74,ISNUMBER($AF74),$AF74,AND($AD74=0,$AE74=0,$AF74=0),1)","v":0},{"$f":"IF(ISNUMBER(MATCH(AT$11,$AG74:$AJ74,0)),1,0)*IF(ISNUMBER($AF74),(1-$AF74),1) + IF(ISNUMBER(MATCH(AT$11,$AK74:$AP74,0)),-1,0)*_xlfn.IFS(ISNUMBER($AD74),$AD74,ISNUMBER($AE74),$AE74,ISNUMBER($AF74),$AF74,AND($AD74=0,$AE74=0,$AF74=0),1)","v":0},{"$f":"IF(ISNUMBER(MATCH(AU$11,$AG74:$AJ74,0)),1,0)*IF(ISNUMBER($AF74),(1-$AF74),1) + IF(ISNUMBER(MATCH(AU$11,$AK74:$AP74,0)),-1,0)*_xlfn.IFS(ISNUMBER($AD74),$AD74,ISNUMBER($AE74),$AE74,ISNUMBER($AF74),$AF74,AND($AD74=0,$AE74=0,$AF74=0),1)","v":0},{"$f":"IF(ISNUMBER(MATCH(AV$11,$AG74:$AJ74,0)),1,0)*IF(ISNUMBER($AF74),(1-$AF74),1) + IF(ISNUMBER(MATCH(AV$11,$AK74:$AP74,0)),-1,0)*_xlfn.IFS(ISNUMBER($AD74),$AD74,ISNUMBER($AE74),$AE74,ISNUMBER($AF74),$AF74,AND($AD74=0,$AE74=0,$AF74=0),1)","v":0},{"$f":"IF(ISNUMBER(MATCH(AW$11,$AG74:$AJ74,0)),1,0)*IF(ISNUMBER($AF74),(1-$AF74),1) + IF(ISNUMBER(MATCH(AW$11,$AK74:$AP74,0)),-1,0)*_xlfn.IFS(ISNUMBER($AD74),$AD74,ISNUMBER($AE74),$AE74,ISNUMBER($AF74),$AF74,AND($AD74=0,$AE74=0,$AF74=0),1)","v":0},{"$f":"IF(ISNUMBER(MATCH(AX$11,$AG74:$AJ74,0)),1,0)*IF(ISNUMBER($AF74),(1-$AF74),1) + IF(ISNUMBER(MATCH(AX$11,$AK74:$AP74,0)),-1,0)*_xlfn.IFS(ISNUMBER($AD74),$AD74,ISNUMBER($AE74),$AE74,ISNUMBER($AF74),$AF74,AND($AD74=0,$AE74=0,$AF74=0),1)","v":0},{"$f":"IF(ISNUMBER(MATCH(AY$11,$AG74:$AJ74,0)),1,0)*IF(ISNUMBER($AF74),(1-$AF74),1) + IF(ISNUMBER(MATCH(AY$11,$AK74:$AP74,0)),-1,0)*_xlfn.IFS(ISNUMBER($AD74),$AD74,ISNUMBER($AE74),$AE74,ISNUMBER($AF74),$AF74,AND($AD74=0,$AE74=0,$AF74=0),1)","v":0},{"$f":"IF(ISNUMBER(MATCH(AZ$11,$AG74:$AJ74,0)),1,0)*IF(ISNUMBER($AF74),(1-$AF74),1) + IF(ISNUMBER(MATCH(AZ$11,$AK74:$AP74,0)),-1,0)*_xlfn.IFS(ISNUMBER($AD74),$AD74,ISNUMBER($AE74),$AE74,ISNUMBER($AF74),$AF74,AND($AD74=0,$AE74=0,$AF74=0),1)","v":0},{"$f":"IF(ISNUMBER(MATCH(BA$11,$AG74:$AJ74,0)),1,0)*IF(ISNUMBER($AF74),(1-$AF74),1) + IF(ISNUMBER(MATCH(BA$11,$AK74:$AP74,0)),-1,0)*_xlfn.IFS(ISNUMBER($AD74),$AD74,ISNUMBER($AE74),$AE74,ISNUMBER($AF74),$AF74,AND($AD74=0,$AE74=0,$AF74=0),1)","v":0},{"$f":"IF(ISNUMBER(MATCH(BB$11,$AG74:$AJ74,0)),1,0)*IF(ISNUMBER($AF74),(1-$AF74),1) + IF(ISNUMBER(MATCH(BB$11,$AK74:$AP74,0)),-1,0)*_xlfn.IFS(ISNUMBER($AD74),$AD74,ISNUMBER($AE74),$AE74,ISNUMBER($AF74),$AF74,AND($AD74=0,$AE74=0,$AF74=0),1)","v":0},{"$f":"IF(ISNUMBER(MATCH(BC$11,$AG74:$AJ74,0)),1,0)*IF(ISNUMBER($AF74),(1-$AF74),1) + IF(ISNUMBER(MATCH(BC$11,$AK74:$AP74,0)),-1,0)*_xlfn.IFS(ISNUMBER($AD74),$AD74,ISNUMBER($AE74),$AE74,ISNUMBER($AF74),$AF74,AND($AD74=0,$AE74=0,$AF74=0),1)","v":0},{"$f":"IF(ISNUMBER(MATCH(BD$11,$AG74:$AJ74,0)),1,0)*IF(ISNUMBER($AF74),(1-$AF74),1) + IF(ISNUMBER(MATCH(BD$11,$AK74:$AP74,0)),-1,0)*_xlfn.IFS(ISNUMBER($AD74),$AD74,ISNUMBER($AE74),$AE74,ISNUMBER($AF74),$AF74,AND($AD74=0,$AE74=0,$AF74=0),1)","v":0},{"$f":"IF(ISNUMBER(MATCH(BE$11,$AG74:$AJ74,0)),1,0)*IF(ISNUMBER($AF74),(1-$AF74),1) + IF(ISNUMBER(MATCH(BE$11,$AK74:$AP74,0)),-1,0)*_xlfn.IFS(ISNUMBER($AD74),$AD74,ISNUMBER($AE74),$AE74,ISNUMBER($AF74),$AF74,AND($AD74=0,$AE74=0,$AF74=0),1)","v":0},{"$f":"IF(ISNUMBER(MATCH(BF$11,$AG74:$AJ74,0)),1,0)*IF(ISNUMBER($AF74),(1-$AF74),1) + IF(ISNUMBER(MATCH(BF$11,$AK74:$AP74,0)),-1,0)*_xlfn.IFS(ISNUMBER($AD74),$AD74,ISNUMBER($AE74),$AE74,ISNUMBER($AF74),$AF74,AND($AD74=0,$AE74=0,$AF74=0),1)","v":0},{"$f":"IF(ISNUMBER(MATCH(BG$11,$AG74:$AJ74,0)),1,0)*IF(ISNUMBER($AF74),(1-$AF74),1) + IF(ISNUMBER(MATCH(BG$11,$AK74:$AP74,0)),-1,0)*_xlfn.IFS(ISNUMBER($AD74),$AD74,ISNUMBER($AE74),$AE74,ISNUMBER($AF74),$AF74,AND($AD74=0,$AE74=0,$AF74=0),1)","v":0},{"$f":"IF(ISNUMBER(MATCH(BH$11,$AG74:$AJ74,0)),1,0)*IF(ISNUMBER($AF74),(1-$AF74),1) + IF(ISNUMBER(MATCH(BH$11,$AK74:$AP74,0)),-1,0)*_xlfn.IFS(ISNUMBER($AD74),$AD74,ISNUMBER($AE74),$AE74,ISNUMBER($AF74),$AF74,AND($AD74=0,$AE74=0,$AF74=0),1)","v":0},{"$f":"IF(ISNUMBER(MATCH(BI$11,$AG74:$AJ74,0)),1,0)*IF(ISNUMBER($AF74),(1-$AF74),1) + IF(ISNUMBER(MATCH(BI$11,$AK74:$AP74,0)),-1,0)*_xlfn.IFS(ISNUMBER($AD74),$AD74,ISNUMBER($AE74),$AE74,ISNUMBER($AF74),$AF74,AND($AD74=0,$AE74=0,$AF74=0),1)","v":0},{"$f":"IF(ISNUMBER(MATCH(BJ$11,$AG74:$AJ74,0)),1,0)*IF(ISNUMBER($AF74),(1-$AF74),1) + IF(ISNUMBER(MATCH(BJ$11,$AK74:$AP74,0)),-1,0)*_xlfn.IFS(ISNUMBER($AD74),$AD74,ISNUMBER($AE74),$AE74,ISNUMBER($AF74),$AF74,AND($AD74=0,$AE74=0,$AF74=0),1)","v":0},{"$f":"IF(ISNUMBER(MATCH(BK$11,$AG74:$AJ74,0)),1,0)*IF(ISNUMBER($AF74),(1-$AF74),1) + IF(ISNUMBER(MATCH(BK$11,$AK74:$AP74,0)),-1,0)*_xlfn.IFS(ISNUMBER($AD74),$AD74,ISNUMBER($AE74),$AE74,ISNUMBER($AF74),$AF74,AND($AD74=0,$AE74=0,$AF74=0),1)","v":0},{"$f":"IF(ISNUMBER(MATCH(BL$11,$AG74:$AJ74,0)),1,0)*IF(ISNUMBER($AF74),(1-$AF74),1) + IF(ISNUMBER(MATCH(BL$11,$AK74:$AP74,0)),-1,0)*_xlfn.IFS(ISNUMBER($AD74),$AD74,ISNUMBER($AE74),$AE74,ISNUMBER($AF74),$AF74,AND($AD74=0,$AE74=0,$AF74=0),1)","v":0},{"$f":"IF(ISNUMBER(MATCH(BM$11,$AG74:$AJ74,0)),1,0)*IF(ISNUMBER($AF74),(1-$AF74),1) + IF(ISNUMBER(MATCH(BM$11,$AK74:$AP74,0)),-1,0)*_xlfn.IFS(ISNUMBER($AD74),$AD74,ISNUMBER($AE74),$AE74,ISNUMBER($AF74),$AF74,AND($AD74=0,$AE74=0,$AF74=0),1)","v":0},{"$f":"IF(ISNUMBER(MATCH(BN$11,$AG74:$AJ74,0)),1,0)*IF(ISNUMBER($AF74),(1-$AF74),1) + IF(ISNUMBER(MATCH(BN$11,$AK74:$AP74,0)),-1,0)*_xlfn.IFS(ISNUMBER($AD74),$AD74,ISNUMBER($AE74),$AE74,ISNUMBER($AF74),$AF74,AND($AD74=0,$AE74=0,$AF74=0),1)","v":0},{"$f":"IF(ISNUMBER(MATCH(BO$11,$AG74:$AJ74,0)),1,0)*IF(ISNUMBER($AF74),(1-$AF74),1) + IF(ISNUMBER(MATCH(BO$11,$AK74:$AP74,0)),-1,0)*_xlfn.IFS(ISNUMBER($AD74),$AD74,ISNUMBER($AE74),$AE74,ISNUMBER($AF74),$AF74,AND($AD74=0,$AE74=0,$AF74=0),1)","v":0},{"$f":"IF(ISNUMBER(MATCH(BP$11,$AG74:$AJ74,0)),1,0)*IF(ISNUMBER($AF74),(1-$AF74),1) + IF(ISNUMBER(MATCH(BP$11,$AK74:$AP74,0)),-1,0)*_xlfn.IFS(ISNUMBER($AD74),$AD74,ISNUMBER($AE74),$AE74,ISNUMBER($AF74),$AF74,AND($AD74=0,$AE74=0,$AF74=0),1)","v":0},{"$f":"IF(ISNUMBER(MATCH(BQ$11,$AG74:$AJ74,0)),1,0)*IF(ISNUMBER($AF74),(1-$AF74),1) + IF(ISNUMBER(MATCH(BQ$11,$AK74:$AP74,0)),-1,0)*_xlfn.IFS(ISNUMBER($AD74),$AD74,ISNUMBER($AE74),$AE74,ISNUMBER($AF74),$AF74,AND($AD74=0,$AE74=0,$AF74=0),1)","v":0},{"$f":"IF(ISNUMBER(MATCH(BR$11,$AG74:$AJ74,0)),1,0)*IF(ISNUMBER($AF74),(1-$AF74),1) + IF(ISNUMBER(MATCH(BR$11,$AK74:$AP74,0)),-1,0)*_xlfn.IFS(ISNUMBER($AD74),$AD74,ISNUMBER($AE74),$AE74,ISNUMBER($AF74),$AF74,AND($AD74=0,$AE74=0,$AF74=0),1)","v":0},{"$f":"IF(ISNUMBER(MATCH(BS$11,$AG74:$AJ74,0)),1,0)*IF(ISNUMBER($AF74),(1-$AF74),1) + IF(ISNUMBER(MATCH(BS$11,$AK74:$AP74,0)),-1,0)*_xlfn.IFS(ISNUMBER($AD74),$AD74,ISNUMBER($AE74),$AE74,ISNUMBER($AF74),$AF74,AND($AD74=0,$AE74=0,$AF74=0),1)","v":0},{"$f":"IF(ISNUMBER(MATCH(BT$11,$AG74:$AJ74,0)),1,0)*IF(ISNUMBER($AF74),(1-$AF74),1) + IF(ISNUMBER(MATCH(BT$11,$AK74:$AP74,0)),-1,0)*_xlfn.IFS(ISNUMBER($AD74),$AD74,ISNUMBER($AE74),$AE74,ISNUMBER($AF74),$AF74,AND($AD74=0,$AE74=0,$AF74=0),1)","v":0},{"$f":"IF(ISNUMBER(MATCH(BU$11,$AG74:$AJ74,0)),1,0)*IF(ISNUMBER($AF74),(1-$AF74),1) + IF(ISNUMBER(MATCH(BU$11,$AK74:$AP74,0)),-1,0)*_xlfn.IFS(ISNUMBER($AD74),$AD74,ISNUMBER($AE74),$AE74,ISNUMBER($AF74),$AF74,AND($AD74=0,$AE74=0,$AF74=0),1)","v":0},{"$f":"IF(ISNUMBER(MATCH(BV$11,$AG74:$AJ74,0)),1,0)*IF(ISNUMBER($AF74),(1-$AF74),1) + IF(ISNUMBER(MATCH(BV$11,$AK74:$AP74,0)),-1,0)*_xlfn.IFS(ISNUMBER($AD74),$AD74,ISNUMBER($AE74),$AE74,ISNUMBER($AF74),$AF74,AND($AD74=0,$AE74=0,$AF74=0),1)","v":0},{"$f":"IF(ISNUMBER(MATCH(BW$11,$AG74:$AJ74,0)),1,0)*IF(ISNUMBER($AF74),(1-$AF74),1) + IF(ISNUMBER(MATCH(BW$11,$AK74:$AP74,0)),-1,0)*_xlfn.IFS(ISNUMBER($AD74),$AD74,ISNUMBER($AE74),$AE74,ISNUMBER($AF74),$AF74,AND($AD74=0,$AE74=0,$AF74=0),1)","v":0},{"$f":"IF(ISNUMBER(MATCH(BX$11,$AG74:$AJ74,0)),1,0)*IF(ISNUMBER($AF74),(1-$AF74),1) + IF(ISNUMBER(MATCH(BX$11,$AK74:$AP74,0)),-1,0)*_xlfn.IFS(ISNUMBER($AD74),$AD74,ISNUMBER($AE74),$AE74,ISNUMBER($AF74),$AF74,AND($AD74=0,$AE74=0,$AF74=0),1)","v":0},{"$f":"IF(ISNUMBER(MATCH(BY$11,$AG74:$AJ74,0)),1,0)*IF(ISNUMBER($AF74),(1-$AF74),1) + IF(ISNUMBER(MATCH(BY$11,$AK74:$AP74,0)),-1,0)*_xlfn.IFS(ISNUMBER($AD74),$AD74,ISNUMBER($AE74),$AE74,ISNUMBER($AF74),$AF74,AND($AD74=0,$AE74=0,$AF74=0),1)","v":0},{"$f":"IF(ISNUMBER(MATCH(BZ$11,$AG74:$AJ74,0)),1,0)*IF(ISNUMBER($AF74),(1-$AF74),1) + IF(ISNUMBER(MATCH(BZ$11,$AK74:$AP74,0)),-1,0)*_xlfn.IFS(ISNUMBER($AD74),$AD74,ISNUMBER($AE74),$AE74,ISNUMBER($AF74),$AF74,AND($AD74=0,$AE74=0,$AF74=0),1)","v":0},{"$f":"IF(ISNUMBER(MATCH(CA$11,$AG74:$AJ74,0)),1,0)*IF(ISNUMBER($AF74),(1-$AF74),1) + IF(ISNUMBER(MATCH(CA$11,$AK74:$AP74,0)),-1,0)*_xlfn.IFS(ISNUMBER($AD74),$AD74,ISNUMBER($AE74),$AE74,ISNUMBER($AF74),$AF74,AND($AD74=0,$AE74=0,$AF74=0),1)","v":0},{"$f":"IF(ISNUMBER(MATCH(CB$11,$AG74:$AJ74,0)),1,0)*IF(ISNUMBER($AF74),(1-$AF74),1) + IF(ISNUMBER(MATCH(CB$11,$AK74:$AP74,0)),-1,0)*_xlfn.IFS(ISNUMBER($AD74),$AD74,ISNUMBER($AE74),$AE74,ISNUMBER($AF74),$AF74,AND($AD74=0,$AE74=0,$AF74=0),1)","v":0},{"$f":"IF(ISNUMBER(MATCH(CC$11,$AG74:$AJ74,0)),1,0)*IF(ISNUMBER($AF74),(1-$AF74),1) + IF(ISNUMBER(MATCH(CC$11,$AK74:$AP74,0)),-1,0)*_xlfn.IFS(ISNUMBER($AD74),$AD74,ISNUMBER($AE74),$AE74,ISNUMBER($AF74),$AF74,AND($AD74=0,$AE74=0,$AF74=0),1)","v":0},{"$f":"IF(ISNUMBER(MATCH(CD$11,$AG74:$AJ74,0)),1,0)*IF(ISNUMBER($AF74),(1-$AF74),1) + IF(ISNUMBER(MATCH(CD$11,$AK74:$AP74,0)),-1,0)*_xlfn.IFS(ISNUMBER($AD74),$AD74,ISNUMBER($AE74),$AE74,ISNUMBER($AF74),$AF74,AND($AD74=0,$AE74=0,$AF74=0),1)","v":0},{"$f":"IF(ISNUMBER(MATCH(CE$11,$AG74:$AJ74,0)),1,0)*IF(ISNUMBER($AF74),(1-$AF74),1) + IF(ISNUMBER(MATCH(CE$11,$AK74:$AP74,0)),-1,0)*_xlfn.IFS(ISNUMBER($AD74),$AD74,ISNUMBER($AE74),$AE74,ISNUMBER($AF74),$AF74,AND($AD74=0,$AE74=0,$AF74=0),1)","v":0},{"$f":"IF(ISNUMBER(MATCH(CF$11,$AG74:$AJ74,0)),1,0)*IF(ISNUMBER($AF74),(1-$AF74),1) + IF(ISNUMBER(MATCH(CF$11,$AK74:$AP74,0)),-1,0)*_xlfn.IFS(ISNUMBER($AD74),$AD74,ISNUMBER($AE74),$AE74,ISNUMBER($AF74),$AF74,AND($AD74=0,$AE74=0,$AF74=0),1)","v":0},{"$f":"IF(ISNUMBER(MATCH(CG$11,$AG74:$AJ74,0)),1,0)*IF(ISNUMBER($AF74),(1-$AF74),1) + IF(ISNUMBER(MATCH(CG$11,$AK74:$AP74,0)),-1,0)*_xlfn.IFS(ISNUMBER($AD74),$AD74,ISNUMBER($AE74),$AE74,ISNUMBER($AF74),$AF74,AND($AD74=0,$AE74=0,$AF74=0),1)","v":0},{"$f":"IF(ISNUMBER(MATCH(CH$11,$AG74:$AJ74,0)),1,0)*IF(ISNUMBER($AF74),(1-$AF74),1) + IF(ISNUMBER(MATCH(CH$11,$AK74:$AP74,0)),-1,0)*_xlfn.IFS(ISNUMBER($AD74),$AD74,ISNUMBER($AE74),$AE74,ISNUMBER($AF74),$AF74,AND($AD74=0,$AE74=0,$AF74=0),1)","v":0},{"$f":"IF(ISNUMBER(MATCH(CI$11,$AG74:$AJ74,0)),1,0)*IF(ISNUMBER($AF74),(1-$AF74),1) + IF(ISNUMBER(MATCH(CI$11,$AK74:$AP74,0)),-1,0)*_xlfn.IFS(ISNUMBER($AD74),$AD74,ISNUMBER($AE74),$AE74,ISNUMBER($AF74),$AF74,AND($AD74=0,$AE74=0,$AF74=0),1)","v":0},{"$f":"IF(ISNUMBER(MATCH(CJ$11,$AG74:$AJ74,0)),1,0)*IF(ISNUMBER($AF74),(1-$AF74),1) + IF(ISNUMBER(MATCH(CJ$11,$AK74:$AP74,0)),-1,0)*_xlfn.IFS(ISNUMBER($AD74),$AD74,ISNUMBER($AE74),$AE74,ISNUMBER($AF74),$AF74,AND($AD74=0,$AE74=0,$AF74=0),1)","v":0},{"$f":"IF(ISNUMBER(MATCH(CK$11,$AG74:$AJ74,0)),1,0)*IF(ISNUMBER($AF74),(1-$AF74),1) + IF(ISNUMBER(MATCH(CK$11,$AK74:$AP74,0)),-1,0)*_xlfn.IFS(ISNUMBER($AD74),$AD74,ISNUMBER($AE74),$AE74,ISNUMBER($AF74),$AF74,AND($AD74=0,$AE74=0,$AF74=0),1)","v":0},{"$f":"IF(ISNUMBER(MATCH(CL$11,$AG74:$AJ74,0)),1,0)*IF(ISNUMBER($AF74),(1-$AF74),1) + IF(ISNUMBER(MATCH(CL$11,$AK74:$AP74,0)),-1,0)*_xlfn.IFS(ISNUMBER($AD74),$AD74,ISNUMBER($AE74),$AE74,ISNUMBER($AF74),$AF74,AND($AD74=0,$AE74=0,$AF74=0),1)","v":0},{"$f":"IF(ISNUMBER(MATCH(CM$11,$AG74:$AJ74,0)),1,0)*IF(ISNUMBER($AF74),(1-$AF74),1) + IF(ISNUMBER(MATCH(CM$11,$AK74:$AP74,0)),-1,0)*_xlfn.IFS(ISNUMBER($AD74),$AD74,ISNUMBER($AE74),$AE74,ISNUMBER($AF74),$AF74,AND($AD74=0,$AE74=0,$AF74=0),1)","v":0},{"$f":"IF(ISNUMBER(MATCH(CN$11,$AG74:$AJ74,0)),1,0)*IF(ISNUMBER($AF74),(1-$AF74),1) + IF(ISNUMBER(MATCH(CN$11,$AK74:$AP74,0)),-1,0)*_xlfn.IFS(ISNUMBER($AD74),$AD74,ISNUMBER($AE74),$AE74,ISNUMBER($AF74),$AF74,AND($AD74=0,$AE74=0,$AF74=0),1)","v":0},{"$f":"IF(ISNUMBER(MATCH(CO$11,$AG74:$AJ74,0)),1,0)*IF(ISNUMBER($AF74),(1-$AF74),1) + IF(ISNUMBER(MATCH(CO$11,$AK74:$AP74,0)),-1,0)*_xlfn.IFS(ISNUMBER($AD74),$AD74,ISNUMBER($AE74),$AE74,ISNUMBER($AF74),$AF74,AND($AD74=0,$AE74=0,$AF74=0),1)","v":0},{"$f":"IF(ISNUMBER(MATCH(CP$11,$AG74:$AJ74,0)),1,0)*IF(ISNUMBER($AF74),(1-$AF74),1) + IF(ISNUMBER(MATCH(CP$11,$AK74:$AP74,0)),-1,0)*_xlfn.IFS(ISNUMBER($AD74),$AD74,ISNUMBER($AE74),$AE74,ISNUMBER($AF74),$AF74,AND($AD74=0,$AE74=0,$AF74=0),1)","v":0},{"$f":"IF(ISNUMBER(MATCH(CQ$11,$AG74:$AJ74,0)),1,0)*IF(ISNUMBER($AF74),(1-$AF74),1) + IF(ISNUMBER(MATCH(CQ$11,$AK74:$AP74,0)),-1,0)*_xlfn.IFS(ISNUMBER($AD74),$AD74,ISNUMBER($AE74),$AE74,ISNUMBER($AF74),$AF74,AND($AD74=0,$AE74=0,$AF74=0),1)","v":0},{"$f":"IF(ISNUMBER(MATCH(CR$11,$AG74:$AJ74,0)),1,0)*IF(ISNUMBER($AF74),(1-$AF74),1) + IF(ISNUMBER(MATCH(CR$11,$AK74:$AP74,0)),-1,0)*_xlfn.IFS(ISNUMBER($AD74),$AD74,ISNUMBER($AE74),$AE74,ISNUMBER($AF74),$AF74,AND($AD74=0,$AE74=0,$AF74=0),1)","v":0},{"$f":"IF(ISNUMBER(MATCH(CS$11,$AG74:$AJ74,0)),1,0)*IF(ISNUMBER($AF74),(1-$AF74),1) + IF(ISNUMBER(MATCH(CS$11,$AK74:$AP74,0)),-1,0)*_xlfn.IFS(ISNUMBER($AD74),$AD74,ISNUMBER($AE74),$AE74,ISNUMBER($AF74),$AF74,AND($AD74=0,$AE74=0,$AF74=0),1)","v":0},{"$f":"IF(ISNUMBER(MATCH(CT$11,$AG74:$AJ74,0)),1,0)*IF(ISNUMBER($AF74),(1-$AF74),1) + IF(ISNUMBER(MATCH(CT$11,$AK74:$AP74,0)),-1,0)*_xlfn.IFS(ISNUMBER($AD74),$AD74,ISNUMBER($AE74),$AE74,ISNUMBER($AF74),$AF74,AND($AD74=0,$AE74=0,$AF74=0),1)","v":0},{"$f":"IF(ISNUMBER(MATCH(CU$11,$AG74:$AJ74,0)),1,0)*IF(ISNUMBER($AF74),(1-$AF74),1) + IF(ISNUMBER(MATCH(CU$11,$AK74:$AP74,0)),-1,0)*_xlfn.IFS(ISNUMBER($AD74),$AD74,ISNUMBER($AE74),$AE74,ISNUMBER($AF74),$AF74,AND($AD74=0,$AE74=0,$AF74=0),1)","v":0},{"$f":"IF(ISNUMBER(MATCH(CV$11,$AG74:$AJ74,0)),1,0)*IF(ISNUMBER($AF74),(1-$AF74),1) + IF(ISNUMBER(MATCH(CV$11,$AK74:$AP74,0)),-1,0)*_xlfn.IFS(ISNUMBER($AD74),$AD74,ISNUMBER($AE74),$AE74,ISNUMBER($AF74),$AF74,AND($AD74=0,$AE74=0,$AF74=0),1)","v":0},{"$f":"IF(ISNUMBER(MATCH(CW$11,$AG74:$AJ74,0)),1,0)*IF(ISNUMBER($AF74),(1-$AF74),1) + IF(ISNUMBER(MATCH(CW$11,$AK74:$AP74,0)),-1,0)*_xlfn.IFS(ISNUMBER($AD74),$AD74,ISNUMBER($AE74),$AE74,ISNUMBER($AF74),$AF74,AND($AD74=0,$AE74=0,$AF74=0),1)","v":0},{"$f":"IF(ISNUMBER(MATCH(CX$11,$AG74:$AJ74,0)),1,0)*IF(ISNUMBER($AF74),(1-$AF74),1) + IF(ISNUMBER(MATCH(CX$11,$AK74:$AP74,0)),-1,0)*_xlfn.IFS(ISNUMBER($AD74),$AD74,ISNUMBER($AE74),$AE74,ISNUMBER($AF74),$AF74,AND($AD74=0,$AE74=0,$AF74=0),1)","v":1},{"$f":"IF(ISNUMBER(MATCH(CY$11,$AG74:$AJ74,0)),1,0)*IF(ISNUMBER($AF74),(1-$AF74),1) + IF(ISNUMBER(MATCH(CY$11,$AK74:$AP74,0)),-1,0)*_xlfn.IFS(ISNUMBER($AD74),$AD74,ISNUMBER($AE74),$AE74,ISNUMBER($AF74),$AF74,AND($AD74=0,$AE74=0,$AF74=0),1)","v":0},{"$f":"IF(ISNUMBER(MATCH(CZ$11,$AG74:$AJ74,0)),1,0)*IF(ISNUMBER($AF74),(1-$AF74),1) + IF(ISNUMBER(MATCH(CZ$11,$AK74:$AP74,0)),-1,0)*_xlfn.IFS(ISNUMBER($AD74),$AD74,ISNUMBER($AE74),$AE74,ISNUMBER($AF74),$AF74,AND($AD74=0,$AE74=0,$AF74=0),1)","v":0},{"$f":"IF(ISNUMBER(MATCH(DA$11,$AG74:$AJ74,0)),1,0)*IF(ISNUMBER($AF74),(1-$AF74),1) + IF(ISNUMBER(MATCH(DA$11,$AK74:$AP74,0)),-1,0)*_xlfn.IFS(ISNUMBER($AD74),$AD74,ISNUMBER($AE74),$AE74,ISNUMBER($AF74),$AF74,AND($AD74=0,$AE74=0,$AF74=0),1)","v":0},{"$f":"IF(ISNUMBER(MATCH(DB$11,$AG74:$AJ74,0)),1,0)*IF(ISNUMBER($AF74),(1-$AF74),1) + IF(ISNUMBER(MATCH(DB$11,$AK74:$AP74,0)),-1,0)*_xlfn.IFS(ISNUMBER($AD74),$AD74,ISNUMBER($AE74),$AE74,ISNUMBER($AF74),$AF74,AND($AD74=0,$AE74=0,$AF74=0),1)","v":0},{"$f":"IF(ISNUMBER(MATCH(DC$11,$AG74:$AJ74,0)),1,0)*IF(ISNUMBER($AF74),(1-$AF74),1) + IF(ISNUMBER(MATCH(DC$11,$AK74:$AP74,0)),-1,0)*_xlfn.IFS(ISNUMBER($AD74),$AD74,ISNUMBER($AE74),$AE74,ISNUMBER($AF74),$AF74,AND($AD74=0,$AE74=0,$AF74=0),1)","v":1},{"$f":"IF(ISNUMBER(MATCH(DD$11,$AG74:$AJ74,0)),1,0)*IF(ISNUMBER($AF74),(1-$AF74),1) + IF(ISNUMBER(MATCH(DD$11,$AK74:$AP74,0)),-1,0)*_xlfn.IFS(ISNUMBER($AD74),$AD74,ISNUMBER($AE74),$AE74,ISNUMBER($AF74),$AF74,AND($AD74=0,$AE74=0,$AF74=0),1)","v":1},{"$f":"IF(ISNUMBER(MATCH(DE$11,$AG74:$AJ74,0)),1,0)*IF(ISNUMBER($AF74),(1-$AF74),1) + IF(ISNUMBER(MATCH(DE$11,$AK74:$AP74,0)),-1,0)*_xlfn.IFS(ISNUMBER($AD74),$AD74,ISNUMBER($AE74),$AE74,ISNUMBER($AF74),$AF74,AND($AD74=0,$AE74=0,$AF74=0),1)","v":-1},null,0,null,null,null,null,null,null,null,null,null,null,null,9,{"$error":"#N/A"},{"$error":"#N/A"},0,78,22,90,156,151,303,241,422,236,263,538,233,201,497,216,262,207,187,504,0]
[null,{"$f":"CONCATENATE(\"Capex Annual Depreciation on \",C32,\" year schedule\")","v":"Capex Annual Depreciation on 1800 year schedule"},{"$f":"-C70/C32","v":{"$error":"#N/A"}},null,null,null,null,null,"CAPEX equipment",{"$f":"IF(ISNUMBER(J55),J55,0)+J64*J56/$C$5","v":{"$error":"#N/A"}},{"$f":"IF(ISNUMBER(K55),K55,0)+K64*K56/$C$5","v":{"$error":"#N/A"}},{"$error":"#N/A"},{"$error":"#N/A"},null,null,null,null,null,"q_hru_comp-fs,ht",0,{"$error":"#N/A"},null,null,null,null,null,null,"COP",null,null,{"$f":"Q97","v":{"$error":"#N/A"}},null,"q_hru_comp-fs,ht","q_hru_fc-fs,ht",null,null,"e_hru_fs,ht",null,null,null,null,null,null,{"$f":"IF(ISNUMBER(MATCH(AR$11,$AG75:$AJ75,0)),1,0)*IF(ISNUMBER($AF75),(1-$AF75),1) + IF(ISNUMBER(MATCH(AR$11,$AK75:$AP75,0)),-1,0)*_xlfn.IFS(ISNUMBER($AD75),$AD75,ISNUMBER($AE75),$AE75,ISNUMBER($AF75),$AF75,AND($AD75=0,$AE75=0,$AF75=0),1)","v":{"$error":"#N/A"}},{"$f":"IF(ISNUMBER(MATCH(AS$11,$AG75:$AJ75,0)),1,0)*IF(ISNUMBER($AF75),(1-$AF75),1) + IF(ISNUMBER(MATCH(AS$11,$AK75:$AP75,0)),-1,0)*_xlfn.IFS(ISNUMBER($AD75),$AD75,ISNUMBER($AE75),$AE75,ISNUMBER($AF75),$AF75,AND($AD75=0,$AE75=0,$AF75=0),1)","v":{"$error":"#N/A"}},{"$f":"IF(ISNUMBER(MATCH(AT$11,$AG75:$AJ75,0)),1,0)*IF(ISNUMBER($AF75),(1-$AF75),1) + IF(ISNUMBER(MATCH(AT$11,$AK75:$AP75,0)),-1,0)*_xlfn.IFS(ISNUMBER($AD75),$AD75,ISNUMBER($AE75),$AE75,ISNUMBER($AF75),$AF75,AND($AD75=0,$AE75=0,$AF75=0),1)","v":{"$error":"#N/A"}},{"$f":"IF(ISNUMBER(MATCH(AU$11,$AG75:$AJ75,0)),1,0)*IF(ISNUMBER($AF75),(1-$AF75),1) + IF(ISNUMBER(MATCH(AU$11,$AK75:$AP75,0)),-1,0)*_xlfn.IFS(ISNUMBER($AD75),$AD75,ISNUMBER($AE75),$AE75,ISNUMBER($AF75),$AF75,AND($AD75=0,$AE75=0,$AF75=0),1)","v":{"$error":"#N/A"}},{"$f":"IF(ISNUMBER(MATCH(AV$11,$AG75:$AJ75,0)),1,0)*IF(ISNUMBER($AF75),(1-$AF75),1) + IF(ISNUMBER(MATCH(AV$11,$AK75:$AP75,0)),-1,0)*_xlfn.IFS(ISNUMBER($AD75),$AD75,ISNUMBER($AE75),$AE75,ISNUMBER($AF75),$AF75,AND($AD75=0,$AE75=0,$AF75=0),1)","v":{"$error":"#N/A"}},{"$f":"IF(ISNUMBER(MATCH(AW$11,$AG75:$AJ75,0)),1,0)*IF(ISNUMBER($AF75),(1-$AF75),1) + IF(ISNUMBER(MATCH(AW$11,$AK75:$AP75,0)),-1,0)*_xlfn.IFS(ISNUMBER($AD75),$AD75,ISNUMBER($AE75),$AE75,ISNUMBER($AF75),$AF75,AND($AD75=0,$AE75=0,$AF75=0),1)","v":{"$error":"#N/A"}},{"$f":"IF(ISNUMBER(MATCH(AX$11,$AG75:$AJ75,0)),1,0)*IF(ISNUMBER($AF75),(1-$AF75),1) + IF(ISNUMBER(MATCH(AX$11,$AK75:$AP75,0)),-1,0)*_xlfn.IFS(ISNUMBER($AD75),$AD75,ISNUMBER($AE75),$AE75,ISNUMBER($AF75),$AF75,AND($AD75=0,$AE75=0,$AF75=0),1)","v":{"$error":"#N/A"}},{"$f":"IF(ISNUMBER(MATCH(AY$11,$AG75:$AJ75,0)),1,0)*IF(ISNUMBER($AF75),(1-$AF75),1) + IF(ISNUMBER(MATCH(AY$11,$AK75:$AP75,0)),-1,0)*_xlfn.IFS(ISNUMBER($AD75),$AD75,ISNUMBER($AE75),$AE75,ISNUMBER($AF75),$AF75,AND($AD75=0,$AE75=0,$AF75=0),1)","v":{"$error":"#N/A"}},{"$f":"IF(ISNUMBER(MATCH(AZ$11,$AG75:$AJ75,0)),1,0)*IF(ISNUMBER($AF75),(1-$AF75),1) + IF(ISNUMBER(MATCH(AZ$11,$AK75:$AP75,0)),-1,0)*_xlfn.IFS(ISNUMBER($AD75),$AD75,ISNUMBER($AE75),$AE75,ISNUMBER($AF75),$AF75,AND($AD75=0,$AE75=0,$AF75=0),1)","v":{"$error":"#N/A"}},{"$f":"IF(ISNUMBER(MATCH(BA$11,$AG75:$AJ75,0)),1,0)*IF(ISNUMBER($AF75),(1-$AF75),1) + IF(ISNUMBER(MATCH(BA$11,$AK75:$AP75,0)),-1,0)*_xlfn.IFS(ISNUMBER($AD75),$AD75,ISNUMBER($AE75),$AE75,ISNUMBER($AF75),$AF75,AND($AD75=0,$AE75=0,$AF75=0),1)","v":{"$error":"#N/A"}},{"$f":"IF(ISNUMBER(MATCH(BB$11,$AG75:$AJ75,0)),1,0)*IF(ISNUMBER($AF75),(1-$AF75),1) + IF(ISNUMBER(MATCH(BB$11,$AK75:$AP75,0)),-1,0)*_xlfn.IFS(ISNUMBER($AD75),$AD75,ISNUMBER($AE75),$AE75,ISNUMBER($AF75),$AF75,AND($AD75=0,$AE75=0,$AF75=0),1)","v":{"$error":"#N/A"}},{"$f":"IF(ISNUMBER(MATCH(BC$11,$AG75:$AJ75,0)),1,0)*IF(ISNUMBER($AF75),(1-$AF75),1) + IF(ISNUMBER(MATCH(BC$11,$AK75:$AP75,0)),-1,0)*_xlfn.IFS(ISNUMBER($AD75),$AD75,ISNUMBER($AE75),$AE75,ISNUMBER($AF75),$AF75,AND($AD75=0,$AE75=0,$AF75=0),1)","v":{"$error":"#N/A"}},{"$f":"IF(ISNUMBER(MATCH(BD$11,$AG75:$AJ75,0)),1,0)*IF(ISNUMBER($AF75),(1-$AF75),1) + IF(ISNUMBER(MATCH(BD$11,$AK75:$AP75,0)),-1,0)*_xlfn.IFS(ISNUMBER($AD75),$AD75,ISNUMBER($AE75),$AE75,ISNUMBER($AF75),$AF75,AND($AD75=0,$AE75=0,$AF75=0),1)","v":{"$error":"#N/A"}},{"$f":"IF(ISNUMBER(MATCH(BE$11,$AG75:$AJ75,0)),1,0)*IF(ISNUMBER($AF75),(1-$AF75),1) + IF(ISNUMBER(MATCH(BE$11,$AK75:$AP75,0)),-1,0)*_xlfn.IFS(ISNUMBER($AD75),$AD75,ISNUMBER($AE75),$AE75,ISNUMBER($AF75),$AF75,AND($AD75=0,$AE75=0,$AF75=0),1)","v":{"$error":"#N/A"}},{"$f":"IF(ISNUMBER(MATCH(BF$11,$AG75:$AJ75,0)),1,0)*IF(ISNUMBER($AF75),(1-$AF75),1) + IF(ISNUMBER(MATCH(BF$11,$AK75:$AP75,0)),-1,0)*_xlfn.IFS(ISNUMBER($AD75),$AD75,ISNUMBER($AE75),$AE75,ISNUMBER($AF75),$AF75,AND($AD75=0,$AE75=0,$AF75=0),1)","v":{"$error":"#N/A"}},{"$f":"IF(ISNUMBER(MATCH(BG$11,$AG75:$AJ75,0)),1,0)*IF(ISNUMBER($AF75),(1-$AF75),1) + IF(ISNUMBER(MATCH(BG$11,$AK75:$AP75,0)),-1,0)*_xlfn.IFS(ISNUMBER($AD75),$AD75,ISNUMBER($AE75),$AE75,ISNUMBER($AF75),$AF75,AND($AD75=0,$AE75=0,$AF75=0),1)","v":{"$error":"#N/A"}},{"$f":"IF(ISNUMBER(MATCH(BH$11,$AG75:$AJ75,0)),1,0)*IF(ISNUMBER($AF75),(1-$AF75),1) + IF(ISNUMBER(MATCH(BH$11,$AK75:$AP75,0)),-1,0)*_xlfn.IFS(ISNUMBER($AD75),$AD75,ISNUMBER($AE75),$AE75,ISNUMBER($AF75),$AF75,AND($AD75=0,$AE75=0,$AF75=0),1)","v":{"$error":"#N/A"}},{"$f":"IF(ISNUMBER(MATCH(BI$11,$AG75:$AJ75,0)),1,0)*IF(ISNUMBER($AF75),(1-$AF75),1) + IF(ISNUMBER(MATCH(BI$11,$AK75:$AP75,0)),-1,0)*_xlfn.IFS(ISNUMBER($AD75),$AD75,ISNUMBER($AE75),$AE75,ISNUMBER($AF75),$AF75,AND($AD75=0,$AE75=0,$AF75=0),1)","v":{"$error":"#N/A"}},{"$f":"IF(ISNUMBER(MATCH(BJ$11,$AG75:$AJ75,0)),1,0)*IF(ISNUMBER($AF75),(1-$AF75),1) + IF(ISNUMBER(MATCH(BJ$11,$AK75:$AP75,0)),-1,0)*_xlfn.IFS(ISNUMBER($AD75),$AD75,ISNUMBER($AE75),$AE75,ISNUMBER($AF75),$AF75,AND($AD75=0,$AE75=0,$AF75=0),1)","v":{"$error":"#N/A"}},{"$f":"IF(ISNUMBER(MATCH(BK$11,$AG75:$AJ75,0)),1,0)*IF(ISNUMBER($AF75),(1-$AF75),1) + IF(ISNUMBER(MATCH(BK$11,$AK75:$AP75,0)),-1,0)*_xlfn.IFS(ISNUMBER($AD75),$AD75,ISNUMBER($AE75),$AE75,ISNUMBER($AF75),$AF75,AND($AD75=0,$AE75=0,$AF75=0),1)","v":{"$error":"#N/A"}},{"$f":"IF(ISNUMBER(MATCH(BL$11,$AG75:$AJ75,0)),1,0)*IF(ISNUMBER($AF75),(1-$AF75),1) + IF(ISNUMBER(MATCH(BL$11,$AK75:$AP75,0)),-1,0)*_xlfn.IFS(ISNUMBER($AD75),$AD75,ISNUMBER($AE75),$AE75,ISNUMBER($AF75),$AF75,AND($AD75=0,$AE75=0,$AF75=0),1)","v":{"$error":"#N/A"}},{"$f":"IF(ISNUMBER(MATCH(BM$11,$AG75:$AJ75,0)),1,0)*IF(ISNUMBER($AF75),(1-$AF75),1) + IF(ISNUMBER(MATCH(BM$11,$AK75:$AP75,0)),-1,0)*_xlfn.IFS(ISNUMBER($AD75),$AD75,ISNUMBER($AE75),$AE75,ISNUMBER($AF75),$AF75,AND($AD75=0,$AE75=0,$AF75=0),1)","v":{"$error":"#N/A"}},{"$f":"IF(ISNUMBER(MATCH(BN$11,$AG75:$AJ75,0)),1,0)*IF(ISNUMBER($AF75),(1-$AF75),1) + IF(ISNUMBER(MATCH(BN$11,$AK75:$AP75,0)),-1,0)*_xlfn.IFS(ISNUMBER($AD75),$AD75,ISNUMBER($AE75),$AE75,ISNUMBER($AF75),$AF75,AND($AD75=0,$AE75=0,$AF75=0),1)","v":{"$error":"#N/A"}},{"$f":"IF(ISNUMBER(MATCH(BO$11,$AG75:$AJ75,0)),1,0)*IF(ISNUMBER($AF75),(1-$AF75),1) + IF(ISNUMBER(MATCH(BO$11,$AK75:$AP75,0)),-1,0)*_xlfn.IFS(ISNUMBER($AD75),$AD75,ISNUMBER($AE75),$AE75,ISNUMBER($AF75),$AF75,AND($AD75=0,$AE75=0,$AF75=0),1)","v":{"$error":"#N/A"}},{"$f":"IF(ISNUMBER(MATCH(BP$11,$AG75:$AJ75,0)),1,0)*IF(ISNUMBER($AF75),(1-$AF75),1) + IF(ISNUMBER(MATCH(BP$11,$AK75:$AP75,0)),-1,0)*_xlfn.IFS(ISNUMBER($AD75),$AD75,ISNUMBER($AE75),$AE75,ISNUMBER($AF75),$AF75,AND($AD75=0,$AE75=0,$AF75=0),1)","v":{"$error":"#N/A"}},{"$f":"IF(ISNUMBER(MATCH(BQ$11,$AG75:$AJ75,0)),1,0)*IF(ISNUMBER($AF75),(1-$AF75),1) + IF(ISNUMBER(MATCH(BQ$11,$AK75:$AP75,0)),-1,0)*_xlfn.IFS(ISNUMBER($AD75),$AD75,ISNUMBER($AE75),$AE75,ISNUMBER($AF75),$AF75,AND($AD75=0,$AE75=0,$AF75=0),1)","v":{"$error":"#N/A"}},{"$f":"IF(ISNUMBER(MATCH(BR$11,$AG75:$AJ75,0)),1,0)*IF(ISNUMBER($AF75),(1-$AF75),1) + IF(ISNUMBER(MATCH(BR$11,$AK75:$AP75,0)),-1,0)*_xlfn.IFS(ISNUMBER($AD75),$AD75,ISNUMBER($AE75),$AE75,ISNUMBER($AF75),$AF75,AND($AD75=0,$AE75=0,$AF75=0),1)","v":{"$error":"#N/A"}},{"$f":"IF(ISNUMBER(MATCH(BS$11,$AG75:$AJ75,0)),1,0)*IF(ISNUMBER($AF75),(1-$AF75),1) + IF(ISNUMBER(MATCH(BS$11,$AK75:$AP75,0)),-1,0)*_xlfn.IFS(ISNUMBER($AD75),$AD75,ISNUMBER($AE75),$AE75,ISNUMBER($AF75),$AF75,AND($AD75=0,$AE75=0,$AF75=0),1)","v":{"$error":"#N/A"}},{"$f":"IF(ISNUMBER(MATCH(BT$11,$AG75:$AJ75,0)),1,0)*IF(ISNUMBER($AF75),(1-$AF75),1) + IF(ISNUMBER(MATCH(BT$11,$AK75:$AP75,0)),-1,0)*_xlfn.IFS(ISNUMBER($AD75),$AD75,ISNUMBER($AE75),$AE75,ISNUMBER($AF75),$AF75,AND($AD75=0,$AE75=0,$AF75=0),1)","v":{"$error":"#N/A"}},{"$f":"IF(ISNUMBER(MATCH(BU$11,$AG75:$AJ75,0)),1,0)*IF(ISNUMBER($AF75),(1-$AF75),1) + IF(ISNUMBER(MATCH(BU$11,$AK75:$AP75,0)),-1,0)*_xlfn.IFS(ISNUMBER($AD75),$AD75,ISNUMBER($AE75),$AE75,ISNUMBER($AF75),$AF75,AND($AD75=0,$AE75=0,$AF75=0),1)","v":{"$error":"#N/A"}},{"$f":"IF(ISNUMBER(MATCH(BV$11,$AG75:$AJ75,0)),1,0)*IF(ISNUMBER($AF75),(1-$AF75),1) + IF(ISNUMBER(MATCH(BV$11,$AK75:$AP75,0)),-1,0)*_xlfn.IFS(ISNUMBER($AD75),$AD75,ISNUMBER($AE75),$AE75,ISNUMBER($AF75),$AF75,AND($AD75=0,$AE75=0,$AF75=0),1)","v":{"$error":"#N/A"}},{"$f":"IF(ISNUMBER(MATCH(BW$11,$AG75:$AJ75,0)),1,0)*IF(ISNUMBER($AF75),(1-$AF75),1) + IF(ISNUMBER(MATCH(BW$11,$AK75:$AP75,0)),-1,0)*_xlfn.IFS(ISNUMBER($AD75),$AD75,ISNUMBER($AE75),$AE75,ISNUMBER($AF75),$AF75,AND($AD75=0,$AE75=0,$AF75=0),1)","v":{"$error":"#N/A"}},{"$f":"IF(ISNUMBER(MATCH(BX$11,$AG75:$AJ75,0)),1,0)*IF(ISNUMBER($AF75),(1-$AF75),1) + IF(ISNUMBER(MATCH(BX$11,$AK75:$AP75,0)),-1,0)*_xlfn.IFS(ISNUMBER($AD75),$AD75,ISNUMBER($AE75),$AE75,ISNUMBER($AF75),$AF75,AND($AD75=0,$AE75=0,$AF75=0),1)","v":{"$error":"#N/A"}},{"$f":"IF(ISNUMBER(MATCH(BY$11,$AG75:$AJ75,0)),1,0)*IF(ISNUMBER($AF75),(1-$AF75),1) + IF(ISNUMBER(MATCH(BY$11,$AK75:$AP75,0)),-1,0)*_xlfn.IFS(ISNUMBER($AD75),$AD75,ISNUMBER($AE75),$AE75,ISNUMBER($AF75),$AF75,AND($AD75=0,$AE75=0,$AF75=0),1)","v":{"$error":"#N/A"}},{"$f":"IF(ISNUMBER(MATCH(BZ$11,$AG75:$AJ75,0)),1,0)*IF(ISNUMBER($AF75),(1-$AF75),1) + IF(ISNUMBER(MATCH(BZ$11,$AK75:$AP75,0)),-1,0)*_xlfn.IFS(ISNUMBER($AD75),$AD75,ISNUMBER($AE75),$AE75,ISNUMBER($AF75),$AF75,AND($AD75=0,$AE75=0,$AF75=0),1)","v":{"$error":"#N/A"}},{"$f":"IF(ISNUMBER(MATCH(CA$11,$AG75:$AJ75,0)),1,0)*IF(ISNUMBER($AF75),(1-$AF75),1) + IF(ISNUMBER(MATCH(CA$11,$AK75:$AP75,0)),-1,0)*_xlfn.IFS(ISNUMBER($AD75),$AD75,ISNUMBER($AE75),$AE75,ISNUMBER($AF75),$AF75,AND($AD75=0,$AE75=0,$AF75=0),1)","v":{"$error":"#N/A"}},{"$f":"IF(ISNUMBER(MATCH(CB$11,$AG75:$AJ75,0)),1,0)*IF(ISNUMBER($AF75),(1-$AF75),1) + IF(ISNUMBER(MATCH(CB$11,$AK75:$AP75,0)),-1,0)*_xlfn.IFS(ISNUMBER($AD75),$AD75,ISNUMBER($AE75),$AE75,ISNUMBER($AF75),$AF75,AND($AD75=0,$AE75=0,$AF75=0),1)","v":{"$error":"#N/A"}},{"$f":"IF(ISNUMBER(MATCH(CC$11,$AG75:$AJ75,0)),1,0)*IF(ISNUMBER($AF75),(1-$AF75),1) + IF(ISNUMBER(MATCH(CC$11,$AK75:$AP75,0)),-1,0)*_xlfn.IFS(ISNUMBER($AD75),$AD75,ISNUMBER($AE75),$AE75,ISNUMBER($AF75),$AF75,AND($AD75=0,$AE75=0,$AF75=0),1)","v":{"$error":"#N/A"}},{"$f":"IF(ISNUMBER(MATCH(CD$11,$AG75:$AJ75,0)),1,0)*IF(ISNUMBER($AF75),(1-$AF75),1) + IF(ISNUMBER(MATCH(CD$11,$AK75:$AP75,0)),-1,0)*_xlfn.IFS(ISNUMBER($AD75),$AD75,ISNUMBER($AE75),$AE75,ISNUMBER($AF75),$AF75,AND($AD75=0,$AE75=0,$AF75=0),1)","v":{"$error":"#N/A"}},{"$f":"IF(ISNUMBER(MATCH(CE$11,$AG75:$AJ75,0)),1,0)*IF(ISNUMBER($AF75),(1-$AF75),1) + IF(ISNUMBER(MATCH(CE$11,$AK75:$AP75,0)),-1,0)*_xlfn.IFS(ISNUMBER($AD75),$AD75,ISNUMBER($AE75),$AE75,ISNUMBER($AF75),$AF75,AND($AD75=0,$AE75=0,$AF75=0),1)","v":{"$error":"#N/A"}},{"$f":"IF(ISNUMBER(MATCH(CF$11,$AG75:$AJ75,0)),1,0)*IF(ISNUMBER($AF75),(1-$AF75),1) + IF(ISNUMBER(MATCH(CF$11,$AK75:$AP75,0)),-1,0)*_xlfn.IFS(ISNUMBER($AD75),$AD75,ISNUMBER($AE75),$AE75,ISNUMBER($AF75),$AF75,AND($AD75=0,$AE75=0,$AF75=0),1)","v":{"$error":"#N/A"}},{"$f":"IF(ISNUMBER(MATCH(CG$11,$AG75:$AJ75,0)),1,0)*IF(ISNUMBER($AF75),(1-$AF75),1) + IF(ISNUMBER(MATCH(CG$11,$AK75:$AP75,0)),-1,0)*_xlfn.IFS(ISNUMBER($AD75),$AD75,ISNUMBER($AE75),$AE75,ISNUMBER($AF75),$AF75,AND($AD75=0,$AE75=0,$AF75=0),1)","v":{"$error":"#N/A"}},{"$f":"IF(ISNUMBER(MATCH(CH$11,$AG75:$AJ75,0)),1,0)*IF(ISNUMBER($AF75),(1-$AF75),1) + IF(ISNUMBER(MATCH(CH$11,$AK75:$AP75,0)),-1,0)*_xlfn.IFS(ISNUMBER($AD75),$AD75,ISNUMBER($AE75),$AE75,ISNUMBER($AF75),$AF75,AND($AD75=0,$AE75=0,$AF75=0),1)","v":{"$error":"#N/A"}},{"$f":"IF(ISNUMBER(MATCH(CI$11,$AG75:$AJ75,0)),1,0)*IF(ISNUMBER($AF75),(1-$AF75),1) + IF(ISNUMBER(MATCH(CI$11,$AK75:$AP75,0)),-1,0)*_xlfn.IFS(ISNUMBER($AD75),$AD75,ISNUMBER($AE75),$AE75,ISNUMBER($AF75),$AF75,AND($AD75=0,$AE75=0,$AF75=0),1)","v":{"$error":"#N/A"}},{"$f":"IF(ISNUMBER(MATCH(CJ$11,$AG75:$AJ75,0)),1,0)*IF(ISNUMBER($AF75),(1-$AF75),1) + IF(ISNUMBER(MATCH(CJ$11,$AK75:$AP75,0)),-1,0)*_xlfn.IFS(ISNUMBER($AD75),$AD75,ISNUMBER($AE75),$AE75,ISNUMBER($AF75),$AF75,AND($AD75=0,$AE75=0,$AF75=0),1)","v":{"$error":"#N/A"}},{"$f":"IF(ISNUMBER(MATCH(CK$11,$AG75:$AJ75,0)),1,0)*IF(ISNUMBER($AF75),(1-$AF75),1) + IF(ISNUMBER(MATCH(CK$11,$AK75:$AP75,0)),-1,0)*_xlfn.IFS(ISNUMBER($AD75),$AD75,ISNUMBER($AE75),$AE75,ISNUMBER($AF75),$AF75,AND($AD75=0,$AE75=0,$AF75=0),1)","v":{"$error":"#N/A"}},{"$f":"IF(ISNUMBER(MATCH(CL$11,$AG75:$AJ75,0)),1,0)*IF(ISNUMBER($AF75),(1-$AF75),1) + IF(ISNUMBER(MATCH(CL$11,$AK75:$AP75,0)),-1,0)*_xlfn.IFS(ISNUMBER($AD75),$AD75,ISNUMBER($AE75),$AE75,ISNUMBER($AF75),$AF75,AND($AD75=0,$AE75=0,$AF75=0),1)","v":{"$error":"#N/A"}},{"$f":"IF(ISNUMBER(MATCH(CM$11,$AG75:$AJ75,0)),1,0)*IF(ISNUMBER($AF75),(1-$AF75),1) + IF(ISNUMBER(MATCH(CM$11,$AK75:$AP75,0)),-1,0)*_xlfn.IFS(ISNUMBER($AD75),$AD75,ISNUMBER($AE75),$AE75,ISNUMBER($AF75),$AF75,AND($AD75=0,$AE75=0,$AF75=0),1)","v":{"$error":"#N/A"}},{"$f":"IF(ISNUMBER(MATCH(CN$11,$AG75:$AJ75,0)),1,0)*IF(ISNUMBER($AF75),(1-$AF75),1) + IF(ISNUMBER(MATCH(CN$11,$AK75:$AP75,0)),-1,0)*_xlfn.IFS(ISNUMBER($AD75),$AD75,ISNUMBER($AE75),$AE75,ISNUMBER($AF75),$AF75,AND($AD75=0,$AE75=0,$AF75=0),1)","v":{"$error":"#N/A"}},{"$f":"IF(ISNUMBER(MATCH(CO$11,$AG75:$AJ75,0)),1,0)*IF(ISNUMBER($AF75),(1-$AF75),1) + IF(ISNUMBER(MATCH(CO$11,$AK75:$AP75,0)),-1,0)*_xlfn.IFS(ISNUMBER($AD75),$AD75,ISNUMBER($AE75),$AE75,ISNUMBER($AF75),$AF75,AND($AD75=0,$AE75=0,$AF75=0),1)","v":{"$error":"#N/A"}},{"$f":"IF(ISNUMBER(MATCH(CP$11,$AG75:$AJ75,0)),1,0)*IF(ISNUMBER($AF75),(1-$AF75),1) + IF(ISNUMBER(MATCH(CP$11,$AK75:$AP75,0)),-1,0)*_xlfn.IFS(ISNUMBER($AD75),$AD75,ISNUMBER($AE75),$AE75,ISNUMBER($AF75),$AF75,AND($AD75=0,$AE75=0,$AF75=0),1)","v":{"$error":"#N/A"}},{"$f":"IF(ISNUMBER(MATCH(CQ$11,$AG75:$AJ75,0)),1,0)*IF(ISNUMBER($AF75),(1-$AF75),1) + IF(ISNUMBER(MATCH(CQ$11,$AK75:$AP75,0)),-1,0)*_xlfn.IFS(ISNUMBER($AD75),$AD75,ISNUMBER($AE75),$AE75,ISNUMBER($AF75),$AF75,AND($AD75=0,$AE75=0,$AF75=0),1)","v":{"$error":"#N/A"}},{"$f":"IF(ISNUMBER(MATCH(CR$11,$AG75:$AJ75,0)),1,0)*IF(ISNUMBER($AF75),(1-$AF75),1) + IF(ISNUMBER(MATCH(CR$11,$AK75:$AP75,0)),-1,0)*_xlfn.IFS(ISNUMBER($AD75),$AD75,ISNUMBER($AE75),$AE75,ISNUMBER($AF75),$AF75,AND($AD75=0,$AE75=0,$AF75=0),1)","v":{"$error":"#N/A"}},{"$f":"IF(ISNUMBER(MATCH(CS$11,$AG75:$AJ75,0)),1,0)*IF(ISNUMBER($AF75),(1-$AF75),1) + IF(ISNUMBER(MATCH(CS$11,$AK75:$AP75,0)),-1,0)*_xlfn.IFS(ISNUMBER($AD75),$AD75,ISNUMBER($AE75),$AE75,ISNUMBER($AF75),$AF75,AND($AD75=0,$AE75=0,$AF75=0),1)","v":{"$error":"#N/A"}},{"$f":"IF(ISNUMBER(MATCH(CT$11,$AG75:$AJ75,0)),1,0)*IF(ISNUMBER($AF75),(1-$AF75),1) + IF(ISNUMBER(MATCH(CT$11,$AK75:$AP75,0)),-1,0)*_xlfn.IFS(ISNUMBER($AD75),$AD75,ISNUMBER($AE75),$AE75,ISNUMBER($AF75),$AF75,AND($AD75=0,$AE75=0,$AF75=0),1)","v":{"$error":"#N/A"}},{"$f":"IF(ISNUMBER(MATCH(CU$11,$AG75:$AJ75,0)),1,0)*IF(ISNUMBER($AF75),(1-$AF75),1) + IF(ISNUMBER(MATCH(CU$11,$AK75:$AP75,0)),-1,0)*_xlfn.IFS(ISNUMBER($AD75),$AD75,ISNUMBER($AE75),$AE75,ISNUMBER($AF75),$AF75,AND($AD75=0,$AE75=0,$AF75=0),1)","v":{"$error":"#N/A"}},{"$f":"IF(ISNUMBER(MATCH(CV$11,$AG75:$AJ75,0)),1,0)*IF(ISNUMBER($AF75),(1-$AF75),1) + IF(ISNUMBER(MATCH(CV$11,$AK75:$AP75,0)),-1,0)*_xlfn.IFS(ISNUMBER($AD75),$AD75,ISNUMBER($AE75),$AE75,ISNUMBER($AF75),$AF75,AND($AD75=0,$AE75=0,$AF75=0),1)","v":{"$error":"#N/A"}},{"$f":"IF(ISNUMBER(MATCH(CW$11,$AG75:$AJ75,0)),1,0)*IF(ISNUMBER($AF75),(1-$AF75),1) + IF(ISNUMBER(MATCH(CW$11,$AK75:$AP75,0)),-1,0)*_xlfn.IFS(ISNUMBER($AD75),$AD75,ISNUMBER($AE75),$AE75,ISNUMBER($AF75),$AF75,AND($AD75=0,$AE75=0,$AF75=0),1)","v":{"$error":"#N/A"}},{"$f":"IF(ISNUMBER(MATCH(CX$11,$AG75:$AJ75,0)),1,0)*IF(ISNUMBER($AF75),(1-$AF75),1) + IF(ISNUMBER(MATCH(CX$11,$AK75:$AP75,0)),-1,0)*_xlfn.IFS(ISNUMBER($AD75),$AD75,ISNUMBER($AE75),$AE75,ISNUMBER($AF75),$AF75,AND($AD75=0,$AE75=0,$AF75=0),1)","v":{"$error":"#N/A"}},{"$f":"IF(ISNUMBER(MATCH(CY$11,$AG75:$AJ75,0)),1,0)*IF(ISNUMBER($AF75),(1-$AF75),1) + IF(ISNUMBER(MATCH(CY$11,$AK75:$AP75,0)),-1,0)*_xlfn.IFS(ISNUMBER($AD75),$AD75,ISNUMBER($AE75),$AE75,ISNUMBER($AF75),$AF75,AND($AD75=0,$AE75=0,$AF75=0),1)","v":{"$error":"#N/A"}},{"$f":"IF(ISNUMBER(MATCH(CZ$11,$AG75:$AJ75,0)),1,0)*IF(ISNUMBER($AF75),(1-$AF75),1) + IF(ISNUMBER(MATCH(CZ$11,$AK75:$AP75,0)),-1,0)*_xlfn.IFS(ISNUMBER($AD75),$AD75,ISNUMBER($AE75),$AE75,ISNUMBER($AF75),$AF75,AND($AD75=0,$AE75=0,$AF75=0),1)","v":{"$error":"#N/A"}},{"$f":"IF(ISNUMBER(MATCH(DA$11,$AG75:$AJ75,0)),1,0)*IF(ISNUMBER($AF75),(1-$AF75),1) + IF(ISNUMBER(MATCH(DA$11,$AK75:$AP75,0)),-1,0)*_xlfn.IFS(ISNUMBER($AD75),$AD75,ISNUMBER($AE75),$AE75,ISNUMBER($AF75),$AF75,AND($AD75=0,$AE75=0,$AF75=0),1)","v":{"$error":"#N/A"}},{"$f":"IF(ISNUMBER(MATCH(DB$11,$AG75:$AJ75,0)),1,0)*IF(ISNUMBER($AF75),(1-$AF75),1) + IF(ISNUMBER(MATCH(DB$11,$AK75:$AP75,0)),-1,0)*_xlfn.IFS(ISNUMBER($AD75),$AD75,ISNUMBER($AE75),$AE75,ISNUMBER($AF75),$AF75,AND($AD75=0,$AE75=0,$AF75=0),1)","v":{"$error":"#N/A"}},{"$f":"IF(ISNUMBER(MATCH(DC$11,$AG75:$AJ75,0)),1,0)*IF(ISNUMBER($AF75),(1-$AF75),1) + IF(ISNUMBER(MATCH(DC$11,$AK75:$AP75,0)),-1,0)*_xlfn.IFS(ISNUMBER($AD75),$AD75,ISNUMBER($AE75),$AE75,ISNUMBER($AF75),$AF75,AND($AD75=0,$AE75=0,$AF75=0),1)","v":{"$error":"#N/A"}},{"$f":"IF(ISNUMBER(MATCH(DD$11,$AG75:$AJ75,0)),1,0)*IF(ISNUMBER($AF75),(1-$AF75),1) + IF(ISNUMBER(MATCH(DD$11,$AK75:$AP75,0)),-1,0)*_xlfn.IFS(ISNUMBER($AD75),$AD75,ISNUMBER($AE75),$AE75,ISNUMBER($AF75),$AF75,AND($AD75=0,$AE75=0,$AF75=0),1)","v":{"$error":"#N/A"}},{"$f":"IF(ISNUMBER(MATCH(DE$11,$AG75:$AJ75,0)),1,0)*IF(ISNUMBER($AF75),(1-$AF75),1) + IF(ISNUMBER(MATCH(DE$11,$AK75:$AP75,0)),-1,0)*_xlfn.IFS(ISNUMBER($AD75),$AD75,ISNUMBER($AE75),$AE75,ISNUMBER($AF75),$AF75,AND($AD75=0,$AE75=0,$AF75=0),1)","v":{"$error":"#N/A"}},null,0,null,null,null,null,null,null,null,null,null,null,null,10,{"$error":"#N/A"},{"$error":"#N/A"},0,93,22,112,162,188,298,271,620,183,265,553,197,245,430,206,254,170,206,467,0]
[null,"Opex Annual payments",{"$f":"-G32","v":{"$error":"#N/A"}},null,null,null,null,null,"CAPEX core and shell",{"$f":"J74*$C$23","v":{"$error":"#N/A"}},{"$f":"K74*$C$23","v":{"$error":"#N/A"}},{"$error":"#N/A"},{"$error":"#N/A"},null,null,null,null,null,"q_hru_fc-fs,ht",{"$f":"_xlfn.MAXIFS(V76:X76,$V$10:$X$10,\">0\")","v":0},{"$f":"SUMPRODUCT($V$10:$X$10,V76:X76)","v":{"$error":"#N/A"}},null,null,null,null,null,"Eco","Conservation",null,null,null,null,"q_hru_pump-eco,ht",null,null,null,"q_hru_eco-comp,ht","q_hru_eco-fc,ht",null,null,null,null,null,{"$f":"IF(ISNUMBER(MATCH(AR$11,$AG76:$AJ76,0)),1,0)*IF(ISNUMBER($AF76),(1-$AF76),1) + IF(ISNUMBER(MATCH(AR$11,$AK76:$AP76,0)),-1,0)*_xlfn.IFS(ISNUMBER($AD76),$AD76,ISNUMBER($AE76),$AE76,ISNUMBER($AF76),$AF76,AND($AD76=0,$AE76=0,$AF76=0),1)","v":0},{"$f":"IF(ISNUMBER(MATCH(AS$11,$AG76:$AJ76,0)),1,0)*IF(ISNUMBER($AF76),(1-$AF76),1) + IF(ISNUMBER(MATCH(AS$11,$AK76:$AP76,0)),-1,0)*_xlfn.IFS(ISNUMBER($AD76),$AD76,ISNUMBER($AE76),$AE76,ISNUMBER($AF76),$AF76,AND($AD76=0,$AE76=0,$AF76=0),1)","v":0},{"$f":"IF(ISNUMBER(MATCH(AT$11,$AG76:$AJ76,0)),1,0)*IF(ISNUMBER($AF76),(1-$AF76),1) + IF(ISNUMBER(MATCH(AT$11,$AK76:$AP76,0)),-1,0)*_xlfn.IFS(ISNUMBER($AD76),$AD76,ISNUMBER($AE76),$AE76,ISNUMBER($AF76),$AF76,AND($AD76=0,$AE76=0,$AF76=0),1)","v":0},{"$f":"IF(ISNUMBER(MATCH(AU$11,$AG76:$AJ76,0)),1,0)*IF(ISNUMBER($AF76),(1-$AF76),1) + IF(ISNUMBER(MATCH(AU$11,$AK76:$AP76,0)),-1,0)*_xlfn.IFS(ISNUMBER($AD76),$AD76,ISNUMBER($AE76),$AE76,ISNUMBER($AF76),$AF76,AND($AD76=0,$AE76=0,$AF76=0),1)","v":0},{"$f":"IF(ISNUMBER(MATCH(AV$11,$AG76:$AJ76,0)),1,0)*IF(ISNUMBER($AF76),(1-$AF76),1) + IF(ISNUMBER(MATCH(AV$11,$AK76:$AP76,0)),-1,0)*_xlfn.IFS(ISNUMBER($AD76),$AD76,ISNUMBER($AE76),$AE76,ISNUMBER($AF76),$AF76,AND($AD76=0,$AE76=0,$AF76=0),1)","v":0},{"$f":"IF(ISNUMBER(MATCH(AW$11,$AG76:$AJ76,0)),1,0)*IF(ISNUMBER($AF76),(1-$AF76),1) + IF(ISNUMBER(MATCH(AW$11,$AK76:$AP76,0)),-1,0)*_xlfn.IFS(ISNUMBER($AD76),$AD76,ISNUMBER($AE76),$AE76,ISNUMBER($AF76),$AF76,AND($AD76=0,$AE76=0,$AF76=0),1)","v":0},{"$f":"IF(ISNUMBER(MATCH(AX$11,$AG76:$AJ76,0)),1,0)*IF(ISNUMBER($AF76),(1-$AF76),1) + IF(ISNUMBER(MATCH(AX$11,$AK76:$AP76,0)),-1,0)*_xlfn.IFS(ISNUMBER($AD76),$AD76,ISNUMBER($AE76),$AE76,ISNUMBER($AF76),$AF76,AND($AD76=0,$AE76=0,$AF76=0),1)","v":0},{"$f":"IF(ISNUMBER(MATCH(AY$11,$AG76:$AJ76,0)),1,0)*IF(ISNUMBER($AF76),(1-$AF76),1) + IF(ISNUMBER(MATCH(AY$11,$AK76:$AP76,0)),-1,0)*_xlfn.IFS(ISNUMBER($AD76),$AD76,ISNUMBER($AE76),$AE76,ISNUMBER($AF76),$AF76,AND($AD76=0,$AE76=0,$AF76=0),1)","v":0},{"$f":"IF(ISNUMBER(MATCH(AZ$11,$AG76:$AJ76,0)),1,0)*IF(ISNUMBER($AF76),(1-$AF76),1) + IF(ISNUMBER(MATCH(AZ$11,$AK76:$AP76,0)),-1,0)*_xlfn.IFS(ISNUMBER($AD76),$AD76,ISNUMBER($AE76),$AE76,ISNUMBER($AF76),$AF76,AND($AD76=0,$AE76=0,$AF76=0),1)","v":0},{"$f":"IF(ISNUMBER(MATCH(BA$11,$AG76:$AJ76,0)),1,0)*IF(ISNUMBER($AF76),(1-$AF76),1) + IF(ISNUMBER(MATCH(BA$11,$AK76:$AP76,0)),-1,0)*_xlfn.IFS(ISNUMBER($AD76),$AD76,ISNUMBER($AE76),$AE76,ISNUMBER($AF76),$AF76,AND($AD76=0,$AE76=0,$AF76=0),1)","v":0},{"$f":"IF(ISNUMBER(MATCH(BB$11,$AG76:$AJ76,0)),1,0)*IF(ISNUMBER($AF76),(1-$AF76),1) + IF(ISNUMBER(MATCH(BB$11,$AK76:$AP76,0)),-1,0)*_xlfn.IFS(ISNUMBER($AD76),$AD76,ISNUMBER($AE76),$AE76,ISNUMBER($AF76),$AF76,AND($AD76=0,$AE76=0,$AF76=0),1)","v":0},{"$f":"IF(ISNUMBER(MATCH(BC$11,$AG76:$AJ76,0)),1,0)*IF(ISNUMBER($AF76),(1-$AF76),1) + IF(ISNUMBER(MATCH(BC$11,$AK76:$AP76,0)),-1,0)*_xlfn.IFS(ISNUMBER($AD76),$AD76,ISNUMBER($AE76),$AE76,ISNUMBER($AF76),$AF76,AND($AD76=0,$AE76=0,$AF76=0),1)","v":0},{"$f":"IF(ISNUMBER(MATCH(BD$11,$AG76:$AJ76,0)),1,0)*IF(ISNUMBER($AF76),(1-$AF76),1) + IF(ISNUMBER(MATCH(BD$11,$AK76:$AP76,0)),-1,0)*_xlfn.IFS(ISNUMBER($AD76),$AD76,ISNUMBER($AE76),$AE76,ISNUMBER($AF76),$AF76,AND($AD76=0,$AE76=0,$AF76=0),1)","v":0},{"$f":"IF(ISNUMBER(MATCH(BE$11,$AG76:$AJ76,0)),1,0)*IF(ISNUMBER($AF76),(1-$AF76),1) + IF(ISNUMBER(MATCH(BE$11,$AK76:$AP76,0)),-1,0)*_xlfn.IFS(ISNUMBER($AD76),$AD76,ISNUMBER($AE76),$AE76,ISNUMBER($AF76),$AF76,AND($AD76=0,$AE76=0,$AF76=0),1)","v":0},{"$f":"IF(ISNUMBER(MATCH(BF$11,$AG76:$AJ76,0)),1,0)*IF(ISNUMBER($AF76),(1-$AF76),1) + IF(ISNUMBER(MATCH(BF$11,$AK76:$AP76,0)),-1,0)*_xlfn.IFS(ISNUMBER($AD76),$AD76,ISNUMBER($AE76),$AE76,ISNUMBER($AF76),$AF76,AND($AD76=0,$AE76=0,$AF76=0),1)","v":0},{"$f":"IF(ISNUMBER(MATCH(BG$11,$AG76:$AJ76,0)),1,0)*IF(ISNUMBER($AF76),(1-$AF76),1) + IF(ISNUMBER(MATCH(BG$11,$AK76:$AP76,0)),-1,0)*_xlfn.IFS(ISNUMBER($AD76),$AD76,ISNUMBER($AE76),$AE76,ISNUMBER($AF76),$AF76,AND($AD76=0,$AE76=0,$AF76=0),1)","v":0},{"$f":"IF(ISNUMBER(MATCH(BH$11,$AG76:$AJ76,0)),1,0)*IF(ISNUMBER($AF76),(1-$AF76),1) + IF(ISNUMBER(MATCH(BH$11,$AK76:$AP76,0)),-1,0)*_xlfn.IFS(ISNUMBER($AD76),$AD76,ISNUMBER($AE76),$AE76,ISNUMBER($AF76),$AF76,AND($AD76=0,$AE76=0,$AF76=0),1)","v":0},{"$f":"IF(ISNUMBER(MATCH(BI$11,$AG76:$AJ76,0)),1,0)*IF(ISNUMBER($AF76),(1-$AF76),1) + IF(ISNUMBER(MATCH(BI$11,$AK76:$AP76,0)),-1,0)*_xlfn.IFS(ISNUMBER($AD76),$AD76,ISNUMBER($AE76),$AE76,ISNUMBER($AF76),$AF76,AND($AD76=0,$AE76=0,$AF76=0),1)","v":0},{"$f":"IF(ISNUMBER(MATCH(BJ$11,$AG76:$AJ76,0)),1,0)*IF(ISNUMBER($AF76),(1-$AF76),1) + IF(ISNUMBER(MATCH(BJ$11,$AK76:$AP76,0)),-1,0)*_xlfn.IFS(ISNUMBER($AD76),$AD76,ISNUMBER($AE76),$AE76,ISNUMBER($AF76),$AF76,AND($AD76=0,$AE76=0,$AF76=0),1)","v":0},{"$f":"IF(ISNUMBER(MATCH(BK$11,$AG76:$AJ76,0)),1,0)*IF(ISNUMBER($AF76),(1-$AF76),1) + IF(ISNUMBER(MATCH(BK$11,$AK76:$AP76,0)),-1,0)*_xlfn.IFS(ISNUMBER($AD76),$AD76,ISNUMBER($AE76),$AE76,ISNUMBER($AF76),$AF76,AND($AD76=0,$AE76=0,$AF76=0),1)","v":0},{"$f":"IF(ISNUMBER(MATCH(BL$11,$AG76:$AJ76,0)),1,0)*IF(ISNUMBER($AF76),(1-$AF76),1) + IF(ISNUMBER(MATCH(BL$11,$AK76:$AP76,0)),-1,0)*_xlfn.IFS(ISNUMBER($AD76),$AD76,ISNUMBER($AE76),$AE76,ISNUMBER($AF76),$AF76,AND($AD76=0,$AE76=0,$AF76=0),1)","v":0},{"$f":"IF(ISNUMBER(MATCH(BM$11,$AG76:$AJ76,0)),1,0)*IF(ISNUMBER($AF76),(1-$AF76),1) + IF(ISNUMBER(MATCH(BM$11,$AK76:$AP76,0)),-1,0)*_xlfn.IFS(ISNUMBER($AD76),$AD76,ISNUMBER($AE76),$AE76,ISNUMBER($AF76),$AF76,AND($AD76=0,$AE76=0,$AF76=0),1)","v":0},{"$f":"IF(ISNUMBER(MATCH(BN$11,$AG76:$AJ76,0)),1,0)*IF(ISNUMBER($AF76),(1-$AF76),1) + IF(ISNUMBER(MATCH(BN$11,$AK76:$AP76,0)),-1,0)*_xlfn.IFS(ISNUMBER($AD76),$AD76,ISNUMBER($AE76),$AE76,ISNUMBER($AF76),$AF76,AND($AD76=0,$AE76=0,$AF76=0),1)","v":0},{"$f":"IF(ISNUMBER(MATCH(BO$11,$AG76:$AJ76,0)),1,0)*IF(ISNUMBER($AF76),(1-$AF76),1) + IF(ISNUMBER(MATCH(BO$11,$AK76:$AP76,0)),-1,0)*_xlfn.IFS(ISNUMBER($AD76),$AD76,ISNUMBER($AE76),$AE76,ISNUMBER($AF76),$AF76,AND($AD76=0,$AE76=0,$AF76=0),1)","v":0},{"$f":"IF(ISNUMBER(MATCH(BP$11,$AG76:$AJ76,0)),1,0)*IF(ISNUMBER($AF76),(1-$AF76),1) + IF(ISNUMBER(MATCH(BP$11,$AK76:$AP76,0)),-1,0)*_xlfn.IFS(ISNUMBER($AD76),$AD76,ISNUMBER($AE76),$AE76,ISNUMBER($AF76),$AF76,AND($AD76=0,$AE76=0,$AF76=0),1)","v":0},{"$f":"IF(ISNUMBER(MATCH(BQ$11,$AG76:$AJ76,0)),1,0)*IF(ISNUMBER($AF76),(1-$AF76),1) + IF(ISNUMBER(MATCH(BQ$11,$AK76:$AP76,0)),-1,0)*_xlfn.IFS(ISNUMBER($AD76),$AD76,ISNUMBER($AE76),$AE76,ISNUMBER($AF76),$AF76,AND($AD76=0,$AE76=0,$AF76=0),1)","v":0},{"$f":"IF(ISNUMBER(MATCH(BR$11,$AG76:$AJ76,0)),1,0)*IF(ISNUMBER($AF76),(1-$AF76),1) + IF(ISNUMBER(MATCH(BR$11,$AK76:$AP76,0)),-1,0)*_xlfn.IFS(ISNUMBER($AD76),$AD76,ISNUMBER($AE76),$AE76,ISNUMBER($AF76),$AF76,AND($AD76=0,$AE76=0,$AF76=0),1)","v":0},{"$f":"IF(ISNUMBER(MATCH(BS$11,$AG76:$AJ76,0)),1,0)*IF(ISNUMBER($AF76),(1-$AF76),1) + IF(ISNUMBER(MATCH(BS$11,$AK76:$AP76,0)),-1,0)*_xlfn.IFS(ISNUMBER($AD76),$AD76,ISNUMBER($AE76),$AE76,ISNUMBER($AF76),$AF76,AND($AD76=0,$AE76=0,$AF76=0),1)","v":0},{"$f":"IF(ISNUMBER(MATCH(BT$11,$AG76:$AJ76,0)),1,0)*IF(ISNUMBER($AF76),(1-$AF76),1) + IF(ISNUMBER(MATCH(BT$11,$AK76:$AP76,0)),-1,0)*_xlfn.IFS(ISNUMBER($AD76),$AD76,ISNUMBER($AE76),$AE76,ISNUMBER($AF76),$AF76,AND($AD76=0,$AE76=0,$AF76=0),1)","v":0},{"$f":"IF(ISNUMBER(MATCH(BU$11,$AG76:$AJ76,0)),1,0)*IF(ISNUMBER($AF76),(1-$AF76),1) + IF(ISNUMBER(MATCH(BU$11,$AK76:$AP76,0)),-1,0)*_xlfn.IFS(ISNUMBER($AD76),$AD76,ISNUMBER($AE76),$AE76,ISNUMBER($AF76),$AF76,AND($AD76=0,$AE76=0,$AF76=0),1)","v":0},{"$f":"IF(ISNUMBER(MATCH(BV$11,$AG76:$AJ76,0)),1,0)*IF(ISNUMBER($AF76),(1-$AF76),1) + IF(ISNUMBER(MATCH(BV$11,$AK76:$AP76,0)),-1,0)*_xlfn.IFS(ISNUMBER($AD76),$AD76,ISNUMBER($AE76),$AE76,ISNUMBER($AF76),$AF76,AND($AD76=0,$AE76=0,$AF76=0),1)","v":0},{"$f":"IF(ISNUMBER(MATCH(BW$11,$AG76:$AJ76,0)),1,0)*IF(ISNUMBER($AF76),(1-$AF76),1) + IF(ISNUMBER(MATCH(BW$11,$AK76:$AP76,0)),-1,0)*_xlfn.IFS(ISNUMBER($AD76),$AD76,ISNUMBER($AE76),$AE76,ISNUMBER($AF76),$AF76,AND($AD76=0,$AE76=0,$AF76=0),1)","v":0},{"$f":"IF(ISNUMBER(MATCH(BX$11,$AG76:$AJ76,0)),1,0)*IF(ISNUMBER($AF76),(1-$AF76),1) + IF(ISNUMBER(MATCH(BX$11,$AK76:$AP76,0)),-1,0)*_xlfn.IFS(ISNUMBER($AD76),$AD76,ISNUMBER($AE76),$AE76,ISNUMBER($AF76),$AF76,AND($AD76=0,$AE76=0,$AF76=0),1)","v":0},{"$f":"IF(ISNUMBER(MATCH(BY$11,$AG76:$AJ76,0)),1,0)*IF(ISNUMBER($AF76),(1-$AF76),1) + IF(ISNUMBER(MATCH(BY$11,$AK76:$AP76,0)),-1,0)*_xlfn.IFS(ISNUMBER($AD76),$AD76,ISNUMBER($AE76),$AE76,ISNUMBER($AF76),$AF76,AND($AD76=0,$AE76=0,$AF76=0),1)","v":0},{"$f":"IF(ISNUMBER(MATCH(BZ$11,$AG76:$AJ76,0)),1,0)*IF(ISNUMBER($AF76),(1-$AF76),1) + IF(ISNUMBER(MATCH(BZ$11,$AK76:$AP76,0)),-1,0)*_xlfn.IFS(ISNUMBER($AD76),$AD76,ISNUMBER($AE76),$AE76,ISNUMBER($AF76),$AF76,AND($AD76=0,$AE76=0,$AF76=0),1)","v":0},{"$f":"IF(ISNUMBER(MATCH(CA$11,$AG76:$AJ76,0)),1,0)*IF(ISNUMBER($AF76),(1-$AF76),1) + IF(ISNUMBER(MATCH(CA$11,$AK76:$AP76,0)),-1,0)*_xlfn.IFS(ISNUMBER($AD76),$AD76,ISNUMBER($AE76),$AE76,ISNUMBER($AF76),$AF76,AND($AD76=0,$AE76=0,$AF76=0),1)","v":0},{"$f":"IF(ISNUMBER(MATCH(CB$11,$AG76:$AJ76,0)),1,0)*IF(ISNUMBER($AF76),(1-$AF76),1) + IF(ISNUMBER(MATCH(CB$11,$AK76:$AP76,0)),-1,0)*_xlfn.IFS(ISNUMBER($AD76),$AD76,ISNUMBER($AE76),$AE76,ISNUMBER($AF76),$AF76,AND($AD76=0,$AE76=0,$AF76=0),1)","v":0},{"$f":"IF(ISNUMBER(MATCH(CC$11,$AG76:$AJ76,0)),1,0)*IF(ISNUMBER($AF76),(1-$AF76),1) + IF(ISNUMBER(MATCH(CC$11,$AK76:$AP76,0)),-1,0)*_xlfn.IFS(ISNUMBER($AD76),$AD76,ISNUMBER($AE76),$AE76,ISNUMBER($AF76),$AF76,AND($AD76=0,$AE76=0,$AF76=0),1)","v":0},{"$f":"IF(ISNUMBER(MATCH(CD$11,$AG76:$AJ76,0)),1,0)*IF(ISNUMBER($AF76),(1-$AF76),1) + IF(ISNUMBER(MATCH(CD$11,$AK76:$AP76,0)),-1,0)*_xlfn.IFS(ISNUMBER($AD76),$AD76,ISNUMBER($AE76),$AE76,ISNUMBER($AF76),$AF76,AND($AD76=0,$AE76=0,$AF76=0),1)","v":0},{"$f":"IF(ISNUMBER(MATCH(CE$11,$AG76:$AJ76,0)),1,0)*IF(ISNUMBER($AF76),(1-$AF76),1) + IF(ISNUMBER(MATCH(CE$11,$AK76:$AP76,0)),-1,0)*_xlfn.IFS(ISNUMBER($AD76),$AD76,ISNUMBER($AE76),$AE76,ISNUMBER($AF76),$AF76,AND($AD76=0,$AE76=0,$AF76=0),1)","v":0},{"$f":"IF(ISNUMBER(MATCH(CF$11,$AG76:$AJ76,0)),1,0)*IF(ISNUMBER($AF76),(1-$AF76),1) + IF(ISNUMBER(MATCH(CF$11,$AK76:$AP76,0)),-1,0)*_xlfn.IFS(ISNUMBER($AD76),$AD76,ISNUMBER($AE76),$AE76,ISNUMBER($AF76),$AF76,AND($AD76=0,$AE76=0,$AF76=0),1)","v":0},{"$f":"IF(ISNUMBER(MATCH(CG$11,$AG76:$AJ76,0)),1,0)*IF(ISNUMBER($AF76),(1-$AF76),1) + IF(ISNUMBER(MATCH(CG$11,$AK76:$AP76,0)),-1,0)*_xlfn.IFS(ISNUMBER($AD76),$AD76,ISNUMBER($AE76),$AE76,ISNUMBER($AF76),$AF76,AND($AD76=0,$AE76=0,$AF76=0),1)","v":0},{"$f":"IF(ISNUMBER(MATCH(CH$11,$AG76:$AJ76,0)),1,0)*IF(ISNUMBER($AF76),(1-$AF76),1) + IF(ISNUMBER(MATCH(CH$11,$AK76:$AP76,0)),-1,0)*_xlfn.IFS(ISNUMBER($AD76),$AD76,ISNUMBER($AE76),$AE76,ISNUMBER($AF76),$AF76,AND($AD76=0,$AE76=0,$AF76=0),1)","v":0},{"$f":"IF(ISNUMBER(MATCH(CI$11,$AG76:$AJ76,0)),1,0)*IF(ISNUMBER($AF76),(1-$AF76),1) + IF(ISNUMBER(MATCH(CI$11,$AK76:$AP76,0)),-1,0)*_xlfn.IFS(ISNUMBER($AD76),$AD76,ISNUMBER($AE76),$AE76,ISNUMBER($AF76),$AF76,AND($AD76=0,$AE76=0,$AF76=0),1)","v":0},{"$f":"IF(ISNUMBER(MATCH(CJ$11,$AG76:$AJ76,0)),1,0)*IF(ISNUMBER($AF76),(1-$AF76),1) + IF(ISNUMBER(MATCH(CJ$11,$AK76:$AP76,0)),-1,0)*_xlfn.IFS(ISNUMBER($AD76),$AD76,ISNUMBER($AE76),$AE76,ISNUMBER($AF76),$AF76,AND($AD76=0,$AE76=0,$AF76=0),1)","v":0},{"$f":"IF(ISNUMBER(MATCH(CK$11,$AG76:$AJ76,0)),1,0)*IF(ISNUMBER($AF76),(1-$AF76),1) + IF(ISNUMBER(MATCH(CK$11,$AK76:$AP76,0)),-1,0)*_xlfn.IFS(ISNUMBER($AD76),$AD76,ISNUMBER($AE76),$AE76,ISNUMBER($AF76),$AF76,AND($AD76=0,$AE76=0,$AF76=0),1)","v":0},{"$f":"IF(ISNUMBER(MATCH(CL$11,$AG76:$AJ76,0)),1,0)*IF(ISNUMBER($AF76),(1-$AF76),1) + IF(ISNUMBER(MATCH(CL$11,$AK76:$AP76,0)),-1,0)*_xlfn.IFS(ISNUMBER($AD76),$AD76,ISNUMBER($AE76),$AE76,ISNUMBER($AF76),$AF76,AND($AD76=0,$AE76=0,$AF76=0),1)","v":0},{"$f":"IF(ISNUMBER(MATCH(CM$11,$AG76:$AJ76,0)),1,0)*IF(ISNUMBER($AF76),(1-$AF76),1) + IF(ISNUMBER(MATCH(CM$11,$AK76:$AP76,0)),-1,0)*_xlfn.IFS(ISNUMBER($AD76),$AD76,ISNUMBER($AE76),$AE76,ISNUMBER($AF76),$AF76,AND($AD76=0,$AE76=0,$AF76=0),1)","v":0},{"$f":"IF(ISNUMBER(MATCH(CN$11,$AG76:$AJ76,0)),1,0)*IF(ISNUMBER($AF76),(1-$AF76),1) + IF(ISNUMBER(MATCH(CN$11,$AK76:$AP76,0)),-1,0)*_xlfn.IFS(ISNUMBER($AD76),$AD76,ISNUMBER($AE76),$AE76,ISNUMBER($AF76),$AF76,AND($AD76=0,$AE76=0,$AF76=0),1)","v":0},{"$f":"IF(ISNUMBER(MATCH(CO$11,$AG76:$AJ76,0)),1,0)*IF(ISNUMBER($AF76),(1-$AF76),1) + IF(ISNUMBER(MATCH(CO$11,$AK76:$AP76,0)),-1,0)*_xlfn.IFS(ISNUMBER($AD76),$AD76,ISNUMBER($AE76),$AE76,ISNUMBER($AF76),$AF76,AND($AD76=0,$AE76=0,$AF76=0),1)","v":0},{"$f":"IF(ISNUMBER(MATCH(CP$11,$AG76:$AJ76,0)),1,0)*IF(ISNUMBER($AF76),(1-$AF76),1) + IF(ISNUMBER(MATCH(CP$11,$AK76:$AP76,0)),-1,0)*_xlfn.IFS(ISNUMBER($AD76),$AD76,ISNUMBER($AE76),$AE76,ISNUMBER($AF76),$AF76,AND($AD76=0,$AE76=0,$AF76=0),1)","v":0},{"$f":"IF(ISNUMBER(MATCH(CQ$11,$AG76:$AJ76,0)),1,0)*IF(ISNUMBER($AF76),(1-$AF76),1) + IF(ISNUMBER(MATCH(CQ$11,$AK76:$AP76,0)),-1,0)*_xlfn.IFS(ISNUMBER($AD76),$AD76,ISNUMBER($AE76),$AE76,ISNUMBER($AF76),$AF76,AND($AD76=0,$AE76=0,$AF76=0),1)","v":0},{"$f":"IF(ISNUMBER(MATCH(CR$11,$AG76:$AJ76,0)),1,0)*IF(ISNUMBER($AF76),(1-$AF76),1) + IF(ISNUMBER(MATCH(CR$11,$AK76:$AP76,0)),-1,0)*_xlfn.IFS(ISNUMBER($AD76),$AD76,ISNUMBER($AE76),$AE76,ISNUMBER($AF76),$AF76,AND($AD76=0,$AE76=0,$AF76=0),1)","v":0},{"$f":"IF(ISNUMBER(MATCH(CS$11,$AG76:$AJ76,0)),1,0)*IF(ISNUMBER($AF76),(1-$AF76),1) + IF(ISNUMBER(MATCH(CS$11,$AK76:$AP76,0)),-1,0)*_xlfn.IFS(ISNUMBER($AD76),$AD76,ISNUMBER($AE76),$AE76,ISNUMBER($AF76),$AF76,AND($AD76=0,$AE76=0,$AF76=0),1)","v":0},{"$f":"IF(ISNUMBER(MATCH(CT$11,$AG76:$AJ76,0)),1,0)*IF(ISNUMBER($AF76),(1-$AF76),1) + IF(ISNUMBER(MATCH(CT$11,$AK76:$AP76,0)),-1,0)*_xlfn.IFS(ISNUMBER($AD76),$AD76,ISNUMBER($AE76),$AE76,ISNUMBER($AF76),$AF76,AND($AD76=0,$AE76=0,$AF76=0),1)","v":0},{"$f":"IF(ISNUMBER(MATCH(CU$11,$AG76:$AJ76,0)),1,0)*IF(ISNUMBER($AF76),(1-$AF76),1) + IF(ISNUMBER(MATCH(CU$11,$AK76:$AP76,0)),-1,0)*_xlfn.IFS(ISNUMBER($AD76),$AD76,ISNUMBER($AE76),$AE76,ISNUMBER($AF76),$AF76,AND($AD76=0,$AE76=0,$AF76=0),1)","v":0},{"$f":"IF(ISNUMBER(MATCH(CV$11,$AG76:$AJ76,0)),1,0)*IF(ISNUMBER($AF76),(1-$AF76),1) + IF(ISNUMBER(MATCH(CV$11,$AK76:$AP76,0)),-1,0)*_xlfn.IFS(ISNUMBER($AD76),$AD76,ISNUMBER($AE76),$AE76,ISNUMBER($AF76),$AF76,AND($AD76=0,$AE76=0,$AF76=0),1)","v":0},{"$f":"IF(ISNUMBER(MATCH(CW$11,$AG76:$AJ76,0)),1,0)*IF(ISNUMBER($AF76),(1-$AF76),1) + IF(ISNUMBER(MATCH(CW$11,$AK76:$AP76,0)),-1,0)*_xlfn.IFS(ISNUMBER($AD76),$AD76,ISNUMBER($AE76),$AE76,ISNUMBER($AF76),$AF76,AND($AD76=0,$AE76=0,$AF76=0),1)","v":0},{"$f":"IF(ISNUMBER(MATCH(CX$11,$AG76:$AJ76,0)),1,0)*IF(ISNUMBER($AF76),(1-$AF76),1) + IF(ISNUMBER(MATCH(CX$11,$AK76:$AP76,0)),-1,0)*_xlfn.IFS(ISNUMBER($AD76),$AD76,ISNUMBER($AE76),$AE76,ISNUMBER($AF76),$AF76,AND($AD76=0,$AE76=0,$AF76=0),1)","v":0},{"$f":"IF(ISNUMBER(MATCH(CY$11,$AG76:$AJ76,0)),1,0)*IF(ISNUMBER($AF76),(1-$AF76),1) + IF(ISNUMBER(MATCH(CY$11,$AK76:$AP76,0)),-1,0)*_xlfn.IFS(ISNUMBER($AD76),$AD76,ISNUMBER($AE76),$AE76,ISNUMBER($AF76),$AF76,AND($AD76=0,$AE76=0,$AF76=0),1)","v":0},{"$f":"IF(ISNUMBER(MATCH(CZ$11,$AG76:$AJ76,0)),1,0)*IF(ISNUMBER($AF76),(1-$AF76),1) + IF(ISNUMBER(MATCH(CZ$11,$AK76:$AP76,0)),-1,0)*_xlfn.IFS(ISNUMBER($AD76),$AD76,ISNUMBER($AE76),$AE76,ISNUMBER($AF76),$AF76,AND($AD76=0,$AE76=0,$AF76=0),1)","v":1},{"$f":"IF(ISNUMBER(MATCH(DA$11,$AG76:$AJ76,0)),1,0)*IF(ISNUMBER($AF76),(1-$AF76),1) + IF(ISNUMBER(MATCH(DA$11,$AK76:$AP76,0)),-1,0)*_xlfn.IFS(ISNUMBER($AD76),$AD76,ISNUMBER($AE76),$AE76,ISNUMBER($AF76),$AF76,AND($AD76=0,$AE76=0,$AF76=0),1)","v":-1},{"$f":"IF(ISNUMBER(MATCH(DB$11,$AG76:$AJ76,0)),1,0)*IF(ISNUMBER($AF76),(1-$AF76),1) + IF(ISNUMBER(MATCH(DB$11,$AK76:$AP76,0)),-1,0)*_xlfn.IFS(ISNUMBER($AD76),$AD76,ISNUMBER($AE76),$AE76,ISNUMBER($AF76),$AF76,AND($AD76=0,$AE76=0,$AF76=0),1)","v":-1},{"$f":"IF(ISNUMBER(MATCH(DC$11,$AG76:$AJ76,0)),1,0)*IF(ISNUMBER($AF76),(1-$AF76),1) + IF(ISNUMBER(MATCH(DC$11,$AK76:$AP76,0)),-1,0)*_xlfn.IFS(ISNUMBER($AD76),$AD76,ISNUMBER($AE76),$AE76,ISNUMBER($AF76),$AF76,AND($AD76=0,$AE76=0,$AF76=0),1)","v":0},{"$f":"IF(ISNUMBER(MATCH(DD$11,$AG76:$AJ76,0)),1,0)*IF(ISNUMBER($AF76),(1-$AF76),1) + IF(ISNUMBER(MATCH(DD$11,$AK76:$AP76,0)),-1,0)*_xlfn.IFS(ISNUMBER($AD76),$AD76,ISNUMBER($AE76),$AE76,ISNUMBER($AF76),$AF76,AND($AD76=0,$AE76=0,$AF76=0),1)","v":0},{"$f":"IF(ISNUMBER(MATCH(DE$11,$AG76:$AJ76,0)),1,0)*IF(ISNUMBER($AF76),(1-$AF76),1) + IF(ISNUMBER(MATCH(DE$11,$AK76:$AP76,0)),-1,0)*_xlfn.IFS(ISNUMBER($AD76),$AD76,ISNUMBER($AE76),$AE76,ISNUMBER($AF76),$AF76,AND($AD76=0,$AE76=0,$AF76=0),1)","v":0},null,0,null,null,null,null,null,null,null,null,null,null,null,11,{"$error":"#N/A"},{"$error":"#N/A"},0,111,21,149,160,178,312,265,844,219,273,534,249,212,391,175,267,220,250,465,0]
[null,null,null,null,null,null,null,null,"CAPEX fit-out",{"$f":"J74*$C$24","v":{"$error":"#N/A"}},{"$f":"K74*$C$24","v":{"$error":"#N/A"}},{"$error":"#N/A"},{"$error":"#N/A"},null,null,null,null,null,"q_hru_fs-amb,ht",0,{"$error":"#N/A"},null,null,null,null,null,null,"Split",null,null,null,1,"q_hru_eco-fc,ht",null,null,null,"q_hru_eco-comp,ht",null,null,null,null,null,null,{"$f":"IF(ISNUMBER(MATCH(AR$11,$AG77:$AJ77,0)),1,0)*IF(ISNUMBER($AF77),(1-$AF77),1) + IF(ISNUMBER(MATCH(AR$11,$AK77:$AP77,0)),-1,0)*_xlfn.IFS(ISNUMBER($AD77),$AD77,ISNUMBER($AE77),$AE77,ISNUMBER($AF77),$AF77,AND($AD77=0,$AE77=0,$AF77=0),1)","v":0},{"$f":"IF(ISNUMBER(MATCH(AS$11,$AG77:$AJ77,0)),1,0)*IF(ISNUMBER($AF77),(1-$AF77),1) + IF(ISNUMBER(MATCH(AS$11,$AK77:$AP77,0)),-1,0)*_xlfn.IFS(ISNUMBER($AD77),$AD77,ISNUMBER($AE77),$AE77,ISNUMBER($AF77),$AF77,AND($AD77=0,$AE77=0,$AF77=0),1)","v":0},{"$f":"IF(ISNUMBER(MATCH(AT$11,$AG77:$AJ77,0)),1,0)*IF(ISNUMBER($AF77),(1-$AF77),1) + IF(ISNUMBER(MATCH(AT$11,$AK77:$AP77,0)),-1,0)*_xlfn.IFS(ISNUMBER($AD77),$AD77,ISNUMBER($AE77),$AE77,ISNUMBER($AF77),$AF77,AND($AD77=0,$AE77=0,$AF77=0),1)","v":0},{"$f":"IF(ISNUMBER(MATCH(AU$11,$AG77:$AJ77,0)),1,0)*IF(ISNUMBER($AF77),(1-$AF77),1) + IF(ISNUMBER(MATCH(AU$11,$AK77:$AP77,0)),-1,0)*_xlfn.IFS(ISNUMBER($AD77),$AD77,ISNUMBER($AE77),$AE77,ISNUMBER($AF77),$AF77,AND($AD77=0,$AE77=0,$AF77=0),1)","v":0},{"$f":"IF(ISNUMBER(MATCH(AV$11,$AG77:$AJ77,0)),1,0)*IF(ISNUMBER($AF77),(1-$AF77),1) + IF(ISNUMBER(MATCH(AV$11,$AK77:$AP77,0)),-1,0)*_xlfn.IFS(ISNUMBER($AD77),$AD77,ISNUMBER($AE77),$AE77,ISNUMBER($AF77),$AF77,AND($AD77=0,$AE77=0,$AF77=0),1)","v":0},{"$f":"IF(ISNUMBER(MATCH(AW$11,$AG77:$AJ77,0)),1,0)*IF(ISNUMBER($AF77),(1-$AF77),1) + IF(ISNUMBER(MATCH(AW$11,$AK77:$AP77,0)),-1,0)*_xlfn.IFS(ISNUMBER($AD77),$AD77,ISNUMBER($AE77),$AE77,ISNUMBER($AF77),$AF77,AND($AD77=0,$AE77=0,$AF77=0),1)","v":0},{"$f":"IF(ISNUMBER(MATCH(AX$11,$AG77:$AJ77,0)),1,0)*IF(ISNUMBER($AF77),(1-$AF77),1) + IF(ISNUMBER(MATCH(AX$11,$AK77:$AP77,0)),-1,0)*_xlfn.IFS(ISNUMBER($AD77),$AD77,ISNUMBER($AE77),$AE77,ISNUMBER($AF77),$AF77,AND($AD77=0,$AE77=0,$AF77=0),1)","v":0},{"$f":"IF(ISNUMBER(MATCH(AY$11,$AG77:$AJ77,0)),1,0)*IF(ISNUMBER($AF77),(1-$AF77),1) + IF(ISNUMBER(MATCH(AY$11,$AK77:$AP77,0)),-1,0)*_xlfn.IFS(ISNUMBER($AD77),$AD77,ISNUMBER($AE77),$AE77,ISNUMBER($AF77),$AF77,AND($AD77=0,$AE77=0,$AF77=0),1)","v":0},{"$f":"IF(ISNUMBER(MATCH(AZ$11,$AG77:$AJ77,0)),1,0)*IF(ISNUMBER($AF77),(1-$AF77),1) + IF(ISNUMBER(MATCH(AZ$11,$AK77:$AP77,0)),-1,0)*_xlfn.IFS(ISNUMBER($AD77),$AD77,ISNUMBER($AE77),$AE77,ISNUMBER($AF77),$AF77,AND($AD77=0,$AE77=0,$AF77=0),1)","v":0},{"$f":"IF(ISNUMBER(MATCH(BA$11,$AG77:$AJ77,0)),1,0)*IF(ISNUMBER($AF77),(1-$AF77),1) + IF(ISNUMBER(MATCH(BA$11,$AK77:$AP77,0)),-1,0)*_xlfn.IFS(ISNUMBER($AD77),$AD77,ISNUMBER($AE77),$AE77,ISNUMBER($AF77),$AF77,AND($AD77=0,$AE77=0,$AF77=0),1)","v":0},{"$f":"IF(ISNUMBER(MATCH(BB$11,$AG77:$AJ77,0)),1,0)*IF(ISNUMBER($AF77),(1-$AF77),1) + IF(ISNUMBER(MATCH(BB$11,$AK77:$AP77,0)),-1,0)*_xlfn.IFS(ISNUMBER($AD77),$AD77,ISNUMBER($AE77),$AE77,ISNUMBER($AF77),$AF77,AND($AD77=0,$AE77=0,$AF77=0),1)","v":0},{"$f":"IF(ISNUMBER(MATCH(BC$11,$AG77:$AJ77,0)),1,0)*IF(ISNUMBER($AF77),(1-$AF77),1) + IF(ISNUMBER(MATCH(BC$11,$AK77:$AP77,0)),-1,0)*_xlfn.IFS(ISNUMBER($AD77),$AD77,ISNUMBER($AE77),$AE77,ISNUMBER($AF77),$AF77,AND($AD77=0,$AE77=0,$AF77=0),1)","v":0},{"$f":"IF(ISNUMBER(MATCH(BD$11,$AG77:$AJ77,0)),1,0)*IF(ISNUMBER($AF77),(1-$AF77),1) + IF(ISNUMBER(MATCH(BD$11,$AK77:$AP77,0)),-1,0)*_xlfn.IFS(ISNUMBER($AD77),$AD77,ISNUMBER($AE77),$AE77,ISNUMBER($AF77),$AF77,AND($AD77=0,$AE77=0,$AF77=0),1)","v":0},{"$f":"IF(ISNUMBER(MATCH(BE$11,$AG77:$AJ77,0)),1,0)*IF(ISNUMBER($AF77),(1-$AF77),1) + IF(ISNUMBER(MATCH(BE$11,$AK77:$AP77,0)),-1,0)*_xlfn.IFS(ISNUMBER($AD77),$AD77,ISNUMBER($AE77),$AE77,ISNUMBER($AF77),$AF77,AND($AD77=0,$AE77=0,$AF77=0),1)","v":0},{"$f":"IF(ISNUMBER(MATCH(BF$11,$AG77:$AJ77,0)),1,0)*IF(ISNUMBER($AF77),(1-$AF77),1) + IF(ISNUMBER(MATCH(BF$11,$AK77:$AP77,0)),-1,0)*_xlfn.IFS(ISNUMBER($AD77),$AD77,ISNUMBER($AE77),$AE77,ISNUMBER($AF77),$AF77,AND($AD77=0,$AE77=0,$AF77=0),1)","v":0},{"$f":"IF(ISNUMBER(MATCH(BG$11,$AG77:$AJ77,0)),1,0)*IF(ISNUMBER($AF77),(1-$AF77),1) + IF(ISNUMBER(MATCH(BG$11,$AK77:$AP77,0)),-1,0)*_xlfn.IFS(ISNUMBER($AD77),$AD77,ISNUMBER($AE77),$AE77,ISNUMBER($AF77),$AF77,AND($AD77=0,$AE77=0,$AF77=0),1)","v":0},{"$f":"IF(ISNUMBER(MATCH(BH$11,$AG77:$AJ77,0)),1,0)*IF(ISNUMBER($AF77),(1-$AF77),1) + IF(ISNUMBER(MATCH(BH$11,$AK77:$AP77,0)),-1,0)*_xlfn.IFS(ISNUMBER($AD77),$AD77,ISNUMBER($AE77),$AE77,ISNUMBER($AF77),$AF77,AND($AD77=0,$AE77=0,$AF77=0),1)","v":0},{"$f":"IF(ISNUMBER(MATCH(BI$11,$AG77:$AJ77,0)),1,0)*IF(ISNUMBER($AF77),(1-$AF77),1) + IF(ISNUMBER(MATCH(BI$11,$AK77:$AP77,0)),-1,0)*_xlfn.IFS(ISNUMBER($AD77),$AD77,ISNUMBER($AE77),$AE77,ISNUMBER($AF77),$AF77,AND($AD77=0,$AE77=0,$AF77=0),1)","v":0},{"$f":"IF(ISNUMBER(MATCH(BJ$11,$AG77:$AJ77,0)),1,0)*IF(ISNUMBER($AF77),(1-$AF77),1) + IF(ISNUMBER(MATCH(BJ$11,$AK77:$AP77,0)),-1,0)*_xlfn.IFS(ISNUMBER($AD77),$AD77,ISNUMBER($AE77),$AE77,ISNUMBER($AF77),$AF77,AND($AD77=0,$AE77=0,$AF77=0),1)","v":0},{"$f":"IF(ISNUMBER(MATCH(BK$11,$AG77:$AJ77,0)),1,0)*IF(ISNUMBER($AF77),(1-$AF77),1) + IF(ISNUMBER(MATCH(BK$11,$AK77:$AP77,0)),-1,0)*_xlfn.IFS(ISNUMBER($AD77),$AD77,ISNUMBER($AE77),$AE77,ISNUMBER($AF77),$AF77,AND($AD77=0,$AE77=0,$AF77=0),1)","v":0},{"$f":"IF(ISNUMBER(MATCH(BL$11,$AG77:$AJ77,0)),1,0)*IF(ISNUMBER($AF77),(1-$AF77),1) + IF(ISNUMBER(MATCH(BL$11,$AK77:$AP77,0)),-1,0)*_xlfn.IFS(ISNUMBER($AD77),$AD77,ISNUMBER($AE77),$AE77,ISNUMBER($AF77),$AF77,AND($AD77=0,$AE77=0,$AF77=0),1)","v":0},{"$f":"IF(ISNUMBER(MATCH(BM$11,$AG77:$AJ77,0)),1,0)*IF(ISNUMBER($AF77),(1-$AF77),1) + IF(ISNUMBER(MATCH(BM$11,$AK77:$AP77,0)),-1,0)*_xlfn.IFS(ISNUMBER($AD77),$AD77,ISNUMBER($AE77),$AE77,ISNUMBER($AF77),$AF77,AND($AD77=0,$AE77=0,$AF77=0),1)","v":0},{"$f":"IF(ISNUMBER(MATCH(BN$11,$AG77:$AJ77,0)),1,0)*IF(ISNUMBER($AF77),(1-$AF77),1) + IF(ISNUMBER(MATCH(BN$11,$AK77:$AP77,0)),-1,0)*_xlfn.IFS(ISNUMBER($AD77),$AD77,ISNUMBER($AE77),$AE77,ISNUMBER($AF77),$AF77,AND($AD77=0,$AE77=0,$AF77=0),1)","v":0},{"$f":"IF(ISNUMBER(MATCH(BO$11,$AG77:$AJ77,0)),1,0)*IF(ISNUMBER($AF77),(1-$AF77),1) + IF(ISNUMBER(MATCH(BO$11,$AK77:$AP77,0)),-1,0)*_xlfn.IFS(ISNUMBER($AD77),$AD77,ISNUMBER($AE77),$AE77,ISNUMBER($AF77),$AF77,AND($AD77=0,$AE77=0,$AF77=0),1)","v":0},{"$f":"IF(ISNUMBER(MATCH(BP$11,$AG77:$AJ77,0)),1,0)*IF(ISNUMBER($AF77),(1-$AF77),1) + IF(ISNUMBER(MATCH(BP$11,$AK77:$AP77,0)),-1,0)*_xlfn.IFS(ISNUMBER($AD77),$AD77,ISNUMBER($AE77),$AE77,ISNUMBER($AF77),$AF77,AND($AD77=0,$AE77=0,$AF77=0),1)","v":0},{"$f":"IF(ISNUMBER(MATCH(BQ$11,$AG77:$AJ77,0)),1,0)*IF(ISNUMBER($AF77),(1-$AF77),1) + IF(ISNUMBER(MATCH(BQ$11,$AK77:$AP77,0)),-1,0)*_xlfn.IFS(ISNUMBER($AD77),$AD77,ISNUMBER($AE77),$AE77,ISNUMBER($AF77),$AF77,AND($AD77=0,$AE77=0,$AF77=0),1)","v":0},{"$f":"IF(ISNUMBER(MATCH(BR$11,$AG77:$AJ77,0)),1,0)*IF(ISNUMBER($AF77),(1-$AF77),1) + IF(ISNUMBER(MATCH(BR$11,$AK77:$AP77,0)),-1,0)*_xlfn.IFS(ISNUMBER($AD77),$AD77,ISNUMBER($AE77),$AE77,ISNUMBER($AF77),$AF77,AND($AD77=0,$AE77=0,$AF77=0),1)","v":0},{"$f":"IF(ISNUMBER(MATCH(BS$11,$AG77:$AJ77,0)),1,0)*IF(ISNUMBER($AF77),(1-$AF77),1) + IF(ISNUMBER(MATCH(BS$11,$AK77:$AP77,0)),-1,0)*_xlfn.IFS(ISNUMBER($AD77),$AD77,ISNUMBER($AE77),$AE77,ISNUMBER($AF77),$AF77,AND($AD77=0,$AE77=0,$AF77=0),1)","v":0},{"$f":"IF(ISNUMBER(MATCH(BT$11,$AG77:$AJ77,0)),1,0)*IF(ISNUMBER($AF77),(1-$AF77),1) + IF(ISNUMBER(MATCH(BT$11,$AK77:$AP77,0)),-1,0)*_xlfn.IFS(ISNUMBER($AD77),$AD77,ISNUMBER($AE77),$AE77,ISNUMBER($AF77),$AF77,AND($AD77=0,$AE77=0,$AF77=0),1)","v":0},{"$f":"IF(ISNUMBER(MATCH(BU$11,$AG77:$AJ77,0)),1,0)*IF(ISNUMBER($AF77),(1-$AF77),1) + IF(ISNUMBER(MATCH(BU$11,$AK77:$AP77,0)),-1,0)*_xlfn.IFS(ISNUMBER($AD77),$AD77,ISNUMBER($AE77),$AE77,ISNUMBER($AF77),$AF77,AND($AD77=0,$AE77=0,$AF77=0),1)","v":0},{"$f":"IF(ISNUMBER(MATCH(BV$11,$AG77:$AJ77,0)),1,0)*IF(ISNUMBER($AF77),(1-$AF77),1) + IF(ISNUMBER(MATCH(BV$11,$AK77:$AP77,0)),-1,0)*_xlfn.IFS(ISNUMBER($AD77),$AD77,ISNUMBER($AE77),$AE77,ISNUMBER($AF77),$AF77,AND($AD77=0,$AE77=0,$AF77=0),1)","v":0},{"$f":"IF(ISNUMBER(MATCH(BW$11,$AG77:$AJ77,0)),1,0)*IF(ISNUMBER($AF77),(1-$AF77),1) + IF(ISNUMBER(MATCH(BW$11,$AK77:$AP77,0)),-1,0)*_xlfn.IFS(ISNUMBER($AD77),$AD77,ISNUMBER($AE77),$AE77,ISNUMBER($AF77),$AF77,AND($AD77=0,$AE77=0,$AF77=0),1)","v":0},{"$f":"IF(ISNUMBER(MATCH(BX$11,$AG77:$AJ77,0)),1,0)*IF(ISNUMBER($AF77),(1-$AF77),1) + IF(ISNUMBER(MATCH(BX$11,$AK77:$AP77,0)),-1,0)*_xlfn.IFS(ISNUMBER($AD77),$AD77,ISNUMBER($AE77),$AE77,ISNUMBER($AF77),$AF77,AND($AD77=0,$AE77=0,$AF77=0),1)","v":0},{"$f":"IF(ISNUMBER(MATCH(BY$11,$AG77:$AJ77,0)),1,0)*IF(ISNUMBER($AF77),(1-$AF77),1) + IF(ISNUMBER(MATCH(BY$11,$AK77:$AP77,0)),-1,0)*_xlfn.IFS(ISNUMBER($AD77),$AD77,ISNUMBER($AE77),$AE77,ISNUMBER($AF77),$AF77,AND($AD77=0,$AE77=0,$AF77=0),1)","v":0},{"$f":"IF(ISNUMBER(MATCH(BZ$11,$AG77:$AJ77,0)),1,0)*IF(ISNUMBER($AF77),(1-$AF77),1) + IF(ISNUMBER(MATCH(BZ$11,$AK77:$AP77,0)),-1,0)*_xlfn.IFS(ISNUMBER($AD77),$AD77,ISNUMBER($AE77),$AE77,ISNUMBER($AF77),$AF77,AND($AD77=0,$AE77=0,$AF77=0),1)","v":0},{"$f":"IF(ISNUMBER(MATCH(CA$11,$AG77:$AJ77,0)),1,0)*IF(ISNUMBER($AF77),(1-$AF77),1) + IF(ISNUMBER(MATCH(CA$11,$AK77:$AP77,0)),-1,0)*_xlfn.IFS(ISNUMBER($AD77),$AD77,ISNUMBER($AE77),$AE77,ISNUMBER($AF77),$AF77,AND($AD77=0,$AE77=0,$AF77=0),1)","v":0},{"$f":"IF(ISNUMBER(MATCH(CB$11,$AG77:$AJ77,0)),1,0)*IF(ISNUMBER($AF77),(1-$AF77),1) + IF(ISNUMBER(MATCH(CB$11,$AK77:$AP77,0)),-1,0)*_xlfn.IFS(ISNUMBER($AD77),$AD77,ISNUMBER($AE77),$AE77,ISNUMBER($AF77),$AF77,AND($AD77=0,$AE77=0,$AF77=0),1)","v":0},{"$f":"IF(ISNUMBER(MATCH(CC$11,$AG77:$AJ77,0)),1,0)*IF(ISNUMBER($AF77),(1-$AF77),1) + IF(ISNUMBER(MATCH(CC$11,$AK77:$AP77,0)),-1,0)*_xlfn.IFS(ISNUMBER($AD77),$AD77,ISNUMBER($AE77),$AE77,ISNUMBER($AF77),$AF77,AND($AD77=0,$AE77=0,$AF77=0),1)","v":0},{"$f":"IF(ISNUMBER(MATCH(CD$11,$AG77:$AJ77,0)),1,0)*IF(ISNUMBER($AF77),(1-$AF77),1) + IF(ISNUMBER(MATCH(CD$11,$AK77:$AP77,0)),-1,0)*_xlfn.IFS(ISNUMBER($AD77),$AD77,ISNUMBER($AE77),$AE77,ISNUMBER($AF77),$AF77,AND($AD77=0,$AE77=0,$AF77=0),1)","v":0},{"$f":"IF(ISNUMBER(MATCH(CE$11,$AG77:$AJ77,0)),1,0)*IF(ISNUMBER($AF77),(1-$AF77),1) + IF(ISNUMBER(MATCH(CE$11,$AK77:$AP77,0)),-1,0)*_xlfn.IFS(ISNUMBER($AD77),$AD77,ISNUMBER($AE77),$AE77,ISNUMBER($AF77),$AF77,AND($AD77=0,$AE77=0,$AF77=0),1)","v":0},{"$f":"IF(ISNUMBER(MATCH(CF$11,$AG77:$AJ77,0)),1,0)*IF(ISNUMBER($AF77),(1-$AF77),1) + IF(ISNUMBER(MATCH(CF$11,$AK77:$AP77,0)),-1,0)*_xlfn.IFS(ISNUMBER($AD77),$AD77,ISNUMBER($AE77),$AE77,ISNUMBER($AF77),$AF77,AND($AD77=0,$AE77=0,$AF77=0),1)","v":0},{"$f":"IF(ISNUMBER(MATCH(CG$11,$AG77:$AJ77,0)),1,0)*IF(ISNUMBER($AF77),(1-$AF77),1) + IF(ISNUMBER(MATCH(CG$11,$AK77:$AP77,0)),-1,0)*_xlfn.IFS(ISNUMBER($AD77),$AD77,ISNUMBER($AE77),$AE77,ISNUMBER($AF77),$AF77,AND($AD77=0,$AE77=0,$AF77=0),1)","v":0},{"$f":"IF(ISNUMBER(MATCH(CH$11,$AG77:$AJ77,0)),1,0)*IF(ISNUMBER($AF77),(1-$AF77),1) + IF(ISNUMBER(MATCH(CH$11,$AK77:$AP77,0)),-1,0)*_xlfn.IFS(ISNUMBER($AD77),$AD77,ISNUMBER($AE77),$AE77,ISNUMBER($AF77),$AF77,AND($AD77=0,$AE77=0,$AF77=0),1)","v":0},{"$f":"IF(ISNUMBER(MATCH(CI$11,$AG77:$AJ77,0)),1,0)*IF(ISNUMBER($AF77),(1-$AF77),1) + IF(ISNUMBER(MATCH(CI$11,$AK77:$AP77,0)),-1,0)*_xlfn.IFS(ISNUMBER($AD77),$AD77,ISNUMBER($AE77),$AE77,ISNUMBER($AF77),$AF77,AND($AD77=0,$AE77=0,$AF77=0),1)","v":0},{"$f":"IF(ISNUMBER(MATCH(CJ$11,$AG77:$AJ77,0)),1,0)*IF(ISNUMBER($AF77),(1-$AF77),1) + IF(ISNUMBER(MATCH(CJ$11,$AK77:$AP77,0)),-1,0)*_xlfn.IFS(ISNUMBER($AD77),$AD77,ISNUMBER($AE77),$AE77,ISNUMBER($AF77),$AF77,AND($AD77=0,$AE77=0,$AF77=0),1)","v":0},{"$f":"IF(ISNUMBER(MATCH(CK$11,$AG77:$AJ77,0)),1,0)*IF(ISNUMBER($AF77),(1-$AF77),1) + IF(ISNUMBER(MATCH(CK$11,$AK77:$AP77,0)),-1,0)*_xlfn.IFS(ISNUMBER($AD77),$AD77,ISNUMBER($AE77),$AE77,ISNUMBER($AF77),$AF77,AND($AD77=0,$AE77=0,$AF77=0),1)","v":0},{"$f":"IF(ISNUMBER(MATCH(CL$11,$AG77:$AJ77,0)),1,0)*IF(ISNUMBER($AF77),(1-$AF77),1) + IF(ISNUMBER(MATCH(CL$11,$AK77:$AP77,0)),-1,0)*_xlfn.IFS(ISNUMBER($AD77),$AD77,ISNUMBER($AE77),$AE77,ISNUMBER($AF77),$AF77,AND($AD77=0,$AE77=0,$AF77=0),1)","v":0},{"$f":"IF(ISNUMBER(MATCH(CM$11,$AG77:$AJ77,0)),1,0)*IF(ISNUMBER($AF77),(1-$AF77),1) + IF(ISNUMBER(MATCH(CM$11,$AK77:$AP77,0)),-1,0)*_xlfn.IFS(ISNUMBER($AD77),$AD77,ISNUMBER($AE77),$AE77,ISNUMBER($AF77),$AF77,AND($AD77=0,$AE77=0,$AF77=0),1)","v":0},{"$f":"IF(ISNUMBER(MATCH(CN$11,$AG77:$AJ77,0)),1,0)*IF(ISNUMBER($AF77),(1-$AF77),1) + IF(ISNUMBER(MATCH(CN$11,$AK77:$AP77,0)),-1,0)*_xlfn.IFS(ISNUMBER($AD77),$AD77,ISNUMBER($AE77),$AE77,ISNUMBER($AF77),$AF77,AND($AD77=0,$AE77=0,$AF77=0),1)","v":0},{"$f":"IF(ISNUMBER(MATCH(CO$11,$AG77:$AJ77,0)),1,0)*IF(ISNUMBER($AF77),(1-$AF77),1) + IF(ISNUMBER(MATCH(CO$11,$AK77:$AP77,0)),-1,0)*_xlfn.IFS(ISNUMBER($AD77),$AD77,ISNUMBER($AE77),$AE77,ISNUMBER($AF77),$AF77,AND($AD77=0,$AE77=0,$AF77=0),1)","v":0},{"$f":"IF(ISNUMBER(MATCH(CP$11,$AG77:$AJ77,0)),1,0)*IF(ISNUMBER($AF77),(1-$AF77),1) + IF(ISNUMBER(MATCH(CP$11,$AK77:$AP77,0)),-1,0)*_xlfn.IFS(ISNUMBER($AD77),$AD77,ISNUMBER($AE77),$AE77,ISNUMBER($AF77),$AF77,AND($AD77=0,$AE77=0,$AF77=0),1)","v":0},{"$f":"IF(ISNUMBER(MATCH(CQ$11,$AG77:$AJ77,0)),1,0)*IF(ISNUMBER($AF77),(1-$AF77),1) + IF(ISNUMBER(MATCH(CQ$11,$AK77:$AP77,0)),-1,0)*_xlfn.IFS(ISNUMBER($AD77),$AD77,ISNUMBER($AE77),$AE77,ISNUMBER($AF77),$AF77,AND($AD77=0,$AE77=0,$AF77=0),1)","v":0},{"$f":"IF(ISNUMBER(MATCH(CR$11,$AG77:$AJ77,0)),1,0)*IF(ISNUMBER($AF77),(1-$AF77),1) + IF(ISNUMBER(MATCH(CR$11,$AK77:$AP77,0)),-1,0)*_xlfn.IFS(ISNUMBER($AD77),$AD77,ISNUMBER($AE77),$AE77,ISNUMBER($AF77),$AF77,AND($AD77=0,$AE77=0,$AF77=0),1)","v":0},{"$f":"IF(ISNUMBER(MATCH(CS$11,$AG77:$AJ77,0)),1,0)*IF(ISNUMBER($AF77),(1-$AF77),1) + IF(ISNUMBER(MATCH(CS$11,$AK77:$AP77,0)),-1,0)*_xlfn.IFS(ISNUMBER($AD77),$AD77,ISNUMBER($AE77),$AE77,ISNUMBER($AF77),$AF77,AND($AD77=0,$AE77=0,$AF77=0),1)","v":0},{"$f":"IF(ISNUMBER(MATCH(CT$11,$AG77:$AJ77,0)),1,0)*IF(ISNUMBER($AF77),(1-$AF77),1) + IF(ISNUMBER(MATCH(CT$11,$AK77:$AP77,0)),-1,0)*_xlfn.IFS(ISNUMBER($AD77),$AD77,ISNUMBER($AE77),$AE77,ISNUMBER($AF77),$AF77,AND($AD77=0,$AE77=0,$AF77=0),1)","v":0},{"$f":"IF(ISNUMBER(MATCH(CU$11,$AG77:$AJ77,0)),1,0)*IF(ISNUMBER($AF77),(1-$AF77),1) + IF(ISNUMBER(MATCH(CU$11,$AK77:$AP77,0)),-1,0)*_xlfn.IFS(ISNUMBER($AD77),$AD77,ISNUMBER($AE77),$AE77,ISNUMBER($AF77),$AF77,AND($AD77=0,$AE77=0,$AF77=0),1)","v":0},{"$f":"IF(ISNUMBER(MATCH(CV$11,$AG77:$AJ77,0)),1,0)*IF(ISNUMBER($AF77),(1-$AF77),1) + IF(ISNUMBER(MATCH(CV$11,$AK77:$AP77,0)),-1,0)*_xlfn.IFS(ISNUMBER($AD77),$AD77,ISNUMBER($AE77),$AE77,ISNUMBER($AF77),$AF77,AND($AD77=0,$AE77=0,$AF77=0),1)","v":0},{"$f":"IF(ISNUMBER(MATCH(CW$11,$AG77:$AJ77,0)),1,0)*IF(ISNUMBER($AF77),(1-$AF77),1) + IF(ISNUMBER(MATCH(CW$11,$AK77:$AP77,0)),-1,0)*_xlfn.IFS(ISNUMBER($AD77),$AD77,ISNUMBER($AE77),$AE77,ISNUMBER($AF77),$AF77,AND($AD77=0,$AE77=0,$AF77=0),1)","v":0},{"$f":"IF(ISNUMBER(MATCH(CX$11,$AG77:$AJ77,0)),1,0)*IF(ISNUMBER($AF77),(1-$AF77),1) + IF(ISNUMBER(MATCH(CX$11,$AK77:$AP77,0)),-1,0)*_xlfn.IFS(ISNUMBER($AD77),$AD77,ISNUMBER($AE77),$AE77,ISNUMBER($AF77),$AF77,AND($AD77=0,$AE77=0,$AF77=0),1)","v":0},{"$f":"IF(ISNUMBER(MATCH(CY$11,$AG77:$AJ77,0)),1,0)*IF(ISNUMBER($AF77),(1-$AF77),1) + IF(ISNUMBER(MATCH(CY$11,$AK77:$AP77,0)),-1,0)*_xlfn.IFS(ISNUMBER($AD77),$AD77,ISNUMBER($AE77),$AE77,ISNUMBER($AF77),$AF77,AND($AD77=0,$AE77=0,$AF77=0),1)","v":0},{"$f":"IF(ISNUMBER(MATCH(CZ$11,$AG77:$AJ77,0)),1,0)*IF(ISNUMBER($AF77),(1-$AF77),1) + IF(ISNUMBER(MATCH(CZ$11,$AK77:$AP77,0)),-1,0)*_xlfn.IFS(ISNUMBER($AD77),$AD77,ISNUMBER($AE77),$AE77,ISNUMBER($AF77),$AF77,AND($AD77=0,$AE77=0,$AF77=0),1)","v":0},{"$f":"IF(ISNUMBER(MATCH(DA$11,$AG77:$AJ77,0)),1,0)*IF(ISNUMBER($AF77),(1-$AF77),1) + IF(ISNUMBER(MATCH(DA$11,$AK77:$AP77,0)),-1,0)*_xlfn.IFS(ISNUMBER($AD77),$AD77,ISNUMBER($AE77),$AE77,ISNUMBER($AF77),$AF77,AND($AD77=0,$AE77=0,$AF77=0),1)","v":-1},{"$f":"IF(ISNUMBER(MATCH(DB$11,$AG77:$AJ77,0)),1,0)*IF(ISNUMBER($AF77),(1-$AF77),1) + IF(ISNUMBER(MATCH(DB$11,$AK77:$AP77,0)),-1,0)*_xlfn.IFS(ISNUMBER($AD77),$AD77,ISNUMBER($AE77),$AE77,ISNUMBER($AF77),$AF77,AND($AD77=0,$AE77=0,$AF77=0),1)","v":0},{"$f":"IF(ISNUMBER(MATCH(DC$11,$AG77:$AJ77,0)),1,0)*IF(ISNUMBER($AF77),(1-$AF77),1) + IF(ISNUMBER(MATCH(DC$11,$AK77:$AP77,0)),-1,0)*_xlfn.IFS(ISNUMBER($AD77),$AD77,ISNUMBER($AE77),$AE77,ISNUMBER($AF77),$AF77,AND($AD77=0,$AE77=0,$AF77=0),1)","v":0},{"$f":"IF(ISNUMBER(MATCH(DD$11,$AG77:$AJ77,0)),1,0)*IF(ISNUMBER($AF77),(1-$AF77),1) + IF(ISNUMBER(MATCH(DD$11,$AK77:$AP77,0)),-1,0)*_xlfn.IFS(ISNUMBER($AD77),$AD77,ISNUMBER($AE77),$AE77,ISNUMBER($AF77),$AF77,AND($AD77=0,$AE77=0,$AF77=0),1)","v":0},{"$f":"IF(ISNUMBER(MATCH(DE$11,$AG77:$AJ77,0)),1,0)*IF(ISNUMBER($AF77),(1-$AF77),1) + IF(ISNUMBER(MATCH(DE$11,$AK77:$AP77,0)),-1,0)*_xlfn.IFS(ISNUMBER($AD77),$AD77,ISNUMBER($AE77),$AE77,ISNUMBER($AF77),$AF77,AND($AD77=0,$AE77=0,$AF77=0),1)","v":0},null,{"$f":"AC77+0","v":0},null,null,null,null,null,null,null,null,null,null,null,12,{"$error":"#N/A"},{"$error":"#N/A"},0,138,40,157,194,235,283,271,1063,197,247,503,238,199,436,187,305,179,280,478,0]
[null,"Annual Revenue Required to Break Even",50556585.287005134,"<< Run Goal seek to set E106 to 0, by changing cell C78",null,null,null,null,"CAPEX total",{"$f":"SUM(J75:J77)","v":{"$error":"#N/A"}},{"$error":"#N/A"},{"$error":"#N/A"},{"$error":"#N/A"},null,null,null,null,null,null,null,null,null,null,null,null,null,null,null,null,null,null,null,null,null,null,null,null,null,null,null,null,null,null,null,null,null,null,null,null,null,null,null,null,null,null,null,null,null,null,null,null,null,null,null,null,null,null,null,null,null,null,null,null,null,null,null,null,null,null,null,null,null,null,null,null,null,null,null,null,null,null,null,null,null,null,null,null,null,null,null,null,null,null,null,null,null,null,null,null,null,null,null,null,null,null,null,null,null,null,null,null,null,13,{"$error":"#N/A"},{"$error":"#N/A"},0,173,70,226,194,226,299,275,1225,185,242,528,203,207,435,199,268,214,302,425,0]
[null,"Monthly Revenue Required per kW of Critical Power",{"$f":"C78/G17/12","v":{"$error":"#N/A"}},null,null,null,null,null,null,{"$f":"IF(J65>0.000000000001,J66/J65,)","v":{"$error":"#N/A"}},{"$f":"IF(K65>0.000000000001,K66/K65,)","v":{"$error":"#N/A"}},{"$f":"IF(L65>0.000000000001,L66/L65,)","v":{"$error":"#N/A"}},{"$f":"IF(M65>0.000000000001,M66/M65,)","v":{"$error":"#N/A"}},null,null,null,null,null,"PowerCrit",{"$f":"SUMPRODUCT(TRANSPOSE($AR79:$DE79),T$12:T$77)","v":0},{"$f":"SUMPRODUCT(TRANSPOSE($AR79:$DE79),U$12:U$77)","v":{"$error":"#N/A"}},{"$f":"SUMPRODUCT(TRANSPOSE($AR79:$DE79),_xlfn.ANCHORARRAY(V$12))","v":{"$error":"#N/A"}},{"$f":"SUMPRODUCT(TRANSPOSE($AR79:$DE79),_xlfn.ANCHORARRAY(W$12))","v":{"$error":"#N/A"}},{"$f":"SUMPRODUCT(TRANSPOSE($AR79:$DE79),_xlfn.ANCHORARRAY(X$12))","v":{"$error":"#N/A"}},null,null,null,null,null,null,null,null,"e_crit_u-tx",null,null,null,"q_crit_tx-amb","e_crit_swb-drms","e_crit_ups-drms","e_crit_ups-hru,lt","e_crit_ups-hru,ht","q_crit_ch-amb",null,{"$f":"IF(ISNUMBER(MATCH(AR$11,$AG79:$AJ79,0)),1,0) + IF(ISNUMBER(MATCH(AR$11,$AK79:$AP79,0)),-1,0)","v":1},{"$f":"IF(ISNUMBER(MATCH(AS$11,$AG79:$AJ79,0)),1,0) + IF(ISNUMBER(MATCH(AS$11,$AK79:$AP79,0)),-1,0)","v":0},-1,-1,0,0,0,-1,-1,-1,0,-1,0,0,0,0,0,0,0,0,0,0,0,0,0,0,0,0,0,0,0,0,0,0,0,0,0,0,0,0,0,0,0,0,0,0,0,0,0,0,0,0,0,0,0,0,0,0,0,0,0,0,0,0,0,{"$f":"IF(ISNUMBER(MATCH(DE$11,$AG79:$AJ79,0)),1,0) + IF(ISNUMBER(MATCH(DE$11,$AK79:$AP79,0)),-1,0)","v":0},null,null,null,null,null,null,null,null,null,null,null,null,null,14,{"$error":"#N/A"},{"$error":"#N/A"},0,182,79,244,259,247,266,292,1046,200,232,421,183,209,438,192,232,190,308,411,0]
[null,null,null,null,null,null,null,null,null,null,null,null,null,null,null,null,null,null,"PowerMech",{"$f":"SUMPRODUCT(TRANSPOSE($AR80:$DE80),T$12:T$77)","v":0},{"$f":"SUMPRODUCT(TRANSPOSE($AR80:$DE80),U$12:U$77)","v":{"$error":"#N/A"}},{"$f":"SUMPRODUCT(TRANSPOSE($AR80:$DE80),_xlfn.ANCHORARRAY(V$12))","v":{"$error":"#N/A"}},{"$f":"SUMPRODUCT(TRANSPOSE($AR80:$DE80),_xlfn.ANCHORARRAY(W$12))","v":{"$error":"#N/A"}},{"$f":"SUMPRODUCT(TRANSPOSE($AR80:$DE80),_xlfn.ANCHORARRAY(X$12))","v":{"$error":"#N/A"}},null,null,null,null,null,null,null,null,"e_mech_u-tx",null,null,null,"q_mech_tx-amb","e_mech_swb-hru,lt","e_mech_swb-hru,ht","q_mech_swb-amb",null,null,null,{"$f":"IF(ISNUMBER(MATCH(AR$11,$AG80:$AJ80,0)),1,0) + IF(ISNUMBER(MATCH(AR$11,$AK80:$AP80,0)),-1,0)","v":0},0,0,0,0,0,0,0,0,0,0,0,1,0,-1,-1,-1,-1,0,0,0,0,0,0,0,0,0,0,0,0,0,0,0,0,0,0,0,0,0,0,0,0,0,0,0,0,0,0,0,0,0,0,0,0,0,0,0,0,0,0,0,0,0,0,0,0,null,null,null,null,null,null,null,null,null,null,null,null,null,15,{"$error":"#N/A"},{"$error":"#N/A"},0,213,96,227,257,211,268,306,855,202,231,381,186,189,420,246,254,234,262,467,0]
[null,null,null,null,null,null,null,null,null,"HRU, Air",null,null,{"$f":"C15","v":"Benchmark  Case"},"HRU, Liquid",null,null,{"$f":"C16","v":0},null,"DataRooms",{"$f":"SUMPRODUCT(TRANSPOSE($AR81:$DE81),T$12:T$77)","v":0},{"$f":"SUMPRODUCT(TRANSPOSE($AR81:$DE81),U$12:U$77)","v":{"$error":"#N/A"}},{"$f":"SUMPRODUCT(TRANSPOSE($AR81:$DE81),_xlfn.ANCHORARRAY(V$12))","v":{"$error":"#N/A"}},{"$f":"SUMPRODUCT(TRANSPOSE($AR81:$DE81),_xlfn.ANCHORARRAY(W$12))","v":{"$error":"#N/A"}},{"$f":"SUMPRODUCT(TRANSPOSE($AR81:$DE81),_xlfn.ANCHORARRAY(X$12))","v":{"$error":"#N/A"}},null,null,null,null,null,null,null,null,"e_crit_ups-drms","e_crit_swb-drms",null,null,"q_drms-hru,lt","q_drms-hru,ht",null,null,null,null,null,0,0,0,1,0,0,0,1,0,0,0,0,0,0,0,0,0,0,0,0,0,0,0,0,0,0,0,0,0,0,0,0,0,0,0,0,0,0,-1,-1,0,0,0,0,0,0,0,0,0,0,0,0,0,0,0,0,0,0,0,0,0,0,0,0,0,0,null,null,null,null,null,null,null,null,null,null,null,null,null,16,{"$error":"#N/A"},{"$error":"#N/A"},0,217,121,252,263,251,290,314,608,237,205,338,205,170,322,279,226,234,243,500,0]
[null,null,null,null,null,null,null,null,null,"Pump","Compressor","FreeCooler","Fans","Pump","Compressor","FreeCooler","Fans",null,"DataRoom1",{"$f":"SUMPRODUCT(TRANSPOSE($AR82:$DE82),T$12:T$77)","v":0},{"$f":"SUMPRODUCT(TRANSPOSE($AR82:$DE82),U$12:U$77)","v":{"$error":"#N/A"}},{"$f":"SUMPRODUCT(TRANSPOSE($AR82:$DE82),_xlfn.ANCHORARRAY(V$12))","v":{"$error":"#N/A"}},{"$f":"SUMPRODUCT(TRANSPOSE($AR82:$DE82),_xlfn.ANCHORARRAY(W$12))","v":{"$error":"#N/A"}},{"$f":"SUMPRODUCT(TRANSPOSE($AR82:$DE82),_xlfn.ANCHORARRAY(X$12))","v":{"$error":"#N/A"}},null,null,null,null,null,null,null,null,"e_drms_crit-dr1","e_drms_oh-dr1",null,null,"q_drms_dr1-hru,lt","q_drms_dr1-hru,ht",null,null,null,null,null,0,0,0,0,0,0,0,0,0,0,0,0,0,0,0,0,0,0,1,1,0,0,0,0,0,0,0,0,0,-1,-1,0,0,0,0,0,0,0,0,0,0,0,0,0,0,0,0,0,0,0,0,0,0,0,0,0,0,0,0,0,0,0,0,0,0,0,null,null,null,null,null,null,null,null,null,null,null,null,null,17,{"$error":"#N/A"},{"$error":"#N/A"},0,225,162,268,239,226,242,304,436,221,251,311,195,146,311,272,213,220,230,441,0]
[null,null,null,"Expenses","Break Even Analysis","Cumulative",null,null,"type",{"$f":"INDEX(c_configs[],MATCH(J82,c_configs[Cooling],0),MATCH($M$81,c_configs[#Headers],0))","v":{"$error":"#N/A"}},{"$f":"INDEX(c_configs[],MATCH(K82,c_configs[Cooling],0),MATCH($M$81,c_configs[#Headers],0))","v":{"$error":"#N/A"}},{"$f":"INDEX(c_configs[],MATCH(L82,c_configs[Cooling],0),MATCH($M$81,c_configs[#Headers],0))","v":{"$error":"#N/A"}},{"$f":"INDEX(c_configs[],MATCH(M82,c_configs[Cooling],0),MATCH($M$81,c_configs[#Headers],0))","v":{"$error":"#N/A"}},{"$f":"INDEX(c_configs[],MATCH(N82,c_configs[Cooling],0),MATCH($Q$81,c_configs[#Headers],0))","v":{"$error":"#N/A"}},{"$f":"INDEX(c_configs[],MATCH(O82,c_configs[Cooling],0),MATCH($Q$81,c_configs[#Headers],0))","v":{"$error":"#N/A"}},{"$f":"INDEX(c_configs[],MATCH(P82,c_configs[Cooling],0),MATCH($Q$81,c_configs[#Headers],0))","v":{"$error":"#N/A"}},{"$f":"INDEX(c_configs[],MATCH(Q82,c_configs[Cooling],0),MATCH($Q$81,c_configs[#Headers],0))","v":{"$error":"#N/A"}},null,"DataRoom2",{"$f":"SUMPRODUCT(TRANSPOSE($AR83:$DE83),T$12:T$77)","v":0},{"$f":"SUMPRODUCT(TRANSPOSE($AR83:$DE83),U$12:U$77)","v":{"$error":"#N/A"}},{"$f":"SUMPRODUCT(TRANSPOSE($AR83:$DE83),_xlfn.ANCHORARRAY(V$12))","v":{"$error":"#N/A"}},{"$f":"SUMPRODUCT(TRANSPOSE($AR83:$DE83),_xlfn.ANCHORARRAY(W$12))","v":{"$error":"#N/A"}},{"$f":"SUMPRODUCT(TRANSPOSE($AR83:$DE83),_xlfn.ANCHORARRAY(X$12))","v":{"$error":"#N/A"}},null,null,null,null,null,null,null,null,"e_drms_crit-dr2","e_drms_oh-dr2",null,null,"q_drms_dr2-hru,lt","q_drms_dr2-hru,ht",null,null,null,null,null,0,0,0,0,0,0,0,0,0,0,0,0,0,0,0,0,0,0,0,0,0,1,1,0,0,0,0,0,0,0,0,-1,-1,0,0,0,0,0,0,0,0,0,0,0,0,0,0,0,0,0,0,0,0,0,0,0,0,0,0,0,{"$f":"IF(ISNUMBER(MATCH(CZ$11,$AG83:$AJ83,0)),1,0) + IF(ISNUMBER(MATCH(CZ$11,$AK83:$AP83,0)),-1,0)","v":0},0,0,0,0,0,null,null,null,null,null,null,null,null,null,null,null,null,null,18,{"$error":"#N/A"},{"$error":"#N/A"},0,243,179,252,283,241,230,289,311,220,297,269,240,136,260,298,200,233,224,367,0]
[null,null,0,{"$f":"C72","v":{"$error":"#N/A"}},{"$f":"IF(D84=0,0,D84+C$78)","v":{"$error":"#N/A"}},{"$f":"E84","v":{"$error":"#N/A"}},null,null,"load",{"$f":"J104","v":{"$error":"#N/A"}},{"$error":"#N/A"},{"$error":"#N/A"},{"$error":"#N/A"},{"$error":"#N/A"},{"$error":"#N/A"},{"$error":"#N/A"},{"$error":"#N/A"},null,"DataRoom3",{"$f":"SUMPRODUCT(TRANSPOSE($AR84:$DE84),T$12:T$77)","v":0},{"$f":"SUMPRODUCT(TRANSPOSE($AR84:$DE84),U$12:U$77)","v":{"$error":"#N/A"}},{"$f":"SUMPRODUCT(TRANSPOSE($AR84:$DE84),_xlfn.ANCHORARRAY(V$12))","v":{"$error":"#N/A"}},{"$f":"SUMPRODUCT(TRANSPOSE($AR84:$DE84),_xlfn.ANCHORARRAY(W$12))","v":{"$error":"#N/A"}},{"$f":"SUMPRODUCT(TRANSPOSE($AR84:$DE84),_xlfn.ANCHORARRAY(X$12))","v":{"$error":"#N/A"}},null,null,null,null,null,null,null,null,"e_drms_crit-dr3","e_drms_oh-dr3",null,null,"q_drms_dr3-hru,lt","q_drms_dr3-hru,ht",null,null,null,null,null,0,0,0,0,0,0,0,0,0,0,0,0,0,0,0,0,{"$f":"IF(ISNUMBER(MATCH(BH$11,$AG84:$AJ84,0)),1,0) + IF(ISNUMBER(MATCH(BH$11,$AK84:$AP84,0)),-1,0)","v":0},0,0,0,0,0,0,0,1,1,0,0,0,0,0,0,0,-1,-1,0,0,0,0,0,0,0,0,0,0,0,0,0,0,0,0,0,0,0,0,0,0,0,0,0,0,0,0,0,0,0,null,null,null,null,null,null,null,null,null,null,null,null,null,19,{"$f":"IF(DS84<=$DL$13,1,0)","v":{"$error":"#N/A"}},{"$f":"IF(DS84<=$DL$14,1,0)","v":{"$error":"#N/A"}},0,238,264,237,275,240,242,318,219,265,323,214,251,152,214,321,166,246,185,322,0]
[null,null,1,{"$f":"IF($C85<=C$36,C$73,0)+IF($C85<=C$31,C$74+C$76,0)+IF($C85<=C$32,C$75,0)","v":{"$error":"#N/A"}},{"$error":"#N/A"},{"$f":"F84+E85","v":{"$error":"#N/A"}},null,null,"overhead",{"$error":"#N/A"},{"$error":"#N/A"},{"$error":"#N/A"},{"$error":"#N/A"},{"$error":"#N/A"},{"$error":"#N/A"},{"$error":"#N/A"},{"$error":"#N/A"},null,"DataRoom4",{"$f":"SUMPRODUCT(TRANSPOSE($AR85:$DE85),T$12:T$77)","v":0},{"$f":"SUMPRODUCT(TRANSPOSE($AR85:$DE85),U$12:U$77)","v":{"$error":"#N/A"}},{"$f":"SUMPRODUCT(TRANSPOSE($AR85:$DE85),_xlfn.ANCHORARRAY(V$12))","v":{"$error":"#N/A"}},{"$f":"SUMPRODUCT(TRANSPOSE($AR85:$DE85),_xlfn.ANCHORARRAY(W$12))","v":{"$error":"#N/A"}},{"$f":"SUMPRODUCT(TRANSPOSE($AR85:$DE85),_xlfn.ANCHORARRAY(X$12))","v":{"$error":"#N/A"}},null,null,null,null,null,null,null,null,"e_drms_crit-dr4","e_drms_oh-dr4",null,null,"q_drms_dr4-hru,lt","q_drms_dr4-hru,ht",null,null,null,null,null,0,0,0,0,0,0,0,0,0,0,0,0,0,0,0,0,0,0,0,0,0,0,0,0,0,0,0,1,1,0,0,0,0,0,0,-1,-1,0,0,0,0,0,0,0,0,0,0,0,0,0,0,0,0,0,0,0,0,0,0,0,0,0,0,0,0,0,null,null,null,null,null,null,null,null,null,null,null,null,null,{"$f":"DS84+1","v":20},{"$error":"#N/A"},{"$error":"#N/A"},0,253,352,206,290,255,255,322,159,293,307,192,255,134,190,318,173,247,148,250,0]
[null,null,2,{"$error":"#N/A"},{"$error":"#N/A"},{"$f":"F85+E86","v":{"$error":"#N/A"}},null,null,"area",null,null,null,{"$f":"M114","v":{"$error":"#N/A"}},null,null,null,{"$f":"Q114","v":{"$error":"#N/A"}},null,"HRU,lt",{"$f":"SUMPRODUCT(TRANSPOSE($AR86:$DE86),T$12:T$77)","v":0},{"$f":"SUMPRODUCT(TRANSPOSE($AR86:$DE86),U$12:U$77)","v":{"$error":"#N/A"}},{"$f":"SUMPRODUCT(TRANSPOSE($AR86:$DE86),_xlfn.ANCHORARRAY(V$12))","v":{"$error":"#N/A"}},{"$f":"SUMPRODUCT(TRANSPOSE($AR86:$DE86),_xlfn.ANCHORARRAY(W$12))","v":{"$error":"#N/A"}},{"$f":"SUMPRODUCT(TRANSPOSE($AR86:$DE86),_xlfn.ANCHORARRAY(X$12))","v":{"$error":"#N/A"}},null,null,null,null,null,null,null,null,"q_drms-hru,lt","e_crit_ups-hru,lt","e_mech_swb-hru,lt",null,"q_hru_fs-amb,lt",null,null,null,null,null,null,0,0,0,0,0,0,0,0,1,0,0,0,0,0,0,1,0,0,0,0,0,0,0,0,0,0,0,0,0,0,0,0,0,0,0,0,0,0,1,0,0,0,0,0,0,0,0,0,0,0,0,0,0,0,0,0,-1,0,0,0,0,0,0,0,0,0,null,null,null,null,null,null,null,null,null,null,null,null,null,21,{"$error":"#N/A"},{"$error":"#N/A"},0,259,495,234,332,245,283,294,91,244,312,174,245,144,152,335,125,252,100,248,0]
[null,null,3,{"$error":"#N/A"},{"$error":"#N/A"},{"$error":"#N/A"},null,null,"water",null,null,null,{"$f":"M107","v":{"$error":"#N/A"}},null,null,null,{"$f":"Q107","v":{"$error":"#N/A"}},null,"HRU,ht",{"$f":"SUMPRODUCT(TRANSPOSE($AR87:$DE87),T$12:T$77)","v":0},{"$f":"SUMPRODUCT(TRANSPOSE($AR87:$DE87),U$12:U$77)","v":{"$error":"#N/A"}},{"$f":"SUMPRODUCT(TRANSPOSE($AR87:$DE87),_xlfn.ANCHORARRAY(V$12))","v":{"$error":"#N/A"}},{"$f":"SUMPRODUCT(TRANSPOSE($AR87:$DE87),_xlfn.ANCHORARRAY(W$12))","v":{"$error":"#N/A"}},{"$f":"SUMPRODUCT(TRANSPOSE($AR87:$DE87),_xlfn.ANCHORARRAY(X$12))","v":{"$error":"#N/A"}},null,null,null,null,null,null,null,null,"q_drms-hru,ht","e_crit_ups-hru,ht","e_mech_swb-hru,ht",null,"q_hru_fs-amb,ht",null,null,null,null,null,null,0,0,0,0,0,0,0,0,0,1,0,0,0,0,0,0,1,0,0,0,0,0,0,0,0,0,0,0,0,0,0,0,0,0,0,0,0,0,0,1,0,0,0,0,0,0,0,0,0,0,0,0,0,0,0,0,0,0,0,0,0,0,0,0,0,-1,null,null,null,null,null,null,null,null,null,null,null,null,null,22,{"$error":"#N/A"},{"$error":"#N/A"},0,281,497,202,425,256,359,343,75,255,324,152,300,131,117,281,124,203,98,205,0]
[null,null,4,{"$error":"#N/A"},{"$error":"#N/A"},{"$error":"#N/A"},null,null,"CAPEX",null,null,null,{"$f":"M118","v":{"$error":"#N/A"}},null,null,null,{"$f":"Q118","v":{"$error":"#N/A"}},null,null,null,null,null,null,null,null,null,null,null,null,null,null,null,null,null,null,null,null,null,null,null,null,null,null,null,null,null,null,null,null,null,null,null,null,null,null,null,null,null,null,null,null,null,null,null,null,null,null,null,null,null,null,null,null,null,null,null,null,null,null,null,null,null,null,null,null,null,null,null,null,null,null,null,null,null,null,null,null,null,null,null,null,null,null,null,null,null,null,null,null,null,null,null,null,null,null,null,null,null,null,null,null,null,23,{"$error":"#N/A"},{"$error":"#N/A"},1,268,594,218,436,297,343,328,51,276,313,141,310,121,112,278,108,178,62,138,0]
[null,null,5,{"$error":"#N/A"},{"$error":"#N/A"},{"$error":"#N/A"},null,null,"OPEX",null,null,null,{"$f":"M112","v":{"$error":"#N/A"}},null,null,null,{"$f":"Q112","v":{"$error":"#N/A"}},null,null,null,null,null,null,null,null,null,null,null,null,null,null,null,null,null,null,null,null,null,null,null,null,null,null,{"$f":"AR12","v":1},{"$f":"AS12","v":-1},-1,0,0,0,0,0,0,0,0,0,0,0,0,0,0,0,0,0,0,0,0,0,0,0,0,0,0,0,0,0,0,0,0,0,0,0,0,0,0,0,0,0,0,0,0,0,0,0,0,0,0,0,0,0,0,0,0,0,0,0,0,0,0,{"$f":"DE12","v":0},null,null,null,null,null,null,null,null,null,null,null,null,null,24,{"$error":"#N/A"},{"$error":"#N/A"},221,254,742,244,442,283,282,293,36,302,280,118,282,110,104,198,88,164,44,118,0]
[null,null,6,{"$error":"#N/A"},{"$error":"#N/A"},{"$error":"#N/A"},null,null,null,null,null,null,null,null,null,null,null,null,null,null,null,null,null,null,null,null,null,null,null,null,null,null,null,null,null,null,null,null,null,null,null,null,null,{"$f":"AR13","v":{"$error":"#N/A"}},{"$error":"#N/A"},{"$error":"#N/A"},{"$error":"#N/A"},{"$error":"#N/A"},{"$error":"#N/A"},{"$error":"#N/A"},{"$error":"#N/A"},{"$error":"#N/A"},{"$error":"#N/A"},{"$error":"#N/A"},{"$error":"#N/A"},{"$error":"#N/A"},{"$error":"#N/A"},{"$error":"#N/A"},{"$error":"#N/A"},{"$error":"#N/A"},{"$error":"#N/A"},{"$error":"#N/A"},{"$error":"#N/A"},{"$error":"#N/A"},{"$error":"#N/A"},{"$error":"#N/A"},{"$error":"#N/A"},{"$error":"#N/A"},{"$error":"#N/A"},{"$error":"#N/A"},{"$error":"#N/A"},{"$error":"#N/A"},{"$error":"#N/A"},{"$error":"#N/A"},{"$error":"#N/A"},{"$error":"#N/A"},{"$error":"#N/A"},{"$error":"#N/A"},{"$error":"#N/A"},{"$error":"#N/A"},{"$error":"#N/A"},{"$error":"#N/A"},{"$error":"#N/A"},{"$error":"#N/A"},{"$error":"#N/A"},{"$error":"#N/A"},{"$error":"#N/A"},{"$error":"#N/A"},{"$error":"#N/A"},{"$error":"#N/A"},{"$error":"#N/A"},{"$error":"#N/A"},{"$error":"#N/A"},{"$error":"#N/A"},{"$error":"#N/A"},{"$error":"#N/A"},{"$error":"#N/A"},{"$error":"#N/A"},{"$error":"#N/A"},{"$error":"#N/A"},{"$error":"#N/A"},{"$error":"#N/A"},{"$error":"#N/A"},{"$error":"#N/A"},{"$error":"#N/A"},{"$error":"#N/A"},{"$error":"#N/A"},{"$error":"#N/A"},{"$error":"#N/A"},null,null,null,null,null,null,null,null,null,null,null,null,null,25,{"$error":"#N/A"},{"$error":"#N/A"},1321,274,916,254,548,314,292,274,18,263,237,83,229,121,92,141,92,119,18,106,80]
[null,null,7,{"$error":"#N/A"},{"$error":"#N/A"},{"$error":"#N/A"},null,2,"Capacity",null,null,null,{"$f":"HLOOKUP(M$83,INDIRECT(M$82&\"[#All]\"),$H91,FALSE)","v":{"$error":"#N/A"}},null,null,null,{"$f":"HLOOKUP(Q$83,INDIRECT(Q$82&\"[#All]\"),$H91,FALSE)","v":{"$error":"#N/A"}},null,null,null,null,null,null,null,null,null,null,null,null,null,null,null,null,null,null,null,null,null,null,null,null,null,null,0,1,0,-1,-1,-1,-1,0,0,0,0,0,0,0,0,0,0,0,0,0,0,0,0,0,0,0,0,0,0,0,0,0,0,0,0,0,0,0,0,0,0,0,0,0,0,0,0,0,0,0,0,0,0,0,0,0,0,0,0,0,0,0,0,0,0,0,null,null,null,null,null,null,null,null,null,null,null,null,null,26,{"$error":"#N/A"},{"$error":"#N/A"},1835,305,992,248,617,270,285,276,4,276,226,63,191,122,75,111,95,94,6,89,1352]
[null,null,8,{"$error":"#N/A"},{"$error":"#N/A"},{"$error":"#N/A"},null,{"$f":"H91+1","v":3},"Fixed area",null,null,null,{"$f":"HLOOKUP(M$83,INDIRECT(M$82&\"[#All]\"),$H92,FALSE)","v":{"$error":"#N/A"}},null,null,null,{"$f":"HLOOKUP(Q$83,INDIRECT(Q$82&\"[#All]\"),$H92,FALSE)","v":{"$error":"#N/A"}},null,null,null,null,null,null,null,null,null,null,null,null,null,null,null,null,null,null,null,null,null,null,null,null,null,null,{"$error":"#N/A"},{"$error":"#N/A"},{"$error":"#N/A"},{"$error":"#N/A"},{"$error":"#N/A"},{"$error":"#N/A"},{"$error":"#N/A"},{"$error":"#N/A"},{"$error":"#N/A"},{"$error":"#N/A"},{"$error":"#N/A"},{"$error":"#N/A"},{"$error":"#N/A"},{"$error":"#N/A"},{"$error":"#N/A"},{"$error":"#N/A"},{"$error":"#N/A"},{"$error":"#N/A"},{"$error":"#N/A"},{"$error":"#N/A"},{"$error":"#N/A"},{"$error":"#N/A"},{"$error":"#N/A"},{"$error":"#N/A"},{"$error":"#N/A"},{"$error":"#N/A"},{"$error":"#N/A"},{"$error":"#N/A"},{"$error":"#N/A"},{"$error":"#N/A"},{"$error":"#N/A"},{"$error":"#N/A"},{"$error":"#N/A"},{"$error":"#N/A"},{"$error":"#N/A"},{"$error":"#N/A"},{"$error":"#N/A"},{"$error":"#N/A"},{"$error":"#N/A"},{"$error":"#N/A"},{"$error":"#N/A"},{"$error":"#N/A"},{"$error":"#N/A"},{"$error":"#N/A"},{"$error":"#N/A"},{"$error":"#N/A"},{"$error":"#N/A"},{"$error":"#N/A"},{"$error":"#N/A"},{"$error":"#N/A"},{"$error":"#N/A"},{"$error":"#N/A"},{"$error":"#N/A"},{"$error":"#N/A"},{"$error":"#N/A"},{"$error":"#N/A"},{"$error":"#N/A"},{"$error":"#N/A"},{"$error":"#N/A"},{"$error":"#N/A"},{"$error":"#N/A"},{"$error":"#N/A"},{"$error":"#N/A"},{"$error":"#N/A"},{"$error":"#N/A"},{"$error":"#N/A"},null,null,null,null,null,null,null,null,null,null,null,null,null,27,{"$error":"#N/A"},{"$error":"#N/A"},1535,304,1033,215,571,284,302,252,5,256,224,56,214,103,43,91,116,58,1,64,2433]
[null,null,9,{"$error":"#N/A"},{"$error":"#N/A"},{"$error":"#N/A"},null,{"$f":"H92+1","v":4},"Proportional area",null,null,null,{"$f":"HLOOKUP(M$83,INDIRECT(M$82&\"[#All]\"),$H93,FALSE)","v":{"$error":"#N/A"}},null,null,null,{"$f":"HLOOKUP(Q$83,INDIRECT(Q$82&\"[#All]\"),$H93,FALSE)","v":{"$error":"#N/A"}},null,null,null,null,null,null,null,null,null,null,null,null,null,null,null,null,null,null,null,null,null,null,null,null,null,null,0,0,0,0,1,0,0,-1,-1,-1,-1,0,0,0,0,0,0,0,0,0,0,0,0,0,0,0,0,0,0,0,{"$f":"BV16","v":0},0,0,0,0,0,0,0,0,0,0,0,0,0,0,0,0,0,0,0,0,0,0,0,0,0,0,0,0,0,0,0,0,0,0,0,null,null,null,null,null,null,null,null,null,null,null,null,null,28,{"$error":"#N/A"},{"$error":"#N/A"},1144,313,635,243,396,304,289,257,4,219,218,68,160,85,35,41,86,76,3,49,2706]
[null,null,10,{"$error":"#N/A"},{"$error":"#N/A"},{"$error":"#N/A"},null,5,"Fixed cost",null,null,null,{"$f":"HLOOKUP(M$83,INDIRECT(M$82&\"[#All]\"),$H94,FALSE)","v":{"$error":"#N/A"}},null,null,null,{"$f":"HLOOKUP(Q$83,INDIRECT(Q$82&\"[#All]\"),$H94,FALSE)","v":{"$error":"#N/A"}},null,null,null,null,null,null,null,null,null,null,null,null,null,null,null,null,null,null,null,null,null,null,null,null,null,null,{"$error":"#N/A"},{"$error":"#N/A"},{"$error":"#N/A"},{"$error":"#N/A"},{"$error":"#N/A"},{"$error":"#N/A"},{"$error":"#N/A"},{"$error":"#N/A"},{"$error":"#N/A"},{"$error":"#N/A"},{"$error":"#N/A"},{"$error":"#N/A"},{"$error":"#N/A"},{"$error":"#N/A"},{"$error":"#N/A"},{"$error":"#N/A"},{"$f":"BH17","v":{"$error":"#N/A"}},{"$error":"#N/A"},{"$error":"#N/A"},{"$error":"#N/A"},{"$error":"#N/A"},{"$error":"#N/A"},{"$error":"#N/A"},{"$error":"#N/A"},{"$error":"#N/A"},{"$error":"#N/A"},{"$error":"#N/A"},{"$error":"#N/A"},{"$error":"#N/A"},{"$error":"#N/A"},{"$error":"#N/A"},{"$error":"#N/A"},{"$error":"#N/A"},{"$error":"#N/A"},{"$error":"#N/A"},{"$error":"#N/A"},{"$error":"#N/A"},{"$error":"#N/A"},{"$error":"#N/A"},{"$error":"#N/A"},{"$error":"#N/A"},{"$error":"#N/A"},{"$error":"#N/A"},{"$error":"#N/A"},{"$error":"#N/A"},{"$error":"#N/A"},{"$error":"#N/A"},{"$error":"#N/A"},{"$error":"#N/A"},{"$error":"#N/A"},{"$error":"#N/A"},{"$error":"#N/A"},{"$error":"#N/A"},{"$error":"#N/A"},{"$error":"#N/A"},{"$error":"#N/A"},{"$error":"#N/A"},{"$error":"#N/A"},{"$error":"#N/A"},{"$error":"#N/A"},{"$error":"#N/A"},{"$error":"#N/A"},{"$error":"#N/A"},{"$error":"#N/A"},{"$error":"#N/A"},{"$error":"#N/A"},null,null,null,null,null,null,null,null,null,null,null,null,null,29,{"$error":"#N/A"},{"$error":"#N/A"},1023,357,529,263,345,297,245,238,1,198,188,44,89,43,28,23,73,52,2,39,1786]
[null,null,11,{"$error":"#N/A"},{"$error":"#N/A"},{"$error":"#N/A"},null,6,"Proportional cost",null,null,null,{"$f":"HLOOKUP(M$83,INDIRECT(M$82&\"[#All]\"),$H95,FALSE)","v":{"$error":"#N/A"}},null,null,null,{"$f":"HLOOKUP(Q$83,INDIRECT(Q$82&\"[#All]\"),$H95,FALSE)","v":{"$error":"#N/A"}},null,null,null,null,null,null,null,null,null,null,null,null,null,null,null,null,null,null,null,null,null,null,null,null,null,null,0,0,0,0,0,1,1,0,0,0,1,-1,0,0,0,0,0,0,0,0,0,0,0,0,0,0,0,0,0,0,0,0,0,0,0,0,0,0,0,0,0,0,0,0,0,0,0,0,0,0,0,0,0,0,0,0,0,0,0,0,0,0,0,0,0,0,null,null,null,null,null,null,null,null,null,null,null,null,null,30,{"$error":"#N/A"},{"$error":"#N/A"},810,361,466,302,223,305,213,233,0,164,189,32,90,28,18,21,50,22,0,21,401]
[null,null,12,{"$error":"#N/A"},{"$error":"#N/A"},{"$error":"#N/A"},null,7,"Proportional losses",null,null,null,null,null,null,null,null,null,null,null,null,null,null,null,null,null,null,null,null,null,null,null,null,null,null,null,null,null,null,null,null,null,null,{"$error":"#N/A"},{"$error":"#N/A"},{"$error":"#N/A"},{"$error":"#N/A"},{"$error":"#N/A"},{"$error":"#N/A"},{"$error":"#N/A"},{"$error":"#N/A"},{"$error":"#N/A"},{"$error":"#N/A"},{"$error":"#N/A"},{"$error":"#N/A"},{"$error":"#N/A"},{"$error":"#N/A"},{"$error":"#N/A"},{"$error":"#N/A"},{"$error":"#N/A"},{"$error":"#N/A"},{"$error":"#N/A"},{"$error":"#N/A"},{"$error":"#N/A"},{"$error":"#N/A"},{"$error":"#N/A"},{"$error":"#N/A"},{"$error":"#N/A"},{"$error":"#N/A"},{"$error":"#N/A"},{"$error":"#N/A"},{"$error":"#N/A"},{"$error":"#N/A"},{"$error":"#N/A"},{"$error":"#N/A"},{"$error":"#N/A"},{"$error":"#N/A"},{"$error":"#N/A"},{"$error":"#N/A"},{"$error":"#N/A"},{"$error":"#N/A"},{"$error":"#N/A"},{"$error":"#N/A"},{"$error":"#N/A"},{"$error":"#N/A"},{"$error":"#N/A"},{"$error":"#N/A"},{"$error":"#N/A"},{"$error":"#N/A"},{"$error":"#N/A"},{"$error":"#N/A"},{"$error":"#N/A"},{"$error":"#N/A"},{"$error":"#N/A"},{"$error":"#N/A"},{"$error":"#N/A"},{"$error":"#N/A"},{"$error":"#N/A"},{"$error":"#N/A"},{"$error":"#N/A"},{"$error":"#N/A"},{"$error":"#N/A"},{"$error":"#N/A"},{"$error":"#N/A"},{"$error":"#N/A"},{"$error":"#N/A"},{"$error":"#N/A"},{"$error":"#N/A"},{"$error":"#N/A"},null,null,null,null,null,null,null,null,null,null,null,null,null,31,{"$error":"#N/A"},{"$error":"#N/A"},602,331,284,263,191,307,187,197,0,151,182,18,54,14,9,14,32,21,0,12,2]
[null,null,13,{"$error":"#N/A"},{"$error":"#N/A"},{"$error":"#N/A"},null,8,"COP",{"$f":"HLOOKUP(J$83,INDIRECT(J$82&\"[#All]\"),$H97,FALSE)","v":{"$error":"#N/A"}},{"$error":"#N/A"},{"$error":"#N/A"},{"$error":"#N/A"},{"$error":"#N/A"},{"$error":"#N/A"},{"$error":"#N/A"},{"$error":"#N/A"},null,null,null,null,null,null,null,null,null,null,null,null,null,null,null,null,null,null,null,null,null,null,null,null,null,null,0,0,0,0,0,0,0,0,0,0,0,0,1,-1,-1,0,0,0,0,0,0,0,0,0,0,0,0,0,0,0,0,0,0,0,0,0,0,0,0,0,0,0,0,0,0,0,0,0,0,0,0,0,0,0,0,0,0,0,0,0,0,0,0,0,0,0,null,null,null,null,null,null,null,null,null,null,null,null,null,32,{"$error":"#N/A"},{"$error":"#N/A"},224,314,116,295,190,283,169,182,0,127,116,29,27,10,10,4,28,11,0,7,0]
[null,null,14,{"$error":"#N/A"},{"$error":"#N/A"},{"$error":"#N/A"},null,9,"Heat rejection to air-side",null,null,null,null,null,null,null,null,null,null,null,null,null,null,null,null,null,null,null,null,null,null,null,null,null,null,null,null,null,null,null,null,null,null,{"$error":"#N/A"},{"$error":"#N/A"},{"$error":"#N/A"},{"$error":"#N/A"},{"$error":"#N/A"},{"$error":"#N/A"},{"$error":"#N/A"},{"$error":"#N/A"},{"$error":"#N/A"},{"$error":"#N/A"},{"$error":"#N/A"},{"$error":"#N/A"},{"$error":"#N/A"},{"$error":"#N/A"},{"$error":"#N/A"},{"$error":"#N/A"},{"$error":"#N/A"},{"$error":"#N/A"},{"$error":"#N/A"},{"$error":"#N/A"},{"$error":"#N/A"},{"$error":"#N/A"},{"$error":"#N/A"},{"$error":"#N/A"},{"$error":"#N/A"},{"$error":"#N/A"},{"$error":"#N/A"},{"$error":"#N/A"},{"$error":"#N/A"},{"$error":"#N/A"},{"$error":"#N/A"},{"$error":"#N/A"},{"$error":"#N/A"},{"$error":"#N/A"},{"$error":"#N/A"},{"$error":"#N/A"},{"$error":"#N/A"},{"$error":"#N/A"},{"$error":"#N/A"},{"$error":"#N/A"},{"$error":"#N/A"},{"$error":"#N/A"},{"$error":"#N/A"},{"$error":"#N/A"},{"$error":"#N/A"},{"$error":"#N/A"},{"$error":"#N/A"},{"$error":"#N/A"},{"$error":"#N/A"},{"$error":"#N/A"},{"$error":"#N/A"},{"$error":"#N/A"},{"$error":"#N/A"},{"$error":"#N/A"},{"$error":"#N/A"},{"$error":"#N/A"},{"$error":"#N/A"},{"$error":"#N/A"},{"$error":"#N/A"},{"$error":"#N/A"},{"$error":"#N/A"},{"$error":"#N/A"},{"$error":"#N/A"},{"$error":"#N/A"},{"$error":"#N/A"},{"$error":"#N/A"},null,null,null,null,null,null,null,null,null,null,null,null,null,33,{"$error":"#N/A"},{"$error":"#N/A"},41,319,9,294,181,273,116,179,0,115,62,16,27,0,11,4,19,1,0,1,0]
[null,null,15,{"$error":"#N/A"},{"$error":"#N/A"},{"$error":"#N/A"},null,10,"Critical workload efficiency",null,null,null,null,null,null,null,null,null,null,null,null,null,null,null,null,null,null,null,null,null,null,null,null,null,null,null,null,null,null,null,null,null,null,0,0,0,0,0,0,0,0,0,0,0,0,0,1,0,-1,-1,-1,0,0,0,0,0,0,0,0,{"$f":"BR22","v":0},0,0,0,0,0,0,0,0,0,0,0,0,0,0,0,0,0,0,0,0,0,0,0,0,0,0,0,0,0,0,0,0,0,0,0,0,0,0,0,null,null,null,null,null,null,null,null,null,null,null,null,null,34,{"$error":"#N/A"},{"$error":"#N/A"},2,271,3,265,162,254,122,179,0,73,45,14,11,0,0,0,3,0,0,3,0]
[null,null,16,{"$error":"#N/A"},{"$error":"#N/A"},{"$error":"#N/A"},null,11,"Fixed water usage",null,null,null,{"$f":"HLOOKUP(M$83,INDIRECT(M$82&\"[#All]\"),$H100,FALSE)","v":{"$error":"#N/A"}},null,null,null,{"$f":"HLOOKUP(Q$83,INDIRECT(Q$82&\"[#All]\"),$H100,FALSE)","v":{"$error":"#N/A"}},null,null,null,null,null,null,null,null,null,null,null,null,null,null,null,null,null,null,null,null,null,null,null,null,null,null,{"$error":"#N/A"},{"$error":"#N/A"},{"$error":"#N/A"},{"$error":"#N/A"},{"$error":"#N/A"},{"$error":"#N/A"},{"$error":"#N/A"},{"$error":"#N/A"},{"$error":"#N/A"},{"$error":"#N/A"},{"$error":"#N/A"},{"$error":"#N/A"},{"$error":"#N/A"},{"$error":"#N/A"},{"$error":"#N/A"},{"$error":"#N/A"},{"$f":"BH23","v":{"$error":"#N/A"}},{"$error":"#N/A"},{"$error":"#N/A"},{"$error":"#N/A"},{"$error":"#N/A"},{"$error":"#N/A"},{"$error":"#N/A"},{"$error":"#N/A"},{"$error":"#N/A"},{"$error":"#N/A"},{"$error":"#N/A"},{"$error":"#N/A"},{"$error":"#N/A"},{"$error":"#N/A"},{"$error":"#N/A"},{"$error":"#N/A"},{"$error":"#N/A"},{"$error":"#N/A"},{"$error":"#N/A"},{"$error":"#N/A"},{"$error":"#N/A"},{"$error":"#N/A"},{"$error":"#N/A"},{"$error":"#N/A"},{"$error":"#N/A"},{"$error":"#N/A"},{"$error":"#N/A"},{"$error":"#N/A"},{"$error":"#N/A"},{"$error":"#N/A"},{"$error":"#N/A"},{"$error":"#N/A"},{"$error":"#N/A"},{"$error":"#N/A"},{"$error":"#N/A"},{"$error":"#N/A"},{"$error":"#N/A"},{"$error":"#N/A"},{"$error":"#N/A"},{"$error":"#N/A"},{"$error":"#N/A"},{"$error":"#N/A"},{"$error":"#N/A"},{"$error":"#N/A"},{"$error":"#N/A"},{"$error":"#N/A"},{"$error":"#N/A"},{"$error":"#N/A"},{"$error":"#N/A"},{"$error":"#N/A"},null,null,null,null,null,null,null,null,null,null,null,null,null,35,{"$error":"#N/A"},{"$error":"#N/A"},1,233,0,279,136,242,103,117,0,56,24,8,12,0,0,0,0,0,0,1,0]
[null,null,17,{"$error":"#N/A"},{"$error":"#N/A"},{"$error":"#N/A"},null,12,"Proportional water usage",null,null,null,{"$f":"HLOOKUP(M$83,INDIRECT(M$82&\"[#All]\"),$H101,FALSE)","v":{"$error":"#N/A"}},null,null,null,{"$f":"HLOOKUP(Q$83,INDIRECT(Q$82&\"[#All]\"),$H101,FALSE)","v":{"$error":"#N/A"}},null,null,null,null,null,null,null,null,null,null,null,null,null,null,null,null,null,null,null,null,null,null,null,null,null,null,0,0,0,1,0,0,0,0,0,0,0,0,0,0,0,0,0,0,0,-1,0,0,-1,0,0,-1,0,0,-1,0,0,0,0,0,0,0,0,0,0,0,0,0,0,0,0,0,0,0,0,0,0,0,0,0,0,0,0,0,0,0,0,0,0,0,0,0,null,null,null,null,null,null,null,null,null,null,null,null,null,36,{"$error":"#N/A"},{"$error":"#N/A"},0,256,0,252,58,221,66,74,0,37,7,5,1,0,0,0,0,0,0,4,0]
[null,null,18,{"$error":"#N/A"},{"$error":"#N/A"},{"$error":"#N/A"},null,null,null,null,null,null,null,null,null,null,null,null,null,null,null,null,null,null,null,null,null,null,null,null,null,null,null,null,null,null,null,null,null,null,null,null,null,0,0,0,0,0,0,0,1,0,0,0,0,0,0,0,0,0,0,-1,0,0,-1,0,0,-1,0,0,-1,0,0,0,0,0,0,0,0,0,0,0,0,0,0,0,0,0,0,0,0,0,0,0,0,0,0,0,0,0,0,0,0,0,0,0,0,0,0,null,null,null,null,null,null,null,null,null,null,null,null,null,37,{"$error":"#N/A"},{"$error":"#N/A"},0,228,0,248,38,224,40,48,0,38,0,4,0,0,0,0,0,0,0,7,0]
[null,null,19,{"$error":"#N/A"},{"$error":"#N/A"},{"$f":"F102+E103","v":{"$error":"#N/A"}},null,null,"Peak load",{"$f":"VLOOKUP($AG$57,$S$12:$X$77,2,FALSE)","v":0},{"$f":"VLOOKUP($AG$59,$S$12:$X$77,2,FALSE)","v":0},{"$f":"VLOOKUP($AH$61,$S$12:$X$77,2,FALSE)","v":0},{"$f":"MAX(VLOOKUP($AI$63,$S$12:$X$77,2,FALSE),VLOOKUP($AH$63,$S$12:$X$77,2,FALSE))","v":0},{"$f":"VLOOKUP($AG$68,$S$12:$X$77,2,FALSE)","v":0},{"$f":"VLOOKUP($AG$70,$S$12:$X$77,2,FALSE)","v":0},{"$f":"VLOOKUP($AH$72,$S$12:$X$77,2,FALSE)","v":0},{"$f":"MAX(VLOOKUP($AI$74,$S$12:$X$77,2,FALSE),VLOOKUP($AH$74,$S$12:$X$77,2,FALSE))","v":0},null,null,null,null,null,null,null,null,null,null,null,null,null,null,null,null,null,null,null,null,null,null,null,null,null,null,0,0,0,0,0,0,0,0,0,0,0,0,0,0,0,0,0,0,0,0,0,0,0,0,0,0,0,0,0,-1,0,-1,0,-1,0,-1,0,0,1,0,0,0,0,0,0,0,0,0,0,0,0,0,0,0,0,0,0,0,0,0,0,0,0,0,0,0,null,null,null,null,null,null,null,null,null,null,null,null,null,38,{"$error":"#N/A"},{"$error":"#N/A"},0,250,0,233,17,221,13,18,0,26,0,0,0,0,0,0,0,0,0,0,0]
[null,null,20,{"$error":"#N/A"},{"$error":"#N/A"},{"$error":"#N/A"},null,null,"Annual average load",{"$f":"VLOOKUP($AG$57,$S$12:$X$77,3,FALSE)","v":{"$error":"#N/A"}},{"$f":"VLOOKUP($AG$59,$S$12:$X$77,3,FALSE)","v":{"$error":"#N/A"}},{"$f":"VLOOKUP($AH$61,$S$12:$X$77,3,FALSE)","v":{"$error":"#N/A"}},{"$f":"VLOOKUP($AI$63,$S$12:$X$77,3,FALSE)+VLOOKUP($AH$63,$S$12:$X$77,3,FALSE)","v":{"$error":"#N/A"}},{"$f":"VLOOKUP($AG$68,$S$12:$X$77,3,FALSE)","v":{"$error":"#N/A"}},{"$f":"VLOOKUP($AG$70,$S$12:$X$77,3,FALSE)","v":{"$error":"#N/A"}},{"$f":"VLOOKUP($AH$72,$S$12:$X$77,3,FALSE)","v":{"$error":"#N/A"}},{"$f":"VLOOKUP($AI$74,$S$12:$X$77,3,FALSE)+VLOOKUP($AH$74,$S$12:$X$77,3,FALSE)","v":{"$error":"#N/A"}},null,null,null,null,null,null,null,null,null,null,null,null,null,null,null,null,null,null,null,null,null,null,null,null,null,null,0,0,0,0,0,0,0,0,0,0,0,0,0,0,0,0,0,0,0,0,0,0,0,0,0,0,0,0,0,0,-1,0,-1,0,-1,0,-1,0,0,1,0,0,0,0,0,0,0,0,0,0,0,0,0,0,0,0,0,0,0,0,0,0,0,0,0,0,null,null,null,null,null,null,null,null,null,null,null,null,null,39,{"$error":"#N/A"},{"$error":"#N/A"},0,269,0,220,7,177,10,5,0,27,0,0,0,0,0,0,0,0,0,0,0]
[null,null,null,null,null,null,null,null,"Annual average overhead",{"$f":"VLOOKUP($AH$57,$S$12:$X$77,3,FALSE)","v":{"$error":"#N/A"}},{"$f":"VLOOKUP($AH$59,$S$12:$X$77,3,FALSE)","v":{"$error":"#N/A"}},{"$f":"VLOOKUP($AG$61,$S$12:$X$77,3,FALSE)","v":{"$error":"#N/A"}},{"$f":"VLOOKUP($AG$63,$S$12:$X$77,3,FALSE)","v":{"$error":"#N/A"}},{"$f":"VLOOKUP($AH$68,$S$12:$X$77,3,FALSE)","v":{"$error":"#N/A"}},{"$f":"VLOOKUP($AH$70,$S$12:$X$77,3,FALSE)","v":{"$error":"#N/A"}},{"$f":"VLOOKUP($AG$72,$S$12:$X$77,3,FALSE)","v":{"$error":"#N/A"}},{"$f":"VLOOKUP($AG$74,$S$12:$X$77,3,FALSE)","v":{"$error":"#N/A"}},null,null,null,null,null,null,null,null,null,null,null,null,null,null,null,null,null,null,null,null,null,null,null,null,null,null,0,0,0,0,0,0,0,0,0,0,0,0,0,0,0,0,0,0,1,0,0,0,0,{"$f":"BO28","v":0},0,0,0,0,0,0,0,0,0,0,0,0,0,0,0,0,-1,-1,0,0,0,0,0,0,0,0,0,0,0,0,0,0,0,0,0,0,0,0,0,0,0,0,null,null,null,null,null,null,null,null,null,null,null,null,null,40,{"$error":"#N/A"},{"$error":"#N/A"},0,250,0,190,1,168,0,5,0,27,0,0,0,0,0,0,0,0,0,0,0]
[null,null,"NPV",{"$f":"NPV($C$33,D85:D104)+D84","v":{"$error":"#N/A"}},{"$f":"NPV($C$33,E85:E104)+E84","v":{"$error":"#N/A"}},null,null,null,"Heat recovery potential",null,null,null,0,null,null,null,{"$f":"VLOOKUP($AI$74,$S$12:$X$77,3,FALSE)+VLOOKUP($AH$74,$S$12:$X$77,3,FALSE)","v":{"$error":"#N/A"}},null,null,null,null,null,null,null,null,null,null,null,null,null,null,null,null,null,null,null,null,null,null,null,null,null,null,{"$f":"AR29","v":0},0,0,0,0,0,0,0,0,0,0,0,0,0,0,0,0,0,0,1,0,0,0,0,0,0,0,0,0,-1,0,0,0,0,0,0,0,0,0,0,1,0,0,0,0,0,0,0,0,0,0,0,0,0,0,0,0,0,0,0,0,0,0,0,0,0,null,null,null,null,null,null,null,null,null,null,null,null,null,41,{"$error":"#N/A"},{"$error":"#N/A"},0,263,0,203,1,123,0,0,0,3,0,0,0,0,0,0,0,0,0,0,0]
[null,null,null,null,null,null,null,null,"Water usage",null,null,null,{"$f":"IF(AND(ISNUMBER(M113),M100>0),M100*M113,M101*M104)*$C$37/1000","v":{"$error":"#N/A"}},null,null,null,{"$f":"IF(AND(ISNUMBER(Q113),Q100>0),Q100*Q113,Q101*Q104)*$C$37/1000","v":{"$error":"#N/A"}},null,null,null,null,null,null,null,null,null,null,null,null,null,null,null,null,null,null,null,null,null,null,null,null,null,null,0,0,0,0,0,0,0,0,0,0,0,0,0,0,0,0,0,0,0,0,0,0,0,0,0,0,0,0,0,0,1,0,0,0,0,0,0,0,0,0,0,-1,0,0,0,0,0,0,0,0,0,0,0,0,0,0,0,0,0,0,0,0,0,0,0,0,null,null,null,null,null,null,null,null,null,null,null,null,null,42,{"$error":"#N/A"},{"$error":"#N/A"},0,271,0,189,0,79,0,0,0,0,0,0,0,0,0,0,0,0,0,0,0]
[null,null,null,null,null,null,null,null,"OPEX power",null,null,null,{"$f":"M104*$C$37*$C$22","v":{"$error":"#N/A"}},null,null,null,{"$f":"Q104*$C$37*$C$22","v":{"$error":"#N/A"}},null,null,null,null,null,null,null,null,null,null,null,null,null,null,null,null,null,null,null,null,null,null,null,null,null,null,0,0,0,0,0,0,0,0,0,0,0,0,0,0,0,0,0,0,1,0,0,0,0,0,0,0,0,0,0,0,0,0,0,0,0,0,0,0,0,0,0,0,0,0,0,0,0,0,0,0,0,0,0,0,0,0,0,0,0,0,0,0,0,0,0,0,null,null,null,null,null,null,null,null,null,null,null,null,null,43,{"$error":"#N/A"},{"$error":"#N/A"},0,179,0,194,0,70,0,0,0,0,0,0,0,0,0,0,0,0,0,0,0]
[null,null,null,null,null,null,null,null,"OPEX maintenance",null,null,null,{"$f":"M115*$C$28+M116*$C$27","v":{"$error":"#N/A"}},null,null,null,{"$f":"Q115*$C$28+Q116*$C$27","v":{"$error":"#N/A"}},null,null,null,null,null,null,null,null,null,null,null,null,null,null,null,null,null,null,null,null,null,null,null,null,null,null,{"$error":"#N/A"},{"$error":"#N/A"},{"$error":"#N/A"},{"$error":"#N/A"},{"$error":"#N/A"},{"$error":"#N/A"},{"$error":"#N/A"},{"$error":"#N/A"},{"$error":"#N/A"},{"$error":"#N/A"},{"$error":"#N/A"},{"$error":"#N/A"},{"$error":"#N/A"},{"$error":"#N/A"},{"$error":"#N/A"},{"$error":"#N/A"},{"$error":"#N/A"},{"$error":"#N/A"},{"$error":"#N/A"},{"$error":"#N/A"},{"$error":"#N/A"},{"$error":"#N/A"},{"$error":"#N/A"},{"$error":"#N/A"},{"$error":"#N/A"},{"$error":"#N/A"},{"$error":"#N/A"},{"$error":"#N/A"},{"$error":"#N/A"},{"$error":"#N/A"},{"$error":"#N/A"},{"$error":"#N/A"},{"$error":"#N/A"},{"$error":"#N/A"},{"$error":"#N/A"},{"$error":"#N/A"},{"$error":"#N/A"},{"$error":"#N/A"},{"$error":"#N/A"},{"$error":"#N/A"},{"$error":"#N/A"},{"$error":"#N/A"},{"$error":"#N/A"},{"$error":"#N/A"},{"$error":"#N/A"},{"$error":"#N/A"},{"$error":"#N/A"},{"$error":"#N/A"},{"$error":"#N/A"},{"$error":"#N/A"},{"$error":"#N/A"},{"$error":"#N/A"},{"$error":"#N/A"},{"$error":"#N/A"},{"$error":"#N/A"},{"$error":"#N/A"},{"$error":"#N/A"},{"$error":"#N/A"},{"$error":"#N/A"},{"$error":"#N/A"},{"$error":"#N/A"},{"$error":"#N/A"},{"$error":"#N/A"},{"$f":"DC32","v":{"$error":"#N/A"}},{"$error":"#N/A"},{"$error":"#N/A"},null,null,null,null,null,null,null,null,null,null,null,null,null,44,{"$error":"#N/A"},{"$error":"#N/A"},0,43,0,167,0,40,0,0,0,0,0,0,0,0,0,0,0,0,0,0,0]
[null,null,null,null,null,null,null,null,"OPEX: water cost, equipment",null,null,null,{"$f":"M107*$C$25","v":{"$error":"#N/A"}},null,null,null,{"$f":"Q107*$C$25","v":{"$error":"#N/A"}},null,null,null,null,null,null,null,null,null,null,null,null,null,null,null,null,null,null,null,null,null,null,null,null,null,null,{"$f":"AR33","v":{"$error":"#N/A"}},{"$error":"#N/A"},{"$error":"#N/A"},{"$error":"#N/A"},{"$error":"#N/A"},{"$error":"#N/A"},{"$error":"#N/A"},{"$error":"#N/A"},{"$error":"#N/A"},{"$error":"#N/A"},{"$error":"#N/A"},{"$error":"#N/A"},{"$error":"#N/A"},{"$error":"#N/A"},{"$error":"#N/A"},{"$error":"#N/A"},{"$error":"#N/A"},{"$error":"#N/A"},{"$error":"#N/A"},{"$error":"#N/A"},{"$error":"#N/A"},{"$error":"#N/A"},{"$error":"#N/A"},{"$error":"#N/A"},{"$error":"#N/A"},{"$error":"#N/A"},{"$error":"#N/A"},{"$error":"#N/A"},{"$error":"#N/A"},{"$error":"#N/A"},{"$error":"#N/A"},{"$error":"#N/A"},{"$error":"#N/A"},{"$error":"#N/A"},{"$error":"#N/A"},{"$error":"#N/A"},{"$error":"#N/A"},{"$error":"#N/A"},{"$error":"#N/A"},{"$error":"#N/A"},{"$error":"#N/A"},{"$error":"#N/A"},{"$error":"#N/A"},{"$error":"#N/A"},{"$error":"#N/A"},{"$error":"#N/A"},{"$error":"#N/A"},{"$error":"#N/A"},{"$error":"#N/A"},{"$error":"#N/A"},{"$error":"#N/A"},{"$error":"#N/A"},{"$error":"#N/A"},{"$error":"#N/A"},{"$error":"#N/A"},{"$error":"#N/A"},{"$error":"#N/A"},{"$error":"#N/A"},{"$error":"#N/A"},{"$error":"#N/A"},{"$error":"#N/A"},{"$error":"#N/A"},{"$error":"#N/A"},{"$error":"#N/A"},{"$error":"#N/A"},{"$error":"#N/A"},null,null,null,null,null,null,null,null,null,null,null,null,null,45,{"$error":"#N/A"},{"$error":"#N/A"},0,2,0,122,0,10,0,0,0,0,0,0,0,0,0,0,0,0,0,0,0]
[null,null,null,null,null,null,null,null,"OPEX: heat recovery revenue",null,null,null,{"$f":"-M106*$C$26*$C$37","v":{"$error":"#VALUE!"}},null,null,null,{"$f":"-Q106*$C$26*$C$37","v":{"$error":"#N/A"}},null,null,null,null,null,null,null,null,null,null,null,null,null,null,null,null,null,null,null,null,null,null,null,null,null,null,{"$error":"#N/A"},{"$error":"#N/A"},{"$error":"#N/A"},{"$error":"#N/A"},{"$error":"#N/A"},{"$error":"#N/A"},{"$error":"#N/A"},{"$error":"#N/A"},{"$error":"#N/A"},{"$error":"#N/A"},{"$error":"#N/A"},{"$error":"#N/A"},{"$error":"#N/A"},{"$error":"#N/A"},{"$error":"#N/A"},{"$error":"#N/A"},{"$error":"#N/A"},{"$error":"#N/A"},{"$error":"#N/A"},{"$error":"#N/A"},{"$error":"#N/A"},{"$error":"#N/A"},{"$error":"#N/A"},{"$error":"#N/A"},{"$error":"#N/A"},{"$error":"#N/A"},{"$error":"#N/A"},{"$error":"#N/A"},{"$error":"#N/A"},{"$error":"#N/A"},{"$error":"#N/A"},{"$error":"#N/A"},{"$error":"#N/A"},{"$error":"#N/A"},{"$error":"#N/A"},{"$error":"#N/A"},{"$error":"#N/A"},{"$error":"#N/A"},{"$error":"#N/A"},{"$error":"#N/A"},{"$error":"#N/A"},{"$error":"#N/A"},{"$error":"#N/A"},{"$error":"#N/A"},{"$error":"#N/A"},{"$error":"#N/A"},{"$error":"#N/A"},{"$error":"#N/A"},{"$error":"#N/A"},{"$error":"#N/A"},{"$error":"#N/A"},{"$error":"#N/A"},{"$error":"#N/A"},{"$error":"#N/A"},{"$error":"#N/A"},{"$error":"#N/A"},{"$error":"#N/A"},{"$error":"#N/A"},{"$error":"#N/A"},{"$error":"#N/A"},{"$error":"#N/A"},{"$error":"#N/A"},{"$error":"#N/A"},{"$error":"#N/A"},{"$error":"#N/A"},{"$error":"#N/A"},null,null,null,null,null,null,null,null,null,null,null,null,null,46,{"$error":"#N/A"},{"$error":"#N/A"},0,0,0,103,0,2,0,0,0,0,0,0,0,0,0,0,0,0,0,0,0]
[null,null,null,null,null,null,null,null,"OPEX total",null,null,null,{"$f":"SUM(M108:M111)","v":{"$error":"#N/A"}},null,null,null,{"$f":"SUM(Q108:Q111)","v":{"$error":"#N/A"}},null,null,null,null,null,null,null,null,null,null,null,null,null,null,null,null,null,null,null,null,null,null,null,null,null,null,0,0,0,0,0,0,0,0,0,0,0,0,0,0,0,0,0,0,0,0,0,1,0,0,0,0,0,0,0,0,0,0,0,0,0,0,0,0,0,0,0,0,-1,-1,0,0,0,0,0,0,0,0,0,0,0,0,0,0,0,0,0,0,0,0,0,0,null,null,null,null,null,null,null,null,null,null,null,null,null,47,{"$error":"#N/A"},{"$error":"#N/A"},0,0,0,66,0,0,0,0,0,0,0,0,0,0,0,0,0,0,0,0,0]
[null,null,null,null,null,null,null,null,"Number",null,null,null,{"$f":"IF(M91>0,ROUNDUP(M103/M91/$C$5,0)*_xlfn.IFS(OR($C$17=\"N\",$C$17=\"N+1\"),1,$C$17=\"2N\",2)+IF($C$17=\"N+1\",1,0),\"NA\")","v":{"$error":"#N/A"}},null,null,null,{"$f":"IF(Q91>0,ROUNDUP(Q103/Q91/$C$5,0)*_xlfn.IFS(OR($C$17=\"N\",$C$17=\"N+1\"),1,$C$17=\"2N\",2)+IF($C$17=\"N+1\",1,0),\"NA\")","v":{"$error":"#N/A"}},null,null,null,null,null,null,null,null,null,null,null,null,null,null,null,null,null,null,null,null,null,null,null,null,null,null,0,0,0,0,0,0,0,0,0,0,0,0,0,0,0,0,0,0,0,0,0,0,1,0,0,0,0,0,0,0,0,-1,0,0,0,0,0,0,0,0,0,0,1,0,0,0,0,0,0,0,0,0,0,0,0,0,0,0,0,0,0,0,0,{"$f":"DC36","v":0},0,0,null,null,null,null,null,null,null,null,null,null,null,null,null,48,{"$error":"#N/A"},{"$error":"#N/A"},0,0,0,46,0,0,0,0,0,0,0,0,0,0,0,0,0,0,0,0,0]
[null,null,null,null,null,null,null,null,"Area (based on peak)",null,null,null,{"$f":"(IF(ISNUMBER(M113),M92*M113,0)+M93*M103/$C$5)*IF($C$17=\"2N\",2,1)","v":{"$error":"#N/A"}},null,null,null,{"$f":"(IF(ISNUMBER(Q113),Q92*Q113,0)+Q93*Q103/$C$5)*IF($C$17=\"2N\",2,1)","v":{"$error":"#N/A"}},null,null,null,null,null,null,null,null,null,null,null,null,null,null,null,null,null,null,null,null,null,null,null,null,null,null,{"$f":"AR37","v":0},0,0,0,0,0,0,0,0,0,0,0,0,0,0,0,0,0,0,0,0,0,0,0,0,0,0,0,0,0,0,0,1,0,0,0,0,0,0,0,0,0,0,-1,0,0,0,0,0,0,0,0,0,0,0,0,0,0,0,0,0,0,0,0,0,0,null,null,null,null,null,null,null,null,null,null,null,null,null,49,{"$error":"#N/A"},{"$error":"#N/A"},0,0,0,18,0,0,0,0,0,0,0,0,0,0,0,0,0,0,0,0,0]
[null,null,null,null,null,null,null,null,"CAPEX equipment",null,null,null,{"$f":"(IF(ISNUMBER(M113),M113*M94,0)+M103*M95/$C$5)*IF($C$17=\"2N\",2,1)","v":{"$error":"#N/A"}},null,null,null,{"$f":"(IF(ISNUMBER(Q113),Q113*Q94,0)+Q103*Q95/$C$5)*IF($C$17=\"2N\",2,1)","v":{"$error":"#N/A"}},null,null,null,null,null,null,null,null,null,null,null,null,null,null,null,null,null,null,null,null,null,null,null,null,null,null,0,0,0,0,0,0,0,0,0,0,0,0,0,0,0,0,0,0,0,0,0,1,0,0,0,0,0,0,0,0,0,0,0,0,0,0,0,0,0,0,0,0,0,0,0,0,0,0,0,0,0,0,0,0,0,0,0,0,0,0,0,0,0,0,0,0,null,null,null,null,null,null,null,null,null,null,null,null,null,50,{"$error":"#N/A"},{"$error":"#N/A"},0,0,0,0,0,0,0,0,0,0,0,0,0,0,0,0,0,0,0,0,0]
[null,null,null,null,null,null,null,null,"CAPEX core and shell",null,null,null,{"$f":"M114*$C$23","v":{"$error":"#N/A"}},null,null,null,{"$f":"Q114*$C$23","v":{"$error":"#N/A"}},null,null,null,null,null,null,null,null,null,null,null,null,null,null,null,null,null,null,null,null,null,null,null,null,null,null,{"$error":"#N/A"},{"$error":"#N/A"},{"$error":"#N/A"},{"$error":"#N/A"},{"$error":"#N/A"},{"$error":"#N/A"},{"$error":"#N/A"},{"$error":"#N/A"},{"$error":"#N/A"},{"$error":"#N/A"},{"$error":"#N/A"},{"$error":"#N/A"},{"$error":"#N/A"},{"$error":"#N/A"},{"$error":"#N/A"},{"$error":"#N/A"},{"$error":"#N/A"},{"$error":"#N/A"},{"$error":"#N/A"},{"$error":"#N/A"},{"$error":"#N/A"},{"$error":"#N/A"},{"$error":"#N/A"},{"$error":"#N/A"},{"$error":"#N/A"},{"$error":"#N/A"},{"$error":"#N/A"},{"$error":"#N/A"},{"$error":"#N/A"},{"$error":"#N/A"},{"$error":"#N/A"},{"$error":"#N/A"},{"$error":"#N/A"},{"$error":"#N/A"},{"$error":"#N/A"},{"$error":"#N/A"},{"$error":"#N/A"},{"$error":"#N/A"},{"$error":"#N/A"},{"$error":"#N/A"},{"$error":"#N/A"},{"$error":"#N/A"},{"$error":"#N/A"},{"$error":"#N/A"},{"$error":"#N/A"},{"$error":"#N/A"},{"$error":"#N/A"},{"$error":"#N/A"},{"$error":"#N/A"},{"$error":"#N/A"},{"$error":"#N/A"},{"$error":"#N/A"},{"$error":"#N/A"},{"$error":"#N/A"},{"$error":"#N/A"},{"$error":"#N/A"},{"$error":"#N/A"},{"$error":"#N/A"},{"$error":"#N/A"},{"$error":"#N/A"},{"$error":"#N/A"},{"$error":"#N/A"},{"$error":"#N/A"},{"$error":"#N/A"},{"$error":"#N/A"},{"$error":"#N/A"},null,null,null,null,null,null,null,null,null,null,null,null,null,null,null,null,{"$f":"SUM(DV20:DV115)","v":8760},{"$f":"SUM(DW20:DW115)","v":8760},8760,8760,8760,8760,8760,8760,8760,8760,8760,8760,8760,8760,8760,8760,8760,8760,8760,8760,8760]
[null,null,null,null,null,null,null,null,"CAPEX fit-out",null,null,null,{"$f":"M114*$C$24","v":{"$error":"#N/A"}},null,null,null,{"$f":"Q114*$C$24","v":{"$error":"#N/A"}},null,null,null,null,null,null,null,null,null,null,null,null,null,null,null,null,null,null,null,null,null,null,null,null,null,null,{"$error":"#N/A"},{"$error":"#N/A"},{"$error":"#N/A"},{"$error":"#N/A"},{"$error":"#N/A"},{"$error":"#N/A"},{"$error":"#N/A"},{"$error":"#N/A"},{"$error":"#N/A"},{"$error":"#N/A"},{"$error":"#N/A"},{"$error":"#N/A"},{"$error":"#N/A"},{"$error":"#N/A"},{"$error":"#N/A"},{"$error":"#N/A"},{"$error":"#N/A"},{"$error":"#N/A"},{"$error":"#N/A"},{"$error":"#N/A"},{"$error":"#N/A"},{"$error":"#N/A"},{"$error":"#N/A"},{"$error":"#N/A"},{"$error":"#N/A"},{"$error":"#N/A"},{"$error":"#N/A"},{"$error":"#N/A"},{"$error":"#N/A"},{"$error":"#N/A"},{"$error":"#N/A"},{"$error":"#N/A"},{"$error":"#N/A"},{"$error":"#N/A"},{"$error":"#N/A"},{"$error":"#N/A"},{"$error":"#N/A"},{"$error":"#N/A"},{"$error":"#N/A"},{"$error":"#N/A"},{"$error":"#N/A"},{"$error":"#N/A"},{"$error":"#N/A"},{"$error":"#N/A"},{"$error":"#N/A"},{"$error":"#N/A"},{"$error":"#N/A"},{"$error":"#N/A"},{"$error":"#N/A"},{"$error":"#N/A"},{"$error":"#N/A"},{"$error":"#N/A"},{"$error":"#N/A"},{"$error":"#N/A"},{"$error":"#N/A"},{"$error":"#N/A"},{"$error":"#N/A"},{"$error":"#N/A"},{"$error":"#N/A"},{"$error":"#N/A"},{"$error":"#N/A"},{"$error":"#N/A"},{"$error":"#N/A"},{"$f":"DC40","v":{"$error":"#N/A"}},{"$error":"#N/A"},{"$error":"#N/A"},null,null,null,null,null,null,null,null,null,null,null,null,null,null,null,null,{"$f":"COUNTIF(_xlfn.ANCHORARRAY(DV20),\">0\")","v":13},{"$f":"COUNTIF(_xlfn.ANCHORARRAY(DW20),\">0\")","v":43},30,49,46,49,47,44,28,60,49,44,52,57,40,58,62,63,70,43,7]
[null,null,null,null,null,null,null,null,"CAPEX total",null,null,null,{"$f":"SUM(M115:M117)","v":{"$error":"#N/A"}},null,null,null,{"$f":"SUM(Q115:Q117)","v":{"$error":"#N/A"}},null,null,null,null,null,null,null,null,null,null,null,null,null,null,null,null,null,null,null,null,null,null,null,null,null,null,{"$f":"AR41","v":{"$error":"#N/A"}},{"$error":"#N/A"},{"$error":"#N/A"},{"$error":"#N/A"},{"$error":"#N/A"},{"$error":"#N/A"},{"$error":"#N/A"},{"$error":"#N/A"},{"$error":"#N/A"},{"$error":"#N/A"},{"$error":"#N/A"},{"$error":"#N/A"},{"$error":"#N/A"},{"$error":"#N/A"},{"$error":"#N/A"},{"$error":"#N/A"},{"$error":"#N/A"},{"$error":"#N/A"},{"$error":"#N/A"},{"$error":"#N/A"},{"$error":"#N/A"},{"$error":"#N/A"},{"$error":"#N/A"},{"$error":"#N/A"},{"$error":"#N/A"},{"$error":"#N/A"},{"$error":"#N/A"},{"$error":"#N/A"},{"$error":"#N/A"},{"$error":"#N/A"},{"$error":"#N/A"},{"$error":"#N/A"},{"$error":"#N/A"},{"$error":"#N/A"},{"$error":"#N/A"},{"$error":"#N/A"},{"$error":"#N/A"},{"$error":"#N/A"},{"$error":"#N/A"},{"$error":"#N/A"},{"$error":"#N/A"},{"$error":"#N/A"},{"$error":"#N/A"},{"$error":"#N/A"},{"$error":"#N/A"},{"$error":"#N/A"},{"$error":"#N/A"},{"$error":"#N/A"},{"$error":"#N/A"},{"$error":"#N/A"},{"$error":"#N/A"},{"$error":"#N/A"},{"$error":"#N/A"},{"$error":"#N/A"},{"$error":"#N/A"},{"$error":"#N/A"},{"$error":"#N/A"},{"$error":"#N/A"},{"$error":"#N/A"},{"$error":"#N/A"},{"$error":"#N/A"},{"$error":"#N/A"},{"$error":"#N/A"},{"$error":"#N/A"},{"$error":"#N/A"},{"$error":"#N/A"}]
[null,null,null,null,null,null,null,null,null,{"$f":"IF(J105>0.000000000001,J104/J105,)","v":{"$error":"#N/A"}},{"$f":"IF(K105>0.000000000001,K104/K105,)","v":{"$error":"#N/A"}},{"$f":"IF(L105>0.000000000001,L104/L105,)","v":{"$error":"#N/A"}},{"$f":"IF(M105>0.000000000001,M104/M105,)","v":{"$error":"#N/A"}},{"$f":"IF(N105>0.000000000001,N104/N105,)","v":{"$error":"#N/A"}},{"$f":"IF(O105>0.000000000001,O104/O105,)","v":{"$error":"#N/A"}},{"$error":"#N/A"},{"$error":"#N/A"},null,null,null,null,null,null,null,null,null,null,null,null,null,null,null,null,null,null,null,null,null,null,null,null,null,null,0,0,0,0,0,0,0,0,0,0,0,0,0,0,0,0,0,0,0,0,0,0,0,0,1,0,0,0,0,0,0,0,0,0,0,0,0,0,0,0,0,0,0,0,-1,-1,0,0,0,0,0,0,0,0,0,0,0,0,0,0,0,0,0,0,0,0]
[null,null,null,null,null,null,null,null,null,null,null,null,null,null,null,null,null,null,null,null,null,null,null,null,null,null,null,null,null,null,null,null,null,null,null,null,null,null,null,null,null,null,null,0,0,0,0,0,0,0,0,0,0,0,0,0,0,0,0,0,0,0,0,0,0,0,0,0,1,0,0,0,0,0,0,0,-1,0,0,0,0,0,0,0,0,0,0,1,0,0,0,0,0,0,0,0,0,0,0,0,0,0,0,0,0,0,0,0,0]
[null,null,null,null,null,null,null,null,null,null,null,null,null,null,null,null,null,null,null,null,null,null,null,null,null,null,null,null,null,null,null,null,null,null,null,null,null,null,null,null,null,null,null,0,0,0,0,0,0,0,0,0,0,0,0,0,0,0,0,0,0,0,0,0,0,0,0,0,0,0,0,0,0,0,0,0,0,1,0,0,0,0,0,0,0,0,0,0,-1,0,0,0,0,0,0,0,0,0,0,0,0,0,0,0,0,0,{"$f":"DC44","v":0},0,0]
[null,null,null,null,null,null,null,null,null,null,null,null,null,null,null,null,null,null,null,null,null,null,null,null,null,null,null,null,null,null,null,null,null,null,null,null,null,null,null,null,null,null,null,{"$f":"AR45","v":0},0,0,0,0,0,0,0,0,0,0,0,0,0,0,0,0,0,0,0,0,0,0,0,1,0,0,0,0,0,0,0,0,0,0,0,0,0,0,0,0,0,0,0,0,0,0,0,0,0,0,0,0,0,0,0,0,0,0,0,0,0,0,0,0,0]
[null,null,null,null,null,null,null,null,null,null,null,null,null,null,null,null,null,null,null,null,null,null,null,null,null,null,null,null,null,null,null,null,null,null,null,null,null,null,null,null,null,null,null,{"$error":"#N/A"},{"$error":"#N/A"},{"$error":"#N/A"},{"$error":"#N/A"},{"$error":"#N/A"},{"$error":"#N/A"},{"$error":"#N/A"},{"$error":"#N/A"},{"$error":"#N/A"},{"$error":"#N/A"},{"$error":"#N/A"},{"$error":"#N/A"},{"$error":"#N/A"},{"$error":"#N/A"},{"$error":"#N/A"},{"$error":"#N/A"},{"$error":"#N/A"},{"$error":"#N/A"},{"$error":"#N/A"},{"$error":"#N/A"},{"$error":"#N/A"},{"$error":"#N/A"},{"$error":"#N/A"},{"$error":"#N/A"},{"$error":"#N/A"},{"$error":"#N/A"},{"$error":"#N/A"},{"$error":"#N/A"},{"$error":"#N/A"},{"$error":"#N/A"},{"$error":"#N/A"},{"$error":"#N/A"},{"$error":"#N/A"},{"$error":"#N/A"},{"$error":"#N/A"},{"$error":"#N/A"},{"$error":"#N/A"},{"$error":"#N/A"},{"$error":"#N/A"},{"$error":"#N/A"},{"$error":"#N/A"},{"$error":"#N/A"},{"$error":"#N/A"},{"$error":"#N/A"},{"$error":"#N/A"},{"$error":"#N/A"},{"$error":"#N/A"},{"$error":"#N/A"},{"$error":"#N/A"},{"$error":"#N/A"},{"$error":"#N/A"},{"$error":"#N/A"},{"$error":"#N/A"},{"$error":"#N/A"},{"$error":"#N/A"},{"$error":"#N/A"},{"$error":"#N/A"},{"$error":"#N/A"},{"$error":"#N/A"},{"$error":"#N/A"},{"$error":"#N/A"},{"$error":"#N/A"},{"$error":"#N/A"},{"$error":"#N/A"},{"$error":"#N/A"},{"$error":"#N/A"}]
[null,null,null,null,null,null,null,null,null,null,null,null,null,null,null,null,null,null,null,null,null,null,null,null,null,null,null,null,null,null,null,null,null,null,null,null,null,null,null,null,null,null,null,{"$error":"#N/A"},{"$error":"#N/A"},{"$error":"#N/A"},{"$error":"#N/A"},{"$error":"#N/A"},{"$error":"#N/A"},{"$error":"#N/A"},{"$error":"#N/A"},{"$error":"#N/A"},{"$error":"#N/A"},{"$error":"#N/A"},{"$error":"#N/A"},{"$error":"#N/A"},{"$error":"#N/A"},{"$error":"#N/A"},{"$error":"#N/A"},{"$error":"#N/A"},{"$error":"#N/A"},{"$error":"#N/A"},{"$error":"#N/A"},{"$error":"#N/A"},{"$error":"#N/A"},{"$error":"#N/A"},{"$error":"#N/A"},{"$error":"#N/A"},{"$error":"#N/A"},{"$error":"#N/A"},{"$error":"#N/A"},{"$error":"#N/A"},{"$error":"#N/A"},{"$error":"#N/A"},{"$error":"#N/A"},{"$error":"#N/A"},{"$error":"#N/A"},{"$error":"#N/A"},{"$error":"#N/A"},{"$error":"#N/A"},{"$error":"#N/A"},{"$error":"#N/A"},{"$error":"#N/A"},{"$error":"#N/A"},{"$error":"#N/A"},{"$error":"#N/A"},{"$error":"#N/A"},{"$error":"#N/A"},{"$error":"#N/A"},{"$error":"#N/A"},{"$error":"#N/A"},{"$error":"#N/A"},{"$error":"#N/A"},{"$error":"#N/A"},{"$error":"#N/A"},{"$error":"#N/A"},{"$error":"#N/A"},{"$error":"#N/A"},{"$error":"#N/A"},{"$error":"#N/A"},{"$error":"#N/A"},{"$error":"#N/A"},{"$error":"#N/A"},{"$error":"#N/A"},{"$error":"#N/A"},{"$error":"#N/A"},{"$error":"#N/A"},{"$error":"#N/A"},{"$error":"#N/A"}]
[null,null,null,null,null,null,null,null,null,null,null,null,null,null,null,null,null,null,null,null,null,null,null,null,null,null,null,null,null,null,null,null,null,null,null,null,null,null,null,null,null,null,null,{"$error":"#N/A"},{"$error":"#N/A"},{"$error":"#N/A"},{"$error":"#N/A"},{"$error":"#N/A"},{"$error":"#N/A"},{"$error":"#N/A"},{"$error":"#N/A"},{"$error":"#N/A"},{"$error":"#N/A"},{"$error":"#N/A"},{"$error":"#N/A"},{"$error":"#N/A"},{"$error":"#N/A"},{"$error":"#N/A"},{"$error":"#N/A"},{"$error":"#N/A"},{"$error":"#N/A"},{"$error":"#N/A"},{"$error":"#N/A"},{"$error":"#N/A"},{"$error":"#N/A"},{"$error":"#N/A"},{"$error":"#N/A"},{"$error":"#N/A"},{"$error":"#N/A"},{"$error":"#N/A"},{"$error":"#N/A"},{"$error":"#N/A"},{"$error":"#N/A"},{"$error":"#N/A"},{"$error":"#N/A"},{"$error":"#N/A"},{"$error":"#N/A"},{"$error":"#N/A"},{"$error":"#N/A"},{"$error":"#N/A"},{"$error":"#N/A"},{"$error":"#N/A"},{"$error":"#N/A"},{"$error":"#N/A"},{"$error":"#N/A"},{"$error":"#N/A"},{"$error":"#N/A"},{"$error":"#N/A"},{"$error":"#N/A"},{"$error":"#N/A"},{"$error":"#N/A"},{"$error":"#N/A"},{"$error":"#N/A"},{"$error":"#N/A"},{"$error":"#N/A"},{"$error":"#N/A"},{"$error":"#N/A"},{"$error":"#N/A"},{"$error":"#N/A"},{"$error":"#N/A"},{"$error":"#N/A"},{"$error":"#N/A"},{"$error":"#N/A"},{"$error":"#N/A"},{"$error":"#N/A"},{"$error":"#N/A"},{"$f":"DC48","v":{"$error":"#N/A"}},{"$error":"#N/A"},{"$error":"#N/A"}]
[null,null,null,null,null,null,null,null,null,null,null,null,null,null,null,null,null,null,null,null,null,null,null,null,null,null,null,null,null,null,null,null,null,null,null,null,null,null,null,null,null,null,null,{"$f":"AR49","v":0},0,0,0,0,0,0,0,0,0,0,0,0,0,0,0,0,0,0,0,0,0,0,0,0,0,0,1,0,0,0,0,0,0,0,0,0,0,0,0,0,0,0,0,0,0,-1,-1,0,0,0,0,0,0,0,0,0,0,0,0,0,0,0,0,0,0]
[null,null,null,null,null,null,null,null,null,null,null,null,null,null,null,null,null,null,null,null,null,null,null,null,null,null,null,null,null,null,null,null,null,null,null,null,null,null,null,null,null,null,null,0,0,0,0,0,0,0,0,0,0,0,0,0,0,0,0,0,0,0,0,0,0,0,0,0,0,0,0,1,0,0,0,0,0,0,-1,0,0,0,0,0,0,0,0,0,0,1,0,0,0,0,0,0,0,0,0,0,0,0,0,0,0,0,0,0,0]
[null,null,null,null,null,null,null,null,null,null,null,null,null,null,null,null,null,null,null,null,null,null,null,null,null,null,null,null,null,null,null,null,null,null,null,null,null,null,null,null,null,null,null,0,0,0,0,0,0,0,0,0,0,0,0,0,0,0,0,0,0,0,0,0,0,0,0,0,0,0,0,0,0,0,0,0,0,0,0,1,0,0,0,0,0,0,0,0,0,0,-1,0,0,0,0,0,0,0,0,0,0,0,0,0,0,0,0,0,0]
[null,null,null,null,null,null,null,null,null,null,null,null,null,null,null,null,null,null,null,null,null,null,null,null,null,null,null,null,null,null,null,null,null,null,null,null,null,null,null,null,null,null,null,0,0,0,0,0,0,0,0,0,0,0,0,0,0,0,0,0,0,0,0,0,0,0,0,0,0,0,1,0,0,0,0,0,0,0,0,0,0,0,0,0,0,0,0,0,0,0,0,0,0,0,0,0,0,0,0,0,0,0,0,0,0,0,{"$f":"DC52","v":0},0,0]
[null,null,null,null,null,null,null,null,null,null,null,null,null,null,null,null,null,null,null,null,null,null,null,null,null,null,null,null,null,null,null,null,null,null,null,null,null,null,null,null,null,null,null,{"$f":"AR53","v":{"$error":"#N/A"}},{"$error":"#N/A"},{"$error":"#N/A"},{"$error":"#N/A"},{"$error":"#N/A"},{"$error":"#N/A"},{"$error":"#N/A"},{"$error":"#N/A"},{"$error":"#N/A"},{"$error":"#N/A"},{"$error":"#N/A"},{"$error":"#N/A"},{"$error":"#N/A"},{"$error":"#N/A"},{"$error":"#N/A"},{"$error":"#N/A"},{"$error":"#N/A"},{"$error":"#N/A"},{"$error":"#N/A"},{"$error":"#N/A"},{"$error":"#N/A"},{"$error":"#N/A"},{"$error":"#N/A"},{"$error":"#N/A"},{"$error":"#N/A"},{"$error":"#N/A"},{"$error":"#N/A"},{"$error":"#N/A"},{"$error":"#N/A"},{"$error":"#N/A"},{"$error":"#N/A"},{"$error":"#N/A"},{"$error":"#N/A"},{"$error":"#N/A"},{"$error":"#N/A"},{"$error":"#N/A"},{"$error":"#N/A"},{"$error":"#N/A"},{"$error":"#N/A"},{"$error":"#N/A"},{"$error":"#N/A"},{"$error":"#N/A"},{"$error":"#N/A"},{"$error":"#N/A"},{"$error":"#N/A"},{"$error":"#N/A"},{"$error":"#N/A"},{"$error":"#N/A"},{"$error":"#N/A"},{"$error":"#N/A"},{"$error":"#N/A"},{"$error":"#N/A"},{"$error":"#N/A"},{"$error":"#N/A"},{"$error":"#N/A"},{"$error":"#N/A"},{"$error":"#N/A"},{"$error":"#N/A"},{"$error":"#N/A"},{"$error":"#N/A"},{"$error":"#N/A"},{"$error":"#N/A"},{"$error":"#N/A"},{"$error":"#N/A"},{"$error":"#N/A"},{"$error":"#N/A"}]
[null,null,null,null,null,null,null,null,null,null,null,null,null,null,null,null,null,null,null,null,null,null,null,null,null,null,null,null,null,null,null,null,null,null,null,null,null,null,null,null,null,null,null,{"$error":"#N/A"},{"$error":"#N/A"},{"$error":"#N/A"},{"$error":"#N/A"},{"$error":"#N/A"},{"$error":"#N/A"},{"$error":"#N/A"},{"$error":"#N/A"},{"$error":"#N/A"},{"$error":"#N/A"},{"$error":"#N/A"},{"$error":"#N/A"},{"$error":"#N/A"},{"$error":"#N/A"},{"$error":"#N/A"},{"$error":"#N/A"},{"$error":"#N/A"},{"$error":"#N/A"},{"$error":"#N/A"},{"$error":"#N/A"},{"$error":"#N/A"},{"$error":"#N/A"},{"$error":"#N/A"},{"$error":"#N/A"},{"$error":"#N/A"},{"$error":"#N/A"},{"$error":"#N/A"},{"$error":"#N/A"},{"$error":"#N/A"},{"$error":"#N/A"},{"$error":"#N/A"},{"$error":"#N/A"},{"$error":"#N/A"},{"$error":"#N/A"},{"$error":"#N/A"},{"$error":"#N/A"},{"$error":"#N/A"},{"$error":"#N/A"},{"$error":"#N/A"},{"$error":"#N/A"},{"$error":"#N/A"},{"$error":"#N/A"},{"$error":"#N/A"},{"$error":"#N/A"},{"$error":"#N/A"},{"$error":"#N/A"},{"$error":"#N/A"},{"$error":"#N/A"},{"$error":"#N/A"},{"$error":"#N/A"},{"$error":"#N/A"},{"$error":"#N/A"},{"$error":"#N/A"},{"$error":"#N/A"},{"$error":"#N/A"},{"$error":"#N/A"},{"$error":"#N/A"},{"$error":"#N/A"},{"$error":"#N/A"},{"$error":"#N/A"},{"$error":"#N/A"},{"$error":"#N/A"},{"$error":"#N/A"},{"$error":"#N/A"},{"$error":"#N/A"},{"$error":"#N/A"}]
[null,null,null,null,null,null,null,null,null,null,null,null,null,null,null,null,null,null,null,null,null,null,null,null,null,null,null,null,null,null,null,null,null,null,null,null,null,null,null,null,null,null,null,{"$error":"#N/A"},{"$error":"#N/A"},{"$error":"#N/A"},{"$error":"#N/A"},{"$error":"#N/A"},{"$error":"#N/A"},{"$error":"#N/A"},{"$error":"#N/A"},{"$error":"#N/A"},{"$error":"#N/A"},{"$error":"#N/A"},{"$error":"#N/A"},{"$error":"#N/A"},{"$error":"#N/A"},{"$error":"#N/A"},{"$error":"#N/A"},{"$error":"#N/A"},{"$error":"#N/A"},{"$error":"#N/A"},{"$error":"#N/A"},{"$error":"#N/A"},{"$error":"#N/A"},{"$error":"#N/A"},{"$error":"#N/A"},{"$error":"#N/A"},{"$error":"#N/A"},{"$error":"#N/A"},{"$error":"#N/A"},{"$error":"#N/A"},{"$error":"#N/A"},{"$error":"#N/A"},{"$error":"#N/A"},{"$error":"#N/A"},{"$error":"#N/A"},{"$error":"#N/A"},{"$error":"#N/A"},{"$error":"#N/A"},{"$error":"#N/A"},{"$error":"#N/A"},{"$error":"#N/A"},{"$error":"#N/A"},{"$error":"#N/A"},{"$error":"#N/A"},{"$error":"#N/A"},{"$error":"#N/A"},{"$error":"#N/A"},{"$error":"#N/A"},{"$error":"#N/A"},{"$error":"#N/A"},{"$error":"#N/A"},{"$error":"#N/A"},{"$error":"#N/A"},{"$error":"#N/A"},{"$error":"#N/A"},{"$error":"#N/A"},{"$error":"#N/A"},{"$error":"#N/A"},{"$error":"#N/A"},{"$error":"#N/A"},{"$error":"#N/A"},{"$error":"#N/A"},{"$error":"#N/A"},{"$error":"#N/A"},{"$error":"#N/A"},{"$error":"#N/A"},{"$error":"#N/A"}]
[null,null,null,null,null,null,null,null,null,null,null,null,null,null,null,null,null,null,null,null,null,null,null,null,null,null,null,null,null,null,null,null,null,null,null,null,null,null,null,null,null,null,null,0,0,0,0,0,0,0,0,0,0,0,0,0,0,0,1,0,0,0,0,0,0,0,0,0,0,0,0,0,0,0,0,0,0,0,0,0,0,0,0,0,0,0,0,0,0,0,0,-1,-1,-1,0,0,0,0,0,0,0,0,0,0,0,0,{"$f":"DC56","v":0},0,0]
[null,null,null,null,null,null,null,null,null,null,null,null,null,null,null,null,null,null,null,null,null,null,null,null,null,null,null,null,null,null,null,null,null,null,null,null,null,null,null,null,null,null,null,{"$f":"AR57","v":0},0,0,0,0,0,0,0,1,0,0,0,0,0,0,0,0,0,0,0,0,0,0,0,0,0,0,0,0,0,0,0,0,0,0,0,0,0,1,0,0,0,0,0,0,0,0,0,0,0,0,-1,0,0,0,0,0,0,0,0,0,0,0,0,0,0]
[null,null,null,null,null,null,null,null,null,null,null,null,null,null,null,null,null,null,null,null,null,null,null,null,null,null,null,null,null,null,null,null,null,null,null,null,null,null,null,null,null,null,null,{"$error":"#N/A"},{"$error":"#N/A"},{"$error":"#N/A"},{"$error":"#N/A"},{"$error":"#N/A"},{"$error":"#N/A"},{"$error":"#N/A"},{"$error":"#N/A"},{"$error":"#N/A"},{"$error":"#N/A"},{"$error":"#N/A"},{"$error":"#N/A"},{"$error":"#N/A"},{"$error":"#N/A"},{"$error":"#N/A"},{"$error":"#N/A"},{"$error":"#N/A"},{"$error":"#N/A"},{"$error":"#N/A"},{"$error":"#N/A"},{"$error":"#N/A"},{"$error":"#N/A"},{"$error":"#N/A"},{"$error":"#N/A"},{"$error":"#N/A"},{"$error":"#N/A"},{"$error":"#N/A"},{"$error":"#N/A"},{"$error":"#N/A"},{"$error":"#N/A"},{"$error":"#N/A"},{"$error":"#N/A"},{"$error":"#N/A"},{"$error":"#N/A"},{"$error":"#N/A"},{"$error":"#N/A"},{"$error":"#N/A"},{"$error":"#N/A"},{"$error":"#N/A"},{"$error":"#N/A"},{"$error":"#N/A"},{"$error":"#N/A"},{"$error":"#N/A"},{"$error":"#N/A"},{"$error":"#N/A"},{"$error":"#N/A"},{"$error":"#N/A"},{"$error":"#N/A"},{"$error":"#N/A"},{"$error":"#N/A"},{"$error":"#N/A"},{"$error":"#N/A"},{"$error":"#N/A"},{"$error":"#N/A"},{"$error":"#N/A"},{"$error":"#N/A"},{"$error":"#N/A"},{"$error":"#N/A"},{"$error":"#N/A"},{"$error":"#N/A"},{"$error":"#N/A"},{"$error":"#N/A"},{"$error":"#N/A"},{"$error":"#N/A"},{"$error":"#N/A"},{"$error":"#N/A"}]
[null,null,null,null,null,null,null,null,null,null,null,null,null,null,null,null,null,null,null,null,null,null,null,null,null,null,null,null,null,null,null,null,null,null,null,null,null,null,null,null,null,null,null,0,0,0,0,0,0,0,0,0,0,0,0,0,0,0,0,0,0,0,0,0,0,0,0,0,0,0,0,0,0,0,0,0,0,0,0,0,0,0,0,0,0,0,0,0,0,0,0,1,0,0,0,1,0,-1,0,0,0,0,0,0,0,0,0,0,0]
[null,null,null,null,null,null,null,null,null,null,null,null,null,null,null,null,null,null,null,null,null,null,null,null,null,null,null,null,null,null,null,null,null,null,null,null,null,null,null,null,null,null,null,{"$error":"#N/A"},{"$error":"#N/A"},{"$error":"#N/A"},{"$error":"#N/A"},{"$error":"#N/A"},{"$error":"#N/A"},{"$error":"#N/A"},{"$error":"#N/A"},{"$error":"#N/A"},{"$error":"#N/A"},{"$error":"#N/A"},{"$error":"#N/A"},{"$error":"#N/A"},{"$error":"#N/A"},{"$error":"#N/A"},{"$error":"#N/A"},{"$error":"#N/A"},{"$error":"#N/A"},{"$error":"#N/A"},{"$error":"#N/A"},{"$error":"#N/A"},{"$error":"#N/A"},{"$error":"#N/A"},{"$error":"#N/A"},{"$error":"#N/A"},{"$error":"#N/A"},{"$error":"#N/A"},{"$error":"#N/A"},{"$error":"#N/A"},{"$error":"#N/A"},{"$error":"#N/A"},{"$error":"#N/A"},{"$error":"#N/A"},{"$error":"#N/A"},{"$error":"#N/A"},{"$error":"#N/A"},{"$error":"#N/A"},{"$error":"#N/A"},{"$error":"#N/A"},{"$error":"#N/A"},{"$error":"#N/A"},{"$error":"#N/A"},{"$error":"#N/A"},{"$error":"#N/A"},{"$error":"#N/A"},{"$error":"#N/A"},{"$error":"#N/A"},{"$error":"#N/A"},{"$error":"#N/A"},{"$error":"#N/A"},{"$error":"#N/A"},{"$error":"#N/A"},{"$error":"#N/A"},{"$error":"#N/A"},{"$error":"#N/A"},{"$error":"#N/A"},{"$error":"#N/A"},{"$error":"#N/A"},{"$error":"#N/A"},{"$error":"#N/A"},{"$error":"#N/A"},{"$error":"#N/A"},{"$error":"#N/A"},{"$f":"DC60","v":{"$error":"#N/A"}},{"$error":"#N/A"},{"$error":"#N/A"}]
[null,null,null,null,null,null,null,null,null,null,null,null,null,null,null,null,null,null,null,null,null,null,null,null,null,null,null,null,null,null,null,null,null,null,null,null,null,null,null,null,null,null,null,{"$f":"AR61","v":0},0,0,0,0,0,0,0,0,0,0,0,0,0,0,0,0,0,0,0,0,0,0,0,0,0,0,0,0,0,0,0,0,0,0,0,0,0,0,0,0,0,0,0,0,0,0,0,0,0,1,0,0,1,0,-1,0,0,0,0,0,0,0,0,0,0]
[null,null,null,null,null,null,null,null,null,null,null,null,null,null,null,null,null,null,null,null,null,null,null,null,null,null,null,null,null,null,null,null,null,null,null,null,null,null,null,null,null,null,null,{"$error":"#N/A"},{"$error":"#N/A"},{"$error":"#N/A"},{"$error":"#N/A"},{"$error":"#N/A"},{"$error":"#N/A"},{"$error":"#N/A"},{"$error":"#N/A"},{"$error":"#N/A"},{"$error":"#N/A"},{"$error":"#N/A"},{"$error":"#N/A"},{"$error":"#N/A"},{"$error":"#N/A"},{"$error":"#N/A"},{"$error":"#N/A"},{"$error":"#N/A"},{"$error":"#N/A"},{"$error":"#N/A"},{"$error":"#N/A"},{"$error":"#N/A"},{"$error":"#N/A"},{"$error":"#N/A"},{"$error":"#N/A"},{"$error":"#N/A"},{"$error":"#N/A"},{"$error":"#N/A"},{"$error":"#N/A"},{"$error":"#N/A"},{"$error":"#N/A"},{"$error":"#N/A"},{"$error":"#N/A"},{"$error":"#N/A"},{"$error":"#N/A"},{"$error":"#N/A"},{"$error":"#N/A"},{"$error":"#N/A"},{"$error":"#N/A"},{"$error":"#N/A"},{"$error":"#N/A"},{"$error":"#N/A"},{"$error":"#N/A"},{"$error":"#N/A"},{"$error":"#N/A"},{"$error":"#N/A"},{"$error":"#N/A"},{"$error":"#N/A"},{"$error":"#N/A"},{"$error":"#N/A"},{"$error":"#N/A"},{"$error":"#N/A"},{"$error":"#N/A"},{"$error":"#N/A"},{"$error":"#N/A"},{"$error":"#N/A"},{"$error":"#N/A"},{"$error":"#N/A"},{"$error":"#N/A"},{"$error":"#N/A"},{"$error":"#N/A"},{"$error":"#N/A"},{"$error":"#N/A"},{"$error":"#N/A"},{"$error":"#N/A"},{"$error":"#N/A"},{"$error":"#N/A"}]
[null,null,null,null,null,null,null,null,null,null,null,null,null,null,null,null,null,null,null,null,null,null,null,null,null,null,null,null,null,null,null,null,null,null,null,null,null,null,null,null,null,null,null,0,0,0,0,0,0,0,0,0,0,0,0,0,0,0,0,0,0,0,0,0,0,0,0,0,0,0,0,0,0,0,0,0,0,0,0,0,0,0,0,0,0,0,0,0,0,0,0,0,1,0,0,0,0,1,1,-1,0,0,0,0,0,0,0,0,0]
[null,null,null,null,null,null,null,null,null,null,null,null,null,null,null,null,null,null,null,null,null,null,null,null,null,null,null,null,null,null,null,null,null,null,null,null,null,null,null,null,null,null,null,{"$error":"#N/A"},{"$error":"#N/A"},{"$error":"#N/A"},{"$error":"#N/A"},{"$error":"#N/A"},{"$error":"#N/A"},{"$error":"#N/A"},{"$error":"#N/A"},{"$error":"#N/A"},{"$error":"#N/A"},{"$error":"#N/A"},{"$error":"#N/A"},{"$error":"#N/A"},{"$error":"#N/A"},{"$error":"#N/A"},{"$error":"#N/A"},{"$error":"#N/A"},{"$error":"#N/A"},{"$error":"#N/A"},{"$error":"#N/A"},{"$error":"#N/A"},{"$error":"#N/A"},{"$error":"#N/A"},{"$error":"#N/A"},{"$error":"#N/A"},{"$error":"#N/A"},{"$error":"#N/A"},{"$error":"#N/A"},{"$error":"#N/A"},{"$error":"#N/A"},{"$error":"#N/A"},{"$error":"#N/A"},{"$error":"#N/A"},{"$error":"#N/A"},{"$error":"#N/A"},{"$error":"#N/A"},{"$error":"#N/A"},{"$error":"#N/A"},{"$error":"#N/A"},{"$error":"#N/A"},{"$error":"#N/A"},{"$error":"#N/A"},{"$error":"#N/A"},{"$error":"#N/A"},{"$error":"#N/A"},{"$error":"#N/A"},{"$error":"#N/A"},{"$error":"#N/A"},{"$error":"#N/A"},{"$error":"#N/A"},{"$error":"#N/A"},{"$error":"#N/A"},{"$error":"#N/A"},{"$error":"#N/A"},{"$error":"#N/A"},{"$error":"#N/A"},{"$error":"#N/A"},{"$error":"#N/A"},{"$error":"#N/A"},{"$error":"#N/A"},{"$error":"#N/A"},{"$error":"#N/A"},{"$error":"#N/A"},{"$f":"DC64","v":{"$error":"#N/A"}},{"$error":"#N/A"},{"$error":"#N/A"}]
[null,null,null,null,null,null,null,null,null,null,null,null,null,null,null,null,null,null,null,null,null,null,null,null,null,null,null,null,null,null,null,null,null,null,null,null,null,null,null,null,null,null,null,{"$f":"AR65","v":0},0,0,0,0,0,0,0,0,0,0,0,0,0,0,0,0,0,0,0,0,0,0,0,0,0,0,0,0,0,0,0,0,0,0,0,0,0,0,0,0,0,0,0,0,0,0,0,0,0,0,1,-1,-1,0,0,0,0,0,0,0,0,0,0,0,0]
[null,null,null,null,null,null,null,null,null,null,null,null,null,null,null,null,null,null,null,null,null,null,null,null,null,null,null,null,null,null,null,null,null,null,null,null,null,null,null,null,null,null,null,0,0,0,0,0,0,0,0,0,0,0,0,0,0,0,0,0,0,0,0,0,0,0,0,0,0,0,0,0,0,0,0,0,0,0,0,0,0,0,0,0,0,0,0,0,0,0,0,0,0,0,0,0,1,0,0,0,0,0,0,0,0,0,0,0,0]
[null,null,null,null,null,null,null,null,null,null,null,null,null,null,null,null,null,null,null,null,null,null,null,null,null,null,null,null,null,null,null,null,null,null,null,null,null,null,null,null,null,null,null,0,0,0,0,0,0,0,0,0,0,0,0,0,0,0,0,1,0,0,0,0,0,0,0,0,0,0,0,0,0,0,0,0,0,0,0,0,0,0,0,0,0,0,0,0,0,0,0,0,0,0,0,0,0,0,0,0,-1,-1,-1,0,0,0,0,0,0]
[null,null,null,null,null,null,null,null,null,null,null,null,null,null,null,null,null,null,null,null,null,null,null,null,null,null,null,null,null,null,null,null,null,null,null,null,null,null,null,null,null,null,null,0,0,0,0,0,0,0,0,0,1,0,0,0,0,0,0,0,0,0,0,0,0,0,0,0,0,0,0,0,0,0,0,0,0,0,0,0,0,0,1,0,0,0,0,0,0,0,0,0,0,0,0,0,0,0,0,0,0,0,0,-1,0,0,0,0,0]
[null,null,null,null,null,null,null,null,null,null,null,null,null,null,null,null,null,null,null,null,null,null,null,null,null,null,null,null,null,null,null,null,null,null,null,null,null,null,null,null,null,null,null,{"$error":"#N/A"},{"$f":"AS69","v":{"$error":"#N/A"}},{"$error":"#N/A"},{"$error":"#N/A"},{"$error":"#N/A"},{"$error":"#N/A"},{"$error":"#N/A"},{"$error":"#N/A"},{"$error":"#N/A"},{"$error":"#N/A"},{"$error":"#N/A"},{"$error":"#N/A"},{"$error":"#N/A"},{"$error":"#N/A"},{"$error":"#N/A"},{"$error":"#N/A"},{"$error":"#N/A"},{"$error":"#N/A"},{"$error":"#N/A"},{"$error":"#N/A"},{"$error":"#N/A"},{"$error":"#N/A"},{"$error":"#N/A"},{"$error":"#N/A"},{"$error":"#N/A"},{"$error":"#N/A"},{"$error":"#N/A"},{"$error":"#N/A"},{"$error":"#N/A"},{"$error":"#N/A"},{"$error":"#N/A"},{"$error":"#N/A"},{"$error":"#N/A"},{"$error":"#N/A"},{"$error":"#N/A"},{"$error":"#N/A"},{"$error":"#N/A"},{"$error":"#N/A"},{"$error":"#N/A"},{"$error":"#N/A"},{"$error":"#N/A"},{"$error":"#N/A"},{"$error":"#N/A"},{"$error":"#N/A"},{"$error":"#N/A"},{"$error":"#N/A"},{"$error":"#N/A"},{"$error":"#N/A"},{"$error":"#N/A"},{"$error":"#N/A"},{"$error":"#N/A"},{"$error":"#N/A"},{"$error":"#N/A"},{"$error":"#N/A"},{"$error":"#N/A"},{"$error":"#N/A"},{"$error":"#N/A"},{"$error":"#N/A"},{"$error":"#N/A"},{"$error":"#N/A"},{"$error":"#N/A"},{"$error":"#N/A"},{"$error":"#N/A"},{"$error":"#N/A"},{"$error":"#N/A"},{"$error":"#N/A"}]
[null,null,null,null,null,null,null,null,null,null,null,null,null,null,null,null,null,null,null,null,null,null,null,null,null,null,null,null,null,null,null,null,null,null,null,null,null,null,null,null,null,null,null,{"$f":"AR70","v":0},0,0,0,0,0,0,0,0,0,0,0,0,0,0,0,0,0,0,0,0,0,0,0,0,0,0,0,0,0,0,0,0,0,0,0,0,0,0,0,0,0,0,0,0,0,0,0,0,0,0,0,0,0,0,0,0,1,0,0,0,1,0,-1,0,0]
[null,null,null,null,null,null,null,null,null,null,null,null,null,null,null,null,null,null,null,null,null,null,null,null,null,null,null,null,null,null,null,null,null,null,null,null,null,null,null,null,null,null,null,{"$error":"#N/A"},{"$error":"#N/A"},{"$error":"#N/A"},{"$error":"#N/A"},{"$error":"#N/A"},{"$error":"#N/A"},{"$error":"#N/A"},{"$error":"#N/A"},{"$error":"#N/A"},{"$error":"#N/A"},{"$error":"#N/A"},{"$error":"#N/A"},{"$error":"#N/A"},{"$error":"#N/A"},{"$error":"#N/A"},{"$error":"#N/A"},{"$error":"#N/A"},{"$error":"#N/A"},{"$error":"#N/A"},{"$error":"#N/A"},{"$error":"#N/A"},{"$error":"#N/A"},{"$error":"#N/A"},{"$error":"#N/A"},{"$error":"#N/A"},{"$error":"#N/A"},{"$error":"#N/A"},{"$error":"#N/A"},{"$error":"#N/A"},{"$error":"#N/A"},{"$error":"#N/A"},{"$error":"#N/A"},{"$error":"#N/A"},{"$error":"#N/A"},{"$error":"#N/A"},{"$error":"#N/A"},{"$error":"#N/A"},{"$error":"#N/A"},{"$error":"#N/A"},{"$error":"#N/A"},{"$error":"#N/A"},{"$error":"#N/A"},{"$error":"#N/A"},{"$error":"#N/A"},{"$error":"#N/A"},{"$error":"#N/A"},{"$error":"#N/A"},{"$error":"#N/A"},{"$error":"#N/A"},{"$error":"#N/A"},{"$error":"#N/A"},{"$error":"#N/A"},{"$error":"#N/A"},{"$error":"#N/A"},{"$error":"#N/A"},{"$error":"#N/A"},{"$error":"#N/A"},{"$error":"#N/A"},{"$error":"#N/A"},{"$error":"#N/A"},{"$error":"#N/A"},{"$error":"#N/A"},{"$error":"#N/A"},{"$error":"#N/A"},{"$error":"#N/A"},{"$error":"#N/A"}]
[null,null,null,null,null,null,null,null,null,null,null,null,null,null,null,null,null,null,null,null,null,null,null,null,null,null,null,null,null,null,null,null,null,null,null,null,null,null,null,null,null,null,null,0,0,0,0,0,0,0,0,0,0,0,0,0,0,0,0,0,0,0,0,0,0,0,0,0,0,0,0,0,0,0,0,0,0,0,0,0,0,0,0,0,0,0,0,0,0,0,0,0,0,0,0,0,0,0,0,0,0,0,1,0,0,1,0,-1,0]
[null,null,null,null,null,null,null,null,null,null,null,null,null,null,null,null,null,null,null,null,null,null,null,null,null,null,null,null,null,null,null,null,null,null,null,null,null,null,null,null,null,null,null,{"$error":"#N/A"},{"$error":"#N/A"},{"$error":"#N/A"},{"$error":"#N/A"},{"$error":"#N/A"},{"$error":"#N/A"},{"$error":"#N/A"},{"$error":"#N/A"},{"$error":"#N/A"},{"$error":"#N/A"},{"$error":"#N/A"},{"$error":"#N/A"},{"$error":"#N/A"},{"$error":"#N/A"},{"$error":"#N/A"},{"$error":"#N/A"},{"$f":"BH73","v":{"$error":"#N/A"}},{"$error":"#N/A"},{"$error":"#N/A"},{"$error":"#N/A"},{"$error":"#N/A"},{"$error":"#N/A"},{"$error":"#N/A"},{"$error":"#N/A"},{"$error":"#N/A"},{"$error":"#N/A"},{"$error":"#N/A"},{"$error":"#N/A"},{"$error":"#N/A"},{"$error":"#N/A"},{"$error":"#N/A"},{"$error":"#N/A"},{"$error":"#N/A"},{"$error":"#N/A"},{"$error":"#N/A"},{"$error":"#N/A"},{"$error":"#N/A"},{"$error":"#N/A"},{"$error":"#N/A"},{"$error":"#N/A"},{"$error":"#N/A"},{"$error":"#N/A"},{"$error":"#N/A"},{"$error":"#N/A"},{"$error":"#N/A"},{"$error":"#N/A"},{"$error":"#N/A"},{"$error":"#N/A"},{"$error":"#N/A"},{"$error":"#N/A"},{"$error":"#N/A"},{"$error":"#N/A"},{"$error":"#N/A"},{"$error":"#N/A"},{"$error":"#N/A"},{"$error":"#N/A"},{"$error":"#N/A"},{"$error":"#N/A"},{"$error":"#N/A"},{"$error":"#N/A"},{"$error":"#N/A"},{"$error":"#N/A"},{"$error":"#N/A"},{"$error":"#N/A"},{"$error":"#N/A"},{"$error":"#N/A"}]
[null,null,null,null,null,null,null,null,null,null,null,null,null,null,null,null,null,null,null,null,null,null,null,null,null,null,null,null,null,null,null,null,null,null,null,null,null,null,null,null,null,null,null,0,0,0,0,0,0,0,0,0,0,0,0,0,0,0,0,0,0,0,0,0,0,0,0,0,0,0,0,0,0,0,0,0,0,0,0,0,0,0,0,0,0,0,0,0,0,0,0,0,0,0,0,0,0,0,0,0,0,1,0,0,0,0,1,1,-1]
[null,null,null,null,null,null,null,null,null,null,null,null,null,null,null,null,null,null,null,null,null,null,null,null,null,null,null,null,null,null,null,null,null,null,null,null,null,null,null,null,null,null,null,{"$error":"#N/A"},{"$error":"#N/A"},{"$error":"#N/A"},{"$error":"#N/A"},{"$error":"#N/A"},{"$error":"#N/A"},{"$error":"#N/A"},{"$error":"#N/A"},{"$error":"#N/A"},{"$error":"#N/A"},{"$error":"#N/A"},{"$error":"#N/A"},{"$error":"#N/A"},{"$error":"#N/A"},{"$error":"#N/A"},{"$error":"#N/A"},{"$error":"#N/A"},{"$error":"#N/A"},{"$error":"#N/A"},{"$error":"#N/A"},{"$error":"#N/A"},{"$error":"#N/A"},{"$error":"#N/A"},{"$error":"#N/A"},{"$error":"#N/A"},{"$error":"#N/A"},{"$error":"#N/A"},{"$error":"#N/A"},{"$error":"#N/A"},{"$error":"#N/A"},{"$error":"#N/A"},{"$error":"#N/A"},{"$error":"#N/A"},{"$error":"#N/A"},{"$error":"#N/A"},{"$error":"#N/A"},{"$error":"#N/A"},{"$error":"#N/A"},{"$error":"#N/A"},{"$error":"#N/A"},{"$error":"#N/A"},{"$error":"#N/A"},{"$error":"#N/A"},{"$error":"#N/A"},{"$error":"#N/A"},{"$error":"#N/A"},{"$error":"#N/A"},{"$error":"#N/A"},{"$error":"#N/A"},{"$error":"#N/A"},{"$error":"#N/A"},{"$error":"#N/A"},{"$error":"#N/A"},{"$error":"#N/A"},{"$error":"#N/A"},{"$error":"#N/A"},{"$error":"#N/A"},{"$error":"#N/A"},{"$error":"#N/A"},{"$error":"#N/A"},{"$error":"#N/A"},{"$error":"#N/A"},{"$error":"#N/A"},{"$error":"#N/A"},{"$error":"#N/A"},{"$error":"#N/A"}]
[null,null,null,null,null,null,null,null,null,null,null,null,null,null,null,null,null,null,null,null,null,null,null,null,null,null,null,null,null,null,null,null,null,null,null,null,null,null,null,null,null,null,null,0,0,0,0,0,0,0,0,0,0,0,0,0,0,0,0,0,0,0,0,0,0,0,0,0,0,0,0,0,0,0,0,0,0,0,0,0,0,0,0,0,0,0,0,0,0,0,0,0,0,0,0,0,0,0,0,0,0,0,0,1,-1,-1,0,0,0]
[null,null,null,null,null,null,null,null,null,null,null,null,null,null,null,null,null,null,null,null,null,null,null,null,null,null,null,null,null,null,null,null,null,null,null,null,null,null,null,null,null,null,null,0,0,0,0,0,0,0,0,0,0,0,0,0,0,0,0,0,0,0,0,0,0,0,0,0,0,0,0,0,0,0,0,0,0,0,0,0,0,0,0,0,0,0,0,0,0,0,0,0,0,0,0,0,0,0,0,0,0,0,0,0,-1,0,0,0,0]
[]
[null,null,null,null,null,null,null,null,null,null,null,null,null,null,null,null,null,null,null,null,null,null,null,null,null,null,null,null,null,null,null,null,null,null,null,null,null,null,null,null,null,null,null,{"$f":"AR12","v":1},{"$f":"AS12","v":-1},-1,0,0,0,0,0,0,0,0,0,0,0,0,0,0,0,0,0,0,0,0,0,0,0,0,0,0,0,0,0,0,0,0,0,0,0,0,0,0,0,0,0,0,0,0,0,0,0,0,0,0,0,0,0,0,0,0,0,0,0,0,0,0,{"$f":"DE12","v":0}]
[null,null,null,null,null,null,null,null,null,null,null,null,null,null,null,null,null,null,null,null,null,null,null,null,null,null,null,null,null,null,null,null,null,null,null,null,null,null,null,null,null,null,null,{"$f":"AR13","v":{"$error":"#N/A"}},{"$error":"#N/A"},{"$error":"#N/A"},{"$error":"#N/A"},{"$error":"#N/A"},{"$error":"#N/A"},{"$error":"#N/A"},{"$error":"#N/A"},{"$error":"#N/A"},{"$error":"#N/A"},{"$error":"#N/A"},{"$error":"#N/A"},{"$error":"#N/A"},{"$error":"#N/A"},{"$error":"#N/A"},{"$error":"#N/A"},{"$error":"#N/A"},{"$error":"#N/A"},{"$error":"#N/A"},{"$error":"#N/A"},{"$error":"#N/A"},{"$error":"#N/A"},{"$error":"#N/A"},{"$error":"#N/A"},{"$error":"#N/A"},{"$error":"#N/A"},{"$error":"#N/A"},{"$error":"#N/A"},{"$error":"#N/A"},{"$error":"#N/A"},{"$error":"#N/A"},{"$error":"#N/A"},{"$error":"#N/A"},{"$error":"#N/A"},{"$error":"#N/A"},{"$error":"#N/A"},{"$error":"#N/A"},{"$error":"#N/A"},{"$error":"#N/A"},{"$error":"#N/A"},{"$error":"#N/A"},{"$error":"#N/A"},{"$error":"#N/A"},{"$error":"#N/A"},{"$error":"#N/A"},{"$error":"#N/A"},{"$error":"#N/A"},{"$error":"#N/A"},{"$error":"#N/A"},{"$error":"#N/A"},{"$error":"#N/A"},{"$error":"#N/A"},{"$error":"#N/A"},{"$error":"#N/A"},{"$error":"#N/A"},{"$error":"#N/A"},{"$error":"#N/A"},{"$error":"#N/A"},{"$error":"#N/A"},{"$error":"#N/A"},{"$error":"#N/A"},{"$error":"#N/A"},{"$error":"#N/A"},{"$error":"#N/A"},{"$error":"#N/A"},{"$error":"#N/A"}]
[null,null,null,null,null,null,null,null,null,null,null,null,null,null,null,null,null,null,null,null,null,null,null,null,null,null,null,null,null,null,null,null,null,null,null,null,null,null,null,null,null,null,null,0,1,0,-1,-1,-1,-1,0,0,0,0,0,0,0,0,0,0,0,0,0,0,0,0,0,0,0,0,0,0,0,0,0,0,0,0,0,0,0,0,0,0,0,0,0,0,0,0,0,0,0,0,0,0,0,0,0,0,0,0,0,0,0,0,0,0,0]
[null,null,null,null,null,null,null,null,null,null,null,null,null,null,null,null,null,null,null,null,null,null,null,null,null,null,null,null,null,null,null,null,null,null,null,null,null,null,null,null,null,null,null,{"$error":"#N/A"},{"$error":"#N/A"},{"$error":"#N/A"},{"$error":"#N/A"},{"$error":"#N/A"},{"$error":"#N/A"},{"$error":"#N/A"},{"$error":"#N/A"},{"$error":"#N/A"},{"$error":"#N/A"},{"$error":"#N/A"},{"$error":"#N/A"},{"$error":"#N/A"},{"$error":"#N/A"},{"$error":"#N/A"},{"$error":"#N/A"},{"$error":"#N/A"},{"$error":"#N/A"},{"$error":"#N/A"},{"$error":"#N/A"},{"$error":"#N/A"},{"$error":"#N/A"},{"$error":"#N/A"},{"$error":"#N/A"},{"$error":"#N/A"},{"$error":"#N/A"},{"$error":"#N/A"},{"$error":"#N/A"},{"$error":"#N/A"},{"$error":"#N/A"},{"$error":"#N/A"},{"$error":"#N/A"},{"$error":"#N/A"},{"$error":"#N/A"},{"$error":"#N/A"},{"$error":"#N/A"},{"$error":"#N/A"},{"$error":"#N/A"},{"$error":"#N/A"},{"$error":"#N/A"},{"$error":"#N/A"},{"$error":"#N/A"},{"$error":"#N/A"},{"$error":"#N/A"},{"$error":"#N/A"},{"$error":"#N/A"},{"$error":"#N/A"},{"$error":"#N/A"},{"$error":"#N/A"},{"$error":"#N/A"},{"$error":"#N/A"},{"$error":"#N/A"},{"$error":"#N/A"},{"$error":"#N/A"},{"$error":"#N/A"},{"$error":"#N/A"},{"$error":"#N/A"},{"$error":"#N/A"},{"$error":"#N/A"},{"$error":"#N/A"},{"$error":"#N/A"},{"$error":"#N/A"},{"$error":"#N/A"},{"$error":"#N/A"},{"$error":"#N/A"},{"$error":"#N/A"}]
[null,null,null,null,null,null,null,null,null,null,null,null,null,null,null,null,null,null,null,null,null,null,null,null,null,null,null,null,null,null,null,null,null,null,null,null,null,null,null,null,null,null,null,0,0,0,0,1,0,0,-1,-1,-1,-1,0,0,0,0,0,0,0,0,0,0,0,0,0,0,0,0,0,0,0,{"$f":"BV16","v":0},0,0,0,0,0,0,0,0,0,0,0,0,0,0,0,0,0,0,0,0,0,0,0,0,0,0,0,0,0,0,0,0,0,0,0]
[null,null,null,null,null,null,null,null,null,null,null,null,null,null,null,null,null,null,null,null,null,null,null,null,null,null,null,null,null,null,null,null,null,null,null,null,null,null,null,null,null,null,null,{"$error":"#N/A"},{"$error":"#N/A"},{"$error":"#N/A"},{"$error":"#N/A"},{"$error":"#N/A"},{"$error":"#N/A"},{"$error":"#N/A"},{"$error":"#N/A"},{"$error":"#N/A"},{"$error":"#N/A"},{"$error":"#N/A"},{"$error":"#N/A"},{"$error":"#N/A"},{"$error":"#N/A"},{"$error":"#N/A"},{"$error":"#N/A"},{"$f":"BH17","v":{"$error":"#N/A"}},{"$error":"#N/A"},{"$error":"#N/A"},{"$error":"#N/A"},{"$error":"#N/A"},{"$error":"#N/A"},{"$error":"#N/A"},{"$error":"#N/A"},{"$error":"#N/A"},{"$error":"#N/A"},{"$error":"#N/A"},{"$error":"#N/A"},{"$error":"#N/A"},{"$error":"#N/A"},{"$error":"#N/A"},{"$error":"#N/A"},{"$error":"#N/A"},{"$error":"#N/A"},{"$error":"#N/A"},{"$error":"#N/A"},{"$error":"#N/A"},{"$error":"#N/A"},{"$error":"#N/A"},{"$error":"#N/A"},{"$error":"#N/A"},{"$error":"#N/A"},{"$error":"#N/A"},{"$error":"#N/A"},{"$error":"#N/A"},{"$error":"#N/A"},{"$error":"#N/A"},{"$error":"#N/A"},{"$error":"#N/A"},{"$error":"#N/A"},{"$error":"#N/A"},{"$error":"#N/A"},{"$error":"#N/A"},{"$error":"#N/A"},{"$error":"#N/A"},{"$error":"#N/A"},{"$error":"#N/A"},{"$error":"#N/A"},{"$error":"#N/A"},{"$error":"#N/A"},{"$error":"#N/A"},{"$error":"#N/A"},{"$error":"#N/A"},{"$error":"#N/A"},{"$error":"#N/A"},{"$error":"#N/A"}]
[null,null,null,null,null,null,null,null,null,null,null,null,null,null,null,null,null,null,null,null,null,null,null,null,null,null,null,null,null,null,null,null,null,null,null,null,null,null,null,null,null,null,null,0,0,0,0,0,1,1,0,0,0,1,-1,0,0,0,0,0,0,0,0,0,0,0,0,0,0,0,0,0,0,0,0,0,0,0,0,0,0,0,0,0,0,0,0,0,0,0,0,0,0,0,0,0,0,0,0,0,0,0,0,0,0,0,0,0,0]
[null,null,null,null,null,null,null,null,null,null,null,null,null,null,null,null,null,null,null,null,null,null,null,null,null,null,null,null,null,null,null,null,null,null,null,null,null,null,null,null,null,null,null,{"$error":"#N/A"},{"$error":"#N/A"},{"$error":"#N/A"},{"$error":"#N/A"},{"$error":"#N/A"},{"$error":"#N/A"},{"$error":"#N/A"},{"$error":"#N/A"},{"$error":"#N/A"},{"$error":"#N/A"},{"$error":"#N/A"},{"$error":"#N/A"},{"$error":"#N/A"},{"$error":"#N/A"},{"$error":"#N/A"},{"$error":"#N/A"},{"$error":"#N/A"},{"$error":"#N/A"},{"$error":"#N/A"},{"$error":"#N/A"},{"$error":"#N/A"},{"$error":"#N/A"},{"$error":"#N/A"},{"$error":"#N/A"},{"$error":"#N/A"},{"$error":"#N/A"},{"$error":"#N/A"},{"$error":"#N/A"},{"$error":"#N/A"},{"$error":"#N/A"},{"$error":"#N/A"},{"$error":"#N/A"},{"$error":"#N/A"},{"$error":"#N/A"},{"$error":"#N/A"},{"$error":"#N/A"},{"$error":"#N/A"},{"$error":"#N/A"},{"$error":"#N/A"},{"$error":"#N/A"},{"$error":"#N/A"},{"$error":"#N/A"},{"$error":"#N/A"},{"$error":"#N/A"},{"$error":"#N/A"},{"$error":"#N/A"},{"$error":"#N/A"},{"$error":"#N/A"},{"$error":"#N/A"},{"$error":"#N/A"},{"$error":"#N/A"},{"$error":"#N/A"},{"$error":"#N/A"},{"$error":"#N/A"},{"$error":"#N/A"},{"$error":"#N/A"},{"$error":"#N/A"},{"$error":"#N/A"},{"$error":"#N/A"},{"$error":"#N/A"},{"$error":"#N/A"},{"$error":"#N/A"},{"$error":"#N/A"},{"$error":"#N/A"},{"$error":"#N/A"},{"$error":"#N/A"}]
[null,null,null,null,null,null,null,null,null,null,null,null,null,null,null,null,null,null,null,null,null,null,null,null,null,null,null,null,null,null,null,null,null,null,null,null,null,null,null,null,null,null,null,0,0,0,0,0,0,0,0,0,0,0,0,1,-1,-1,0,0,0,0,0,0,0,0,0,0,0,0,0,0,0,0,0,0,0,0,0,0,0,0,0,0,0,0,0,0,0,0,0,0,0,0,0,0,0,0,0,0,0,0,0,0,0,0,0,0,0]
[null,null,null,null,null,null,null,null,null,null,null,null,null,null,null,null,null,null,null,null,null,null,null,null,null,null,null,null,null,null,null,null,null,null,null,null,null,null,null,null,null,null,null,{"$error":"#N/A"},{"$error":"#N/A"},{"$error":"#N/A"},{"$error":"#N/A"},{"$error":"#N/A"},{"$error":"#N/A"},{"$error":"#N/A"},{"$error":"#N/A"},{"$error":"#N/A"},{"$error":"#N/A"},{"$error":"#N/A"},{"$error":"#N/A"},{"$error":"#N/A"},{"$error":"#N/A"},{"$error":"#N/A"},{"$error":"#N/A"},{"$error":"#N/A"},{"$error":"#N/A"},{"$error":"#N/A"},{"$error":"#N/A"},{"$error":"#N/A"},{"$error":"#N/A"},{"$error":"#N/A"},{"$error":"#N/A"},{"$error":"#N/A"},{"$error":"#N/A"},{"$error":"#N/A"},{"$error":"#N/A"},{"$error":"#N/A"},{"$error":"#N/A"},{"$error":"#N/A"},{"$error":"#N/A"},{"$error":"#N/A"},{"$error":"#N/A"},{"$error":"#N/A"},{"$error":"#N/A"},{"$error":"#N/A"},{"$error":"#N/A"},{"$error":"#N/A"},{"$error":"#N/A"},{"$error":"#N/A"},{"$error":"#N/A"},{"$error":"#N/A"},{"$error":"#N/A"},{"$error":"#N/A"},{"$error":"#N/A"},{"$error":"#N/A"},{"$error":"#N/A"},{"$error":"#N/A"},{"$error":"#N/A"},{"$error":"#N/A"},{"$error":"#N/A"},{"$error":"#N/A"},{"$error":"#N/A"},{"$error":"#N/A"},{"$error":"#N/A"},{"$error":"#N/A"},{"$error":"#N/A"},{"$error":"#N/A"},{"$error":"#N/A"},{"$error":"#N/A"},{"$error":"#N/A"},{"$error":"#N/A"},{"$error":"#N/A"},{"$error":"#N/A"},{"$error":"#N/A"}]
[null,null,null,null,null,null,null,null,null,null,null,null,null,null,null,null,null,null,null,null,null,null,null,null,null,null,null,null,null,null,null,null,null,null,null,null,null,null,null,null,null,null,null,0,0,0,0,0,0,0,0,0,0,0,0,0,1,0,-1,-1,-1,0,0,0,0,0,0,0,0,{"$f":"BR22","v":0},0,0,0,0,0,0,0,0,0,0,0,0,0,0,0,0,0,0,0,0,0,0,0,0,0,0,0,0,0,0,0,0,0,0,0,0,0,0,0]
[null,null,null,null,null,null,null,null,null,null,null,null,null,null,null,null,null,null,null,null,null,null,null,null,null,null,null,null,null,null,null,null,null,null,null,null,null,null,null,null,null,null,null,{"$error":"#N/A"},{"$error":"#N/A"},{"$error":"#N/A"},{"$error":"#N/A"},{"$error":"#N/A"},{"$error":"#N/A"},{"$error":"#N/A"},{"$error":"#N/A"},{"$error":"#N/A"},{"$error":"#N/A"},{"$error":"#N/A"},{"$error":"#N/A"},{"$error":"#N/A"},{"$error":"#N/A"},{"$error":"#N/A"},{"$error":"#N/A"},{"$f":"BH23","v":{"$error":"#N/A"}},{"$error":"#N/A"},{"$error":"#N/A"},{"$error":"#N/A"},{"$error":"#N/A"},{"$error":"#N/A"},{"$error":"#N/A"},{"$error":"#N/A"},{"$error":"#N/A"},{"$error":"#N/A"},{"$error":"#N/A"},{"$error":"#N/A"},{"$error":"#N/A"},{"$error":"#N/A"},{"$error":"#N/A"},{"$error":"#N/A"},{"$error":"#N/A"},{"$error":"#N/A"},{"$error":"#N/A"},{"$error":"#N/A"},{"$error":"#N/A"},{"$error":"#N/A"},{"$error":"#N/A"},{"$error":"#N/A"},{"$error":"#N/A"},{"$error":"#N/A"},{"$error":"#N/A"},{"$error":"#N/A"},{"$error":"#N/A"},{"$error":"#N/A"},{"$error":"#N/A"},{"$error":"#N/A"},{"$error":"#N/A"},{"$error":"#N/A"},{"$error":"#N/A"},{"$error":"#N/A"},{"$error":"#N/A"},{"$error":"#N/A"},{"$error":"#N/A"},{"$error":"#N/A"},{"$error":"#N/A"},{"$error":"#N/A"},{"$error":"#N/A"},{"$error":"#N/A"},{"$error":"#N/A"},{"$error":"#N/A"},{"$error":"#N/A"},{"$error":"#N/A"},{"$error":"#N/A"},{"$error":"#N/A"}]
[null,null,null,null,null,null,null,null,null,null,null,null,null,null,null,null,null,null,null,null,null,null,null,null,null,null,null,null,null,null,null,null,null,null,null,null,null,null,null,null,null,null,null,0,0,0,1,0,0,0,0,0,0,0,0,0,0,0,0,0,0,0,-1,0,0,-1,0,0,-1,0,0,-1,0,0,0,0,0,0,0,0,0,0,0,0,0,0,0,0,0,0,0,0,0,0,0,0,0,0,0,0,0,0,0,0,0,0,0,0,0]
[null,null,null,null,null,null,null,null,null,null,null,null,null,null,null,null,null,null,null,null,null,null,null,null,null,null,null,null,null,null,null,null,null,null,null,null,null,null,null,null,null,null,null,0,0,0,0,0,0,0,1,0,0,0,0,0,0,0,0,0,0,-1,0,0,-1,0,0,-1,0,0,-1,0,0,0,0,0,0,0,0,0,0,0,0,0,0,0,0,0,0,0,0,0,0,0,0,0,0,0,0,0,0,0,0,0,0,0,0,0,0]
[null,null,null,null,null,null,null,null,null,null,null,null,null,null,null,null,null,null,null,null,null,null,null,null,null,null,null,null,null,null,null,null,null,null,null,null,null,null,null,null,null,null,null,0,0,0,0,0,0,0,0,0,0,0,0,0,0,0,0,0,0,0,0,0,0,0,0,0,0,0,0,0,-1,0,-1,0,-1,0,-1,0,0,1,0,0,0,0,0,0,0,0,0,0,0,0,0,0,0,0,0,0,0,0,0,0,0,0,0,0,0]
[null,null,null,null,null,null,null,null,null,null,null,null,null,null,null,null,null,null,null,null,null,null,null,null,null,null,null,null,null,null,null,null,null,null,null,null,null,null,null,null,null,null,null,0,0,0,0,0,0,0,0,0,0,0,0,0,0,0,0,0,0,0,0,0,0,0,0,0,0,0,0,0,0,-1,0,-1,0,-1,0,-1,0,0,1,0,0,0,0,0,0,0,0,0,0,0,0,0,0,0,0,0,0,0,0,0,0,0,0,0,0]
[null,null,null,null,null,null,null,null,null,null,null,null,null,null,null,null,null,null,null,null,null,null,null,null,null,null,null,null,null,null,null,null,null,null,null,null,null,null,null,null,null,null,null,0,0,0,0,0,0,0,0,0,0,0,0,0,0,0,0,0,0,1,0,0,0,0,{"$f":"BO28","v":0},0,0,0,0,0,0,0,0,0,0,0,0,0,0,0,0,-1,-1,0,0,0,0,0,0,0,0,0,0,0,0,0,0,0,0,0,0,0,0,0,0,0,0]
[null,null,null,null,null,null,null,null,null,null,null,null,null,null,null,null,null,null,null,null,null,null,null,null,null,null,null,null,null,null,null,null,null,null,null,null,null,null,null,null,null,null,null,{"$f":"AR29","v":0},0,0,0,0,0,0,0,0,0,0,0,0,0,0,0,0,0,0,1,0,0,0,0,0,0,0,0,0,-1,0,0,0,0,0,0,0,0,0,0,1,0,0,0,0,0,0,0,0,0,0,0,0,0,0,0,0,0,0,0,0,0,0,0,0,0]
[null,null,null,null,null,null,null,null,null,null,null,null,null,null,null,null,null,null,null,null,null,null,null,null,null,null,null,null,null,null,null,null,null,null,null,null,null,null,null,null,null,null,null,0,0,0,0,0,0,0,0,0,0,0,0,0,0,0,0,0,0,0,0,0,0,0,0,0,0,0,0,0,0,1,0,0,0,0,0,0,0,0,0,0,-1,0,0,0,0,0,0,0,0,0,0,0,0,0,0,0,0,0,0,0,0,0,0,0,0]
[null,null,null,null,null,null,null,null,null,null,null,null,null,null,null,null,null,null,null,null,null,null,null,null,null,null,null,null,null,null,null,null,null,null,null,null,null,null,null,null,null,null,null,0,0,0,0,0,0,0,0,0,0,0,0,0,0,0,0,0,0,1,0,0,0,0,0,0,0,0,0,0,0,0,0,0,0,0,0,0,0,0,0,0,0,0,0,0,0,0,0,0,0,0,0,0,0,0,0,0,0,0,0,0,0,0,0,0,0]
[null,null,null,null,null,null,null,null,null,null,null,null,null,null,null,null,null,null,null,null,null,null,null,null,null,null,null,null,null,null,null,null,null,null,null,null,null,null,null,null,null,null,null,{"$error":"#N/A"},{"$error":"#N/A"},{"$error":"#N/A"},{"$error":"#N/A"},{"$error":"#N/A"},{"$error":"#N/A"},{"$error":"#N/A"},{"$error":"#N/A"},{"$error":"#N/A"},{"$error":"#N/A"},{"$error":"#N/A"},{"$error":"#N/A"},{"$error":"#N/A"},{"$error":"#N/A"},{"$error":"#N/A"},{"$error":"#N/A"},{"$error":"#N/A"},{"$error":"#N/A"},{"$error":"#N/A"},{"$error":"#N/A"},{"$error":"#N/A"},{"$error":"#N/A"},{"$error":"#N/A"},{"$error":"#N/A"},{"$error":"#N/A"},{"$error":"#N/A"},{"$error":"#N/A"},{"$error":"#N/A"},{"$error":"#N/A"},{"$error":"#N/A"},{"$error":"#N/A"},{"$error":"#N/A"},{"$error":"#N/A"},{"$error":"#N/A"},{"$error":"#N/A"},{"$error":"#N/A"},{"$error":"#N/A"},{"$error":"#N/A"},{"$error":"#N/A"},{"$error":"#N/A"},{"$error":"#N/A"},{"$error":"#N/A"},{"$error":"#N/A"},{"$error":"#N/A"},{"$error":"#N/A"},{"$error":"#N/A"},{"$error":"#N/A"},{"$error":"#N/A"},{"$error":"#N/A"},{"$error":"#N/A"},{"$error":"#N/A"},{"$error":"#N/A"},{"$error":"#N/A"},{"$error":"#N/A"},{"$error":"#N/A"},{"$error":"#N/A"},{"$error":"#N/A"},{"$error":"#N/A"},{"$error":"#N/A"},{"$error":"#N/A"},{"$error":"#N/A"},{"$error":"#N/A"},{"$error":"#N/A"},{"$f":"DC32","v":{"$error":"#N/A"}},{"$error":"#N/A"},{"$error":"#N/A"}]
[null,null,null,null,null,null,null,null,null,null,null,null,null,null,null,null,null,null,null,null,null,null,null,null,null,null,null,null,null,null,null,null,null,null,null,null,null,null,null,null,null,null,null,{"$f":"AR33","v":{"$error":"#N/A"}},{"$error":"#N/A"},{"$error":"#N/A"},{"$error":"#N/A"},{"$error":"#N/A"},{"$error":"#N/A"},{"$error":"#N/A"},{"$error":"#N/A"},{"$error":"#N/A"},{"$error":"#N/A"},{"$error":"#N/A"},{"$error":"#N/A"},{"$error":"#N/A"},{"$error":"#N/A"},{"$error":"#N/A"},{"$error":"#N/A"},{"$error":"#N/A"},{"$error":"#N/A"},{"$error":"#N/A"},{"$error":"#N/A"},{"$error":"#N/A"},{"$error":"#N/A"},{"$error":"#N/A"},{"$error":"#N/A"},{"$error":"#N/A"},{"$error":"#N/A"},{"$error":"#N/A"},{"$error":"#N/A"},{"$error":"#N/A"},{"$error":"#N/A"},{"$error":"#N/A"},{"$error":"#N/A"},{"$error":"#N/A"},{"$error":"#N/A"},{"$error":"#N/A"},{"$error":"#N/A"},{"$error":"#N/A"},{"$error":"#N/A"},{"$error":"#N/A"},{"$error":"#N/A"},{"$error":"#N/A"},{"$error":"#N/A"},{"$error":"#N/A"},{"$error":"#N/A"},{"$error":"#N/A"},{"$error":"#N/A"},{"$error":"#N/A"},{"$error":"#N/A"},{"$error":"#N/A"},{"$error":"#N/A"},{"$error":"#N/A"},{"$error":"#N/A"},{"$error":"#N/A"},{"$error":"#N/A"},{"$error":"#N/A"},{"$error":"#N/A"},{"$error":"#N/A"},{"$error":"#N/A"},{"$error":"#N/A"},{"$error":"#N/A"},{"$error":"#N/A"},{"$error":"#N/A"},{"$error":"#N/A"},{"$error":"#N/A"},{"$error":"#N/A"},{"$error":"#N/A"}]
[null,null,null,null,null,null,null,null,null,null,null,null,null,null,null,null,null,null,null,null,null,null,null,null,null,null,null,null,null,null,null,null,null,null,null,null,null,null,null,null,null,null,null,{"$error":"#N/A"},{"$error":"#N/A"},{"$error":"#N/A"},{"$error":"#N/A"},{"$error":"#N/A"},{"$error":"#N/A"},{"$error":"#N/A"},{"$error":"#N/A"},{"$error":"#N/A"},{"$error":"#N/A"},{"$error":"#N/A"},{"$error":"#N/A"},{"$error":"#N/A"},{"$error":"#N/A"},{"$error":"#N/A"},{"$error":"#N/A"},{"$error":"#N/A"},{"$error":"#N/A"},{"$error":"#N/A"},{"$error":"#N/A"},{"$error":"#N/A"},{"$error":"#N/A"},{"$error":"#N/A"},{"$error":"#N/A"},{"$error":"#N/A"},{"$error":"#N/A"},{"$error":"#N/A"},{"$error":"#N/A"},{"$error":"#N/A"},{"$error":"#N/A"},{"$error":"#N/A"},{"$error":"#N/A"},{"$error":"#N/A"},{"$error":"#N/A"},{"$error":"#N/A"},{"$error":"#N/A"},{"$error":"#N/A"},{"$error":"#N/A"},{"$error":"#N/A"},{"$error":"#N/A"},{"$error":"#N/A"},{"$error":"#N/A"},{"$error":"#N/A"},{"$error":"#N/A"},{"$error":"#N/A"},{"$error":"#N/A"},{"$error":"#N/A"},{"$error":"#N/A"},{"$error":"#N/A"},{"$error":"#N/A"},{"$error":"#N/A"},{"$error":"#N/A"},{"$error":"#N/A"},{"$error":"#N/A"},{"$error":"#N/A"},{"$error":"#N/A"},{"$error":"#N/A"},{"$error":"#N/A"},{"$error":"#N/A"},{"$error":"#N/A"},{"$error":"#N/A"},{"$error":"#N/A"},{"$error":"#N/A"},{"$error":"#N/A"},{"$error":"#N/A"},{"$error":"#N/A"}]
[null,null,null,null,null,null,null,null,null,null,null,null,null,null,null,null,null,null,null,null,null,null,null,null,null,null,null,null,null,null,null,null,null,null,null,null,null,null,null,null,null,null,null,0,0,0,0,0,0,0,0,0,0,0,0,0,0,0,0,0,0,0,0,0,1,0,0,0,0,0,0,0,0,0,0,0,0,0,0,0,0,0,0,0,0,-1,-1,0,0,0,0,0,0,0,0,0,0,0,0,0,0,0,0,0,0,0,0,0,0]
[null,null,null,null,null,null,null,null,null,null,null,null,null,null,null,null,null,null,null,null,null,null,null,null,null,null,null,null,null,null,null,null,null,null,null,null,null,null,null,null,null,null,null,0,0,0,0,0,0,0,0,0,0,0,0,0,0,0,0,0,0,0,0,0,0,1,0,0,0,0,0,0,0,0,-1,0,0,0,0,0,0,0,0,0,0,1,0,0,0,0,0,0,0,0,0,0,0,0,0,0,0,0,0,0,0,0,{"$f":"DC36","v":0},0,0]
[null,null,null,null,null,null,null,null,null,null,null,null,null,null,null,null,null,null,null,null,null,null,null,null,null,null,null,null,null,null,null,null,null,null,null,null,null,null,null,null,null,null,null,{"$f":"AR37","v":0},0,0,0,0,0,0,0,0,0,0,0,0,0,0,0,0,0,0,0,0,0,0,0,0,0,0,0,0,0,0,0,1,0,0,0,0,0,0,0,0,0,0,-1,0,0,0,0,0,0,0,0,0,0,0,0,0,0,0,0,0,0,0,0,0,0]
[null,null,null,null,null,null,null,null,null,null,null,null,null,null,null,null,null,null,null,null,null,null,null,null,null,null,null,null,null,null,null,null,null,null,null,null,null,null,null,null,null,null,null,0,0,0,0,0,0,0,0,0,0,0,0,0,0,0,0,0,0,0,0,0,1,0,0,0,0,0,0,0,0,0,0,0,0,0,0,0,0,0,0,0,0,0,0,0,0,0,0,0,0,0,0,0,0,0,0,0,0,0,0,0,0,0,0,0,0]
[null,null,null,null,null,null,null,null,null,null,null,null,null,null,null,null,null,null,null,null,null,null,null,null,null,null,null,null,null,null,null,null,null,null,null,null,null,null,null,null,null,null,null,{"$error":"#N/A"},{"$error":"#N/A"},{"$error":"#N/A"},{"$error":"#N/A"},{"$error":"#N/A"},{"$error":"#N/A"},{"$error":"#N/A"},{"$error":"#N/A"},{"$error":"#N/A"},{"$error":"#N/A"},{"$error":"#N/A"},{"$error":"#N/A"},{"$error":"#N/A"},{"$error":"#N/A"},{"$error":"#N/A"},{"$error":"#N/A"},{"$error":"#N/A"},{"$error":"#N/A"},{"$error":"#N/A"},{"$error":"#N/A"},{"$error":"#N/A"},{"$error":"#N/A"},{"$error":"#N/A"},{"$error":"#N/A"},{"$error":"#N/A"},{"$error":"#N/A"},{"$error":"#N/A"},{"$error":"#N/A"},{"$error":"#N/A"},{"$error":"#N/A"},{"$error":"#N/A"},{"$error":"#N/A"},{"$error":"#N/A"},{"$error":"#N/A"},{"$error":"#N/A"},{"$error":"#N/A"},{"$error":"#N/A"},{"$error":"#N/A"},{"$error":"#N/A"},{"$error":"#N/A"},{"$error":"#N/A"},{"$error":"#N/A"},{"$error":"#N/A"},{"$error":"#N/A"},{"$error":"#N/A"},{"$error":"#N/A"},{"$error":"#N/A"},{"$error":"#N/A"},{"$error":"#N/A"},{"$error":"#N/A"},{"$error":"#N/A"},{"$error":"#N/A"},{"$error":"#N/A"},{"$error":"#N/A"},{"$error":"#N/A"},{"$error":"#N/A"},{"$error":"#N/A"},{"$error":"#N/A"},{"$error":"#N/A"},{"$error":"#N/A"},{"$error":"#N/A"},{"$error":"#N/A"},{"$error":"#N/A"},{"$error":"#N/A"},{"$error":"#N/A"},{"$error":"#N/A"}]
[null,null,null,null,null,null,null,null,null,null,null,null,null,null,null,null,null,null,null,null,null,null,null,null,null,null,null,null,null,null,null,null,null,null,null,null,null,null,null,null,null,null,null,{"$error":"#N/A"},{"$error":"#N/A"},{"$error":"#N/A"},{"$error":"#N/A"},{"$error":"#N/A"},{"$error":"#N/A"},{"$error":"#N/A"},{"$error":"#N/A"},{"$error":"#N/A"},{"$error":"#N/A"},{"$error":"#N/A"},{"$error":"#N/A"},{"$error":"#N/A"},{"$error":"#N/A"},{"$error":"#N/A"},{"$error":"#N/A"},{"$error":"#N/A"},{"$error":"#N/A"},{"$error":"#N/A"},{"$error":"#N/A"},{"$error":"#N/A"},{"$error":"#N/A"},{"$error":"#N/A"},{"$error":"#N/A"},{"$error":"#N/A"},{"$error":"#N/A"},{"$error":"#N/A"},{"$error":"#N/A"},{"$error":"#N/A"},{"$error":"#N/A"},{"$error":"#N/A"},{"$error":"#N/A"},{"$error":"#N/A"},{"$error":"#N/A"},{"$error":"#N/A"},{"$error":"#N/A"},{"$error":"#N/A"},{"$error":"#N/A"},{"$error":"#N/A"},{"$error":"#N/A"},{"$error":"#N/A"},{"$error":"#N/A"},{"$error":"#N/A"},{"$error":"#N/A"},{"$error":"#N/A"},{"$error":"#N/A"},{"$error":"#N/A"},{"$error":"#N/A"},{"$error":"#N/A"},{"$error":"#N/A"},{"$error":"#N/A"},{"$error":"#N/A"},{"$error":"#N/A"},{"$error":"#N/A"},{"$error":"#N/A"},{"$error":"#N/A"},{"$error":"#N/A"},{"$error":"#N/A"},{"$error":"#N/A"},{"$error":"#N/A"},{"$error":"#N/A"},{"$error":"#N/A"},{"$error":"#N/A"},{"$f":"DC40","v":{"$error":"#N/A"}},{"$error":"#N/A"},{"$error":"#N/A"}]
[null,null,null,null,null,null,null,null,null,null,null,null,null,null,null,null,null,null,null,null,null,null,null,null,null,null,null,null,null,null,null,null,null,null,null,null,null,null,null,null,null,null,null,{"$f":"AR41","v":{"$error":"#N/A"}},{"$error":"#N/A"},{"$error":"#N/A"},{"$error":"#N/A"},{"$error":"#N/A"},{"$error":"#N/A"},{"$error":"#N/A"},{"$error":"#N/A"},{"$error":"#N/A"},{"$error":"#N/A"},{"$error":"#N/A"},{"$error":"#N/A"},{"$error":"#N/A"},{"$error":"#N/A"},{"$error":"#N/A"},{"$error":"#N/A"},{"$error":"#N/A"},{"$error":"#N/A"},{"$error":"#N/A"},{"$error":"#N/A"},{"$error":"#N/A"},{"$error":"#N/A"},{"$error":"#N/A"},{"$error":"#N/A"},{"$error":"#N/A"},{"$error":"#N/A"},{"$error":"#N/A"},{"$error":"#N/A"},{"$error":"#N/A"},{"$error":"#N/A"},{"$error":"#N/A"},{"$error":"#N/A"},{"$error":"#N/A"},{"$error":"#N/A"},{"$error":"#N/A"},{"$error":"#N/A"},{"$error":"#N/A"},{"$error":"#N/A"},{"$error":"#N/A"},{"$error":"#N/A"},{"$error":"#N/A"},{"$error":"#N/A"},{"$error":"#N/A"},{"$error":"#N/A"},{"$error":"#N/A"},{"$error":"#N/A"},{"$error":"#N/A"},{"$error":"#N/A"},{"$error":"#N/A"},{"$error":"#N/A"},{"$error":"#N/A"},{"$error":"#N/A"},{"$error":"#N/A"},{"$error":"#N/A"},{"$error":"#N/A"},{"$error":"#N/A"},{"$error":"#N/A"},{"$error":"#N/A"},{"$error":"#N/A"},{"$error":"#N/A"},{"$error":"#N/A"},{"$error":"#N/A"},{"$error":"#N/A"},{"$error":"#N/A"},{"$error":"#N/A"},{"$error":"#N/A"}]
[null,null,null,null,null,null,null,null,null,null,null,null,null,null,null,null,null,null,null,null,null,null,null,null,null,null,null,null,null,null,null,null,null,null,null,null,null,null,null,null,null,null,null,0,0,0,0,0,0,0,0,0,0,0,0,0,0,0,0,0,0,0,0,0,0,0,0,1,0,0,0,0,0,0,0,0,0,0,0,0,0,0,0,0,0,0,0,-1,-1,0,0,0,0,0,0,0,0,0,0,0,0,0,0,0,0,0,0,0,0]
[null,null,null,null,null,null,null,null,null,null,null,null,null,null,null,null,null,null,null,null,null,null,null,null,null,null,null,null,null,null,null,null,null,null,null,null,null,null,null,null,null,null,null,0,0,0,0,0,0,0,0,0,0,0,0,0,0,0,0,0,0,0,0,0,0,0,0,0,1,0,0,0,0,0,0,0,-1,0,0,0,0,0,0,0,0,0,0,1,0,0,0,0,0,0,0,0,0,0,0,0,0,0,0,0,0,0,0,0,0]
[null,null,null,null,null,null,null,null,null,null,null,null,null,null,null,null,null,null,null,null,null,null,null,null,null,null,null,null,null,null,null,null,null,null,null,null,null,null,null,null,null,null,null,0,0,0,0,0,0,0,0,0,0,0,0,0,0,0,0,0,0,0,0,0,0,0,0,0,0,0,0,0,0,0,0,0,0,1,0,0,0,0,0,0,0,0,0,0,-1,0,0,0,0,0,0,0,0,0,0,0,0,0,0,0,0,0,{"$f":"DC44","v":0},0,0]
[null,null,null,null,null,null,null,null,null,null,null,null,null,null,null,null,null,null,null,null,null,null,null,null,null,null,null,null,null,null,null,null,null,null,null,null,null,null,null,null,null,null,null,{"$f":"AR45","v":0},0,0,0,0,0,0,0,0,0,0,0,0,0,0,0,0,0,0,0,0,0,0,0,1,0,0,0,0,0,0,0,0,0,0,0,0,0,0,0,0,0,0,0,0,0,0,0,0,0,0,0,0,0,0,0,0,0,0,0,0,0,0,0,0,0]
[null,null,null,null,null,null,null,null,null,null,null,null,null,null,null,null,null,null,null,null,null,null,null,null,null,null,null,null,null,null,null,null,null,null,null,null,null,null,null,null,null,null,null,{"$error":"#N/A"},{"$error":"#N/A"},{"$error":"#N/A"},{"$error":"#N/A"},{"$error":"#N/A"},{"$error":"#N/A"},{"$error":"#N/A"},{"$error":"#N/A"},{"$error":"#N/A"},{"$error":"#N/A"},{"$error":"#N/A"},{"$error":"#N/A"},{"$error":"#N/A"},{"$error":"#N/A"},{"$error":"#N/A"},{"$error":"#N/A"},{"$error":"#N/A"},{"$error":"#N/A"},{"$error":"#N/A"},{"$error":"#N/A"},{"$error":"#N/A"},{"$error":"#N/A"},{"$error":"#N/A"},{"$error":"#N/A"},{"$error":"#N/A"},{"$error":"#N/A"},{"$error":"#N/A"},{"$error":"#N/A"},{"$error":"#N/A"},{"$error":"#N/A"},{"$error":"#N/A"},{"$error":"#N/A"},{"$error":"#N/A"},{"$error":"#N/A"},{"$error":"#N/A"},{"$error":"#N/A"},{"$error":"#N/A"},{"$error":"#N/A"},{"$error":"#N/A"},{"$error":"#N/A"},{"$error":"#N/A"},{"$error":"#N/A"},{"$error":"#N/A"},{"$error":"#N/A"},{"$error":"#N/A"},{"$error":"#N/A"},{"$error":"#N/A"},{"$error":"#N/A"},{"$error":"#N/A"},{"$error":"#N/A"},{"$error":"#N/A"},{"$error":"#N/A"},{"$error":"#N/A"},{"$error":"#N/A"},{"$error":"#N/A"},{"$error":"#N/A"},{"$error":"#N/A"},{"$error":"#N/A"},{"$error":"#N/A"},{"$error":"#N/A"},{"$error":"#N/A"},{"$error":"#N/A"},{"$error":"#N/A"},{"$error":"#N/A"},{"$error":"#N/A"},{"$error":"#N/A"}]
[null,null,null,null,null,null,null,null,null,null,null,null,null,null,null,null,null,null,null,null,null,null,null,null,null,null,null,null,null,null,null,null,null,null,null,null,null,null,null,null,null,null,null,{"$error":"#N/A"},{"$error":"#N/A"},{"$error":"#N/A"},{"$error":"#N/A"},{"$error":"#N/A"},{"$error":"#N/A"},{"$error":"#N/A"},{"$error":"#N/A"},{"$error":"#N/A"},{"$error":"#N/A"},{"$error":"#N/A"},{"$error":"#N/A"},{"$error":"#N/A"},{"$error":"#N/A"},{"$error":"#N/A"},{"$error":"#N/A"},{"$error":"#N/A"},{"$error":"#N/A"},{"$error":"#N/A"},{"$error":"#N/A"},{"$error":"#N/A"},{"$error":"#N/A"},{"$error":"#N/A"},{"$error":"#N/A"},{"$error":"#N/A"},{"$error":"#N/A"},{"$error":"#N/A"},{"$error":"#N/A"},{"$error":"#N/A"},{"$error":"#N/A"},{"$error":"#N/A"},{"$error":"#N/A"},{"$error":"#N/A"},{"$error":"#N/A"},{"$error":"#N/A"},{"$error":"#N/A"},{"$error":"#N/A"},{"$error":"#N/A"},{"$error":"#N/A"},{"$error":"#N/A"},{"$error":"#N/A"},{"$error":"#N/A"},{"$error":"#N/A"},{"$error":"#N/A"},{"$error":"#N/A"},{"$error":"#N/A"},{"$error":"#N/A"},{"$error":"#N/A"},{"$error":"#N/A"},{"$error":"#N/A"},{"$error":"#N/A"},{"$error":"#N/A"},{"$error":"#N/A"},{"$error":"#N/A"},{"$error":"#N/A"},{"$error":"#N/A"},{"$error":"#N/A"},{"$error":"#N/A"},{"$error":"#N/A"},{"$error":"#N/A"},{"$error":"#N/A"},{"$error":"#N/A"},{"$error":"#N/A"},{"$error":"#N/A"},{"$error":"#N/A"},{"$error":"#N/A"}]
[null,null,null,null,null,null,null,null,null,null,null,null,null,null,null,null,null,null,null,null,null,null,null,null,null,null,null,null,null,null,null,null,null,null,null,null,null,null,null,null,null,null,null,{"$error":"#N/A"},{"$error":"#N/A"},{"$error":"#N/A"},{"$error":"#N/A"},{"$error":"#N/A"},{"$error":"#N/A"},{"$error":"#N/A"},{"$error":"#N/A"},{"$error":"#N/A"},{"$error":"#N/A"},{"$error":"#N/A"},{"$error":"#N/A"},{"$error":"#N/A"},{"$error":"#N/A"},{"$error":"#N/A"},{"$error":"#N/A"},{"$error":"#N/A"},{"$error":"#N/A"},{"$error":"#N/A"},{"$error":"#N/A"},{"$error":"#N/A"},{"$error":"#N/A"},{"$error":"#N/A"},{"$error":"#N/A"},{"$error":"#N/A"},{"$error":"#N/A"},{"$error":"#N/A"},{"$error":"#N/A"},{"$error":"#N/A"},{"$error":"#N/A"},{"$error":"#N/A"},{"$error":"#N/A"},{"$error":"#N/A"},{"$error":"#N/A"},{"$error":"#N/A"},{"$error":"#N/A"},{"$error":"#N/A"},{"$error":"#N/A"},{"$error":"#N/A"},{"$error":"#N/A"},{"$error":"#N/A"},{"$error":"#N/A"},{"$error":"#N/A"},{"$error":"#N/A"},{"$error":"#N/A"},{"$error":"#N/A"},{"$error":"#N/A"},{"$error":"#N/A"},{"$error":"#N/A"},{"$error":"#N/A"},{"$error":"#N/A"},{"$error":"#N/A"},{"$error":"#N/A"},{"$error":"#N/A"},{"$error":"#N/A"},{"$error":"#N/A"},{"$error":"#N/A"},{"$error":"#N/A"},{"$error":"#N/A"},{"$error":"#N/A"},{"$error":"#N/A"},{"$error":"#N/A"},{"$error":"#N/A"},{"$f":"DC48","v":{"$error":"#N/A"}},{"$error":"#N/A"},{"$error":"#N/A"}]
[null,null,null,null,null,null,null,null,null,null,null,null,null,null,null,null,null,null,null,null,null,null,null,null,null,null,null,null,null,null,null,null,null,null,null,null,null,null,null,null,null,null,null,{"$f":"AR49","v":0},0,0,0,0,0,0,0,0,0,0,0,0,0,0,0,0,0,0,0,0,0,0,0,0,0,0,1,0,0,0,0,0,0,0,0,0,0,0,0,0,0,0,0,0,0,-1,-1,0,0,0,0,0,0,0,0,0,0,0,0,0,0,0,0,0,0]
[null,null,null,null,null,null,null,null,null,null,null,null,null,null,null,null,null,null,null,null,null,null,null,null,null,null,null,null,null,null,null,null,null,null,null,null,null,null,null,null,null,null,null,0,0,0,0,0,0,0,0,0,0,0,0,0,0,0,0,0,0,0,0,0,0,0,0,0,0,0,0,1,0,0,0,0,0,0,-1,0,0,0,0,0,0,0,0,0,0,1,0,0,0,0,0,0,0,0,0,0,0,0,0,0,0,0,0,0,0]
[null,null,null,null,null,null,null,null,null,null,null,null,null,null,null,null,null,null,null,null,null,null,null,null,null,null,null,null,null,null,null,null,null,null,null,null,null,null,null,null,null,null,null,0,0,0,0,0,0,0,0,0,0,0,0,0,0,0,0,0,0,0,0,0,0,0,0,0,0,0,0,0,0,0,0,0,0,0,0,1,0,0,0,0,0,0,0,0,0,0,-1,0,0,0,0,0,0,0,0,0,0,0,0,0,0,0,0,0,0]
[null,null,null,null,null,null,null,null,null,null,null,null,null,null,null,null,null,null,null,null,null,null,null,null,null,null,null,null,null,null,null,null,null,null,null,null,null,null,null,null,null,null,null,0,0,0,0,0,0,0,0,0,0,0,0,0,0,0,0,0,0,0,0,0,0,0,0,0,0,0,1,0,0,0,0,0,0,0,0,0,0,0,0,0,0,0,0,0,0,0,0,0,0,0,0,0,0,0,0,0,0,0,0,0,0,0,{"$f":"DC52","v":0},0,0]
[null,null,null,null,null,null,null,null,null,null,null,null,null,null,null,null,null,null,null,null,null,null,null,null,null,null,null,null,null,null,null,null,null,null,null,null,null,null,null,null,null,null,null,{"$f":"AR53","v":{"$error":"#N/A"}},{"$error":"#N/A"},{"$error":"#N/A"},{"$error":"#N/A"},{"$error":"#N/A"},{"$error":"#N/A"},{"$error":"#N/A"},{"$error":"#N/A"},{"$error":"#N/A"},{"$error":"#N/A"},{"$error":"#N/A"},{"$error":"#N/A"},{"$error":"#N/A"},{"$error":"#N/A"},{"$error":"#N/A"},{"$error":"#N/A"},{"$error":"#N/A"},{"$error":"#N/A"},{"$error":"#N/A"},{"$error":"#N/A"},{"$error":"#N/A"},{"$error":"#N/A"},{"$error":"#N/A"},{"$error":"#N/A"},{"$error":"#N/A"},{"$error":"#N/A"},{"$error":"#N/A"},{"$error":"#N/A"},{"$error":"#N/A"},{"$error":"#N/A"},{"$error":"#N/A"},{"$error":"#N/A"},{"$error":"#N/A"},{"$error":"#N/A"},{"$error":"#N/A"},{"$error":"#N/A"},{"$error":"#N/A"},{"$error":"#N/A"},{"$error":"#N/A"},{"$error":"#N/A"},{"$error":"#N/A"},{"$error":"#N/A"},{"$error":"#N/A"},{"$error":"#N/A"},{"$error":"#N/A"},{"$error":"#N/A"},{"$error":"#N/A"},{"$error":"#N/A"},{"$error":"#N/A"},{"$error":"#N/A"},{"$error":"#N/A"},{"$error":"#N/A"},{"$error":"#N/A"},{"$error":"#N/A"},{"$error":"#N/A"},{"$error":"#N/A"},{"$error":"#N/A"},{"$error":"#N/A"},{"$error":"#N/A"},{"$error":"#N/A"},{"$error":"#N/A"},{"$error":"#N/A"},{"$error":"#N/A"},{"$error":"#N/A"},{"$error":"#N/A"},{"$error":"#N/A"}]
[null,null,null,null,null,null,null,null,null,null,null,null,null,null,null,null,null,null,null,null,null,null,null,null,null,null,null,null,null,null,null,null,null,null,null,null,null,null,null,null,null,null,null,{"$error":"#N/A"},{"$error":"#N/A"},{"$error":"#N/A"},{"$error":"#N/A"},{"$error":"#N/A"},{"$error":"#N/A"},{"$error":"#N/A"},{"$error":"#N/A"},{"$error":"#N/A"},{"$error":"#N/A"},{"$error":"#N/A"},{"$error":"#N/A"},{"$error":"#N/A"},{"$error":"#N/A"},{"$error":"#N/A"},{"$error":"#N/A"},{"$error":"#N/A"},{"$error":"#N/A"},{"$error":"#N/A"},{"$error":"#N/A"},{"$error":"#N/A"},{"$error":"#N/A"},{"$error":"#N/A"},{"$error":"#N/A"},{"$error":"#N/A"},{"$error":"#N/A"},{"$error":"#N/A"},{"$error":"#N/A"},{"$error":"#N/A"},{"$error":"#N/A"},{"$error":"#N/A"},{"$error":"#N/A"},{"$error":"#N/A"},{"$error":"#N/A"},{"$error":"#N/A"},{"$error":"#N/A"},{"$error":"#N/A"},{"$error":"#N/A"},{"$error":"#N/A"},{"$error":"#N/A"},{"$error":"#N/A"},{"$error":"#N/A"},{"$error":"#N/A"},{"$error":"#N/A"},{"$error":"#N/A"},{"$error":"#N/A"},{"$error":"#N/A"},{"$error":"#N/A"},{"$error":"#N/A"},{"$error":"#N/A"},{"$error":"#N/A"},{"$error":"#N/A"},{"$error":"#N/A"},{"$error":"#N/A"},{"$error":"#N/A"},{"$error":"#N/A"},{"$error":"#N/A"},{"$error":"#N/A"},{"$error":"#N/A"},{"$error":"#N/A"},{"$error":"#N/A"},{"$error":"#N/A"},{"$error":"#N/A"},{"$error":"#N/A"},{"$error":"#N/A"},{"$error":"#N/A"}]
[null,null,null,null,null,null,null,null,null,null,null,null,null,null,null,null,null,null,null,null,null,null,null,null,null,null,null,null,null,null,null,null,null,null,null,null,null,null,null,null,null,null,null,{"$error":"#N/A"},{"$error":"#N/A"},{"$error":"#N/A"},{"$error":"#N/A"},{"$error":"#N/A"},{"$error":"#N/A"},{"$error":"#N/A"},{"$error":"#N/A"},{"$error":"#N/A"},{"$error":"#N/A"},{"$error":"#N/A"},{"$error":"#N/A"},{"$error":"#N/A"},{"$error":"#N/A"},{"$error":"#N/A"},{"$error":"#N/A"},{"$error":"#N/A"},{"$error":"#N/A"},{"$error":"#N/A"},{"$error":"#N/A"},{"$error":"#N/A"},{"$error":"#N/A"},{"$error":"#N/A"},{"$error":"#N/A"},{"$error":"#N/A"},{"$error":"#N/A"},{"$error":"#N/A"},{"$error":"#N/A"},{"$error":"#N/A"},{"$error":"#N/A"},{"$error":"#N/A"},{"$error":"#N/A"},{"$error":"#N/A"},{"$error":"#N/A"},{"$error":"#N/A"},{"$error":"#N/A"},{"$error":"#N/A"},{"$error":"#N/A"},{"$error":"#N/A"},{"$error":"#N/A"},{"$error":"#N/A"},{"$error":"#N/A"},{"$error":"#N/A"},{"$error":"#N/A"},{"$error":"#N/A"},{"$error":"#N/A"},{"$error":"#N/A"},{"$error":"#N/A"},{"$error":"#N/A"},{"$error":"#N/A"},{"$error":"#N/A"},{"$error":"#N/A"},{"$error":"#N/A"},{"$error":"#N/A"},{"$error":"#N/A"},{"$error":"#N/A"},{"$error":"#N/A"},{"$error":"#N/A"},{"$error":"#N/A"},{"$error":"#N/A"},{"$error":"#N/A"},{"$error":"#N/A"},{"$error":"#N/A"},{"$error":"#N/A"},{"$error":"#N/A"},{"$error":"#N/A"}]
[null,null,null,null,null,null,null,null,null,null,null,null,null,null,null,null,null,null,null,null,null,null,null,null,null,null,null,null,null,null,null,null,null,null,null,null,null,null,null,null,null,null,null,0,0,0,0,0,0,0,0,0,0,0,0,0,0,0,1,0,0,0,0,0,0,0,0,0,0,0,0,0,0,0,0,0,0,0,0,0,0,0,0,0,0,0,0,0,0,0,0,-1,-1,-1,0,0,0,0,0,0,0,0,0,0,0,0,{"$f":"DC56","v":0},0,0]
[null,null,null,null,null,null,null,null,null,null,null,null,null,null,null,null,null,null,null,null,null,null,null,null,null,null,null,null,null,null,null,null,null,null,null,null,null,null,null,null,null,null,null,{"$f":"AR57","v":0},0,0,0,0,0,0,0,1,0,0,0,0,0,0,0,0,0,0,0,0,0,0,0,0,0,0,0,0,0,0,0,0,0,0,0,0,0,1,0,0,0,0,0,0,0,0,0,0,0,0,-1,0,0,0,0,0,0,0,0,0,0,0,0,0,0]
[null,null,null,null,null,null,null,null,null,null,null,null,null,null,null,null,null,null,null,null,null,null,null,null,null,null,null,null,null,null,null,null,null,null,null,null,null,null,null,null,null,null,null,{"$error":"#N/A"},{"$error":"#N/A"},{"$error":"#N/A"},{"$error":"#N/A"},{"$error":"#N/A"},{"$error":"#N/A"},{"$error":"#N/A"},{"$error":"#N/A"},{"$error":"#N/A"},{"$error":"#N/A"},{"$error":"#N/A"},{"$error":"#N/A"},{"$error":"#N/A"},{"$error":"#N/A"},{"$error":"#N/A"},{"$error":"#N/A"},{"$error":"#N/A"},{"$error":"#N/A"},{"$error":"#N/A"},{"$error":"#N/A"},{"$error":"#N/A"},{"$error":"#N/A"},{"$error":"#N/A"},{"$error":"#N/A"},{"$error":"#N/A"},{"$error":"#N/A"},{"$error":"#N/A"},{"$error":"#N/A"},{"$error":"#N/A"},{"$error":"#N/A"},{"$error":"#N/A"},{"$error":"#N/A"},{"$error":"#N/A"},{"$error":"#N/A"},{"$error":"#N/A"},{"$error":"#N/A"},{"$error":"#N/A"},{"$error":"#N/A"},{"$error":"#N/A"},{"$error":"#N/A"},{"$error":"#N/A"},{"$error":"#N/A"},{"$error":"#N/A"},{"$error":"#N/A"},{"$error":"#N/A"},{"$error":"#N/A"},{"$error":"#N/A"},{"$error":"#N/A"},{"$error":"#N/A"},{"$error":"#N/A"},{"$error":"#N/A"},{"$error":"#N/A"},{"$error":"#N/A"},{"$error":"#N/A"},{"$error":"#N/A"},{"$error":"#N/A"},{"$error":"#N/A"},{"$error":"#N/A"},{"$error":"#N/A"},{"$error":"#N/A"},{"$error":"#N/A"},{"$error":"#N/A"},{"$error":"#N/A"},{"$error":"#N/A"},{"$error":"#N/A"},{"$error":"#N/A"}]
[null,null,null,null,null,null,null,null,null,null,null,null,null,null,null,null,null,null,null,null,null,null,null,null,null,null,null,null,null,null,null,null,null,null,null,null,null,null,null,null,null,null,null,0,0,0,0,0,0,0,0,0,0,0,0,0,0,0,0,0,0,0,0,0,0,0,0,0,0,0,0,0,0,0,0,0,0,0,0,0,0,0,0,0,0,0,0,0,0,0,0,1,0,0,0,1,0,-1,0,0,0,0,0,0,0,0,0,0,0]
[null,null,null,null,null,null,null,null,null,null,null,null,null,null,null,null,null,null,null,null,null,null,null,null,null,null,null,null,null,null,null,null,null,null,null,null,null,null,null,null,null,null,null,{"$error":"#N/A"},{"$error":"#N/A"},{"$error":"#N/A"},{"$error":"#N/A"},{"$error":"#N/A"},{"$error":"#N/A"},{"$error":"#N/A"},{"$error":"#N/A"},{"$error":"#N/A"},{"$error":"#N/A"},{"$error":"#N/A"},{"$error":"#N/A"},{"$error":"#N/A"},{"$error":"#N/A"},{"$error":"#N/A"},{"$error":"#N/A"},{"$error":"#N/A"},{"$error":"#N/A"},{"$error":"#N/A"},{"$error":"#N/A"},{"$error":"#N/A"},{"$error":"#N/A"},{"$error":"#N/A"},{"$error":"#N/A"},{"$error":"#N/A"},{"$error":"#N/A"},{"$error":"#N/A"},{"$error":"#N/A"},{"$error":"#N/A"},{"$error":"#N/A"},{"$error":"#N/A"},{"$error":"#N/A"},{"$error":"#N/A"},{"$error":"#N/A"},{"$error":"#N/A"},{"$error":"#N/A"},{"$error":"#N/A"},{"$error":"#N/A"},{"$error":"#N/A"},{"$error":"#N/A"},{"$error":"#N/A"},{"$error":"#N/A"},{"$error":"#N/A"},{"$error":"#N/A"},{"$error":"#N/A"},{"$error":"#N/A"},{"$error":"#N/A"},{"$error":"#N/A"},{"$error":"#N/A"},{"$error":"#N/A"},{"$error":"#N/A"},{"$error":"#N/A"},{"$error":"#N/A"},{"$error":"#N/A"},{"$error":"#N/A"},{"$error":"#N/A"},{"$error":"#N/A"},{"$error":"#N/A"},{"$error":"#N/A"},{"$error":"#N/A"},{"$error":"#N/A"},{"$error":"#N/A"},{"$error":"#N/A"},{"$f":"DC60","v":{"$error":"#N/A"}},{"$error":"#N/A"},{"$error":"#N/A"}]
[null,null,null,null,null,null,null,null,null,null,null,null,null,null,null,null,null,null,null,null,null,null,null,null,null,null,null,null,null,null,null,null,null,null,null,null,null,null,null,null,null,null,null,{"$f":"AR61","v":0},0,0,0,0,0,0,0,0,0,0,0,0,0,0,0,0,0,0,0,0,0,0,0,0,0,0,0,0,0,0,0,0,0,0,0,0,0,0,0,0,0,0,0,0,0,0,0,0,0,1,0,0,1,0,-1,0,0,0,0,0,0,0,0,0,0]
[null,null,null,null,null,null,null,null,null,null,null,null,null,null,null,null,null,null,null,null,null,null,null,null,null,null,null,null,null,null,null,null,null,null,null,null,null,null,null,null,null,null,null,{"$error":"#N/A"},{"$error":"#N/A"},{"$error":"#N/A"},{"$error":"#N/A"},{"$error":"#N/A"},{"$error":"#N/A"},{"$error":"#N/A"},{"$error":"#N/A"},{"$error":"#N/A"},{"$error":"#N/A"},{"$error":"#N/A"},{"$error":"#N/A"},{"$error":"#N/A"},{"$error":"#N/A"},{"$error":"#N/A"},{"$error":"#N/A"},{"$error":"#N/A"},{"$error":"#N/A"},{"$error":"#N/A"},{"$error":"#N/A"},{"$error":"#N/A"},{"$error":"#N/A"},{"$error":"#N/A"},{"$error":"#N/A"},{"$error":"#N/A"},{"$error":"#N/A"},{"$error":"#N/A"},{"$error":"#N/A"},{"$error":"#N/A"},{"$error":"#N/A"},{"$error":"#N/A"},{"$error":"#N/A"},{"$error":"#N/A"},{"$error":"#N/A"},{"$error":"#N/A"},{"$error":"#N/A"},{"$error":"#N/A"},{"$error":"#N/A"},{"$error":"#N/A"},{"$error":"#N/A"},{"$error":"#N/A"},{"$error":"#N/A"},{"$error":"#N/A"},{"$error":"#N/A"},{"$error":"#N/A"},{"$error":"#N/A"},{"$error":"#N/A"},{"$error":"#N/A"},{"$error":"#N/A"},{"$error":"#N/A"},{"$error":"#N/A"},{"$error":"#N/A"},{"$error":"#N/A"},{"$error":"#N/A"},{"$error":"#N/A"},{"$error":"#N/A"},{"$error":"#N/A"},{"$error":"#N/A"},{"$error":"#N/A"},{"$error":"#N/A"},{"$error":"#N/A"},{"$error":"#N/A"},{"$error":"#N/A"},{"$error":"#N/A"},{"$error":"#N/A"},{"$error":"#N/A"}]
[null,null,null,null,null,null,null,null,null,null,null,null,null,null,null,null,null,null,null,null,null,null,null,null,null,null,null,null,null,null,null,null,null,null,null,null,null,null,null,null,null,null,null,0,0,0,0,0,0,0,0,0,0,0,0,0,0,0,0,0,0,0,0,0,0,0,0,0,0,0,0,0,0,0,0,0,0,0,0,0,0,0,0,0,0,0,0,0,0,0,0,0,1,0,0,0,0,1,1,-1,0,0,0,0,0,0,0,0,0]
[null,null,null,null,null,null,null,null,null,null,null,null,null,null,null,null,null,null,null,null,null,null,null,null,null,null,null,null,null,null,null,null,null,null,null,null,null,null,null,null,null,null,null,{"$error":"#N/A"},{"$error":"#N/A"},{"$error":"#N/A"},{"$error":"#N/A"},{"$error":"#N/A"},{"$error":"#N/A"},{"$error":"#N/A"},{"$error":"#N/A"},{"$error":"#N/A"},{"$error":"#N/A"},{"$error":"#N/A"},{"$error":"#N/A"},{"$error":"#N/A"},{"$error":"#N/A"},{"$error":"#N/A"},{"$error":"#N/A"},{"$error":"#N/A"},{"$error":"#N/A"},{"$error":"#N/A"},{"$error":"#N/A"},{"$error":"#N/A"},{"$error":"#N/A"},{"$error":"#N/A"},{"$error":"#N/A"},{"$error":"#N/A"},{"$error":"#N/A"},{"$error":"#N/A"},{"$error":"#N/A"},{"$error":"#N/A"},{"$error":"#N/A"},{"$error":"#N/A"},{"$error":"#N/A"},{"$error":"#N/A"},{"$error":"#N/A"},{"$error":"#N/A"},{"$error":"#N/A"},{"$error":"#N/A"},{"$error":"#N/A"},{"$error":"#N/A"},{"$error":"#N/A"},{"$error":"#N/A"},{"$error":"#N/A"},{"$error":"#N/A"},{"$error":"#N/A"},{"$error":"#N/A"},{"$error":"#N/A"},{"$error":"#N/A"},{"$error":"#N/A"},{"$error":"#N/A"},{"$error":"#N/A"},{"$error":"#N/A"},{"$error":"#N/A"},{"$error":"#N/A"},{"$error":"#N/A"},{"$error":"#N/A"},{"$error":"#N/A"},{"$error":"#N/A"},{"$error":"#N/A"},{"$error":"#N/A"},{"$error":"#N/A"},{"$error":"#N/A"},{"$error":"#N/A"},{"$error":"#N/A"},{"$f":"DC64","v":{"$error":"#N/A"}},{"$error":"#N/A"},{"$error":"#N/A"}]
[null,null,null,null,null,null,null,null,null,null,null,null,null,null,null,null,null,null,null,null,null,null,null,null,null,null,null,null,null,null,null,null,null,null,null,null,null,null,null,null,null,null,null,{"$f":"AR65","v":0},0,0,0,0,0,0,0,0,0,0,0,0,0,0,0,0,0,0,0,0,0,0,0,0,0,0,0,0,0,0,0,0,0,0,0,0,0,0,0,0,0,0,0,0,0,0,0,0,0,0,1,-1,-1,0,0,0,0,0,0,0,0,0,0,0,0]
[null,null,null,null,null,null,null,null,null,null,null,null,null,null,null,null,null,null,null,null,null,null,null,null,null,null,null,null,null,null,null,null,null,null,null,null,null,null,null,null,null,null,null,0,0,0,0,0,0,0,0,0,0,0,0,0,0,0,0,0,0,0,0,0,0,0,0,0,0,0,0,0,0,0,0,0,0,0,0,0,0,0,0,0,0,0,0,0,0,0,0,0,0,0,0,0,1,0,0,0,0,0,0,0,0,0,0,0,0]
[null,null,null,null,null,null,null,null,null,null,null,null,null,null,null,null,null,null,null,null,null,null,null,null,null,null,null,null,null,null,null,null,null,null,null,null,null,null,null,null,null,null,null,0,0,0,0,0,0,0,0,0,0,0,0,0,0,0,0,1,0,0,0,0,0,0,0,0,0,0,0,0,0,0,0,0,0,0,0,0,0,0,0,0,0,0,0,0,0,0,0,0,0,0,0,0,0,0,0,0,-1,-1,-1,0,0,0,0,0,0]
[null,null,null,null,null,null,null,null,null,null,null,null,null,null,null,null,null,null,null,null,null,null,null,null,null,null,null,null,null,null,null,null,null,null,null,null,null,null,null,null,null,null,null,0,0,0,0,0,0,0,0,0,1,0,0,0,0,0,0,0,0,0,0,0,0,0,0,0,0,0,0,0,0,0,0,0,0,0,0,0,0,0,1,0,0,0,0,0,0,0,0,0,0,0,0,0,0,0,0,0,0,0,0,-1,0,0,0,0,0]
[null,null,null,null,null,null,null,null,null,null,null,null,null,null,null,null,null,null,null,null,null,null,null,null,null,null,null,null,null,null,null,null,null,null,null,null,null,null,null,null,null,null,null,{"$error":"#N/A"},{"$f":"AS69","v":{"$error":"#N/A"}},{"$error":"#N/A"},{"$error":"#N/A"},{"$error":"#N/A"},{"$error":"#N/A"},{"$error":"#N/A"},{"$error":"#N/A"},{"$error":"#N/A"},{"$error":"#N/A"},{"$error":"#N/A"},{"$error":"#N/A"},{"$error":"#N/A"},{"$error":"#N/A"},{"$error":"#N/A"},{"$error":"#N/A"},{"$error":"#N/A"},{"$error":"#N/A"},{"$error":"#N/A"},{"$error":"#N/A"},{"$error":"#N/A"},{"$error":"#N/A"},{"$error":"#N/A"},{"$error":"#N/A"},{"$error":"#N/A"},{"$error":"#N/A"},{"$error":"#N/A"},{"$error":"#N/A"},{"$error":"#N/A"},{"$error":"#N/A"},{"$error":"#N/A"},{"$error":"#N/A"},{"$error":"#N/A"},{"$error":"#N/A"},{"$error":"#N/A"},{"$error":"#N/A"},{"$error":"#N/A"},{"$error":"#N/A"},{"$error":"#N/A"},{"$error":"#N/A"},{"$error":"#N/A"},{"$error":"#N/A"},{"$error":"#N/A"},{"$error":"#N/A"},{"$error":"#N/A"},{"$error":"#N/A"},{"$error":"#N/A"},{"$error":"#N/A"},{"$error":"#N/A"},{"$error":"#N/A"},{"$error":"#N/A"},{"$error":"#N/A"},{"$error":"#N/A"},{"$error":"#N/A"},{"$error":"#N/A"},{"$error":"#N/A"},{"$error":"#N/A"},{"$error":"#N/A"},{"$error":"#N/A"},{"$error":"#N/A"},{"$error":"#N/A"},{"$error":"#N/A"},{"$error":"#N/A"},{"$error":"#N/A"},{"$error":"#N/A"},{"$error":"#N/A"}]
[null,null,null,null,null,null,null,null,null,null,null,null,null,null,null,null,null,null,null,null,null,null,null,null,null,null,null,null,null,null,null,null,null,null,null,null,null,null,null,null,null,null,null,{"$f":"AR70","v":0},0,0,0,0,0,0,0,0,0,0,0,0,0,0,0,0,0,0,0,0,0,0,0,0,0,0,0,0,0,0,0,0,0,0,0,0,0,0,0,0,0,0,0,0,0,0,0,0,0,0,0,0,0,0,0,0,1,0,0,0,1,0,-1,0,0]
[null,null,null,null,null,null,null,null,null,null,null,null,null,null,null,null,null,null,null,null,null,null,null,null,null,null,null,null,null,null,null,null,null,null,null,null,null,null,null,null,null,null,null,{"$error":"#N/A"},{"$error":"#N/A"},{"$error":"#N/A"},{"$error":"#N/A"},{"$error":"#N/A"},{"$error":"#N/A"},{"$error":"#N/A"},{"$error":"#N/A"},{"$error":"#N/A"},{"$error":"#N/A"},{"$error":"#N/A"},{"$error":"#N/A"},{"$error":"#N/A"},{"$error":"#N/A"},{"$error":"#N/A"},{"$error":"#N/A"},{"$error":"#N/A"},{"$error":"#N/A"},{"$error":"#N/A"},{"$error":"#N/A"},{"$error":"#N/A"},{"$error":"#N/A"},{"$error":"#N/A"},{"$error":"#N/A"},{"$error":"#N/A"},{"$error":"#N/A"},{"$error":"#N/A"},{"$error":"#N/A"},{"$error":"#N/A"},{"$error":"#N/A"},{"$error":"#N/A"},{"$error":"#N/A"},{"$error":"#N/A"},{"$error":"#N/A"},{"$error":"#N/A"},{"$error":"#N/A"},{"$error":"#N/A"},{"$error":"#N/A"},{"$error":"#N/A"},{"$error":"#N/A"},{"$error":"#N/A"},{"$error":"#N/A"},{"$error":"#N/A"},{"$error":"#N/A"},{"$error":"#N/A"},{"$error":"#N/A"},{"$error":"#N/A"},{"$error":"#N/A"},{"$error":"#N/A"},{"$error":"#N/A"},{"$error":"#N/A"},{"$error":"#N/A"},{"$error":"#N/A"},{"$error":"#N/A"},{"$error":"#N/A"},{"$error":"#N/A"},{"$error":"#N/A"},{"$error":"#N/A"},{"$error":"#N/A"},{"$error":"#N/A"},{"$error":"#N/A"},{"$error":"#N/A"},{"$error":"#N/A"},{"$error":"#N/A"},{"$error":"#N/A"},{"$error":"#N/A"}]
[null,null,null,null,null,null,null,null,null,null,null,null,null,null,null,null,null,null,null,null,null,null,null,null,null,null,null,null,null,null,null,null,null,null,null,null,null,null,null,null,null,null,null,0,0,0,0,0,0,0,0,0,0,0,0,0,0,0,0,0,0,0,0,0,0,0,0,0,0,0,0,0,0,0,0,0,0,0,0,0,0,0,0,0,0,0,0,0,0,0,0,0,0,0,0,0,0,0,0,0,0,0,1,0,0,1,0,-1,0]
[null,null,null,null,null,null,null,null,null,null,null,null,null,null,null,null,null,null,null,null,null,null,null,null,null,null,null,null,null,null,null,null,null,null,null,null,null,null,null,null,null,null,null,{"$error":"#N/A"},{"$error":"#N/A"},{"$error":"#N/A"},{"$error":"#N/A"},{"$error":"#N/A"},{"$error":"#N/A"},{"$error":"#N/A"},{"$error":"#N/A"},{"$error":"#N/A"},{"$error":"#N/A"},{"$error":"#N/A"},{"$error":"#N/A"},{"$error":"#N/A"},{"$error":"#N/A"},{"$error":"#N/A"},{"$error":"#N/A"},{"$f":"BH73","v":{"$error":"#N/A"}},{"$error":"#N/A"},{"$error":"#N/A"},{"$error":"#N/A"},{"$error":"#N/A"},{"$error":"#N/A"},{"$error":"#N/A"},{"$error":"#N/A"},{"$error":"#N/A"},{"$error":"#N/A"},{"$error":"#N/A"},{"$error":"#N/A"},{"$error":"#N/A"},{"$error":"#N/A"},{"$error":"#N/A"},{"$error":"#N/A"},{"$error":"#N/A"},{"$error":"#N/A"},{"$error":"#N/A"},{"$error":"#N/A"},{"$error":"#N/A"},{"$error":"#N/A"},{"$error":"#N/A"},{"$error":"#N/A"},{"$error":"#N/A"},{"$error":"#N/A"},{"$error":"#N/A"},{"$error":"#N/A"},{"$error":"#N/A"},{"$error":"#N/A"},{"$error":"#N/A"},{"$error":"#N/A"},{"$error":"#N/A"},{"$error":"#N/A"},{"$error":"#N/A"},{"$error":"#N/A"},{"$error":"#N/A"},{"$error":"#N/A"},{"$error":"#N/A"},{"$error":"#N/A"},{"$error":"#N/A"},{"$error":"#N/A"},{"$error":"#N/A"},{"$error":"#N/A"},{"$error":"#N/A"},{"$error":"#N/A"},{"$error":"#N/A"},{"$error":"#N/A"},{"$error":"#N/A"},{"$error":"#N/A"}]
[null,null,null,null,null,null,null,null,null,null,null,null,null,null,null,null,null,null,null,null,null,null,null,null,null,null,null,null,null,null,null,null,null,null,null,null,null,null,null,null,null,null,null,0,0,0,0,0,0,0,0,0,0,0,0,0,0,0,0,0,0,0,0,0,0,0,0,0,0,0,0,0,0,0,0,0,0,0,0,0,0,0,0,0,0,0,0,0,0,0,0,0,0,0,0,0,0,0,0,0,0,1,0,0,0,0,1,1,-1]
[null,null,null,null,null,null,null,null,null,null,null,null,null,null,null,null,null,null,null,null,null,null,null,null,null,null,null,null,null,null,null,null,null,null,null,null,null,null,null,null,null,null,null,{"$error":"#N/A"},{"$error":"#N/A"},{"$error":"#N/A"},{"$error":"#N/A"},{"$error":"#N/A"},{"$error":"#N/A"},{"$error":"#N/A"},{"$error":"#N/A"},{"$error":"#N/A"},{"$error":"#N/A"},{"$error":"#N/A"},{"$error":"#N/A"},{"$error":"#N/A"},{"$error":"#N/A"},{"$error":"#N/A"},{"$error":"#N/A"},{"$error":"#N/A"},{"$error":"#N/A"},{"$error":"#N/A"},{"$error":"#N/A"},{"$error":"#N/A"},{"$error":"#N/A"},{"$error":"#N/A"},{"$error":"#N/A"},{"$error":"#N/A"},{"$error":"#N/A"},{"$error":"#N/A"},{"$error":"#N/A"},{"$error":"#N/A"},{"$error":"#N/A"},{"$error":"#N/A"},{"$error":"#N/A"},{"$error":"#N/A"},{"$error":"#N/A"},{"$error":"#N/A"},{"$error":"#N/A"},{"$error":"#N/A"},{"$error":"#N/A"},{"$error":"#N/A"},{"$error":"#N/A"},{"$error":"#N/A"},{"$error":"#N/A"},{"$error":"#N/A"},{"$error":"#N/A"},{"$error":"#N/A"},{"$error":"#N/A"},{"$error":"#N/A"},{"$error":"#N/A"},{"$error":"#N/A"},{"$error":"#N/A"},{"$error":"#N/A"},{"$error":"#N/A"},{"$error":"#N/A"},{"$error":"#N/A"},{"$error":"#N/A"},{"$error":"#N/A"},{"$error":"#N/A"},{"$error":"#N/A"},{"$error":"#N/A"},{"$error":"#N/A"},{"$error":"#N/A"},{"$error":"#N/A"},{"$error":"#N/A"},{"$error":"#N/A"},{"$error":"#N/A"},{"$error":"#N/A"}]
[null,null,null,null,null,null,null,null,null,null,null,null,null,null,null,null,null,null,null,null,null,null,null,null,null,null,null,null,null,null,null,null,null,null,null,null,null,null,null,null,null,null,null,0,0,0,0,0,0,0,0,0,0,0,0,0,0,0,0,0,0,0,0,0,0,0,0,0,0,0,0,0,0,0,0,0,0,0,0,0,0,0,0,0,0,0,0,0,0,0,0,0,0,0,0,0,0,0,0,0,0,0,0,1,-1,-1,0,0,0]
[null,null,null,null,null,null,null,null,null,null,null,null,null,null,null,null,null,null,null,null,null,null,null,null,null,null,null,null,null,null,null,null,null,null,null,null,null,null,null,null,null,null,null,0,0,0,0,0,0,0,0,0,0,0,0,0,0,0,0,0,0,0,0,0,0,0,0,0,0,0,0,0,0,0,0,0,0,0,0,0,0,0,0,0,0,0,0,0,0,0,0,0,0,0,0,0,0,0,0,0,0,0,0,0,0,1,0,0,0]
[]
[]
[]
[]
[]
[]
[]
[]
[]
[]
[]
[]
[]
[]
[]
[]
[]
[]
[]
[]
[]
[]
[]
[]
[]
[]
[]
[]
[]
[]
[]
[]
[]
[]
[]
[]
[]
[]
[]
[]
[]
[]
[]
[]
[]
[]
[]
[]
[]
[]
[]
[]
[]
[]
[]
[]
[]
[]
[]
[]
[]
[]
[]
[]
[]
[]
[]
[]
[]
[]
[]
[]
[]
[]
[]
[]
[]
[]
[]
[]
[]
[null,null,null,null,null,null,null,null,null,null,null,null,null,null,null,null,null,null,null,null,null,null,null,null,null,null,null,null,null,null,null,null,null,null,null,null,null,null,null,null,null,null,null,{"$f":"AR163","v":{"$error":"#N/A"}}]
[null,null,null,null,null,null,null,null,null,null,null,null,null,null,null,null,null,null,null,null,null,null,null,null,null,null,null,null,null,null,null,null,null,null,null,null,null,null,null,null,null,null,null,{"$f":"AR164","v":0}]
[null,null,null,null,null,null,null,null,null,null,null,null,null,null,null,null,null,null,null,null,null,null,null,null,null,null,null,null,null,null,null,null,null,null,null,null,null,null,null,null,null,null,null,{"$f":"AR169","v":0}]
[null,null,null,null,null,null,null,null,null,null,null,null,null,null,null,null,null,null,null,null,null,null,null,null,null,null,null,null,null,null,null,null,null,null,null,null,null,null,null,null,null,null,null,0]
[null,null,null,null,null,null,null,null,null,null,null,null,null,null,null,null,null,null,null,null,null,null,null,null,null,null,null,null,null,null,null,null,null,null,null,null,null,null,null,null,null,null,null,0]
[null,null,null,null,null,null,null,null,null,null,null,null,null,null,null,null,null,null,null,null,null,null,null,null,null,null,null,null,null,null,null,null,null,null,null,null,null,null,null,null,null,null,null,0]
[null,null,null,null,null,null,null,null,null,null,null,null,null,null,null,null,null,null,null,null,null,null,null,null,null,null,null,null,null,null,null,null,null,null,null,null,null,null,null,null,null,null,null,0]
[null,null,null,null,null,null,null,null,null,null,null,null,null,null,null,null,null,null,null,null,null,null,null,null,null,null,null,null,null,null,null,null,null,null,null,null,null,null,null,null,null,null,null,0]
[null,null,null,null,null,null,null,null,null,null,null,null,null,null,null,null,null,null,null,null,null,null,null,null,null,null,null,null,null,null,null,null,null,null,null,null,null,null,null,null,null,null,null,0]
[null,null,null,null,null,null,null,null,null,null,null,null,null,null,null,null,null,null,null,null,null,null,null,null,null,null,null,null,null,null,null,null,null,null,null,null,null,null,null,null,null,null,null,{"$error":"#N/A"}]
[null,null,null,null,null,null,null,null,null,null,null,null,null,null,null,null,null,null,null,null,null,null,null,null,null,null,null,null,null,null,null,null,null,null,null,null,null,null,null,null,null,null,null,{"$error":"#N/A"}]
[null,null,null,null,null,null,null,null,null,null,null,null,null,null,null,null,null,null,null,null,null,null,null,null,null,null,null,null,null,null,null,null,null,null,null,null,null,null,null,null,null,null,null,{"$error":"#N/A"}]
[null,null,null,null,null,null,null,null,null,null,null,null,null,null,null,null,null,null,null,null,null,null,null,null,null,null,null,null,null,null,null,null,null,null,null,null,null,null,null,null,null,null,null,0]
[null,null,null,null,null,null,null,null,null,null,null,null,null,null,null,null,null,null,null,null,null,null,null,null,null,null,null,null,null,null,null,null,null,null,null,null,null,null,null,null,null,null,null,0]
[null,null,null,null,null,null,null,null,null,null,null,null,null,null,null,null,null,null,null,null,null,null,null,null,null,null,null,null,null,null,null,null,null,null,null,null,null,null,null,null,null,null,null,0]
[null,null,null,null,null,null,null,null,null,null,null,null,null,null,null,null,null,null,null,null,null,null,null,null,null,null,null,null,null,null,null,null,null,null,null,null,null,null,null,null,null,null,null,0]
[null,null,null,null,null,null,null,null,null,null,null,null,null,null,null,null,null,null,null,null,null,null,null,null,null,null,null,null,null,null,null,null,null,null,null,null,null,null,null,null,null,null,null,{"$error":"#N/A"}]
[null,null,null,null,null,null,null,null,null,null,null,null,null,null,null,null,null,null,null,null,null,null,null,null,null,null,null,null,null,null,null,null,null,null,null,null,null,null,null,null,null,null,null,{"$error":"#N/A"}]
[null,null,null,null,null,null,null,null,null,null,null,null,null,null,null,null,null,null,null,null,null,null,null,null,null,null,null,null,null,null,null,null,null,null,null,null,null,null,null,null,null,null,null,{"$error":"#N/A"}]
[null,null,null,null,null,null,null,null,null,null,null,null,null,null,null,null,null,null,null,null,null,null,null,null,null,null,null,null,null,null,null,null,null,null,null,null,null,null,null,null,null,null,null,0]
[null,null,null,null,null,null,null,null,null,null,null,null,null,null,null,null,null,null,null,null,null,null,null,null,null,null,null,null,null,null,null,null,null,null,null,null,null,null,null,null,null,null,null,0]
[null,null,null,null,null,null,null,null,null,null,null,null,null,null,null,null,null,null,null,null,null,null,null,null,null,null,null,null,null,null,null,null,null,null,null,null,null,null,null,null,null,null,null,0]
[null,null,null,null,null,null,null,null,null,null,null,null,null,null,null,null,null,null,null,null,null,null,null,null,null,null,null,null,null,null,null,null,null,null,null,null,null,null,null,null,null,null,null,0]
[null,null,null,null,null,null,null,null,null,null,null,null,null,null,null,null,null,null,null,null,null,null,null,null,null,null,null,null,null,null,null,null,null,null,null,null,null,null,null,null,null,null,null,{"$error":"#N/A"}]
[null,null,null,null,null,null,null,null,null,null,null,null,null,null,null,null,null,null,null,null,null,null,null,null,null,null,null,null,null,null,null,null,null,null,null,null,null,null,null,null,null,null,null,{"$error":"#N/A"}]
[null,null,null,null,null,null,null,null,null,null,null,null,null,null,null,null,null,null,null,null,null,null,null,null,null,null,null,null,null,null,null,null,null,null,null,null,null,null,null,null,null,null,null,{"$error":"#N/A"}]
[null,null,null,null,null,null,null,null,null,null,null,null,null,null,null,null,null,null,null,null,null,null,null,null,null,null,null,null,null,null,null,null,null,null,null,null,null,null,null,null,null,null,null,0]
[null,null,null,null,null,null,null,null,null,null,null,null,null,null,null,null,null,null,null,null,null,null,null,null,null,null,null,null,null,null,null,null,null,null,null,null,null,null,null,null,null,null,null,0]
[null,null,null,null,null,null,null,null,null,null,null,null,null,null,null,null,null,null,null,null,null,null,null,null,null,null,null,null,null,null,null,null,null,null,null,null,null,null,null,null,null,null,null,0]
[null,null,null,null,null,null,null,null,null,null,null,null,null,null,null,null,null,null,null,null,null,null,null,null,null,null,null,null,null,null,null,null,null,null,null,null,null,null,null,null,null,null,null,0]
[null,null,null,null,null,null,null,null,null,null,null,null,null,null,null,null,null,null,null,null,null,null,null,null,null,null,null,null,null,null,null,null,null,null,null,null,null,null,null,null,null,null,null,{"$error":"#N/A"}]
[null,null,null,null,null,null,null,null,null,null,null,null,null,null,null,null,null,null,null,null,null,null,null,null,null,null,null,null,null,null,null,null,null,null,null,null,null,null,null,null,null,null,null,{"$error":"#N/A"}]
[null,null,null,null,null,null,null,null,null,null,null,null,null,null,null,null,null,null,null,null,null,null,null,null,null,null,null,null,null,null,null,null,null,null,null,null,null,null,null,null,null,null,null,{"$error":"#N/A"}]
[null,null,null,null,null,null,null,null,null,null,null,null,null,null,null,null,null,null,null,null,null,null,null,null,null,null,null,null,null,null,null,null,null,null,null,null,null,null,null,null,null,null,null,0]
[null,null,null,null,null,null,null,null,null,null,null,null,null,null,null,null,null,null,null,null,null,null,null,null,null,null,null,null,null,null,null,null,null,null,null,null,null,null,null,null,null,null,null,0]
[null,null,null,null,null,null,null,null,null,null,null,null,null,null,null,null,null,null,null,null,null,null,null,null,null,null,null,null,null,null,null,null,null,null,null,null,null,null,null,null,null,null,null,{"$error":"#N/A"}]
[null,null,null,null,null,null,null,null,null,null,null,null,null,null,null,null,null,null,null,null,null,null,null,null,null,null,null,null,null,null,null,null,null,null,null,null,null,null,null,null,null,null,null,0]
[null,null,null,null,null,null,null,null,null,null,null,null,null,null,null,null,null,null,null,null,null,null,null,null,null,null,null,null,null,null,null,null,null,null,null,null,null,null,null,null,null,null,null,{"$error":"#N/A"}]
[null,null,null,null,null,null,null,null,null,null,null,null,null,null,null,null,null,null,null,null,null,null,null,null,null,null,null,null,null,null,null,null,null,null,null,null,null,null,null,null,null,null,null,0]
[null,null,null,null,null,null,null,null,null,null,null,null,null,null,null,null,null,null,null,null,null,null,null,null,null,null,null,null,null,null,null,null,null,null,null,null,null,null,null,null,null,null,null,{"$error":"#N/A"}]
[null,null,null,null,null,null,null,null,null,null,null,null,null,null,null,null,null,null,null,null,null,null,null,null,null,null,null,null,null,null,null,null,null,null,null,null,null,null,null,null,null,null,null,0]
[null,null,null,null,null,null,null,null,null,null,null,null,null,null,null,null,null,null,null,null,null,null,null,null,null,null,null,null,null,null,null,null,null,null,null,null,null,null,null,null,null,null,null,{"$error":"#N/A"}]
[null,null,null,null,null,null,null,null,null,null,null,null,null,null,null,null,null,null,null,null,null,null,null,null,null,null,null,null,null,null,null,null,null,null,null,null,null,null,null,null,null,null,null,0]
[null,null,null,null,null,null,null,null,null,null,null,null,null,null,null,null,null,null,null,null,null,null,null,null,null,null,null,null,null,null,null,null,null,null,null,null,null,null,null,null,null,null,null,0]
[null,null,null,null,null,null,null,null,null,null,null,null,null,null,null,null,null,null,null,null,null,null,null,null,null,null,null,null,null,null,null,null,null,null,null,null,null,null,null,null,null,null,null,0]
[null,null,null,null,null,null,null,null,null,null,null,null,null,null,null,null,null,null,null,null,null,null,null,null,null,null,null,null,null,null,null,null,null,null,null,null,null,null,null,null,null,null,null,0]
[null,null,null,null,null,null,null,null,null,null,null,null,null,null,null,null,null,null,null,null,null,null,null,null,null,null,null,null,null,null,null,null,null,null,null,null,null,null,null,null,null,null,null,{"$error":"#N/A"}]
[null,null,null,null,null,null,null,null,null,null,null,null,null,null,null,null,null,null,null,null,null,null,null,null,null,null,null,null,null,null,null,null,null,null,null,null,null,null,null,null,null,null,null,0]
[null,null,null,null,null,null,null,null,null,null,null,null,null,null,null,null,null,null,null,null,null,null,null,null,null,null,null,null,null,null,null,null,null,null,null,null,null,null,null,null,null,null,null,{"$error":"#N/A"}]
[null,null,null,null,null,null,null,null,null,null,null,null,null,null,null,null,null,null,null,null,null,null,null,null,null,null,null,null,null,null,null,null,null,null,null,null,null,null,null,null,null,null,null,0]
[null,null,null,null,null,null,null,null,null,null,null,null,null,null,null,null,null,null,null,null,null,null,null,null,null,null,null,null,null,null,null,null,null,null,null,null,null,null,null,null,null,null,null,{"$error":"#N/A"}]
[null,null,null,null,null,null,null,null,null,null,null,null,null,null,null,null,null,null,null,null,null,null,null,null,null,null,null,null,null,null,null,null,null,null,null,null,null,null,null,null,null,null,null,0]
[null,null,null,null,null,null,null,null,null,null,null,null,null,null,null,null,null,null,null,null,null,null,null,null,null,null,null,null,null,null,null,null,null,null,null,null,null,null,null,null,null,null,null,{"$error":"#N/A"}]
[null,null,null,null,null,null,null,null,null,null,null,null,null,null,null,null,null,null,null,null,null,null,null,null,null,null,null,null,null,null,null,null,null,null,null,null,null,null,null,null,null,null,null,0]
[null,null,null,null,null,null,null,null,null,null,null,null,null,null,null,null,null,null,null,null,null,null,null,null,null,null,null,null,null,null,null,null,null,null,null,null,null,null,null,null,null,null,null,0]

{"sheet":"Density","index":23,"n_rows":19,"n_cols":16,"rows_kept":19,"cut":false,"hidden":false,"merged":[]}
[]
[]
[null,null,null,null,null,null,null,null,null,null,null,null,null,null,"https://www.mercurymagazines.com/pdf/NCAPC3.pdf"]
[]
[]
[]
[]
[]
[]
[null,null,null,null,null,null,null,null,null,null,null,null,null,null,500,"kW"]
[]
[]
[]
[]
[]
[]
[null,null,null,null,null,null,null,null,null,null,null,null,null,null,100,"Rack"]
[]
[null,null,null,null,null,null,null,null,null,null,null,null,null,null,{"$f":"O10/O17","v":5},"kW/Rack"]

{"sheet":"DC Size Measure","index":24,"n_rows":31,"n_cols":3,"rows_kept":31,"cut":false,"hidden":false,"merged":[]}
[]
[]
[null,null,"You don’t measure the size of a car based on how much gas it can fit in its tank. You don’t determine how large a house is by calculating the voltage flowing through its circuits. You don’t compare the processing power of computers according to the electricity their CPUs consume."]
[null,null,"Yet, when it comes to measuring the size of data centers, the primary metric is total energy intake. Conversations about data center capacity frequently focus on the maximum megawatts that a facility can consume – hence why you might hear a company promote its 100 MW data center, for example, or others talk about 10 MW data center projects."]
[]
[null,"Understanding Data Center Size Measurements"]
[null,null,"Related:Data Centers Face Growing Pains As AI Enters Its ‘2G Era’"]
[null,null,"When people want to know how large a data center is, they usually do so because they’re interested in how many servers it can support, which is itself a measure of how many applications or data it can host."]
[null,null,"That makes sense; given that data centers’ primary purpose is to host workloads, ascertaining how many workloads a facility can support is critical for determining its ultimate value and usefulness."]
[null,null,"A challenge, though, is that there is no single metric that can accurately capture a data center’s total hosting capacity. Multiple factors impact data center capabilities, including:"]
[]
[null,null,"Building size: The physical dimensions of a facility determine how many servers you can fit inside."]
[null,null,"Server rack size: Server racks come in different sizes, which also affects the number of servers that can fit inside a data center."]
[]
[null,null,"Server rack layout: The positioning of server racks on the data center floor may impact the total number of racks and servers it can accommodate."]
[null,null,"Cooling capacity: The efficiency of data center cooling systems can place a limit on total server count. If you deploy more servers than you can keep cool, you’ll run into major problems."]
[]
[null,null,"Network infrastructure: The capacity of the network connecting servers inside a data center, as well as external connections to the Internet, restricts total server capacity."]
[]
[null,null,"Total power input: A data center’s total electrical input limits its capacity because you can only deploy as many servers as you can power."]
[null,null,"Power efficiency: The efficiency at which data center equipment consumes power (usually measured based on power usage effectiveness, or PUE) is also a factor. The more energy-efficient your infrastructure is, the more workloads you can host using a fixed power capacity."]
[]
[null,"The Pros and Cons of Sizing Data Centers Based on Energy Input"]
[null,null,"Of all the factors just described, one plays an especially prominent role in comparing data center capacity: power input."]
[null,null,"Metrics like square footage and total theoretical server rack count are also often discussed. But if someone needs to sum up a data center’s size using a single number, it’s likely to be a measure of how many megawatts of energy flow into it."]
[]
[null,null,"In some respects, this approach makes sense. The major advantage of measuring data center capacity based on power input offers is that it’s a relatively consistent proxy for how many servers and workloads a data center can support. More workloads require more power, so more power generally correlates with more capacity."]
[]
[null,null,"On the other hand, a major downside is that total energy input doesn’t always translate linearly to total server capacity. A server's power requirements can fluctuate widely based on its components, the specific workloads it hosts, and the efficiency of the cooling system that protects it."]
[]
[null,null,"For this reason, total power input measurements are more meaningful if they’re accompanied by PUE metrics, since PUE reflects which percentage of available energy inside a data center can be used to power servers. For example, a 100 MW data center with poor power usage effectiveness might not be able to support as many workloads as an 80 MW data center that uses electricity more efficiently, thanks to energy-saving innovations like immersion cooling."]

{"sheet":"Racks","index":25,"n_rows":2,"n_cols":9,"rows_kept":2,"cut":false,"hidden":false,"merged":[]}
[]
[null,null,null,null,null,null,null,null,"Picture of RAC"]

{"sheet":"Critical Load","index":26,"n_rows":47,"n_cols":5,"rows_kept":47,"cut":false,"hidden":false,"merged":[]}
[]
[null,null,"In a data center, \"critical load\" (or IT load) is the electrical power dedicated solely to servers, storage drives, and network routers. It excludes facility overhead—such as cooling systems and lighting—and dictates the true operational value and capacity sizing of the site. [1, 2, 3]"]
[null,null,"Why It Matters"]
[null,null,"UPS & Generator Sizing: Critical load determines the exact battery and generator capacity required to ensure no disruption during a grid outage. [1, 2]"]
[null,null,"Energy Costs: It is used directly to calculate the Power Usage Effectiveness (PUE) of the facility. [1]"]
[null,null,"AI Compute Impacts: With the massive surge in artificial intelligence and high-density computing, single rack densities are skyrocketing, making critical load management essential for preventing equipment overheating. [1, 2, 3, 4]"]
[null,null,"How to Calculate & Manage It"]
[null,null,"Data center operators actively track and simulate critical loads to prevent data corruption and hardware failure. Key components include: [1]"]
[null,null,"1. Load-Flow Analysis & Studies: Used to model electrical distribution paths, ensuring breaker coordination and preventing cascading failures under fault conditions. [1, 2]"]
[null,null,"2. Data Center Infrastructure Management (DCIM): Software tools used to continuously monitor, map, and automate the distribution of critical power. [1]"]
[null,null,"3. Redundancy Models: Often mapped using \\(N+1\\) or \\(2N\\) architectures to ensure that if a power supply fails, the critical load is seamlessly transferred to backup utility feeds. [1, 2, 3, 4, 5]"]
[null,null,"To explore standard definitions and power requirements in greater depth, review the Data Center Power Fundamentals guide or the official Department of Energy Clean Energy Resources insights."]
[null,null,"Data Center FAQs"]
[null,null,"\"Critical\" power or \"IT load\" often refers to the data center load that is consumed or is dedicated to IT equipment such as server..."]
[]
[null,null,"H5 Data Centers"]
[null,null,"What Is a Critical Load? - Trystar"]
[null,null,"Sep 13, 2022 — A critical load has more than one definition, but when a power supply is concerned, a critical load is the total electrical power ..."]
[]
[]
[null,null,"Trystar"]
[null,null,"Critical Power Supply is the Determining Factor in Data Center ..."]
[null,null,"Sep 24, 2020 — It's all about POWER. ... Which one is likely to be more valuable? What if they have different PUEs (power utilization efficiency ..."]
[]
[]
[null,null,"Valbridge Property Advisors"]
[null,null,"Show all"]
[]
[]
[null,null,"⚙️ What is Included vs. Excluded"]
[null,null,"Critical load differentiates the \"brain\" of the data center from the auxiliary infrastructure required to keep the building running. [1]"]
[null,null,"Included (Critical IT Load): Servers, mainframes, storage arrays, network switches, routers, and integrated security appliances."]
[null,null,"Excluded (Mechanical & Facility Load): Chillers, Coolant Distribution Units (CDUs), fans, pumps, lighting, and administrative office space. [1, 2, 3, 4, 5]"]
[null,null,"📊 Metric Relevance: PUE"]
[null,null,"Critical load serves as the denominator in calculating a facility's Power Usage Effectiveness (PUE), the global standard for measuring data center efficiency. [1, 2, 3]"]
[null,null,"\\(\\text{PUE}=\\frac{\\text{Total\\ Facility\\ Power}}{\\text{Critical\\ IT\\ Load\\ Power}}\\)"]
[null,null,"A PUE approaching 1.0 indicates that nearly all power entering the facility goes directly to the critical IT equipment rather than overhead costs like cooling. For instance, Google Data Centers report a highly optimized fleet-wide PUE of 1.09, while the broader industry average sits around 1.56. [1, 2]"]
[null,null,"⚡ Critical Power vs. Total Utility Power"]
[null,null,"When data center developers discuss capacity in megawatts (MW), there is a significant difference between the raw utility grid connection and the usable critical power: [1]"]
[null,null,"Power Metric [1, 2, 3, 4, 5]","Definition","Purpose"]
[null,null,"Critical Power (IT Capacity)","The stable, backup-supported power safely allocated to server racks.","Guarantees continuous computing uptime."]
[null,null,"Total Facility Power","The combined sum of the critical IT load and all mechanical, cooling, and lighting systems.","Used by electrical engineers to design the overall electrical grid layout."]
[null,null,"Utility Power Feed","The gross amount of electricity delivered to the substation by the power provider.","Dictates the absolute maximum energy footprint a site can handle."]
[null,null,"🛑 Why Protecting the Critical Load Matters"]
[null,null,"If utility power fluctuates or experiences a sustained outage, the critical load cannot drop. A sudden loss of power to the critical load results in catastrophic system crashes, hardware damage, and data corruption. [1, 2, 3, 4]"]
[null,null,"To protect this load, data centers route electricity through a chain of defenses: Utility Grid ➔ Surge Protectors ➔ UPS Batteries ➔ Backup Diesel Generators. The UPS filters incoming power anomalies (like voltage sags or swells) and bridges the brief gap (usually less than a minute) required for backup generators to start and take over the load. [1, 2, 3, 4, 5]"]
[null,null,"Are you analyzing critical load to design a facility's electrical layout, evaluate power efficiency metrics (PUE), or size a specific UPS backup system? [1, 2]"]

{"sheet":"Mechanical Load","index":27,"n_rows":27,"n_cols":3,"rows_kept":27,"cut":false,"hidden":false,"merged":[]}
[]
[null,null,"In a data center, \"mechanical load\" can refer to two completely different engineering concepts: thermal/electrical mechanical load (the power consumed by cooling infrastructure) or structural mechanical load (the physical weight the building floor must support). [1, 2]"]
[]
[null,"1. Thermal & Electrical Mechanical Load"]
[null,null,"In facility operations, the mechanical load represents the energy demanded by cooling and environmental management systems to remove the massive amount of heat generated by IT hardware. Every watt of electrical energy delivered to a server rack is converted entirely into heat, which must be continuously expelled to prevent equipment failure. [1, 2, 3]"]
[null,null,"Key Components Included:"]
[null,null,"Chillers and Dry Coolers: Central plants that chill water or refrigerant to absorb heat."]
[null,null,"CRAC/CRAH Units: Computer Room Air Conditioning or Air Handling units that circulate cold air through the data halls."]
[null,null,"Pumps and Fans: Motor-driven equipment that moves liquids and air through the facility."]
[null,null,"Cooling Distribution Units (CDUs): Systems required for liquid-cooled or direct-to-chip modern architectures. [1, 2, 3, 4, 5]"]
[null,null,"Crucial Operating Metrics:"]
[null,null,"Mechanical Load Component (MLC): A vital efficiency metric calculated as the ratio of the cooling infrastructure's power consumption to the power consumption of the IT equipment (ITE)."]
[null,null,"\\(\\text{MLC}=\\frac{\\text{Total\\ Cooling\\ \\&\\ Fan\\ Power}}{\\text{Total\\ IT\\ Equipment\\ Power}}\\) [1, 2]"]
[null,null,"Power Usage Effectiveness (PUE): The overall efficiency metric where total facility power (IT load + mechanical load + electrical losses) is divided by IT load. Modern hyperscale data centers target an ultra-efficient PUE of 1.2 to 1.4. [1, 2, 3]"]
[null,null,"Total Capacity Impact: Mechanical loads are massive, dynamically drawing anywhere from 10% to 40% of the data center's total utility power allocation. [1]"]
[]
[null,"2. Structural Mechanical Load"]
[null,null,"From a civil and structural engineering perspective, mechanical load refers to the physical forces and dead/live weights acting upon the building’s concrete slabs and raised floors. [1]"]
[null,null,"Types of Structural Loads:"]
[null,null,"Dead Loads: Permanent, static weights of the facility itself, including the building shell, heavy concrete structural slabs, and permanently installed overhead piping grids. [1, 2, 3]"]
[null,null,"Live Loads: Movable or variable weights added over time. In a data center, this includes IT server racks, network cabinets, and technicians moving tools through the aisles. [1, 2, 3]"]
[null,null,"The Impact of High-Density AI:"]
[null,null,"Structural load calculations have undergone a massive shift due to Artificial Intelligence (AI) hardware. Legacy enterprise environments historically managed light racks averaging 4 to 10 kW. Conversely, modern high-density AI and High-Performance Computing (HPC) server racks can easily weigh up to 1.5 metric tons per rack even before integrating heavy water-filled liquid-cooling loops and localized power blocks. This requires advanced sub-floor bracing and high-capacity floor loading limits, especially when retrofitting multi-story structures. [1, 2, 3]"]
[]
[null,null,"To help provide more specific calculations, metrics, or design standards, please let me know:"]
[null,null,"Are you looking at this from an electrical/cooling efficiency standpoint or a structural/civil building standpoint?"]
[null,null,"Are you designing for a traditional enterprise environment or a high-density AI/hyperscale facility?"]

{"sheet":"Schidner Electric","index":28,"n_rows":16,"n_cols":2,"rows_kept":16,"cut":false,"hidden":false,"merged":[]}
[]
[]
[null,"Schneider Electric (SE) provides comprehensive, end-to-end liquid cooling and reference designs (RD) optimized for high-density AI data centers. As Artificial Intelligence workloads and advanced GPU clusters push traditional power limits past 100 kW to 240 kW per rack, air cooling alone becomes mathematically insufficient. Schneider Electric addresses this thermal crisis through a hardware, software, and pre-validated design ecosystem. [1, 2, 3, 4, 5]"]
[null,"Core Liquid Cooling Architecture [1]"]
[null,"Coolant Distribution Units (CDUs): Engineered alongside major silicon manufacturers to isolate facility water loops from clean technology cooling system (TCS) loops. [1, 2]"]
[null,"Direct-to-Chip (DTC) Systems: Utilize specialized fluid micro-channels directly on top of the processor to achieve single-phase heat capture right at the silicon source. [1, 2, 3]"]
[null,"ChilledDoor® Rear Door Heat Exchangers: Scalable rear-door systems capable of removing up to 75 kW per rack, enabling operators to retrofit existing brownfield sites without full structural overhauls. [1, 2]"]
[null,"Liquid-to-Air Heat Dissipation Units (HDU): Purpose-built for testing environments, local labs, or data centers where structural facility water lines are completely missing. [1]"]
[null,"Validated Reference Designs (RD)"]
[null,"Co-developed in partnership with major chipmakers like NVIDIA, Schneider Electric’s Reference Designs act as turnkey engineering blueprints. They explicitly eliminate common field deployment errors, such as: [1, 2]"]
[null,"1. Flow Coefficient (Cv) Mismatches: Preventing undersized facility valves from choking coolant delivery."]
[null,"2. Pump Curve Errors: Ensuring system pumps maintain enough pressure to overcome restrictive GPU cold plates."]
[null,"3. Loop Delta-T (\\(\\Delta T\\)) Inefficiencies: Balancing precise temperature differences between supply and return fluid to maximize stability. [1]"]
[null,"Software and Operations Optimization"]
[null,"Infrastructure management is unified via Schneider Electric EcoStruxure Software, which delivers real-time thermal analytics, predictive maintenance, and automated cooling logic changes to prevent overheating during unexpected computing spikes. For upstream development, fluid configurations and facility energy balance are simulated through joint integration with AVEVA Process Simulation platforms. [1, 2, 3, 4, 5]"]
[null,"Are you looking to retrofit an existing air-cooled facility or building a brand-new greenfield AI data center? Let me know your current rack density targets so I can provide more specific design blueprints."]

{"sheet":"Direct to Chip Cooling","index":29,"n_rows":0,"n_cols":0,"rows_kept":0,"cut":false,"hidden":false,"merged":[]}

{"sheet":"Carbon Usage Effectiveness","index":30,"n_rows":31,"n_cols":3,"rows_kept":31,"cut":false,"hidden":false,"merged":[]}
[]
[null,null,"cue in data center"]
[]
[]
[]
[]
[]
[]
[]
[]
[]
[]
[null,null,"In a data center, CUE stands for Carbon Usage Effectiveness, a standardized sustainability metric that measures the total carbon footprint of a facility relative to its IT computing power. Introduced by The Green Grid and standardized under ISO/IEC 30134-8, CUE helps operators evaluate, benchmark, and report the real environmental impact of their digital operations. [1, 2, 3]"]
[]
[null,"The Mathematical Formula"]
[null,null,"The metric calculates how many kilograms of greenhouse gas emissions are generated for every kilowatt-hour (kWh) consumed by servers and networking gear: [1, 2]"]
[null,null,"\\(\\text{CUE}=\\frac{\\text{Total\\ Data\\ Center\\ CO}_{2}\\text{\\ Emissions\\ }(\\text{kgCO}_{2}\\text{eq})}{\\text{Total\\ IT\\ Equipment\\ Energy\\ Consumption\\ }(\\text{kWh})}\\)"]
[null,null,"Alternatively, if the annual Power Usage Effectiveness (PUE) and the regional Carbon Emission Factor (CEF) are known, it can be written as:"]
[null,null,"\\(\\text{CUE}=\\text{PUE}\\times \\text{CEF}\\)"]
[null,null,"What the Scores Mean"]
[null,null,"Ideal Score (0.0): A data center achieving a 0.0 CUE generates zero carbon emissions, meaning it runs entirely on 100% renewable or carbon-free energy. [1, 2]"]
[null,null,"Higher Scores (>0.5): A higher number means the infrastructure relies heavily on fossil-fuel-intensive energy grids (like coal or natural gas), even if the facility itself is highly energy-efficient. [1, 2]"]
[null,null,"Why Data Centers Track CUE"]
[null,null,"Exposing the \"Green\" Illusion: A data center can have a near-perfect PUE (meaning it uses very little overhead power for cooling) but still have a terrible CUE if its primary power comes from a coal-fired grid. [1, 2]"]
[null,null,"Regulatory Compliance: Governments globally enforce stricter environmental disclosure mandates, making verifiable metrics necessary to avoid severe financial penalties. [1]"]
[null,null,"Attracting Enterprise Clients: Corporate tenants actively scrub their supply chains to lower Scope 3 emissions, prioritizing vendors who prove low carbon intensity. [1]"]
[null,null,"Strategies to Lower CUE"]
[null,null,"1. Transition to Renewables: Sign Power Purchase Agreements (PPAs) to run operations on local solar, wind, or nuclear power. [1, 2]"]
[null,null,"2. Optimize Hardware Efficiency: Refresh old server hardware with higher-utilization, energy-efficient chips to squeeze more compute out of every watt. [1, 2]"]
[null,null,"3. Upgrade Cooling Infrastructure: Transition away from energy-intensive mechanical cooling to free-air cooling or liquid immersion systems. [1, 2, 3, 4, 5]"]
[null,null,"Would you like to walk through a sample calculation using data from a specific energy grid, or are you comparing this metric against PUE and WUE for an upcoming audit?"]

{"sheet":"Power Use Effectiveness","index":31,"n_rows":36,"n_cols":3,"rows_kept":36,"cut":false,"hidden":false,"merged":[]}
[]
[]
[null,null,"power use effectiveness L2"]
[]
[]
[]
[]
[]
[]
[]
[]
[]
[]
[]
[]
[]
[]
[]
[]
[null,null,"Power Usage Effectiveness Level 2 (PUE L2), also known as Advanced PUE, is a specific methodology used by data center operators to measure and report energy efficiency. It mandates that energy readings for IT equipment are taken continuously at the Power Distribution Units (PDUs). This provides a significantly more accurate picture of actual server power consumption than basic Level 1 measurements. [1, 2, 3, 4, 5]"]
[null,null,"The"]
[]
[]
[null,null,"Power Usage Effectiveness (PUE) is the standard metric used to measure data center energy efficiency. Level 2 (PUE L2) specifically refers to continuous or weekly measurements taken directly at the Uninterruptible Power Supply (UPS) output, offering a highly accurate, intermediate assessment of facility overhead. [1, 2, 3, 4]"]
[null,null,"The PUE metric—established by The Green Grid—is calculated using the following ratio: [1]"]
[null,null,"\\(\\text{PUE}=\\frac{\\text{Total\\ Facility\\ Energy}}{\\text{IT\\ Equipment\\ Energy}}\\)"]
[null,null,"PUE Measurement Levels Defined"]
[null,null,"To ensure consistency, data center operators categorize their measurements into three distinct levels: [1]"]
[null,null,"Level 1 (Basic): Occasional, monthly measurements taken at the main utility meter. This is the least precise level because it factors in long-term trends but misses short-term operational shifts."]
[null,null,"Level 2 (Intermediate): Continuous or weekly interval measurements taken at the UPS output. This excludes losses from the medium-voltage transformer and generators, providing a highly accurate view of how much power reaches the server cabinets. [1]"]
[null,null,"Level 3 (Advanced): Continuous or weekly interval measurements taken directly at the server power supplies, or at the individual rack Power Distribution Units (PDUs). This is the most granular and accurate measurement point, capturing all mechanical and electrical distributions. [1, 2, 3, 4]"]
[null,null,"What the Numbers Mean"]
[null,null,"1.0 (Ideal): This is the theoretical limit. It means 100% of the energy is being used strictly to run the IT hardware, with zero overhead from cooling or electrical distribution. [1, 2, 3, 4, 5]"]
[null,null,"1.5 (Industry Average): While the global average is around 1.5–1.6, modern hyperscale facilities achieve much better numbers. For instance, Google Data Centers operate at an impressively low, comprehensive PUE of 1.09. [1, 2, 3, 4, 5]"]
[null,null,"2.0+ (Poor): A PUE above 2.0 indicates that the facility consumes just as much—or more—energy on overhead (like chillers and fans) as it does on actual computing. [1]"]
[null,null,"For more information on the methodology, you can read The Green Grid's Comprehensive PUE Examination. [1]"]

{"sheet":"Redundancy","index":32,"n_rows":26,"n_cols":16,"rows_kept":26,"cut":false,"hidden":false,"merged":[]}
[]
[]
[null,null,null,null,null,null,null,null,null,null,null,null,null,null,null,"Chillers = N"]
[null,null,null,null,null,null,null,null,null,null,null,null,null,null,null,"Chillers needed to Keep Data Center Going"]
[]
[]
[]
[]
[]
[]
[]
[]
[]
[]
[]
[]
[]
[]
[]
[]
[]
[]
[]
[]
[]
[null,null,null,null,null,null,null,null,null,null,null,null,null,null,null,"N+1"]

{"sheet":"Switchboard","index":33,"n_rows":19,"n_cols":3,"rows_kept":19,"cut":false,"hidden":false,"merged":[]}
[]
[]
[null,null,"In electrical engineering, SWB usually stands for Switchboard or Steel Wire Braided (Cable). Because it is a common acronym, its precise definition depends entirely on whether you are referring to a piece of power distribution hardware or a specific type of protected wiring. [1, 2]"]
[null,null,"1. Switchboard (Equipment & Power Distribution)"]
[null,null,"An electrical switchboard is a heavy-duty enclosure that safely routes large electrical power feeds into multiple smaller branch circuits. [1]"]
[null,null,"Function: It divides an incoming utility line into separate feeder circuits, each protected by its own circuit breaker or fuse."]
[null,null,"Ratings: They typically handle low-voltage systems up to 600 Volts and high-current demands up to 6,000 Amps."]
[null,null,"Application: Most commonly used in commercial buildings, industrial facilities, and data centres."]
[null,null,"Standards: Built to comply with manufacturing frameworks such as the NEMA PB2 standard and UL891. [1, 2]"]
[null,null,"2. Steel Wire Braided (Cables & Wiring)"]
[null,null,"When dealing with electrical cables, SWB identifies the type of protective armor layered underneath the outer jacket. [1, 2]"]
[null,null,"Design: It features highly flexible, fine galvanized steel wires woven tightly into a mesh braid around the internal conductor cores."]
[null,null,"Benefits: It provides excellent mechanical safety and strong electromagnetic shielding (EMI protection)."]
[null,null,"SWB vs SWA: Unlike rigid Steel Wire Armoured (SWA) cables, SWB cables are highly flexible, making them perfect for industrial automation, robotics, and equipment prone to frequent vibration or bending. [1, 2]"]
[null,null,"3. Alternative Meanings"]
[null,null,"Depending on the context, you might also see SWB used in these niche electrical fields:"]
[null,null,"Short Wheelbase (Vehicle Electrics): Used in automotive wiring diagrams to distinguish standard vehicles from long wheelbase variants (e.g., SWB camper conversions)."]
[null,null,"Component Models: Found in specific component part numbers, like the Elesa EBR-SWB bistable switch handle. [1, 2, 3]"]
[null,null,"Could you clarify if you are looking at a large power distribution unit, a pliable armored cable, or a wiring diagram? I can give you more specific diagrams or standards depending on what you are working with."]

{"sheet":"Genset","index":34,"n_rows":2,"n_cols":3,"rows_kept":2,"cut":false,"hidden":false,"merged":[]}
[]
[null,null,"Standby Power Rating: The generator set is capable of providing emergency power at times when no other source is available. ISO-8528-1 limits the 24-hour average load factor to 70% of the emergency nameplate rating. No overload capacity is available for the standby or continuous-power-rated generators. The ISO standard gives no limit to run time in the event of a utility power outage. However, manufacturers have limits on their generator run time typically in the range of 200 to 500 hours for an entire year. Standby generators typically operate around 50 hours/year with maximum expected usage of 200 hours per year."]

{"sheet":"Core and Shell","index":35,"n_rows":0,"n_cols":0,"rows_kept":0,"cut":false,"hidden":false,"merged":[]}

{"sheet":"Fit Out","index":36,"n_rows":0,"n_cols":0,"rows_kept":0,"cut":false,"hidden":false,"merged":[]}

{"sheet":"Efficiency","index":37,"n_rows":0,"n_cols":0,"rows_kept":0,"cut":false,"hidden":false,"merged":[]}

{"sheet":"CRAH","index":38,"n_rows":0,"n_cols":0,"rows_kept":0,"cut":false,"hidden":false,"merged":[]}

{"sheet":"Sheet5","index":39,"n_rows":0,"n_cols":0,"rows_kept":0,"cut":false,"hidden":false,"merged":[]}